## 2012 Actuals_Auditor
Enbridge Gas Distribution 2012 DSM Results
| Program | [18 empty] | Avoided Cost Benefits |  |  | Total | [6 empty] | Calculated | Calculated | Calculated
Program codes | Name | Participant Definition for Prescriptive Address for Custom | Participants (# Units for Prescriptive and # Addresses for Custom) | Annual unit gas savings | Free rider % | Reduction Factor % for non-installs and removals | Gross annual gas savings | Revised Gross Annual gas Savings | Net annual gas savings | Unit kWh | Gross kWh | Revised Gross kWh | Net kWh | Unit water m3 | Gross water m3 | Revised Gross water m3 | Net m3 | Measure Life | Load type | NPV Gas | NPV Electric | NPV Water | NPV benefits | Unit Incremental costs | Total Net Incremental costs | Total incentive payments | "Direct" Program costs | DSM O&M | Total TRC Costs | Net TRC Benefits | Cumulative Cubic Metres (CCM) | Gross actual CCM
Residential
RA.RE.ESK.AER BATH | ESK Partners - Bathroom Aerators | Household | 9332 | 10 | 31% | 65.3% | 93320 | 93320 | 22343.61 | 0 | 0 | 0 | 0 | 3.435 | 32055 | 32055 | 7675.03 | 10 | w | 36097.7414 | 0 | 141154.5719 | 177252.3133 | 0.55 | 3541.494 | 0 | 0 | 0 | 3541.494 | 173710.8193 | 223436.1 | 933200
RA.RE.ESK.AER KIT | ESK Partners - Kitchen Aerators | Household | 4666 | 23 | 31% | 49.5% | 107318 | 107318 | 37394.96 | 0 | 0 | 0 | 0 | 7.797 | 36381 | 36381 | 12676.8914 | 10 | w | 60414.3017 | 0 | 233145.8217 | 293560.1235 | 1 | 3219.54 | 0 | 0 | 0 | 3219.54 | 290340.5835 | 373949.6 | 1073180
RA.RE.ESK.SH.2.0 | ESK Partners Showerheads 2.0 - 2.5 | Household | 1493 | 50 | 10% | 44.2% | 74650 | 74650 | 37489.23 | 0 | 0 | 0 | 0 | 16.631 | 24830 | 24830 | 12469.6677 | 10 | w | 60566.6018 | 0 | 229334.6861 | 289901.2879 | 19 | 25530.3 | 0 | 0 | 0 | 25530.3 | 264370.9879 | 374892.3 | 746500
RA.RE.ESK.SH.2.6 | ESK Partners Showerheads 2.6+ | Household | 3173 | 82 | 10% | 44.2% | 260186 | 260186 | 130665.41 | 0 | 0 | 0 | 0 | 23.37 | 74166 | 74166 | 37239.6419 | 10 | w | 211099.5575 | 0 | 684889.2681 | 895988.8256 | 19 | 54258.3 | 0 | 0 | 0 | 54258.3 | 841730.5256 | 1306654.1 | 2601860
RA.RE.TAPS | TAPS Showerhead 2.0 - 2.5 | Household | 26344 | 50 | 10% | 59.3% | 1317200 | 1317200 | 482490.36 | 0 | 0 | 0 | 0 | 16.631 | 427482 | 427482 | 160485.9435 | 10 | w | 779498.5794 | 0 | 2951561.6949 | 3731060.2743 | 4.26 | 101002.896 | 1965735.08 | 121310.27 | 2087045.35 | 222313.166 | 3508747.1083 | 4824903.6 | 13172000
RA.RE.TAPS.2.6 | TAPS Showerhead 2.6+ | Household | 55981 | 82 | 10% | 59.3% | 4590442 | 4590442 | 1681478.9046 | 0 | 0 | 0 | 0 | 23.374 | 1276688 | 1276688 | 479303.5112 | 10 | w | 2716552.5492 | 0 | 8815064.1269 | 11531616.6761 | 4.26 | 214631.154 | 0 | 0 | 0 | 214631.154 | 11316985.5221 | 16814789.046 | 45904420
RA.RE.TAPS.AER BATH | TAPS - Bathroom Aerators | Household | 164650 | 10 | 31% | 77.5% | 1646500 | 1646500 | 255619.125 | 0 | 0 | 0 | 0 | 3.435 | 551826 | 551826 | 87805.1694 | 10 | w | 412971.4525 | 0 | 1614860.2738 | 2027831.7263 | 0.55 | 62484.675 | 0 | 0 | 0 | 62484.675 | 1965347.0513 | 2556191.25 | 16465000
RA.RE.TAPS.AER KIT | TAPS - Kitchen Aerator | Household | 82325 | 23 | 31% | 66.8% | 1893475 | 1893475 | 433757.253 | 0 | 0 | 0 | 0 | 7.797 | 628477 | 628477 | 147043.7088 | 10 | w | 700766.6692 | 0 | 2704340.1353 | 3405106.8045 | 1 | 56804.25 | 0 | 0 | 0 | 56804.25 | 3348302.5545 | 4337572.53 | 18934750
RA.RE.CER | Residential Community Energy | Household | 271 | 977.1771 | 0% | 0% | 264815 | 264815 | 264815 | 100.3888 | 27205.3648 | 27205.3648 | 27205.3648 | 0 |  | 0 | 0 | 20 | s | 792254.7794 | 33751.7431 | 0 | 826006.5226 | 3374.6644 | 914534.05 | 401352 | 415357.38 | 816709.38 | 1329891.43 | -503884.9074 | 5296300 | 5296300
Total Residential |  |  | 348235 |  |  |  | 10247906 | 10247906 | 3346053.8526 |  | 27205.3648 | 27205.3648 | 27205.3648 |  | 3051905 | 3051905 | 944699.5639 |  |  | 5770222.2322 | 33751.7431 | 17374350.5787 | 23178324.554 |  | 1436006.659 | 2367087.08 | 536667.65 | 2903754.73 | 1972674.309 | 21205650.245 | 36108688.526 | 105127210
| Commercial Prescriptive |  | 0 | 1307.1771 | 1.64 | 4.661 | 0 | 0
RA.AIR | Air Curtains - Single Door | Unit | 8 | 667 | 5% | 0% | 5336 | 5336 | 5069.2 | 172 | 1376 | 1376 | 1307.2 | 0 | 0 | 0 | 0 | 15 | s | 12317.6687 | 1346.1329 | 0 | 13663.8016 | 1650 | 12540 |  | 0 | 0 | 12540 | 1123.8016 | 76038 | 80040
RA.AIR.2 | Air Curtains - Double Door | Unit | 38 | 1529 | 5% | 0% | 58102 | 58102 | 55196.9 | 1023 | 38874 | 38874 | 36930.3 | 0 | 0 | 0 | 0 | 15 | s | 134123.1613 | 38030.2109 | 0 | 172153.3721 | 2500 | 90250 |  | 0 | 0 | 90250 | 81903.3721 | 827953.5 | 871530
RA.AIR.3 | Air Curtains - 8x8 | Unit | 1 | 7565 | 5% | 0% | 7565 | 7565 | 7186.75 | -5380 | -5380 | -5380 | -5111 | 0 | 0 | 0 | 0 | 15 | s | 17463.1117 | -5263.2231 | 0 | 12199.8886 | 8242 | 7829.9 |  | 0 | 0 | 7829.9 | 4369.9886 | 107801.25 | 113475
RA.AIR.4 | Air Curtains - 8x10 | Unit | 0 | 9457 | 5% | 0% | 0 | 0 | 0 | -5220 | 0 | 0 | 0 | 0 | 0 | 0 | 0 | 15 | s | 0 | 0 | 0 | 0 | 8242 | 0 |  | 0 | 0 | 0 | 0 | 0 | 0
RA.AIR.5 | Air Curtains - 10x10 | Unit | 12 | 20605 | 5% | 0% | 247260 | 247260 | 234897 | -936 | -11232 | -11232 | -10670.4 | 0 | 0 | 0 | 0 | 15 | s | 570777.1308 | -10988.2011 | 0 | 559788.9298 | 10170 | 115938 |  | 0 | 0 | 115938 | 443850.9298 | 3523455 | 3708900
RA.CB (Space Htg) | Condensing Boiler | Unit | 8 | 2509.125 | 5% | 0% | 20073 | 20073 | 19069.35 | 0 | 0 | 0 | 0 | 0 | 0 | 0 | 0 | 25 | s | 65484.0525 | 0 | 0 | 65484.0525 | 3593.75 | 27312.5 |  | 0 | 0 | 27312.5 | 38171.5525 | 476733.75 | 501825
RA.CB (Water Htg) | Condensing Boiler | Unit | 38 | 3164.7105 | 5% | 0% | 120259 | 120259 | 114246.05 | 0 | 0 | 0 | 0 | 0 | 0 | 0 | 0 | 25 | w | 368648.1965 | 0 | 0 | 368648.1965 | 2968.2368 | 107153.35 |  | 0 | 0 | 107153.35 | 261494.8465 | 2856151.25 | 3006475
RA.DCKV.1 | Demand Control Kitchen Vent 0 to 4999 | Unit | 7 | 4801 | 5% | 0% | 33607 | 33607 | 31926.65 | 13521 | 94647 | 94647 | 89914.65 | 0 | 0 | 0 | 0 | 15 | s | 77578.6906 | 92592.6163 | 0 | 170171.3069 | 10000 | 66500 |  | 0 | 0 | 66500 | 103671.3069 | 478899.75 | 504105
RA.DCKV.2 | Demand Control Kitchen Vent 5000 to 9999 | Unit | 14 | 11486 | 5% | 0% | 160804 | 160804 | 152763.8 | 30901 | 432614 | 432614 | 410983.3 | 0 | 0 | 0 | 0 | 15 | s | 371201.3498 | 423223.7907 | 0 | 794425.1404 | 15000 | 199500 |  | 0 | 0 | 199500 | 594925.1404 | 2291457 | 2412060
RA.DCKV.3 | Demand Control Kitchen Vent 10000-15000 | Unit | 5 | 18924 | 5% | 0% | 94620 | 94620 | 89889 | 49102 | 245510 | 245510 | 233234.5 | 0 | 0 | 0 | 0 | 15 | s | 218421.6295 | 240181.0224 | 0 | 458602.652 | 20000 | 95000 |  | 0 | 0 | 95000 | 363602.652 | 1348335 | 1419300
RA.ERV | Energy Recovery Ventilators (ERV) | Unit | 24 | 6942.5833 | 5% | 0% | 166622 | 166622 | 158290.9 | 0 | 0 | 0 | 0 | 0 | 0 | 0 | 0 | 14 | s | 364146.2937 | 0 | 0 | 364146.2937 | 6743.3375 | 153748.095 |  | 0 | 0 | 153748.095 | 210398.1987 | 2216072.6 | 2332708
RA.OZ | Ozone Laundry | Unit | 72 | 8330.4861 | 8% | 0% | 599795 | 599795 | 551811.4 | 556.2083 | 40047 | 40047 | 36843.24 | 510.4722 | 36754 | 36754 | 33813.68 | 15 | w | 1260888.0971 | 37940.5579 | 837958.0591 | 2136786.7141 | 5191.6111 | 343892.32 |  | 0 | 0 | 343892.32 | 1792894.3941 | 8277171 | 8996925
RA.HEB.299 | SC High Efficiency Boiler under 300 MBH (Space) | Unit | 3 | 2000.6667 | 5% | 0% | 6002 | 6002 | 5701.9 | 0 | 0 | 0 | 0 | 0 | 0 | 0 | 0 | 25 | s | 19580.2961 | 0 | 0 | 19580.2961 | 1544 | 4400.4 |  | 0 | 0 | 4400.4 | 15179.8961 | 142547.5 | 150050
RA.HRV | Heat Recovery Ventilator (HRV) | Unit | 8 | 3915.75 | 5% | 0% | 31326 | 31326 | 29759.7 | 0 | 0 | 0 | 0 | 0 | 0 | 0 | 0 | 14 | s | 68461.8285 | 0 | 0 | 68461.8285 | 5519.69 | 41949.644 |  | 0 | 0 | 41949.644 | 26512.1845 | 416635.8 | 438564
RA.INFRD | Infrared Heaters | Unit | 739 | 1908.6333 | 33% | 0% | 1410480 | 1410480 | 945021.6 | 487.9432 | 360590 | 360590 | 241595.3 | 0 | 0 | 0 | 0 | 20 | s | 2827248.7557 | 299729.9456 | 0 | 3126978.7013 | 1591.8211 | 788158.386 |  | 0 | 0 | 788158.386 | 2338820.3153 | 18900432 | 28209600
RA.TKL | Tankless Water Heaters | Unit | 3 | 154 | 2% | 0% | 462 | 462 | 452.76 | 0 | 0 | 0 | 0 | 0 | 0 | 0 | 0 | 18 | w | 1184.4981 | 0 | 0 | 1184.4981 | -1102 | -3239.88 |  | 0 | 0 | -3239.88 | 4424.3781 | 8149.68 | 8316
RA.DISH.HT | Energy Star Dishwashers Under High temp | Unit | 23 | 801 | 40% | 0% | 18423 | 18423 | 11053.8 | 3754 | 86342 | 86342 | 51805.2 | 112.795 | 2594.285 | 2594.285 | 1556.571 | 10 | w | 17858.225 | 39591.7113 | 28627.5249 | 86077.4611 | -13 | -179.4 |  | 0 | 0 | -179.4 | 86256.8611 | 110538 | 184230
RA.FS.FRYER | Energy Star Fryers | Unit | 156 | 1083 | 20% | 0% | 168948 | 168948 | 135158.4 | 17 | 2652 | 2652 | 2121.6 | 0 | 0 | 0 | 0 | 12 | s | 273332.6004 | 1862.6199 | 0 | 275195.2203 | 1028 | 128294.4 |  | 0 | 0 | 128294.4 | 146900.8203 | 1621900.8 | 2027376
RA.DISH.ST.RACK.HT | Energy Star Stationary Rack - HT | Unit | 82 | 619 | 20% | 0% | 50758 | 50758 | 40606.4 | 3553 | 291346 | 291346 | 233076.8 | 87.119 | 7143.758 | 7143.758 | 5715.0064 | 15 | w | 92785.554 | 240018.6256 | 141627.166 | 474431.3456 | -350 | -22960 |  | 0 | 0 | -22960 | 497391.3456 | 609096 | 761370
RA.DISH.ST.RACK.LT | Energy Star Stationary Rack - LT | Unit | 116 | 841 | 20% | 0% | 97556 | 97556 | 78044.8 | 855 | 99180 | 99180 | 79344 | 118.369 | 13730.804 | 13730.804 | 10984.6432 | 15 | w | 178332.2334 | 81707.1361 | 272217.348 | 532256.7175 | -350 | -32480 |  | 0 | 0 | -32480 | 564736.7175 | 1170672 | 1463340
RA.DISH.RACKCON.SINGL | ES Rack conveyor - Single | Unit | 59 | 2203 | 27% | 0% | 129977 | 129977 | 94883.21 | 9811 | 578849 | 578849 | 422559.77 | 310.271 | 18305.989 | 18305.989 | 13363.372 | 20 | w | 266808.3393 | 524239.5729 | 398971.301 | 1190019.2131 | 2375 | 102291.25 |  | 0 | 0 | 102291.25 | 1087727.9631 | 1897664.2 | 2599540
RA.FS.UFB | High Efficiency Under-Fired Broilers | Unit | 1 | 1677 | 20% | 0% | 1677 | 1677 | 1341.6 | 12 | 12 | 12 | 9.6 | 0 | 0 | 0 | 0 | 12 | s | 2713.1352 | 8.4281 | 0 | 2721.5634 | 1270 | 1016 |  | 0 | 0 | 1016 | 1705.5634 | 16099.2 | 20124
RA.FS.EX | Food Services | [25 empty] | 23573.75 | 23573.75 | 23573.75 | -23573.75 | 0 | 0
Total Commercial Prescriptive |  |  | 1417 |  |  |  | 3429652 | 3429652 | 2762371.17 |  | 2255427 | 2255427 | 1823944.06 |  | 78528.836 | 78528.836 | 65433.2726 |  |  | 7209354.8479 | 2004220.9465 | 1679401.399 | 10892977.1934 |  | 2226914.965 | 166244.6 | 23573.75 | 23573.75 | 2250488.715 | 8642488.4784 | 47373803.28 | 59809853
| Commercial Custom | [8 empty] | 17.9648 | 15
RA.ACC.EX | Accommodation | [5 empty] | 95.59% |  |  |  | 100% |  |  |  | 100%
RA.ACC.EX.001.12 |  |  | 1 |  | 12% |  | 40488 | 38701.9411 | 34057.7082 |  | -5900 | -5900 | -5192 |  | 0 | 0 | 0 | 15 | s | 82756.9572 | -5346.6355 | 0 | 77410.3216 | 25000 | 22000 |  |  |  | 22000 | 55410.3216 | 510865.623 | 580529.1171
RA.ACC.EX.002.12A |  |  | 0 |  | 12% |  | 15875 | 15174.7015 | 13353.7373 |  | 0 | 0 | 0 |  | 0 | 0 | 0 | 25 | w | 43089.7277 | 0 | 0 | 43089.7277 | 31527 | 27743.76 |  |  |  | 27743.76 | 15345.9677 | 333843.4337 | 379367.5383
RA.ACC.EX.002.12M |  |  | 1 |  | 12% |  | 15875 | 15174.7015 | 13353.7373 |  | 0 | 0 | 0 |  | 0 | 0 | 0 | 15 | w | 30513.2668 | 0 | 0 | 30513.2668 | 8588 | 7557.44 |  |  |  | 7557.44 | 22955.8268 | 200306.0602 | 227620.523
RA.ACC.EX.004.12A |  |  | 0 |  | 12% |  | 109293 | 104471.7263 | 91935.1191 |  | 0 | 0 | 0 |  | 0 | 0 | 0 | 15 | s | 223393.5023 | 0 | 0 | 223393.5023 | 39610 | 34856.8 |  |  |  | 34856.8 | 188536.7023 | 1379026.7867 | 1567075.894
RA.ACC.EX.004.12M |  |  | 1 |  | 12% |  | 20674 | 19762.0019 | 17390.5616 |  | 0 | 0 | 0 |  | 0 | 0 | 0 | 25 | w | 56115.7185 | 0 | 0 | 56115.7185 | 4211 | 3705.68 |  |  |  | 3705.68 | 52410.0385 | 434764.0408 | 494050.0464
RA.ACC.EX.005.12A |  |  | 0 |  | 12% |  | 12469 | 11918.9514 | 10488.6772 |  | 12586 | 12586 | 11075.68 |  | 0 | 0 | 0 | 15 | s | 25486.4775 | 11405.5517 | 0 | 36892.0291 | 78548 | 69122.24 |  |  |  | 69122.24 | -32230.2109 | 157330.1584 | 178784.2709
RA.ACC.EX.005.12M |  |  | 1 |  | 12% |  | 17211 | 16451.7662 | 14477.5542 |  | 0 | 0 | 0 |  | 0 | 0 | 0 | 25 | w | 46716.0507 | 0 | 0 | 46716.0507 | 23796 | 20940.48 |  |  |  | 20940.48 | 25775.5707 | 361938.8559 | 411294.1544
RA.ACC.EX.007.12A |  |  | 0 |  | 12% |  | 52846 | 50514.7891 | 44453.0144 |  | 0 | 0 | 0 |  | 0 | 0 | 0 | 25 | w | 143440.6143 | 0 | 0 | 143440.6143 | 41451 | 36476.88 |  |  |  | 36476.88 | 106963.7343 | 1111325.3604 | 1262869.7278
RA.ACC.EX.007.12M |  |  | 1 |  | 12% |  | 88671 | 84759.4305 | 74588.2989 |  | 0 | 0 | 0 |  | 0 | 0 | 0 | 25 | s | 256135.8452 | 0 | 0 | 256135.8452 | 20994 | 18474.72 |  |  |  | 18474.72 | 237661.1252 | 1864707.4714 | 2118985.763
RA.ACC.EX.008.12M |  |  | 1 |  | 12% |  | 46226 | 44186.8191 | 38884.4008 |  | 0 | 0 | 0 |  | 0 | 0 | 0 | 25 | s | 133528.8379 | 0 | 0 | 133528.8379 | 36015 | 31693.2 |  |  |  | 31693.2 | 101835.6379 | 972110.0199 | 1104670.4771
RA.ACC.EX.008.12VFD - A |  |  | 0 |  | 12% |  | 55385 | 52941.7855 | 46588.7712 |  | 23502 | 23502 | 20681.76 |  | 0 | 0 | 0 | 15 | s | 113206.2358 | 21297.7337 | 0 | 134503.9694 | 7200 | 6336 |  |  |  | 6336 | 128167.9694 | 698831.5682 | 794126.782
RA.ACC.EX.009.12 |  |  | 1 |  | 12% |  | 9731 | 9301.7336 | 8185.5256 |  | 0 | 0 | 0 |  | 0 | 0 | 0 | 10 | w | 13224.3171 | 0 | 0 | 13224.3171 | 37968 | 33411.84 |  |  |  | 33411.84 | -20187.5229 | 81855.2555 | 93017.3358
RA.ACC.EX.010.12 |  |  | 1 |  | 12% |  | 46249 | 44208.8045 | 38903.7479 |  | 0 | 0 | 0 |  | 0 | 0 | 0 | 15 | s | 94532.3679 | 0 | 0 | 94532.3679 | 29925 | 26334 |  |  |  | 26334 | 68198.3679 | 583556.2191 | 663132.0672
RA.ACC.EX.011.12 |  |  | 1 |  | 12% |  | 37454 | 35801.7809 | 31505.5672 |  | 0 | 0 | 0 |  | 0 | 0 | 0 | 15 | s | 76555.4998 | 0 | 0 | 76555.4998 | 123211 | 108425.68 |  |  |  | 108425.68 | -31870.1802 | 472583.5074 | 537026.7129
Total | Commercial - Accommodation - RA.ACC.EX |  | 9 |  |  |  | 568447 | 543370.933 | 478166.421 |  | 30188 | 30188 | 26565.44 |  | 0 | 0 | 0 |  |  | 1338695.4187 | 27356.6498 | 0 | 1366052.0685 |  | 447078.72 | 134194.04 | 35372.16 | 169566.2 | 482450.88 | 883601.1885 | 9163044.3607 | 10412550.4098
RA.PRO.EX | Professional
RA.PRO.EX.001.12 |  |  | 1 |  | 12% |  | 86031 | 82235.8896 | 72367.5829 |  | 0 | 0 | 0 |  | 0 | 0 | 0 | 25 | s | 248509.9176 | 0 | 0 | 248509.9176 | 5436 | 4783.68 |  |  |  | 4783.68 | 243726.2376 | 1809189.5713 | 2055897.2401
RA.PRO.EX.002.12 |  |  | 1 |  | 12% |  | 80915 | 77345.5732 | 68064.1044 |  | 0 | 0 | 0 |  | 0 | 0 | 0 | 25 | s | 233731.7941 | 0 | 0 | 233731.7941 | 5436 | 4783.68 |  |  |  | 4783.68 | 228948.1141 | 1701602.6102 | 1933639.3298
RA.PRO.EX.003.12A |  |  | 0 |  | 12% |  | 80449 | 76900.13 | 67672.1144 |  | 1608286 | 1608286 | 1415291.68 |  | 0 | 0 | 0 | 15 | s | 164436.7331 | 1457443.9149 | 0 | 1621880.6479 | 194300 | 170984 |  |  |  | 170984 | 1450896.6479 | 1015081.7158 | 1153501.9498
RA.PRO.EX.003.12M |  |  | 1 |  | 12% |  | 116013 | 110895.285 | 97587.8508 |  | 0 | 0 | 0 |  | 0 | 0 | 0 | 25 | s | 335116.1915 | 0 | 0 | 335116.1915 | 39004 | 34323.52 |  |  |  | 34323.52 | 300792.6715 | 2439696.2691 | 2772382.124
RA.PRO.EX.004.12 |  |  | 1 |  | 12% |  | 18028 | 17232.7256 | 15164.7985 |  | 35965 | 35965 | 31649.2 |  | 0 | 0 | 0 | 15 | s | 36849.0028 | 32591.8216 | 0 | 69440.8244 | 10000 | 8800 |  |  |  | 8800 | 60640.8244 | 227471.9782 | 258490.8843
RA.PRO.EX.005.12 |  |  | 1 |  | 12% |  | 30531 | 29184.1772 | 25682.0759 |  | 5786 | 5786 | 5091.68 |  | 0 | 0 | 0 | 15 | s | 62404.9758 | 5243.3277 | 0 | 67648.3035 | 18050 | 15884 |  |  |  | 15884 | 51764.3035 | 385231.1385 | 437762.6574
RA.PRO.EX.006.12 |  |  | 1 |  | 12% |  | 50688 | 48451.9856 | 42637.7473 |  | 29952 | 29952 | 26357.76 |  | 0 | 0 | 0 | 15 | s | 103605.6275 | 27142.7844 | 0 | 130748.4119 | 26550 | 23364 |  |  |  | 23364 | 107384.4119 | 639566.2098 | 726779.7838
RA.PRO.EX.007.12 |  |  | 1 |  | 12% |  | 92515 | 88433.859 | 77821.7959 |  | 7188 | 7188 | 6325.44 |  | 0 | 0 | 0 | 15 | s | 189099.4836 | 6513.8333 | 0 | 195613.3169 | 67800 | 59664 |  |  |  | 59664 | 135949.3169 | 1167326.9392 | 1326507.8855
RA.PRO.EX.008.12 |  |  | 1 |  | 12% |  | 137346 | 131287.2162 | 115532.7502 |  | 0 | 0 | 0 |  | 0 | 0 | 0 | 25 | w | 372800.11 | 0 | 0 | 372800.11 | 382000 | 336160 |  |  |  | 336160 | 36640.11 | 2888318.7555 | 3282180.404
RA.PRO.EX.010.12 |  |  | 1 |  | 12% |  | 150771 | 144119.9952 | 126825.5958 |  | 350000 | 350000 | 308000 |  | 0 | 0 | 0 | 5 | s | 105715.7641 | 131796.3581 | 0 | 237512.1221 | 33120 | 29145.6 |  |  |  | 29145.6 | 208366.5221 | 634127.9791 | 720599.9762
RA.PRO.EX.011.12 |  |  | 1 |  | 12% |  | 19891 | 19013.5426 | 16731.9175 |  | 0 | 0 | 0 |  | 0 | 0 | 0 | 25 | s | 57457.3209 | 0 | 0 | 57457.3209 | 10872 | 9567.36 |  |  |  | 9567.36 | 47889.9609 | 418297.9363 | 475338.564
RA.PRO.EX.012.12 |  |  | 1 |  | 12% |  | 81227 | 77643.8098 | 68326.5527 |  | 254935 | 254935 | 224342.8 |  | 0 | 0 | 0 | 15 | s | 166026.9552 | 231024.4972 | 0 | 397051.4523 | 15722 | 13835.36 |  |  |  | 13835.36 | 383216.0923 | 1024898.2899 | 1164657.1477
RA.PRO.EX.014.12 |  |  | 1 |  | 12% |  | 12001 | 11471.5964 | 10095.0048 |  | 0 | 0 | 0 |  | 0 | 0 | 0 | 25 | s | 34666.1962 | 0 | 0 | 34666.1962 | 3018 | 2655.84 |  |  |  | 2655.84 | 32010.3562 | 252375.1211 | 286789.9104
RA.PRO.EX.015.12 |  |  | 1 |  | 12% |  | 53774 | 51401.852 | 45233.6297 |  | 0 | 0 | 0 |  | 0 | 0 | 0 | 15 | s | 109913.3722 | 0 | 0 | 109913.3722 | 93564 | 82336.32 |  |  |  | 82336.32 | 27577.0522 | 678504.4461 | 771027.7797
RA.PRO.EX.016.12VFD |  |  | 1 |  | 12% |  | 70437 | 67329.7922 | 59250.2172 |  | 62189 | 62189 | 54726.32 |  | 0 | 0 | 0 | 15 | s | 143972.3324 | 56356.2573 | 0 | 200328.5897 | 22000 | 19360 |  |  |  | 19360 | 180968.5897 | 888753.2575 | 1009946.8836
RA.PRO.EX.017.12 |  |  | 1 |  | 12% |  | 18256 | 17450.6678 | 15356.5877 |  | 0 | 0 | 0 |  | 0 | 0 | 0 | 25 | s | 52734.4452 | 0 | 0 | 52734.4452 | 27778 | 24444.64 |  |  |  | 24444.64 | 28289.8052 | 383914.6914 | 436266.6947
RA.PRO.EX.018.12VFD |  |  | 1 |  | 12% |  | 40482 | 38696.2058 | 34052.6611 |  | 26140 | 26140 | 23003.2 |  | 0 | 0 | 0 | 15 | s | 82744.6933 | 23688.3141 | 0 | 106433.0074 | 22725 | 19998 |  |  |  | 19998 | 86435.0074 | 510789.9168 | 580443.0873
RA.PRO.EX.019.12DCV |  |  | 1 |  | 12% |  | 70759 | 67637.5878 | 59521.0772 |  | 78420 | 78420 | 69009.6 |  | 0 | 0 | 0 | 15 | s | 144630.4963 | 71064.9423 | 0 | 215695.4386 | 28865 | 25401.2 |  |  |  | 25401.2 | 190294.2386 | 892816.1584 | 1014563.8164
RA.PRO.EX.020.12A |  |  | 0 |  | 12% |  | 4202 | 4016.636 | 3534.6396 |  | 44928 | 44928 | 39536.64 |  | 0 | 0 | 0 | 15 | s | 8588.8346 | 40714.1766 | 0 | 49303.0112 | 10750 | 9460 |  |  |  | 9460 | 39843.0112 | 53019.5946 | 60249.5394
RA.PRO.EX.020.12M |  |  | 1 |  | 12% |  | 67995 | 64995.5169 | 57196.0549 |  | 0 | 0 | 0 |  | 0 | 0 | 0 | 25 | s | 196410.9664 | 0 | 0 | 196410.9664 | 18090 | 15919.2 |  |  |  | 15919.2 | 180491.7664 | 1429901.3716 | 1624887.9222
RA.PRO.EX.021.12HEBO |  |  | 1 |  | 12% |  | 2647 | 2647 | 2329.36 |  | 0 | 0 | 0 |  | 0 | 0 | 0 | 25 | s | 7999.0106 | 0 | 0 | 7999.0106 | 3088 | 2717.44 |  |  |  | 2717.44 | 5281.5706 | 58234 | 66175
RA.PRO.EX.022.12A |  |  | 0 |  | 12% |  | 33960 | 32461.9127 | 28566.4832 |  | 177948 | 177948 | 156594.24 |  | 0 | 0 | 0 | 15 | s | 69413.8082 | 161258.1529 | 0 | 230671.9611 | 105178.5 | 92557.08 |  |  |  | 92557.08 | 138114.8811 | 428497.2475 | 486928.6904
RA.PRO.EX.022.12M |  |  | 1 |  | 12% |  | 1018 | 973.0927 | 856.3216 |  | 0 | 0 | 0 |  | 0 | 0 | 0 | 15 | s | 2080.7791 | 0 | 0 | 2080.7791 | 2782.5 | 2448.6 |  |  |  | 2448.6 | -367.8209 | 12844.8233 | 14596.3901
RA.PRO.EX.023.12 |  |  | 1 |  | 12% |  | 78368 | 74910.9297 | 65921.6182 |  | 22116 | 22116 | 19462.08 |  | 0 | 0 | 0 | 15 | s | 160183.1955 | 20041.7274 | 0 | 180224.9229 | 63675 | 56034 |  |  |  | 56034 | 124190.9229 | 988824.2726 | 1123663.9461
RA.PRO.EX.024.12 |  |  | 1 |  | 12% |  | 141391 | 135153.7779 | 118935.3246 |  | 140513 | 140513 | 123651.44 |  | 0 | 0 | 0 | 15 | s | 289001.4062 | 127334.2035 | 0 | 416335.6097 | 95988 | 84469.44 |  |  |  | 84469.44 | 331866.1697 | 1784029.8683 | 2027306.6685
RA.PRO.EX.025.12 |  |  | 1 |  | 12% |  | 242742 | 232033.8519 | 204189.7897 |  | 0 | 0 | 0 |  | 0 | 0 | 0 | 15 | s | 496161.5615 | 0 | 0 | 496161.5615 | 126335 | 111174.8 |  |  |  | 111174.8 | 384986.7615 | 3062846.8452 | 3480507.7787
RA.PRO.EX.026.12 |  |  | 1 |  | 12% |  | 231836 | 221608.9514 | 195015.8773 |  | 5446 | 5446 | 4792.48 |  | 0 | 0 | 0 | 15 | s | 473869.8361 | 4935.2165 | 0 | 478805.0526 | 119720 | 105353.6 |  |  |  | 105353.6 | 373451.4526 | 2925238.1591 | 3324134.2717
RA.PRO.EX.027.12 |  |  | 1 |  | 12% |  | 180091 | 172146.5936 | 151489.0024 |  | 27229 | 27229 | 23961.52 |  | 0 | 0 | 0 | 15 | s | 368103.7141 | 24675.1762 | 0 | 392778.8902 | 112000 | 98560 |  |  |  | 98560 | 294218.8902 | 2272335.0356 | 2582198.9041
RA.PRO.EX.028.12VFD |  |  | 1 |  | 12% |  | 101387 | 96914.4859 | 85284.7476 |  | 154872 | 154872 | 136287.36 |  | 0 | 0 | 0 | 15 | s | 207233.7388 | 140346.4645 | 0 | 347580.2033 | 51300 | 45144 |  |  |  | 45144 | 302436.2033 | 1279271.2143 | 1453717.289
RA.PRO.EX.029.12 |  |  | 1 |  | 12% |  | 228743 | 218652.3938 | 192414.1066 |  | 0 | 0 | 0 |  | 0 | 0 | 0 | 25 | s | 660749.0797 | 0 | 0 | 660749.0797 | 133286 | 117291.68 |  |  |  | 117291.68 | 543457.3997 | 4810352.6647 | 5466309.8462
RA.PRO.EX.030.12 |  |  | 1 |  | 12% |  | 11780 | 11260.3455 | 9909.104 |  | 0 | 0 | 0 |  | 0 | 0 | 0 | 25 | s | 34027.8136 | 0 | 0 | 34027.8136 | 29668 | 26107.84 |  |  |  | 26107.84 | 7919.9736 | 247727.5999 | 281508.6363
RA.PRO.EX.031.12 |  |  | 1 |  | 12% |  | 31054 | 29684.1059 | 26122.0132 |  | 0 | 0 | 0 |  | 0 | 0 | 0 | 25 | s | 89702.8627 | 0 | 0 | 89702.8627 | 19502 | 17161.76 |  |  |  | 17161.76 | 72541.1027 | 653050.3301 | 742102.6478
RA.PRO.EX.032.12 |  |  | 1 |  | 12% |  | 44024 | 42081.9565 | 37032.1218 |  | 0 | 0 | 0 |  | 0 | 0 | 0 | 25 | s | 127168.1209 | 0 | 0 | 127168.1209 | 22512 | 19810.56 |  |  |  | 19810.56 | 107357.5609 | 925803.0441 | 1052048.9137
RA.PRO.EX.033.12 |  |  | 1 |  | 12% |  | 52753 | 50425.8916 | 44374.7846 |  | 0 | 0 | 0 |  | 0 | 0 | 0 | 25 | s | 152382.7886 | 0 | 0 | 152382.7886 | 17931 | 15779.28 |  |  |  | 15779.28 | 136603.5086 | 1109369.6162 | 1260647.2911
RA.PRO.EX.034.12A |  |  | 0 |  | 12% |  | 2059 | 1968.1707 | 1731.9902 |  | 0 | 0 | 0 |  | 0 | 0 | 0 | 25 | w | 5588.7716 | 0 | 0 | 5588.7716 | 2908 | 2559.04 |  |  |  | 2559.04 | 3029.7316 | 43299.7562 | 49204.2684
RA.PRO.EX.034.12M |  |  | 1 |  | 12% |  | 89911 | 85944.73 | 75631.3624 |  | 0 | 0 | 0 |  | 0 | 0 | 0 | 25 | s | 259717.7204 | 0 | 0 | 259717.7204 | 83413 | 73403.44 |  |  |  | 73403.44 | 186314.2804 | 1890784.0609 | 2148618.251
RA.PRO.EX.035.12M |  |  | 1 |  | 12% |  | 4776 | 4565.3149 | 4017.4771 |  | 0 | 0 | 0 |  | 0 | 0 | 0 | 15 | s | 9762.0833 | 0 | 0 | 9762.0833 | 1843.21 | 1622.0248 |  |  |  | 1622.0248 | 8140.0585 | 60262.1571 | 68479.7239
RA.PRO.EX.035.12VFD - A |  |  | 0 |  | 12% |  | 51833 | 49546.4759 | 43600.8988 |  | 148240 | 148240 | 130451.2 |  | 0 | 0 | 0 | 15 | s | 105945.9929 | 134336.4836 | 0 | 240282.4766 | 16588.87 | 14598.2056 |  |  |  | 14598.2056 | 225684.271 | 654013.4815 | 743197.1381
RA.PRO.EX.036.12 |  |  | 1 |  | 12% |  | 34984 | 33440.7407 | 29427.8518 |  | 0 | 0 | 0 |  | 0 | 0 | 0 | 25 | s | 101055.0959 | 0 | 0 | 101055.0959 | 7536 | 6631.68 |  |  |  | 6631.68 | 94423.4159 | 735696.2951 | 836018.5171
RA.PRO.EX.037.12 |  |  | 1 |  | 12% |  | 10617 | 10148.6492 | 8930.8113 |  | 0 | 0 | 0 |  | 0 | 0 | 0 | 25 | s | 30668.3613 | 0 | 0 | 30668.3613 | 9952 | 8757.76 |  |  |  | 8757.76 | 21910.6013 | 223270.2825 | 253716.2302
RA.PRO.EX.038.12A ESC 2 |  |  | 0 |  | 12% |  |  | 0 | 0 |  |  | 0 | 0 |  | 0 | 0 | 0 | 15 | s | 0 | 0 | 0 | 0 | 200000 | 176000 |  |  |  | 176000 | -176000 | 0 | 0
RA.PRO.EX.038.12M ESC 1 |  |  | 1 |  | 12% |  | 227556 | 217517.7563 | 191415.6256 |  | 27728 | 27728 | 24400.64 |  | 0 | 0 | 0 | 15 | s | 465121.5706 | 25127.3747 | 0 | 490248.9452 | 200000 | 176000 |  |  |  | 176000 | 314248.9452 | 2871234.3835 | 3262766.3449
RA.PRO.EX.039.12A |  |  | 0 |  | 12% |  | 66564 | 63627.643 | 55992.3258 |  | 146519 | 146519 | 128936.72 |  | 0 | 0 | 0 | 15 | s | 136055.9696 | 132776.8972 | 0 | 268832.8669 | 43900 | 38632 |  |  |  | 38632 | 230200.8669 | 839884.8877 | 954414.6451
RA.PRO.EX.039.12M |  |  | 1 |  | 12% |  | 116951 | 111791.9067 | 98376.8779 |  | 0 | 0 | 0 |  | 0 | 0 | 0 | 25 | s | 337825.7067 | 0 | 0 | 337825.7067 | 150768 | 132675.84 |  |  |  | 132675.84 | 205149.8667 | 2459421.9473 | 2794797.6674
RA.PRO.EX.040.12dcv |  |  | 1 |  | 12% |  | 69532 | 66464.7148 | 58488.949 |  | 0 | 0 | 0 |  | 0 | 0 | 0 | 15 | s | 142122.5239 | 0 | 0 | 142122.5239 | 113700 | 100056 |  |  |  | 100056 | 42066.5239 | 877334.2349 | 996970.7215
RA.PRO.EX.041.12HEBO |  |  | 1 |  | 12% |  | 38378 | 38378 | 33772.64 |  | 0 | 0 | 0 |  | 0 | 0 | 0 | 25 | s | 115975.0769 | 0 | 0 | 115975.0769 | 14800 | 13024 |  |  |  | 13024 | 102951.0769 | 844316 | 959450
RA.PRO.EX.042.12 |  |  | 1 |  | 12% |  | 25421 | 24299.5961 | 21383.6445 |  | 25629 | 25629 | 22553.52 |  | 0 | 0 | 0 | 15 | s | 51960.2008 | 23225.2411 | 0 | 75185.4419 | 68716 | 60470.08 |  |  |  | 60470.08 | 14715.3619 | 320754.6681 | 364493.9411
RA.PRO.EX.043.12 |  |  | 1 |  | 12% |  | 8209 | 7846.874 | 6905.2491 |  | 0 | 0 | 0 |  | 0 | 0 | 0 | 25 | s | 23712.591 | 0 | 0 | 23712.591 | 16172 | 14231.36 |  |  |  | 14231.36 | 9481.231 | 172631.2282 | 196171.8502
RA.PRO.EX.044.12 |  |  | 1 |  | 12% |  | 77929 | 74491.2955 | 65552.34 |  | 53798 | 53798 | 47342.24 |  | 0 | 0 | 0 | 15 | s | 159285.8851 | 48752.2541 | 0 | 208038.1392 | 10151 | 8932.88 |  |  |  | 8932.88 | 199105.2592 | 983285.1002 | 1117369.4321
RA.PRO.EX.045.12 |  |  | 1 |  | 12% |  | 44720 | 42747.2537 | 37617.5833 |  | 101641 | 101641 | 89444.08 |  | 0 | 0 | 0 | 15 | s | 91407.1114 | 92108.0311 | 0 | 183515.1425 | 24665 | 21705.2 |  |  |  | 21705.2 | 161809.9425 | 564263.7488 | 641208.8055
RA.PRO.EX.046.12 |  |  | 1 |  | 12% |  | 36822 | 35197.6605 | 30973.9412 |  | 52168 | 52168 | 45907.84 |  | 0 | 0 | 0 | 15 | s | 75263.6998 | 47275.1328 | 0 | 122538.8325 | 26790 | 23575.2 |  |  |  | 23575.2 | 98963.6325 | 464609.1181 | 527964.9069
RA.PRO.EX.047.12 |  |  | 1 |  | 12% |  | 65201 | 62324.7694 | 54845.7971 |  | 0 | 0 | 0 |  | 0 | 0 | 0 | 21 | s | 169410.1256 | 0 | 0 | 169410.1256 | 70596 | 62124.48 |  |  |  | 62124.48 | 107285.6456 | 1151761.7389 | 1308820.1578
RA.PRO.EX.048.12 |  |  | 1 |  | 12% |  | 43203 | 41297.1736 | 36341.5127 |  | 0 | 0 | 0 |  | 0 | 0 | 0 | 21 | s | 112253.273 | 0 | 0 | 112253.273 | 75000 | 66000 |  |  |  | 66000 | 46253.273 | 763171.7674 | 867240.6447
RA.PRO.EX.049.12 |  |  | 1 |  | 12% |  | 89548 | 85597.7432 | 75326.014 |  | 0 | 0 | 0 |  | 0 | 0 | 0 | 15 | s | 183034.9734 | 0 | 0 | 183034.9734 | 53650 | 47212 |  |  |  | 47212 | 135822.9734 | 1129890.2098 | 1283966.1475
RA.PRO.EX.050.12 |  |  | 1 |  | 12% |  | 30221 | 28887.8523 | 25421.31 |  | 0 | 0 | 0 |  | 0 | 0 | 0 | 25 | s | 87296.6514 | 0 | 0 | 87296.6514 | 78312 | 68914.56 |  |  |  | 68914.56 | 18382.0914 | 635532.7502 | 722196.307
RA.PRO.EX.051.12 |  |  | 1 |  | 12% |  | 106964 | 102245.4661 | 89976.0102 |  | 0 | 0 | 0 |  | 0 | 0 | 0 | 15 | s | 218633.0559 | 0 | 0 | 218633.0559 | 150000 | 132000 |  |  |  | 132000 | 86633.0559 | 1349640.1527 | 1533681.9917
RA.PRO.EX.052.12 |  |  | 1 |  | 12% |  | 47514 | 45418.0012 | 39967.841 |  | 0 | 0 | 0 |  | 0 | 0 | 0 | 25 | s | 137249.3662 | 0 | 0 | 137249.3662 | 43968 | 38691.84 |  |  |  | 38691.84 | 98557.5262 | 999196.0257 | 1135450.0292
RA.PRO.EX.053.12 |  |  | 1 |  | 12% |  | 22073 | 21099.2874 | 18567.3729 |  | 0 | 0 | 0 |  | 0 | 0 | 0 | 25 | s | 63760.2656 | 0 | 0 | 63760.2656 | 31878 | 28052.64 |  |  |  | 28052.64 | 35707.6256 | 464184.322 | 527482.1841
RA.PRO.EX.054.12 |  |  | 1 |  | 12% |  | 43214 | 41307.6883 | 36350.7657 |  | 19563 | 19563 | 17215.44 |  | 0 | 0 | 0 | 15 | s | 88328.8665 | 17728.1748 | 0 | 106057.0413 | 43450 | 38236 |  |  |  | 38236 | 67821.0413 | 545261.4857 | 619615.3247
RA.PRO.EX.055.12 |  |  | 1 |  | 12% |  | 87667 | 83799.7203 | 73743.7538 |  | 177187 | 177187 | 155924.56 |  | 0 | 0 | 0 | 15 | s | 179190.2333 | 160568.5276 | 0 | 339758.7609 | 56902 | 50073.76 |  |  |  | 50073.76 | 289685.0009 | 1106156.3074 | 1256995.8039
RA.PRO.EX.056.12A |  |  | 0 |  | 12% |  | 6685 | 6390.1027 | 5623.2903 |  | 0 | 0 | 0 |  | 0 | 0 | 0 | 14 | s | 12936.3112 | 0 | 0 | 12936.3112 | 15737 | 13848.56 |  |  |  | 13848.56 | -912.2488 | 78726.0648 | 89461.4372
RA.PRO.EX.056.12VFD M |  |  | 1 |  | 12% |  | 7135 | 6820.2517 | 6001.8215 |  | 24305 | 24305 | 21388.4 |  | 0 | 0 | 0 | 15 | s | 14583.8493 | 22025.4198 | 0 | 36609.2691 | 15737 | 13848.56 |  |  |  | 13848.56 | 22760.7091 | 90027.3222 | 102303.7752
RA.PRO.EX.057.12 |  |  | 1 |  | 12% |  | 27997 | 26761.9602 | 23550.525 |  | 0 | 0 | 0 |  | 0 | 0 | 0 | 25 | s | 80872.3851 | 0 | 0 | 80872.3851 | 16825 | 14806 |  |  |  | 14806 | 66066.3851 | 588763.1252 | 669049.0059
RA.PRO.EX.058.12 |  |  | 1 |  | 12% |  | 76609 | 73229.525 | 64441.982 |  | 39957 | 39957 | 35162.16 |  | 0 | 0 | 0 | 15 | s | 156587.8219 | 36209.4096 | 0 | 192797.2315 | 54500 | 47960 |  |  |  | 47960 | 144837.2315 | 966629.7302 | 1098442.8752
RA.PRO.EX.059.12 |  |  | 1 |  | 12% |  | 18522 | 17704.9337 | 15580.3416 |  | 0 | 0 | 0 |  | 0 | 0 | 0 | 25 | s | 53502.8152 | 0 | 0 | 53502.8152 | 28875 | 25410 |  |  |  | 25410 | 28092.8152 | 389508.5404 | 442623.3414
RA.PRO.EX.060.12VFD |  |  | 1 |  | 12% |  | 22755 | 21751.2021 | 19141.0578 |  | 29536 | 29536 | 25991.68 |  | 0 | 0 | 0 | 15 | s | 46510.9307 | 26765.8013 | 0 | 73276.7319 | 44957 | 39562.16 |  |  |  | 39562.16 | 33714.5719 | 287115.8677 | 326268.0315
RA.PRO.EX.064.12 |  |  | 1 |  | 12% |  | 68150 | 65143.6793 | 57326.4378 |  | 13096 | 13096 | 11524.48 |  | 0 | 0 | 0 | 15 | s | 139297.7335 | 11867.7185 | 0 | 151165.4519 | 63644 | 56006.72 |  |  |  | 56006.72 | 95158.7319 | 859896.5671 | 977155.1899
RA.PRO.EX.065.12 |  |  | 1 |  | 12% |  | 59995 | 57348.4232 | 50466.6124 |  | 0 | 0 | 0 |  | 0 | 0 | 0 | 25 | s | 173302.0947 | 0 | 0 | 173302.0947 | 166116 | 146182.08 |  |  |  | 146182.08 | 27120.0147 | 1261665.3105 | 1433710.5801
RA.PRO.EX.068.12 |  |  | 1 |  | 12% |  | 144686 | 138303.4246 | 121707.0137 |  | 0 | 0 | 0 |  | 0 | 0 | 0 | 15 | s | 295736.3443 | 0 | 0 | 295736.3443 | 30000 | 26400 |  |  |  | 26400 | 269336.3443 | 1825605.2049 | 2074551.3692
RA.PRO.EX.069.12 |  |  | 1 |  | 12% |  | 39602 | 37855.0255 | 33312.4225 |  | 4522 | 4522 | 3979.36 |  | 0 | 0 | 0 | 15 | s | 80945.9844 | 4097.879 | 0 | 85043.8634 | 89266 | 78554.08 |  |  |  | 78554.08 | 6489.7834 | 499686.3368 | 567825.3827
RA.PRO.EX.070.12HEBO |  |  | 1 |  | 12% |  | 22685 | 22685 | 19962.8 |  | 0 | 0 | 0 |  | 0 | 0 | 0 | 25 | s | 68552.1554 | 0 | 0 | 68552.1554 | 11900 | 10472 |  |  |  | 10472 | 58080.1554 | 499070 | 567125
RA.PRO.EX.071.13HEBO |  |  | 1 |  | 12% |  | 48566 | 48566 | 42738.08 |  | 0 | 0 | 0 |  | 0 | 0 | 0 | 25 | s | 146762.353 | 0 | 0 | 146762.353 | 41200 | 36256 |  |  |  | 36256 | 110506.353 | 1068452 | 1214150
Total | Commercial - Professional - RA.PRO.EX |  | 64 |  |  |  | 4649359 | 4449213.3447 | 3915307.7434 |  | 3895802 | 3895802 | 3428305.76 |  | 0 | 0 | 0 |  |  | 10607708.8785 | 3345035.5134 | 0 | 13952744.392 |  | 3618966.6304 | 693678 | 62519.89 | 756197.89 | 3681486.5204 | 10271257.8716 | 70564310.8511 | 80186716.8763
RA.RET.EX | Retail
RA.RET.EX.001.12DCKV |  |  | 0 |  | 12% |  | 4801 | 4589.2121 | 4038.5066 |  | 13521 | 13521 | 11898.48 |  | 0 | 0 | 0 | 15 | s | 9813.183 | 12252.8575 | 0 | 22066.0405 | 5800 | 5104 |  |  |  | 5104 | 16962.0405 | 60577.5997 | 68838.1815
RA.RET.EX.001.12M |  |  | 1 |  | 12% |  | 16311 | 15591.4681 | 13720.492 |  | -3694 | -3694 | -3250.72 |  | 0 | 0 | 0 | 15 | s | 33339.4766 | -3347.5376 | 0 | 29991.939 | 11200 | 9856 |  |  |  | 9856 | 20135.939 | 205807.3794 | 233872.0221
RA.RET.EX.002.12DCV |  |  | 1 |  | 12% |  | 13205 | 12622.484 | 11107.7859 |  | 10801 | 10801 | 9504.88 |  | 0 | 0 | 0 | 15 | s | 26990.8521 | 9787.9679 | 0 | 36778.82 | 9600 | 8448 |  |  |  | 8448 | 28330.82 | 166616.789 | 189337.2602
RA.RET.EX.003.12HEBO |  |  | 1 |  | 12% |  | 2967 | 2967 | 2610.96 |  | 0 | 0 | 0 |  | 0 | 0 | 0 | 25 | s | 8966.0236 | 0 | 0 | 8966.0236 | 1544 | 1358.72 |  |  |  | 1358.72 | 7607.3036 | 65274 | 74175
RA.RET.EX.004.12DCV |  |  | 1 |  | 12% |  | 7707 | 7367.0189 | 6482.9766 |  | 7303 | 7303 | 6426.64 |  | 0 | 0 | 0 | 15 | s | 15753.01 | 6618.0474 | 0 | 22371.0574 | 6100 | 5368 |  |  |  | 5368 | 17003.0574 | 97244.6492 | 110505.2832
RA.RET.EX.005.12HEBO |  |  | 1 |  | 12% |  | 54650 | 54650 | 48092 |  | 0 | 0 | 0 |  | 0 | 0 | 0 | 25 | s | 165147.6875 | 0 | 0 | 165147.6875 | 14100 | 12408 |  |  |  | 12408 | 152739.6875 | 1202300 | 1366250
RA.RET.EX.006.12HEBO |  |  | 1 |  | 12% |  | 67915 | 67915 | 59765.2 |  | 0 | 0 | 0 |  | 0 | 0 | 0 | 25 | s | 205233.3979 | 0 | 0 | 205233.3979 | 26100 | 22968 |  |  |  | 22968 | 182265.3979 | 1494130 | 1697875
RA.RET.EX.007.12 |  |  | 1 |  | 12% |  | 83996 | 80290.6601 | 70655.7809 |  | 0 | 0 | 0 |  | 0 | 0 | 0 | 15 | s | 171686.756 | 0 | 0 | 171686.756 | 31978 | 28140.64 |  |  |  | 28140.64 | 143546.116 | 1059836.7139 | 1204359.9022
RA.RET.EX.008.12DCV |  |  | 1 |  | 12% |  | 7453 | 7124.2237 | 6269.3168 |  | 5788 | 5788 | 5093.44 |  | 0 | 0 | 0 | 15 | s | 15233.8372 | 5245.1401 | 0 | 20478.9773 | 6100 | 5368 |  |  |  | 5368 | 15110.9773 | 94039.7522 | 106863.3548
RA.RET.EX.009.12DCV |  |  | 1 |  | 12% |  | 11630 | 11116.9624 | 9782.927 |  | 9747 | 9747 | 8577.36 |  | 0 | 0 | 0 | 15 | s | 23771.5721 | 8832.8232 | 0 | 32604.3953 | 6100 | 5368 |  |  |  | 5368 | 27236.3953 | 146743.9043 | 166754.4367
RA.RET.EX.010.12DCV |  |  | 1 |  | 12% |  | 9794 | 9361.9544 | 8238.5199 |  | 7596 | 7596 | 6684.48 |  | 0 | 0 | 0 | 15 | s | 20018.8115 | 6883.5667 | 0 | 26902.3782 | 6100 | 5368 |  |  |  | 5368 | 21534.3782 | 123577.7987 | 140429.3167
RA.RET.EX.011.12DCV |  |  | 1 |  | 12% |  | 11836 | 11313.8751 | 9956.2101 |  | 9624 | 9624 | 8469.12 |  | 0 | 0 | 0 | 15 | s | 24192.6335 | 8721.3594 | 0 | 32913.9929 | 6100 | 5368 |  |  |  | 5368 | 27545.9929 | 149343.1514 | 169708.1266
RA.RET.EX.012.12DCV |  |  | 1 |  | 12% |  | 9418 | 9002.541 | 7922.2361 |  | 6624 | 6624 | 5829.12 |  | 0 | 0 | 0 | 15 | s | 19250.2722 | 6002.7312 | 0 | 25253.0034 | 6100 | 5368 |  |  |  | 5368 | 19885.0034 | 118833.5417 | 135038.1156
RA.RET.EX.013.12DCV |  |  | 1 |  | 12% |  | 8013 | 7659.5202 | 6740.3778 |  | 5392 | 5392 | 4744.96 |  | 0 | 0 | 0 | 15 | s | 16378.4701 | 4886.2812 | 0 | 21264.7513 | 6100 | 5368 |  |  |  | 5368 | 15896.7513 | 101105.6668 | 114892.8032
RA.RET.EX.014.12DCV |  |  | 1 |  | 12% |  | 8131 | 7772.3148 | 6839.6371 |  | 7040 | 7040 | 6195.2 |  | 0 | 0 | 0 | 15 | s | 16619.6606 | 6379.7143 | 0 | 22999.3749 | 6100 | 5368 |  |  |  | 5368 | 17631.3749 | 102594.5559 | 116584.7227
RA.RET.EX.015.12DCV |  |  | 1 |  | 12% |  | 10054 | 9610.485 | 8457.2268 |  | 7431 | 7431 | 6539.28 |  | 0 | 0 | 0 | 15 | s | 20550.2482 | 6734.0422 | 0 | 27284.2903 | 6100 | 5368 |  |  |  | 5368 | 21916.2903 | 126858.4019 | 144157.2748
RA.RET.EX.016.12DCV |  |  | 1 |  | 12% |  | 10199 | 9749.0886 | 8579.1979 |  | 7532 | 7532 | 6628.16 |  | 0 | 0 | 0 | 15 | s | 20846.6263 | 6825.5693 | 0 | 27672.1956 | 6100 | 5368 |  |  |  | 5368 | 22304.1956 | 128687.969 | 146236.3284
RA.RET.EX.017.12DCV |  |  | 1 |  | 12% |  | 10691 | 10219.3848 | 8993.0586 |  | 7888 | 7888 | 6941.44 |  | 0 | 0 | 0 | 15 | s | 21852.2681 | 7148.1799 | 0 | 29000.4479 | 6100 | 5368 |  |  |  | 5368 | 23632.4479 | 134895.8797 | 153290.7724
RA.RET.EX.018.12DCV |  |  | 1 |  | 12% |  | 10460 | 9998.575 | 8798.746 |  | 8767 | 8767 | 7714.96 |  | 0 | 0 | 0 | 15 | s | 21380.107 | 7944.7379 | 0 | 29324.8449 | 6100 | 5368 |  |  |  | 5368 | 23956.8449 | 131981.1899 | 149978.6249
RA.RET.EX.019.12DCV |  |  | 1 |  | 12% |  | 7190 | 6872.8254 | 6048.0864 |  | 1796 | 1796 | 1580.48 |  | 0 | 0 | 0 | 15 | s | 14696.2686 | 1627.5521 | 0 | 16323.8207 | 6100 | 5368 |  |  |  | 5368 | 10955.8207 | 90721.2959 | 103092.3817
RA.RET.EX.020.12DCV |  |  | 1 |  | 12% |  | 9925 | 9487.1756 | 8348.7145 |  | 7331 | 7331 | 6451.28 |  | 0 | 0 | 0 | 15 | s | 20286.5738 | 6643.4212 | 0 | 26929.995 | 6100 | 5368 |  |  |  | 5368 | 21561.995 | 125230.718 | 142307.634
RA.RET.EX.021.12DCV |  |  | 1 |  | 12% |  | 9493 | 9074.2325 | 7985.3246 |  | 7210 | 7210 | 6344.8 |  | 0 | 0 | 0 | 15 | s | 19403.5713 | 6533.7699 | 0 | 25937.3412 | 6100 | 5368 |  |  |  | 5368 | 20569.3412 | 119779.8696 | 136113.4882
RA.RET.EX.022.12DCV |  |  | 1 |  | 12% |  | 5643 | 5394.0687 | 4746.7805 |  | 4129 | 4129 | 3633.52 |  | 0 | 0 | 0 | 15 | s | 11534.2202 | 3741.7387 | 0 | 15275.9589 | 6100 | 5368 |  |  |  | 5368 | 9907.9589 | 71201.7069 | 80911.0306
RA.RET.EX.023.12DCV |  |  | 1 |  | 12% |  | 7594 | 7259.0037 | 6387.9232 |  | 6020 | 6020 | 5297.6 |  | 0 | 0 | 0 | 15 | s | 15522.0394 | 5455.3807 | 0 | 20977.4201 | 6100 | 5368 |  |  |  | 5368 | 15609.4201 | 95818.8486 | 108885.0552
RA.RET.EX.024.12DCV |  |  | 1 |  | 12% |  | 9043 | 8644.0835 | 7606.7935 |  | 9744 | 9744 | 8574.72 |  | 0 | 0 | 0 | 15 | s | 18483.777 | 8830.1045 | 0 | 27313.8816 | 6100 | 5368 |  |  |  | 5368 | 21945.8816 | 114101.9025 | 129661.2529
RA.RET.EX.025.12DCV |  |  | 1 |  | 12% |  | 6132 | 5861.4973 | 5158.1176 |  | 1392 | 1392 | 1224.96 |  | 0 | 0 | 0 | 15 | s | 12533.73 | 1261.4435 | 0 | 13795.1735 | 6100 | 5368 |  |  |  | 5368 | 8427.1735 | 77371.7645 | 87922.4596
RA.RET.EX.026.12DCV |  |  | 1 |  | 12% |  | 4497 | 4298.6225 | 3782.7878 |  | 1021 | 1021 | 898.48 |  | 0 | 0 | 0 | 15 | s | 9191.8108 | 925.2398 | 0 | 10117.0506 | 6100 | 5368 |  |  |  | 5368 | 4749.0506 | 56741.8175 | 64479.3381
RA.RET.EX.027.12DCV |  |  | 1 |  | 12% |  | 4354 | 4161.9307 | 3662.499 |  | 988 | 988 | 869.44 |  | 0 | 0 | 0 | 15 | s | 8899.5206 | 895.3349 | 0 | 9794.8555 | 6100 | 5368 |  |  |  | 5368 | 4426.8555 | 54937.4857 | 62428.9611
RA.RET.EX.028.12DCV |  |  | 1 |  | 12% |  | 4619 | 4415.2407 | 3885.4118 |  | 1049 | 1049 | 923.12 |  | 0 | 0 | 0 | 15 | s | 9441.1773 | 950.6137 | 0 | 10391.7909 | 6100 | 5368 |  |  |  | 5368 | 5023.7909 | 58281.1775 | 66228.6107
RA.RET.EX.029.12DCV |  |  | 1 |  | 12% |  | 8397 | 8026.5807 | 7063.391 |  | 5501 | 5501 | 4840.88 |  | 0 | 0 | 0 | 15 | s | 17163.3612 | 4985.058 | 0 | 22148.4192 | 6100 | 5368 |  |  |  | 5368 | 16780.4192 | 105950.8654 | 120398.7106
RA.RET.EX.030.12DCV |  |  | 1 |  | 12% |  | 4497 | 4298.6225 | 3782.7878 |  | 1021 | 1021 | 898.48 |  | 0 | 0 | 0 | 15 | s | 9191.8108 | 925.2398 | 0 | 10117.0506 | 6100 | 5368 |  |  |  | 5368 | 4749.0506 | 56741.8175 | 64479.3381
RA.RET.EX.031.12DCV |  |  | 1 |  | 12% |  | 7051 | 6739.9572 | 5931.1623 |  | 1601 | 1601 | 1408.88 |  | 0 | 0 | 0 | 15 | s | 14412.1543 | 1450.8413 | 0 | 15862.9956 | 6100 | 5368 |  |  |  | 5368 | 10494.9956 | 88967.435 | 101099.3579
RA.RET.EX.032.12DCV |  |  | 1 |  | 12% |  | 11731 | 11213.507 | 9867.8862 |  | 8215 | 8215 | 7229.2 |  | 0 | 0 | 0 | 15 | s | 23978.0148 | 7444.5103 | 0 | 31422.5252 | 6100 | 5368 |  |  |  | 5368 | 26054.5252 | 148018.2924 | 168202.605
RA.RET.EX.033.12DCV |  |  | 1 |  | 12% |  | 10732 | 10258.5762 | 9027.547 |  | 7049 | 7049 | 6203.12 |  | 0 | 0 | 0 | 15 | s | 21936.0715 | 6387.8702 | 0 | 28323.9417 | 6100 | 5368 |  |  |  | 5368 | 22955.9417 | 135413.2056 | 153878.6427
RA.RET.EX.034.12DCV |  |  | 1 |  | 12% |  | 10032 | 9589.4555 | 8438.7208 |  | 7633 | 7633 | 6717.04 |  | 0 | 0 | 0 | 15 | s | 20505.2804 | 6917.0965 | 0 | 27422.3769 | 6100 | 5368 |  |  |  | 5368 | 22054.3769 | 126580.8123 | 143841.8322
RA.RET.EX.035.12DCV |  |  | 1 |  | 12% |  | 7918 | 7568.711 | 6660.4657 |  | 5914 | 5914 | 5204.32 |  | 0 | 0 | 0 | 15 | s | 16184.2913 | 5359.3225 | 0 | 21543.6138 | 6100 | 5368 |  |  |  | 5368 | 16175.6138 | 99906.9849 | 113530.6646
RA.RET.EX.036.12DCV |  |  | 1 |  | 12% |  | 11482 | 10975.4912 | 9658.4323 |  | 9625 | 9625 | 8470 |  | 0 | 0 | 0 | 15 | s | 23469.062 | 8722.2656 | 0 | 32191.3276 | 6100 | 5368 |  |  |  | 5368 | 26823.3276 | 144876.484 | 164632.3682
RA.RET.EX.037.12DCV |  |  | 1 |  | 12% |  | 10160 | 9711.809 | 8546.3919 |  | 6685 | 6685 | 5882.8 |  | 0 | 0 | 0 | 15 | s | 20766.9108 | 6058.0099 | 0 | 26824.9208 | 6100 | 5368 |  |  |  | 5368 | 21456.9208 | 128195.8785 | 145677.1347
RA.RET.EX.038.12DCV |  |  | 1 |  | 12% |  | 6132 | 5861.4973 | 5158.1176 |  | 1392 | 1392 | 1224.96 |  | 0 | 0 | 0 | 15 | s | 12533.73 | 1261.4435 | 0 | 13795.1735 | 6100 | 5368 |  |  |  | 5368 | 8427.1735 | 77371.7645 | 87922.4596
RA.RET.EX.039.12DCV |  |  | 1 |  | 12% |  | 11310 | 10811.0787 | 9513.7493 |  | 8924 | 8924 | 7853.12 |  | 0 | 0 | 0 | 15 | s | 23117.4962 | 8087.0128 | 0 | 31204.509 | 6100 | 5368 |  |  |  | 5368 | 25836.509 | 142706.2388 | 162166.1805
RA.RET.EX.040.12DCV |  |  | 1 |  | 12% |  | 7639 | 7302.0186 | 6425.7764 |  | 5757 | 5757 | 5066.16 |  | 0 | 0 | 0 | 15 | s | 15614.0189 | 5217.0476 | 0 | 20831.0665 | 6100 | 5368 |  |  |  | 5368 | 15463.0665 | 96386.6453 | 109530.2787
RA.RET.EX.041.12DCV |  |  | 1 |  | 12% |  | 6289 | 6011.5715 | 5290.1829 |  | 3807 | 3807 | 3350.16 |  | 0 | 0 | 0 | 15 | s | 12854.636 | 3449.9392 | 0 | 16304.5753 | 6100 | 5368 |  |  |  | 5368 | 10936.5753 | 79352.7441 | 90173.5728
RA.RET.EX.042.12DCV |  |  | 1 |  | 12% |  | 4905 | 4688.6243 | 4125.9894 |  | 1114 | 1114 | 980.32 |  | 0 | 0 | 0 | 15 | s | 10025.7576 | 1009.5173 | 0 | 11035.2749 | 6100 | 5368 |  |  |  | 5368 | 5667.2749 | 61889.841 | 70329.3647
RA.RET.EX.043.12DCV |  |  | 1 |  | 12% |  | 5838 | 5580.4666 | 4910.8106 |  | 4936 | 4936 | 4343.68 |  | 0 | 0 | 0 | 15 | s | 11932.7978 | 4473.0497 | 0 | 16405.8474 | 6100 | 5368 |  |  |  | 5368 | 11037.8474 | 73662.1593 | 83706.9993
RA.RET.EX.044.12DCV |  |  | 1 |  | 12% |  | 10226 | 9774.8975 | 8601.9098 |  | 7880 | 7880 | 6934.4 |  | 0 | 0 | 0 | 15 | s | 20901.814 | 7140.9302 | 0 | 28042.7442 | 6100 | 5368 |  |  |  | 5368 | 22674.7442 | 129028.647 | 146623.4625
RA.RET.EX.045.12DCV |  |  | 1 |  | 12% |  | 11038 | 10551.0775 | 9284.9482 |  | 6648 | 6648 | 5850.24 |  | 0 | 0 | 0 | 15 | s | 22561.5316 | 6024.4802 | 0 | 28586.0118 | 6100 | 5368 |  |  |  | 5368 | 23218.0118 | 139274.2232 | 158266.1627
RA.RET.EX.046.12DCV |  |  | 1 |  | 12% |  | 9396 | 8981.5115 | 7903.7301 |  | 6916 | 6916 | 6086.08 |  | 0 | 0 | 0 | 15 | s | 19205.3045 | 6267.3443 | 0 | 25472.6488 | 6100 | 5368 |  |  |  | 5368 | 20104.6488 | 118555.9522 | 134722.673
RA.RET.EX.047.12DCV |  |  | 1 |  | 12% |  | 11092 | 10602.6954 | 9330.3719 |  | 6648 | 6648 | 5850.24 |  | 0 | 0 | 0 | 15 | s | 22671.907 | 6024.4802 | 0 | 28696.3872 | 6100 | 5368 |  |  |  | 5368 | 23328.3872 | 139955.5792 | 159040.4309
RA.RET.EX.048.12DCV |  |  | 1 |  | 12% |  | 10669 | 10198.3553 | 8974.5527 |  | 7880 | 7880 | 6934.4 |  | 0 | 0 | 0 | 15 | s | 21807.3003 | 7140.9302 | 0 | 28948.2305 | 6100 | 5368 |  |  |  | 5368 | 23580.2305 | 134618.2902 | 152975.3297
RA.RET.EX.049.12DCV |  |  | 1 |  | 12% |  | 7051 | 6739.9572 | 5931.1623 |  | 1601 | 1601 | 1408.88 |  | 0 | 0 | 0 | 15 | s | 14412.1543 | 1450.8413 | 0 | 15862.9956 | 6100 | 5368 |  |  |  | 5368 | 10494.9956 | 88967.435 | 101099.3579
RA.RET.EX.050.12DCV |  |  | 1 |  | 12% |  | 10716 | 10243.282 | 9014.0882 |  | 7915 | 7915 | 6965.2 |  | 0 | 0 | 0 | 15 | s | 21903.3677 | 7172.6475 | 0 | 29076.0153 | 6100 | 5368 |  |  |  | 5368 | 23708.0153 | 135211.3223 | 153649.2299
RA.RET.EX.051.12DCV |  |  | 1 |  | 12% |  | 7706 | 7366.063 | 6482.1354 |  | 1749 | 1749 | 1539.12 |  | 0 | 0 | 0 | 15 | s | 15750.966 | 1584.9603 | 0 | 17335.9263 | 6100 | 5368 |  |  |  | 5368 | 11967.9263 | 97232.0315 | 110490.9449
RA.RET.EX.052.12DCV |  |  | 1 |  | 12% |  | 11092 | 10602.6954 | 9330.3719 |  | 8410 | 8410 | 7400.8 |  | 0 | 0 | 0 | 15 | s | 22671.907 | 7621.2212 | 0 | 30293.1281 | 6100 | 5368 |  |  |  | 5368 | 24925.1281 | 139955.5792 | 159040.4309
RA.RET.EX.053.12DCV |  |  | 1 |  | 12% |  | 7930 | 7580.1816 | 6670.5598 |  | 1800 | 1800 | 1584 |  | 0 | 0 | 0 | 15 | s | 16208.8192 | 1631.1769 | 0 | 17839.9961 | 6100 | 5368 |  |  |  | 5368 | 12471.9961 | 100058.3973 | 113702.7242
RA.RET.EX.054.12DCV |  |  | 1 |  | 12% |  | 8155 | 7795.2561 | 6859.8254 |  | 1852 | 1852 | 1629.76 |  | 0 | 0 | 0 | 15 | s | 16668.7163 | 1678.2998 | 0 | 18347.0161 | 6100 | 5368 |  |  |  | 5368 | 12979.0161 | 102897.3809 | 116928.8419
RA.RET.EX.055.12DCV |  |  | 1 |  | 12% |  | 11579 | 11068.2122 | 9740.0268 |  | 6812 | 6812 | 5994.56 |  | 0 | 0 | 0 | 15 | s | 23667.3288 | 6173.0985 | 0 | 29840.4273 | 6100 | 5368 |  |  |  | 5368 | 24472.4273 | 146100.4013 | 166023.1833
RA.RET.EX.056.12DCV |  |  | 1 |  | 12% |  | 10953 | 10469.8271 | 9213.4479 |  | 7960 | 7960 | 7004.8 |  | 0 | 0 | 0 | 15 | s | 22387.7927 | 7213.4269 | 0 | 29601.2197 | 6100 | 5368 |  |  |  | 5368 | 24233.2197 | 138201.7183 | 157047.4071
RA.RET.EX.057.12DCV |  |  | 1 |  | 12% |  | 10784 | 10308.2823 | 9071.2884 |  | 6717 | 6717 | 5910.96 |  | 0 | 0 | 0 | 15 | s | 22042.3589 | 6087.0086 | 0 | 28129.3675 | 6100 | 5368 |  |  |  | 5368 | 22761.3675 | 136069.3262 | 154624.2343
RA.RET.EX.058.12dcv |  |  | 1 |  | 12% |  | 7645 | 7307.7539 | 6430.8234 |  | 5628 | 5628 | 4952.64 |  | 0 | 0 | 0 | 15 | s | 15626.2828 | 5100.1466 | 0 | 20726.4294 | 6100 | 5368 |  |  |  | 5368 | 15358.4294 | 96462.3515 | 109616.3085
RA.RET.EX.059.12dcv |  |  | 1 |  | 12% |  | 2804 | 2680.3063 | 2358.6696 |  | 100 | 100 | 88 |  | 0 | 0 | 0 | 15 | s | 5731.3403 | 90.6209 | 0 | 5821.9613 | 1175 | 1034 |  |  |  | 1034 | 4787.9613 | 35380.0436 | 40204.595
RA.RET.EX.060.12DCV |  |  | 1 |  | 12% |  | 1955 | 1868.7585 | 1644.5075 |  | 100 | 100 | 88 |  | 0 | 0 | 0 | 15 | s | 3995.9951 | 90.6209 | 0 | 4086.6161 | 1175 | 1034 |  |  |  | 1034 | 3052.6161 | 24667.6125 | 28031.3778
RA.RET.EX.061.12dcv |  |  | 1 |  | 12% |  | 1943 | 1857.2879 | 1634.4133 |  | 100 | 100 | 88 |  | 0 | 0 | 0 | 15 | s | 3971.4673 | 90.6209 | 0 | 4062.0882 | 1175 | 1034 |  |  |  | 1034 | 3028.0882 | 24516.2 | 27859.3182
RA.RET.EX.062.12DCV |  |  | 1 |  | 12% |  | 4374 | 4181.0485 | 3679.3227 |  | 993 | 993 | 873.84 |  | 0 | 0 | 0 | 15 | s | 8940.4004 | 899.8659 | 0 | 9840.2663 | 6100 | 5368 |  |  |  | 5368 | 4472.2663 | 55189.8398 | 62715.7271
RA.RET.EX.063.12DCV |  |  | 1 |  | 12% |  | 6460 | 6175.0282 | 5434.0248 |  | 4023 | 4023 | 3540.24 |  | 0 | 0 | 0 | 15 | s | 13204.1579 | 3645.6805 | 0 | 16849.8383 | 6100 | 5368 |  |  |  | 5368 | 11481.8383 | 81510.3716 | 92625.4223
RA.RET.EX.064.12DCV |  |  | 1 |  | 12% |  | 6213 | 5938.9241 | 5226.2532 |  | 1411 | 1411 | 1241.68 |  | 0 | 0 | 0 | 15 | s | 12699.293 | 1278.6615 | 0 | 13977.9545 | 6100 | 5368 |  |  |  | 5368 | 8609.9545 | 78393.7986 | 89083.862
RA.RET.EX.065.12DCV |  |  | 1 |  | 12% |  | 9686 | 9258.7187 | 8147.6724 |  | 7844 | 7844 | 6902.72 |  | 0 | 0 | 0 | 15 | s | 19798.0608 | 7108.3066 | 0 | 26906.3675 | 6100 | 5368 |  |  |  | 5368 | 21538.3675 | 122215.0866 | 138880.7802
RA.RET.EX.066.12DCV |  |  | 1 |  | 12% |  | 5805 | 5548.9224 | 4883.0517 |  | 4409 | 4409 | 3879.92 |  | 0 | 0 | 0 | 15 | s | 11865.3462 | 3995.4773 | 0 | 15860.8235 | 6100 | 5368 |  |  |  | 5368 | 10492.8235 | 73245.7751 | 83233.8353
RA.RET.EX.067.12dcv |  |  | 1 |  | 12% |  | 2606 | 2491.0408 | 2192.1159 |  | 100 | 100 | 88 |  | 0 | 0 | 0 | 15 | s | 5326.6309 | 90.6209 | 0 | 5417.2518 | 2350 | 2068 |  |  |  | 2068 | 3349.2518 | 32881.7381 | 37365.6115
RA.RET.EX.068.12dcv |  |  | 1 |  | 12% |  | 2672 | 2554.1293 | 2247.6338 |  | 100 | 100 | 88 |  | 0 | 0 | 0 | 15 | s | 5461.534 | 90.6209 | 0 | 5552.155 | 2350 | 2068 |  |  |  | 2068 | 3484.155 | 33714.5066 | 38311.9394
RA.RET.EX.069.12dcv |  |  | 1 |  | 12% |  | 2114 | 2020.7445 | 1778.2552 |  | 100 | 100 | 88 |  | 0 | 0 | 0 | 15 | s | 4320.9891 | 90.6209 | 0 | 4411.6101 | 1175 | 1034 |  |  |  | 1034 | 3377.6101 | 26673.8275 | 30311.1676
RA.RET.EX.070.12dcv |  |  | 1 |  | 12% |  | 3362 | 3213.6911 | 2828.0482 |  | 100 | 100 | 88 |  | 0 | 0 | 0 | 15 | s | 6871.8853 | 90.6209 | 0 | 6962.5062 | 3525 | 3102 |  |  |  | 3102 | 3860.5062 | 42420.7228 | 48205.3668
RA.RET.EX.071.12dcv |  |  | 1 |  | 12% |  | 1867 | 1784.6405 | 1570.4836 |  | 100 | 100 | 88 |  | 0 | 0 | 0 | 15 | s | 3816.1243 | 90.6209 | 0 | 3906.7452 | 2081 | 1831.28 |  |  |  | 1831.28 | 2075.4652 | 23557.2545 | 26769.6073
RA.RET.EX.072.12dcv |  |  | 1 |  | 12% |  | 3477 | 3323.6181 | 2924.7839 |  | 100 | 100 | 88 |  | 0 | 0 | 0 | 15 | s | 7106.9438 | 90.6209 | 0 | 7197.5647 | 1175 | 1034 |  |  |  | 1034 | 6163.5647 | 43871.7588 | 49854.2714
RA.RET.EX.073.12dcv |  |  | 1 |  | 12% |  | 2801 | 2677.4387 | 2356.146 |  | 100 | 100 | 88 |  | 0 | 0 | 0 | 15 | s | 5725.2084 | 90.6209 | 0 | 5815.8293 | 6243 | 5493.84 |  |  |  | 5493.84 | 321.9893 | 35342.1905 | 40161.5801
RA.RET.EX.074.12dcv |  |  | 1 |  | 12% |  | 2351 | 2247.2897 | 1977.6149 |  | 100 | 100 | 88 |  | 0 | 0 | 0 | 15 | s | 4805.4141 | 90.6209 | 0 | 4896.035 | 1175 | 1034 |  |  |  | 1034 | 3862.035 | 29664.2235 | 33709.3449
RA.RET.EX.075.12DCV |  |  | 1 |  | 12% |  | 4275 | 4086.4157 | 3596.0458 |  | 100 | 100 | 88 |  | 0 | 0 | 0 | 15 | s | 8738.0456 | 90.6209 | 0 | 8828.6666 | 6243 | 5493.84 |  |  |  | 5493.84 | 3334.8266 | 53940.6871 | 61296.2353
RA.RET.EX.076.12DCV |  |  | 1 |  | 12% |  | 5898 | 5637.8198 | 4961.2814 |  | 4989 | 4989 | 4390.32 |  | 0 | 0 | 0 | 15 | s | 12055.437 | 4521.0788 | 0 | 16576.5158 | 6100 | 5368 |  |  |  | 5368 | 11208.5158 | 74419.2216 | 84567.2973
RA.RET.EX.077.12DCV |  |  | 1 |  | 12% |  | 11904 | 11378.8754 | 10013.4104 |  | 8157 | 8157 | 7178.16 |  | 0 | 0 | 0 | 15 | s | 24331.6246 | 7391.9502 | 0 | 31723.5748 | 9600 | 8448 |  |  |  | 8448 | 23275.5748 | 150201.1553 | 170683.1311
RA.RET.EX.078.12DCV |  |  | 1 |  | 12% |  | 20421 | 19520.1625 | 17177.743 |  | 16474 | 16474 | 14497.12 |  | 0 | 0 | 0 | 15 | s | 41740.2643 | 14928.8939 | 0 | 56669.1582 | 9600 | 8448 |  |  |  | 8448 | 48221.1582 | 257666.1452 | 292802.4378
RA.RET.EX.079.12DCV |  |  | 1 |  | 12% |  | 13583 | 12983.8092 | 11425.7521 |  | 2000 | 2000 | 1760 |  | 0 | 0 | 0 | 15 | s | 27763.4793 | 1812.4188 | 0 | 29575.8981 | 9795 | 8619.6 |  |  |  | 8619.6 | 20956.2981 | 171386.2813 | 194757.1379
RA.RET.EX.080.12DCV |  |  | 1 |  | 12% |  | 35719 | 34143.3174 | 30046.1193 |  | 4294 | 4294 | 3778.72 |  | 0 | 0 | 0 | 15 | s | 73009.1818 | 3891.2632 | 0 | 76900.445 | 9795 | 8619.6 |  |  |  | 8619.6 | 68280.845 | 450691.7899 | 512149.7613
RA.RET.EX.081.12DCV |  |  | 1 |  | 12% |  | 34014 | 32513.5306 | 28611.9069 |  | 3899 | 3899 | 3431.12 |  | 0 | 0 | 0 | 15 | s | 69524.1835 | 3533.3105 | 0 | 73057.494 | 9795 | 8619.6 |  |  |  | 8619.6 | 64437.894 | 429178.6036 | 487702.9586
RA.RET.EX.082.12DCV |  |  | 1 |  | 12% |  | 20329 | 19432.2209 | 17100.3544 |  | 2296 | 2296 | 2020.48 |  | 0 | 0 | 0 | 15 | s | 41552.2175 | 2080.6568 | 0 | 43632.8743 | 9795 | 8619.6 |  |  |  | 8619.6 | 35013.2743 | 256505.3164 | 291483.3141
RA.RET.EX.083.12DCV |  |  | 1 |  | 12% |  | 13583 | 12983.8092 | 11425.7521 |  | 2000 | 2000 | 1760 |  | 0 | 0 | 0 | 15 | s | 27763.4793 | 1812.4188 | 0 | 29575.8981 | 9795 | 8619.6 |  |  |  | 8619.6 | 20956.2981 | 171386.2813 | 194757.1379
RA.RET.EX.084.12DCV |  |  | 1 |  | 12% |  | 26431 | 25265.0416 | 22233.2367 |  | 21661 | 21661 | 19061.68 |  | 0 | 0 | 0 | 15 | s | 54024.6279 | 19629.4021 | 0 | 73654.0301 | 9795 | 8619.6 |  |  |  | 8619.6 | 65034.4301 | 333498.5498 | 378975.6247
RA.RET.EX.085.12DCV |  |  | 1 |  | 12% |  | 26431 | 25265.0416 | 22233.2367 |  | 21661 | 21661 | 19061.68 |  | 0 | 0 | 0 | 15 | s | 54024.6279 | 19629.4021 | 0 | 73654.0301 | 9795 | 8619.6 |  |  |  | 8619.6 | 65034.4301 | 333498.5498 | 378975.6247
RA.RET.EX.086.12DCV |  |  | 1 |  | 12% |  | 14050 | 13430.2083 | 11818.5833 |  | 10719 | 10719 | 9432.72 |  | 0 | 0 | 0 | 15 | s | 28718.0213 | 9713.6587 | 0 | 38431.6801 | 9795 | 8619.6 |  |  |  | 8619.6 | 29812.0801 | 177278.7494 | 201453.1243
RA.RET.EX.087.12DCV |  |  | 1 |  | 12% |  | 6364 | 6083.263 | 5353.2715 |  | 10000 | 10000 | 8800 |  | 0 | 0 | 0 | 15 | s | 13007.9351 | 9062.0941 | 0 | 22070.0292 | 9795 | 8619.6 |  |  |  | 8619.6 | 13450.4292 | 80299.0719 | 91248.9454
RA.RET.EX.088.12DCV |  |  | 1 |  | 12% |  | 12156 | 11619.7589 | 10225.3878 |  | 9229 | 9229 | 8121.52 |  | 0 | 0 | 0 | 15 | s | 24846.7094 | 8363.4067 | 0 | 33210.1161 | 9795 | 8619.6 |  |  |  | 8619.6 | 24590.5161 | 153380.8169 | 174296.3828
RA.RET.EX.089.12DCV |  |  | 1 |  | 12% |  | 36449 | 34841.1147 | 30660.1809 |  | 21521 | 21521 | 18938.48 |  | 0 | 0 | 0 | 15 | s | 74501.2925 | 19502.5328 | 0 | 94003.8254 | 9795 | 8619.6 |  |  |  | 8619.6 | 85384.2254 | 459902.7142 | 522616.7207
RA.RET.EX.090.12dcv |  |  | 1 |  | 12% |  | 3063 | 2927.881 | 2576.5353 |  | 100 | 100 | 88 |  | 0 | 0 | 0 | 15 | s | 6260.7331 | 90.6209 | 0 | 6351.354 | 3525 | 3102 |  |  |  | 3102 | 3249.354 | 38648.0291 | 43918.2149
RA.RET.EX.091.12dcv |  |  | 1 |  | 12% |  | 3849 | 3679.2079 | 3237.703 |  | 100 | 100 | 88 |  | 0 | 0 | 0 | 15 | s | 7867.3071 | 90.6209 | 0 | 7957.928 | 1175 | 1034 |  |  |  | 1034 | 6923.928 | 48565.5449 | 55188.1192
RA.RET.EX.092.12dcv |  |  | 1 |  | 12% |  | 5176 | 4947.6696 | 4353.9493 |  | 100 | 100 | 88 |  | 0 | 0 | 0 | 15 | s | 10579.6782 | 90.6209 | 0 | 10670.2991 | 1175 | 1034 |  |  |  | 1034 | 9636.2991 | 65309.2389 | 74215.0442
RA.RET.EX.093.12dcv |  |  | 1 |  | 12% |  | 2634 | 2517.8056 | 2215.6689 |  | 100 | 100 | 88 |  | 0 | 0 | 0 | 15 | s | 5383.8625 | 90.6209 | 0 | 5474.4834 | 2081 | 1831.28 |  |  |  | 1831.28 | 3643.2034 | 33235.0339 | 37767.0839
RA.RET.EX.094.12dcv |  |  | 1 |  | 12% |  | 2523 | 2411.7022 | 2122.2979 |  | 100 | 100 | 88 |  | 0 | 0 | 0 | 15 | s | 5156.9799 | 90.6209 | 0 | 5247.6009 | 3525 | 3102 |  |  |  | 3102 | 2145.6009 | 31834.4687 | 36175.5326
RA.RET.EX.095.12DCV |  |  | 1 |  | 12% |  | 8368 | 7998.86 | 7038.9968 |  | 7013 | 7013 | 6171.44 |  | 0 | 0 | 0 | 15 | s | 17104.0856 | 6355.2466 | 0 | 23459.3322 | 6100 | 5368 |  |  |  | 5368 | 18091.3322 | 105584.9519 | 119982.8999
RA.RET.EX.096.12DCV |  |  | 1 |  | 12% |  | 11102 | 10612.2543 | 9338.7838 |  | 7833 | 7833 | 6893.04 |  | 0 | 0 | 0 | 15 | s | 22692.3468 | 7098.3383 | 0 | 29790.6852 | 6100 | 5368 |  |  |  | 5368 | 24422.6852 | 140081.7563 | 159183.8139
RA.RET.EX.097.12DCV |  |  | 1 |  | 12% |  | 12747 | 12184.6879 | 10722.5254 |  | 10435 | 10435 | 9182.8 |  | 0 | 0 | 0 | 15 | s | 26054.7059 | 9456.2952 | 0 | 35511.0012 | 9600 | 8448 |  |  |  | 8448 | 27063.0012 | 160837.8803 | 182770.3185
RA.RET.EX.098.12DCV |  |  | 1 |  | 12% |  | 10826 | 10348.4295 | 9106.618 |  | 9060 | 9060 | 7972.8 |  | 0 | 0 | 0 | 15 | s | 22128.2063 | 8210.2573 | 0 | 30338.4636 | 9600 | 8448 |  |  |  | 8448 | 21890.4636 | 136599.2698 | 155226.4429
RA.RET.EX.099.12DCV |  |  | 1 |  | 12% |  | 20727 | 19812.6639 | 17435.1442 |  | 15990 | 15990 | 14071.2 |  | 0 | 0 | 0 | 15 | s | 42365.7244 | 14490.2885 | 0 | 56856.013 | 9795 | 8619.6 |  |  |  | 8619.6 | 48236.413 | 261527.1628 | 297189.9578
RA.RET.EX.100.12DCV |  |  | 1 |  | 12% |  | 28026 | 26789.681 | 23574.9192 |  | 21817 | 21817 | 19198.96 |  | 0 | 0 | 0 | 15 | s | 57284.7876 | 19770.7708 | 0 | 77055.5584 | 9795 | 8619.6 |  |  |  | 8619.6 | 68435.9584 | 353623.7886 | 401845.2143
RA.RET.EX.101.12DCV |  |  | 1 |  | 12% |  | 6293 | 6015.3951 | 5293.5477 |  | 3682 | 3682 | 3240.16 |  | 0 | 0 | 0 | 15 | s | 12862.812 | 3336.6631 | 0 | 16199.475 | 6100 | 5368 |  |  |  | 5368 | 10831.475 | 79403.2149 | 90230.9261
RA.RET.EX.102.12dcv |  |  | 1 |  | 12% |  | 19716 | 18846.2624 | 16584.7109 |  | 4297 | 4297 | 3781.36 |  | 0 | 0 | 0 | 15 | s | 40299.2533 | 3893.9819 | 0 | 44193.2352 | 9795 | 8619.6 |  |  |  | 8619.6 | 35573.6352 | 248770.6635 | 282693.9358
RA.RET.EX.103.12DCV |  |  | 1 |  | 12% |  | 22333 | 21347.8179 | 18786.0798 |  | 17280 | 17280 | 15206.4 |  | 0 | 0 | 0 | 15 | s | 45648.368 | 15659.2987 | 0 | 61307.6667 | 9795 | 8619.6 |  |  |  | 8619.6 | 52688.0667 | 281791.1964 | 320217.2686
RA.RET.EX.104.12DCV |  |  | 1 |  | 12% |  | 7966 | 7614.5935 | 6700.8423 |  | 6020 | 6020 | 5297.6 |  | 0 | 0 | 0 | 15 | s | 16282.4027 | 5455.3807 | 0 | 21737.7834 | 6100 | 5368 |  |  |  | 5368 | 16369.7834 | 100512.6347 | 114218.9031
RA.RET.EX.105.12DCV |  |  | 1 |  | 12% |  | 5225 | 4994.5081 | 4395.1671 |  | 3911 | 3911 | 3441.68 |  | 0 | 0 | 0 | 15 | s | 10679.8336 | 3544.185 | 0 | 14224.0186 | 6100 | 5368 |  |  |  | 5368 | 8856.0186 | 65927.5064 | 74917.6209
RA.RET.EX.106.12DCV |  |  | 1 |  | 12% |  | 11232 | 10736.5195 | 9448.1372 |  | 2403 | 2403 | 2114.64 |  | 0 | 0 | 0 | 15 | s | 22958.0652 | 2177.6212 | 0 | 25135.6864 | 9795 | 8619.6 |  |  |  | 8619.6 | 16516.0864 | 141722.0578 | 161047.793
RA.RET.EX.107.12DCV |  |  | 1 |  | 12% |  | 33186 | 31722.0564 | 27915.4096 |  | 3801 | 3801 | 3344.88 |  | 0 | 0 | 0 | 15 | s | 67831.762 | 3444.502 | 0 | 71276.264 | 9795 | 8619.6 |  |  |  | 8619.6 | 62656.664 | 418731.1442 | 475830.8457
RA.RET.EX.108.12dcv |  |  | 1 |  | 12% |  | 12214 | 11675.2003 | 10274.1762 |  | 2617 | 2617 | 2302.96 |  | 0 | 0 | 0 | 15 | s | 24965.2607 | 2371.55 | 0 | 27336.8107 | 9795 | 8619.6 |  |  |  | 8619.6 | 18717.2107 | 154112.6437 | 175128.0043
RA.RET.EX.109.12dcv |  |  | 1 |  | 12% |  | 17896 | 17106.5486 | 15053.7627 |  | 2013 | 2013 | 1771.44 |  | 0 | 0 | 0 | 15 | s | 36579.1964 | 1824.1996 | 0 | 38403.396 | 9795 | 8619.6 |  |  |  | 8619.6 | 29783.796 | 225806.4412 | 256598.2286
RA.RET.EX.110.12dcv |  |  | 1 |  | 12% |  | 20398 | 19498.1771 | 17158.3959 |  | 2306 | 2306 | 2029.28 |  | 0 | 0 | 0 | 15 | s | 41693.2526 | 2089.7189 | 0 | 43782.9715 | 9795 | 8619.6 |  |  |  | 8619.6 | 35163.3715 | 257375.938 | 292472.6569
RA.RET.EX.111.12DCV |  |  | 1 |  | 12% |  | 11148 | 10656.2251 | 9377.478 |  | 1235 | 1235 | 1086.8 |  | 0 | 0 | 0 | 15 | s | 22786.3702 | 1119.1686 | 0 | 23905.5389 | 9795 | 8619.6 |  |  |  | 8619.6 | 15285.9389 | 140662.1707 | 159843.3758
RA.RET.EX.112.12dcv |  |  | 1 |  | 12% |  | 19682 | 18813.7622 | 16556.1108 |  | 2221 | 2221 | 1954.48 |  | 0 | 0 | 0 | 15 | s | 40229.7577 | 2012.6911 | 0 | 42242.4488 | 9795 | 8619.6 |  |  |  | 8619.6 | 33622.8488 | 248341.6616 | 282206.4336
RA.RET.EX.113.12dcv |  |  | 1 |  | 12% |  | 17057 | 16304.5596 | 14348.0125 |  | 3706 | 3706 | 3261.28 |  | 0 | 0 | 0 | 15 | s | 34864.2911 | 3358.4121 | 0 | 38222.7032 | 9795 | 8619.6 |  |  |  | 8619.6 | 29603.1032 | 215220.187 | 244568.3943
RA.RET.EX.114.12dcv |  |  | 1 |  | 12% |  | 30346 | 29007.3381 | 25526.4575 |  | 3466 | 3466 | 3050.08 |  | 0 | 0 | 0 | 15 | s | 62026.8381 | 3140.9218 | 0 | 65167.76 | 9795 | 8619.6 |  |  |  | 8619.6 | 56548.16 | 382896.8632 | 435110.0718
RA.RET.EX.115.12dcv |  |  | 1 |  | 12% |  | 26789 | 25607.2491 | 22534.3792 |  | 5895 | 5895 | 5187.6 |  | 0 | 0 | 0 | 15 | s | 54756.3754 | 5342.1045 | 0 | 60098.4799 | 9795 | 8619.6 |  |  |  | 8619.6 | 51478.8799 | 338015.688 | 384108.7364
RA.RET.EX.116.12dcv |  |  | 1 |  | 12% |  | 10968 | 10484.1654 | 9226.0656 |  | 1215 | 1215 | 1069.2 |  | 0 | 0 | 0 | 15 | s | 22418.4525 | 1101.0444 | 0 | 23519.497 | 9795 | 8619.6 |  |  |  | 8619.6 | 14899.897 | 138390.9838 | 157262.4816
RA.RET.EX.117.12dcv |  |  | 1 |  | 12% |  | 19281 | 18430.4517 | 16218.7975 |  | 4203 | 4203 | 3698.64 |  | 0 | 0 | 0 | 15 | s | 39410.1188 | 3808.7982 | 0 | 43218.917 | 9795 | 8619.6 |  |  |  | 8619.6 | 34599.317 | 243281.962 | 276456.775
RA.RET.EX.118.12dcv |  |  | 1 |  | 12% |  | 16859 | 16115.2941 | 14181.4588 |  | 2555 | 2555 | 2248.4 |  | 0 | 0 | 0 | 15 | s | 34459.5816 | 2315.3651 | 0 | 36774.9467 | 9795 | 8619.6 |  |  |  | 8619.6 | 28155.3467 | 212721.8815 | 241729.4108
RA.RET.EX.119.12DCV |  |  | 1 |  | 12% |  | 4072 | 3892.3707 | 3425.2862 |  | 430 | 430 | 378.4 |  | 0 | 0 | 0 | 15 | s | 8323.1162 | 389.67 | 0 | 8712.7863 | 9795 | 8619.6 |  |  |  | 8619.6 | 93.1863 | 51379.2931 | 58385.5603
RA.RET.EX.120.12dcv |  |  | 1 |  | 12% |  | 17041 | 16289.2654 | 14334.5536 |  | 3700 | 3700 | 3256 |  | 0 | 0 | 0 | 15 | s | 34831.5873 | 3352.9748 | 0 | 38184.5622 | 9795 | 8619.6 |  |  |  | 8619.6 | 29564.9622 | 215018.3038 | 244338.9815
RA.RET.EX.121.12dcv |  |  | 1 |  | 12% |  | 22457 | 21466.3479 | 18890.3861 |  | 2544 | 2544 | 2238.72 |  | 0 | 0 | 0 | 15 | s | 45901.8225 | 2305.3968 | 0 | 48207.2192 | 9795 | 8619.6 |  |  |  | 8619.6 | 39587.6192 | 283355.7918 | 321995.2179
RA.RET.EX.122.12DCV |  |  | 1 |  | 12% |  | 28435 | 27180.6386 | 23918.962 |  | 3244 | 3244 | 2854.72 |  | 0 | 0 | 0 | 15 | s | 58120.7784 | 2939.7433 | 0 | 61060.5218 | 9795 | 8619.6 |  |  |  | 8619.6 | 52440.9218 | 358784.4297 | 407709.5793
RA.RET.EX.123.12dcv |  |  | 1 |  | 12% |  | 26237 | 25079.5996 | 22070.0477 |  | 2987 | 2987 | 2628.56 |  | 0 | 0 | 0 | 15 | s | 53628.0944 | 2706.8475 | 0 | 56334.9419 | 9795 | 8619.6 |  |  |  | 8619.6 | 47715.3419 | 331050.7151 | 376193.9944
RA.RET.EX.124.12DCV |  |  | 1 |  | 12% |  | 18699 | 17874.1256 | 15729.2305 |  | 2107 | 2107 | 1854.16 |  | 0 | 0 | 0 | 15 | s | 38220.5182 | 1909.3832 | 0 | 40129.9015 | 9795 | 8619.6 |  |  |  | 8619.6 | 31510.3015 | 235938.4579 | 268111.884
RA.RET.EX.125.12DCV |  |  | 1 |  | 12% |  | 12456 | 11906.5249 | 10477.7419 |  | 1384 | 1384 | 1217.92 |  | 0 | 0 | 0 | 15 | s | 25459.9056 | 1254.1938 | 0 | 26714.0994 | 9795 | 8619.6 |  |  |  | 8619.6 | 18094.4994 | 157166.1283 | 178597.873
RA.RET.EX.126.12dcv |  |  | 1 |  | 12% |  | 10207 | 9756.7357 | 8585.9274 |  | 2177 | 2177 | 1915.76 |  | 0 | 0 | 0 | 15 | s | 20862.9782 | 1972.8179 | 0 | 22835.7961 | 9795 | 8619.6 |  |  |  | 8619.6 | 14216.1961 | 128788.9107 | 146351.0348
RA.RET.EX.127.12DCV |  |  | 1 |  | 12% |  | 14289 | 13658.6652 | 12019.6254 |  | 1112 | 1112 | 978.56 |  | 0 | 0 | 0 | 15 | s | 29206.5343 | 1007.7049 | 0 | 30214.2392 | 9795 | 8619.6 |  |  |  | 8619.6 | 21594.6392 | 180294.3807 | 204879.9781
RA.RET.EX.128.12DCV |  |  | 1 |  | 12% |  | 30643 | 29291.2365 | 25776.2881 |  | 6764 | 6764 | 5952.32 |  | 0 | 0 | 0 | 15 | s | 62633.9024 | 6129.6005 | 0 | 68763.5028 | 9795 | 8619.6 |  |  |  | 8619.6 | 60143.9028 | 386644.3215 | 439368.5471
RA.RET.EX.129.12DCV |  |  | 1 |  | 12% |  | 26758 | 25577.6166 | 22508.3026 |  | 3049 | 3049 | 2683.12 |  | 0 | 0 | 0 | 15 | s | 54693.0118 | 2763.0325 | 0 | 57456.0443 | 9795 | 8619.6 |  |  |  | 8619.6 | 48836.4443 | 337624.5392 | 383664.249
RA.RET.EX.130.12DCV |  |  | 1 |  | 12% |  | 12462 | 11912.2602 | 10482.789 |  | 2674 | 2674 | 2353.12 |  | 0 | 0 | 0 | 15 | s | 25472.1695 | 2423.204 | 0 | 27895.3735 | 9795 | 8619.6 |  |  |  | 8619.6 | 19275.7735 | 157241.8345 | 178683.9028
RA.RET.EX.131.12DCV |  |  | 1 |  | 12% |  | 11833 | 11311.0074 | 9953.6866 |  | 10430 | 10430 | 9178.4 |  | 0 | 0 | 0 | 15 | s | 24186.5015 | 9451.7642 | 0 | 33638.2657 | 6100 | 5368 |  |  |  | 5368 | 28270.2657 | 149305.2983 | 169665.1117
RA.RET.EX.132.12DCV |  |  | 1 |  | 12% |  | 12156 | 11619.7589 | 10225.3878 |  | 1352 | 1352 | 1189.76 |  | 0 | 0 | 0 | 15 | s | 24846.7094 | 1225.1951 | 0 | 26071.9046 | 9795 | 8619.6 |  |  |  | 8619.6 | 17452.3046 | 153380.8169 | 174296.3828
RA.RET.EX.133.12DCV |  |  | 1 |  | 12% |  | 22511 | 21517.9657 | 18935.8099 |  | 2550 | 2550 | 2244 |  | 0 | 0 | 0 | 15 | s | 46012.1978 | 2310.834 | 0 | 48323.0318 | 9795 | 8619.6 |  |  |  | 8619.6 | 39703.4318 | 284037.1478 | 322769.4861
RA.RET.EX.134.12dcv |  |  | 1 |  | 12% |  | 27809 | 26582.2535 | 23392.3831 |  | 3173 | 3173 | 2792.24 |  | 0 | 0 | 0 | 15 | s | 56841.2424 | 2875.4025 | 0 | 59716.6449 | 9795 | 8619.6 |  |  |  | 8619.6 | 51097.0449 | 350885.7467 | 398733.803
RA.RET.EX.135.12dcv |  |  | 1 |  | 12% |  | 25983 | 24836.8044 | 21856.3879 |  | 2958 | 2958 | 2603.04 |  | 0 | 0 | 0 | 15 | s | 53108.9216 | 2680.5674 | 0 | 55789.4891 | 9795 | 8619.6 |  |  |  | 8619.6 | 47169.8891 | 327845.8181 | 372552.066
RA.RET.EX.136.12DCV |  |  | 1 |  | 12% |  | 6810 | 6509.5885 | 5728.4379 |  | 4770 | 4770 | 4197.6 |  | 0 | 0 | 0 | 15 | s | 13919.5534 | 4322.6189 | 0 | 18242.1723 | 9600 | 8448 |  |  |  | 8448 | 9794.1723 | 85926.5682 | 97643.8275
RA.RET.EX.137.12DCV |  |  | 1 |  | 12% |  | 33186 | 31722.0564 | 27915.4096 |  | 2358 | 2358 | 2075.04 |  | 0 | 0 | 0 | 15 | s | 67831.762 | 2136.8418 | 0 | 69968.6038 | 9795 | 8619.6 |  |  |  | 8619.6 | 61349.0038 | 418731.1442 | 475830.8457
RA.RET.EX.138.12DCV |  |  | 1 |  | 12% |  | 20689 | 19776.3402 | 17403.1793 |  | 2339 | 2339 | 2058.32 |  | 0 | 0 | 0 | 15 | s | 42288.0529 | 2119.6238 | 0 | 44407.6768 | 9795 | 8619.6 |  |  |  | 8619.6 | 35788.0768 | 261047.6901 | 296645.1023
RA.RET.EX.139.12DCV |  |  | 1 |  | 12% |  | 8353 | 7984.5217 | 7026.3791 |  | 6355 | 6355 | 5592.4 |  | 0 | 0 | 0 | 15 | s | 17073.4258 | 5758.9608 | 0 | 22832.3866 | 6100 | 5368 |  |  |  | 5368 | 17464.3866 | 105395.6864 | 119767.8254
RA.RET.EX.140.12DCV |  |  | 1 |  | 12% |  | 17241 | 16480.4428 | 14502.7896 |  | 1717 | 1717 | 1510.96 |  | 0 | 0 | 0 | 15 | s | 35240.3848 | 1555.9616 | 0 | 36796.3463 | 9795 | 8619.6 |  |  |  | 8619.6 | 28176.7463 | 217541.8447 | 247206.6417
RA.RET.EX.141.12DCV |  |  | 1 |  | 12% |  | 10159 | 9710.8531 | 8545.5507 |  | 5595 | 5595 | 4923.6 |  | 0 | 0 | 0 | 15 | s | 20764.8668 | 5070.2417 | 0 | 25835.1085 | 9600 | 8448 |  |  |  | 8448 | 17387.1085 | 128183.2608 | 145662.7964
RA.RET.EX.142.12DCV |  |  | 1 |  | 12% |  | 7984 | 7631.7995 | 6715.9836 |  | 5865 | 5865 | 5161.2 |  | 0 | 0 | 0 | 15 | s | 16319.1945 | 5314.9182 | 0 | 21634.1127 | 9600 | 8448 |  |  |  | 8448 | 13186.1127 | 100739.7534 | 114476.9925
RA.RET.EX.143.12DCV |  |  | 1 |  | 12% |  | 8119 | 7760.8442 | 6829.5429 |  | 6160 | 6160 | 5420.8 |  | 0 | 0 | 0 | 15 | s | 16595.1328 | 5582.25 | 0 | 22177.3828 | 9600 | 8448 |  |  |  | 8448 | 13729.3828 | 102443.1435 | 116412.6631
RA.RET.EX.144.12DCV |  |  | 1 |  | 12% |  | 10802 | 10325.4882 | 9086.4297 |  | 5817 | 5817 | 5118.96 |  | 0 | 0 | 0 | 15 | s | 22079.1506 | 5271.4202 | 0 | 27350.5708 | 9600 | 8448 |  |  |  | 8448 | 18902.5708 | 136296.4449 | 154882.3237
RA.RET.EX.145.12DCV |  |  | 1 |  | 12% |  | 11053 | 10565.4158 | 9297.5659 |  | 5952 | 5952 | 5237.76 |  | 0 | 0 | 0 | 15 | s | 22592.1915 | 5393.7584 | 0 | 27985.9499 | 9600 | 8448 |  |  |  | 8448 | 19537.9499 | 139463.4887 | 158481.2372
RA.RET.EX.146.12DCV |  |  | 1 |  | 12% |  | 8283 | 7917.6096 | 6967.4965 |  | 6166 | 6166 | 5426.08 |  | 0 | 0 | 0 | 15 | s | 16930.3467 | 5587.6873 | 0 | 22518.0339 | 9600 | 8448 |  |  |  | 8448 | 14070.0339 | 104512.447 | 118764.1444
RA.RET.EX.147.12DCV |  |  | 1 |  | 12% |  | 3941 | 3767.1495 | 3315.0916 |  | 2873 | 2873 | 2528.24 |  | 0 | 0 | 0 | 15 | s | 8055.3539 | 2603.5396 | 0 | 10658.8935 | 9600 | 8448 |  |  |  | 8448 | 2210.8935 | 49726.3738 | 56507.2429
RA.RET.EX.148.12DCV |  |  | 1 |  | 12% |  | 9741 | 9311.2924 | 8193.9374 |  | 6882 | 6882 | 6056.16 |  | 0 | 0 | 0 | 15 | s | 19910.4801 | 6236.5332 | 0 | 26147.0133 | 9600 | 8448 |  |  |  | 8448 | 17699.0133 | 122909.0603 | 139669.3867
RA.RET.EX.149.12DCV |  |  | 1 |  | 12% |  | 9387 | 8972.9086 | 7896.1595 |  | 6575 | 6575 | 5786 |  | 0 | 0 | 0 | 15 | s | 19186.9086 | 5958.3269 | 0 | 25145.2355 | 9600 | 8448 |  |  |  | 8448 | 16697.2355 | 118442.3929 | 134593.6283
RA.RET.EX.150.12DCV |  |  | 1 |  | 12% |  | 8312 | 7945.3303 | 6991.8907 |  | 4887 | 4887 | 4300.56 |  | 0 | 0 | 0 | 15 | s | 16989.6223 | 4428.6454 | 0 | 21418.2677 | 9600 | 8448 |  |  |  | 8448 | 12970.2677 | 104878.3605 | 119179.9551
RA.RET.EX.151.12DCV |  |  | 1 |  | 12% |  | 4553 | 4352.1522 | 3829.8939 |  | 3390 | 3390 | 2983.2 |  | 0 | 0 | 0 | 15 | s | 9306.2741 | 3072.0499 | 0 | 12378.324 | 9600 | 8448 |  |  |  | 8448 | 3930.324 | 57448.409 | 65282.2829
RA.RET.EX.152.12 |  |  | 1 |  | 12% |  | 10676 | 10205.0465 | 8980.4409 |  | 8443 | 8443 | 7429.84 |  | 0 | 0 | 0 | 15 | s | 21821.6083 | 7651.1261 | 0 | 29472.7343 | 6100 | 5368 |  |  |  | 5368 | 24104.7343 | 134706.6141 | 153075.6978
RA.RET.EX.153.12dcv |  |  | 1 |  | 12% |  | 9234 | 8826.6579 | 7767.4589 |  | 6426 | 6426 | 5654.88 |  | 0 | 0 | 0 | 15 | s | 18874.1786 | 5823.3017 | 0 | 24697.4803 | 6100 | 5368 |  |  |  | 5368 | 19329.4803 | 116511.8841 | 132399.8683
RA.RET.EX.154.12 |  |  | 1 |  | 12% |  | 3450 | 3297.8092 | 2902.0721 |  | 362 | 362 | 318.56 |  | 0 | 0 | 0 | 15 | s | 7051.7561 | 328.0478 | 0 | 7379.8039 | 9795 | 8619.6 |  |  |  | 8619.6 | -1239.7961 | 43531.0808 | 49467.1373
RA.RET.EX.155.12 |  |  | 1 |  | 12% |  | 29720 | 28408.953 | 24999.8787 |  | 6556 | 6556 | 5769.28 |  | 0 | 0 | 0 | 15 | s | 60747.3021 | 5941.1089 | 0 | 66688.411 | 9795 | 8619.6 |  |  |  | 8619.6 | 58068.811 | 374998.1801 | 426134.2956
RA.RET.EX.156.12DCV |  |  | 1 |  | 12% |  | 9764 | 9333.2778 | 8213.2845 |  | 7229 | 7229 | 6361.52 |  | 0 | 0 | 0 | 15 | s | 19957.4918 | 6550.9879 | 0 | 26508.4797 | 9600 | 8448 |  |  |  | 8448 | 18060.4797 | 123199.2675 | 139999.1676
RA.RET.EX.157.12DCV |  |  | 1 |  | 12% |  | 8023 | 7669.0791 | 6748.7896 |  | 5972 | 5972 | 5255.36 |  | 0 | 0 | 0 | 15 | s | 16398.91 | 5411.8826 | 0 | 21810.7926 | 9600 | 8448 |  |  |  | 8448 | 13362.7926 | 101231.8438 | 115036.1862
RA.RET.EX.158.12DCV |  |  | 1 |  | 12% |  | 10703 | 10230.8555 | 9003.1528 |  | 5894 | 5894 | 5186.72 |  | 0 | 0 | 0 | 15 | s | 21876.7959 | 5341.1983 | 0 | 27217.9942 | 9600 | 8448 |  |  |  | 8448 | 18769.9942 | 135047.2921 | 153462.832
RA.RET.EX.159.12DCV |  |  | 1 |  | 12% |  | 7849 | 7502.7548 | 6602.4242 |  | 1782 | 1782 | 1568.16 |  | 0 | 0 | 0 | 15 | s | 16043.2562 | 1614.8652 | 0 | 17658.1214 | 6100 | 5368 |  |  |  | 5368 | 12290.1214 | 99036.3633 | 112541.3219
RA.RET.EX.160.12 |  |  | 1 |  | 12% |  | 26228 | 25070.9966 | 22062.477 |  | 5770 | 5770 | 5077.6 |  | 0 | 0 | 0 | 15 | s | 53609.6985 | 5228.8283 | 0 | 58838.5268 | 9795 | 8619.6 |  |  |  | 8619.6 | 50218.9268 | 330937.1557 | 376064.9497
RA.RET.EX.161.12DCV |  |  | 1 |  | 12% |  | 24114 | 23050.2521 | 20284.2219 |  | 13003 | 13003 | 11442.64 |  | 0 | 0 | 0 | 15 | s | 49288.7094 | 11783.441 | 0 | 61072.1504 | 9795 | 8619.6 |  |  |  | 8619.6 | 52452.5504 | 304263.3283 | 345753.7821
RA.RET.EX.163.12DCV |  |  | 1 |  | 12% |  | 10245 | 9793.0594 | 8617.8922 |  | 7597 | 7597 | 6685.36 |  | 0 | 0 | 0 | 15 | s | 20940.6497 | 6884.4729 | 0 | 27825.1227 | 6100 | 5368 |  |  |  | 5368 | 22457.1227 | 129268.3834 | 146895.8903
RA.RET.EX.164.12DCV |  |  | 1 |  | 12% |  | 9526 | 9105.7768 | 8013.0836 |  | 1049 | 1049 | 923.12 |  | 0 | 0 | 0 | 15 | s | 19471.0229 | 950.6137 | 0 | 20421.6366 | 9795 | 8619.6 |  |  |  | 8619.6 | 11802.0366 | 120196.2538 | 136586.6521
RA.RET.EX.165.12DCV |  |  | 1 |  | 12% |  | 30208 | 28875.4258 | 25410.3747 |  | 3700 | 3700 | 3256 |  | 0 | 0 | 0 | 15 | s | 61744.7679 | 3352.9748 | 0 | 65097.7427 | 9795 | 8619.6 |  |  |  | 8619.6 | 56478.1427 | 381155.62 | 433131.3863
RA.RET.EX.166.12DCV |  |  | 1 |  | 12% |  | 10786 | 10310.1941 | 9072.9708 |  | 7472 | 7472 | 6575.36 |  | 0 | 0 | 0 | 15 | s | 22046.4469 | 6771.1967 | 0 | 28817.6436 | 6100 | 5368 |  |  |  | 5368 | 23449.6436 | 136094.5616 | 154652.9109
RA.RET.EX.167.12DCV |  |  | 1 |  | 12% |  | 9823 | 9389.6752 | 8262.9141 |  | 7640 | 7640 | 6723.2 |  | 0 | 0 | 0 | 15 | s | 20078.0871 | 6923.4399 | 0 | 27001.527 | 6100 | 5368 |  |  |  | 5368 | 21633.527 | 123943.7121 | 140845.1274
RA.RET.EX.168.12DCV |  |  | 1 |  | 12% |  | 8368 | 7998.86 | 7038.9968 |  | 11825 | 11825 | 10406 |  | 0 | 0 | 0 | 15 | s | 17104.0856 | 10715.9263 | 0 | 27820.0119 | 6100 | 5368 |  |  |  | 5368 | 22452.0119 | 105584.9519 | 119982.8999
RA.RET.EX.169.12DCV |  |  | 1 |  | 12% |  | 10134 | 9686.9559 | 8524.5212 |  | 7139 | 7139 | 6282.32 |  | 0 | 0 | 0 | 15 | s | 20713.7671 | 6469.429 | 0 | 27183.1962 | 6100 | 5368 |  |  |  | 5368 | 21815.1962 | 127867.8182 | 145304.3389
RA.RET.EX.170.12DCV |  |  | 1 |  | 12% |  | 2821 | 2696.5564 | 2372.9696 |  | 100 | 100 | 88 |  | 0 | 0 | 0 | 15 | s | 5766.0881 | 90.6209 | 0 | 5856.7091 | 1175 | 1034 |  |  |  | 1034 | 4822.7091 | 35594.5446 | 40448.3462
RA.RET.EX.171.12DCV |  |  | 1 |  | 12% |  | 3134 | 2995.749 | 2636.2591 |  | 100 | 100 | 88 |  | 0 | 0 | 0 | 15 | s | 6405.8562 | 90.6209 | 0 | 6496.4771 | 6243 | 5493.84 |  |  |  | 5493.84 | 1002.6371 | 39543.8862 | 44936.2343
RA.RET.EX.172.12DCV |  |  | 1 |  | 12% |  | 3065 | 2929.7928 | 2578.2176 |  | 100 | 100 | 88 |  | 0 | 0 | 0 | 15 | s | 6264.821 | 90.6209 | 0 | 6355.442 | 1175 | 1034 |  |  |  | 1034 | 5321.442 | 38673.2645 | 43946.8915
RA.RET.EX.173.12DCV |  |  | 1 |  | 12% |  | 7645 | 7307.7539 | 6430.8234 |  | 5260 | 5260 | 4628.8 |  | 0 | 0 | 0 | 15 | s | 15626.2828 | 4766.6615 | 0 | 20392.9443 | 6100 | 5368 |  |  |  | 5368 | 15024.9443 | 96462.3515 | 109616.3085
RA.RET.EX.174.13HEBO |  |  | 1 |  | 12% |  | 69910 | 69910 | 61520.8 |  | 0 | 0 | 0 |  | 0 | 0 | 0 | 25 | s | 211262.1195 | 0 | 0 | 211262.1195 | 9000 | 7920 |  |  |  | 7920 | 203342.1195 | 1538020 | 1747750
Total | Commercial - Retail - RA.RET.EX |  | 173 |  |  |  | 2275680 | 2183913.8592 | 1921844.1961 |  | 865639 | 865639 | 761762.32 |  | 0 | 0 | 0 |  |  | 4842589.2496 | 784450.2116 | 0 | 5627039.4613 |  | 1154712.24 | 594218.62 | 5000 | 599218.62 | 1159712.24 | 4467327.2213 | 30547552.5408 | 34713127.8873
RA.LOG.EX | Logistics
RA.LOG.EX.001.12 |  |  | 1 |  | 12% |  | 14211 | 13584.106 | 11954.0133 |  | -5021 | -5021 | -4418.48 |  | 0 | 0 | 0 | 15 | s | 29047.1033 | -4550.0775 | 0 | 24497.0258 | 12221.4 | 10754.832 |  |  |  | 10754.832 | 13742.1938 | 179310.1998 | 203761.5907
RA.LOG.EX.002.12 |  |  | 1 |  | 12% |  | 215256 | 205760.3498 | 181069.1078 |  | -55665 | -55665 | -48985.2 |  | 0 | 0 | 0 | 15 | s | 439980.527 | -50444.1471 | 0 | 389536.3799 | 263330 | 231730.4 |  |  |  | 231730.4 | 157805.9799 | 2716036.6171 | 3086405.2468
RA.LOG.EX.003.12 |  |  | 1 |  | 12% |  | 101358 | 96886.7652 | 85260.3534 |  | -56227 | -56227 | -49479.76 |  | 0 | 0 | 0 | 15 | s | 207174.4632 | -50953.4368 | 0 | 156221.0264 | 213968 | 188291.84 |  |  |  | 188291.84 | -32070.8136 | 1278905.3009 | 1453301.4782
RA.LOG.EX.004.12 |  |  | 1 |  | 12% |  | 3629 | 3468.9129 | 3052.6433 |  | 0 | 0 | 0 |  | 0 | 0 | 0 | 25 | w | 9850.2439 | 0 | 0 | 9850.2439 | 7245 | 6375.6 |  |  |  | 6375.6 | 3474.6439 | 76316.0832 | 86722.8218
RA.LOG.EX.005.12 |  |  | 1 |  | 12% |  | 32555 | 31118.8919 | 27384.6248 |  | -3463 | -3463 | -3047.44 |  | 0 | 0 | 0 | 15 | s | 66542.0061 | -3138.2032 | 0 | 63403.8028 | 21767 | 19154.96 |  |  |  | 19154.96 | 44248.8428 | 410769.3726 | 466783.378
RA.LOG.EX.006.12 |  |  | 1 |  | 12% |  | 6939 | 6632.8979 | 5836.9501 |  | -12071 | -12071 | -10622.48 |  | 0 | 0 | 0 | 15 | s | 14183.2278 | -10938.8538 | 0 | 3244.3739 | 0 | 0 |  |  |  | 0 | 3244.3739 | 87554.2521 | 99493.4683
RA.LOG.EX.007.12 |  |  | 1 |  | 12% |  | 34440 | 32920.7383 | 28970.2497 |  | -13786 | -13786 | -12131.68 |  | 0 | 0 | 0 | 15 | s | 70394.9221 | -12493.003 | 0 | 57901.9191 | 40414 | 35564.32 |  |  |  | 35564.32 | 22337.5991 | 434553.7457 | 493811.0747
RA.LOG.EX.008.12 |  |  | 1 |  | 12% |  | 8620 | 8239.7434 | 7250.9742 |  | -8098 | -8098 | -7126.24 |  | 0 | 0 | 0 | 15 | s | 17619.1704 | -7338.4838 | 0 | 10280.6866 | 9753 | 8582.64 |  |  |  | 8582.64 | 1698.0466 | 108764.6135 | 123596.1517
RA.LOG.EX.009.12 |  |  | 1 |  | 12% |  | 19273 | 18422.8046 | 16212.068 |  | -4082 | -4082 | -3592.16 |  | 0 | 0 | 0 | 15 | s | 39393.7669 | -3699.1468 | 0 | 35694.6201 | 12700 | 11176 |  |  |  | 11176 | 24518.6201 | 243181.0204 | 276342.0686
RA.LOG.EX.010.12 |  |  | 1 |  | 12% |  | 89324 | 85383.6245 | 75137.5896 |  | -14114 | -14114 | -12420.32 |  | 0 | 0 | 0 | 15 | s | 182577.1202 | -12790.2397 | 0 | 169786.8805 | 38348 | 33746.24 |  |  |  | 33746.24 | 136040.6405 | 1127063.8439 | 1280754.3681
RA.LOG.EX.011.12 |  |  | 1 |  | 12% |  | 36395 | 34789.4968 | 30614.7572 |  | 0 | 0 | 0 |  | 0 | 0 | 0 | 15 | s | 74390.9172 | 0 | 0 | 74390.9172 | 13538 | 11913.44 |  |  |  | 11913.44 | 62477.4772 | 459221.3582 | 521842.4525
RA.LOG.EX.012.12 |  |  | 1 |  | 12% |  | 69304 | 66246.7726 | 58297.1599 |  | -8935 | -8935 | -7862.8 |  | 0 | 0 | 0 | 15 | s | 141656.4948 | -8096.9811 | 0 | 133559.5137 | 60625 | 53350 |  |  |  | 53350 | 80209.5137 | 874457.3982 | 993701.5889
RA.LOG.EX.013.12 |  |  | 1 |  | 12% |  | 48032 | 45913.1505 | 40403.5724 |  | -21340 | -21340 | -18779.2 |  | 0 | 0 | 0 | 15 | s | 98176.7973 | -19338.5089 | 0 | 78838.2883 | 64382.5 | 56656.6 |  |  |  | 56656.6 | 22181.6883 | 606053.5864 | 688697.2573
RA.LOG.EX.014.12DCV |  |  | 1 |  | 12% |  | 11328 | 10828.2847 | 9528.8905 |  | 2556 | 2556 | 2249.28 |  | 0 | 0 | 0 | 15 | s | 23154.288 | 2316.2713 | 0 | 25470.5592 | 3800 | 3344 |  |  |  | 3344 | 22126.5592 | 142933.3575 | 162424.2699
RA.LOG.EX.015.12 |  |  | 1 |  | 12% |  | 10415 | 9955.5601 | 8760.8929 |  | -16941 | -16941 | -14908.08 |  | 0 | 0 | 0 | 15 | s | 21288.1276 | -15352.0937 | 0 | 5936.0339 | 20474 | 18017.12 |  |  |  | 18017.12 | -12081.0861 | 131413.3932 | 149333.4014
RA.LOG.EX.016.12 |  |  | 1 |  | 12% |  | 22797 | 21791.3493 | 19176.3874 |  | 5689 | 5689 | 5006.32 |  | 0 | 0 | 0 | 15 | s | 46596.7781 | 5155.4254 | 0 | 51752.2035 | 15100 | 13288 |  |  |  | 13288 | 38464.2035 | 287645.8113 | 326870.2401
RA.LOG.EX.017.12 |  |  | 1 |  | 12% |  | 53102 | 50759.4961 | 44668.3566 |  | -17193 | -17193 | -15129.84 |  | 0 | 0 | 0 | 15 | s | 108539.8128 | -15580.4585 | 0 | 92959.3543 | 26910 | 23680.8 |  |  |  | 23680.8 | 69278.5543 | 670025.3486 | 761392.4416
RA.LOG.EX.018.12 |  |  | 1 |  | 12% |  | 149420 | 142828.5923 | 125689.1612 |  | 65350 | 65350 | 57508 |  | 0 | 0 | 0 | 15 | s | 305412.5801 | 59220.7853 | 0 | 364633.3653 | 212186 | 186723.68 |  |  |  | 186723.68 | 177909.6853 | 1885337.4184 | 2142428.8845
RA.LOG.EX.019.13HEBO |  |  | 1 |  | 12% |  | 3076 | 3076 | 2706.88 |  | 0 | 0 | 0 |  | 0 | 0 | 0 | 25 | s | 9295.4124 | 0 | 0 | 9295.4124 | 6000 | 5280 |  |  |  | 5280 | 4015.4124 | 67672 | 76900
Total | Commercial - Logistics - RA.LOG.EX |  | 19 |  |  |  | 929474 | 888607.537 | 781974.6325 |  | -163341 | -163341 | -143740.08 |  | 0 | 0 | 0 |  |  | 1905273.759 | -148021.152 | 0 | 1757252.607 |  | 917630.472 | 140899.35 | 6955.58 | 147854.93 | 924586.052 | 832666.555 | 11787214.7211 | 13394562.1831
RA.COM.EX | Other Commercial
RA.COM.EX.001.12 |  |  | 1 |  | 12% |  | 3855 | 3684.9433 | 3242.7501 |  | 0 | 0 | 0 |  | 0 | 0 | 0 | 25 | s | 11135.5875 | 0 | 0 | 11135.5875 | 7077 | 6227.76 |  |  |  | 6227.76 | 4907.8275 | 81068.7519 | 92123.5817
RA.COM.EX.003.12HEBO |  |  | 1 |  | 12% |  | 27325 | 27325 | 24046 |  | 0 | 0 | 0 |  | 0 | 0 | 0 | 25 | s | 82573.8437 | 0 | 0 | 82573.8437 | 7050 | 6204 |  |  |  | 6204 | 76369.8437 | 601150 | 683125
RA.COM.EX.004.12HEBO |  |  | 1 |  | 12% |  | 27325 | 27325 | 24046 |  | 0 | 0 | 0 |  | 0 | 0 | 0 | 25 | s | 82573.8437 | 0 | 0 | 82573.8437 | 7050 | 6204 |  |  |  | 6204 | 76369.8437 | 601150 | 683125
RA.COM.EX.008.12 |  |  | 1 |  | 12% |  | 13606 | 13005.7946 | 11445.0992 |  | 0 | 0 | 0 |  | 0 | 0 | 0 | 5 | s | 9540.0885 | 0 | 0 | 9540.0885 | 515.95 | 454.036 |  |  |  | 454.036 | 9086.0525 | 57225.4962 | 65028.9729
RA.COM.EX.028.12M |  |  | 1 |  | 12% |  | 16346 | 15624.9242 | 13749.9333 |  | 733 | 733 | 645.04 |  | 0 | 0 | 0 | 15 | s | 33411.0162 | 664.2515 | 0 | 34075.2677 | 5386 | 4739.68 |  |  |  | 4739.68 | 29335.5877 | 206248.9991 | 234373.8626
RA.COM.EX.039.12HEBO |  |  | 1 |  | 12% |  | 13265 | 13265 | 11673.2 |  | 0 | 0 | 0 |  | 0 | 0 | 0 | 25 | s | 40085.7104 | 0 | 0 | 40085.7104 | 12000 | 10560 |  |  |  | 10560 | 29525.7104 | 291830 | 331625
RA.COM.EX.042.12 |  |  | 1 |  | 12% |  | 128707 | 123029.3109 | 108265.7936 |  | 0 | 0 | 0 |  | 0 | 0 | 0 | 15 | s | 263075.4715 | 0 | 0 | 263075.4715 | 24000 | 21120 |  |  |  | 21120 | 241955.4715 | 1623986.9034 | 1845439.663
RA.COM.EX.043.12HEBO |  |  | 1 |  | 12% |  | 5431 | 5431 | 4779.28 |  | 0 | 0 | 0 |  | 0 | 0 | 0 | 25 | s | 16412.0236 | 0 | 0 | 16412.0236 | 10300 | 9064 |  |  |  | 9064 | 7348.0236 | 119482 | 135775
RA.COM.EX.044.12A |  |  | 0 |  | 12% |  | 4550 | 4349.2845 | 3827.3704 |  | 106976 | 106976 | 94138.88 |  | 0 | 0 | 0 | 15 | s | 9300.1421 | 96942.6584 | 0 | 106242.8005 | 69940 | 61547.2 |  |  |  | 61547.2 | 44695.6005 | 57410.5558 | 65239.268
RA.COM.EX.045.12 |  |  | 1 |  | 12% |  | 11990 | 11461.0817 | 10085.7519 |  | 0 | 0 | 0 |  | 0 | 0 | 0 | 25 | s | 34634.4215 | 0 | 0 | 34634.4215 | 9231 | 8123.28 |  |  |  | 8123.28 | 26511.1415 | 252143.7965 | 286527.0415
RA.COM.EX.046.12HEBO |  |  | 1 |  | 12% |  | 3496 | 3496 | 3076.48 |  | 0 | 0 | 0 |  | 0 | 0 | 0 | 25 | s | 10564.6169 | 0 | 0 | 10564.6169 | 4500 | 3960 |  |  |  | 3960 | 6604.6169 | 76912 | 87400
RA.COM.EX.047.12VFD |  |  | 1 |  | 12% |  | 114196 | 109158.4388 | 96059.4262 |  | 200783 | 200783 | 176689.04 |  | 0 | 0 | 0 | 15 | s | 233415.172 | 181951.4449 | 0 | 415366.6169 | 148566 | 130738.08 |  |  |  | 130738.08 | 284628.5369 | 1440891.3923 | 1637376.5821
RA.COM.EX.048.12 |  |  | 1 |  | 12% |  | 7072 | 6760.0308 | 5948.8271 |  | 5476 | 5476 | 4818.88 |  | 0 | 0 | 0 | 15 | s | 14455.0781 | 4962.4028 | 0 | 19417.4808 | 43780 | 38526.4 |  |  |  | 38526.4 | -19108.9192 | 89232.4068 | 101400.4623
RA.COM.EX.049.12 |  |  | 1 |  | 12% |  | 33682 | 32196.1762 | 28332.635 |  | 0 | 0 | 0 |  | 0 | 0 | 0 | 25 | s | 97294.1271 | 0 | 0 | 97294.1271 | 36830 | 32410.4 |  |  |  | 32410.4 | 64883.7271 | 708315.8761 | 804904.4047
RA.COM.EX.050.12HEBO |  |  | 1 |  | 12% |  | 24283 | 24283 | 21369.04 |  | 0 | 0 | 0 |  | 0 | 0 | 0 | 25 | s | 73381.1765 | 0 | 0 | 73381.1765 | 20600 | 18128 |  |  |  | 18128 | 55253.1765 | 534226 | 607075
RA.COM.EX.052.12 |  |  | 1 |  | 12% |  | 219708 | 210015.9574 | 184814.0425 |  | 0 | 0 | 0 |  | 0 | 0 | 0 | 25 | s | 634650.4978 | 0 | 0 | 634650.4978 | 215281 | 189447.28 |  |  |  | 189447.28 | 445203.2178 | 4620351.0632 | 5250398.9355
RA.COM.EX.053.12 |  |  | 1 |  | 12% |  | 13988 | 13370.9433 | 11766.4301 |  | 0 | 0 | 0 |  | 0 | 0 | 0 | 25 | s | 40405.8622 | 0 | 0 | 40405.8622 | 33304 | 29307.52 |  |  |  | 29307.52 | 11098.3422 | 294160.7528 | 334273.5827
RA.COM.EX.054.12HEBO |  |  | 1 |  | 12% |  | 121411 | 121411 | 106841.68 |  | 0 | 0 | 0 |  | 0 | 0 | 0 | 25 | s | 366893.7948 | 0 | 0 | 366893.7948 | 10300 | 9064 |  |  |  | 9064 | 357829.7948 | 2671042 | 3035275
RA.COM.EX.055.12HEBO |  |  | 1 |  | 12% |  | 66791 | 66791 | 58776.08 |  | 0 | 0 | 0 |  | 0 | 0 | 0 | 25 | s | 201836.7648 | 0 | 0 | 201836.7648 | 24400 | 21472 |  |  |  | 21472 | 180364.7648 | 1469402 | 1669775
Total | Commercial - Other Commercial - RA.COM.EX |  | 18 |  |  |  | 857027 | 831983.8856 | 732145.8194 |  | 313968 | 313968 | 276291.84 |  | 0 | 0 | 0 |  |  | 2255639.2388 | 284520.7575 | 0 | 2540159.9964 |  | 607297.636 | 255384.76 | 601662.95 | 857047.71 | 1208960.586 | 1331199.4104 | 15796229.9941 | 17950261.357
RA.HC.EX | Health Care
RA.HC.EX.001.12 |  |  | 1 |  | 12% |  | 38414 | 36719.4321 | 32313.1002 |  | 0 | 0 | 0 |  | 0 | 0 | 0 | 5 | s | 26934.6583 | 0 | 0 | 26934.6583 | 1694 | 1490.72 |  |  |  | 1490.72 | 25443.9383 | 161565.5012 | 183597.1605
RA.HC.EX.003.12 |  |  | 1 |  | 12% |  | 17632 | 16854.1945 | 14831.6911 |  | 0 | 0 | 0 |  | 0 | 0 | 0 | 5 | s | 12362.9899 | 0 | 0 | 12362.9899 | 5998 | 5278.24 |  |  |  | 5278.24 | 7084.7499 | 74158.4557 | 84270.9724
RA.HC.EX.004.12 |  |  | 1 |  | 12% |  | 135446 | 129471.0314 | 113934.5076 |  | 0 | 0 | 0 |  | 0 | 0 | 0 | 5 | s | 94970.3682 | 0 | 0 | 94970.3682 | 11495 | 10115.6 |  |  |  | 10115.6 | 84854.7682 | 569672.5382 | 647355.157
RA.HC.EX.005.12 |  |  | 1 |  | 12% |  | 5479 | 5237.3033 | 4608.8269 |  | 0 | 0 | 0 |  | 0 | 0 | 0 | 5 | s | 3841.6981 | 0 | 0 | 3841.6981 | 2066.2 | 1818.256 |  |  |  | 1818.256 | 2023.4421 | 23044.1345 | 26186.5164
RA.HC.EX.006.12 |  |  | 1 |  | 12% |  | 42993 | 41096.4374 | 36164.8649 |  | 0 | 0 | 0 |  | 0 | 0 | 0 | 5 | s | 30145.3054 | 0 | 0 | 30145.3054 | 14073 | 12384.24 |  |  |  | 12384.24 | 17761.0654 | 180824.3243 | 205482.1868
RA.HC.EX.007.12 |  |  | 1 |  | 12% |  | 75931 | 72581.4338 | 63871.6618 |  | 152913 | 152913 | 134563.44 |  | 0 | 0 | 0 | 15 | s | 155201.9985 | 138571.2002 | 0 | 293773.1988 | 38922.36 | 34251.6768 |  |  |  | 34251.6768 | 259521.522 | 958074.9265 | 1088721.5074
RA.HC.EX.011.12 |  |  | 1 |  | 12% |  | 805195 | 769675.2 | 677314.176 |  | 2060433 | 2060433 | 1813181.04 |  | 0 | 0 | 0 | 15 | s | 1645808.3417 | 1867183.7831 | 0 | 3512992.1248 | 916821 | 806802.48 |  |  |  | 806802.48 | 2706189.6448 | 10159712.6396 | 11545127.9995
RA.HC.EX.015.12 |  |  | 1 |  | 12% |  | 10797 | 10320.7088 | 9082.2238 |  | 0 | 0 | 0 |  | 0 | 0 | 0 | 5 | s | 7570.5083 | 0 | 0 | 7570.5083 | 1091 | 960.08 |  |  |  | 960.08 | 6610.4283 | 45411.1188 | 51603.5441
RA.HC.EX.016.12 |  |  | 1 |  | 12% |  | 177567 | 169733.9355 | 149365.8633 |  | 0 | 0 | 0 |  | 0 | 0 | 0 | 5 | s | 124504.2553 | 0 | 0 | 124504.2553 | 10659 | 9379.92 |  |  |  | 9379.92 | 115124.3353 | 746829.3164 | 848669.6777
RA.HC.EX.017.12 |  |  | 1 |  | 12% |  | 226251 | 216270.3242 | 190317.8853 |  | 0 | 0 | 0 |  | 0 | 0 | 0 | 5 | s | 158639.9065 | 0 | 0 | 158639.9065 | 2575.02 | 2266.0176 |  |  |  | 2266.0176 | 156373.8889 | 951589.4263 | 1081351.6208
RA.HC.EX.018.12A |  |  | 0 |  | 12% |  | 7126 | 6811.6487 | 5994.2509 |  | 880 | 880 | 774.4 |  | 0 | 0 | 0 | 15 | s | 14565.4534 | 797.4643 | 0 | 15362.9177 | 29564 | 26016.32 |  |  |  | 26016.32 | -10653.4023 | 89913.7628 | 102174.7305
RA.HC.EX.018.12B |  |  | 0 |  | 12% |  | 2714 | 2594.2765 | 2282.9633 |  | 0 | 0 | 0 |  | 1792 | 1792 | 1576.96 | 10 | w | 3688.2948 | 0 | 29002.5072 | 32690.802 | 4981 | 4383.28 |  |  |  | 4383.28 | 28307.522 | 22829.6335 | 25942.7653
RA.HC.EX.018.12M |  |  | 1 |  | 12% |  | 54958 | 52533.6218 | 46229.5872 |  | 497151 | 497151 | 437492.88 |  | 0 | 0 | 0 | 15 | s | 112333.4532 | 450522.9168 | 0 | 562856.37 | 191306 | 168349.28 |  |  |  | 168349.28 | 394507.09 | 693443.8083 | 788004.3276
RA.HC.EX.019.12 |  |  | 1 |  | 12% |  | 7336 | 7012.3849 | 6170.8987 |  | 0 | 0 | 0 |  | 0 | 0 | 0 | 15 | s | 14994.6907 | 0 | 0 | 14994.6907 | 15000 | 13200 |  |  |  | 13200 | 1794.6907 | 92563.4808 | 105185.7736
RA.HC.EX.020.12 |  |  | 1 |  | 12% |  | 35675 | 34101.2584 | 30009.1074 |  | 0 | 0 | 0 |  | 0 | 0 | 0 | 25 | s | 103051.1247 | 0 | 0 | 103051.1247 | 39276 | 34562.88 |  |  |  | 34562.88 | 68488.2447 | 750227.6848 | 852531.46
RA.HC.EX.021.12 |  |  | 1 |  | 12% |  | 11445 | 10940.1234 | 9627.3086 |  | 0 | 0 | 0 |  | 0 | 0 | 0 | 5 | s | 8024.865 | 0 | 0 | 8024.865 | 1360 | 1196.8 |  |  |  | 1196.8 | 6828.065 | 48136.543 | 54700.617
RA.HC.EX.022.12 |  |  | 1 |  | 12% |  | 14906 | 14248.4473 | 12538.6336 |  | 19765 | 19765 | 17393.2 |  | 0 | 0 | 0 | 15 | s | 30467.6745 | 17911.2291 | 0 | 48378.9035 | 12900 | 11352 |  |  |  | 11352 | 37026.9035 | 188079.5045 | 213726.7096
RA.HC.EX.023.12 |  |  | 1 |  | 12% |  | 403168 | 385382.9334 | 339136.9813 |  | 0 | 0 | 0 |  | 0 | 0 | 0 | 5 | s | 282688.4027 | 0 | 0 | 282688.4027 | 107900 | 94952 |  |  |  | 94952 | 187736.4027 | 1695684.9067 | 1926914.6668
RA.HC.EX.026.12 |  |  | 1 |  | 12% |  | 14116 | 13493.2968 | 11874.1012 |  | 0 | 0 | 0 |  | 0 | 0 | 0 | 15 | s | 28852.9245 | 0 | 0 | 28852.9245 | 26325.56 | 23166.4928 |  |  |  | 23166.4928 | 5686.4317 | 178111.5179 | 202399.4521
RA.HC.EX.027.12 |  |  | 1 |  | 12% |  | 497452 | 475507.756 | 418446.8253 |  | 529065 | 529065 | 465577.2 |  | 0 | 0 | 0 | 15 | w | 956150.2739 | 479443.684 | 0 | 1435593.9579 | 132000 | 116160 |  |  |  | 116160 | 1319433.9579 | 6276702.3789 | 7132616.3397
RA.HC.EX.028.12 |  |  | 1 |  | 12% |  | 541923 | 518016.9939 | 455854.9546 |  | 756265 | 756265 | 665513.2 |  | 0 | 0 | 0 | 15 | s | 1107683.7213 | 685334.4631 | 0 | 1793018.1844 | 21470 | 18893.6 |  |  |  | 18893.6 | 1774124.5844 | 6837824.3193 | 7770254.9083
RA.HC.EX.029.12 |  |  | 1 |  | 12% |  | 237313 | 226844.343 | 199623.0218 |  | 187300 | 187300 | 164824 |  | 0 | 0 | 0 | 15 | s | 485064.7545 | 169733.0234 | 0 | 654797.7779 | 624975 | 549978 |  |  |  | 549978 | 104819.7779 | 2994345.3271 | 3402665.1444
RA.HC.EX.030.12 |  |  | 1 |  | 12% |  | 86582 | 82762.5832 | 72831.0732 |  | 0 | 0 | 0 |  | 0 | 0 | 0 | 5 | s | 60708.5068 | 0 | 0 | 60708.5068 | 10000 | 8800 |  |  |  | 8800 | 51908.5068 | 364155.366 | 413812.9159
RA.HC.EX.031.12 |  |  | 1 |  | 12% |  | 335121 | 320337.7104 | 281897.1851 |  | 0 | 0 | 0 |  | 0 | 0 | 0 | 5 | s | 234976.0403 | 0 | 0 | 234976.0403 | 188582.05 | 165952.204 |  |  |  | 165952.204 | 69023.8363 | 1409485.9256 | 1601688.5518
RA.HC.EX.032.12A |  |  | 0 |  | 12% |  | 94550 | 90379.0885 | 79533.5979 |  | 0 | 0 | 0 |  | 0 | 0 | 0 | 5 | s | 66295.4115 | 0 | 0 | 66295.4115 | 47700 | 41976 |  |  |  | 41976 | 24319.4115 | 397667.9894 | 451895.4425
RA.HC.EX.032.12M |  |  | 1 |  | 12% |  | 9730 | 9300.7777 | 8184.6844 |  | 0 | 0 | 0 |  | 0 | 0 | 0 | 15 | s | 19887.9963 | 0 | 0 | 19887.9963 | 33000 | 29040 |  |  |  | 29040 | -9152.0037 | 122770.2656 | 139511.6654
RA.HC.EX.034.12 |  |  | 1 |  | 12% |  | 59231 | 56618.1258 | 49823.9507 |  | 0 | 0 | 0 |  | 0 | 0 | 0 | 5 | s | 41530.8675 | 0 | 0 | 41530.8675 | 7500 | 6600 |  |  |  | 6600 | 34930.8675 | 249119.7533 | 283090.6288
RA.HC.EX.036.12VFD |  |  | 1 |  | 12% |  | 20514 | 19609.06 | 17255.9728 |  | 28082 | 28082 | 24712.16 |  | 0 | 0 | 0 | 15 | s | 41930.3552 | 25448.1728 | 0 | 67378.5279 | 18850 | 16588 |  |  |  | 16588 | 50790.5279 | 258839.5918 | 294135.8997
RA.HC.EX.037.12 |  |  | 1 |  | 12% |  | 111243 | 106335.7054 | 93575.4207 |  | 0 | 0 | 0 |  | 0 | 0 | 0 | 5 | s | 78000.0049 | 0 | 0 | 78000.0049 | 54595 | 48043.6 |  |  |  | 48043.6 | 29956.4049 | 467877.1035 | 531678.5268
Total | Commercial - Hospitals - RA.HC.EX |  | 26 |  |  |  | 4080808 | 3900790.1358 | 3432695.3195 |  | 4231854 | 4231854 | 3724031.52 |  | 1792 | 1792 | 1576.96 |  |  | 5950874.8458 | 3834945.9368 | 29002.5072 | 9814823.2898 |  | 2263957.6872 | 454273.48 | 78286.8 | 532560.28 | 2342244.4872 | 7472578.8026 | 37008661.2443 | 42055296.8685
RA.REC.EX | Recreational Non-Government
RA.REC.EX.001.12HEBO |  |  | 1 |  | 12% |  | 19189 | 19189 | 16886.32 |  | 0 | 0 | 0 |  | 0 | 0 | 0 | 25 | s | 57987.5384 | 0 | 0 | 57987.5384 | 7400 | 6512 |  |  |  | 6512 | 51475.5384 | 422158 | 479725
RA.REC.EX.002.12A |  |  | 0 |  | 12% |  | 4320 | 4129.4306 | 3633.8989 |  | 0 | 0 | 0 |  | 0 | 0 | 0 | 15 | s | 8830.0251 | 0 | 0 | 8830.0251 | 500 | 440 |  |  |  | 440 | 8390.0251 | 54508.4838 | 61941.4588
RA.REC.EX.002.12M |  |  | 1 |  | 12% |  | 58748 | 56156.4325 | 49417.6606 |  | 0 | 0 | 0 |  | 0 | 0 | 0 | 25 | s | 169699.9993 | 0 | 0 | 169699.9993 | 150000 | 132000 |  |  |  | 132000 | 37699.9993 | 1235441.5145 | 1403910.8119
RA.REC.EX.003.12HEBO |  |  | 1 |  | 12% |  | 19189 | 19189 | 16886.32 |  | 0 | 0 | 0 |  | 0 | 0 | 0 | 25 | s | 57987.5384 | 0 | 0 | 57987.5384 | 7400 | 6512 |  |  |  | 6512 | 51475.5384 | 422158 | 479725
RA.REC.EX.004.12 |  |  | 1 |  | 12% |  | 96989 | 92710.4962 | 81585.2366 |  | 0 | 0 | 0 |  | 0 | 0 | 0 | 5 | s | 68005.5597 | 0 | 0 | 68005.5597 | 5429 | 4777.52 |  |  |  | 4777.52 | 63228.0397 | 407926.1832 | 463552.4809
RA.REC.EX.005.12HEBO |  |  | 1 |  | 12% |  | 3076 | 3076 | 2706.88 |  | 0 | 0 | 0 |  | 0 | 0 | 0 | 25 | s | 9295.4124 | 0 | 0 | 9295.4124 | 6000 | 5280 |  |  |  | 5280 | 4015.4124 | 67672 | 76900
RA.REC.EX.006.12HEBO |  |  | 0 |  | 12% |  | 5431 | 5431 | 4779.28 |  | 0 | 0 | 0 |  | 0 | 0 | 0 | 25 | s | 16412.0236 | 0 | 0 | 16412.0236 | 10300 | 9064 |  |  |  | 9064 | 7348.0236 | 119482 | 135775
RA.REC.EX.007.12HEBO |  |  | 1 |  | 12% |  | 8507 | 8507 | 7486.16 |  | 0 | 0 | 0 |  | 0 | 0 | 0 | 25 | s | 25707.436 | 0 | 0 | 25707.436 | 16300 | 14344 |  |  |  | 14344 | 11363.436 | 187154 | 212675
RA.REC.EX.008.12 |  |  | 1 |  | 12% |  | 11879 | 11354.9782 | 9992.3808 |  | -3343 | -3343 | -2941.84 |  | 0 | 0 | 0 | 15 | s | 24280.525 | -3029.4581 | 0 | 21251.0669 | 11300 | 9944 |  |  |  | 9944 | 11307.0669 | 149885.7127 | 170324.6735
RA.REC.EX.009.12 |  |  | 1 |  | 12% |  | 6743 | 6445.5441 | 5672.0788 |  | 134784 | 134784 | 118609.92 |  | 0 | 0 | 0 | 15 | s | 13782.6063 | 122142.5298 | 0 | 135925.136 | 21500 | 18920 |  |  |  | 18920 | 117005.136 | 85081.182 | 96683.1613
RA.REC.EX.010.12 |  |  | 1 |  | 12% |  | 1257 | 1201.5496 | 1057.3636 |  | 0 | 0 | 0 |  | 0 | 0 | 0 | 15 | s | 2569.292 | 0 | 0 | 2569.292 | 2730 | 2402.4 |  |  |  | 2402.4 | 166.892 | 15860.4547 | 18023.2439
RA.REC.EX.011.12 |  |  | 1 |  | 12% |  | 4114 | 3932.5179 | 3460.6158 |  | 0 | 0 | 0 |  | 0 | 0 | 0 | 15 | s | 8408.9637 | 0 | 0 | 8408.9637 | 8725 | 7678 |  |  |  | 7678 | 730.9637 | 51909.2366 | 58987.7689
RA.REC.EX.012.12 |  |  | 1 |  | 12% |  | 1585 | 1515.0804 | 1333.2708 |  | 0 | 0 | 0 |  | 0 | 0 | 0 | 15 | s | 3239.7198 | 0 | 0 | 3239.7198 | 3200 | 2816 |  |  |  | 2816 | 423.7198 | 19999.0618 | 22726.2065
RA.REC.EX.013.12 |  |  | 1 |  | 12% |  | 388 | 370.884 | 326.378 |  | 0 | 0 | 0 |  | 0 | 0 | 0 | 15 | s | 793.0671 | 0 | 0 | 793.0671 | 720 | 633.6 |  |  |  | 633.6 | 159.4671 | 4895.6694 | 5563.2607
RA.REC.EX.014.12 |  |  | 1 |  | 12% |  | 803 | 767.577 | 675.4678 |  | 0 | 0 | 0 |  | 0 | 0 | 0 | 15 | s | 1641.3218 | 0 | 0 | 1641.3218 | 1719 | 1512.72 |  |  |  | 1512.72 | 128.6018 | 10132.0168 | 11513.6554
RA.REC.EX.015.12 |  |  | 1 |  | 12% |  | 2330 | 2227.216 | 1959.9501 |  | 0 | 0 | 0 |  | 0 | 0 | 0 | 15 | s | 4762.4904 | 0 | 0 | 4762.4904 | 5190 | 4567.2 |  |  |  | 4567.2 | 195.2904 | 29399.2517 | 33408.2405
RA.REC.EX.016.12 |  |  | 1 |  | 12% |  | 425 | 406.2519 | 357.5016 |  | 0 | 0 | 0 |  | 0 | 0 | 0 | 15 | s | 868.6946 | 0 | 0 | 868.6946 | 1188 | 1045.44 |  |  |  | 1045.44 | -176.7454 | 5362.5244 | 6093.7778
RA.REC.EX.017.12 |  |  | 1 |  | 12% |  | 1761 | 1683.3165 | 1481.3185 |  | 0 | 0 | 0 |  | 0 | 0 | 0 | 15 | s | 3599.4616 | 0 | 0 | 3599.4616 | 4150 | 3652 |  |  |  | 3652 | -52.5384 | 22219.7778 | 25249.7475
RA.REC.EX.018.12 |  |  | 1 |  | 12% |  | 6672 | 6377.6761 | 5612.355 |  | 0 | 0 | 0 |  | 0 | 0 | 0 | 15 | s | 13637.4832 | 0 | 0 | 13637.4832 | 15503 | 13642.64 |  |  |  | 13642.64 | -5.1568 | 84185.325 | 95665.142
RA.REC.EX.019.12 |  |  | 1 |  | 12% |  | 2307 | 2205.2306 | 1940.603 |  | 0 | 0 | 0 |  | 0 | 0 | 0 | 15 | s | 4715.4787 | 0 | 0 | 4715.4787 | 5149 | 4531.12 |  |  |  | 4531.12 | 184.3587 | 29109.0445 | 33078.4596
RA.REC.EX.020.12 |  |  | 1 |  | 12% |  | 621 | 593.6056 | 522.373 |  | 0 | 0 | 0 |  | 0 | 0 | 0 | 15 | s | 1269.3161 | 0 | 0 | 1269.3161 | 1116 | 982.08 |  |  |  | 982.08 | 287.2361 | 7835.5945 | 8904.0847
RA.REC.EX.021.12 |  |  | 1 |  | 12% |  | 939 | 897.5776 | 789.8683 |  | 0 | 0 | 0 |  | 0 | 0 | 0 | 15 | s | 1919.3041 | 0 | 0 | 1919.3041 | 2315 | 2037.2 |  |  |  | 2037.2 | -117.8959 | 11848.0246 | 13463.6643
RA.REC.EX.022.12 |  |  | 1 |  | 12% |  | 243 | 232.2805 | 204.4068 |  | 0 | 0 | 0 |  | 0 | 0 | 0 | 15 | s | 496.6889 | 0 | 0 | 496.6889 | 610 | 536.8 |  |  |  | 536.8 | -40.1111 | 3066.1022 | 3484.2071
RA.REC.EX.023.12 |  |  | 1 |  | 12% |  | 1705 | 1629.7868 | 1434.2124 |  | 0 | 0 | 0 |  | 0 | 0 | 0 | 15 | s | 3484.9983 | 0 | 0 | 3484.9983 | 4334 | 3813.92 |  |  |  | 3813.92 | -328.9217 | 21513.1863 | 24446.8026
RA.REC.EX.024.12 |  |  | 1 |  | 12% |  | 1499 | 1432.8742 | 1260.9293 |  | 0 | 0 | 0 |  | 0 | 0 | 0 | 15 | s | 3063.9369 | 0 | 0 | 3063.9369 | 3348 | 2946.24 |  |  |  | 2946.24 | 117.6969 | 18913.9392 | 21493.1127
RA.REC.EX.025.12 |  |  | 1 |  | 12% |  | 2247 | 2147.8774 | 1890.1321 |  | 0 | 0 | 0 |  | 0 | 0 | 0 | 15 | s | 4592.8394 | 0 | 0 | 4592.8394 | 4750 | 4180 |  |  |  | 4180 | 412.8394 | 28351.9822 | 32218.1616
RA.REC.EX.026.12 |  |  | 1 |  | 12% |  | 1354 | 1294.2706 | 1138.9581 |  | 0 | 0 | 0 |  | 0 | 0 | 0 | 15 | s | 2767.5588 | 0 | 0 | 2767.5588 | 3731 | 3283.28 |  |  |  | 3283.28 | -515.7212 | 17084.372 | 19414.0591
RA.REC.EX.027.12 |  |  | 1 |  | 12% |  | 973 | 930.0778 | 818.4684 |  | 0 | 0 | 0 |  | 0 | 0 | 0 | 15 | s | 1988.7996 | 0 | 0 | 1988.7996 | 1695 | 1491.6 |  |  |  | 1491.6 | 497.1996 | 12277.0266 | 13951.1665
RA.REC.EX.028.12 |  |  | 1 |  | 12% |  | 1570 | 1500.7421 | 1320.6531 |  | 0 | 0 | 0 |  | 0 | 0 | 0 | 15 | s | 3209.06 | 0 | 0 | 3209.06 | 4450 | 3916 |  |  |  | 3916 | -706.94 | 19809.7962 | 22511.132
RA.REC.EX.029.12 |  |  | 1 |  | 12% |  | 1513 | 1446.2566 | 1272.7058 |  | 0 | 0 | 0 |  | 0 | 0 | 0 | 15 | s | 3092.5528 | 0 | 0 | 3092.5528 | 2934 | 2581.92 |  |  |  | 2581.92 | 510.6328 | 19090.587 | 21693.8489
RA.REC.EX.030.12 |  |  | 1 |  | 12% |  | 2846 | 2720.4536 | 2393.9991 |  | 0 | 0 | 0 |  | 0 | 0 | 0 | 15 | s | 5817.1878 | 0 | 0 | 5817.1878 | 6133 | 5397.04 |  |  |  | 5397.04 | 420.1478 | 35909.9872 | 40806.8037
RA.REC.EX.031.12 |  |  | 1 |  | 12% |  | 3853 | 3683.0315 | 3241.0677 |  | 0 | 0 | 0 |  | 0 | 0 | 0 | 15 | s | 7875.483 | 0 | 0 | 7875.483 | 8901 | 7832.88 |  |  |  | 7832.88 | 42.603 | 48616.0157 | 55245.4724
RA.REC.EX.032.12 |  |  | 1 |  | 12% |  | 7815 | 7470.2546 | 6573.8241 |  | 0 | 0 | 0 |  | 0 | 0 | 0 | 15 | s | 15973.7606 | 0 | 0 | 15973.7606 | 16750 | 14740 |  |  |  | 14740 | 1233.7606 | 98607.3613 | 112053.8197
RA.REC.EX.033.12 |  |  | 1 |  | 12% |  | 4622 | 4418.1084 | 3887.9354 |  | 0 | 0 | 0 |  | 0 | 0 | 0 | 15 | s | 9447.3092 | 0 | 0 | 9447.3092 | 10400 | 9152 |  |  |  | 9152 | 295.3092 | 58319.0306 | 66271.6256
RA.REC.EX.034.12 |  |  | 1 |  | 12% |  | 1803 | 1723.4637 | 1516.6481 |  | 0 | 0 | 0 |  | 0 | 0 | 0 | 15 | s | 3685.3091 | 0 | 0 | 3685.3091 | 3582 | 3152.16 |  |  |  | 3152.16 | 533.1491 | 22749.7214 | 25851.9561
RA.REC.EX.035.12 |  |  | 1 |  | 12% |  | 1070 | 1022.7988 | 900.0629 |  | 0 | 0 | 0 |  | 0 | 0 | 0 | 15 | s | 2187.0664 | 0 | 0 | 2187.0664 | 1930 | 1698.4 |  |  |  | 1698.4 | 488.6664 | 13500.9439 | 15341.9817
RA.REC.EX.036.12 |  |  | 1 |  | 12% |  | 1061 | 1014.1958 | 892.4923 |  | 0 | 0 | 0 |  | 0 | 0 | 0 | 15 | s | 2168.6705 | 0 | 0 | 2168.6705 | 2511 | 2209.68 |  |  |  | 2209.68 | -41.0095 | 13387.3846 | 15212.937
RA.REC.EX.037.12 |  |  | 1 |  | 12% |  | 2777 | 2654.4974 | 2335.9577 |  | 0 | 0 | 0 |  | 0 | 0 | 0 | 15 | s | 5676.1527 | 0 | 0 | 5676.1527 | 5200 | 4576 |  |  |  | 4576 | 1100.1527 | 35039.3656 | 39817.4609
RA.REC.EX.038.12 |  |  | 1 |  | 12% |  | 2432 | 2324.7165 | 2045.7505 |  | 0 | 0 | 0 |  | 0 | 0 | 0 | 15 | s | 4970.9771 | 0 | 0 | 4970.9771 | 4550 | 4004 |  |  |  | 4004 | 966.9771 | 30686.2575 | 34870.7472
RA.REC.EX.039.12 |  |  | 1 |  | 12% |  | 595 | 568.7526 | 500.5023 |  | 0 | 0 | 0 |  | 0 | 0 | 0 | 15 | s | 1216.1724 | 0 | 0 | 1216.1724 | 1290 | 1135.2 |  |  |  | 1135.2 | 80.9724 | 7507.5342 | 8531.2889
RA.REC.EX.040.12 |  |  | 1 |  | 12% |  | 1973 | 1885.9645 | 1659.6487 |  | 0 | 0 | 0 |  | 0 | 0 | 0 | 15 | s | 4032.7869 | 0 | 0 | 4032.7869 | 4050 | 3564 |  |  |  | 3564 | 468.7869 | 24894.7311 | 28289.4672
RA.REC.EX.041.12 |  |  | 1 |  | 12% |  | 225 | 215.0745 | 189.2656 |  | 0 | 0 | 0 |  | 0 | 0 | 0 | 15 | s | 459.8971 | 0 | 0 | 459.8971 | 390 | 343.2 |  |  |  | 343.2 | 116.6971 | 2838.9835 | 3226.1176
RA.REC.EX.042.12 |  |  | 1 |  | 12% |  | 824 | 787.6506 | 693.1326 |  | 0 | 0 | 0 |  | 0 | 0 | 0 | 15 | s | 1684.2455 | 0 | 0 | 1684.2455 | 2015 | 1773.2 |  |  |  | 1773.2 | -88.9545 | 10396.9886 | 11814.7597
RA.REC.EX.043.12 |  |  | 1 |  | 12% |  | 1009 | 964.4897 | 848.7509 |  | 0 | 0 | 0 |  | 0 | 0 | 0 | 15 | s | 2062.3832 | 0 | 0 | 2062.3832 | 2615 | 2301.2 |  |  |  | 2301.2 | -238.8168 | 12731.2639 | 14467.3454
RA.REC.EX.044.12 |  |  | 1 |  | 12% |  | 738 | 705.4444 | 620.7911 |  | 0 | 0 | 0 |  | 0 | 0 | 0 | 15 | s | 1508.4626 | 0 | 0 | 1508.4626 | 1410 | 1240.8 |  |  |  | 1240.8 | 267.6626 | 9311.866 | 10581.6659
RA.REC.EX.045.12 |  |  | 1 |  | 12% |  | 1569 | 1499.7862 | 1319.8119 |  | 0 | 0 | 0 |  | 0 | 0 | 0 | 15 | s | 3207.016 | 0 | 0 | 3207.016 | 2898 | 2550.24 |  |  |  | 2550.24 | 656.776 | 19797.1785 | 22496.7937
RA.REC.EX.046.12 |  |  | 1 |  | 12% |  | 4292 | 4102.6658 | 3610.3459 |  | 0 | 0 | 0 |  | 0 | 0 | 0 | 15 | s | 8772.7934 | 0 | 0 | 8772.7934 | 10471 | 9214.48 |  |  |  | 9214.48 | -441.6866 | 54155.1881 | 61539.9864
RA.REC.EX.047.12 |  |  | 1 |  | 12% |  | 34924 | 33383.3875 | 29377.381 |  | 12253 | 12253 | 10782.64 |  | 0 | 0 | 0 | 15 | s | 71384.2119 | 11103.784 | 0 | 82487.9959 | 57227 | 50359.76 |  |  |  | 50359.76 | 32128.2359 | 440660.7148 | 500750.8122
RA.REC.EX.048.12 |  |  | 1 |  | 12% |  | 79239 | 75743.5071 | 66654.2862 |  | 44450 | 44450 | 39116 |  | 0 | 0 | 0 | 15 | s | 161963.5085 | 40281.0085 | 0 | 202244.5169 | 174215 | 153309.2 |  |  |  | 153309.2 | 48935.3169 | 999814.2932 | 1136152.606
RA.REC.EX.049.12 |  |  | 1 |  | 12% |  | 3700 | 3536.7808 | 3112.3671 |  | 0 | 0 | 0 |  | 0 | 0 | 0 | 15 | s | 7562.753 | 0 | 0 | 7562.753 | 6827 | 6007.76 |  |  |  | 6007.76 | 1554.993 | 46685.5069 | 53051.7124
RA.REC.EX.050.12 |  |  | 1 |  | 12% |  | 6679 | 6384.3673 | 5618.2433 |  | 0 | 0 | 0 |  | 0 | 0 | 0 | 15 | s | 13651.7911 | 0 | 0 | 13651.7911 | 10112.6 | 8899.088 |  |  |  | 8899.088 | 4752.7031 | 84273.6489 | 95765.5101
Total | Commercial - Recreational Non-Government - RA.REC.EX |  | 49 |  |  |  | 432423 | 415790.9224 | 365896.0117 |  | 188144 | 188144 | 165566.72 |  | 0 | 0 | 0 |  |  | 857417.63 | 170497.8641 | 0 | 1027915.4942 |  | 569503.968 | 18024.9 | 2407 | 20431.9 | 571910.968 | 456004.5262 | 5654214.0151 | 6425243.1989
RA.GOV.EX | Government
RA.GOV.EX.001.12 |  |  | 1 |  | 12% |  | 48468 | 46329.9171 | 40770.327 |  | -8744 | -8744 | -7694.72 |  | 0 | 0 | 0 | 15 | s | 99067.9757 | -7923.8951 | 0 | 91144.0806 | 76127 | 66991.76 |  |  |  | 66991.76 | 24152.3206 | 611554.9056 | 694948.7564
RA.GOV.EX.002.12 |  |  | 1 |  | 12% |  | 14938 | 14279.0357 | 12565.5514 |  | 68073 | 68073 | 59904.24 |  | 0 | 0 | 0 | 15 | s | 30533.0821 | 61688.3935 | 0 | 92221.4756 | 24375 | 21450 |  |  |  | 21450 | 70771.4756 | 188483.271 | 214185.5353
RA.GOV.EX.003.12 |  |  | 1 |  | 12% |  | 11340 | 10839.7553 | 9538.9847 |  | 0 | 0 | 0 |  | 0 | 0 | 0 | 25 | s | 32756.8256 | 0 | 0 | 32756.8256 | 23356 | 20553.28 |  |  |  | 20553.28 | 12203.5456 | 238474.6166 | 270993.8825
RA.GOV.EX.004.12 |  |  | 1 |  | 12% |  | 5973 | 5709.5113 | 5024.37 |  | 0 | 0 | 0 |  | 0 | 0 | 0 | 25 | s | 17253.6613 | 0 | 0 | 17253.6613 | 10573 | 9304.24 |  |  |  | 9304.24 | 7949.4213 | 125609.2491 | 142737.7831
RA.GOV.EX.005.12 |  |  | 1 |  | 12% |  | 85696 | 81915.6676 | 72085.7874 |  | 256706 | 256706 | 225901.28 |  | 0 | 0 | 0 | 15 | s | 175161.5343 | 232629.394 | 0 | 407790.9284 | 175000 | 154000 |  |  |  | 154000 | 253790.9284 | 1081286.8117 | 1228735.0133
RA.GOV.EX.006.12 |  |  | 1 |  | 12% |  | 291503 | 278643.8438 | 245206.5826 |  | 2021753 | 2021753 | 1779142.64 |  | 0 | 0 | 0 | 15 | s | 595828.4255 | 1832131.603 | 0 | 2427960.0284 | 349000 | 307120 |  |  |  | 307120 | 2120840.0284 | 3678098.7383 | 4179657.6571
RA.GOV.EX.007.12 |  |  | 1 |  | 12% |  | 152321 | 145601.6197 | 128129.4253 |  | 0 | 0 | 0 |  | 0 | 0 | 0 | 15 | s | 311342.1872 | 0 | 0 | 311342.1872 | 258008 | 227047.04 |  |  |  | 227047.04 | 84295.1472 | 1921941.3794 | 2184024.2948
RA.GOV.EX.008.12 |  |  | 1 |  | 12% |  | 84822 | 81080.2226 | 71350.5959 |  | 3121 | 3121 | 2746.48 |  | 0 | 0 | 0 | 15 | s | 173375.0895 | 2828.2796 | 0 | 176203.369 | 177500 | 156200 |  |  |  | 156200 | 20003.369 | 1070258.9379 | 1216203.3385
RA.GOV.EX.009.12 |  |  | 1 |  | 12% |  | 17099 | 16344.7069 | 14383.342 |  | 0 | 0 | 0 |  | 0 | 0 | 0 | 25 | s | 49392.3246 | 0 | 0 | 49392.3246 | 7439 | 6546.32 |  |  |  | 6546.32 | 42846.0046 | 359583.551 | 408617.6716
RA.GOV.EX.010.12A |  |  | 0 |  | 12% |  |  | 0 | 0 |  | 0 | 0 | 0 |  | 0 | 0 | 0 | 25 | w | 0 | 0 | 0 | 0 | 6913 | 6083.44 |  |  |  | 6083.44 | -6083.44 | 0 | 0
RA.GOV.EX.010.12M |  |  | 1 |  | 12% |  | 106587 | 101885.0968 | 89658.8852 |  | 0 | 0 | 0 |  | 0 | 0 | 0 | 25 | s | 307888.1634 | 0 | 0 | 307888.1634 | 49636 | 43679.68 |  |  |  | 43679.68 | 264208.4834 | 2241472.1302 | 2547127.4207
RA.GOV.EX.011.12 |  |  | 1 |  | 12% |  | 100684 | 96242.4976 | 84693.3979 |  | 0 | 0 | 0 |  | 0 | 0 | 0 | 15 | s | 205796.8158 | 0 | 0 | 205796.8158 | 22608.49 | 19895.4712 |  |  |  | 19895.4712 | 185901.3446 | 1270400.968 | 1443637.4636
RA.GOV.EX.012.12 |  |  | 1 |  | 12% |  | 10193 | 9743.3532 | 8574.1509 |  | 0 | 0 | 0 |  | 0 | 0 | 0 | 25 | s | 29443.5911 | 0 | 0 | 29443.5911 | 21488 | 18909.44 |  |  |  | 18909.44 | 10534.1511 | 214353.7713 | 243583.831
RA.GOV.EX.013.12HEBO |  |  | 1 |  | 12% |  | 24283 | 24283 | 21369.04 |  | 0 | 0 | 0 |  | 0 | 0 | 0 | 25 | s | 73381.1765 | 0 | 0 | 73381.1765 | 20600 | 18128 |  |  |  | 18128 | 55253.1765 | 534226 | 607075
RA.GOV.EX.015.12A |  |  | 0 |  | 12% |  | 1090 | 1041.9165 | 916.8865 |  | 0 | 0 | 0 |  | 0 | 0 | 0 | 25 | w | 2958.6018 | 0 | 0 | 2958.6018 | 5073.8 | 4464.944 |  |  |  | 4464.944 | -1506.3422 | 22922.1633 | 26047.9129
RA.GOV.EX.015.12M |  |  | 1 |  | 12% |  | 11199 | 10704.9753 | 9420.3782 |  | 0 | 0 | 0 |  | 0 | 0 | 0 | 25 | s | 32349.5318 | 0 | 0 | 32349.5318 | 18733.2 | 16485.216 |  |  |  | 16485.216 | 15864.3158 | 235509.456 | 267624.3818
RA.GOV.EX.016.12 |  |  | 1 |  | 12% |  | 11570 | 11059.6092 | 9732.4561 |  | 0 | 0 | 0 |  | 0 | 0 | 0 | 25 | s | 33421.2057 | 0 | 0 | 33421.2057 | 13963 | 12287.44 |  |  |  | 12287.44 | 21133.7657 | 243311.4033 | 276490.2311
RA.GOV.EX.017.12 |  |  | 1 |  | 12% |  | 10857 | 10378.062 | 9132.6946 |  | 0 | 0 | 0 |  | 0 | 0 | 0 | 25 | s | 31361.6275 | 0 | 0 | 31361.6275 | 5538 | 4873.44 |  |  |  | 4873.44 | 26488.1875 | 228317.3644 | 259451.5504
RA.GOV.EX.018.12 |  |  | 1 |  | 12% |  | 19253 | 18403.6868 | 16195.2444 |  | 115936 | 115936 | 102023.68 |  | 0 | 0 | 0 | 15 | s | 39352.8872 | 105062.2947 | 0 | 144415.1819 | 21930 | 19298.4 |  |  |  | 19298.4 | 125116.7819 | 242928.6663 | 276055.3026
Total | Commercial - Government - RA.GOV.EX |  | 17 |  |  |  | 1007876 | 964486.4774 | 848748.1001 |  | 2456845 | 2456845 | 2162023.6 |  | 0 | 0 | 0 |  |  | 2240664.7066 | 2226416.0697 | 0 | 4467080.7762 |  | 1133318.1112 | 103926 | 17485 | 121411 | 1150803.1112 | 3316277.665 | 14508733.3834 | 16487197.0266
RA.SCH.EX | Schools
RA.SCH.EX.001.12P |  |  | 1 |  | 12% |  | 12217 | 12217 | 10750.96 |  | 0 | 0 | 0 |  | 0 | 0 | 0 | 25 | s | 36918.7429 | 0 | 0 | 36918.7429 | 8646 | 7608.48 |  |  |  | 7608.48 | 29310.2629 | 268774 | 305425
RA.SCH.EX.002.12 |  |  | 1 |  | 12% |  | 8781 | 8393.6412 | 7386.4043 |  | 0 | 0 | 0 |  | 0 | 0 | 0 | 5 | s | 6156.9541 | 0 | 0 | 6156.9541 | 0 | 0 |  |  |  | 0 | 6156.9541 | 36932.0213 | 41968.206
RA.SCH.EX.003.12 |  |  | 1 |  | 12% |  | 13776 | 13168.2953 | 11588.0999 |  | 0 | 0 | 0 |  | 0 | 0 | 0 | 5 | s | 9659.287 | 0 | 0 | 9659.287 | 0 | 0 |  |  |  | 0 | 9659.287 | 57940.4994 | 65841.4766
RA.SCH.EX.004.12 |  |  | 1 |  | 12% |  | 3058 | 2923.1016 | 2572.3294 |  | 11629 | 11629 | 10233.52 |  | 0 | 0 | 0 | 15 | s | 6250.5131 | 10538.3093 | 0 | 16788.8224 | 7218 | 6351.84 |  |  |  | 6351.84 | 10436.9824 | 38584.9406 | 43846.5234
RA.SCH.EX.005.12 |  |  | 1 |  | 12% |  | 8970 | 8574.3038 | 7545.3873 |  | 16192 | 16192 | 14248.96 |  | 0 | 0 | 0 | 15 | s | 18334.5659 | 14673.3428 | 0 | 33007.9088 | 21617 | 19022.96 |  |  |  | 19022.96 | 13984.9488 | 113180.8101 | 128614.5569
RA.SCH.EX.006.12 |  |  | 1 |  | 12% |  | 263 | 251.3982 | 221.2304 |  | 3647 | 3647 | 3209.36 |  | 0 | 0 | 0 | 15 | s | 537.5687 | 3304.9457 | 0 | 3842.5144 | 1132 | 996.16 |  |  |  | 996.16 | 2846.3544 | 3318.4563 | 3770.9731
RA.SCH.EX.007.12 |  |  | 1 |  | 12% |  | 4307 | 4117.0041 | 3622.9636 |  | 19032 | 19032 | 16748.16 |  | 0 | 0 | 0 | 15 | s | 8803.4532 | 17246.9776 | 0 | 26050.4308 | 6811 | 5993.68 |  |  |  | 5993.68 | 20056.7508 | 54344.4536 | 61755.0609
RA.SCH.EX.008.12 |  |  | 1 |  | 12% |  | 662 | 632.797 | 556.8614 |  | 4712 | 4712 | 4146.56 |  | 0 | 0 | 0 | 15 | s | 1353.1196 | 4270.0588 | 0 | 5623.1783 | 1583 | 1393.04 |  |  |  | 1393.04 | 4230.1383 | 8352.9204 | 9491.955
RA.SCH.EX.009.12 |  |  | 1 |  | 12% |  | 11120 | 10629.4602 | 9353.925 |  | 37699 | 37699 | 33175.12 |  | 0 | 0 | 0 | 15 | s | 22729.1386 | 34163.1887 | 0 | 56892.3273 | 18637 | 16400.56 |  |  |  | 16400.56 | 40491.7673 | 140308.8749 | 159441.9033
RA.SCH.EX.010.12 |  |  | 1 |  | 12% |  | 10329 | 9873.3538 | 8688.5514 |  | 21454 | 21454 | 18879.52 |  | 0 | 0 | 0 | 15 | s | 21112.3447 | 19441.8168 | 0 | 40554.1614 | 21373 | 18808.24 |  |  |  | 18808.24 | 21745.9214 | 130328.2706 | 148100.3075
RA.SCH.EX.011.12 |  |  | 1 |  | 12% |  | 8283 | 7917.6096 | 6967.4965 |  | 43235 | 43235 | 38046.8 |  | 0 | 0 | 0 | 15 | s | 16930.3467 | 39179.964 | 0 | 56110.3107 | 18301 | 16104.88 |  |  |  | 16104.88 | 40005.4307 | 104512.447 | 118764.1444
RA.SCH.EX.012.12 |  |  | 1 |  | 12% |  | 719 | 687.2825 | 604.8086 |  | 4872 | 4872 | 4287.36 |  | 0 | 0 | 0 | 15 | s | 1469.6269 | 4415.0523 | 0 | 5884.6791 | 22463 | 19767.44 |  |  |  | 19767.44 | -13882.7609 | 9072.1296 | 10309.2382
RA.SCH.EX.013.12 |  |  | 1 |  | 12% |  | 14811 | 14157.6381 | 12458.7215 |  | 118316 | 118316 | 104118.08 |  | 0 | 0 | 0 | 15 | s | 30273.4957 | 107219.0731 | 0 | 137492.5688 | 11109 | 9775.92 |  |  |  | 9775.92 | 127716.6488 | 186880.8225 | 212364.5711
RA.SCH.EX.014.12 |  |  | 1 |  | 12% |  | 4894 | 4678.1096 | 4116.7364 |  | 14717 | 14717 | 12950.96 |  | 0 | 0 | 0 | 15 | s | 10003.2738 | 13336.684 | 0 | 23339.9577 | 11217 | 9870.96 |  |  |  | 9870.96 | 13468.9977 | 61751.0462 | 70171.6434
RA.SCH.EX.016.12 |  |  | 1 |  | 12% |  | 12671 | 12112.0405 | 10658.5956 |  | 0 | 0 | 0 |  | 0 | 0 | 0 | 5 | s | 8884.4967 | 0 | 0 | 8884.4967 | 0 | 0 |  |  |  | 0 | 8884.4967 | 53292.9782 | 60560.2026
RA.SCH.EX.017.12P |  |  | 1 |  | 12% |  | 12217 | 12217 | 10750.96 |  | 0 | 0 | 0 |  | 0 | 0 | 0 | 25 | s | 36918.7429 | 0 | 0 | 36918.7429 | 7608.48 | 6695.4624 |  |  |  | 6695.4624 | 30223.2805 | 268774 | 305425
RA.SCH.EX.018.12P |  |  | 1 |  | 12% |  | 12217 | 12217 | 10750.96 |  | 0 | 0 | 0 |  | 0 | 0 | 0 | 25 | s | 36918.7429 | 0 | 0 | 36918.7429 | 7608.48 | 6695.4624 |  |  |  | 6695.4624 | 30223.2805 | 268774 | 305425
RA.SCH.EX.019.12P |  |  | 1 |  | 12% |  | 12217 | 12217 | 10750.96 |  | 0 | 0 | 0 |  | 0 | 0 | 0 | 25 | s | 36918.7429 | 0 | 0 | 36918.7429 | 7608.48 | 6695.4624 |  |  |  | 6695.4624 | 30223.2805 | 268774 | 305425
RA.SCH.EX.020.12P |  |  | 1 |  | 12% |  | 12217 | 12217 | 10750.96 |  | 0 | 0 | 0 |  | 0 | 0 | 0 | 25 | s | 36918.7429 | 0 | 0 | 36918.7429 | 7608.48 | 6695.4624 |  |  |  | 6695.4624 | 30223.2805 | 268774 | 305425
RA.SCH.EX.021.12P |  |  | 1 |  | 12% |  | 12217 | 12217 | 10750.96 |  | 0 | 0 | 0 |  | 0 | 0 | 0 | 25 | s | 36918.7429 | 0 | 0 | 36918.7429 | 7608.48 | 6695.4624 |  |  |  | 6695.4624 | 30223.2805 | 268774 | 305425
RA.SCH.EX.022.12P |  |  | 1 |  | 12% |  | 12217 | 12217 | 10750.96 |  | 0 | 0 | 0 |  | 0 | 0 | 0 | 25 | s | 36918.7429 | 0 | 0 | 36918.7429 | 7608.48 | 6695.4624 |  |  |  | 6695.4624 | 30223.2805 | 268774 | 305425
RA.SCH.EX.023.12P |  |  | 1 |  | 12% |  | 12217 | 12217 | 10750.96 |  | 0 | 0 | 0 |  | 0 | 0 | 0 | 25 | s | 36918.7429 | 0 | 0 | 36918.7429 | 7608.48 | 6695.4624 |  |  |  | 6695.4624 | 30223.2805 | 268774 | 305425
RA.SCH.EX.024.12P |  |  | 1 |  | 12% |  | 12217 | 12217 | 10750.96 |  | 0 | 0 | 0 |  | 0 | 0 | 0 | 25 | s | 36918.7429 | 0 | 0 | 36918.7429 | 7608.48 | 6695.4624 |  |  |  | 6695.4624 | 30223.2805 | 268774 | 305425
RA.SCH.EX.025.12 |  |  | 1 |  | 12% |  | 6444 | 6159.734 | 5420.5659 |  | 16920 | 16920 | 14889.6 |  | 0 | 0 | 0 | 15 | s | 13171.4541 | 15333.0633 | 0 | 28504.5174 | 46363 | 40799.44 |  |  |  | 40799.44 | -12294.9226 | 81308.4883 | 92396.0094
RA.SCH.EX.026.12 |  |  | 1 |  | 12% |  | 11939 | 11412.3314 | 10042.8517 |  | 43675 | 43675 | 38434 |  | 0 | 0 | 0 | 15 | s | 24403.1642 | 39578.6962 | 0 | 63981.8604 | 50231 | 44203.28 |  |  |  | 44203.28 | 19778.5804 | 150642.775 | 171184.9716
RA.SCH.EX.027.12 |  |  | 1 |  | 12% |  | 1850 | 1768.3904 | 1556.1836 |  | 5304 | 5304 | 4667.52 |  | 0 | 0 | 0 | 15 | s | 3781.3765 | 4806.5347 | 0 | 8587.9112 | 32234 | 28365.92 |  |  |  | 28365.92 | -19778.0088 | 23342.7535 | 26525.8562
RA.SCH.EX.028.12 |  |  | 1 |  | 12% |  | 4964 | 4745.0216 | 4175.619 |  | 22526 | 22526 | 19822.88 |  | 0 | 0 | 0 | 15 | s | 10146.3529 | 20413.2733 | 0 | 30559.6262 | 36106 | 31773.28 |  |  |  | 31773.28 | -1213.6538 | 62634.2855 | 71175.3245
RA.SCH.EX.029.12 |  |  | 1 |  | 12% |  | 12661 | 12102.4816 | 10650.1838 |  | 89044 | 89044 | 78358.72 |  | 0 | 0 | 0 | 15 | s | 25878.923 | 80692.5111 | 0 | 106571.4341 | 23099 | 20327.12 |  |  |  | 20327.12 | 86244.3141 | 159752.7577 | 181537.2246
RA.SCH.EX.030.12 |  |  | 1 |  | 12% |  | 3483 | 3329.3534 | 2929.831 |  | 4796 | 4796 | 4220.48 |  | 0 | 0 | 0 | 15 | s | 7119.2077 | 4346.1804 | 0 | 11465.3881 | 15115 | 13301.2 |  |  |  | 13301.2 | -1835.8119 | 43947.4651 | 49940.3012
RA.SCH.EX.031.12 |  |  | 1 |  | 12% |  | 1357 | 1297.1383 | 1141.4817 |  | 24381 | 24381 | 21455.28 |  | 0 | 0 | 0 | 15 | s | 2773.6907 | 22094.2917 | 0 | 24867.9825 | 32489 | 28590.32 |  |  |  | 28590.32 | -3722.3375 | 17122.2251 | 19457.074
RA.SCH.EX.032.12 |  |  | 1 |  | 12% |  | 3936 | 3762.3701 | 3310.8857 |  | 14186 | 14186 | 12483.68 |  | 0 | 0 | 0 | 15 | s | 8045.134 | 12855.4868 | 0 | 20900.6207 | 15222 | 13395.36 |  |  |  | 13395.36 | 7505.2607 | 49663.2852 | 56435.5514
RA.SCH.EX.033.12 |  |  | 1 |  | 12% |  | 798 | 762.7976 | 671.2619 |  | 808 | 808 | 711.04 |  | 0 | 0 | 0 | 15 | s | 1631.1019 | 732.2172 | 0 | 2363.3191 | 5649 | 4971.12 |  |  |  | 4971.12 | -2607.8009 | 10068.9283 | 11441.9639
RA.SCH.EX.034.12 |  |  | 1 |  | 12% |  | 3547 | 3390.5302 | 2983.6665 |  | 13496 | 13496 | 11876.48 |  | 0 | 0 | 0 | 15 | s | 7250.0229 | 12230.2023 | 0 | 19480.2252 | 5903 | 5194.64 |  |  |  | 5194.64 | 14285.5852 | 44754.9981 | 50857.9524
RA.SCH.EX.035.12 |  |  | 1 |  | 12% |  | 4992 | 4771.7865 | 4199.1721 |  | 16836 | 16836 | 14815.68 |  | 0 | 0 | 0 | 15 | s | 10203.5845 | 15256.9417 | 0 | 25460.5262 | 11454 | 10079.52 |  |  |  | 10079.52 | 15381.0062 | 62987.5813 | 71576.7969
RA.SCH.EX.036.12 |  |  | 1 |  | 12% |  | 1826 | 1745.4491 | 1535.9952 |  | 14426 | 14426 | 12694.88 |  | 0 | 0 | 0 | 15 | s | 3732.3208 | 13072.977 | 0 | 16805.2978 | 21839 | 19218.32 |  |  |  | 19218.32 | -2413.0222 | 23039.9286 | 26181.737
RA.SCH.EX.037.12 |  |  | 1 |  | 12% |  | 5344 | 5108.2586 | 4495.2676 |  | 3714 | 3714 | 3268.32 |  | 0 | 0 | 0 | 15 | s | 10923.068 | 3365.6618 | 0 | 14288.7298 | 26775 | 23562 |  |  |  | 23562 | -9273.2702 | 67429.0133 | 76623.8787
RA.SCH.EX.038.12 |  |  | 1 |  | 12% |  | 447 | 427.2814 | 376.0076 |  | 2317 | 2317 | 2038.96 |  | 0 | 0 | 0 | 15 | s | 913.6623 | 2099.6872 | 0 | 3013.3495 | 4878 | 4292.64 |  |  |  | 4292.64 | -1279.2905 | 5640.1139 | 6409.2204
RA.SCH.EX.039.12P |  |  | 1 |  | 12% |  | 12217 | 12217 | 10750.96 |  | 0 | 0 | 0 |  | 0 | 0 | 0 | 25 | s | 36918.7429 | 0 | 0 | 36918.7429 | 7608.48 | 6695.4624 |  |  |  | 6695.4624 | 30223.2805 | 268774 | 305425
RA.SCH.EX.040.12P |  |  | 1 |  | 12% |  | 12217 | 12217 | 10750.96 |  | 0 | 0 | 0 |  | 0 | 0 | 0 | 25 | s | 36918.7429 | 0 | 0 | 36918.7429 | 7608.48 | 6695.4624 |  |  |  | 6695.4624 | 30223.2805 | 268774 | 305425
RA.SCH.EX.041.12P |  |  | 1 |  | 12% |  | 12217 | 12217 | 10750.96 |  | 0 | 0 | 0 |  | 0 | 0 | 0 | 25 | s | 36918.7429 | 0 | 0 | 36918.7429 | 7608.48 | 6695.4624 |  |  |  | 6695.4624 | 30223.2805 | 268774 | 305425
RA.SCH.EX.042.12P |  |  | 1 |  | 12% |  | 12217 | 12217 | 10750.96 |  | 0 | 0 | 0 |  | 0 | 0 | 0 | 25 | s | 36918.7429 | 0 | 0 | 36918.7429 | 7608.48 | 6695.4624 |  |  |  | 6695.4624 | 30223.2805 | 268774 | 305425
RA.SCH.EX.043.12P |  |  | 1 |  | 12% |  | 49476 | 49476 | 43538.88 |  | 0 | 0 | 0 |  | 0 | 0 | 0 | 25 | s | 149512.2962 | 0 | 0 | 149512.2962 | 12733.6 | 11205.568 |  |  |  | 11205.568 | 138306.7282 | 1088472 | 1236900
RA.SCH.EX.044.12P |  |  | 1 |  | 12% |  | 12217 | 12217 | 10750.96 |  | 0 | 0 | 0 |  | 0 | 0 | 0 | 25 | s | 36918.7429 | 0 | 0 | 36918.7429 | 7608.48 | 6695.4624 |  |  |  | 6695.4624 | 30223.2805 | 268774 | 305425
RA.SCH.EX.045.12P |  |  | 1 |  | 12% |  | 12217 | 12217 | 10750.96 |  | 0 | 0 | 0 |  | 0 | 0 | 0 | 25 | s | 36918.7429 | 0 | 0 | 36918.7429 | 7608.48 | 6695.4624 |  |  |  | 6695.4624 | 30223.2805 | 268774 | 305425
RA.SCH.EX.046.12P |  |  | 1 |  | 12% |  | 12217 | 12217 | 10750.96 |  | 0 | 0 | 0 |  | 0 | 0 | 0 | 25 | s | 36918.7429 | 0 | 0 | 36918.7429 | 7608.48 | 6695.4624 |  |  |  | 6695.4624 | 30223.2805 | 268774 | 305425
RA.SCH.EX.047.12P |  |  | 1 |  | 12% |  | 12217 | 12217 | 10750.96 |  | 0 | 0 | 0 |  | 0 | 0 | 0 | 25 | s | 36918.7429 | 0 | 0 | 36918.7429 | 7608.48 | 6695.4624 |  |  |  | 6695.4624 | 30223.2805 | 268774 | 305425
RA.SCH.EX.048.12P |  |  | 1 |  | 12% |  | 12217 | 12217 | 10750.96 |  | 0 | 0 | 0 |  | 0 | 0 | 0 | 25 | s | 36918.7429 | 0 | 0 | 36918.7429 | 7608.48 | 6695.4624 |  |  |  | 6695.4624 | 30223.2805 | 268774 | 305425
RA.SCH.EX.049.12HEBO |  |  | 1 |  | 12% |  | 3076 | 3076 | 2706.88 |  | 0 | 0 | 0 |  | 0 | 0 | 0 | 25 | s | 9295.4124 | 0 | 0 | 9295.4124 | 6000 | 5280 |  |  |  | 5280 | 4015.4124 | 67672 | 76900
RA.SCH.EX.050.12HEBO |  |  | 1 |  | 12% |  | 81975 | 81975 | 72138 |  | 0 | 0 | 0 |  | 0 | 0 | 0 | 25 | s | 247721.5312 | 0 | 0 | 247721.5312 | 21150 | 18612 |  |  |  | 18612 | 229109.5312 | 1803450 | 2049375
RA.SCH.EX.051.12P |  |  | 1 |  | 12% |  | 12217 | 12217 | 10750.96 |  | 0 | 0 | 0 |  | 0 | 0 | 0 | 25 | s | 36918.7429 | 0 | 0 | 36918.7429 | 7608.48 | 6695.4624 |  |  |  | 6695.4624 | 30223.2805 | 268774 | 305425
RA.SCH.EX.052.12P |  |  | 1 |  | 12% |  | 12217 | 12217 | 10750.96 |  | 0 | 0 | 0 |  | 0 | 0 | 0 | 25 | s | 36918.7429 | 0 | 0 | 36918.7429 | 7608.48 | 6695.4624 |  |  |  | 6695.4624 | 30223.2805 | 268774 | 305425
RA.SCH.EX.053.12P |  |  | 1 |  | 12% |  | 12217 | 12217 | 10750.96 |  | 0 | 0 | 0 |  | 0 | 0 | 0 | 25 | s | 36918.7429 | 0 | 0 | 36918.7429 | 7608.48 | 6695.4624 |  |  |  | 6695.4624 | 30223.2805 | 268774 | 305425
RA.SCH.EX.054.12P |  |  | 1 |  | 12% |  | 12217 | 12217 | 10750.96 |  | 0 | 0 | 0 |  | 0 | 0 | 0 | 25 | s | 36918.7429 | 0 | 0 | 36918.7429 | 7608.48 | 6695.4624 |  |  |  | 6695.4624 | 30223.2805 | 268774 | 305425
RA.SCH.EX.055.12P |  |  | 1 |  | 12% |  | 12217 | 12217 | 10750.96 |  | 0 | 0 | 0 |  | 0 | 0 | 0 | 25 | s | 36918.7429 | 0 | 0 | 36918.7429 | 7608.48 | 6695.4624 |  |  |  | 6695.4624 | 30223.2805 | 268774 | 305425
RA.SCH.EX.056.12P |  |  | 1 |  | 12% |  | 12217 | 12217 | 10750.96 |  | 0 | 0 | 0 |  | 0 | 0 | 0 | 25 | s | 36918.7429 | 0 | 0 | 36918.7429 | 7608.48 | 6695.4624 |  |  |  | 6695.4624 | 30223.2805 | 268774 | 305425
RA.SCH.EX.057.12 |  |  | 1 |  | 12% |  | 4572 | 4370.314 | 3845.8764 |  | 0 | 0 | 0 |  | 0 | 0 | 0 | 5 | s | 3205.739 | 0 | 0 | 3205.739 | 6500 | 5720 |  |  |  | 5720 | -2514.261 | 19229.3818 | 21851.5702
RA.SCH.EX.058.12P |  |  | 1 |  | 12% |  | 12217 | 12217 | 10750.96 |  | 0 | 0 | 0 |  | 0 | 0 | 0 | 25 | s | 36918.7429 | 0 | 0 | 36918.7429 | 7608.48 | 6695.4624 |  |  |  | 6695.4624 | 30223.2805 | 268774 | 305425
RA.SCH.EX.059.12 |  |  | 1 |  | 12% |  | 4847 | 4633.1829 | 4077.2009 |  | 0 | 0 | 0 |  | 0 | 0 | 0 | 25 | s | 14001.0876 | 0 | 0 | 14001.0876 | 23310 | 20512.8 |  |  |  | 20512.8 | -6511.7124 | 101930.0235 | 115829.5722
RA.SCH.EX.060.12 |  |  | 1 |  | 12% |  | 5126 | 4899.8753 | 4311.8902 |  | 0 | 0 | 0 |  | 0 | 0 | 0 | 5 | s | 3594.1859 | 0 | 0 | 3594.1859 | 4500 | 3960 |  |  |  | 3960 | -365.8141 | 21559.4512 | 24499.3764
RA.SCH.EX.061.12 |  |  | 1 |  | 12% |  | 17386 | 16619.0464 | 14624.7608 |  | 0 | 0 | 0 |  | 0 | 0 | 0 | 5 | s | 12190.5026 | 0 | 0 | 12190.5026 | 5000 | 4400 |  |  |  | 4400 | 7790.5026 | 73123.8039 | 83095.2318
RA.SCH.EX.062.12 |  |  | 1 |  | 12% |  | 84641 | 80907.2071 | 71198.3422 |  | 0 | 0 | 0 |  | 0 | 0 | 0 | 5 | s | 59347.5402 | 0 | 0 | 59347.5402 | 5000 | 4400 |  |  |  | 4400 | 54947.5402 | 355991.7111 | 404536.0354
RA.SCH.EX.063.12 |  |  | 1 |  | 12% |  | 15382 | 14703.4494 | 12939.0355 |  | 0 | 0 | 0 |  | 0 | 0 | 0 | 5 | s | 10785.3625 | 0 | 0 | 10785.3625 | 5000 | 4400 |  |  |  | 4400 | 6385.3625 | 64695.1773 | 73517.2469
RA.SCH.EX.064.12 |  |  | 1 |  | 12% |  | 3345 | 3197.441 | 2813.7481 |  | 0 | 0 | 0 |  | 0 | 0 | 0 | 5 | s | 2345.4062 | 0 | 0 | 2345.4062 | 31000 | 27280 |  |  |  | 27280 | -24934.5938 | 14068.7406 | 15987.2052
RA.SCH.EX.065.12 |  |  | 1 |  | 12% |  | 8658 | 8276.0671 | 7282.9391 |  | 0 | 0 | 0 |  | 0 | 0 | 0 | 5 | s | 6070.7105 | 0 | 0 | 6070.7105 | 1500 | 1320 |  |  |  | 1320 | 4750.7105 | 36414.6954 | 41380.3357
RA.SCH.EX.066.12 |  |  | 1 |  | 12% |  | 3827 | 3658.1784 | 3219.197 |  | 0 | 0 | 0 |  | 0 | 0 | 0 | 5 | s | 2683.369 | 0 | 0 | 2683.369 | 2000 | 1760 |  |  |  | 1760 | 923.369 | 16095.9851 | 18290.8922
RA.SCH.EX.067.12 |  |  | 1 |  | 12% |  | 668 | 638.5323 | 561.9084 |  | 0 | 0 | 0 |  | 0 | 0 | 0 | 5 | s | 468.3801 | 0 | 0 | 468.3801 | 2000 | 1760 |  |  |  | 1760 | -1291.6199 | 2809.5422 | 3192.6616
RA.SCH.EX.068.12 |  |  | 1 |  | 12% |  | 5062 | 4838.6985 | 4258.0547 |  | 0 | 0 | 0 |  | 0 | 0 | 0 | 5 | s | 3549.3112 | 0 | 0 | 3549.3112 | 45000 | 39600 |  |  |  | 39600 | -36050.6888 | 21290.2735 | 24193.4926
RA.SCH.EX.069.12 |  |  | 1 |  | 12% |  | 26574 | 25401.7334 | 22353.5254 |  | 0 | 0 | 0 |  | 0 | 0 | 0 | 5 | s | 18632.832 | 0 | 0 | 18632.832 | 15000 | 13200 |  |  |  | 13200 | 5432.832 | 111767.6272 | 127008.6672
RA.SCH.EX.070.12P |  |  | 1 |  | 12% |  | 49476 | 49476 | 43538.88 |  | 0 | 0 | 0 |  | 0 | 0 | 0 | 25 | s | 149512.2962 | 0 | 0 | 149512.2962 | 12733.6 | 11205.568 |  |  |  | 11205.568 | 138306.7282 | 1088472 | 1236900
RA.SCH.EX.071.12 |  |  | 1 |  | 12% |  | 3454 | 3301.6327 | 2905.4368 |  | 0 | 0 | 0 |  | 0 | 0 | 0 | 5 | s | 2421.8334 | 0 | 0 | 2421.8334 | 1000 | 880 |  |  |  | 880 | 1541.8334 | 14527.1839 | 16508.1635
RA.SCH.EX.072.12 |  |  | 1 |  | 12% |  | 3266 | 3121.926 | 2747.2949 |  | 0 | 0 | 0 |  | 0 | 0 | 0 | 5 | s | 2290.0139 | 0 | 0 | 2290.0139 | 2000 | 1760 |  |  |  | 1760 | 530.0139 | 13736.4744 | 15609.63
RA.SCH.EX.073.12 |  |  | 1 |  | 12% |  | 3222 | 3079.867 | 2710.2829 |  | 0 | 0 | 0 |  | 0 | 0 | 0 | 5 | s | 2259.1625 | 0 | 0 | 2259.1625 | 4000 | 3520 |  |  |  | 3520 | -1260.8375 | 13551.4147 | 15399.3349
RA.SCH.EX.074.12 |  |  | 1 |  | 12% |  | 9692 | 9264.454 | 8152.7195 |  | 0 | 0 | 0 |  | 0 | 0 | 0 | 5 | s | 6795.7179 | 0 | 0 | 6795.7179 | 8000 | 7040 |  |  |  | 7040 | -244.2821 | 40763.5976 | 46322.27
RA.SCH.EX.075.12P |  |  | 1 |  | 12% |  | 12217 | 12217 | 10750.96 |  | 0 | 0 | 0 |  | 0 | 0 | 0 | 25 | s | 36918.7429 | 0 | 0 | 36918.7429 | 7608.48 | 6695.4624 |  |  |  | 6695.4624 | 30223.2805 | 268774 | 305425
RA.SCH.EX.076.12 |  |  | 1 |  | 12% |  | 9413 | 8997.7616 | 7918.0302 |  | 0 | 0 | 0 |  | 0 | 0 | 0 | 5 | s | 6600.0921 | 0 | 0 | 6600.0921 | 2000 | 1760 |  |  |  | 1760 | 4840.0921 | 39590.1511 | 44988.808
RA.SCH.EX.077.12 |  |  | 1 |  | 12% |  | 1205 | 1151.8435 | 1013.6223 |  | 0 | 0 | 0 |  | 0 | 0 | 0 | 5 | s | 844.9071 | 0 | 0 | 844.9071 | 2500 | 2200 |  |  |  | 2200 | -1355.0929 | 5068.1113 | 5759.2174
RA.SCH.EX.078.12 |  |  | 1 |  | 12% |  | 2124 | 2030.3034 | 1786.667 |  | 0 | 0 | 0 |  | 0 | 0 | 0 | 5 | s | 1489.2803 | 0 | 0 | 1489.2803 | 500 | 440 |  |  |  | 440 | 1049.2803 | 8933.3348 | 10151.5169
RA.SCH.EX.079.12 |  |  | 1 |  | 12% |  | 6724 | 6427.3822 | 5656.0964 |  | 0 | 0 | 0 |  | 0 | 0 | 0 | 5 | s | 4714.652 | 0 | 0 | 4714.652 | 2000 | 1760 |  |  |  | 1760 | 2954.652 | 28280.4819 | 32136.9112
RA.SCH.EX.080.12 |  |  | 1 |  | 12% |  | 9210 | 8803.7166 | 7747.2706 |  | 0 | 0 | 0 |  | 0 | 0 | 0 | 5 | s | 6457.7551 | 0 | 0 | 6457.7551 | 2000 | 1760 |  |  |  | 1760 | 4697.7551 | 38736.3531 | 44018.583
RA.SCH.EX.081.12 |  |  | 1 |  | 12% |  | 6077 | 5808.9235 | 5111.8527 |  | 0 | 0 | 0 |  | 0 | 0 | 0 | 5 | s | 4260.9965 | 0 | 0 | 4260.9965 | 1500 | 1320 |  |  |  | 1320 | 2940.9965 | 25559.2636 | 29044.6177
RA.SCH.EX.082.12 |  |  | 1 |  | 12% |  | 14933 | 14274.2562 | 12561.3455 |  | 0 | 0 | 0 |  | 0 | 0 | 0 | 5 | s | 10470.5381 | 0 | 0 | 10470.5381 | 2000 | 1760 |  |  |  | 1760 | 8710.5381 | 62806.7275 | 71371.2812
RA.SCH.EX.083.12 |  |  | 1 |  | 12% |  | 44926 | 42944.1664 | 37790.8664 |  | 0 | 0 | 0 |  | 0 | 0 | 0 | 5 | s | 31500.6627 | 0 | 0 | 31500.6627 | 8000 | 7040 |  |  |  | 7040 | 24460.6627 | 188954.332 | 214720.8318
RA.SCH.EX.084.12 |  |  | 1 |  | 12% |  | 6682 | 6387.235 | 5620.7668 |  | 0 | 0 | 0 |  | 0 | 0 | 0 | 5 | s | 4685.203 | 0 | 0 | 4685.203 | 4500 | 3960 |  |  |  | 3960 | 725.203 | 28103.834 | 31936.175
RA.SCH.EX.085.12 |  |  | 1 |  | 12% |  | 3734 | 3569.281 | 3140.9673 |  | 0 | 0 | 0 |  | 0 | 0 | 0 | 5 | s | 2618.1604 | 0 | 0 | 2618.1604 | 1700 | 1496 |  |  |  | 1496 | 1122.1604 | 15704.8363 | 17846.4049
RA.SCH.EX.086.12 |  |  | 1 |  | 12% |  | 4850 | 4636.0505 | 4079.7245 |  | 0 | 0 | 0 |  | 0 | 0 | 0 | 5 | s | 3400.6636 | 0 | 0 | 3400.6636 | 2000 | 1760 |  |  |  | 1760 | 1640.6636 | 20398.6224 | 23180.2527
RA.SCH.EX.087.12 |  |  | 1 |  | 12% |  | 47739 | 45633.0757 | 40157.1066 |  | 0 | 0 | 0 |  | 0 | 0 | 0 | 5 | s | 33473.0476 | 0 | 0 | 33473.0476 | 5000 | 4400 |  |  |  | 4400 | 29073.0476 | 200785.533 | 228165.3784
RA.SCH.EX.088.12 |  |  | 1 |  | 12% |  | 8710 | 8325.7732 | 7326.6805 |  | 0 | 0 | 0 |  | 0 | 0 | 0 | 5 | s | 6107.1712 | 0 | 0 | 6107.1712 | 800 | 704 |  |  |  | 704 | 5403.1712 | 36633.4023 | 41628.8662
RA.SCH.EX.089.12 |  |  | 1 |  | 12% |  | 8094 | 7736.947 | 6808.5134 |  | 0 | 0 | 0 |  | 0 | 0 | 0 | 5 | s | 5675.2518 | 0 | 0 | 5675.2518 | 500 | 440 |  |  |  | 440 | 5235.2518 | 34042.567 | 38684.7352
RA.SCH.EX.090.12 |  |  | 1 |  | 12% |  | 5996 | 5731.4967 | 5043.7171 |  | 0 | 0 | 0 |  | 0 | 0 | 0 | 5 | s | 4204.2019 | 0 | 0 | 4204.2019 | 5000 | 4400 |  |  |  | 4400 | -195.7981 | 25218.5856 | 28657.4836
RA.SCH.EX.091.12 |  |  | 1 |  | 12% |  | 573 | 547.7231 | 481.9963 |  | 0 | 0 | 0 |  | 0 | 0 | 0 | 5 | s | 401.7691 | 0 | 0 | 401.7691 | 2800 | 2464 |  |  |  | 2464 | -2062.2309 | 2409.9816 | 2738.6154
RA.SCH.EX.092.12 |  |  | 1 |  | 12% |  | 7729 | 7388.0484 | 6501.4826 |  | 0 | 0 | 0 |  | 0 | 0 | 0 | 5 | s | 5419.3256 | 0 | 0 | 5419.3256 | 2000 | 1760 |  |  |  | 1760 | 3659.3256 | 32507.4129 | 36940.2419
RA.SCH.EX.093.12 |  |  | 1 |  | 12% |  | 37701 | 36037.8849 | 31713.3387 |  | 0 | 0 | 0 |  | 0 | 0 | 0 | 5 | s | 26434.7257 | 0 | 0 | 26434.7257 | 1000 | 880 |  |  |  | 880 | 25554.7257 | 158566.6935 | 180189.4244
RA.SCH.EX.094.12 |  |  | 1 |  | 12% |  | 6354 | 6073.7042 | 5344.8597 |  | 0 | 0 | 0 |  | 0 | 0 | 0 | 5 | s | 4455.2199 | 0 | 0 | 4455.2199 | 2500 | 2200 |  |  |  | 2200 | 2255.2199 | 26724.2983 | 30368.5208
RA.SCH.EX.095.12 |  |  | 1 |  | 12% |  | 1980 | 1892.6557 | 1665.537 |  | 0 | 0 | 0 |  | 0 | 0 | 0 | 5 | s | 1388.3122 | 0 | 0 | 1388.3122 | 500 | 440 |  |  |  | 440 | 948.3122 | 8327.685 | 9463.2784
RA.SCH.EX.096.12 |  |  | 1 |  | 12% |  | 174098 | 166417.9645 | 146447.8088 |  | -221623 | -221623 | -195028.24 |  | 0 | 0 | 0 | 25 | s | 502901.043 | -274675.331 | 0 | 228225.712 | 1450000 | 1276000 |  |  |  | 1276000 | -1047774.288 | 3661195.22 | 4160449.1137
RA.SCH.EX.097.12P |  |  | 1 |  | 12% |  | 12217 | 12217 | 10750.96 |  | 0 | 0 | 0 |  | 0 | 0 | 0 | 25 | s | 36918.7429 | 0 | 0 | 36918.7429 | 7608.48 | 6695.4624 |  |  |  | 6695.4624 | 30223.2805 | 268774 | 305425
RA.SCH.EX.098.12 |  |  | 1 |  | 12% |  | 1484 | 1418.5359 | 1248.3116 |  | 0 | 0 | 0 |  | 0 | 0 | 0 | 5 | s | 1040.533 | 0 | 0 | 1040.533 | 5000 | 4400 |  |  |  | 4400 | -3359.467 | 6241.5579 | 7092.6794
RA.SCH.EX.099.12P |  |  | 1 |  | 12% |  | 48476 | 48476 | 42658.88 |  | 0 | 0 | 0 |  | 0 | 0 | 0 | 25 | s | 146490.3806 | 0 | 0 | 146490.3806 | 12733.6 | 11205.568 |  |  |  | 11205.568 | 135284.8126 | 1066472 | 1211900
RA.SCH.EX.100.12 |  |  | 1 |  | 12% |  | 22543 | 21548.5541 | 18962.7276 |  | 0 | 0 | 0 |  | 0 | 0 | 0 | 5 | s | 15806.4248 | 0 | 0 | 15806.4248 | 2000 | 1760 |  |  |  | 1760 | 14046.4248 | 94813.6381 | 107742.7706
RA.SCH.EX.101.12P |  |  | 1 |  | 12% |  | 12217 | 12217 | 10750.96 |  | 0 | 0 | 0 |  | 0 | 0 | 0 | 25 | s | 36918.7429 | 0 | 0 | 36918.7429 | 7608.48 | 6695.4624 |  |  |  | 6695.4624 | 30223.2805 | 268774 | 305425
RA.SCH.EX.102.12 |  |  | 1 |  | 12% |  | 9825 | 9391.5869 | 8264.5965 |  | 0 | 0 | 0 |  | 0 | 0 | 0 | 5 | s | 6888.9732 | 0 | 0 | 6888.9732 | 5000 | 4400 |  |  |  | 4400 | 2488.9732 | 41322.9825 | 46957.9347
RA.SCH.EX.103.12 |  |  | 1 |  | 12% |  | 3933 | 3759.5024 | 3308.3621 |  | 0 | 0 | 0 |  | 0 | 0 | 0 | 5 | s | 2757.6928 | 0 | 0 | 2757.6928 | 0 | 0 |  |  |  | 0 | 2757.6928 | 16541.8107 | 18797.5122
RA.SCH.EX.104.13HEBO |  |  | 1 |  | 12% |  | 3496 | 3496 | 3076.48 |  | 0 | 0 | 0 |  | 0 | 0 | 0 | 25 | s | 10564.6169 | 0 | 0 | 10564.6169 | 4500 | 3960 |  |  |  | 3960 | 6604.6169 | 76912 | 87400
Total | Commercial - School - RA.SCH.EX |  | 103 |  |  |  | 1390642 | 1354795.9381 | 1192220.4255 |  | 346311 | 346311 | 304753.68 |  | 0 | 0 | 0 |  |  | 2883930.3391 | 239991.8068 | 0 | 3123922.1459 |  | 2133431.3088 | 146686.86 | 11298.92 | 157985.78 | 2144730.2288 | 979191.9171 | 20247279.7696 | 23008272.4655
RA.UNIV.EX | Universities
RA.UNIV.EX.002.12 |  |  | 1 |  | 12% |  | 37449 | 35797.0014 | 31501.3613 |  | 0 | 0 | 0 |  | 0 | 0 | 0 | 5 | s | 26258.0314 | 0 | 0 | 26258.0314 | 1586.5 | 1396.12 |  |  |  | 1396.12 | 24861.9114 | 157506.8063 | 178985.0071
RA.UNIV.EX.004.12A |  |  | 0 |  | 12% |  | 36668 | 35050.4539 | 30844.3994 |  | 0 | 0 | 0 |  | 0 | 0 | 0 | 25 | w | 99528.4496 | 0 | 0 | 99528.4496 | 14821 | 13042.48 |  |  |  | 13042.48 | 86485.9696 | 771109.9859 | 876261.3476
RA.UNIV.EX.004.12M |  |  | 1 |  | 12% |  | 94510 | 90340.853 | 79499.9507 |  | 0 | 0 | 0 |  | 0 | 0 | 0 | 25 | s | 273002.433 | 0 | 0 | 273002.433 | 16488 | 14509.44 |  |  |  | 14509.44 | 258492.993 | 1987498.7665 | 2258521.3255
RA.UNIV.EX.005.12HEBO |  |  | 1 |  | 12% |  | 19189 | 19189 | 16886.32 |  | 0 | 0 | 0 |  | 0 | 0 | 0 | 25 | s | 57987.5384 | 0 | 0 | 57987.5384 | 7400 | 6512 |  |  |  | 6512 | 51475.5384 | 422158 | 479725
RA.UNIV.EX.006.12 |  |  | 1 |  | 12% |  | 281642 | 269217.845 | 236911.7036 |  | 0 | 0 | 0 |  | 0 | 0 | 0 | 15 | s | 575672.6668 | 0 | 0 | 575672.6668 | 345700 | 304216 |  |  |  | 304216 | 271456.6668 | 3553675.5534 | 4038267.6743
RA.UNIV.EX.007.12 |  |  | 1 |  | 12% |  | 751609 | 718453.0547 | 632238.6881 |  | 4145392 | 4564728 | 4016960.64 |  | 0 | 0 | 0 | 15 | s | 1536279.2391 | 4136599.4895 | 0 | 5672878.7286 | 517950 | 455796 |  |  |  | 455796 | 5217082.7286 | 9483580.3219 | 10776795.8204
RA.UNIV.EX.008.12 |  |  | 1 |  | 12% |  | 17628 | 16850.3709 | 14828.3264 |  | 0 | 0 | 0 |  | 0 | 0 | 0 | 5 | s | 12360.1852 | 0 | 0 | 12360.1852 | 2036.87 | 1792.4456 |  |  |  | 1792.4456 | 10567.7396 | 74141.6321 | 84251.8547
RA.UNIV.EX.009.12 |  |  | 1 |  | 12% |  | 279603 | 267268.792 | 235196.5369 |  | 47513 | 47513 | 41811.44 |  | 2423 | 2423 | 2132.24 | 25 | s | 807663.7315 | 58886.7085 | 72267.3596 | 938817.7997 | 875469 | 770412.72 |  |  |  | 770412.72 | 168405.0797 | 5879913.423 | 6681719.7988
RA.UNIV.EX.010.12A |  |  | 0 |  | 12% |  | 25476 | 24352.1698 | 21429.9095 |  | 0 | 0 | 0 |  | 0 | 0 | 0 | 25 | s | 73590.2019 | 0 | 0 | 73590.2019 | 893485 | 786266.8 |  |  |  | 786266.8 | -712676.5981 | 535747.7365 | 608804.246
RA.UNIV.EX.010.12B |  |  | 0 |  | 12% |  | 811 | 775.2241 | 682.1972 |  | 0 | 0 | 0 |  | 0 | 0 | 0 | 15 | s | 1657.6737 | 0 | 0 | 1657.6737 | 2394.02 | 2106.7376 |  |  |  | 2106.7376 | -449.0639 | 10232.9584 | 11628.3618
RA.UNIV.EX.010.12M |  |  | 1 |  | 12% |  | 931323 | 890239.279 | 783410.5655 |  | 3207370 | 3207370 | 2822485.6 |  | 0 | 0 | 0 | 15 | s | 1903612.3699 | 2906548.8907 | 0 | 4810161.2606 | 208505 | 183484.4 |  |  |  | 183484.4 | 4626676.8606 | 11751158.4829 | 13353589.1851
RA.UNIV.EX.011.12 |  |  | 1 |  | 12% |  | 14304 | 13673.0035 | 12032.2431 |  | 0 | 0 | 0 |  | 0 | 0 | 0 | 25 | s | 41318.6626 | 0 | 0 | 41318.6626 | 28081 | 24711.28 |  |  |  | 24711.28 | 16607.3826 | 300806.0772 | 341825.0877
RA.UNIV.EX.012.12 |  |  | 1 |  | 12% |  | 12001 | 11471.5964 | 10095.0048 |  | 0 | 0 | 0 |  | 0 | 0 | 0 | 15 | s | 24529.8914 | 0 | 0 | 24529.8914 | 12085.5 | 10635.24 |  |  |  | 10635.24 | 13894.6514 | 151425.0727 | 172073.9462
RA.UNIV.EX.013.12 |  |  | 1 |  | 12% |  | 7055 | 6743.7807 | 5934.5271 |  | 0 | 0 | 0 |  | 0 | 0 | 0 | 25 | s | 20379.1362 | 0 | 0 | 20379.1362 | 6924 | 6093.12 |  |  |  | 6093.12 | 14286.0162 | 148363.1764 | 168594.5186
RA.UNIV.EX.014.12 |  |  | 1 |  | 12% |  | 95879 | 91649.4619 | 80651.5265 |  | 47651 | 47651 | 41932.88 |  | 0 | 0 | 0 | 15 | s | 195975.4569 | 43181.7848 | 0 | 239157.2417 | 37868 | 33323.84 |  |  |  | 33323.84 | 205833.4017 | 1209772.8975 | 1374741.9289
Total | Commercial - College/University - RA.UNIV.EX |  | 12 |  |  |  | 2605147 | 2491071.8865 | 2192143.2601 |  | 7447926 | 7867262 | 6923190.56 |  | 2423 | 2423 | 2132.24 |  |  | 5649815.6677 | 7145216.8736 | 72267.3596 | 12867299.9008 |  | 2614298.6232 | 318552.68 | 6232 | 324784.68 | 2620530.6232 | 10246769.2776 | 36437090.8905 | 41405785.1029
RA.RIREC | Run it Right / Energy Compass | [24 empty] | 848565.42
Total | Commercial - Other Commercial - RA.RIREC | [24 empty] | 848565.42 | 195675.12 | 1044240.54 | 195675.12 | -195675.12 | 0 | 0
Total Large Commercial |  |  | 490 |  |  |  | 18796883 | 18024024.9196 | 15861141.9292 |  | 19613336 | 20032672 | 17628751.36 |  | 4215 | 4215 | 3709.2 |  |  | 38532609.7339 | 17910410.5314 | 101269.8668 | 56544290.132 |  | 15460195.3968 | 3708404.11 | 1022895.42 | 4731299.53 | 16483090.8168 | 40061199.3152 | 251714331.7707 | 286039013.3757
Multi-Residential
RA.MR.EX | Multi - Residential Private | [5 empty] | 0 |  |  |  | 0 |  |  |  | 0
RA.MR.EX.001.12A |  |  | 0 |  | 20% |  | 20694 | 19781.1196 | 15824.8957 |  | 0 | 0 | 0 |  | 0 | 0 | 0 | 25 | w | 51063.6407 | 0 | 0 | 51063.6407 | 20570 | 16456 | 4835 |  |  | 16456 | 34607.6407 | 395622.3918 | 494527.9897
RA.MR.EX.001.12M |  |  | 1 |  | 20% |  | 27058 | 25864.3826 | 20691.5061 |  | 0 | 0 | 0 |  | 0 | 0 | 0 | 25 | s | 71054.5284 | 0 | 0 | 71054.5284 | 68850 | 55080 | 5624 |  |  | 55080 | 15974.5284 | 517287.6523 | 646609.5654
RA.MR.EX.002.12 |  |  | 1 |  | 20% |  | 7317 | 6994.2231 | 5595.3784 |  | 0 | 0 | 0 |  | 0 | 0 | 0 | 15 | s | 13596.2318 | 0 | 0 | 13596.2318 | 1127 | 901.6 | 0 |  |  | 901.6 | 12694.6318 | 83930.6767 | 104913.3459
RA.MR.EX.003.12 |  |  | 1 |  | 20% |  | 8496 | 8121.2135 | 6496.9708 |  | 0 | 0 | 0 |  | 0 | 0 | 0 | 15 | s | 15787.0145 | 0 | 0 | 15787.0145 | 1127 | 901.6 | 0 |  |  | 901.6 | 14885.4145 | 97454.5619 | 121818.2024
RA.MR.EX.004.12 |  |  | 1 |  | 20% |  | 7040 | 6729.4424 | 5383.554 |  | 0 | 0 | 0 |  | 0 | 0 | 0 | 15 | s | 13081.5186 | 0 | 0 | 13081.5186 | 1126.67 | 901.336 | 0 |  |  | 901.336 | 12180.1826 | 80753.3093 | 100941.6366
RA.MR.EX.005.12 |  |  | 1 |  | 20% |  | 7611 | 7275.2538 | 5820.203 |  | 0 | 0 | 0 |  | 0 | 0 | 0 | 15 | s | 14142.5338 | 0 | 0 | 14142.5338 | 1126.67 | 901.336 | 0 |  |  | 901.336 | 13241.1978 | 87303.0451 | 109128.8063
RA.MR.EX.006.12 |  |  | 1 |  | 20% |  | 7883 | 7535.2549 | 6028.204 |  | 0 | 0 | 0 |  | 0 | 0 | 0 | 15 | s | 14647.9562 | 0 | 0 | 14647.9562 | 1127 | 901.6 | 0 |  |  | 901.6 | 13746.3562 | 90423.0593 | 113028.8241
RA.MR.EX.007.12 |  |  | 1 |  | 20% |  | 55705 | 53247.6692 | 42598.1354 |  | 0 | 0 | 0 |  | 0 | 0 | 0 | 15 | s | 103509.3743 | 0 | 0 | 103509.3743 | 20951 | 16760.8 | 0 |  |  | 16760.8 | 86748.5743 | 638972.0306 | 798715.0382
RA.MR.EX.008.12 |  |  | 1 |  | 20% |  | 11312 | 10812.9905 | 8650.3924 |  | 0 | 0 | 0 |  | 0 | 0 | 0 | 25 | w | 27913.0136 | 0 | 0 | 27913.0136 | 16796 | 13436.8 | 2426 |  |  | 13436.8 | 14476.2136 | 216259.8094 | 270324.7618
RA.MR.EX.009.12 |  |  | 1 |  | 20% |  | 48124 | 46001.0921 | 36800.8736 |  | 0 | 0 | 0 |  | 0 | 0 | 0 | 25 | s | 126374.0161 | 0 | 0 | 126374.0161 | 30762 | 24609.6 | 10327 |  |  | 24609.6 | 101764.4161 | 920021.8412 | 1150027.3016
RA.MR.EX.010.12 |  |  | 1 |  | 20% |  | 49758 | 47563.0109 | 38050.4088 |  | 0 | 0 | 0 |  | 0 | 0 | 0 | 25 | s | 130664.9134 | 0 | 0 | 130664.9134 | 30762 | 24609.6 | 10783 |  |  | 24609.6 | 106055.3134 | 951260.219 | 1189075.2737
RA.MR.EX.011.12 |  |  | 1 |  | 20% |  | 18576 | 17756.5515 | 14205.2412 |  | 0 | 0 | 0 |  | 0 | 0 | 0 | 25 | s | 48780.7273 | 0 | 0 | 48780.7273 | 11184 | 8947.2 | 3928 |  |  | 8947.2 | 39833.5273 | 355131.0307 | 443913.7884
RA.MR.EX.012.12 |  |  | 1 |  | 20% |  | 13011 | 12437.042 | 9949.6336 |  | 15930 | 15930 | 12744 |  | 0 | 0 | 0 | 15 | s | 24176.6532 | 13123.56 | 0 | 37300.2132 | 5500 | 4400 | 1301 |  |  | 4400 | 32900.2132 | 149244.5039 | 186555.6299
RA.MR.EX.014.12 |  |  | 1 |  | 20% |  | 91604 | 87563.0462 | 70050.437 |  | 96383 | 96383 | 77106.4 |  | 0 | 0 | 0 | 15 | s | 170215.8284 | 79402.8928 | 0 | 249618.7211 | 7350 | 5880 | 3675 |  |  | 5880 | 243738.7211 | 1050756.5549 | 1313445.6936
RA.MR.EX.015.12A |  |  | 0 |  | 20% |  | 35621 | 34049.6405 | 27239.7124 |  | 38500 | 38500 | 30800 |  | 0 | 0 | 0 | 15 | s | 66189.8828 | 31717.3295 | 0 | 97907.2123 | 100000 | 80000 | 3562 |  |  | 80000 | 17907.2123 | 408595.6862 | 510744.6078
RA.MR.EX.015.12M |  |  | 1 |  | 20% |  | 130677 | 124912.4077 | 99929.9261 |  | 0 | 0 | 0 |  | 0 | 0 | 0 | 25 | s | 343158.8666 | 0 | 0 | 343158.8666 | 46340 | 37072 | 23842 |  |  | 37072 | 306086.8666 | 2498248.1537 | 3122810.1921
RA.MR.EX.016.12 |  |  | 1 |  | 20% |  | 21586 | 20633.7705 | 16507.0164 |  | 35108 | 35108 | 28086.4 |  | 0 | 0 | 0 | 15 | s | 40110.4632 | 28922.9092 | 0 | 69033.3724 | 6950 | 5560 | 2159 |  |  | 5560 | 63473.3724 | 247605.2464 | 309506.558
RA.MR.EX.017.12 |  |  | 1 |  | 20% |  | 7507 | 7175.8415 | 5740.6732 |  | 0 | 0 | 0 |  | 0 | 0 | 0 | 25 | s | 19713.4432 | 0 | 0 | 19713.4432 | 13786 | 11028.8 | 1615 |  |  | 11028.8 | 8684.6432 | 143516.8307 | 179396.0384
RA.MR.EX.018.12A |  |  | 0 |  | 20% |  | 2835 | 2709.9388 | 2167.9511 |  | 0 | 0 | 0 |  | 0 | 0 | 0 | 15 | s | 5267.9127 | 0 | 0 | 5267.9127 | 1000 | 800 | 284 |  |  | 800 | 4467.9127 | 32519.2659 | 40649.0824
RA.MR.EX.018.12M |  |  | 1 |  | 20% |  | 114531 | 109478.6609 | 87582.9287 |  | 0 | 0 | 0 |  | 0 | 0 | 0 | 25 | s | 300759.3391 | 0 | 0 | 300759.3391 | 35044 | 28035.2 | 16163 |  |  | 28035.2 | 272724.1391 | 2189573.2171 | 2736966.5214
RA.MR.EX.019.12 |  |  | 1 |  | 20% |  | 6593 | 6302.1611 | 5041.7289 |  | 0 | 0 | 0 |  | 0 | 0 | 0 | 25 | s | 17313.2717 | 0 | 0 | 17313.2717 | 7151 | 5720.8 | 1425 |  |  | 5720.8 | 11592.4717 | 126043.2217 | 157554.0271
RA.MR.EX.020.12A |  |  | 0 |  | 20% |  | 4507 | 4308.1814 | 3446.5451 |  | 0 | 0 | 0 |  | 0 | 0 | 0 | 15 | w | 7875.3497 | 0 | 0 | 7875.3497 | 3995 | 3196 | 452 |  |  | 3196 | 4679.3497 | 51698.1769 | 64622.7211
RA.MR.EX.020.12B |  |  | 0 |  | 20% |  | 42193 | 40331.728 | 32265.3824 |  | 21271 | 21271 | 17016.8 |  | 0 | 0 | 0 | 15 | s | 78401.7777 | 17523.6186 | 0 | 95925.3963 | 10985 | 8788 | 4249 |  |  | 8788 | 87137.3963 | 483980.7358 | 604975.9197
RA.MR.EX.020.12M |  |  | 1 |  | 20% |  | 18894 | 18060.5235 | 14448.4188 |  | 0 | 0 | 0 |  | 0 | 0 | 0 | 15 | s | 35108.2689 | 0 | 0 | 35108.2689 | 4995 | 3996 | 1890 |  |  | 3996 | 31112.2689 | 216726.2821 | 270907.8527
RA.MR.EX.021.12 |  |  | 1 |  | 20% |  | 8688 | 8304.7437 | 6643.795 |  | 0 | 0 | 0 |  | 0 | 0 | 0 | 25 | w | 21438.142 | 0 | 0 | 21438.142 | 12429 | 9943.2 | 2265 |  |  | 9943.2 | 11494.942 | 166094.8748 | 207618.5935
RA.MR.EX.022.12A |  |  | 0 |  | 20% |  | 7516 | 7184.4445 | 5747.5556 |  | 0 | 0 | 0 |  | 0 | 0 | 0 | 25 | w | 18546.1643 | 0 | 0 | 18546.1643 | 17312 | 13849.6 | 1327 |  |  | 13849.6 | 4696.5643 | 143688.8903 | 179611.1129
RA.MR.EX.022.12M |  |  | 1 |  | 20% |  | 52659 | 50336.0383 | 40268.8306 |  | 0 | 0 | 0 |  | 0 | 0 | 0 | 25 | s | 138282.963 | 0 | 0 | 138282.963 | 4362 | 3489.6 | 7654 |  |  | 3489.6 | 134793.363 | 1006720.7659 | 1258400.9574
RA.MR.EX.023.12 |  |  | 1 |  | 20% |  | 3953 | 3778.6202 | 3022.8961 |  | 0 | 0 | 0 |  | 0 | 0 | 0 | 25 | w | 9754.2559 | 0 | 0 | 9754.2559 | 7281 | 5824.8 | 1000 |  |  | 5824.8 | 3929.4559 | 75572.4033 | 94465.5042
RA.MR.EX.024.12A |  |  | 0 |  | 20% |  | 73103 | 69878.1862 | 55902.549 |  | 63812 | 63812 | 51049.6 |  | 0 | 0 | 0 | 15 | s | 135837.8204 | 52570.032 | 0 | 188407.8524 | 4770 | 3816 | 2385 |  |  | 3816 | 184591.8524 | 838538.2345 | 1048172.7931
RA.MR.EX.024.12M |  |  | 1 |  | 20% |  | 734 | 701.6208 | 561.2967 |  | 0 | 0 | 0 |  | 0 | 0 | 0 | 15 | w | 1282.5619 | 0 | 0 | 1282.5619 | 3500 | 2800 | 1750 |  |  | 2800 | -1517.4381 | 8419.4501 | 10524.3127
RA.MR.EX.025.12A |  |  | 0 |  | 20% |  | 21607 | 20653.8442 | 16523.0753 |  | -12071 | -12071 | -9656.8 |  | 0 | 0 | 0 | 15 | s | 40149.4848 | -9944.4126 | 0 | 30205.0722 | 0 | 0 | 2160 |  |  | 0 | 30205.0722 | 247846.1299 | 309807.6623
RA.MR.EX.025.12M |  |  | 1 |  | 20% |  | 31477 | 30088.446 | 24070.7568 |  | 0 | 0 | 0 |  | 0 | 0 | 0 | 20 | s | 72013.187 | 0 | 0 | 72013.187 | 75000 | 60000 | 5692 |  |  | 60000 | 12013.187 | 481415.1358 | 601768.9198
RA.MR.EX.026.12 |  |  | 1 |  | 20% |  | 130511 | 124753.7305 | 99802.9844 |  | 0 | 0 | 0 |  | 0 | 0 | 0 | 25 | s | 342722.9493 | 0 | 0 | 342722.9493 | 5376 | 4300.8 | 17321 |  |  | 4300.8 | 338422.1493 | 2495074.6098 | 3118843.2623
RA.MR.EX.027.12 |  |  | 1 |  | 20% |  | 183611 | 175511.3148 | 140409.0519 |  | 0 | 0 | 0 |  | 0 | 0 | 0 | 25 | s | 482163.9819 | 0 | 0 | 482163.9819 | 28261 | 22608.8 | 28094 |  |  | 22608.8 | 459555.1819 | 3510226.2965 | 4387782.8706
RA.MR.EX.028.12 |  |  | 1 |  | 20% |  | 131020 | 125240.2768 | 100192.2215 |  | 0 | 0 | 0 |  | 0 | 0 | 0 | 25 | s | 344059.5874 | 0 | 0 | 344059.5874 | 8682 | 6945.6 | 29115 |  |  | 6945.6 | 337113.9874 | 2504805.5365 | 3131006.9207
RA.MR.EX.029.12A |  |  | 0 |  | 20% |  | 82139 | 78515.5785 | 62812.4628 |  | 85216 | 85216 | 68172.8 |  | 0 | 0 | 0 | 15 | s | 152628.2469 | 70203.2195 | 0 | 222831.4664 | 14475 | 11580 | 8215 |  |  | 11580 | 211251.4664 | 942186.9423 | 1177733.6779
RA.MR.EX.029.12M |  |  | 1 |  | 20% |  | 11559 | 11049.0945 | 8839.2756 |  | 0 | 0 | 0 |  | 0 | 0 | 0 | 15 | s | 21478.59 | 0 | 0 | 21478.59 | 43220 | 34576 | 1155 |  |  | 34576 | -13097.41 | 132589.1339 | 165736.4173
RA.MR.EX.030.12HEBO A |  |  | 0 |  | 20% |  | 7475 | 7475 | 5980 |  | 0 | 0 | 0 |  | 0 | 0 | 0 | 25 | w | 19296.2139 | 0 | 0 | 19296.2139 | 7400 | 5920 | 1400 |  |  | 5920 | 13376.2139 | 149500 | 186875
RA.MR.EX.030.12HEBO B |  |  | 0 |  | 20% |  | 3076 | 3076 | 2460.8 |  | 0 | 0 | 0 |  | 0 | 0 | 0 | 25 | w | 7940.4888 | 0 | 0 | 7940.4888 | 6000 | 4800 | 850 |  |  | 4800 | 3140.4888 | 61520 | 76900
RA.MR.EX.030.12HEBO C |  |  | 0 |  | 20% |  | 12141 | 12141 | 9712.8 |  | 0 | 0 | 0 |  | 0 | 0 | 0 | 25 | s | 33353.7066 | 0 | 0 | 33353.7066 | 10300 | 8240 | 1400 |  |  | 8240 | 25113.7066 | 242820 | 303525
RA.MR.EX.030.12HEBO M |  |  | 1 |  | 20% |  | 38379 | 38379 | 30703.2 |  | 0 | 0 | 0 |  | 0 | 0 | 0 | 25 | s | 105434.6353 | 0 | 0 | 105434.6353 | 14800 | 11840 | 4400 |  |  | 11840 | 93594.6353 | 767580 | 959475
RA.MR.EX.031.12A |  |  | 0 |  | 20% |  | 18691 | 17866.4785 | 14293.1828 |  | 23387 | 23387 | 18709.6 |  | 0 | 0 | 0 | 15 | s | 34731.0603 | 19266.836 | 0 | 53997.8963 | 39760 | 31808 | 1869 |  |  | 31808 | 22189.8963 | 214397.7421 | 267997.1776
RA.MR.EX.031.12M |  |  | 1 |  | 20% |  | 28407 | 27153.8738 | 21723.099 |  | 0 | 0 | 0 |  | 0 | 0 | 0 | 25 | s | 74597.0134 | 0 | 0 | 74597.0134 | 21630 | 17304 | 5528 |  |  | 17304 | 57293.0134 | 543077.4758 | 678846.8447
RA.MR.EX.032.12 |  |  | 1 |  | 20% |  | 77274 | 73865.1897 | 59092.1517 |  | 0 | 0 | 0 |  | 0 | 0 | 0 | 25 | s | 202922.1536 | 0 | 0 | 202922.1536 | 391 | 312.8 | 11400 |  |  | 312.8 | 202609.3536 | 1477303.7935 | 1846629.7419
RA.MR.EX.033.12 |  |  | 1 |  | 20% |  | 54476 | 52072.8844 | 41658.3076 |  | 58335 | 58335 | 46668 |  | 0 | 0 | 0 | 15 | s | 101225.683 | 48057.9329 | 0 | 149283.6159 | 13862 | 11089.6 | 5448 |  |  | 11089.6 | 138194.0159 | 624874.6134 | 781093.2667
RA.MR.EX.034.12 |  |  | 1 |  | 20% |  | 20444 | 19542.1479 | 15633.7183 |  | 0 | 0 | 0 |  | 0 | 0 | 0 | 15 | s | 37988.4328 | 0 | 0 | 37988.4328 | 18750.2 | 15000.16 | 2044 |  |  | 15000.16 | 22988.2728 | 234505.7749 | 293132.2187
RA.MR.EX.035.12 |  |  | 1 |  | 20% |  | 81118 | 77539.6182 | 62031.6946 |  | 0 | 0 | 0 |  | 0 | 0 | 0 | 25 | s | 213016.5289 | 0 | 0 | 213016.5289 | 3604 | 2883.2 | 9707 |  |  | 2883.2 | 210133.3289 | 1550792.3639 | 1938490.4548
RA.MR.EX.036.12A |  |  | 0 |  | 20% |  | 77175 | 73770.5569 | 59016.4455 |  | 195478 | 195478 | 156382.4 |  | 0 | 0 | 0 | 15 | s | 143404.2897 | 161040.0036 | 0 | 304444.2933 | 23100 | 18480 | 7718 |  |  | 18480 | 285964.2933 | 885246.6827 | 1106558.3534
RA.MR.EX.036.12M |  |  | 1 |  | 20% |  | 35139 | 33588.9031 | 26871.1225 |  | 0 | 0 | 0 |  | 0 | 0 | 0 | 15 | s | 65294.2447 | 0 | 0 | 65294.2447 | 45000 | 36000 | 3513 |  |  | 36000 | 29294.2447 | 403066.8375 | 503833.5469
RA.MR.EX.037.12A |  |  | 0 |  | 20% |  | 2911 | 2782.5862 | 2226.069 |  | 0 | 0 | 0 |  | 0 | 0 | 0 | 15 | w | 5086.5638 | 0 | 0 | 5086.5638 | 2995 | 2396 | 291 |  |  | 2396 | 2690.5638 | 33391.0346 | 41738.7932
RA.MR.EX.037.12B |  |  | 0 |  | 20% |  | 38201 | 36515.8282 | 29212.6626 |  | 67812 | 67812 | 54249.6 |  | 0 | 0 | 0 | 15 | s | 70983.9621 | 55865.3389 | 0 | 126849.301 | 7995 | 6396 | 3820 |  |  | 6396 | 120453.301 | 438189.9388 | 547737.4235
RA.MR.EX.037.12M |  |  | 1 |  | 20% |  | 9430 | 9014.0117 | 7211.2093 |  | 0 | 0 | 0 |  | 0 | 0 | 0 | 15 | s | 17522.5455 | 0 | 0 | 17522.5455 | 4995 | 3996 | 943 |  |  | 3996 | 13526.5455 | 108168.1402 | 135210.1752
RA.MR.EX.039.12 |  |  | 1 |  | 20% |  | 35046 | 33500.0057 | 26800.0045 |  | 0 | 0 | 0 |  | 0 | 0 | 0 | 15 | s | 65121.4349 | 0 | 0 | 65121.4349 | 31924 | 25539.2 | 3505 |  |  | 25539.2 | 39582.2349 | 402000.0679 | 502500.0849
RA.MR.EX.040.12 |  |  | 1 |  | 20% |  | 25830 | 24690.5537 | 19752.443 |  | 0 | 0 | 0 |  | 0 | 0 | 0 | 15 | s | 47996.5378 | 0 | 0 | 47996.5378 | 15843 | 12674.4 | 2583 |  |  | 12674.4 | 35322.1378 | 296286.6448 | 370358.306
RA.MR.EX.041.12 |  |  | 1 |  | 20% |  | 18408 | 17595.9626 | 14076.7701 |  | 0 | 0 | 0 |  | 0 | 0 | 0 | 15 | s | 34205.1981 | 0 | 0 | 34205.1981 | 16184 | 12947.2 | 1841 |  |  | 12947.2 | 21257.9981 | 211151.5508 | 263939.4385
RA.MR.EX.043.12 |  |  | 1 |  | 20% |  | 10605 | 10137.1786 | 8109.7429 |  | 0 | 0 | 0 |  | 0 | 0 | 0 | 25 | w | 26168.4503 | 0 | 0 | 26168.4503 | 9988 | 7990.4 | 1820 |  |  | 7990.4 | 18178.0503 | 202743.5713 | 253429.4642
RA.MR.EX.044.12 |  |  | 1 |  | 20% |  | 41897 | 40048.7855 | 32039.0284 |  | 28807 | 28807 | 23045.6 |  | 0 | 0 | 0 | 15 | s | 77851.7593 | 23731.9769 | 0 | 101583.7363 | 14586 | 11668.8 | 4190 |  |  | 11668.8 | 89914.9363 | 480585.4262 | 600731.7827
RA.MR.EX.045.12 |  |  | 1 |  | 20% |  | 64427 | 61584.9131 | 49267.9305 |  | 0 | 0 | 0 |  | 0 | 0 | 0 | 15 | s | 119716.3353 | 0 | 0 | 119716.3353 | 70689.45 | 56551.56 | 6443 |  |  | 56551.56 | 63164.7753 | 739018.9573 | 923773.6966
RA.MR.EX.046.12 |  |  | 1 |  | 20% |  | 5567 | 5321.4213 | 4257.1371 |  | 0 | 0 | 0 |  | 0 | 0 | 0 | 25 | s | 14618.9874 | 0 | 0 | 14618.9874 | 7283 | 5826.4 | 1168 |  |  | 5826.4 | 8792.5874 | 106428.4264 | 133035.533
RA.MR.EX.047.12 |  |  | 1 |  | 20% |  | 30992 | 29624.8409 | 23699.8727 |  | 0 | 0 | 0 |  | 0 | 0 | 0 | 15 | s | 57588.4127 | 0 | 0 | 57588.4127 | 33873.3 | 27098.64 | 3099 |  |  | 27098.64 | 30489.7727 | 355498.0912 | 444372.614
RA.MR.EX.048.12 |  |  | 1 |  | 20% |  | 29175 | 27887.9948 | 22310.3958 |  | 0 | 0 | 0 |  | 0 | 0 | 0 | 15 | s | 54212.1173 | 0 | 0 | 54212.1173 | 34959.25 | 27967.4 | 2918 |  |  | 27967.4 | 26244.7173 | 334655.9374 | 418319.9217
RA.MR.EX.049.12 |  |  | 1 |  | 20% |  | 34765 | 33231.4015 | 26585.1212 |  | 0 | 0 | 0 |  | 0 | 0 | 0 | 25 | s | 91293.1732 | 0 | 0 | 91293.1732 | 18800 | 15040 | 4698 |  |  | 15040 | 76253.1732 | 664628.0299 | 830785.0374
RA.MR.EX.050.12 |  |  | 1 |  | 20% |  | 26526 | 25355.8509 | 20284.6807 |  | 0 | 0 | 0 |  | 0 | 0 | 0 | 25 | s | 69657.4921 | 0 | 0 | 69657.4921 | 24206 | 19364.8 | 5241 |  |  | 19364.8 | 50292.6921 | 507117.0177 | 633896.2722
RA.MR.EX.051.12 |  |  | 1 |  | 20% |  | 28620 | 27357.4777 | 21885.9821 |  | 61420 | 61420 | 49136 |  | 0 | 0 | 0 | 15 | s | 53180.8328 | 50599.4384 | 0 | 103780.2712 | 14995 | 11996 | 2862 |  |  | 11996 | 91784.2712 | 328289.7319 | 410362.1649
RA.MR.EX.052.12 |  |  | 1 |  | 20% |  | 16248 | 15531.2473 | 12424.9978 |  | 0 | 0 | 0 |  | 0 | 0 | 0 | 25 | s | 42667.3804 | 0 | 0 | 42667.3804 | -3329 | -2663.2 | 3417 |  |  | -2663.2 | 45330.5804 | 310624.9455 | 388281.1819
RA.MR.EX.053.12 |  |  | 1 |  | 20% |  | 11637 | 11123.6537 | 8898.9229 |  | 6381 | 6381 | 5104.8 |  | 0 | 0 | 0 | 15 | s | 21623.5273 | 5256.8384 | 0 | 26880.3657 | 4995 | 3996 | 1164 |  |  | 3996 | 22884.3657 | 133483.8438 | 166854.8048
RA.MR.EX.054.12 |  |  | 1 |  | 20% |  | 35299 | 33741.845 | 26993.476 |  | 0 | 0 | 0 |  | 0 | 0 | 0 | 25 | s | 92695.4616 | 0 | 0 | 92695.4616 | 6290 | 5032 | 7750 |  |  | 5032 | 87663.4616 | 674836.9 | 843546.125
RA.MR.EX.055.12 |  |  | 1 |  | 20% |  | 119427 | 114158.6822 | 91326.9458 |  | 0 | 0 | 0 |  | 0 | 0 | 0 | 25 | s | 313616.275 | 0 | 0 | 313616.275 | 158346 | 126676.8 | 13558 |  |  | 126676.8 | 186939.475 | 2283173.6438 | 2853967.0548
RA.MR.EX.056.12A |  |  | 0 |  | 20% |  | 5754 | 5500.1721 | 4400.1377 |  | 0 | 0 | 0 |  | 0 | 0 | 0 | 15 | w | 10054.3071 | 0 | 0 | 10054.3071 | 3995 | 3196 | 575.4 |  |  | 3196 | 6858.3071 | 66002.0656 | 82502.582
RA.MR.EX.056.12B |  |  | 0 |  | 20% |  | 34985 | 33441.6966 | 26753.3573 |  | 42541 | 42541 | 34032.8 |  | 0 | 0 | 0 | 15 | s | 65008.0865 | 35046.4134 | 0 | 100054.4999 | 12995 | 10396 | 3498.7 |  |  | 10396 | 89658.4999 | 401300.3589 | 501625.4486
RA.MR.EX.056.12M |  |  | 1 |  | 20% |  | 18079 | 17281.4758 | 13825.1807 |  | 0 | 0 | 0 |  | 0 | 0 | 0 | 15 | s | 33593.8601 | 0 | 0 | 33593.8601 | 4795 | 3836 | 1807.9 |  |  | 3836 | 29757.8601 | 207377.7101 | 259222.1376
RA.MR.EX.057.12 |  |  | 1 |  | 20% |  | 17552 | 16777.7235 | 13422.1788 |  | 0 | 0 | 0 |  | 0 | 0 | 0 | 25 | w | 43310.5742 | 0 | 0 | 43310.5742 | 11030 | 8824 | 3027 |  |  | 8824 | 34486.5742 | 335554.4709 | 419443.0886
RA.MR.EX.058.12 |  |  | 1 |  | 20% |  | 23785 | 22735.7654 | 18188.6123 |  | 0 | 0 | 0 |  | 0 | 0 | 0 | 25 | w | 58690.8618 | 0 | 0 | 58690.8618 | 11006 | 8804.8 | 3815 |  |  | 8804.8 | 49886.0618 | 454715.3082 | 568394.1353
RA.MR.EX.059.12 |  |  | 1 |  | 20% |  | 36498 | 34887.9532 | 27910.3625 |  | 0 | 0 | 0 |  | 0 | 0 | 0 | 25 | w | 90060.9239 | 0 | 0 | 90060.9239 | 16003 | 12802.4 | 8397 |  |  | 12802.4 | 77258.5239 | 697759.0633 | 872198.8291
RA.MR.EX.060.12 |  |  | 1 |  | 20% |  | 203244 | 194278.2386 | 155422.5909 |  | 0 | 0 | 0 |  | 0 | 0 | 0 | 25 | s | 533720.3998 | 0 | 0 | 533720.3998 | 11446 | 9156.8 | 34665 |  |  | 9156.8 | 524563.5998 | 3885564.7723 | 4856955.9654
RA.MR.EX.061.12 |  |  | 1 |  | 20% |  | 45341 | 43340.8593 | 34672.6875 |  | 0 | 0 | 0 |  | 0 | 0 | 0 | 25 | w | 111881.5373 | 0 | 0 | 111881.5373 | 39034 | 31227.2 | 11529 |  |  | 31227.2 | 80654.3373 | 866817.1869 | 1083521.4837
RA.MR.EX.063.12HEBO |  |  | 1 |  | 20% |  | 1861 | 1861 | 1488.8 |  | 0 | 0 | 0 |  | 0 | 0 | 0 | 25 | w | 4804.0474 | 0 | 0 | 4804.0474 | 13500 | 10800 | 400 |  |  | 10800 | -5995.9526 | 37220 | 46525
RA.MR.EX.064.12VFD |  |  | 1 |  | 20% |  | 43151 | 41247.4675 | 32997.974 |  | 48840 | 48840 | 39072 |  | 0 | 0 | 0 | 15 | s | 80181.9048 | 40235.698 | 0 | 120417.6029 | 15800 | 12640 | 7900 |  |  | 12640 | 107777.6029 | 494969.6094 | 618712.0118
RA.MR.EX.072.12 |  |  | 1 |  | 20% |  | 65384 | 62499.6967 | 49999.7574 |  | 0 | 0 | 0 |  | 0 | 0 | 0 | 25 | s | 171698.9167 | 0 | 0 | 171698.9167 | 15753 | 12602.4 | 13703 |  |  | 12602.4 | 159096.5167 | 1249993.9338 | 1562492.4172
RA.MR.EX.073.12 |  |  | 1 |  | 20% |  | 63451 | 60651.9677 | 48521.5741 |  | 0 | 0 | 0 |  | 0 | 0 | 0 | 25 | s | 166622.8429 | 0 | 0 | 166622.8429 | 15753 | 12602.4 | 13182 |  |  | 12602.4 | 154020.4429 | 1213039.3535 | 1516299.1919
RA.MR.EX.074.12VFD |  |  | 1 |  | 20% |  | 41725 | 39884.373 | 31907.4984 |  | 46957 | 46957 | 37565.6 |  | 0 | 0 | 0 | 15 | s | 77532.154 | 38684.4323 | 0 | 116216.5863 | 16690 | 13352 | 8345 |  |  | 13352 | 102864.5863 | 478612.476 | 598265.595
RA.MR.EX.075.12 |  |  | 1 |  | 20% |  | 32283 | 30858.8907 | 24687.1125 |  | 0 | 0 | 0 |  | 0 | 0 | 0 | 25 | s | 84775.421 | 0 | 0 | 84775.421 | 30524 | 24419.2 | 7004 |  |  | 24419.2 | 60356.221 | 617177.8136 | 771472.267
RA.MR.EX.076.12 |  |  | 1 |  | 20% |  | 21636 | 20681.5649 | 16545.2519 |  | 0 | 0 | 0 |  | 0 | 0 | 0 | 25 | w | 53388.0801 | 0 | 0 | 53388.0801 | 30864 | 24691.2 | 4786 |  |  | 24691.2 | 28696.8801 | 413631.2974 | 517039.1218
RA.MR.EX.078.12A |  |  | 0 |  | 20% |  | 8692 | 8308.5673 | 6646.8538 |  | 0 | 0 | 0 |  | 0 | 0 | 0 | 25 | w | 21448.0122 | 0 | 0 | 21448.0122 | 11606 | 9284.8 | 2000 |  |  | 9284.8 | 12163.2122 | 166171.3458 | 207714.1822
RA.MR.EX.078.12M |  |  | 1 |  | 20% |  | 4062 | 3882.8118 | 3106.2495 |  | 0 | 0 | 0 |  | 0 | 0 | 0 | 25 | s | 10666.8451 | 0 | 0 | 10666.8451 | 14478 | 11582.4 | 797 |  |  | 11582.4 | -915.5549 | 77656.2364 | 97070.2955
RA.MR.EX.079.12 |  |  | 1 |  | 20% |  | 38160 | 36476.6369 | 29181.3095 |  | 74909 | 74909 | 59927.2 |  | 0 | 0 | 0 | 15 | s | 70907.7771 | 61712.0373 | 0 | 132619.8144 | 8975 | 7180 | 3816 |  |  | 7180 | 125439.8144 | 437719.6425 | 547149.5532
RA.MR.EX.080.12VFD |  |  | 1 |  | 20% |  | 45169 | 43176.4468 | 34541.1575 |  | 50993 | 50993 | 40794.4 |  | 0 | 0 | 0 | 15 | s | 83931.6924 | 42009.397 | 0 | 125941.0894 | 25000 | 20000 | 9034 |  |  | 20000 | 105941.0894 | 518117.362 | 647646.7025
RA.MR.EX.081.12A |  |  | 0 |  | 20% |  | 4606 | 4402.8142 | 3522.2514 |  | 0 | 0 | 0 |  | 0 | 0 | 0 | 15 | w | 8048.3383 | 0 | 0 | 8048.3383 | 3000 | 2400 | 461 |  |  | 2400 | 5648.3383 | 52833.7703 | 66042.2128
RA.MR.EX.081.12B |  |  | 0 |  | 20% |  | 49163 | 46994.2584 | 37595.4067 |  | 57866 | 57866 | 46292.8 |  | 0 | 0 | 0 | 15 | s | 91353.2244 | 47671.5582 | 0 | 139024.7826 | 20000 | 16000 | 9833 |  |  | 16000 | 123024.7826 | 563931.1003 | 704913.8753
RA.MR.EX.081.12M |  |  | 1 |  | 20% |  | 12418 | 11870.2012 | 9496.1609 |  | 0 | 0 | 0 |  | 0 | 0 | 0 | 15 | s | 23074.7583 | 0 | 0 | 23074.7583 | 3000 | 2400 | 1241 |  |  | 2400 | 20674.7583 | 142442.4141 | 178053.0176
RA.MR.EX.082.12 |  |  | 1 |  | 20% |  | 62243 | 59497.2565 | 47597.8052 |  | 0 | 0 | 0 |  | 0 | 0 | 0 | 25 | s | 163450.6251 | 0 | 0 | 163450.6251 | 7047 | 5637.6 | 9692 |  |  | 5637.6 | 157813.0251 | 1189945.1306 | 1487431.4132
RA.MR.EX.083.12 |  |  | 1 |  | 20% |  | 41600 | 39764.8872 | 31811.9097 |  | 0 | 0 | 0 |  | 0 | 0 | 0 | 25 | s | 109241.9389 | 0 | 0 | 109241.9389 | 66 | 52.8 | 4043 |  |  | 52.8 | 109189.1389 | 795297.7432 | 994122.1791
RA.MR.EX.084.12 |  |  | 1 |  | 20% |  | 9226 | 8819.0108 | 7055.2086 |  | 0 | 0 | 0 |  | 0 | 0 | 0 | 25 | s | 24227.5512 | 0 | 0 | 24227.5512 | 50 | 40 | 2062 |  |  | 40 | 24187.5512 | 176380.2158 | 220475.2698
RA.MR.EX.085.12 |  |  | 1 |  | 20% |  | 14162 | 13537.2676 | 10829.8141 |  | 0 | 0 | 0 |  | 0 | 0 | 0 | 25 | s | 37189.5274 | 0 | 0 | 37189.5274 | 2069 | 1655.2 | 3188 |  |  | 1655.2 | 35534.3274 | 270745.3519 | 338431.6899
RA.MR.EX.086.12 |  |  | 1 |  | 20% |  | 13609 | 13008.6622 | 10406.9298 |  | 12058 | 12058 | 9646.4 |  | 0 | 0 | 0 | 15 | s | 25287.8391 | 9933.7028 | 0 | 35221.5419 | 2695 | 2156 | 1361 |  |  | 2156 | 33065.5419 | 156103.9469 | 195129.9337
RA.MR.EX.087.12 |  |  | 1 |  | 20% |  | 15185 | 14515.1397 | 11612.1118 |  | 0 | 0 | 0 |  | 0 | 0 | 0 | 25 | s | 39875.9337 | 0 | 0 | 39875.9337 | 288 | 230.4 | 3323 |  |  | 230.4 | 39645.5337 | 290302.794 | 362878.4925
RA.MR.EX.088.12A |  |  | 0 |  | 20% |  | 49413 | 47233.23 | 37786.584 |  | 40844 | 40844 | 32675.2 |  | 0 | 0 | 0 | 15 | s | 91817.767 | 33648.3794 | 0 | 125466.1464 | 10000 | 8000 | 4941.1 |  |  | 8000 | 117466.1464 | 566798.7604 | 708498.4505
RA.MR.EX.088.12M |  |  | 1 |  | 20% |  | 11539 | 11029.9768 | 8823.9814 |  | 0 | 0 | 0 |  | 0 | 0 | 0 | 15 | s | 21441.4266 | 0 | 0 | 21441.4266 | 5000 | 4000 | 1138.9 |  |  | 4000 | 17441.4266 | 132359.721 | 165449.6513
RA.MR.EX.089.12VFD |  |  | 1 |  | 20% |  | 38041 | 36362.8864 | 29090.3091 |  | 32077 | 32077 | 25661.6 |  | 0 | 0 | 0 | 15 | s | 70686.6548 | 26425.8904 | 0 | 97112.5452 | 20000 | 16000 | 7608 |  |  | 16000 | 81112.5452 | 436354.6363 | 545443.2954
RA.MR.EX.090.12A |  |  | 0 |  | 20% |  | 27034 | 25841.4413 | 20673.1531 |  | 42541 | 42541 | 34032.8 |  | 0 | 0 | 0 | 15 | s | 50233.7748 | 35046.4134 | 0 | 85280.1882 | 12595 | 10076 | 2703 |  |  | 10076 | 75204.1882 | 310097.296 | 387621.62
RA.MR.EX.090.12M |  |  | 1 |  | 20% |  | 2400 | 2294.1281 | 1835.3025 |  | 0 | 0 | 0 |  | 0 | 0 | 0 | 15 | w | 4193.663 | 0 | 0 | 4193.663 | 3390 | 2712 | 240 |  |  | 2712 | 1481.663 | 27529.5373 | 34411.9216
RA.MR.EX.091.12 |  |  | 1 |  | 20% |  | 15811 | 15113.5248 | 12090.8198 |  | 0 | 0 | 0 |  | 0 | 0 | 0 | 25 | w | 39014.5561 | 0 | 0 | 39014.5561 | 13326 | 10660.8 | 3858 |  |  | 10660.8 | 28353.7561 | 302270.4956 | 377838.1195
RA.MR.EX.092.12A |  |  | 0 |  | 20% |  | 9019 | 8621.1422 | 6896.9138 |  | 0 | 0 | 0 |  | 0 | 0 | 0 | 15 | w | 15759.4361 | 0 | 0 | 15759.4361 | 3919.61 | 3135.688 | 902 |  |  | 3135.688 | 12623.7481 | 103453.7069 | 129317.1336
RA.MR.EX.092.12M |  |  | 1 |  | 20% |  | 10294 | 9839.8978 | 7871.9182 |  | 0 | 0 | 0 |  | 0 | 0 | 0 | 15 | s | 19128.0046 | 0 | 0 | 19128.0046 | 3919.61 | 3135.688 | 1029 |  |  | 3135.688 | 15992.3166 | 118078.7736 | 147598.467
RA.MR.EX.092.12VFD - B |  |  | 0 |  | 20% |  | 89542 | 85592.0078 | 68473.6063 |  | 93621 | 93621 | 74896.8 |  | 0 | 0 | 0 | 15 | s | 166384.2813 | 77127.4833 | 0 | 243511.7646 | 16598.58 | 13278.864 | 15623 |  |  | 13278.864 | 230232.9006 | 1027104.0941 | 1283880.1177
RA.MR.EX.093.12 |  |  | 1 |  | 20% |  | 60243 | 57585.4831 | 46068.3865 |  | 0 | 0 | 0 |  | 0 | 0 | 0 | 25 | s | 158198.6088 | 0 | 0 | 158198.6088 | 52994 | 42395.2 | 11587 |  |  | 42395.2 | 115803.4088 | 1151709.6622 | 1439637.0777
RA.MR.EX.094.12 |  |  | 1 |  | 20% |  | 10848 | 10369.459 | 8295.5672 |  | 0 | 0 | 0 |  | 0 | 0 | 0 | 15 | s | 20157.431 | 0 | 0 | 20157.431 | 6019.65 | 4815.72 | 1085 |  |  | 4815.72 | 15341.711 | 124433.5084 | 155541.8856
RA.MR.EX.095.12 |  |  | 1 |  | 20% |  | 22423 | 21433.8477 | 17147.0782 |  | 0 | 0 | 0 |  | 0 | 0 | 0 | 15 | s | 41665.7517 | 0 | 0 | 41665.7517 | 17146 | 13716.8 | 2242 |  |  | 13716.8 | 27948.9517 | 257206.1725 | 321507.7157
RA.MR.EX.096.12VFD |  |  | 1 |  | 20% |  | 12252 | 11711.524 | 9369.2192 |  | 392 | 392 | 313.6 |  | 0 | 0 | 0 | 15 | s | 22766.302 | 322.9401 | 0 | 23089.2421 | 4800 | 3840 | 2450 |  |  | 3840 | 19249.2421 | 140538.2877 | 175672.8597
RA.MR.EX.097.12VFD |  |  | 1 |  | 20% |  | 40276 | 38499.2932 | 30799.4345 |  | 46242 | 46242 | 36993.6 |  | 0 | 0 | 0 | 15 | s | 74839.6653 | 38095.3961 | 0 | 112935.0615 | 15000 | 12000 | 8055 |  |  | 12000 | 100935.0615 | 461991.5179 | 577489.3974
RA.MR.EX.098.12 |  |  | 1 |  | 20% |  | 30083 | 28755.9399 | 23004.7519 |  | 41489 | 41489 | 33191.2 |  | 0 | 0 | 0 | 15 | s | 55899.3359 | 34179.7476 | 0 | 90079.0835 | 15000 | 12000 | 3008 |  |  | 12000 | 78079.0835 | 345071.279 | 431339.0987
RA.MR.EX.099.12 |  |  | 1 |  | 20% |  | 12534 | 11981.084 | 9584.8672 |  | 0 | 0 | 0 |  | 0 | 0 | 0 | 25 | s | 32914.3861 | 0 | 0 | 32914.3861 | 30762 | 24609.6 | 2921 |  |  | 24609.6 | 8304.7861 | 239621.6806 | 299527.1008
RA.MR.EX.100.12A |  |  | 0 |  | 20% |  | 3475 | 3321.7063 | 2657.3651 |  | 0 | 0 | 0 |  | 0 | 0 | 0 | 15 | w | 6072.0746 | 0 | 0 | 6072.0746 | 1750 | 1400 | 875 |  |  | 1400 | 4672.0746 | 39860.4758 | 49825.5948
RA.MR.EX.100.12M |  |  | 1 |  | 20% |  | 3836 | 3666.7814 | 2933.4251 |  | 0 | 0 | 0 |  | 0 | 0 | 0 | 15 | s | 7127.9411 | 0 | 0 | 7127.9411 | 1750 | 1400 | 875 |  |  | 1400 | 5727.9411 | 44001.3771 | 55001.7213
RA.MR.EX.100.12VFD - B |  |  | 0 |  | 20% |  | 40470 | 38684.7352 | 30947.7881 |  | 47859 | 47859 | 38287.2 |  | 0 | 0 | 0 | 15 | s | 75200.1504 | 39427.524 | 0 | 114627.6744 | 14340 | 11472 | 7170 |  |  | 11472 | 103155.6744 | 464216.8222 | 580271.0277
RA.MR.EX.101.12A |  |  | 0 |  | 20% |  | 105039 | 100405.3842 | 80324.3074 |  | 0 | 0 | 0 |  | 0 | 0 | 0 | 25 | s | 275833.2698 | 0 | 0 | 275833.2698 | -14380 | -11504 | 12059 |  |  | -11504 | 287337.2698 | 2008107.684 | 2510134.605
RA.MR.EX.101.12M |  |  | 1 |  | 20% |  | 35596 | 34025.7434 | 27220.5947 |  | 0 | 0 | 0 |  | 0 | 0 | 0 | 15 | s | 66143.4285 | 0 | 0 | 66143.4285 | 39440 | 31552 | 3560 |  |  | 31552 | 34591.4285 | 408308.9202 | 510386.1503
RA.MR.EX.102.12VFD |  |  | 1 |  | 20% |  | 8475 | 8101.1399 | 6480.9119 |  | 235 | 235 | 188 |  | 0 | 0 | 0 | 15 | s | 15747.9929 | 193.5993 | 0 | 15941.5922 | 4800 | 3840 | 1695 |  |  | 3840 | 12101.5922 | 97213.6785 | 121517.0981
RA.MR.EX.103.12VFD |  |  | 1 |  | 20% |  | 13394 | 12803.1466 | 10242.5173 |  | 1959 | 1959 | 1567.2 |  | 0 | 0 | 0 | 15 | s | 24888.3324 | 1613.8766 | 0 | 26502.209 | 4800 | 3840 | 2679 |  |  | 3840 | 22662.209 | 153637.7592 | 192047.199
RA.MR.EX.104.12VFD |  |  | 1 |  | 20% |  | 10664 | 10193.5759 | 8154.8607 |  | 313 | 313 | 250.4 |  | 0 | 0 | 0 | 15 | s | 19815.5276 | 257.8578 | 0 | 20073.3854 | 4800 | 3840 | 2133 |  |  | 3840 | 16233.3854 | 122322.9106 | 152903.6382
RA.MR.EX.105.12VFD |  |  | 1 |  | 20% |  | 17097 | 16342.7951 | 13074.2361 |  | 549 | 549 | 439.2 |  | 0 | 0 | 0 | 15 | s | 31769.1369 | 452.2809 | 0 | 32221.4178 | 7200 | 5760 | 3419 |  |  | 5760 | 26461.4178 | 196113.5411 | 245141.9264
RA.MR.EX.106.12 |  |  | 1 |  | 20% |  | 50805 | 48563.8243 | 38851.0595 |  | 0 | 0 | 0 |  | 0 | 0 | 0 | 25 | s | 133414.3439 | 0 | 0 | 133414.3439 | 4764 | 3811.2 | 11075 |  |  | 3811.2 | 129603.1439 | 971276.4867 | 1214095.6083
RA.MR.EX.107.12A |  |  | 0 |  | 20% |  | 213418 | 204003.43 | 163202.744 |  | 0 | 0 | 0 |  | 0 | 0 | 0 | 25 | s | 560437.4067 | 0 | 0 | 560437.4067 | 61226 | 48980.8 | 31811 |  |  | 48980.8 | 511456.6067 | 4080068.6002 | 5100085.7502
RA.MR.EX.107.12VFD M |  |  | 1 |  | 20% |  | 65647 | 62751.0949 | 50200.8759 |  | 73514 | 73514 | 58811.2 |  | 0 | 0 | 0 | 15 | s | 121983.303 | 60562.799 | 0 | 182546.102 | 56000 | 44800 | 13129 |  |  | 44800 | 137746.102 | 753013.1387 | 941266.4234
RA.MR.EX.108.12A |  |  | 0 |  | 20% |  | 46624 | 44567.262 | 35653.8096 |  | 0 | 0 | 0 |  | 0 | 0 | 0 | 25 | s | 122435.0038 | 0 | 0 | 122435.0038 | 11846 | 9476.8 | 4662 |  |  | 9476.8 | 112958.2038 | 891345.2399 | 1114181.5499
RA.MR.EX.108.12B |  |  | 0 |  | 20% |  | 97905 | 93586.0884 | 74868.8707 |  | 0 | 0 | 0 |  | 0 | 0 | 0 | 25 | s | 257099.3276 | 0 | 0 | 257099.3276 | 13324 | 10659.2 | 14679 |  |  | 10659.2 | 246440.1276 | 1871721.7681 | 2339652.2101
RA.MR.EX.108.12C |  |  | 0 |  | 20% |  | 12950 | 12378.7329 | 9902.9863 |  | 0 | 0 | 0 |  | 0 | 0 | 0 | 25 | w | 31954.8733 | 0 | 0 | 31954.8733 | 2067 | 1653.6 | 2187 |  |  | 1653.6 | 30301.2733 | 247574.6581 | 309468.3226
RA.MR.EX.108.12VFD M |  |  | 1 |  | 20% |  | 3430 | 3278.6914 | 2622.9531 |  | -12071 | -12071 | -9656.8 |  | 0 | 0 | 0 | 15 | s | 6373.524 | -9944.4126 | 0 | -3570.8886 | 22500 | 18000 | 686 |  |  | 18000 | -21570.8886 | 39344.297 | 49180.3713
RA.MR.EX.109.12VFD |  |  | 1 |  | 20% |  | 22706 | 21704.3637 | 17363.4909 |  | 6104 | 6104 | 4883.2 |  | 0 | 0 | 0 | 15 | s | 42191.6139 | 5028.6384 | 0 | 47220.2523 | 8895 | 7116 | 4541 |  |  | 7116 | 40104.2523 | 260452.3638 | 325565.4548
RA.MR.EX.110.12A |  |  | 0 |  | 20% |  | 7771 | 7428.1956 | 5942.5565 |  | 0 | 0 | 0 |  | 0 | 0 | 0 | 15 | w | 13578.7314 | 0 | 0 | 13578.7314 | 6995 | 5596 | 778 |  |  | 5596 | 7982.7314 | 89138.3475 | 111422.9344
RA.MR.EX.110.12M |  |  | 1 |  | 20% |  | 4193 | 4008.033 | 3206.4264 |  | 0 | 0 | 0 |  | 0 | 0 | 0 | 15 | s | 7791.3079 | 0 | 0 | 7791.3079 | 6995 | 5596 | 419 |  |  | 5596 | 2195.3079 | 48096.3957 | 60120.4947
RA.MR.EX.110.12VFD - B |  |  | 0 |  | 20% |  | 58911 | 56312.242 | 45049.7936 |  | 87241 | 87241 | 69792.8 |  | 0 | 0 | 0 | 15 | s | 109466.6681 | 71871.4687 | 0 | 181338.1368 | 15995 | 12796 | 11782 |  |  | 12796 | 168542.1368 | 675746.9041 | 844683.6302
RA.MR.EX.111.12A |  |  | 0 |  | 20% |  | 27099 | 25903.574 | 20722.8592 |  | 0 | 0 | 0 |  | 0 | 0 | 0 | 15 | s | 50354.5558 | 0 | 0 | 50354.5558 | 13400 | 10720 | 2710 |  |  | 10720 | 39634.5558 | 310842.8877 | 388553.6096
RA.MR.EX.111.12M |  |  | 1 |  | 20% |  | 2520 | 2408.8345 | 1927.0676 |  | 0 | 0 | 0 |  | 0 | 0 | 0 | 15 | w | 4403.3462 | 0 | 0 | 4403.3462 | 10000 | 8000 | 252 |  |  | 8000 | -3596.6538 | 28906.0141 | 36132.5177
RA.MR.EX.112.12A |  |  | 0 |  | 20% |  | 2534 | 2422.2169 | 1937.7735 |  | 0 | 0 | 0 |  | 0 | 0 | 0 | 15 | w | 4427.8092 | 0 | 0 | 4427.8092 | 12316 | 9852.8 | 253 |  |  | 9852.8 | -5424.9908 | 29066.6031 | 36333.2539
RA.MR.EX.112.12B |  |  | 0 |  | 20% |  | 16213 | 15497.7912 | 12398.233 |  | 0 | 0 | 0 |  | 0 | 0 | 0 | 15 | s | 30126.5144 | 0 | 0 | 30126.5144 | 12318 | 9854.4 | 1622 |  |  | 9854.4 | 20272.1144 | 185973.4949 | 232466.8686
RA.MR.EX.112.12M |  |  | 1 |  | 20% |  | 33233 | 31766.9831 | 25413.5864 |  | 0 | 0 | 0 |  | 0 | 0 | 0 | 15 | s | 61752.5722 | 0 | 0 | 61752.5722 | 12316 | 9852.8 | 3323 |  |  | 9852.8 | 51899.7722 | 381203.7967 | 476504.7458
RA.MR.EX.113.12 |  |  | 1 |  | 20% |  | 3209 | 3067.4405 | 2453.9524 |  | 0 | 0 | 0 |  | 0 | 0 | 0 | 15 | w | 5607.2769 | 0 | 0 | 5607.2769 | 6500 | 5200 | 321 |  |  | 5200 | 407.2769 | 36809.2855 | 46011.6068
RA.MR.EX.114.12A |  |  | 0 |  | 20% |  | 16576 | 15844.7781 | 12675.8225 |  | 0 | 0 | 0 |  | 0 | 0 | 0 | 25 | w | 40902.2378 | 0 | 0 | 40902.2378 | 53987 | 43189.6 | 3869 |  |  | 43189.6 | -2287.3622 | 316895.5623 | 396119.4529
RA.MR.EX.114.12M |  |  | 1 |  | 20% |  | 68203 | 65194.3413 | 52155.4731 |  | 0 | 0 | 0 |  | 0 | 0 | 0 | 25 | s | 179101.6337 | 0 | 0 | 179101.6337 | 18433 | 14746.4 | 11238 |  |  | 14746.4 | 164355.2337 | 1303886.8265 | 1629858.5331
RA.MR.EX.115.12 |  |  | 1 |  | 20% |  | 4372 | 4179.1367 | 3343.3094 |  | 0 | 0 | 0 |  | 0 | 0 | 0 | 15 | w | 7639.4561 | 0 | 0 | 7639.4561 | 9750 | 7800 | 437 |  |  | 7800 | -160.5439 | 50149.6404 | 62687.0505
RA.MR.EX.116.12 |  |  | 1 |  | 20% |  | 79873 | 76349.5392 | 61079.6314 |  | 0 | 0 | 0 |  | 0 | 0 | 0 | 25 | s | 209747.1487 | 0 | 0 | 209747.1487 | 18270 | 14616 | 12459 |  |  | 14616 | 195131.1487 | 1526990.7848 | 1908738.481
RA.MR.EX.117.12A |  |  | 0 |  | 20% |  | 37955 | 36280.6801 | 29024.5441 |  | 0 | 0 | 0 |  | 0 | 0 | 0 | 25 | w | 93656.1556 | 0 | 0 | 93656.1556 | 11784 | 9427.2 | 6238 |  |  | 9427.2 | 84228.9556 | 725613.602 | 907017.0026
RA.MR.EX.117.12M |  |  | 1 |  | 20% |  | 141643 | 135394.6614 | 108315.7291 |  | 0 | 0 | 0 |  | 0 | 0 | 0 | 25 | s | 371955.672 | 0 | 0 | 371955.672 | 27416 | 21932.8 | 25770 |  |  | 21932.8 | 350022.872 | 2707893.2271 | 3384866.5338
RA.MR.EX.118.12A |  |  | 0 |  | 20% |  | 153444 | 146675.0804 | 117340.0643 |  | 0 | 0 | 0 |  | 0 | 0 | 0 | 25 | s | 402945.1941 | 0 | 0 | 402945.1941 | 19554 | 15643.2 | 30000 |  |  | 15643.2 | 387301.9941 | 2933501.6085 | 3666877.0107
RA.MR.EX.118.12B |  |  | 0 |  | 20% |  | 21058 | 20129.0624 | 16103.2499 |  | 0 | 0 | 0 |  | 0 | 0 | 0 | 25 | w | 51961.8317 | 0 | 0 | 51961.8317 | 12680 | 10144 | 3460 |  |  | 10144 | 41817.8317 | 402581.247 | 503226.5588
RA.MR.EX.118.12VFD - M |  |  | 1 |  | 20% |  | 36883 | 35255.9695 | 28204.7756 |  | 43105 | 43105 | 34484 |  | 0 | 0 | 0 | 15 | s | 68534.8937 | 35511.0517 | 0 | 104045.9453 | 30000 | 24000 | 7377 |  |  | 24000 | 80045.9453 | 423071.6346 | 528839.5432
RA.MR.EX.119.12M-VFD |  |  | 1 |  | 20% |  | 9001 | 8603.9363 | 6883.149 |  | 0 | 0 | 0 |  | 0 | 0 | 0 | 15 | s | 16725.3905 | 0 | 0 | 16725.3905 | 9000 | 7200 | 1300 |  |  | 7200 | 9525.3905 | 103247.2354 | 129059.0442
RA.MR.EX.119.12VFD - B |  |  | 0 |  | 20% |  | 39382 | 37644.7304 | 30115.7844 |  | 37185 | 37185 | 29748 |  | 0 | 0 | 0 | 15 | s | 73178.4611 | 30633.9974 | 0 | 103812.4585 | 12000 | 9600 | 7876 |  |  | 9600 | 94212.4585 | 451736.7653 | 564670.9566
RA.MR.EX.119.12VFD -A |  |  | 0 |  | 20% |  | 5368 | 5131.1999 | 4104.9599 |  | 0 | 0 | 0 |  | 0 | 0 | 0 | 15 | w | 9379.8263 | 0 | 0 | 9379.8263 | 9000 | 7200 | 747 |  |  | 7200 | 2179.8263 | 61574.3984 | 76967.9979
RA.MR.EX.120.12 |  |  | 1 |  | 20% |  | 101611 | 97128.6046 | 77702.8836 |  | 0 | 0 | 0 |  | 0 | 0 | 0 | 25 | s | 266831.3138 | 0 | 0 | 266831.3138 | 50717 | 40573.6 | 17539 |  |  | 40573.6 | 226257.7138 | 1942572.0911 | 2428215.1138
RA.MR.EX.121.12 |  |  | 1 |  | 20% |  | 5193 | 4963.9197 | 3971.1358 |  | 0 | 0 | 0 |  | 0 | 0 | 0 | 15 | s | 9649.4782 | 0 | 0 | 9649.4782 | 1130 | 904 | 519 |  |  | 904 | 8745.4782 | 59567.0363 | 74458.7953
RA.MR.EX.122.12VFD |  |  | 1 |  | 20% |  | 39428 | 37688.7012 | 30150.961 |  | 59091 | 59091 | 47272.8 |  | 0 | 0 | 0 | 15 | s | 73263.937 | 48680.7459 | 0 | 121944.6829 | 6018 | 4814.4 | 7886 |  |  | 4814.4 | 117130.2829 | 452264.4147 | 565330.5184
RA.MR.EX.123.12A |  |  | 0 |  | 20% |  | 27486 | 26273.5021 | 21018.8017 |  | 0 | 0 | 0 |  | 0 | 0 | 0 | 25 | w | 67823.2932 | 0 | 0 | 67823.2932 | 16480 | 13184 | 5747 |  |  | 13184 | 54639.2932 | 525470.0426 | 656837.5532
RA.MR.EX.123.12M |  |  | 1 |  | 20% |  | 84981 | 81232.2086 | 64985.7668 |  | 0 | 0 | 0 |  | 0 | 0 | 0 | 25 | s | 223160.7983 | 0 | 0 | 223160.7983 | 11186 | 8948.8 | 14623 |  |  | 8948.8 | 214211.9983 | 1624644.1711 | 2030805.2139
RA.MR.EX.124.12 |  |  | 1 |  | 20% |  | 6272 | 5995.3214 | 4796.2572 |  | 0 | 0 | 0 |  | 0 | 0 | 0 | 25 | s | 16470.3231 | 0 | 0 | 16470.3231 | 798 | 638.4 | 1347 |  |  | 638.4 | 15831.9231 | 119906.429 | 149883.0362
RA.MR.EX.125.12VFD |  |  | 1 |  | 20% |  | 36007 | 34418.6128 | 27534.8902 |  | 7901 | 7901 | 6320.8 |  | 0 | 0 | 0 | 15 | s | 66907.1365 | 6509.0551 | 0 | 73416.1916 | 22500 | 18000 | 7202 |  |  | 18000 | 55416.1916 | 413023.3535 | 516279.1918
RA.MR.EX.126.12VFD |  |  | 1 |  | 20% |  | 18642 | 17819.6401 | 14255.712 |  | 26825 | 26825 | 21460 |  | 0 | 0 | 0 | 15 | s | 34640.01 | 22099.1523 | 0 | 56739.1623 | 2500 | 2000 | 3728 |  |  | 2000 | 54739.1623 | 213835.6807 | 267294.6009
RA.MR.EX.127.12HEBO A |  |  | 0 |  | 20% |  | 109300 | 109300 | 87440 |  | 0 | 0 | 0 |  | 0 | 0 | 0 | 25 | s | 300268.5227 | 0 | 0 | 300268.5227 | 28200 | 22560 | 8800 |  |  | 22560 | 277708.5227 | 2186000 | 2732500
RA.MR.EX.127.12HEBO M |  |  | 1 |  | 20% |  | 14951 | 14951 | 11960.8 |  | 0 | 0 | 0 |  | 0 | 0 | 0 | 25 | w | 38595.0092 | 0 | 0 | 38595.0092 | 14800 | 11840 | 2800 |  |  | 11840 | 26755.0092 | 299020 | 373775
RA.MR.EX.128.12VFD |  |  | 1 |  | 20% |  | 89702 | 85744.9497 | 68595.9598 |  | 98673 | 98673 | 78938.4 |  | 0 | 0 | 0 | 15 | s | 166681.5886 | 81289.456 | 0 | 247971.0445 | 3824 | 3059.2 | 7943 |  |  | 3059.2 | 244911.8445 | 1028939.3966 | 1286174.2458
RA.MR.EX.129.12VFD |  |  | 1 |  | 20% |  | 113541 | 108532.333 | 86825.8664 |  | 162900 | 162900 | 130320 |  | 0 | 0 | 0 | 15 | s | 210978.5094 | 134201.3761 | 0 | 345179.8854 | 3824 | 3059.2 | 9845 |  |  | 3059.2 | 342120.6854 | 1302387.9961 | 1627984.9952
RA.MR.EX.130.12VFD |  |  | 1 |  | 20% |  | 32844 | 31395.1431 | 25116.1145 |  | 25319 | 25319 | 20255.2 |  | 0 | 0 | 0 | 15 | s | 61029.744 | 20858.4692 | 0 | 81888.2132 | 18500 | 14800 | 6569 |  |  | 14800 | 67088.2132 | 376741.7175 | 470927.1469
RA.MR.EX.131.12 |  |  | 1 |  | 20% |  | 9496 | 9077.1002 | 7261.6802 |  | 0 | 0 | 0 |  | 0 | 0 | 0 | 25 | s | 24936.5734 | 0 | 0 | 24936.5734 | 9510 | 7608 | 2350 |  |  | 7608 | 17328.5734 | 181542.0041 | 226927.5051
RA.MR.EX.132.12 |  |  | 1 |  | 20% |  | 3937 | 3763.326 | 3010.6608 |  | 0 | 0 | 0 |  | 0 | 0 | 0 | 15 | w | 6879.3547 | 0 | 0 | 6879.3547 | 7150 | 5720 | 394 |  |  | 5720 | 1159.3547 | 45159.9118 | 56449.8897
RA.MR.EX.133.12 |  |  | 1 |  | 20% |  | 7737 | 7395.6955 | 5916.5564 |  | 0 | 0 | 0 |  | 0 | 0 | 0 | 25 | s | 20317.425 | 0 | 0 | 20317.425 | 15855 | 12684 | 998 |  |  | 12684 | 7633.425 | 147913.9096 | 184892.387
RA.MR.EX.134.12A |  |  | 0 |  | 20% |  | 4141 | 3958.3269 | 3166.6615 |  | 0 | 0 | 0 |  | 0 | 0 | 0 | 25 | w | 10218.1568 | 0 | 0 | 10218.1568 | 5531 | 4424.8 | 978 |  |  | 4424.8 | 5793.3568 | 79166.5374 | 98958.1717
RA.MR.EX.134.12M |  |  | 1 |  | 20% |  | 13813 | 13203.6631 | 10562.9305 |  | 0 | 0 | 0 |  | 0 | 0 | 0 | 25 | s | 36273.0505 | 0 | 0 | 36273.0505 | 12557 | 10045.6 | 3260 |  |  | 10045.6 | 26227.4505 | 264073.2627 | 330091.5783
RA.MR.EX.135.12VFD |  |  | 1 |  | 20% |  | 18625 | 17803.39 | 14242.712 |  | 35649 | 35649 | 28519.2 |  | 0 | 0 | 0 | 15 | s | 34608.4211 | 29368.5995 | 0 | 63977.0206 | 5200 | 4160 | 3725 |  |  | 4160 | 59817.0206 | 213640.6798 | 267050.8498
RA.MR.EX.136.12 |  |  | 1 |  | 20% |  | 53717 | 51347.3664 | 41077.8931 |  | 0 | 0 | 0 |  | 0 | 0 | 0 | 25 | s | 141061.2796 | 0 | 0 | 141061.2796 | 6144 | 4915.2 | 8530.6 |  |  | 4915.2 | 136146.0796 | 1026947.3287 | 1283684.1609
RA.MR.EX.137.12VFD |  |  | 1 |  | 20% |  | 52175 | 49873.3891 | 39898.7113 |  | 53673 | 53673 | 42938.4 |  | 0 | 0 | 0 | 15 | s | 96950.0333 | 44217.2527 | 0 | 141167.2859 | 4750 | 3800 | 10435 |  |  | 3800 | 137367.2859 | 598480.6695 | 748100.8369
RA.MR.EX.138.12 |  |  | 1 |  | 20% |  | 11590 | 11078.727 | 8862.9816 |  | 0 | 0 | 0 |  | 0 | 0 | 0 | 15 | s | 21536.1933 | 0 | 0 | 21536.1933 | 8237.3 | 6589.84 | 1159 |  |  | 6589.84 | 14946.3533 | 132944.7237 | 166180.9046
RA.MR.EX.139.12 |  |  | 1 |  | 20% |  | 28634 | 27370.8601 | 21896.6881 |  | 0 | 0 | 0 |  | 0 | 0 | 0 | 15 | s | 53206.8472 | 0 | 0 | 53206.8472 | 33319.62 | 26655.696 | 2863 |  |  | 26655.696 | 26551.1512 | 328450.3209 | 410562.9011
RA.MR.EX.140.12 |  |  | 1 |  | 20% |  | 67100 | 64139.9983 | 51311.9986 |  | 0 | 0 | 0 |  | 0 | 0 | 0 | 25 | s | 176205.1467 | 0 | 0 | 176205.1467 | 9618 | 7694.4 | 8354.4 |  |  | 7694.4 | 168510.7467 | 1282799.9657 | 1603499.9571
RA.MR.EX.141.12 |  |  | 1 |  | 20% |  | 122296 | 116901.1212 | 93520.8969 |  | 0 | 0 | 0 |  | 0 | 0 | 0 | 25 | s | 321150.2924 | 0 | 0 | 321150.2924 | 41309 | 33047.2 | 10525 |  |  | 33047.2 | 288103.0924 | 2338022.4233 | 2922528.0291
RA.MR.EX.142.12 |  |  | 1 |  | 20% |  | 8124 | 7765.6236 | 6212.4989 |  | 0 | 0 | 0 |  | 0 | 0 | 0 | 15 | s | 15095.7752 | 0 | 0 | 15095.7752 | 4480.9 | 3584.72 | 812 |  |  | 3584.72 | 11511.0552 | 93187.4836 | 116484.3546
RA.MR.EX.143.12 |  |  | 1 |  | 20% |  | 23588 | 22547.4557 | 18037.9646 |  | 0 | 0 | 0 |  | 0 | 0 | 0 | 15 | s | 43830.5201 | 0 | 0 | 43830.5201 | 13174.35 | 10539.48 | 2359 |  |  | 10539.48 | 33291.0401 | 270569.4688 | 338211.836
RA.MR.EX.144.12 |  |  | 1 |  | 20% |  | 24244 | 23174.5174 | 18539.6139 |  | 0 | 0 | 0 |  | 0 | 0 | 0 | 15 | s | 45049.4798 | 0 | 0 | 45049.4798 | 18926.05 | 15140.84 | 2424 |  |  | 15140.84 | 29908.6398 | 278094.209 | 347617.7612
RA.MR.EX.145.12 |  |  | 1 |  | 20% |  | 19329 | 18476.3342 | 14781.0674 |  | 0 | 0 | 0 |  | 0 | 0 | 0 | 15 | s | 35916.5729 | 0 | 0 | 35916.5729 | 16691.15 | 13352.92 | 1933 |  |  | 13352.92 | 22563.6529 | 221716.0108 | 277145.0134
RA.MR.EX.146.12HEBO |  |  | 1 |  | 20% |  | 6633 | 6633 | 5306.4 |  | 0 | 0 | 0 |  | 0 | 0 | 0 | 25 | s | 18222.1511 | 0 | 0 | 18222.1511 | 6000 | 4800 | 850 |  |  | 4800 | 13422.1511 | 132660 | 165825
RA.MR.EX.147.12A |  |  | 0 |  | 20% |  | 4002 | 3825.4586 | 3060.3669 |  | 0 | 0 | 0 |  | 0 | 0 | 0 | 25 | w | 9875.1662 | 0 | 0 | 9875.1662 | 3512 | 2809.6 | 878 |  |  | 2809.6 | 7065.5662 | 76509.1723 | 95636.4654
RA.MR.EX.147.12M |  |  | 1 |  | 20% |  | 18252 | 17446.8442 | 13957.4754 |  | 0 | 0 | 0 |  | 0 | 0 | 0 | 25 | s | 47929.9007 | 0 | 0 | 47929.9007 | 1632 | 1305.6 | 3329 |  |  | 1305.6 | 46624.3007 | 348936.8848 | 436171.1061
RA.MR.EX.148.12 |  |  | 1 |  | 20% |  | 141697 | 135446.2792 | 108357.0234 |  | 0 | 0 | 0 |  | 0 | 0 | 0 | 25 | s | 372097.4764 | 0 | 0 | 372097.4764 | 40548 | 32438.4 | 23317 |  |  | 32438.4 | 339659.0764 | 2708925.5847 | 3386156.9809
RA.MR.EX.149.12 |  |  | 1 |  | 20% |  | 73840 | 70582.6747 | 56466.1398 |  | 0 | 0 | 0 |  | 0 | 0 | 0 | 25 | s | 193904.4416 | 0 | 0 | 193904.4416 | 28894 | 23115.2 | 14749.29 |  |  | 23115.2 | 170789.2416 | 1411653.4943 | 1764566.8678
RA.MR.EX.150.12 |  |  | 1 |  | 20% |  | 116243 | 111115.1389 | 88892.1111 |  | 0 | 0 | 0 |  | 0 | 0 | 0 | 25 | s | 305255.065 | 0 | 0 | 305255.065 | 60950 | 48760 | 19099 |  |  | 48760 | 256495.065 | 2222302.7781 | 2777878.4726
RA.MR.EX.151.12 |  |  | 1 |  | 20% |  | 18890 | 18056.7 | 14445.36 |  | 0 | 0 | 0 |  | 0 | 0 | 0 | 25 | s | 49605.2939 | 0 | 0 | 49605.2939 | 3421 | 2736.8 | 3485 |  |  | 2736.8 | 46868.4939 | 361133.9993 | 451417.4991
RA.MR.EX.152.12 |  |  | 1 |  | 20% |  | 12372 | 11826.2304 | 9460.9843 |  | 0 | 0 | 0 |  | 0 | 0 | 0 | 25 | s | 32488.9728 | 0 | 0 | 32488.9728 | 12607 | 10085.6 | 2789 |  |  | 10085.6 | 22403.3728 | 236524.6077 | 295655.7596
RA.MR.EX.153.12A |  |  | 0 |  | 20% |  | 3023 | 2889.6455 | 2311.7164 |  | 0 | 0 | 0 |  | 0 | 0 | 0 | 15 | w | 5282.268 | 0 | 0 | 5282.268 | 4240 | 3392 | 303 |  |  | 3392 | 1890.268 | 34675.7463 | 43344.6829
RA.MR.EX.153.12M |  |  | 1 |  | 20% |  | 17503 | 16730.8851 | 13384.7081 |  | 0 | 0 | 0 |  | 0 | 0 | 0 | 15 | s | 32523.554 | 0 | 0 | 32523.554 | 8000 | 6400 | 1750 |  |  | 6400 | 26123.554 | 200770.6212 | 250963.2764
RA.MR.EX.154.12A |  |  | 0 |  | 20% |  | 2772 | 2649.718 | 2119.7744 |  | 0 | 0 | 0 |  | 0 | 0 | 0 | 15 | w | 4843.6808 | 0 | 0 | 4843.6808 | 4240 | 3392 | 277 |  |  | 3392 | 1451.6808 | 31796.6155 | 39745.7694
RA.MR.EX.154.12M |  |  | 1 |  | 20% |  | 19130 | 18286.1128 | 14628.8902 |  | 0 | 0 | 0 |  | 0 | 0 | 0 | 15 | s | 35546.7971 | 0 | 0 | 35546.7971 | 8000 | 6400 | 1913 |  |  | 6400 | 29146.7971 | 219433.3533 | 274291.6916
RA.MR.EX.155.12A |  |  | 0 |  | 20% |  | 3564 | 3406.7802 | 2725.4242 |  | 0 | 0 | 0 |  | 0 | 0 | 0 | 15 | w | 6227.5896 | 0 | 0 | 6227.5896 | 4240 | 3392 | 357 |  |  | 3392 | 2835.5896 | 40881.3628 | 51101.7036
RA.MR.EX.155.12M |  |  | 1 |  | 20% |  | 18235 | 17430.5942 | 13944.4753 |  | 0 | 0 | 0 |  | 0 | 0 | 0 | 15 | s | 33883.7347 | 0 | 0 | 33883.7347 | 8000 | 6400 | 1823 |  |  | 6400 | 27483.7347 | 209167.13 | 261458.9125
RA.MR.EX.156.12A |  |  | 0 |  | 20% |  | 5843 | 5585.2461 | 4468.1968 |  | 0 | 0 | 0 |  | 0 | 0 | 0 | 15 | w | 10209.8221 | 0 | 0 | 10209.8221 | 4240 | 3392 | 584 |  |  | 3392 | 6817.8221 | 67022.9526 | 83778.6908
RA.MR.EX.156.12M |  |  | 1 |  | 20% |  | 26402 | 25237.3209 | 20189.8567 |  | 0 | 0 | 0 |  | 0 | 0 | 0 | 15 | s | 49059.4112 | 0 | 0 | 49059.4112 | 8000 | 6400 | 2640 |  |  | 6400 | 42659.4112 | 302847.8512 | 378559.814
RA.MR.EX.157.12A |  |  | 0 |  | 20% |  | 15159 | 14490.2866 | 11592.2293 |  | 0 | 0 | 0 |  | 0 | 0 | 0 | 15 | w | 26488.224 | 0 | 0 | 26488.224 | 2945 | 2356 | 1516 |  |  | 2356 | 24132.224 | 173883.4398 | 217354.2997
RA.MR.EX.157.12M |  |  | 1 |  | 20% |  | 69022 | 65977.2125 | 52781.77 |  | 0 | 0 | 0 |  | 0 | 0 | 0 | 15 | s | 128254.6276 | 0 | 0 | 128254.6276 | 12555 | 10044 | 6902 |  |  | 10044 | 118210.6276 | 791726.5505 | 989658.1881
RA.MR.EX.158.12A |  |  | 0 |  | 20% |  | 8253 | 7888.933 | 6311.1464 |  | 0 | 0 | 0 |  | 0 | 0 | 0 | 15 | w | 14420.9587 | 0 | 0 | 14420.9587 | 3672 | 2937.6 | 825 |  |  | 2937.6 | 11483.3587 | 94667.1963 | 118333.9953
RA.MR.EX.158.12M |  |  | 1 |  | 20% |  | 27859 | 26630.0479 | 21304.0383 |  | 0 | 0 | 0 |  | 0 | 0 | 0 | 15 | s | 51766.7652 | 0 | 0 | 51766.7652 | 8568 | 6854.4 | 2786 |  |  | 6854.4 | 44912.3652 | 319560.5745 | 399450.7181
RA.MR.EX.159.12 |  |  | 1 |  | 20% |  | 113118 | 108127.9929 | 86502.3943 |  | 158796 | 158796 | 127036.8 |  | 0 | 0 | 0 | 15 | s | 210192.5033 | 130820.3911 | 0 | 341012.8945 | 21200 | 16960 | 10600 |  |  | 16960 | 324052.8945 | 1297535.9152 | 1621919.894
RA.MR.EX.160.12VFD |  |  | 1 |  | 20% |  | 17023 | 16272.0595 | 13017.6476 |  | 39548 | 39548 | 31638.4 |  | 0 | 0 | 0 | 15 | s | 31631.6323 | 32580.6999 | 0 | 64212.3323 | 3000 | 2400 | 3405 |  |  | 2400 | 61812.3323 | 195264.7137 | 244080.8921
RA.MR.EX.161.12VFD |  |  | 1 |  | 20% |  | 42100 | 40242.8305 | 32194.2644 |  | 81318 | 81318 | 65054.4 |  | 0 | 0 | 0 | 15 | s | 78228.9679 | 66991.9429 | 0 | 145220.9108 | 16925 | 13540 | 8420 |  |  | 13540 | 131680.9108 | 482913.9662 | 603642.4578
RA.MR.EX.162.12 |  |  | 1 |  | 20% |  | 14033 | 13413.9582 | 10731.1666 |  | 0 | 0 | 0 |  | 0 | 0 | 0 | 25 | w | 34627.2383 | 0 | 0 | 34627.2383 | 6751 | 5400.8 | 3248 |  |  | 5400.8 | 29226.4383 | 268279.1642 | 335348.9553
RA.MR.EX.163.12 |  |  | 1 |  | 20% |  | 9097 | 8695.7014 | 6956.5611 |  | 0 | 0 | 0 |  | 0 | 0 | 0 | 25 | w | 22447.3731 | 0 | 0 | 22447.3731 | 5249 | 4199.2 | 1555 |  |  | 4199.2 | 18248.1731 | 173914.0281 | 217392.5352
RA.MR.EX.164.12 |  |  | 1 |  | 20% |  | 18792 | 17963.0231 | 14370.4185 |  | 0 | 0 | 0 |  | 0 | 0 | 0 | 25 | w | 46370.3458 | 0 | 0 | 46370.3458 | 6751 | 5400.8 | 1894 |  |  | 5400.8 | 40969.5458 | 359260.4613 | 449075.5767
RA.MR.EX.165.12A |  |  | 0 |  | 20% |  | 6073 | 5805.1 | 4644.08 |  | 0 | 0 | 0 |  | 0 | 0 | 0 | 15 | w | 10611.7148 | 0 | 0 | 10611.7148 | 2995 | 2396 | 608 |  |  | 2396 | 8215.7148 | 69661.1999 | 87076.4999
RA.MR.EX.165.12M |  |  | 1 |  | 20% |  | 11953 | 11425.7139 | 9140.5711 |  | 0 | 0 | 0 |  | 0 | 0 | 0 | 15 | s | 22210.7091 | 0 | 0 | 22210.7091 | 4295 | 3436 | 1195 |  |  | 3436 | 18774.7091 | 137108.5662 | 171385.7078
RA.MR.EX.166.12VFD |  |  | 1 |  | 20% |  | 34450 | 32930.2972 | 26344.2377 |  | 26588 | 26588 | 21270.4 |  | 0 | 0 | 0 | 15 | s | 64013.9654 | 21903.9054 | 0 | 85917.8708 | 18500 | 14800 | 6890 |  |  | 14800 | 71117.8708 | 395163.5662 | 493954.4577
RA.MR.EX.167.12VFD |  |  | 1 |  | 20% |  | 9541 | 9120.1151 | 7296.0921 |  | 10635 | 10635 | 8508 |  | 0 | 0 | 0 | 15 | s | 17728.8024 | 8761.3974 | 0 | 26490.1998 | 24800 | 19840 | 1908 |  |  | 19840 | 6650.1998 | 109441.3813 | 136801.7266
RA.MR.EX.168.12VFD |  |  | 1 |  | 20% |  | 14312 | 13680.6506 | 10944.5205 |  | 15953 | 15953 | 12762.4 |  | 0 | 0 | 0 | 15 | s | 26594.1327 | 13142.508 | 0 | 39736.6407 | 24800 | 19840 | 2862 |  |  | 19840 | 19896.6407 | 164167.8072 | 205209.759
RA.MR.EX.169.12 |  |  | 1 |  | 20% |  | 5824 | 5567.0842 | 4453.6674 |  | 0 | 0 | 0 |  | 0 | 0 | 0 | 25 | w | 14371.0565 | 0 | 0 | 14371.0565 | 6096 | 4876.8 | 1060 |  |  | 4876.8 | 9494.2565 | 111341.6841 | 139177.1051
RA.MR.EX.170.12VFD |  |  | 1 |  | 20% |  | 35087 | 33539.197 | 26831.3576 |  | 37224 | 37224 | 29779.2 |  | 0 | 0 | 0 | 15 | s | 65197.6199 | 30666.1266 | 0 | 95863.7465 | 18500 | 14800 | 7017 |  |  | 14800 | 81063.7465 | 402470.3642 | 503087.9552
RA.MR.EX.171.12 |  |  | 1 |  | 20% |  | 1142 | 1091.6226 | 873.2981 |  | 0 | 0 | 0 |  | 0 | 0 | 0 | 15 | s | 2122.0304 | 0 | 0 | 2122.0304 | 2200 | 1760 | 114 |  |  | 1760 | 362.0304 | 13099.4715 | 16374.3394
RA.MR.EX.172.12 |  |  | 1 |  | 20% |  | 24000 | 22941.2811 | 18353.0248 |  | 0 | 0 | 0 |  | 0 | 0 | 0 | 15 | s | 44596.0862 | 0 | 0 | 44596.0862 | 48228.35 | 38582.68 | 2400 |  |  | 38582.68 | 6013.4062 | 275295.3727 | 344119.2158
RA.MR.EX.173.12 |  |  | 1 |  | 20% |  | 48561 | 46418.8146 | 37135.0516 |  | 0 | 0 | 0 |  | 0 | 0 | 0 | 25 | w | 119827.0734 | 0 | 0 | 119827.0734 | 4390 | 3512 | 8121.43 |  |  | 3512 | 116315.0734 | 928376.2911 | 1160470.3639
RA.MR.EX.174.12 |  |  | 1 |  | 20% |  | 7403 | 7076.4293 | 5661.1435 |  | 0 | 0 | 0 |  | 0 | 0 | 0 | 25 | w | 18267.3302 | 0 | 0 | 18267.3302 | 8909 | 7127.2 | 1538 |  |  | 7127.2 | 11140.1302 | 141528.5864 | 176910.733
RA.MR.EX.175.12 |  |  | 1 |  | 20% |  | 8487 | 8112.6105 | 6490.0884 |  | 0 | 0 | 0 |  | 0 | 0 | 0 | 25 | s | 22286.9311 | 0 | 0 | 22286.9311 | 4634 | 3707.2 | 1785 |  |  | 3707.2 | 18579.7311 | 162252.2103 | 202815.2628
RA.MR.EX.176.12 |  |  | 1 |  | 20% |  | 40320 | 38541.3522 | 30833.0817 |  | 0 | 0 | 0 |  | 0 | 0 | 0 | 25 | s | 105880.6485 | 0 | 0 | 105880.6485 | 2216 | 1772.8 | 5352.7 |  |  | 1772.8 | 104107.8485 | 770827.0435 | 963533.8043
RA.MR.EX.177.12 |  |  | 1 |  | 20% |  | 48679 | 46531.6092 | 37225.2873 |  | 0 | 0 | 0 |  | 0 | 0 | 0 | 15 | s | 90453.87 | 0 | 0 | 90453.87 | 43740 | 34992 | 4868 |  |  | 34992 | 55461.87 | 558379.3102 | 697974.1378
RA.MR.EX.178.12 |  |  | 1 |  | 20% |  | 48679 | 46531.6092 | 37225.2873 |  | 0 | 0 | 0 |  | 0 | 0 | 0 | 15 | s | 90453.87 | 0 | 0 | 90453.87 | 43740 | 34992 | 4868 |  |  | 34992 | 55461.87 | 558379.3102 | 697974.1378
RA.MR.EX.179.12 |  |  | 1 |  | 20% |  | 22674 | 21673.7753 | 17339.0202 |  | 0 | 0 | 0 |  | 0 | 0 | 0 | 25 | w | 55949.4051 | 0 | 0 | 55949.4051 | 8420 | 6736 | 4478.52 |  |  | 6736 | 49213.4051 | 433475.5055 | 541844.3819
RA.MR.EX.180.12 |  |  | 1 |  | 20% |  | 21556 | 20605.0939 | 16484.0751 |  | 0 | 0 | 0 |  | 0 | 0 | 0 | 25 | w | 53190.6755 | 0 | 0 | 53190.6755 | 11496 | 9196.8 | 5144.95 |  |  | 9196.8 | 43993.8755 | 412101.8787 | 515127.3484
RA.MR.EX.181.12A |  |  | 0 |  | 20% |  | 20150 | 19261.1172 | 15408.8938 |  | 0 | 0 | 0 |  | 0 | 0 | 0 | 25 | w | 49721.2893 | 0 | 0 | 49721.2893 | 16172 | 12937.6 | 4964 |  |  | 12937.6 | 36783.6893 | 385222.3444 | 481527.9305
RA.MR.EX.181.12VFD - M |  |  | 1 |  | 20% |  | 78791 | 75315.2698 | 60252.2159 |  | 79963 | 79963 | 63970.4 |  | 0 | 0 | 0 | 15 | s | 146407.0929 | 65875.6577 | 0 | 212282.7505 | 25000 | 20000 | 15758 |  |  | 20000 | 192282.7505 | 903783.2378 | 1129729.0473
RA.MR.EX.182.12A |  |  | 0 |  | 20% |  | 8679 | 8296.1408 | 6636.9126 |  | 0 | 0 | 0 |  | 0 | 0 | 0 | 25 | w | 21415.934 | 0 | 0 | 21415.934 | 16246 | 12996.8 | 1548 |  |  | 12996.8 | 8419.134 | 165922.8152 | 207403.519
RA.MR.EX.182.12M |  |  | 1 |  | 20% |  | 65665 | 62768.3009 | 50214.6407 |  | 0 | 0 | 0 |  | 0 | 0 | 0 | 25 | s | 172436.825 | 0 | 0 | 172436.825 | 18274 | 14619.2 | 10714 |  |  | 14619.2 | 157817.625 | 1255366.0171 | 1569207.5213
RA.MR.EX.183.12A |  |  | 0 |  | 20% |  | 14174 | 13548.7382 | 10838.9906 |  | 0 | 0 | 0 |  | 0 | 0 | 0 | 15 | s | 26337.7052 | 0 | 0 | 26337.7052 | 18700 | 14960 | 1417 |  |  | 14960 | 11377.7052 | 162584.8588 | 203231.0735
RA.MR.EX.183.12M |  |  | 1 |  | 20% |  | 18213 | 17409.5647 | 13927.6517 |  | 0 | 0 | 0 |  | 0 | 0 | 0 | 15 | s | 33842.8549 | 0 | 0 | 33842.8549 | 19000 | 15200 | 1821 |  |  | 15200 | 18642.8549 | 208914.7759 | 261143.4699
RA.MR.EX.184.12A - VFD |  |  | 0 |  | 20% |  | 83376 | 79698.0104 | 63758.4083 |  | 41630 | 41630 | 33304 |  | 0 | 0 | 0 | 15 | s | 154926.8035 | 34295.9072 | 0 | 189222.7107 | 34500 | 27600 | 16675.2 |  |  | 27600 | 161622.7107 | 956376.1246 | 1195470.1558
RA.MR.EX.184.12M |  |  | 1 |  | 20% |  | 67620 | 64637.0594 | 51709.6475 |  | 0 | 0 | 0 |  | 0 | 0 | 0 | 15 | s | 125649.4729 | 0 | 0 | 125649.4729 | 11500 | 9200 | 6762 |  |  | 9200 | 116449.4729 | 775644.7125 | 969555.8906
RA.MR.EX.185.12A |  |  | 0 |  | 20% |  | 19998 | 19115.8224 | 15292.658 |  | 0 | 0 | 0 |  | 0 | 0 | 0 | 25 | w | 49346.2205 | 0 | 0 | 49346.2205 | 16246 | 12996.8 | 3568 |  |  | 12996.8 | 36349.4205 | 382316.4488 | 477895.561
RA.MR.EX.185.12M |  |  | 1 |  | 20% |  | 48481 | 46342.3436 | 37073.8749 |  | 0 | 0 | 0 |  | 0 | 0 | 0 | 25 | s | 127311.501 | 0 | 0 | 127311.501 | 19912 | 15929.6 | 7697 |  |  | 15929.6 | 111381.901 | 926846.8724 | 1158558.5905
RA.MR.EX.186.12 |  |  | 1 |  | 20% |  | 48759 | 46608.0801 | 37286.4641 |  | 0 | 0 | 0 |  | 0 | 0 | 0 | 25 | s | 128041.5312 | 0 | 0 | 128041.5312 | 13652 | 10921.6 | 9970 |  |  | 10921.6 | 117119.9312 | 932161.6025 | 1165202.0031
RA.MR.EX.187.12M |  |  | 1 |  | 20% |  | 165449 | 158150.5004 | 126520.4003 |  | 0 | 0 | 0 |  | 0 | 0 | 0 | 25 | s | 434470.4219 | 0 | 0 | 434470.4219 | 16308 | 13046.4 | 27044 |  |  | 13046.4 | 421424.0219 | 3163010.0077 | 3953762.5097
RA.MR.EX.187.12VFD A |  |  | 0 |  | 20% |  | 75119 | 71805.2538 | 57444.2031 |  | 111015 | 111015 | 88812 |  | 0 | 0 | 0 | 15 | s | 139583.8917 | 91457.1256 | 0 | 231041.0173 | 40000 | 32000 | 15023 |  |  | 32000 | 199041.0173 | 861663.0458 | 1077078.8072
RA.MR.EX.188.12 |  |  | 1 |  | 20% |  | 77911 | 74474.0895 | 59579.2716 |  | 0 | 0 | 0 |  | 0 | 0 | 0 | 25 | s | 204594.9207 | 0 | 0 | 204594.9207 | 18960 | 15168 | 12915.8 |  |  | 15168 | 189426.9207 | 1489481.7902 | 1861852.2378
RA.MR.EX.189.12 |  |  | 1 |  | 20% |  | 65971 | 63060.8022 | 50448.6417 |  | 0 | 0 | 0 |  | 0 | 0 | 0 | 25 | s | 173240.3835 | 0 | 0 | 173240.3835 | 8360 | 6688 | 9640.4 |  |  | 6688 | 166552.3835 | 1261216.0437 | 1576520.0547
RA.MR.EX.190.12 |  |  | 1 |  | 20% |  | 81055 | 77479.3973 | 61983.5179 |  | 0 | 0 | 0 |  | 0 | 0 | 0 | 25 | s | 212851.0904 | 0 | 0 | 212851.0904 | 5376 | 4300.8 | 12024.6 |  |  | 4300.8 | 208550.2904 | 1549587.9466 | 1936984.9333
RA.MR.EX.191.12A |  |  | 0 |  | 20% |  | 4075 | 3895.2383 | 3116.1907 |  | 0 | 0 | 0 |  | 0 | 0 | 0 | 25 | w | 10055.298 | 0 | 0 | 10055.298 | 7349 | 5879.2 | 788 |  |  | 5879.2 | 4176.098 | 77904.7669 | 97380.9586
RA.MR.EX.191.12M |  |  | 1 |  | 20% |  | 15169 | 14499.8455 | 11599.8764 |  | 0 | 0 | 0 |  | 0 | 0 | 0 | 25 | s | 39833.9176 | 0 | 0 | 39833.9176 | 4157 | 3325.6 | 2275 |  |  | 3325.6 | 36508.3176 | 289996.9103 | 362496.1378
RA.MR.EX.192.12HEBO |  |  | 1 |  | 20% |  | 6633 | 6633 | 5306.4 |  | 0 | 0 | 0 |  | 0 | 0 | 0 | 25 | s | 18222.1511 | 0 | 0 | 18222.1511 | 6000 | 4800 | 850 |  |  | 4800 | 13422.1511 | 132660 | 165825
RA.MR.EX.193.12A |  |  | 0 |  | 20% |  | 54350 | 51952.4427 | 41561.9542 |  | 0 | 0 | 0 |  | 0 | 0 | 0 | 25 | w | 134111.7654 | 0 | 0 | 134111.7654 | 68200 | 54560 | 10670.4 |  |  | 54560 | 79551.7654 | 1039048.8545 | 1298811.0681
RA.MR.EX.193.12M |  |  | 1 |  | 20% |  | 96696 | 92430.4214 | 73944.3371 |  | 0 | 0 | 0 |  | 0 | 0 | 0 | 25 | s | 253924.4838 | 0 | 0 | 253924.4838 | 49295 | 39436 | 19329.6 |  |  | 39436 | 214488.4838 | 1848608.4274 | 2310760.5343
RA.MR.EX.194.12 |  |  | 1 |  | 20% |  | 99539 | 95148.0073 | 76118.4058 |  | 0 | 0 | 0 |  | 0 | 0 | 0 | 25 | s | 261390.225 | 0 | 0 | 261390.225 | 30158 | 24126.4 | 24112.65 |  |  | 24126.4 | 237263.825 | 1902960.1458 | 2378700.1822
RA.MR.EX.195.12 |  |  | 1 |  | 20% |  | 7505 | 7173.9298 | 5739.1438 |  | 12942 | 12942 | 10353.6 |  | 0 | 0 | 0 | 15 | s | 13945.5678 | 10661.9657 | 0 | 24607.5335 | 7020 | 5616 | 1501 |  |  | 5616 | 18991.5335 | 86087.1572 | 107608.9464
RA.MR.EX.196.12VFD |  |  | 1 |  | 20% |  | 26194 | 25038.4965 | 20030.7972 |  | 29721 | 29721 | 23776.8 |  | 0 | 0 | 0 | 15 | s | 48672.9118 | 24484.9546 | 0 | 73157.8663 | 12450 | 9960 | 5239 |  |  | 9960 | 63197.8663 | 300461.958 | 375577.4475
RA.MR.EX.197.12A |  |  | 0 |  | 20% |  | 60921 | 58233.5743 | 46586.8594 |  | 0 | 0 | 0 |  | 0 | 0 | 0 | 25 | s | 159979.0423 | 0 | 0 | 159979.0423 | 32334 | 25867.2 | 9138 |  |  | 25867.2 | 134111.8423 | 1164671.486 | 1455839.3575
RA.MR.EX.197.12C |  |  | 0 |  | 20% |  | 145000 | 138603.573 | 110882.8584 |  | 28657 | 28657 | 22925.6 |  | 0 | 0 | 0 | 25 | w | 357795.8782 | 32288.128 | 0 | 390084.0061 | 3499 | 2799.2 | 5872 |  |  | 2799.2 | 387284.8061 | 2772071.4608 | 3465089.326
RA.MR.EX.197.12M |  |  | 1 |  | 20% |  | 85587 | 81811.4759 | 65449.1807 |  | 0 | 0 | 0 |  | 0 | 0 | 0 | 25 | s | 224752.1593 | 0 | 0 | 224752.1593 | 6998 | 5598.4 | 13142 |  |  | 5598.4 | 219153.7593 | 1636229.5181 | 2045286.8976
RA.MR.EX.197.12VFD B |  |  | 0 |  | 20% |  | 33862 | 32368.2358 | 25894.5886 |  | 40794 | 40794 | 32635.2 |  | 0 | 0 | 0 | 15 | s | 62921.3613 | 33607.1881 | 0 | 96528.5494 | 15000 | 12000 | 6772.4 |  |  | 12000 | 84528.5494 | 388418.8295 | 485523.5369
RA.MR.EX.198.12 |  |  | 1 |  | 20% |  | 10258 | 9805.4859 | 7844.3887 |  | 0 | 0 | 0 |  | 0 | 0 | 0 | 25 | s | 26937.5916 | 0 | 0 | 26937.5916 | 11755 | 9404 | 2171.4 |  |  | 9404 | 17533.5916 | 196109.7176 | 245137.1469
RA.MR.EX.199.12A |  |  | 0 |  | 20% |  |  | 0 | 0 |  | 0 | 0 | 0 |  | 0 | 0 | 0 | 15 | s | 0 | 0 | 0 | 0 | 6950 | 5560 | 2073.2 |  |  | 5560 | -5560 | 0 | 0
RA.MR.EX.199.12VFD M |  |  | 1 |  | 20% |  | 55717 | 53259.1399 | 42607.3119 |  | 40187 | 40187 | 32149.6 |  | 0 | 0 | 0 | 15 | s | 103531.6723 | 33107.1252 | 0 | 136638.7975 | 10210 | 8168 | 6997 |  |  | 8168 | 128470.7975 | 639109.6783 | 798887.0978
RA.MR.EX.200.12 |  |  | 1 |  | 20% |  | 19966 | 19085.2341 | 15268.1873 |  | 27039 | 27039 | 21631.2 |  | 0 | 0 | 0 | 15 | s | 37100.2274 | 22275.4512 | 0 | 59375.6786 | 67959 | 54367.2 | 3993.2 |  |  | 54367.2 | 5008.4786 | 229022.8088 | 286278.511
RA.MR.EX.201.12A |  |  | 0 |  | 20% |  | 5607 | 5359.6568 | 4287.7254 |  | 0 | 0 | 0 |  | 0 | 0 | 0 | 15 | s | 10418.7606 | 0 | 0 | 10418.7606 | 4195 | 3356 | 560 |  |  | 3356 | 7062.7606 | 64315.8814 | 80394.8518
RA.MR.EX.201.12M |  |  | 1 |  | 20% |  | 23299 | 22271.2045 | 17816.9636 |  | 18585 | 18585 | 14868 |  | 0 | 0 | 0 | 15 | s | 43293.5089 | 15310.82 | 0 | 58604.3288 | 14995 | 11996 | 4660 |  |  | 11996 | 46608.3288 | 267254.4537 | 334068.0671
RA.MR.EX.202.12 |  |  | 1 |  | 20% |  | 59037 | 56432.6837 | 45146.147 |  | 45781 | 45781 | 36624.8 |  | 0 | 0 | 0 | 15 | s | 109700.7976 | 37715.612 | 0 | 147416.4096 | 77000 | 61600 | 11807.4 |  |  | 61600 | 85816.4096 | 677192.2048 | 846490.256
RA.MR.EX.203.12 |  |  | 1 |  | 20% |  | 8672 | 8289.4496 | 6631.5596 |  | 0 | 0 | 0 |  | 0 | 0 | 0 | 15 | w | 15153.1023 | 0 | 0 | 15153.1023 | 2595 | 2076 | 867.2 |  |  | 2076 | 13077.1023 | 99473.3947 | 124341.7433
RA.MR.EX.204.12 |  |  | 1 |  | 20% |  | 37292 | 35646.9272 | 28517.5418 |  | 24780 | 24780 | 19824 |  | 0 | 0 | 0 | 15 | s | 69294.8853 | 20414.4266 | 0 | 89709.3119 | 13069 | 10455.2 | 3729 |  |  | 10455.2 | 79254.1119 | 427763.1266 | 534703.9082
RA.MR.EX.205.12M |  |  | 1 |  | 20% |  | 11007 | 10521.445 | 8417.156 |  | 0 | 0 | 0 |  | 0 | 0 | 0 | 25 | w | 27160.4085 | 0 | 0 | 27160.4085 | 25534 | 20427.2 | 2601 |  |  | 20427.2 | 6733.2085 | 210428.9005 | 263036.1256
RA.MR.EX.205.12VFD A |  |  | 0 |  | 20% |  | 39182 | 37453.5531 | 29962.8425 |  | 43037 | 43037 | 34429.6 |  | 0 | 0 | 0 | 15 | s | 72806.8271 | 35455.0314 | 0 | 108261.8585 | 10000 | 8000 | 7836.4 |  |  | 8000 | 100261.8585 | 449442.6372 | 561803.2964
RA.MR.EX.206.12 |  |  | 1 |  | 20% |  | 16091 | 15381.1731 | 12304.9384 |  | 0 | 0 | 0 |  | 0 | 0 | 0 | 15 | s | 29899.8176 | 0 | 0 | 29899.8176 | 4190 | 3352 | 1609 |  |  | 3352 | 26547.8176 | 184574.0767 | 230717.5959
RA.MR.EX.207.12HEBO |  |  | 1 |  | 20% |  | 8852 | 8852 | 7081.6 |  | 0 | 0 | 0 |  | 0 | 0 | 0 | 25 | s | 24318.179 | 0 | 0 | 24318.179 | 13500 | 10800 | 1200 |  |  | 10800 | 13518.179 | 177040 | 221300
RA.MR.EX.208.12A |  |  | 0 |  | 20% |  | 67037 | 64079.7774 | 51263.8219 |  | 0 | 0 | 0 |  | 0 | 0 | 0 | 15 | s | 124566.1596 | 0 | 0 | 124566.1596 | 15650 | 12520 | 6703 |  |  | 12520 | 112046.1596 | 768957.329 | 961196.6613
RA.MR.EX.208.12M |  |  | 1 |  | 20% |  | 83376 | 79698.0104 | 63758.4083 |  | 41630 | 41630 | 33304 |  | 0 | 0 | 0 | 15 | s | 154926.8035 | 34295.9072 | 0 | 189222.7107 | 33350 | 26680 | 16675 |  |  | 26680 | 162542.7107 | 956376.1246 | 1195470.1558
RA.MR.EX.209.12A |  |  | 0 |  | 20% |  | 27944 | 26711.2982 | 21369.0386 |  | 0 | 0 | 0 |  | 0 | 0 | 0 | 25 | w | 68953.4346 | 0 | 0 | 68953.4346 | 36038 | 28830.4 | 5798 |  |  | 28830.4 | 40123.0346 | 534225.9648 | 667782.456
RA.MR.EX.209.12M |  |  | 1 |  | 20% |  | 112741 | 107767.6236 | 86214.0989 |  | 0 | 0 | 0 |  | 0 | 0 | 0 | 25 | s | 296058.7845 | 0 | 0 | 296058.7845 | 442 | 353.6 | 24202 |  |  | 353.6 | 295705.1845 | 2155352.4729 | 2694190.5911
RA.MR.EX.210.12HEBO |  |  | 1 |  | 20% |  | 12141 | 12141 | 9712.8 |  | 0 | 0 | 0 |  | 0 | 0 | 0 | 25 | s | 33353.7066 | 0 | 0 | 33353.7066 | 10300 | 8240 | 1400 |  |  | 8240 | 25113.7066 | 242820 | 303525
RA.MR.EX.211.12A |  |  | 0 |  | 20% |  | 43749 | 41819.0877 | 33455.2702 |  | 0 | 0 | 0 |  | 0 | 0 | 0 | 25 | w | 107953.1853 | 0 | 0 | 107953.1853 | 99776 | 79820.8 | 10122.66 |  |  | 79820.8 | 28132.3853 | 836381.7541 | 1045477.1926
RA.MR.EX.211.12M |  |  | 1 |  | 20% |  | 98888 | 94525.725 | 75620.58 |  | 0 | 0 | 0 |  | 0 | 0 | 0 | 25 | s | 259680.6936 | 0 | 0 | 259680.6936 | 49027 | 39221.6 | 19877.34 |  |  | 39221.6 | 220459.0936 | 1890514.5008 | 2363143.126
RA.MR.EX.212.12A |  |  | 0 |  | 20% |  | 23581 | 22540.7645 | 18032.6116 |  | 0 | 0 | 0 |  | 0 | 0 | 0 | 25 | w | 58187.48 | 0 | 0 | 58187.48 | 36038 | 28830.4 | 5144 |  |  | 28830.4 | 29357.08 | 450815.2905 | 563519.1131
RA.MR.EX.212.12M |  |  | 1 |  | 20% |  | 104986 | 100354.7222 | 80283.7778 |  | 0 | 0 | 0 |  | 0 | 0 | 0 | 25 | s | 275694.0913 | 0 | 0 | 275694.0913 | 442 | 353.6 | 23469 |  |  | 353.6 | 275340.4913 | 2007094.444 | 2508868.0551
RA.MR.EX.213.12 |  |  | 1 |  | 20% |  | 25394 | 24273.7871 | 19419.0297 |  | 4357 | 4357 | 3485.6 |  | 0 | 0 | 0 | 15 | s | 47186.3756 | 3589.4131 | 0 | 50775.7887 | 15000 | 12000 | 2539 |  |  | 12000 | 38775.7887 | 291285.4456 | 364106.8069
RA.MR.EX.214.12HEBO |  |  | 1 |  | 20% |  | 3496 | 3496 | 2796.8 |  | 0 | 0 | 0 |  | 0 | 0 | 0 | 25 | s | 9604.1972 | 0 | 0 | 9604.1972 | 4500 | 3600 | 400 |  |  | 3600 | 6004.1972 | 69920 | 87400
RA.MR.EX.215.12 |  |  | 1 |  | 20% |  | 30407 | 29065.6472 | 23252.5178 |  | 0 | 0 | 0 |  | 0 | 0 | 0 | 25 | s | 79849.0297 | 0 | 0 | 79849.0297 | 25220 | 20176 | 4357 |  |  | 20176 | 59673.0297 | 581312.9442 | 726641.1803
RA.MR.EX.216.12A |  |  | 0 |  | 20% |  | 5546 | 5301.3477 | 4241.0782 |  | 0 | 0 | 0 |  | 0 | 0 | 0 | 15 | s | 10305.4123 | 0 | 0 | 10305.4123 | 4995 | 3996 | 554.6 |  |  | 3996 | 6309.4123 | 63616.1724 | 79520.2155
RA.MR.EX.216.12B |  |  | 0 |  | 20% |  | 4420 | 4225.0193 | 3380.0154 |  | 0 | 0 | 0 |  | 0 | 0 | 0 | 15 | w | 7723.3294 | 0 | 0 | 7723.3294 | 3695 | 2956 | 442 |  |  | 2956 | 4767.3294 | 50700.2311 | 63375.2889
RA.MR.EX.216.12M |  |  | 1 |  | 20% |  | 59752 | 57116.1427 | 45692.9142 |  | 61041 | 61041 | 48832.8 |  | 0 | 0 | 0 | 15 | s | 111029.3893 | 50287.2081 | 0 | 161316.5974 | 10995 | 8796 | 5975.2 |  |  | 8796 | 152520.5974 | 685393.7128 | 856742.141
RA.MR.EX.217.12 |  |  | 1 |  | 20% |  | 57553 | 55014.1479 | 44011.3183 |  | 0 | 0 | 0 |  | 0 | 0 | 0 | 25 | s | 151134.6469 | 0 | 0 | 151134.6469 | 13993 | 11194.4 | 8957 |  |  | 11194.4 | 139940.2469 | 1100282.9571 | 1375353.6964
RA.MR.EX.218.12A |  |  | 0 |  | 20% |  | 4600 | 4397.0789 | 3517.6631 |  | 0 | 0 | 0 |  | 0 | 0 | 0 | 15 | w | 8037.8541 | 0 | 0 | 8037.8541 | 3695 | 2956 | 460 |  |  | 2956 | 5081.8541 | 52764.9464 | 65956.183
RA.MR.EX.218.12B |  |  | 0 |  | 20% |  | 8527 | 8150.846 | 6520.6768 |  | 0 | 0 | 0 |  | 0 | 0 | 0 | 15 | s | 15844.6178 | 0 | 0 | 15844.6178 | 4995 | 3996 | 852.7 |  |  | 3996 | 11848.6178 | 97810.1518 | 122262.6897
RA.MR.EX.218.12M |  |  | 1 |  | 20% |  | 48365 | 46231.4608 | 36985.1686 |  | 61041 | 61041 | 48832.8 |  | 0 | 0 | 0 | 15 | s | 89870.4046 | 50287.2081 | 0 | 140157.6126 | 10995 | 8796 | 4836.5 |  |  | 8796 | 131361.6126 | 554777.5291 | 693471.9114
RA.MR.EX.219.12VFD A |  |  | 0 |  | 20% |  | 2446 | 2338.0989 | 1870.4791 |  | 0 | 0 | 0 |  | 0 | 0 | 0 | 15 | s | 4545.0845 | 0 | 0 | 4545.0845 | 7295 | 5836 | 245 |  |  | 5836 | -1290.9155 | 28057.1867 | 35071.4834
RA.MR.EX.219.12VFD M |  |  | 1 |  | 20% |  | 23853 | 22800.7657 | 18240.6126 |  | 21271 | 21271 | 17016.8 |  | 0 | 0 | 0 | 15 | s | 44322.9352 | 17523.6186 | 0 | 61846.5538 | 11695 | 9356 | 4771 |  |  | 9356 | 52490.5538 | 273609.1885 | 342011.4856
RA.MR.EX.220.12A |  |  | 0 |  | 20% |  | 50187 | 47973.0863 | 38378.4691 |  | 72496 | 72496 | 57996.8 |  | 0 | 0 | 0 | 15 | s | 93255.9908 | 59724.1434 | 0 | 152980.1342 | 10500 | 8400 | 5018.7 |  |  | 8400 | 144580.1342 | 575677.0362 | 719596.2952
RA.MR.EX.220.12M |  |  | 1 |  | 20% |  | 137509 | 131443.0257 | 105154.4206 |  | 0 | 0 | 0 |  | 0 | 0 | 0 | 25 | s | 361099.7543 | 0 | 0 | 361099.7543 | 26020 | 20816 | 30000 |  |  | 20816 | 340283.7543 | 2628860.5138 | 3286075.6423
RA.MR.EX.221.12vfd |  |  | 1 |  | 20% |  | 258971 | 247546.9373 | 198037.5499 |  | 458719 | 458719 | 366975.2 |  | 0 | 0 | 0 | 15 | s | 481212.2101 | 377904.9787 | 0 | 859117.1888 | 35800 | 28640 | 17900 |  |  | 28640 | 830477.1888 | 2970563.2481 | 3713204.0601
RA.MR.EX.222.12 |  |  | 1 |  | 20% |  | 5766 | 5511.6428 | 4409.3142 |  | 24150 | 24150 | 19320 |  | 0 | 0 | 0 | 15 | s | 10714.2097 | 19895.4158 | 0 | 30609.6255 | 2800 | 2240 | 577 |  |  | 2240 | 28369.6255 | 66139.7133 | 82674.6416
RA.MR.EX.223.12vfd |  |  | 1 |  | 20% |  | 37263 | 35619.2065 | 28495.3652 |  | 42769 | 42769 | 34215.2 |  | 0 | 0 | 0 | 15 | s | 69240.9984 | 35234.2459 | 0 | 104475.2442 | 13931 | 11144.8 | 7452 |  |  | 11144.8 | 93330.4442 | 427430.478 | 534288.0975
RA.MR.EX.224.12 |  |  | 1 |  | 20% |  | 20444 | 19542.1479 | 15633.7183 |  | 0 | 0 | 0 |  | 0 | 0 | 0 | 25 | w | 50446.7513 | 0 | 0 | 50446.7513 | 5790 | 4632 | 4700 |  |  | 4632 | 45814.7513 | 390842.9582 | 488553.6978
RA.MR.EX.225.12 |  |  | 1 |  | 20% |  | 61748 | 59024.0926 | 47219.2741 |  | 0 | 0 | 0 |  | 0 | 0 | 0 | 25 | s | 162150.7511 | 0 | 0 | 162150.7511 | 11737 | 9389.6 | 9662 |  |  | 9389.6 | 152761.1511 | 1180481.8522 | 1475602.3152
RA.MR.EX.226.12A |  |  | 0 |  | 20% |  | 12250 | 11709.6122 | 9367.6898 |  | 0 | 0 | 0 |  | 0 | 0 | 0 | 15 | s | 22762.5857 | 0 | 0 | 22762.5857 | 15000 | 12000 | 1225 |  |  | 12000 | 10762.5857 | 140515.3465 | 175644.1831
RA.MR.EX.226.12B |  |  | 0 |  | 20% |  | 3726 | 3561.6339 | 2849.3071 |  | 0 | 0 | 0 |  | 0 | 0 | 0 | 15 | w | 6510.6618 | 0 | 0 | 6510.6618 | 8000 | 6400 | 372 |  |  | 6400 | 110.6618 | 42739.6066 | 53424.5083
RA.MR.EX.226.12M_VFD |  |  | 1 |  | 20% |  | 111968 | 107028.7232 | 85622.9786 |  | 144866 | 144866 | 115892.8 |  | 0 | 0 | 0 | 15 | s | 208055.6075 | 119344.4846 | 0 | 327400.0922 | 54800 | 43840 | 22394 |  |  | 43840 | 283560.0922 | 1284344.6786 | 1605430.8482
RA.MR.EX.227.12 |  |  | 1 |  | 20% |  | 15819 | 15121.1719 | 12096.9375 |  | 0 | 0 | 0 |  | 0 | 0 | 0 | 25 | s | 41540.8229 | 0 | 0 | 41540.8229 | 3499 | 2799.2 | 2390.5 |  |  | 2799.2 | 38741.6229 | 302423.4375 | 378029.2969
RA.MR.EX.228.12A |  |  | 0 |  | 20% |  | 3055 | 2920.2339 | 2336.1871 |  | 0 | 0 | 0 |  | 0 | 0 | 0 | 15 | w | 5338.1835 | 0 | 0 | 5338.1835 | 3695 | 2956 | 306 |  |  | 2956 | 2382.1835 | 35042.8068 | 43803.5085
RA.MR.EX.228.12B |  |  | 0 |  | 20% |  | 2988 | 2856.1895 | 2284.9516 |  | 0 | 0 | 0 |  | 0 | 0 | 0 | 15 | s | 5552.2127 | 0 | 0 | 5552.2127 | 3995 | 3196 | 299 |  |  | 3196 | 2356.2127 | 34274.2739 | 42842.8424
RA.MR.EX.228.12M |  |  | 1 |  | 20% |  | 53596 | 51231.7041 | 40985.3633 |  | 32235 | 32235 | 25788 |  | 0 | 0 | 0 | 15 | s | 99590.4932 | 26556.055 | 0 | 126146.5482 | 12995 | 10396 | 5360 |  |  | 10396 | 115750.5482 | 614780.4497 | 768475.5621
RA.MR.EX.229.12 |  |  | 1 |  | 20% |  | 26248 | 25090.1144 | 20072.0915 |  | 40445 | 40445 | 32356 |  | 0 | 0 | 0 | 15 | s | 48773.253 | 33319.6725 | 0 | 82092.9255 | 6090 | 4872 | 2624.8 |  |  | 4872 | 77220.9255 | 301081.3726 | 376351.7157
RA.MR.EX.230.12 |  |  | 1 |  | 20% |  | 21234 | 20297.2984 | 16237.8387 |  | 0 | 0 | 0 |  | 0 | 0 | 0 | 25 | w | 52396.1219 | 0 | 0 | 52396.1219 | 15088 | 12070.4 | 3185 |  |  | 12070.4 | 40325.7219 | 405945.9683 | 507432.4603
RA.MR.EX.231.12A |  |  | 0 |  | 20% |  | 30059 | 28732.9986 | 22986.3989 |  | 0 | 0 | 0 |  | 0 | 0 | 0 | 25 | s | 78935.1789 | 0 | 0 | 78935.1789 | 6998 | 5598.4 | 5219 |  |  | 5598.4 | 73336.7789 | 574659.9727 | 718324.9659
RA.MR.EX.231.12B |  |  | 0 |  | 20% |  | 22858 | 21849.6584 | 17479.7267 |  | 54937 | 54937 | 43949.6 |  | 0 | 0 | 0 | 15 | s | 42474.0558 | 45258.5697 | 0 | 87732.6254 | 6300 | 5040 | 2285.8 |  |  | 5040 | 82692.6254 | 262195.9012 | 327744.8765
RA.MR.EX.231.12M |  |  | 1 |  | 20% |  | 31623 | 30228.0055 | 24182.4044 |  | 0 | 0 | 0 |  | 0 | 0 | 0 | 25 | w | 78031.5797 | 0 | 0 | 78031.5797 | 11244 | 8995.2 | 5231 |  |  | 8995.2 | 69036.3797 | 604560.109 | 755700.1363
RA.MR.EX.233.12 |  |  | 1 |  | 20% |  | 14644 | 13998.005 | 11198.404 |  | 0 | 0 | 0 |  | 0 | 0 | 0 | 15 | w | 25588.3338 | 0 | 0 | 25588.3338 | 6328 | 5062.4 | 1464.4 |  |  | 5062.4 | 20525.9338 | 167976.0599 | 209970.0749
RA.MR.EX.234.12A |  |  | 0 |  | 20% |  | 9706 | 9277.8364 | 7422.2691 |  | 0 | 0 | 0 |  | 0 | 0 | 0 | 15 | w | 16959.8722 | 0 | 0 | 16959.8722 | 6195 | 4956 | 971 |  |  | 4956 | 12003.8722 | 111334.037 | 139167.5462
RA.MR.EX.234.12M |  |  | 1 |  | 20% |  | 156893 | 149971.9337 | 119977.547 |  | 0 | 0 | 0 |  | 0 | 0 | 0 | 25 | s | 412002.2962 | 0 | 0 | 412002.2962 | 61226 | 48980.8 | 26360 |  |  | 48980.8 | 363021.4962 | 2999438.6738 | 3749298.3423
RA.MR.EX.235.12 |  |  | 1 |  | 20% |  | 26306 | 25145.5558 | 20116.4446 |  | 0 | 0 | 0 |  | 0 | 0 | 0 | 25 | s | 69079.7703 | 0 | 0 | 69079.7703 | 4 | 3.2 | 4899.5 |  |  | 3.2 | 69076.5703 | 502911.1162 | 628638.8952
RA.MR.EX.236.12 |  |  | 1 |  | 20% |  | 8075 | 7718.7852 | 6175.0282 |  | 0 | 0 | 0 |  | 0 | 0 | 0 | 25 | s | 21205.0158 | 0 | 0 | 21205.0158 | 8093 | 6474.4 | 1812.3 |  |  | 6474.4 | 14730.6158 | 154375.7038 | 192969.6297
RA.MR.EX.237.12 |  |  | 1 |  | 20% |  | 52343 | 50033.9781 | 40027.1825 |  | 43566 | 43566 | 34852.8 |  | 0 | 0 | 0 | 15 | s | 97262.2059 | 35890.8358 | 0 | 133153.0416 | 17000 | 13600 | 5234.3 |  |  | 13600 | 119553.0416 | 600407.7371 | 750509.6714
RA.MR.EX.238.12 |  |  | 1 |  | 20% |  | 4236 | 4049.1361 | 3239.3089 |  | 0 | 0 | 0 |  | 0 | 0 | 0 | 25 | w | 10452.5748 | 0 | 0 | 10452.5748 | 9790 | 7832 | 1071 |  |  | 7832 | 2620.5748 | 80982.7221 | 101228.4027
RA.MR.EX.239.12A |  |  | 0 |  | 20% |  | 3494 | 3339.8682 | 2671.8945 |  | 0 | 0 | 0 |  | 0 | 0 | 0 | 25 | w | 8621.6469 | 0 | 0 | 8621.6469 | 9790 | 7832 | 821 |  |  | 7832 | 789.6469 | 66797.3633 | 83496.7042
RA.MR.EX.239.12M |  |  | 1 |  | 20% |  | 15086 | 14420.5069 | 11536.4055 |  | 0 | 0 | 0 |  | 0 | 0 | 0 | 25 | s | 39615.9589 | 0 | 0 | 39615.9589 | 12978 | 10382.4 | 3446 |  |  | 10382.4 | 29233.5589 | 288410.1383 | 360512.6729
RA.MR.EX.240.12 |  |  | 1 |  | 20% |  | 9984 | 9543.5729 | 7634.8583 |  | 0 | 0 | 0 |  | 0 | 0 | 0 | 25 | s | 26218.0653 | 0 | 0 | 26218.0653 | 50 | 40 | 2173 |  |  | 40 | 26178.0653 | 190871.4584 | 238589.323
RA.MR.EX.241.12 |  |  | 1 |  | 20% |  | 10564 | 10097.9872 | 8078.3898 |  | 0 | 0 | 0 |  | 0 | 0 | 0 | 25 | s | 27741.1501 | 0 | 0 | 27741.1501 | 50 | 40 | 2315.1 |  |  | 40 | 27701.1501 | 201959.7442 | 252449.6803
RA.MR.EX.242.12A |  |  | 0 |  | 20% |  | 1374 | 1313.3883 | 1050.7107 |  | 0 | 0 | 0 |  | 0 | 0 | 0 | 25 | w | 3390.4244 | 0 | 0 | 3390.4244 | 3128 | 2502.4 | 248 |  |  | 2502.4 | 888.0244 | 26267.7668 | 32834.7085
RA.MR.EX.242.12M |  |  | 1 |  | 20% |  | 4444 | 4247.9605 | 3398.3684 |  | 0 | 0 | 0 |  | 0 | 0 | 0 | 25 | s | 11669.9802 | 0 | 0 | 11669.9802 | 278 | 222.4 | 827 |  |  | 222.4 | 11447.5802 | 84959.2108 | 106199.0136
RA.MR.EX.243.12 |  |  | 1 |  | 20% |  | 149847 | 143236.7559 | 114589.4047 |  | 0 | 0 | 0 |  | 0 | 0 | 0 | 25 | s | 393499.4428 | 0 | 0 | 393499.4428 | 5376 | 4300.8 | 8928.4 |  |  | 4300.8 | 389198.6428 | 2864735.1186 | 3580918.8982
RA.MR.EX.244.12 |  |  | 1 |  | 20% |  | 90011 | 86040.3187 | 68832.255 |  | 0 | 0 | 0 |  | 0 | 0 | 0 | 25 | s | 236369.6193 | 0 | 0 | 236369.6193 | 28004 | 22403.2 | 13666.4 |  |  | 22403.2 | 213966.4193 | 1720806.3742 | 2151007.9678
RA.MR.EX.245.12A |  |  | 0 |  | 20% |  | 9789 | 9357.175 | 7485.74 |  | 0 | 0 | 0 |  | 0 | 0 | 0 | 25 | w | 24154.9231 | 0 | 0 | 24154.9231 | 14348 | 11478.4 | 1700 |  |  | 11478.4 | 12676.5231 | 187143.5002 | 233929.3753
RA.MR.EX.245.12M |  |  | 1 |  | 20% |  | 103889 | 99306.1145 | 79444.8916 |  | 0 | 0 | 0 |  | 0 | 0 | 0 | 25 | s | 272813.3604 | 0 | 0 | 272813.3604 | 47764 | 38211.2 | 14966 |  |  | 38211.2 | 234602.1604 | 1986122.2896 | 2482652.862
RA.MR.EX.246.12 |  |  | 1 |  | 20% |  | 94987 | 90796.811 | 72637.4488 |  | 0 | 0 | 0 |  | 0 | 0 | 0 | 25 | s | 249436.6359 | 0 | 0 | 249436.6359 | 28512 | 22809.6 | 14215 |  |  | 22809.6 | 226627.0359 | 1815936.2197 | 2269920.2746
RA.MR.EX.247.12A |  |  | 0 |  | 20% |  | 10471 | 10009.0897 | 8007.2718 |  | 0 | 0 | 0 |  | 0 | 0 | 0 | 25 | w | 25837.7975 | 0 | 0 | 25837.7975 | 11902 | 9521.6 | 3012.94 |  |  | 9521.6 | 16316.1975 | 200181.7949 | 250227.2437
RA.MR.EX.247.12M |  |  | 1 |  | 20% |  | 57682 | 55137.4572 | 44109.9658 |  | 0 | 0 | 0 |  | 0 | 0 | 0 | 25 | s | 151473.4019 | 0 | 0 | 151473.4019 | 20884 | 16707.2 | 12373.06 |  |  | 16707.2 | 134766.2019 | 1102749.1449 | 1378436.4311
RA.MR.EX.248.12A |  |  | 0 |  | 20% |  | 13734 | 13128.1481 | 10502.5185 |  | 0 | 0 | 0 |  | 0 | 0 | 0 | 25 | w | 33889.4386 | 0 | 0 | 33889.4386 | 15514 | 12411.2 | 3273 |  |  | 12411.2 | 21478.2386 | 262562.9617 | 328203.7021
RA.MR.EX.248.12M |  |  | 1 |  | 20% |  | 35991 | 34403.3186 | 27522.6549 |  | 0 | 0 | 0 |  | 0 | 0 | 0 | 25 | s | 94512.6592 | 0 | 0 | 94512.6592 | 20130 | 16104 | 8056 |  |  | 16104 | 78408.6592 | 688066.372 | 860082.9651
RA.MR.EX.249.12 |  |  | 1 |  | 20% |  | 32419 | 30988.8913 | 24791.113 |  | 0 | 0 | 0 |  | 0 | 0 | 0 | 25 | s | 85132.5581 | 0 | 0 | 85132.5581 | 26758 | 21406.4 | 6399.7 |  |  | 21406.4 | 63726.1581 | 619777.8254 | 774722.2818
RA.MR.EX.250.12 |  |  | 1 |  | 20% |  | 10079 | 9634.3822 | 7707.5057 |  | 0 | 0 | 0 |  | 0 | 0 | 0 | 25 | s | 26467.5361 | 0 | 0 | 26467.5361 | 2603 | 2082.4 | 1307 |  |  | 2082.4 | 24385.1361 | 192687.6431 | 240859.5539
RA.MR.EX.251.12VFD |  |  | 1 |  | 20% |  | 43276 | 41366.9533 | 33093.5626 |  | 66005 | 66005 | 52804 |  | 0 | 0 | 0 | 15 | s | 80414.1761 | 54376.684 | 0 | 134790.8601 | 7766 | 6212.8 | 3883 |  |  | 6212.8 | 128578.0601 | 496403.4395 | 620504.2993
RA.MR.EX.252.12A |  |  | 0 |  | 20% |  | 902 | 862.2098 | 689.7679 |  | 0 | 0 | 0 |  | 0 | 0 | 0 | 15 | s | 1676.0696 | 0 | 0 | 1676.0696 | 1082 | 865.6 | 0 |  |  | 865.6 | 810.4696 | 10346.5178 | 12933.1472
RA.MR.EX.252.12M |  |  | 1 |  | 20% |  | 3484 | 3330.3093 | 2664.2474 |  | 0 | 0 | 0 |  | 0 | 0 | 0 | 15 | w | 6087.8008 | 0 | 0 | 6087.8008 | 4179 | 3343.2 | 450 |  |  | 3343.2 | 2744.6008 | 39963.7116 | 49954.6395
RA.MR.EX.253.12 |  |  | 1 |  | 20% |  | 27980 | 26745.7102 | 21396.5681 |  | 20834 | 20834 | 16667.2 |  | 0 | 0 | 0 | 15 | s | 51991.6038 | 17163.6063 | 0 | 69155.2102 | 13363 | 10690.4 | 2798 |  |  | 10690.4 | 58464.8102 | 320948.522 | 401185.6525
RA.MR.EX.254.12 |  |  | 1 |  | 20% |  | 42035 | 40180.6979 | 32144.5583 |  | 46876 | 46876 | 37500.8 |  | 0 | 0 | 0 | 15 | s | 78108.1868 | 38617.7023 | 0 | 116725.8891 | 15044 | 12035.2 | 4204 |  |  | 12035.2 | 104690.6891 | 482168.3746 | 602710.4682
RA.MR.EX.255.12 |  |  | 1 |  | 20% |  | 7232 | 6912.9727 | 5530.3782 |  | 0 | 0 | 0 |  | 0 | 0 | 0 | 25 | w | 17845.3779 | 0 | 0 | 17845.3779 | 13817 | 11053.6 | 1769 |  |  | 11053.6 | 6791.7779 | 138259.4538 | 172824.3173
RA.MR.EX.256.12 |  |  | 1 |  | 20% |  | 6286 | 6008.7039 | 4806.9631 |  | 0 | 0 | 0 |  | 0 | 0 | 0 | 25 | w | 15511.0682 | 0 | 0 | 15511.0682 | 4921 | 3936.8 | 1517 |  |  | 3936.8 | 11574.2682 | 120174.0773 | 150217.5966
RA.MR.EX.257.12 |  |  | 1 |  | 20% |  | 53071 | 50729.8636 | 40583.8909 |  | 0 | 0 | 0 |  | 0 | 0 | 0 | 25 | s | 139364.8784 | 0 | 0 | 139364.8784 | 8590 | 6872 | 14506 |  |  | 6872 | 132492.8784 | 1014597.2724 | 1268246.5905
RA.MR.EX.259.12A |  |  | 0 |  | 20% |  | 3540 | 3383.839 | 2707.0712 |  | 0 | 0 | 0 |  | 0 | 0 | 0 | 15 | w | 6185.6529 | 0 | 0 | 6185.6529 | 5000 | 4000 | 354 |  |  | 4000 | 2185.6529 | 40606.0675 | 50757.5843
RA.MR.EX.259.12M |  |  | 1 |  | 20% |  | 19684 | 18815.674 | 15052.5392 |  | 0 | 0 | 0 |  | 0 | 0 | 0 | 15 | s | 36576.2234 | 0 | 0 | 36576.2234 | 8000 | 6400 | 1968 |  |  | 6400 | 30176.2234 | 225788.0881 | 282235.1102
RA.MR.EX.260.12A |  |  | 0 |  | 20% |  | 690 | 659.5618 | 527.6495 |  | 0 | 0 | 0 |  | 0 | 0 | 0 | 15 | w | 1205.6781 | 0 | 0 | 1205.6781 | 1500 | 1200 | 69 |  |  | 1200 | 5.6781 | 7914.742 | 9893.4275
RA.MR.EX.260.12M |  |  | 1 |  | 20% |  | 14427 | 13790.5776 | 11032.4621 |  | 0 | 0 | 0 |  | 0 | 0 | 0 | 15 | s | 26807.8223 | 0 | 0 | 26807.8223 | 12500 | 10000 | 1443 |  |  | 10000 | 16807.8223 | 165486.9309 | 206858.6636
RA.MR.EX.261.12 |  |  | 1 |  | 20% |  | 6692 | 6396.7939 | 5117.4351 |  | 0 | 0 | 0 |  | 0 | 0 | 0 | 25 | w | 16512.8967 | 0 | 0 | 16512.8967 | 7281 | 5824.8 | 1202 |  |  | 5824.8 | 10688.0967 | 127935.8774 | 159919.8467
RA.MR.EX.262.12 |  |  | 1 |  | 20% |  | 20996 | 20069.7974 | 16055.8379 |  | 0 | 0 | 0 |  | 0 | 0 | 0 | 15 | s | 39014.1428 | 0 | 0 | 39014.1428 | 20504 | 16403.2 | 2100 |  |  | 16403.2 | 22610.9428 | 240837.5685 | 301046.9606
RA.MR.EX.263.12 |  |  | 1 |  | 20% |  | 5400 | 5161.7882 | 4129.4306 |  | 0 | 0 | 0 |  | 0 | 0 | 0 | 15 | s | 10034.1194 | 0 | 0 | 10034.1194 | 6050.75 | 4840.6 | 540 |  |  | 4840.6 | 5193.5194 | 61941.4588 | 77426.8236
RA.MR.EX.264.12 |  |  | 1 |  | 20% |  | 28921 | 27645.1996 | 22116.1596 |  | 0 | 0 | 0 |  | 0 | 0 | 0 | 25 | w | 71364.2386 | 0 | 0 | 71364.2386 | 19444 | 15555.2 | 4428 |  |  | 15555.2 | 55809.0386 | 552903.9912 | 691129.989
RA.MR.EX.265.12 |  |  | 1 |  | 20% |  | 53914 | 51535.6761 | 41228.5409 |  | 0 | 0 | 0 |  | 0 | 0 | 0 | 15 | s | 100181.3913 | 0 | 0 | 100181.3913 | 50000 | 40000 | 5391.35 |  |  | 40000 | 60181.3913 | 618428.1134 | 773035.1418
RA.MR.EX.266.12 |  |  | 1 |  | 20% |  | 11396 | 10893.285 | 8714.628 |  | 0 | 0 | 0 |  | 0 | 0 | 0 | 15 | s | 21175.7083 | 0 | 0 | 21175.7083 | 15803 | 12642.4 | 1140 |  |  | 12642.4 | 8533.3083 | 130719.4195 | 163399.2743
RA.MR.EX.267.12 |  |  | 1 |  | 20% |  | 10133 | 9686 | 7748.8 |  | 0 | 0 | 0 |  | 0 | 0 | 0 | 15 | s | 18828.8392 | 0 | 0 | 18828.8392 | 15362 | 12289.6 | 1013.27 |  |  | 12289.6 | 6539.2392 | 116232.0005 | 145290.0006
RA.MR.EX.268.12A |  |  | 0 |  | 20% |  | 1425 | 1362.1386 | 1089.7109 |  | 0 | 0 | 0 |  | 0 | 0 | 0 | 25 | w | 3516.2698 | 0 | 0 | 3516.2698 | 2955 | 2364 | 267 |  |  | 2364 | 1152.2698 | 27242.7713 | 34053.4641
RA.MR.EX.268.12M |  |  | 1 |  | 20% |  | 16992 | 16242.427 | 12993.9416 |  | 0 | 0 | 0 |  | 0 | 0 | 0 | 25 | s | 44621.1304 | 0 | 0 | 44621.1304 | 11030 | 8824 | 2955 |  |  | 8824 | 35797.1304 | 324848.5397 | 406060.6747
RA.MR.EX.269.12 |  |  | 1 |  | 20% |  | 12353 | 11808.0685 | 9446.4548 |  | 0 | 0 | 0 |  | 0 | 0 | 0 | 15 | s | 22953.9772 | 0 | 0 | 22953.9772 | 9408 | 7526.4 | 1235.3 |  |  | 7526.4 | 15427.5772 | 141696.8224 | 177121.028
RA.MR.EX.270.12A |  |  | 0 |  | 20% |  | 4874 | 4658.9918 | 3727.1935 |  | 0 | 0 | 0 |  | 0 | 0 | 0 | 25 | w | 12026.8766 | 0 | 0 | 12026.8766 | 6893 | 5514.4 | 1132 |  |  | 5514.4 | 6512.4766 | 93179.8366 | 116474.7957
RA.MR.EX.270.12M |  |  | 1 |  | 20% |  | 22292 | 21308.6266 | 17046.9012 |  | 0 | 0 | 0 |  | 0 | 0 | 0 | 25 | s | 58538.9736 | 0 | 0 | 58538.9736 | 15756 | 12604.8 | 5035 |  |  | 12604.8 | 45934.1736 | 426172.5311 | 532715.6638
RA.MR.EX.271.12 |  |  | 1 |  | 20% |  | 27038 | 25845.2649 | 20676.2119 |  | 0 | 0 | 0 |  | 0 | 0 | 0 | 25 | w | 66717.8273 | 0 | 0 | 66717.8273 | 28501 | 22800.8 | 2416 |  |  | 22800.8 | 43917.0273 | 516905.2976 | 646131.6221
RA.MR.EX.272.12 |  |  | 1 |  | 20% |  | 83251 | 79578.5245 | 63662.8196 |  | 0 | 0 | 0 |  | 0 | 0 | 0 | 25 | s | 218617.8043 | 0 | 0 | 218617.8043 | 26087 | 20869.6 | 14317 |  |  | 20869.6 | 197748.2043 | 1591570.4909 | 1989463.1137
RA.MR.EX.273.12 |  |  | 1 |  | 20% |  | 144829 | 138440.1164 | 110752.0931 |  | 0 | 0 | 0 |  | 0 | 0 | 0 | 25 | s | 380322.1339 | 0 | 0 | 380322.1339 | 20000 | 16000 | 30000 |  |  | 16000 | 364322.1339 | 2768802.3283 | 3461002.9104
RA.MR.EX.274.12 |  |  | 1 |  | 20% |  | 123040 | 117612.3009 | 94089.8407 |  | 0 | 0 | 0 |  | 0 | 0 | 0 | 25 | s | 323104.0424 | 0 | 0 | 323104.0424 | 15000 | 12000 | 23248 |  |  | 12000 | 311104.0424 | 2352246.0175 | 2940307.5219
RA.MR.EX.276.12HEBO |  |  | 1 |  | 20% |  | 54650 | 54650 | 43720 |  | 0 | 0 | 0 |  | 0 | 0 | 0 | 25 | s | 150134.2614 | 0 | 0 | 150134.2614 | 14100 | 11280 | 4400 |  |  | 11280 | 138854.2614 | 1093000 | 1366250
RA.MR.EX.277.12 |  |  | 1 |  | 20% |  | 53713 | 51343.5429 | 41074.8343 |  | 0 | 0 | 0 |  | 0 | 0 | 0 | 25 | s | 141050.7756 | 0 | 0 | 141050.7756 | 7217 | 5773.6 | 2926 |  |  | 5773.6 | 135277.1756 | 1026870.8578 | 1283588.5722
RA.MR.EX.278.12HEBO |  |  | 1 |  | 20% |  | 10129 | 10129 | 8103.2 |  | 0 | 0 | 0 |  | 0 | 0 | 0 | 25 | s | 27826.3483 | 0 | 0 | 27826.3483 | 10500 | 8400 | 1250 |  |  | 8400 | 19426.3483 | 202580 | 253225
RA.MR.EX.279.12HEBO |  |  | 1 |  | 20% |  | 12141 | 12141 | 9712.8 |  | 0 | 0 | 0 |  | 0 | 0 | 0 | 25 | s | 33353.7066 | 0 | 0 | 33353.7066 | 10300 | 8240 | 1400 |  |  | 8240 | 25113.7066 | 242820 | 303525
RA.MR.EX.280.12HEBO |  |  | 1 |  | 20% |  | 11810 | 11810 | 9448 |  | 0 | 0 | 0 |  | 0 | 0 | 0 | 25 | s | 32444.3847 | 0 | 0 | 32444.3847 | 15044 | 12035.2 | 1600 |  |  | 12035.2 | 20409.1847 | 236200 | 295250
RA.MR.EX.281.12 |  |  | 1 |  | 20% |  | 2038 | 1948.0971 | 1558.4777 |  | 0 | 0 | 0 |  | 0 | 0 | 0 | 15 | w | 3561.1188 | 0 | 0 | 3561.1188 | 4000 | 3200 | 204 |  |  | 3200 | 361.1188 | 23377.1654 | 29221.4567
RA.MR.EX.282.12 |  |  | 1 |  | 20% |  | 2713 | 2593.3206 | 2074.6565 |  | 0 | 0 | 0 |  | 0 | 0 | 0 | 15 | w | 4740.5866 | 0 | 0 | 4740.5866 | 6000 | 4800 | 271 |  |  | 4800 | -59.4134 | 31119.8478 | 38899.8097
RA.MR.EX.283.12A |  |  | 0 |  | 20% |  | 1079 | 1031.4018 | 825.1214 |  | 0 | 0 | 0 |  | 0 | 0 | 0 | 15 | w | 1885.401 | 0 | 0 | 1885.401 | 2000 | 1600 | 108 |  |  | 1600 | 285.401 | 12376.8211 | 15471.0264
RA.MR.EX.283.12M |  |  | 1 |  | 20% |  | 12514 | 11961.9663 | 9569.573 |  | 0 | 0 | 0 |  | 0 | 0 | 0 | 15 | s | 23253.1426 | 0 | 0 | 23253.1426 | 10000 | 8000 | 1251 |  |  | 8000 | 15253.1426 | 143543.5956 | 179429.4945
RA.MR.EX.284.13HEBO |  |  | 1 |  | 20% |  | 3496 | 3496 | 2796.8 |  | 0 | 0 | 0 |  | 0 | 0 | 0 | 25 | s | 9604.1972 | 0 | 0 | 9604.1972 | 4500 | 3600 | 400 |  |  | 3600 | 6004.1972 | 69920 | 87400
RA.MR.EX.285.13HEBO |  |  | 1 |  | 20% |  | 6991 | 6991 | 5592.8 |  | 0 | 0 | 0 |  | 0 | 0 | 0 | 25 | s | 19205.6472 | 0 | 0 | 19205.6472 | 9000 | 7200 | 800 |  |  | 7200 | 12005.6472 | 139820 | 174775
RA.MR.EX.286.13HEBO |  |  | 1 |  | 20% |  | 12141 | 12141 | 9712.8 |  | 0 | 0 | 0 |  | 0 | 0 | 0 | 25 | s | 33353.7066 | 0 | 0 | 33353.7066 | 10300 | 8240 | 1400 |  |  | 8240 | 25113.7066 | 242820 | 303525
RA.MR.EX.287.13HEBO |  |  | 1 |  | 20% |  | 12141 | 12141 | 9712.8 |  | 0 | 0 | 0 |  | 0 | 0 | 0 | 25 | s | 33353.7066 | 0 | 0 | 33353.7066 | 10300 | 8240 | 1400 |  |  | 8240 | 25113.7066 | 242820 | 303525
RA.MR.EX.288.13HEBO |  |  | 1 |  | 20% |  | 6991 | 6991 | 5592.8 |  | 0 | 0 | 0 |  | 0 | 0 | 0 | 25 | s | 19205.6472 | 0 | 0 | 19205.6472 | 9000 | 7200 | 800 |  |  | 7200 | 12005.6472 | 139820 | 174775
RA.MR.EX.289.12HEBO |  |  | 1 |  | 20% |  | 6633 | 6633 | 5306.4 |  | 0 | 0 | 0 |  | 0 | 0 | 0 | 25 | s | 18222.1511 | 0 | 0 | 18222.1511 | 6000 | 4800 | 850 |  |  | 4800 | 13422.1511 | 132660 | 165825
RA.MR.EX.290.12HEBO A |  |  | 0 |  | 20% |  | 14950 | 14950 | 11960 |  | 0 | 0 | 0 |  | 0 | 0 | 0 | 25 | w | 38592.4278 | 0 | 0 | 38592.4278 | 14800 | 11840 | 0 |  |  | 11840 | 26752.4278 | 299000 | 373750
RA.MR.EX.290.12HEBO M |  |  | 1 |  | 20% |  | 218600 | 218600 | 174880 |  | 0 | 0 | 0 |  | 0 | 0 | 0 | 25 | s | 600537.0454 | 0 | 0 | 600537.0454 | 56400 | 45120 | 22000 |  |  | 45120 | 555417.0454 | 4372000 | 5465000
Total | Commercial - Multi-Res Private - RA.MR.EX |  | 275 |  |  |  | 13623333 | 13048637.3296 | 10438909.8637 |  | 4324594 | 4324594 | 3459675.2 |  | 0 | 0 | 0 |  |  | 31575134.3353 | 3571395.905 | 0 | 35146530.2403 |  | 4677856.368 | 2277358.98 | 71538.25 | 2348897.23 | 4749394.618 | 30397135.6223 | 220345072.2612 | 275431340.3265
Multi-Residential Water Conservation
RA.FLW | Front Load Washer |  | 28 | 117 | 10% | 0% | 3276 | 3276 | 2948.4 | 396 | 11088 |  | 9979.2 | 58.121 | 1627 | 1627 | 1464.6492 | 11 | w | 5196.759 | 8207.2032 | 28987.9181 | 42391.8803 | 600 | 15120 | 0 | 0 | 0 | 15120 | 27271.8803 | 32432.4 | 36036
RA.SHA.TP | MR Showerheads Rental |  | 8472 | 69 | 10% | 15.5% | 584568 | 584568 | 444563.964 | 0 | 0 |  | 0 | 15.71 | 133095.12 | 133095.12 | 101218.8388 | 10 | w | 718225.7038 | 0 | 1861556.4746 | 2579782.1784 | 12.5 | 95310 | 0 | 0 | 0 | 95310 | 2484472.1784 | 4445639.64 | 5845680
Total Multi-Residential Water Conservation |  |  | 8500 |  |  |  | 587844 | 587844 | 447512.364 |  | 11088 | 0 | 9979.2 |  | 134722.12 | 134722.12 | 102683.488 |  |  | 723422.4628 | 8207.2032 | 1890544.3927 | 2622174.0587 |  | 110430 | 0 | 0 | 0 | 110430 | 2511744.0587 | 4478072.04 | 5881716
Total Multi-Residential |  |  | 8775 |  |  |  | 14211177 | 13636481.3296 | 10886422.2277 |  | 4335682 | 4324594 | 3469654.4 |  | 134722.12 | 134722.12 | 102683.488 |  |  | 32298556.7981 | 3579603.1082 | 1890544.3927 | 37768704.299 |  | 4788286.368 | 2277358.98 | 71538.25 | 2348897.23 | 4859824.618 | 32908879.681 | 224823144.3012 | 281313056.3265
S.BM.CM.NC | Large New Construction | [5 empty] | 0 |  |  |  | 0 |  |  |  | 0
RA.UNIV.NC.001.12 |  |  | 1 |  | 26% |  | 248539 | 237575.1272 | 175805.5941 |  | 351672 | 351672 | 260237.28 |  | 0 | 0 | 0 | 25 | c | 597619.2799 | 366514.9264 | 0 | 964134.2063 | 833570 | 616841.8 | 28203 |  |  | 616841.8 | 347292.4063 | 4395139.8527 | 5939378.1793
RA.UNIV.NC.002.12 |  |  | 1 |  | 26% |  | 32922 | 31469.7023 | 23287.5797 |  | 77644 | 77644 | 57456.56 |  | 0 | 0 | 0 | 25 | c | 79161.9099 | 80921.0996 | 0 | 160083.0095 | 33800 | 25012 | 3292.17 |  |  | 25012 | 135071.0095 | 582189.4923 | 786742.5572
RA.UNIV.NC.003.12HEBO |  |  | 1 |  | 26% |  | 109300 | 109300 | 80882 |  | 0 | 0 | 0 |  | 0 | 0 | 0 | 25 | s | 277748.3835 | 0 | 0 | 277748.3835 | 28200 | 20868 | 8800 |  |  | 20868 | 256880.3835 | 2022050 | 2732500
RA.UNIV.NC.004.12 |  |  | 1 |  | 26% |  | 360971 | 345047.3818 | 255335.0625 |  | 312475 | 312475 | 231231.5 |  | 0 | 0 | 0 | 25 | c | 867965.3056 | 325663.549 | 0 | 1193628.8546 | 884850 | 654789 | 30000 |  |  | 654789 | 538839.8546 | 6383376.5637 | 8626184.5456
RA.UNIV.NC.005.12 |  |  | 1 |  | 26% |  | 283734 | 271217.56 | 200700.9944 |  | 196632 | 196632 | 145507.68 |  | 0 | 0 | 0 | 25 | c | 682246.6847 | 204931.1944 | 0 | 887177.8791 | 505468.37 | 374046.5938 | 30000 |  |  | 374046.5938 | 513131.2853 | 5017524.8592 | 6780438.9989
RA.UNIV.NC.006.12 |  |  | 1 |  | 26% |  | 172601 | 164987.0021 | 122090.3816 |  | 348510 | 348510 | 257897.4 |  | 0 | 0 | 0 | 25 | c | 415024.1424 | 363219.4687 | 0 | 778243.6111 | 842068 | 623130.32 | 20579 |  |  | 623130.32 | 155113.2911 | 3052259.5396 | 4124675.0535
RA.UNIV.NC.007.12 |  |  | 1 |  | 26% |  | 190 | 181.6185 | 134.3977 |  | 39382 | 39382 | 29142.68 |  | 0 | 0 | 0 | 25 | c | 456.8605 | 41044.1856 | 0 | 41501.0461 | 35164 | 26021.36 | 394 |  |  | 26021.36 | 15479.6861 | 3359.9418 | 4540.4619
RA.UNIV.NC.008.12A |  |  | 0 |  | 26% |  | 12420 | 11872.1129 | 8785.3636 |  | 0 | 0 | 0 |  | 0 | 0 | 0 | 25 | c | 29864.2525 | 0 | 0 | 29864.2525 | 29415 | 21767.1 | 1863 |  |  | 21767.1 | 8097.1525 | 219634.0895 | 296802.8237
RA.UNIV.NC.008.12M |  |  | 1 |  | 26% |  | 80023 | 76492.9222 | 56604.7625 |  | 0 | 0 | 0 |  | 0 | 0 | 0 | 25 | c | 192417.6392 | 0 | 0 | 192417.6392 | 203207 | 150373.18 | 8002 |  |  | 150373.18 | 42044.4592 | 1415119.0615 | 1912323.0561
RA.GOV.NC.001.12 |  |  | 1 |  | 26% |  | 2471 | 2361.9961 | 1747.8771 |  | 65756 | 65756 | 48659.44 |  | 0 | 0 | 0 | 25 | c | 5941.5916 | 68531.346 | 0 | 74472.9376 | 27731.43 | 20521.2582 | 873 |  |  | 20521.2582 | 53951.6794 | 43696.9271 | 59049.9015
RA.GOV.NC.002.12 |  |  | 1 |  | 26% |  | 5932 | 5670.32 | 4196.0368 |  | 21878 | 21878 | 16189.72 |  | 0 | 0 | 0 | 25 | c | 14263.6671 | 22801.3989 | 0 | 37065.0661 | 19422 | 14372.28 | 802 |  |  | 14372.28 | 22692.7861 | 104900.9194 | 141757.9992
RA.GOV.NC.003.12 |  |  | 1 |  | 26% |  | 17954 | 17161.99 | 12699.8726 |  | 40146 | 40146 | 29708.04 |  | 0 | 0 | 0 | 25 | c | 43170.917 | 41840.4315 | 0 | 85011.3486 | 217236.48 | 160754.9952 | 2177 |  |  | 160754.9952 | -75743.6466 | 317496.815 | 429049.7501
RA.GOV.NC.004.12 |  |  | 1 |  | 26% |  | 93063 | 88957.685 | 65828.6869 |  | -256900 | -256900 | -190106 |  | 0 | 0 | 0 | 25 | c | 223772.6998 | -267742.9098 | 0 | -43970.21 | 157291 | 116395.34 | 9363 |  |  | 116395.34 | -160365.55 | 1645717.1716 | 2223942.1238
RA.GOV.NC.005.12 |  |  | 1 |  | 26% |  | 10643 | 10173.5023 | 7528.3917 |  | 19246 | 19246 | 14242.04 |  | 0 | 0 | 0 | 25 | c | 25591.4042 | 20058.3108 | 0 | 45649.7149 | 7406 | 5480.44 | 1596 |  |  | 5480.44 | 40169.2749 | 188209.7918 | 254337.5565
RA.GOV.NC.006.12 |  |  | 1 |  | 26% |  | 43946 | 42007.3974 | 31085.4741 |  | 39687 | 39687 | 29368.38 |  | 0 | 0 | 0 | 25 | c | 105669.4397 | 41362.0586 | 0 | 147031.4983 | 337070 | 249431.8 | 4772.6 |  |  | 249431.8 | -102400.3017 | 777136.8516 | 1050184.9346
RA.GOV.NC.007.12 |  |  | 1 |  | 26% |  | 957 | 914.7836 | 676.9399 |  | 44340 | 44340 | 32811.6 |  | 0 | 0 | 0 | 25 | c | 2301.1344 | 46211.4466 | 0 | 48512.581 | 43042.11 | 31851.1614 | 518 |  |  | 31851.1614 | 16661.4196 | 16923.4963 | 22869.5896
RA.HC.NC.001.12 |  |  | 1 |  | 26% |  | 2105452 | 2012573.5867 | 1489304.4541 |  | 4402186 | 4402186 | 3257617.64 |  | 0 | 0 | 0 | 25 | c | 5062620.7884 | 4587987.8911 | 0 | 9650608.6795 | 1596159 | 1181157.66 | 30000 |  |  | 1181157.66 | 8469451.0195 | 37232611.3534 | 50314339.6668
RA.ACC.NC.001.12 |  |  | 1 |  | 26% |  | 107415 | 102676.571 | 75980.6626 |  | 0 | 0 | 0 |  | 0 | 0 | 0 | 25 | c | 258282.5028 | 0 | 0 | 258282.5028 | 48312 | 35750.88 | 8539 |  |  | 35750.88 | 222531.6228 | 1899516.5639 | 2566914.2756
RA.COM.NC.001.12HEBO |  |  | 1 |  | 26% |  | 7475 | 7475 | 5531.5 |  | 0 | 0 | 0 |  | 0 | 0 | 0 | 25 | w | 17848.9978 | 0 | 0 | 17848.9978 | 7400 | 5476 | 1400 |  |  | 5476 | 12372.9978 | 138287.5 | 186875
RA.COM.NC.002.12 |  |  | 1 |  | 26% |  | 14637 | 13991.3138 | 10353.5722 |  | 98995 | 98995 | 73256.3 |  | 0 | 0 | 0 | 25 | c | 35195.0937 | 103173.2556 | 0 | 138368.3493 | 146825.51 | 108650.8774 | 2406.5 |  |  | 108650.8774 | 29717.4719 | 258839.305 | 349782.8446
RA.COM.NC.003.12 |  |  | 1 |  | 26% |  | 92111 | 88047.6808 | 65155.2838 |  | 349024 | 349024 | 258277.76 |  | 0 | 0 | 0 | 25 | c | 221483.5881 | 363755.1629 | 0 | 585238.751 | 263213 | 194777.62 | 12535.1 |  |  | 194777.62 | 390461.131 | 1628882.0949 | 2201192.0201
RA.COM.NC.004.12 |  |  | 1 |  | 26% |  | 93992 | 89845.7037 | 66485.8207 |  | 691503 | 691503 | 511712.22 |  | 0 | 0 | 0 | 25 | c | 226006.5075 | 720689.0828 | 0 | 946695.5903 | 314250 | 232545 | 9399 |  |  | 232545 | 714150.5903 | 1662145.5186 | 2246142.5926
RA.COM.NC.005.12 |  |  | 1 |  | 26% |  | 61962 | 59228.6524 | 43829.2027 |  | 1138898 | 1138898 | 842784.52 |  | 0 | 0 | 0 | 25 | c | 148989.4376 | 1186967.1643 | 0 | 1335956.6019 | 643000 | 475820 | 6196.2 |  |  | 475820 | 860136.6019 | 1095730.0687 | 1480716.3091
RA.COM.NC.006.12 |  |  | 1 |  | 26% |  | 3748 | 3582.6634 | 2651.1709 |  | 148037 | 148037 | 109547.38 |  | 0 | 0 | 0 | 25 | c | 9012.1754 | 154285.1582 | 0 | 163297.3336 | 1017639 | 753052.86 | 1785 |  |  | 753052.86 | -589755.5264 | 66279.2727 | 89566.5848
RA.MR.NC.001.12 |  |  | 1 |  | 26% |  | 279146 | 266831.9517 | 197455.6443 |  | -340316 | -340316 | -251833.84 |  | 0 | 0 | 0 | 25 | c | 671214.7048 | -354679.6267 | 0 | 316535.0781 | 536230 | 396810.2 | 27915 |  |  | 396810.2 | -80275.1219 | 4936391.1069 | 6670798.7931
RA.MR.NC.002.12 |  |  | 1 |  | 26% |  | 121926 | 116547.4431 | 86245.1079 |  | 35658 | 35658 | 26386.92 |  | 0 | 0 | 0 | 25 | c | 293174.6258 | 37163.0077 | 0 | 330337.6335 | 268361 | 198587.14 | 12192.6 |  |  | 198587.14 | 131750.4935 | 2156127.697 | 2913686.077
RA.MR.NC.003.12 |  |  | 1 |  | 26% |  | 51110 | 48855.3698 | 36152.9736 |  | 147692 | 147692 | 109292.08 |  | 0 | 0 | 0 | 25 | c | 122895.4868 | 153925.5969 | 0 | 276821.0837 | 127546.11 | 94384.1214 | 6517.6 |  |  | 94384.1214 | 182436.9623 | 903824.3409 | 1221384.2445
RA.MR.NC.004.12 |  |  | 1 |  | 26% |  | 44745 | 42771.1509 | 31650.6516 |  | 48034 | 48034 | 35545.16 |  | 0 | 0 | 0 | 25 | c | 107590.6585 | 50061.3582 | 0 | 157652.0168 | 143772.39 | 106391.5686 | 4932 |  |  | 106391.5686 | 51260.4482 | 791266.291 | 1069278.7717
RA.MR.NC.005.12 |  |  | 1 |  | 26% |  | 91148 | 87127.1619 | 64474.0998 |  | -148169 | -148169 | -109645.06 |  | 0 | 0 | 0 | 25 | c | 219168.0264 | -154422.7295 | 0 | 64745.297 | 208070 | 153971.8 | 9115 |  |  | 153971.8 | -89226.503 | 1611852.4952 | 2178179.0475
RA.MR.NC.006.12 |  |  | 1 |  | 26% |  | 37622 | 35962.3698 | 26612.1537 |  | -85467 | -85467 | -63245.58 |  | 0 | 0 | 0 | 25 | c | 90463.1971 | -89074.2829 | 0 | 1388.9142 | 208070 | 153971.8 | 3762 |  |  | 153971.8 | -152582.8858 | 665303.8418 | 899059.2457
RA.MR.NC.007.12 |  |  | 1 |  | 26% |  | 84224 | 80508.6023 | 59576.3657 |  | 253648 | 253648 | 187699.52 |  | 0 | 0 | 0 | 25 | c | 202519.0663 | 264353.6535 | 0 | 466872.7199 | 172519 | 127664.06 | 10838 |  |  | 127664.06 | 339208.6599 | 1489409.1429 | 2012715.0579
RA.MR.NC.008.12 |  |  | 1 |  | 26% |  | 105779 | 101112.7404 | 74823.4279 |  | 938038 | 938038 | 694148.12 |  | 0 | 0 | 0 | 25 | c | 254348.693 | 977629.5198 | 0 | 1231978.2128 | 221635 | 164009.9 | 10577.92 |  |  | 164009.9 | 1067968.3128 | 1870585.6967 | 2527818.5091
RA.MR.NC.009.12 |  |  | 1 |  | 26% |  | 180931 | 172949.5384 | 127982.6584 |  | -35901 | -35901 | -26566.74 |  | 0 | 0 | 0 | 25 | c | 435053.8706 | -37416.2639 | 0 | 397637.6066 | 1155000 | 854700 | 18093 |  |  | 854700 | -457062.3934 | 3199566.4612 | 4323738.461
RA.MR.NC.010.12 |  |  | 1 |  | 26% |  | 121244 | 115895.5283 | 85762.691 |  | 81015 | 81015 | 59951.1 |  | 0 | 0 | 0 | 25 | c | 291534.7369 | 84434.3785 | 0 | 375969.1154 | 481531.29 | 356333.1546 | 12121 |  |  | 356333.1546 | 19635.9608 | 2144067.2744 | 2897388.2086
RA.MR.NC.011.12 |  |  | 1 |  | 26% |  | 131609 | 125803.2941 | 93094.4376 |  | -264401 | -264401 | -195656.74 |  | 0 | 0 | 0 | 25 | c | 316457.6819 | -275560.5025 | 0 | 40897.1794 | 240200 | 177748 | 13160.85 |  |  | 177748 | -136850.8206 | 2327360.9408 | 3145082.3525
RA.MR.NC.012.12 |  |  | 1 |  | 26% |  | 137235 | 131181.1127 | 97074.0234 |  | -159361 | -159361 | -117927.14 |  | 0 | 0 | 0 | 25 | c | 329985.5631 | -166087.1072 | 0 | 163898.4559 | 428300 | 316942 | 13723.5 |  |  | 316942 | -153043.5441 | 2426850.5856 | 3279527.8183
RA.MR.NC.013.12 |  |  | 1 |  | 26% |  | 269885 | 257979.4849 | 190904.8188 |  | 0 | 0 | 0 |  | 0 | 0 | 0 | 25 | s | 655566.1931 | 0 | 0 | 655566.1931 | 59425 | 43974.5 | 21459 |  |  | 43974.5 | 611591.6931 | 4772620.4706 | 6449487.1225
RA.MR.NC.014.12 |  |  | 1 |  | 26% |  | 83015 | 79352.9353 | 58721.1721 |  | -92353 | -92353 | -68341.22 |  | 0 | 0 | 0 | 25 | c | 199611.9906 | -96250.9185 | 0 | 103361.0721 | 238880 | 176771.2 | 8301.5 |  |  | 176771.2 | -73410.1279 | 1468029.3027 | 1983823.3821
RA.MR.NC.015.12 |  |  | 1 |  | 26% |  | 313927 | 300078.6474 | 222058.1991 |  | 544008 | 544008 | 402565.92 |  | 0 | 0 | 0 | 25 | c | 754846.6345 | 566968.8006 | 0 | 1321815.4351 | 862475 | 638231.5 | 30000 |  |  | 638231.5 | 683583.9351 | 5551454.9771 | 7501966.1852
RA.MR.NC.016.12 |  |  | 1 |  | 26% |  | 14931 | 14272.3445 | 10561.5349 |  | 0 | 0 | 0 |  | 0 | 0 | 0 | 25 | c | 35902.0253 | 0 | 0 | 35902.0253 | 6156 | 4555.44 | 1644 |  |  | 4555.44 | 31346.5853 | 264038.3728 | 356808.6119
RA.MR.NC.017.11ERV 2011 |  |  | 1 |  | 5% |  | 12480 | 11929.4661 | 11332.9928 |  | 0 | 0 | 0 |  | 0 | 0 | 0 | 14 | s | 26071.4124 | 0 | 0 | 26071.4124 | 76320 | 72504 | 0 |  |  | 72504 | -46432.5876 | 158661.8998 | 167012.5261
RA.MR.NC.018.11ERV 2011 |  |  | 1 |  | 5% |  | 16328 | 15607.7182 | 14827.3323 |  | 0 | 0 | 0 |  | 0 | 0 | 0 | 14 | s | 34110.0979 | 0 | 0 | 34110.0979 | 210000 | 199500 | 0 |  |  | 199500 | -165389.9021 | 207582.6522 | 218508.055
RA.MR.NC.019.11ERV 2011 |  |  | 1 |  | 5% |  | 936 | 894.71 | 849.9745 |  | 0 | 0 | 0 |  | 0 | 0 | 0 | 14 | s | 1955.3559 | 0 | 0 | 1955.3559 | 19756 | 18768.2 | 0 |  |  | 18768.2 | -16812.8441 | 11899.6425 | 12525.9395
RA.MR.NC.020.11ERV 2011 |  |  | 1 |  | 5% |  | 15028 | 14365.0655 | 13646.8122 |  | 0 | 0 | 0 |  | 0 | 0 | 0 | 14 | s | 31394.3258 | 0 | 0 | 31394.3258 | 57800 | 54910 | 0 |  |  | 54910 | -23515.6742 | 191055.371 | 201110.9168
RA.MR.NC.021.11ERV 2011 |  |  | 1 |  | 5% |  | 12480 | 11929.4661 | 11332.9928 |  | 0 | 0 | 0 |  | 0 | 0 | 0 | 14 | s | 26071.4124 | 0 | 0 | 26071.4124 | 76320 | 72504 | 0 |  |  | 72504 | -46432.5876 | 158661.8998 | 167012.5261
RA.MR.NC.022.11ERV 2011 |  |  | 1 |  | 5% |  | 25480 | 24355.9934 | 23138.1937 |  | 0 | 0 | 0 |  | 0 | 0 | 0 | 14 | s | 53229.1337 | 0 | 0 | 53229.1337 | 54537 | 51810.15 | 0 |  |  | 51810.15 | 1418.9837 | 323934.712 | 340983.9074
RA.MR.NC.023.12ERV 2011 |  |  | 1 |  | 5% |  | 17524 | 16750.9587 | 15913.4108 |  | 0 | 0 | 0 |  | 0 | 0 | 0 | 14 | s | 36608.6083 | 0 | 0 | 36608.6083 | 80375 | 76356.25 | 0 |  |  | 76356.25 | -39747.6417 | 222787.7509 | 234513.422
RA.MR.NC.024.12ERV 2011 |  |  | 1 |  | 5% |  | 16432 | 15707.1304 | 14921.7739 |  | 0 | 0 | 0 |  | 0 | 0 | 0 | 14 | s | 34327.3597 | 0 | 0 | 34327.3597 | 210000 | 199500 | 0 |  |  | 199500 | -165172.6403 | 208904.8347 | 219899.826
RA.MR.NC.025.12ERV 2011 |  |  | 1 |  | 5% |  | 2600 | 2485.3054 | 2361.0402 |  | 0 | 0 | 0 |  | 0 | 0 | 0 | 14 | s | 5431.5443 | 0 | 0 | 5431.5443 | 29500 | 28025 | 0 |  |  | 28025 | -22593.4557 | 33054.5625 | 34794.2763
RA.MR.NC.026.11ERV 2011 |  |  | 1 |  | 5% |  | 12584 | 12028.8784 | 11427.4344 |  | 0 | 0 | 0 |  | 0 | 0 | 0 | 14 | s | 26288.6742 | 0 | 0 | 26288.6742 | 76956 | 73108.2 | 0 |  |  | 73108.2 | -46819.5258 | 159984.0823 | 168404.2971
RA.MR.NC.027.11HRV 2011 |  |  | 1 |  | 5% |  | 9204 | 8797.9813 | 8358.0822 |  | 0 | 0 | 0 |  | 0 | 0 | 0 | 14 | s | 19227.6667 | 0 | 0 | 19227.6667 | 76676 | 72842.2 | 0 |  |  | 72842.2 | -53614.5333 | 117013.1511 | 123171.738
RA.MR.NC.028.12ERV 2011 |  |  | 1 |  | 5% |  | 7124 | 6809.7369 | 6469.2501 |  | 0 | 0 | 0 |  | 0 | 0 | 0 | 14 | s | 14882.4313 | 0 | 0 | 14882.4313 | 31270 | 29706.5 | 0 |  |  | 29706.5 | -14824.0687 | 90569.5011 | 95336.317
RA.MR.NC.029.12HRV 2011 |  |  | 1 |  | 5% |  | 22664 | 21664.2164 | 20581.0056 |  | 0 | 0 | 0 |  | 0 | 0 | 0 | 14 | s | 47346.3535 | 0 | 0 | 47346.3535 | 187142 | 177784.9 | 0 |  |  | 177784.9 | -130438.5465 | 288134.0782 | 303299.0297
RA.MR.NC.030.12HRV 2011 |  |  | 1 |  | 5% |  | 1664 | 1590.5955 | 1511.0657 |  | 0 | 0 | 0 |  | 0 | 0 | 0 | 14 | s | 3476.1883 | 0 | 0 | 3476.1883 | 17600 | 16720 | 0 |  |  | 16720 | -13243.8117 | 21154.92 | 22268.3368
RA.PRO.NC.001.12 |  |  | 1 |  | 26% |  | 438494 | 419150.5873 | 310171.4346 |  | 278992 | 278992 | 206454.08 |  | 0 | 0 | 0 | 25 | c | 1054371.6219 | 290767.341 | 0 | 1345138.9628 | 950962 | 703711.88 | 30000 |  |  | 703711.88 | 641427.0828 | 7754285.8649 | 10478764.6823
RA.PRO.NC.002.12 |  |  | 1 |  | 26% |  | 80712 | 77151.5282 | 57092.1309 |  | -232865 | -232865 | -172320.1 |  | 0 | 0 | 0 | 25 | c | 194074.3598 | -242693.471 | 0 | -48619.1111 | 317500 | 234950 | 8071 |  |  | 234950 | -283569.1111 | 1427303.2715 | 1928788.2047
RA.REC.NC.001.12 |  |  | 1 |  | 26% |  | 88907 | 84985.0198 | 62888.9146 |  | 53208 | 53208 | 39373.92 |  | 0 | 0 | 0 | 25 | c | 213779.4765 | 55453.7359 | 0 | 269233.2124 | 213800 | 158212 | 8890.66 |  |  | 158212 | 111021.2124 | 1572222.866 | 2124625.4946
RA.REC.NC.002.12 |  |  | 1 |  | 26% |  | 275395 | 263246.4207 | 194802.3513 |  | 863580 | 863580 | 639049.2 |  | 0 | 0 | 0 | 25 | c | 662195.3158 | 900028.8909 | 0 | 1562224.2067 | 655700 | 485218 | 27539.48 |  |  | 485218 | 1077006.2067 | 4870058.7825 | 6581160.5169
RA.REC.NC.003.12A |  |  | 0 |  | 26% |  | 12960 | 12388.2918 | 9167.3359 |  | 0 | 0 | 0 |  | 0 | 0 | 0 | 25 | c | 31162.6983 | 0 | 0 | 31162.6983 | 6400 | 4736 | 1296 |  |  | 4736 | 26426.6983 | 229183.3977 | 309707.2942
RA.REC.NC.003.12M |  |  | 1 |  | 26% |  | 44868 | 42888.7249 | 31737.6565 |  | 0 | 0 | 0 |  | 0 | 0 | 0 | 25 | c | 107886.4156 | 0 | 0 | 107886.4156 | 60182 | 44534.68 | 5174 |  |  | 44534.68 | 63351.7356 | 793441.4113 | 1072218.1233
RA.REC.NC.004.12 |  |  | 1 |  | 26% |  | 67976 | 64977.355 | 48083.2427 |  | -91034 | -91034 | -67365.16 |  | 0 | 0 | 0 | 25 | c | 163450.2761 | -94876.2478 | 0 | 68574.0283 | 135000 | 99900 | 6797.58 |  |  | 99900 | -31325.9717 | 1202081.0683 | 1624433.876
RA.REC.NC.005.12 |  |  | 1 |  | 26% |  | 79339 | 75839.0957 | 56120.9308 |  | 900029 | 900029 | 666021.46 |  | 0 | 0 | 0 | 25 | c | 190772.9413 | 938016.2841 | 0 | 1128789.2254 | 324000 | 239760 | 7934 |  |  | 239760 | 889029.2254 | 1403023.2711 | 1895977.3934
RA.REC.NC.006.12 |  |  | 1 |  | 26% |  | 131274 | 125483.0721 | 92857.4733 |  | 562219 | 562219 | 416042.06 |  | 0 | 0 | 0 | 25 | c | 315652.1647 | 585948.4275 | 0 | 901600.5921 | 210529 | 155791.46 | 18481.9 |  |  | 155791.46 | 745809.1321 | 2321436.833 | 3137076.8013
RA.RET.NC.001.12 |  |  | 1 |  | 26% |  | 29386 | 28089.6869 | 20786.3683 |  | 224868 | 224868 | 166402.32 |  | 0 | 0 | 0 | 25 | c | 70659.4947 | 234358.9437 | 0 | 305018.4385 | 225071.42 | 166552.8508 | 5080 |  |  | 166552.8508 | 138465.5877 | 519659.2073 | 702242.172
RA.RET.NC.002.12 |  |  | 1 |  | 26% |  | 49779 | 47583.0846 | 35211.4826 |  | 146505 | 146505 | 108413.7 |  | 0 | 0 | 0 | 25 | c | 119695.0585 | 152688.4975 | 0 | 272383.5559 | 192924 | 142763.76 | 6373 |  |  | 142763.76 | 129619.7959 | 880287.0645 | 1189577.1142
RA.RET.NC.003.12 |  |  | 1 |  | 26% |  | 29419 | 28121.2311 | 20809.711 |  | -27835 | -27835 | -20597.9 |  | 0 | 0 | 0 | 25 | c | 70738.8442 | -29009.8244 | 0 | 41729.0198 | 122400 | 90576 | 2941.9 |  |  | 90576 | -48846.9802 | 520242.7761 | 703030.7785
RA.RET.NC.004.12 |  |  | 1 |  | 26% |  | 7202 | 6884.2961 | 5094.3791 |  | 100712 | 100712 | 74526.88 |  | 0 | 0 | 0 | 25 | c | 17317.4192 | 104962.7245 | 0 | 122280.1438 | 32422 | 23992.28 | 1679 |  |  | 23992.28 | 98287.8638 | 127359.4777 | 172107.4022
RA.RET.NC.005.12 |  |  | 1 |  | 26% |  | 24076 | 23013.9284 | 17030.307 |  | 10870 | 10870 | 8043.8 |  | 0 | 0 | 0 | 25 | c | 57891.4447 | 11328.7872 | 0 | 69220.2319 | 20970 | 15517.8 | 2408 |  |  | 15517.8 | 53702.4319 | 425757.6762 | 575348.2111
RA.RET.NC.006.12 |  |  | 1 |  | 26% |  | 3517 | 3361.8536 | 2487.7716 |  | 450513 | 450513 | 333379.62 |  | 0 | 0 | 0 | 25 | c | 8456.7292 | 469527.6821 | 0 | 477984.4113 | 87428 | 64696.72 | 351.69 |  |  | 64696.72 | 413287.6913 | 62194.2909 | 84046.339
RA.RET.NC.007.12 |  |  | 1 |  | 26% |  | 81844 | 78233.5919 | 57892.858 |  | 684305 | 684305 | 506385.7 |  | 0 | 0 | 0 | 25 | c | 196796.2869 | 713187.2787 | 0 | 909983.5656 | 695877.57 | 514949.4018 | 14701.6 |  |  | 514949.4018 | 395034.1638 | 1447321.451 | 1955839.7986
RA.SCH.NC.001.12 |  |  | 1 |  | 26% |  | 21135 | 20202.6656 | 14949.9726 |  | 90106 | 90106 | 66678.44 |  | 0 | 0 | 0 | 25 | c | 50819.7244 | 93909.0799 | 0 | 144728.8043 | 38843 | 28743.82 | 2972 |  |  | 28743.82 | 115984.9843 | 373749.3141 | 505066.6407
RA.SCH.NC.002.12 |  |  | 1 |  | 26% |  | 3210 | 3068.3963 | 2270.6133 |  | 58676 | 58676 | 43420.24 |  | 0 | 0 | 0 | 25 | c | 7718.5387 | 61152.5223 | 0 | 68871.061 | 120488 | 89161.12 | 879 |  |  | 89161.12 | -20290.059 | 56765.3323 | 76709.9085
Total Large New Construction |  |  | 70 |  |  |  | 7672956 | 7339628.001 | 5465957.3375 |  | 13124085 | 13124085 | 9711822.9 |  | 0 | 0 | 0 |  |  | 18416846.9332 | 13678009.7573 | 0 | 32094856.6905 |  | 14471741.0832 | 605438.78 | 85186.99 | 690625.77 | 14556928.0732 | 17537928.6173 | 134925548.4624 | 181676610.5791
|  |  | 0 | 0 | 15.78 | 0 | 0 | 0 | 0 | 0 | 0 | 0 | 0 | 0 | 0 | 0 | 0 | 1646 | 0 | 0 | 0 | 0 | 0 | 19214659.68 | 0 | -26019.43 | -85186.99 | -690625.77 | -85186.99 | 85186.99 | 0 | 0
Total Commercial |  |  | 10752 |  |  |  | 44110668 | 42429786.2502 | 34975892.6644 |  | 39328530 | 39736778 | 32634172.72 |  | 217465.956 | 217465.956 | 171825.9605 |  |  | 96457368.3131 | 37172244.3433 | 3671215.6585 | 137300828.315 |  | 36947137.813 | 6757446.47 | 1203194.41 | 7794396.28 | 38150332.223 | 99150496.092 | 658836827.8143 | 808838533.2814
RA.IND.EX.NRT | Industrial | [5 empty] | 98.13% |  |  |  | 100% |  |  |  | 100%
RA.IND.EX.NRT.002.12 |  |  | 1 |  | 50% |  | 43191 | 42384.4526 | 21192.2263 |  | 0 | 0 | 0 |  | 0 | 0 | 0 | 25 | i | 68792.761 | 0 | 0 | 68792.761 | 132460 | 66230 | 6558.3 |  |  | 66230 | 2562.761 | 529805.6579 | 1059611.3159
RA.IND.EX.NRT.003.12 |  |  | 1 |  | 50% |  | 63844 | 62651.7792 | 31325.8896 |  | 0 | 0 | 0 |  | 0 | 0 | 0 | 15 | i | 71974.8643 | 0 | 0 | 71974.8643 | 26900 | 13450 | 9576.6 |  |  | 13450 | 58524.8643 | 469888.3438 | 939776.6875
RA.IND.EX.NRT.004.12 |  |  | 1 |  | 50% |  | 63524 | 62337.7548 | 31168.8774 |  | 0 | 0 | 0 |  | 0 | 0 | 0 | 5 | i | 24869.6176 | 0 | 0 | 24869.6176 | 8171.6 | 4085.8 | 4085.8 |  |  | 4085.8 | 20783.8176 | 155844.3871 | 311688.7742
RA.IND.EX.NRT.005.12 |  |  | 1 |  | 50% |  | 12325 | 12094.8433 | 6047.4217 |  | 0 | 0 | 0 |  | 0 | 0 | 0 | 15 | i | 13894.6526 | 0 | 0 | 13894.6526 | 10749.27 | 5374.635 | 2301 |  |  | 5374.635 | 8520.0176 | 90711.3251 | 181422.6501
RA.IND.EX.NRT.007.12 |  |  | 1 |  | 50% |  | 93135 | 91395.8 | 45697.9 |  | 0 | 0 | 0 |  | 0 | 0 | 0 | 20 | i | 129249.4261 | 0 | 0 | 129249.4261 | 80703.65 | 40351.825 | 13970.25 |  |  | 40351.825 | 88897.6011 | 913957.9996 | 1827915.9993
RA.IND.EX.NRT.008.12 |  |  | 1 |  | 50% |  | 195778 | 192122.0478 | 96061.0239 |  | 0 | 0 | 0 |  | 0 | 0 | 0 | 20 | i | 271693.7149 | 0 | 0 | 271693.7149 | 59610.5 | 29805.25 | 29366.7 |  |  | 29805.25 | 241888.4649 | 1921220.4784 | 3842440.9567
RA.IND.EX.NRT.009.12 |  |  | 1 |  | 50% |  | 206565 | 202707.6117 | 101353.8059 |  | 8873 | 8873 | 4436.5 |  | 0 | 0 | 0 | 20 | i | 286663.5282 | 5504.0471 | 0 | 292167.5752 | 70882 | 35441 | 31962.15 |  |  | 35441 | 256726.5752 | 2027076.1174 | 4054152.2348
RA.IND.EX.NRT.011.12A |  |  | 0 |  | 50% |  | 11799 | 11578.6658 | 5789.3329 |  | 0 | 0 | 0 |  | 0 | 0 | 0 | 15 | i | 13301.6638 | 0 | 0 | 13301.6638 | 15000 | 7500 | 1856.7 |  |  | 7500 | 5801.6638 | 86839.9939 | 173679.9877
RA.IND.EX.NRT.011.12B |  |  | 0 |  | 50% |  | 42319 | 41528.7363 | 20764.3682 |  | 0 | 0 | 0 |  | 3510 | 3510 | 1755 | 15 | i | 47708.544 | 0 | 43491.7582 | 91200.3022 | 22978 | 11489 | 6347.85 |  |  | 11489 | 79711.3022 | 311465.5225 | 622931.045
RA.IND.EX.NRT.011.12M |  |  | 1 |  | 50% |  | 39057 | 38327.6508 | 19163.8254 |  | 0 | 0 | 0 |  | 0 | 0 | 0 | 15 | i | 44031.1114 | 0 | 0 | 44031.1114 | 14000 | 7000 | 7358.55 |  |  | 7000 | 37031.1114 | 287457.3812 | 574914.7623
RA.IND.EX.NRT.012.12 |  |  | 1 |  | 50% |  | 81726 | 80199.8513 | 40099.9256 |  | 0 | 0 | 0 |  | 0 | 0 | 0 | 25 | i | 130169.6461 | 0 | 0 | 130169.6461 | 113610 | 56805 | 12258.9 |  |  | 56805 | 73364.6461 | 1002498.1409 | 2004996.2817
RA.IND.EX.NRT.013.12 |  |  | 1 |  | 50% |  | 22278 | 21861.9813 | 10930.9907 |  | 0 | 0 | 0 |  | 0 | 0 | 0 | 15 | i | 25115.2188 | 0 | 0 | 25115.2188 | 4694 | 2347 | 3342 |  |  | 2347 | 22768.2188 | 163964.86 | 327929.72
RA.IND.EX.NRT.015.12 |  |  | 1 |  | 50% |  | 35326 | 34666.3234 | 17333.1617 |  | 0 | 0 | 0 |  | 0 | 0 | 0 | 25 | i | 56265.7284 | 0 | 0 | 56265.7284 | 78100 | 39050 | 5298.9 |  |  | 39050 | 17215.7284 | 433329.0425 | 866658.0849
RA.IND.EX.NRT.016.12 |  |  | 1 |  | 50% |  | 58159 | 57072.9407 | 28536.4703 |  | 0 | 0 | 0 |  | 0 | 0 | 0 | 5 | i | 22769.2225 | 0 | 0 | 22769.2225 | 15895.25 | 7947.625 | 7948 |  |  | 7947.625 | 14821.5975 | 142682.3517 | 285364.7034
RA.IND.EX.NRT.017.12 |  |  | 1 |  | 50% |  | 63967 | 62772.4823 | 31386.2411 |  | 0 | 0 | 0 |  | 0 | 0 | 0 | 15 | i | 72113.529 | 0 | 0 | 72113.529 | 15660 | 7830 | 4478 |  |  | 7830 | 64283.529 | 470793.617 | 941587.2341
RA.IND.EX.NRT.018.12 |  |  | 1 |  | 50% |  | 61940 | 60783.3344 | 30391.6672 |  | 0 | 0 | 0 |  | 0 | 0 | 0 | 5 | i | 24249.4823 | 0 | 0 | 24249.4823 | 8211 | 4105.5 | 4105.5 |  |  | 4105.5 | 20143.9823 | 151958.336 | 303916.672
RA.IND.EX.NRT.019.12 |  |  | 1 |  | 50% |  | 71392 | 70058.8281 | 35029.414 |  | 0 | 0 | 0 |  | 0 | 0 | 0 | 10 | i | 56867.1958 | 0 | 0 | 56867.1958 | 92398 | 46199 | 10709 |  |  | 46199 | 10668.1958 | 350294.1403 | 700588.2806
RA.IND.EX.NRT.020.12 |  |  | 1 |  | 50% |  | 42269 | 41479.67 | 20739.835 |  | 0 | 0 | 0 |  | 0 | 0 | 0 | 5 | i | 16548.2946 | 0 | 0 | 16548.2946 | 4896 | 2448 | 2448 |  |  | 2448 | 14100.2946 | 103699.1751 | 207398.3502
RA.IND.EX.NRT.022.12 |  |  | 1 |  | 50% |  | 64289 | 63088.4693 | 31544.2346 |  | 0 | 0 | 0 |  | 0 | 0 | 0 | 5 | i | 25169.1148 | 0 | 0 | 25169.1148 | 4333.3 | 2166.65 | 2166.65 |  |  | 2166.65 | 23002.4648 | 157721.1731 | 315442.3463
RA.IND.EX.NRT.023.12 |  |  | 1 |  | 50% |  | 16969 | 16652.1214 | 8326.0607 |  | 0 | 0 | 0 |  | 0 | 0 | 0 | 15 | i | 19130.0901 | 0 | 0 | 19130.0901 | 6383.64 | 3191.82 | 2545.35 |  |  | 3191.82 | 15938.2701 | 124890.9107 | 249781.8215
RA.IND.EX.NRT.024.12 |  |  | 1 |  | 50% |  | 94448 | 92684.281 | 46342.1405 |  | 0 | 0 | 0 |  | 0 | 0 | 0 | 20 | i | 131071.5606 | 0 | 0 | 131071.5606 | 21991.8 | 10995.9 | 13080.9 |  |  | 10995.9 | 120075.6606 | 926842.8104 | 1853685.6209
RA.IND.EX.NRT.025.12 |  |  | 1 |  | 50% |  | 44654 | 43820.1326 | 21910.0663 |  | 0 | 0 | 0 |  | 0 | 0 | 0 | 20 | i | 61969.2261 | 0 | 0 | 61969.2261 | 39735.06 | 19867.53 | 14130 |  |  | 19867.53 | 42101.6961 | 438201.3262 | 876402.6524
RA.IND.EX.NRT.026.12 |  |  | 1 |  | 50% |  | 17106 | 16786.5631 | 8393.2815 |  | 0 | 0 | 0 |  | 0 | 0 | 0 | 5 | i | 6696.9914 | 0 | 0 | 6696.9914 | 4320 | 2160 | 2160 |  |  | 2160 | 4536.9914 | 41966.4077 | 83932.8155
RA.IND.EX.NRT.027.12 |  |  | 1 |  | 50% |  | 219560 | 215459.9435 | 107729.9718 |  | 0 | 0 | 0 |  | 0 | 0 | 0 | 5 | i | 85957.6419 | 0 | 0 | 85957.6419 | 4672 | 2336 | 2639.68 |  |  | 2336 | 83621.6419 | 538649.8588 | 1077299.7176
RA.IND.EX.NRT.028.12 |  |  | 1 |  | 50% |  | 77055 | 75616.0774 | 37808.0387 |  | 0 | 0 | 0 |  | 0 | 0 | 0 | 25 | i | 122729.8789 | 0 | 0 | 122729.8789 | 157830 | 78915 | 11558.25 |  |  | 78915 | 43814.8789 | 945200.9672 | 1890401.9343
RA.IND.EX.NRT.030.12 |  |  | 1 |  | 50% |  | 24812 | 24348.6615 | 12174.3307 |  | 0 | 0 | 0 |  | 0 | 0 | 0 | 5 | i | 9713.8869 | 0 | 0 | 9713.8869 | 2136.25 | 1068.125 | 1173 |  |  | 1068.125 | 8645.7619 | 60871.6537 | 121743.3075
RA.IND.EX.NRT.031.12 |  |  | 1 |  | 50% |  | 523561 | 513784.0385 | 256892.0192 |  | 0 | 0 | 0 |  | 0 | 0 | 0 | 15 | i | 590239.2072 | 0 | 0 | 590239.2072 | 64964 | 32482 | 32482 |  |  | 32482 | 557757.2072 | 3853380.2887 | 7706760.5774
RA.IND.EX.NRT.032.12 |  |  | 1 |  | 50% |  | 28029 | 27505.5873 | 13752.7937 |  | 0 | 0 | 0 |  | 0 | 0 | 0 | 15 | i | 31598.6384 | 0 | 0 | 31598.6384 | 44500.01 | 22250.005 | 4204.35 |  |  | 22250.005 | 9348.6334 | 206291.9051 | 412583.8101
RA.IND.EX.NRT.034.12 |  |  | 1 |  | 50% |  | 54055 | 53045.5786 | 26522.7893 |  | 0 | 0 | 0 |  | 0 | 0 | 0 | 15 | i | 60939.1844 | 0 | 0 | 60939.1844 | 35360 | 17680 | 8108.25 |  |  | 17680 | 43259.1844 | 397841.8398 | 795683.6797
RA.IND.EX.NRT.035.12 |  |  | 1 |  | 50% |  | 240708 | 236213.0264 | 118106.5132 |  | 0 | 0 | 0 |  | 0 | 0 | 0 | 20 | i | 334045.9639 | 0 | 0 | 334045.9639 | 283300 | 141650 | 36106.2 |  |  | 141650 | 192395.9639 | 2362130.2644 | 4724260.5289
RA.IND.EX.NRT.036.12 |  |  | 1 |  | 50% |  | 391159 | 383854.5092 | 191927.2546 |  | 0 | 0 | 0 |  | 0 | 0 | 0 | 20 | i | 542836.4874 | 0 | 0 | 542836.4874 | 270929 | 135464.5 | 58673.85 |  |  | 135464.5 | 407371.9874 | 3838545.0924 | 7677090.1848
RA.IND.EX.NRT.037.12 |  |  | 1 |  | 50% |  | 136618 | 134066.7998 | 67033.3999 |  | 0 | 0 | 0 |  | 0 | 0 | 0 | 5 | i | 53485.8859 | 0 | 0 | 53485.8859 | 40138.5 | 20069.25 | 20069 |  |  | 20069.25 | 33416.6359 | 335166.9995 | 670333.999
RA.IND.EX.NRT.038.12 |  |  | 1 |  | 50% |  | 2706940 | 2656390.6883 | 1328195.3441 |  | 0 | 0 | 0 |  | 0 | 0 | 0 | 15 | i | 3051682.8401 | 0 | 0 | 3051682.8401 | 79232 | 39616 | 39616 |  |  | 39616 | 3012066.8401 | 19922930.1622 | 39845860.3244
RA.IND.EX.NRT.039.12 |  |  | 1 |  | 50% |  | 4744064 | 4655473.4993 | 2327736.7497 |  | 7304595 | 7304595 | 3652297.5 |  | 0 | 0 | 0 | 15 | i | 5348245.1407 | 3761075.4319 | 0 | 9109320.5727 | 552292 | 276146 | 112500 |  |  | 276146 | 8833174.5727 | 34916051.245 | 69832102.49
RA.IND.EX.NRT.040.12 |  |  | 1 |  | 50% |  | 2716995 | 2666257.9215 | 1333128.9608 |  | 4308933 | 4308933 | 2154466.5 |  | 0 | 0 | 0 | 15 | i | 3063018.3965 | 2218633.8933 | 0 | 5281652.2898 | 436697.25 | 218348.625 | 112500 |  |  | 218348.625 | 5063303.6648 | 19996934.4116 | 39993868.8232
RA.IND.EX.NRT.041.12 |  |  | 1 |  | 50% |  | 1311369 | 1286880.5369 | 643440.2684 |  | 471822 | 471822 | 235911 |  | 11304 | 11304 | 5652 | 20 | i | 1819871.054 | 292677.8427 | 168743.772 | 2281292.6687 | 254127.33 | 127063.665 | 75000 |  |  | 127063.665 | 2154229.0037 | 12868805.3689 | 25737610.7377
RA.IND.EX.NRT.042.12 |  |  | 1 |  | 50% |  | 816583 | 801334.155 | 400667.0775 |  | 314548 | 314548 | 157274 |  | 7039 | 7039 | 3519.5 | 20 | i | 1133224.7177 | 195118.5618 | 105076.7349 | 1433420.0144 | 254127 | 127063.5 | 75000 |  |  | 127063.5 | 1306356.5144 | 8013341.5496 | 16026683.0992
RA.IND.EX.NRT.043.12 |  |  | 1 |  | 50% |  | 651034 | 638876.6117 | 319438.3059 |  | 190635 | 190635 | 95317.5 |  | 5612 | 5612 | 2806 | 20 | i | 903481.7292 | 118253.5798 | 83774.7743 | 1105510.0833 | 254127 | 127063.5 | 75000 |  |  | 127063.5 | 978446.5833 | 6388766.1173 | 12777532.2347
Total | Industrial - Industrial - All - RA.IND.EX.NRT |  | 36 |  |  |  | 16088602 | 15788163.9565 | 7894081.9783 |  | 12599406 | 12599406 | 6299703 |  | 27465 | 27465 | 13732.5 |  |  | 18771385.8376 | 6591263.3566 | 401087.0394 | 25763736.2336 |  | 1793057.705 | 906196.84 | 621322.52 | 1527519.36 | 2414380.225 | 23349356.0086 | 125948017.2227 | 251896034.4455
RA.IND.EX.RT | Industrial | [5 empty] | 1 |  |  |  | 1 |  |  |  | 1
RA.IND.EX.RT.001.12 |  |  | 1 |  | 50% |  | 99396 | 97539.8822 | 48769.9411 |  | 0 | 0 | 0 |  | 0 | 0 | 0 | 15 | i | 112054.5958 | 0 | 0 | 112054.5958 | 55858 | 27929 | 6958 |  |  | 27929 | 84125.5958 | 731549.1169 | 1463098.2337
RA.IND.EX.RT.002.12 |  |  | 1 |  | 50% |  | 38500 | 37781.0522 | 18890.5261 |  | 0 | 0 | 0 |  | 0 | 0 | 0 | 15 | i | 43403.1746 | 0 | 0 | 43403.1746 | 10000 | 5000 | 1925 |  |  | 5000 | 38403.1746 | 283357.8917 | 566715.7833
RA.IND.EX.RT.003.12 |  |  | 1 |  | 50% |  | 1224675 | 1201805.4579 | 600902.7289 |  | 0 | 0 | 0 |  | 0 | 0 | 0 | 15 | i | 1380643.7092 | 0 | 0 | 1380643.7092 | 1069610 | 534805 | 0 |  |  | 534805 | 845838.7092 | 9013540.9342 | 18027081.8684
RA.IND.EX.RT.005.12 |  |  | 1 |  | 50% |  | 29718 | 29163.047 | 14581.5235 |  | 0 | 0 | 0 |  | 0 | 0 | 0 | 15 | i | 33502.7413 | 0 | 0 | 33502.7413 | 2690 | 1345 | 1345 |  |  | 1345 | 32157.7413 | 218722.8526 | 437445.7052
RA.IND.EX.RT.006.12 |  |  | 1 |  | 50% |  | 26053 | 25566.4871 | 12783.2436 |  | 0 | 0 | 0 |  | 0 | 0 | 0 | 25 | i | 41496.0942 | 0 | 0 | 41496.0942 | 22258.03 | 11129.015 | 1823.71 |  |  | 11129.015 | 30367.0792 | 319581.0888 | 639162.1776
RA.IND.EX.RT.007.12 |  |  | 1 |  | 50% |  | 51957 | 50986.7566 | 25493.3783 |  | 0 | 0 | 0 |  | 0 | 0 | 0 | 5 | i | 20341.1423 | 0 | 0 | 20341.1423 | 1926.95 | 963.475 | 963.5 |  |  | 963.475 | 19377.6673 | 127466.8916 | 254933.7831
RA.IND.EX.RT.008.12 |  |  | 1 |  | 50% |  | 31158 | 30576.1565 | 15288.0782 |  | 0 | 0 | 0 |  | 0 | 0 | 0 | 15 | i | 35126.1328 | 0 | 0 | 35126.1328 | 10400 | 5200 | 2181.06 |  |  | 5200 | 29926.1328 | 229321.1737 | 458642.3474
RA.IND.EX.RT.009.12A |  |  | 0 |  | 50% |  | 52089 | 51116.2917 | 25558.1458 |  | 0 | 0 | 0 |  | 0 | 0 | 0 | 15 | i | 58722.8041 | 0 | 0 | 58722.8041 | 16150 | 8075 | 3706.64 |  |  | 8075 | 50647.8041 | 383372.1875 | 766744.375
RA.IND.EX.RT.009.12M |  |  | 1 |  | 50% |  | 17684 | 17353.7695 | 8676.8848 |  | 86695 | 86695 | 43347.5 |  | 0 | 0 | 0 | 15 | i | 19936.1491 | 44638.5371 | 0 | 64574.6861 | 15000 | 7500 | 1237.88 |  |  | 7500 | 57074.6861 | 130153.2716 | 260306.5432
RA.IND.EX.RT.010.12 |  |  | 1 |  | 50% |  | 105864 | 103887.099 | 51943.5495 |  | 0 | 0 | 0 |  | 0 | 0 | 0 | 15 | i | 119346.3291 | 0 | 0 | 119346.3291 | 39115 | 19557.5 | 7410.48 |  |  | 19557.5 | 99788.8291 | 779153.2427 | 1558306.4853
RA.IND.EX.RT.011.12 |  |  | 1 |  | 50% |  | 60754 | 59619.4817 | 29809.7409 |  | 0 | 0 | 0 |  | 0 | 0 | 0 | 15 | i | 68491.3368 | 0 | 0 | 68491.3368 | 11389 | 5694.5 | 4252.8 |  |  | 5694.5 | 62796.8368 | 447146.113 | 894292.226
RA.IND.EX.RT.012.12 |  |  | 1 |  | 50% |  | 551852 | 541546.7333 | 270773.3666 |  | 0 | 0 | 0 |  | 0 | 0 | 0 | 18 | i | 712446.3595 | 0 | 0 | 712446.3595 | 63801.14 | 31900.57 | 31900 |  |  | 31900.57 | 680545.7895 | 4873920.5993 | 9747841.1986
RA.IND.EX.RT.014.12 |  |  | 1 |  | 50% |  | 50715 | 49767.9497 | 24883.9748 |  | 0 | 0 | 0 |  | 11938 | 11938 | 5969 | 20 | i | 70380.4654 | 0 | 178207.9928 | 248588.4582 | 15778 | 7889 | 3550.05 |  |  | 7889 | 240699.4582 | 497679.497 | 995358.994
RA.IND.EX.RT.015.12 |  |  | 1 |  | 50% |  | 7861 | 7714.2039 | 3857.102 |  | 0 | 0 | 0 |  | 0 | 0 | 0 | 15 | i | 8862.1391 | 0 | 0 | 8862.1391 | 5990 | 2995 | 550.27 |  |  | 2995 | 5867.1391 | 57856.5295 | 115713.059
RA.IND.EX.RT.016.12 |  |  | 1 |  | 50% |  | 23966 | 23518.4597 | 11759.2298 |  | 0 | 0 | 0 |  | 0 | 0 | 0 | 15 | i | 27018.1943 | 0 | 0 | 27018.1943 | 41316.13 | 20658.065 | 1677.62 |  |  | 20658.065 | 6360.1293 | 176388.4476 | 352776.8951
RA.IND.EX.RT.017.12 |  |  | 1 |  | 50% |  | 213313 | 209329.5998 | 104664.7999 |  | 179813 | 179813 | 89906.5 |  | 13903 | 13903 | 6951.5 | 10 | i | 169914.166 | 68710.3262 | 127847.8393 | 366472.3315 | 2500 | 1250 | 1250 |  |  | 1250 | 365222.3315 | 1046647.999 | 2093295.998
RA.IND.EX.RT.018.12 |  |  | 1 |  | 50% |  | 341227 | 334854.9378 | 167427.4689 |  | -3667 | -3667 | -1833.5 |  | 38916 | 38916 | 19458 | 20 | i | 473542.6414 | -2274.6918 | 580929.9923 | 1052197.9419 | 41195.53 | 20597.765 | 20598 |  |  | 20597.765 | 1031600.1769 | 3348549.3782 | 6697098.7565
RA.IND.EX.RT.020.12 |  |  | 1 |  | 50% |  | 320318 | 314336.3918 | 157168.1959 |  | 0 | 0 | 0 |  | 0 | 0 | 0 | 18 | i | 413533.6883 | 0 | 0 | 413533.6883 | 71235 | 35617.5 | 22422 |  |  | 35617.5 | 377916.1883 | 2829027.5264 | 5658055.0529
RA.IND.EX.RT.021.12 |  |  | 1 |  | 50% |  | 7569342 | 7427992.3476 | 3713996.1738 |  | 0 | 0 | 0 |  | 0 | 0 | 0 | 25 | i | 12056121.3026 | 0 | 0 | 12056121.3026 | 3118551.76 | 1559275.88 | 75000 |  |  | 1559275.88 | 10496845.4226 | 92849904.3446 | 185699808.6892
RA.IND.EX.RT.022.12 |  |  | 1 |  | 50% |  | 36400 | 35720.2676 | 17860.1338 |  | 0 | 0 | 0 |  | 0 | 0 | 0 | 5 | i | 14250.5837 | 0 | 0 | 14250.5837 | 6790 | 3395 | 2548 |  |  | 3395 | 10855.5837 | 89300.6689 | 178601.3378
RA.IND.EX.RT.023.12 |  |  | 1 |  | 50% |  | 195894 | 192235.8817 | 96117.9408 |  | 0 | 0 | 0 |  | 0 | 0 | 0 | 5 | i | 76692.4135 | 0 | 0 | 76692.4135 | 1875 | 937.5 | 938 |  |  | 937.5 | 75754.9135 | 480589.7041 | 961179.4083
RA.IND.EX.RT.024.12 |  |  | 1 |  | 50% |  | 429103 | 421089.9442 | 210544.9721 |  | 0 | 0 | 0 |  | 44303 | 44303 | 22151.5 | 20 | i | 595493.8152 | 0 | 661346.0131 | 1256839.8283 | 527598.58 | 263799.29 | 30037.21 |  |  | 263799.29 | 993040.5383 | 4210899.4419 | 8421798.8838
RA.IND.EX.RT.025.12 |  |  | 1 |  | 50% |  | 5787 | 5678.9337 | 2839.4669 |  | 0 | 0 | 0 |  | 0 | 0 | 0 | 5 | i | 2265.6079 | 0 | 0 | 2265.6079 | 450 | 225 | 0 |  |  | 225 | 2040.6079 | 14197.3344 | 28394.6687
RA.IND.EX.RT.026.12 |  |  | 1 |  | 50% |  | 45003 | 44162.6154 | 22081.3077 |  | 0 | 0 | 0 |  | 0 | 0 | 0 | 5 | i | 17618.6544 | 0 | 0 | 17618.6544 | 1011.5 | 505.75 | 505.75 |  |  | 505.75 | 17112.9044 | 110406.5385 | 220813.077
RA.IND.EX.RT.027.12 |  |  | 1 |  | 50% |  | 2078637 | 2039820.5986 | 1019910.2993 |  | 0 | 0 | 0 |  | 0 | 0 | 0 | 5 | i | 813785.4565 | 0 | 0 | 813785.4565 | 714600 | 357300 | 75000 |  |  | 357300 | 456485.4565 | 5099551.4965 | 10199102.993
RA.IND.EX.RT.028.12 |  |  | 1 |  | 50% |  | 854927 | 838962.1203 | 419481.0602 |  | 0 | 0 | 0 |  | 0 | 0 | 0 | 15 | i | 963806.3849 | 0 | 0 | 963806.3849 | 616000 | 308000 | 59845 |  |  | 308000 | 655806.3849 | 6292215.9024 | 12584431.8048
RA.IND.EX.RT.029.12 |  |  | 1 |  | 50% |  | 869323 | 853089.2899 | 426544.6449 |  | 0 | 0 | 0 |  | 0 | 0 | 0 | 18 | i | 1122304.5428 | 0 | 0 | 1122304.5428 | 890000 | 445000 | 60853 |  |  | 445000 | 677304.5428 | 7677803.6088 | 15355607.2177
RA.IND.EX.RT.031.12 |  |  | 1 |  | 50% |  | 34382 | 33739.9516 | 16869.9758 |  | 0 | 0 | 0 |  | 0 | 0 | 0 | 25 | i | 54762.1659 | 0 | 0 | 54762.1659 | 27825.7 | 13912.85 | 2406.74 |  |  | 13912.85 | 40849.3159 | 421749.3953 | 843498.7906
RA.IND.EX.RT.032.12 |  |  | 1 |  | 50% |  | 524187 | 514398.3486 | 257199.1743 |  | 0 | 0 | 0 |  | 0 | 0 | 0 | 15 | i | 590944.9315 | 0 | 0 | 590944.9315 | 44474.5 | 22237.25 | 22237.25 |  |  | 22237.25 | 568707.6815 | 3857987.6144 | 7715975.2288
RA.IND.EX.RT.033.12 |  |  | 1 |  | 50% |  | 439394 | 431188.7704 | 215594.3852 |  | 0 | 0 | 0 |  | 0 | 0 | 0 | 5 | i | 172022.5546 | 0 | 0 | 172022.5546 | 74552.27 | 37276.135 | 37276.16 |  |  | 37276.135 | 134746.4196 | 1077971.926 | 2155943.8519
RA.IND.EX.RT.034.12 |  |  | 1 |  | 50% |  | 175681 | 172400.3386 | 86200.1693 |  | 0 | 0 | 0 |  | 0 | 0 | 0 | 15 | i | 198054.886 | 0 | 0 | 198054.886 | 115576 | 57788 | 12297.67 |  |  | 57788 | 140266.886 | 1293002.5393 | 2586005.0787
RA.IND.EX.RT.035.12 |  |  | 1 |  | 50% |  | 76543 | 75113.6384 | 37556.8192 |  | 0 | 0 | 0 |  | 0 | 0 | 0 | 5 | i | 29966.5503 | 0 | 0 | 29966.5503 | 10833.25 | 5416.625 | 5416.63 |  |  | 5416.625 | 24549.9253 | 187784.0961 | 375568.1922
RA.IND.EX.RT.036.12 |  |  | 1 |  | 50% |  | 211540 | 207589.7087 | 103794.8544 |  | 0 | 0 | 0 |  | 0 | 0 | 0 | 5 | i | 82817.8155 | 0 | 0 | 82817.8155 | 4682.45 | 2341.225 | 2341.23 |  |  | 2341.225 | 80476.5905 | 518974.2719 | 1037948.5437
RA.IND.EX.RT.037.12 |  |  | 1 |  | 50% |  | 45999 | 45140.0161 | 22570.0081 |  | 0 | 0 | 0 |  | 0 | 0 | 0 | 15 | i | 51857.2111 | 0 | 0 | 51857.2111 | 19244 | 9622 | 3219.9 |  |  | 9622 | 42235.2111 | 338550.121 | 677100.242
RA.IND.EX.RT.038.12 |  |  | 1 |  | 50% |  | 28600 | 28065.9245 | 14032.9623 |  | 672528 | 672528 | 336264 |  | 0 | 0 | 0 | 15 | i | 32242.3582 | 346279.0939 | 0 | 378521.4522 | 24478 | 12239 | 2002 |  |  | 12239 | 366282.4522 | 210494.4338 | 420988.8676
RA.IND.EX.RT.039.12 |  |  | 1 |  | 50% |  | 1147753 | 1126319.8969 | 563159.9484 |  | 0 | 0 | 0 |  | 0 | 0 | 0 | 15 | i | 1293925.2938 | 0 | 0 | 1293925.2938 | 4000 | 2000 | 2000 |  |  | 2000 | 1291925.2938 | 8447399.2266 | 16894798.4532
RA.IND.EX.RT.041.12 |  |  | 1 |  | 50% |  | 441447 | 433203.4327 | 216601.7164 |  | 0 | 0 | 0 |  | 0 | 0 | 0 | 15 | i | 497667.5636 | 0 | 0 | 497667.5636 | 0 | 0 | 0 |  |  | 0 | 497667.5636 | 3249025.7454 | 6498051.4909
RA.IND.EX.RT.042.12 |  |  | 1 |  | 50% |  | 325413 | 319336.248 | 159668.124 |  | 0 | 0 | 0 |  | 0 | 0 | 0 | 15 | i | 366856.0323 | 0 | 0 | 366856.0323 | 81359.19 | 40679.595 | 22778.91 |  |  | 40679.595 | 326176.4373 | 2395021.8597 | 4790043.7194
RA.IND.EX.RT.043.12 |  |  | 1 |  | 50% |  | 16516 | 16207.5807 | 8103.7904 |  | 0 | 0 | 0 |  | 0 | 0 | 0 | 15 | i | 18619.3982 | 0 | 0 | 18619.3982 | 22276 | 11138 | 1156.12 |  |  | 11138 | 7481.3982 | 121556.8555 | 243113.7111
RA.IND.EX.RT.044.12 |  |  | 1 |  | 50% |  | 62522 | 61354.4662 | 30677.2331 |  | 0 | 0 | 0 |  | 0 | 0 | 0 | 18 | i | 80716.5169 | 0 | 0 | 80716.5169 | 100000 | 50000 | 4377 |  |  | 50000 | 30716.5169 | 552190.1954 | 1104380.3908
RA.IND.EX.RT.045.12 |  |  | 1 |  | 50% |  | 278045 | 272852.7965 | 136426.3982 |  | 82442 | 82442 | 41221 |  | 0 | 0 | 0 | 25 | i | 442858.0777 | 58055.1402 | 0 | 500913.2179 | 400000 | 200000 | 38926.3 |  |  | 200000 | 300913.2179 | 3410659.9561 | 6821319.9122
RA.IND.EX.RT.046.12 |  |  | 1 |  | 50% |  | 130828 | 128384.9221 | 64192.461 |  | 0 | 0 | 0 |  | 0 | 0 | 0 | 15 | i | 147489.6239 | 0 | 0 | 147489.6239 | 155000 | 77500 | 9157.96 |  |  | 77500 | 69989.6239 | 962886.9156 | 1925773.8312
RA.IND.EX.RT.047.12 |  |  | 1 |  | 50% |  | 1204 | 1181.5165 | 590.7583 |  | 0 | 0 | 0 |  | 0 | 0 | 0 | 5 | i | 471.3655 | 0 | 0 | 471.3655 | 600 | 300 | 84 |  |  | 300 | 171.3655 | 2953.7914 | 5907.5827
RA.IND.EX.RT.048.12 |  |  | 1 |  | 50% |  | 694710 | 681737.0075 | 340868.5037 |  | 0 | 0 | 0 |  | 0 | 0 | 0 | 15 | i | 783184.9195 | 0 | 0 | 783184.9195 | 167248 | 83624 | 48629.7 |  |  | 83624 | 699560.9195 | 5113027.5562 | 10226055.1124
Total | Industrial - Industrial - All - RA.IND.EX.RT |  | 43 |  |  |  | 19966280 | 19593430.3205 | 9796715.1603 |  | 1017811 | 1017811 | 508905.5 |  | 109060 | 109060 | 54530 |  |  | 24315557.8893 | 515408.4056 | 1548331.8375 | 26379298.1324 |  | 4312619.49 | 610010.57 | 421497.15 | 1031507.72 | 4734116.64 | 21645181.4924 | 174479540.281 | 348959080.5619
RA.AGR.EX.NRT | Agriculture
RA.AGR.EX.NRT.001.12 |  |  | 1 |  | 40% |  | 151298 | 148472.6659 | 89083.5996 |  | 0 | 0 | 0 |  | 0 | 0 | 0 | 20 | i | 251959.1518 | 0 | 0 | 251959.1518 | 275000 | 165000 | 22694.7 |  |  | 165000 | 86959.1518 | 1781671.9914 | 2969453.3189
RA.AGR.EX.NRT.002.12 |  |  | 1 |  | 40% |  | 41928 | 41145.0379 | 24687.0227 |  | 0 | 0 | 0 |  | 0 | 0 | 0 | 15 | i | 56721.2978 | 0 | 0 | 56721.2978 | 35000 | 21000 | 6289 |  |  | 21000 | 35721.2978 | 370305.3407 | 617175.5679
RA.AGR.EX.NRT.003.12 |  |  | 1 |  | 40% |  | 10488 | 10292.1474 | 6175.2885 |  | 0 | 0 | 0 |  | 0 | 0 | 0 | 10 | i | 10025.0417 | 0 | 0 | 10025.0417 | 8146 | 4887.6 | 1573 |  |  | 4887.6 | 5137.4417 | 61752.8845 | 102921.4742
RA.AGR.EX.NRT.004.12 |  |  | 1 |  | 40% |  | 16390 | 16083.9337 | 9650.3602 |  | 0 | 0 | 0 |  | 0 | 0 | 0 | 10 | i | 15666.5174 | 0 | 0 | 15666.5174 | 7054 | 4232.4 | 2459 |  |  | 4232.4 | 11434.1174 | 96503.602 | 160839.3366
RA.AGR.EX.NRT.005.12M |  |  | 1 |  | 40% |  | 37835 | 37128.4704 | 22277.0822 |  | 0 | 0 | 0 |  | 0 | 0 | 0 | 10 | i | 36164.8984 | 0 | 0 | 36164.8984 | 40525 | 24315 | 5675 |  |  | 24315 | 11849.8984 | 222770.8225 | 371284.7041
RA.AGR.EX.NRT.006.12 |  |  | 1 |  | 40% |  | 33526 | 32899.9365 | 19739.9619 |  | 0 | 0 | 0 |  | 0 | 0 | 0 | 10 | i | 32046.105 | 0 | 0 | 32046.105 | 22034 | 13220.4 | 5029 |  |  | 13220.4 | 18825.705 | 197399.6192 | 328999.3654
Total | Industrial - Agriculture - RA.AGR.EX.NRT |  | 6 |  |  |  | 291465 | 286022.1918 | 171613.3151 |  | 0 | 0 | 0 |  | 0 | 0 | 0 |  |  | 402583.012 | 0 | 0 | 402583.012 |  | 232655.4 | 34932 | 750 | 35682 | 233405.4 | 169177.612 | 2730404.2603 | 4550673.7671
|  |  | 0 | 0 | 2.4 | 0 | 0 | 0 | 0 | 0 | 0 | 0 | 0 | 0 | 0 | 0 | 0 | 75 | 0 | 0 | 0 | 0 | 0 | 387759 | 0 | 8787.7 | -750 | -35682 | -750 | 750 | 0 | 0
RA.AGR.EX.RT | Agriculture
RA.AGR.EX.RT.001.12 |  |  | 1 |  | 40% |  | 66453 | 65212.0588 | 39127.2353 |  | 0 | 0 | 0 |  | 0 | 0 | 0 | 10 | i | 63519.6509 | 0 | 0 | 63519.6509 | 37448.62 | 22469.172 | 5316.24 |  |  | 22469.172 | 41050.4789 | 391272.3527 | 652120.5879
RA.AGR.EX.RT.002.12 |  |  | 1 |  | 40% |  | 19116 | 18759.0284 | 11255.4171 |  | 0 | 0 | 0 |  | 0 | 0 | 0 | 25 | i | 36536.5679 | 0 | 0 | 36536.5679 | 8456 | 5073.6 | 1338 |  |  | 5073.6 | 31462.9679 | 281385.4263 | 468975.7106
RA.AGR.EX.RT.003.12 |  |  | 1 |  | 40% |  | 85175 | 83584.4448 | 50150.6669 |  | 0 | 0 | 0 |  | 0 | 0 | 0 | 10 | i | 81415.2298 | 0 | 0 | 81415.2298 | 119223 | 71533.8 | 5962 |  |  | 71533.8 | 9881.4298 | 501506.6685 | 835844.4475
RA.AGR.EX.RT.004.12A |  |  | 0 |  | 40% |  | 19116 | 18759.0284 | 11255.4171 |  | 0 | 0 | 0 |  | 0 | 0 | 0 | 25 | i | 36536.5679 | 0 | 0 | 36536.5679 | 9320 | 5592 | 1338.12 |  |  | 5592 | 30944.5679 | 281385.4263 | 468975.7106
RA.AGR.EX.RT.004.12M |  |  | 1 |  | 40% |  | 64839 | 63628.1986 | 38176.9191 |  | 0 | 0 | 0 |  | 0 | 0 | 0 | 10 | i | 61976.8956 | 0 | 0 | 61976.8956 | 11850 | 7110 | 4538.73 |  |  | 7110 | 54866.8956 | 381769.1914 | 636281.9857
Total | Industrial - Agriculture - RA.AGR.EX.RT |  | 4 |  |  |  | 254699 | 249942.759 | 149965.6554 |  | 0 | 0 | 0 |  | 0 | 0 | 0 |  |  | 279984.912 | 0 | 0 | 279984.912 |  | 111778.572 | 24168.24 | 0 | 24168.24 | 111778.572 | 168206.34 | 1837319.0653 | 3062198.4422
|  |  | 0 | 0 | 2 | 0 | 0 | 0 | 0 | 0 | 0 | 0 | 0 | 0 | 0 | 0 | 0 | 80 | 0 | 0 | 0 | 0 | 0 | 186297.62 | 0 | -5675.15 | 0 | -24168.24 | 0 | 0 | 0 | 0
RA.AGR.NC.NRT | Agriculture
RA.AGR.NC.NRT.001.12 |  |  | 1 |  | 40% |  | 32897 | 32282.6825 | 19369.6095 |  | 0 | 0 | 0 |  | 0 | 0 | 0 | 25 | i | 62876.3064 | 0 | 0 | 62876.3064 | 34163 | 20497.8 | 4935 |  |  | 20497.8 | 42378.5064 | 484240.237 | 807067.0616
RA.AGR.NC.NRT.002.12A |  |  | 0 |  | 40% |  | 4066 | 3990.0716 | 2394.043 |  | 0 | 0 | 0 |  | 0 | 0 | 0 | 15 | i | 5500.5914 | 0 | 0 | 5500.5914 | 1668 | 1000.8 | 609.9 |  |  | 1000.8 | 4499.7914 | 35910.6448 | 59851.0747
RA.AGR.NC.NRT.002.12B |  |  | 0 |  | 40% |  | 8972 | 8804.4572 | 5282.6743 |  | 0 | 0 | 0 |  | 0 | 0 | 0 | 15 | i | 12137.5568 | 0 | 0 | 12137.5568 | 21393 | 12835.8 | 1346.15 |  |  | 12835.8 | -698.2432 | 79240.1144 | 132066.8573
RA.AGR.NC.NRT.002.12M |  |  | 1 |  | 40% |  | 54473 | 53455.7729 | 32073.4638 |  | 0 | 0 | 0 |  | 0 | 0 | 0 | 10 | i | 52068.4686 | 0 | 0 | 52068.4686 | 98766 | 59259.6 | 8170.95 |  |  | 59259.6 | -7191.1314 | 320734.6376 | 534557.7293
Total | Industrial - Agriculture - RA.AGR.NC.NRT |  | 2 |  |  |  | 100408 | 98532.9842 | 59119.7905 |  | 0 | 0 | 0 |  | 0 | 0 | 0 |  |  | 132582.9232 | 0 | 0 | 132582.9232 |  | 93594 | 0 | 0 | 0 | 93594 | 38988.9232 | 920125.6337 | 1533542.7229
|  |  | 0 | 0 | 1.6 | 0 | 0 | 0 | 0 | 0 | 0 | 0 | 0 | 0 | 0 | 0 | 0 | 65 | 0 | 0 | 0 | 0 | 0 | 155990 | 0 | 15062 | 0 | 0 | 0 | 0 | 0 | 0
Total Industrial |  |  | 91 |  |  |  | 36701454 | 36016092.2121 | 18071495.8995 |  | 13617217 | 13617217 | 6808608.5 |  | 136525 | 136525 | 68262.5 |  |  | 43902094.5741 | 7106671.7622 | 1949418.877 | 52958185.2132 |  | 6543705.167 | 1575307.65 | 1043569.67 | 2618877.32 | 7587274.837 | 45370910.3762 | 305915406.463 | 610001529.9396
|  |  | 0 | 0 | 6 | 0 | 0 | 0 | 0 | 0 | 0 | 0 | 0 | 0 | 0 | 0 | 0 | 220 | 0 | 0 | 0 | 0 | 0 | 730046.62 | 0 | 18174.55 | -750 | -59850.24 | -750 | 750 | 0 | 0
Total Business Markets |  |  | 10843 |  |  |  | 80812122 | 78445878.4623 | 53047388.5639 |  | 52945747 | 53353995 | 39442781.22 |  | 353990.956 | 353990.956 | 240088.4605 |  |  | 140359462.8872 | 44278916.1055 | 5620634.5355 | 190259013.5282 |  | 43490842.98 | 8332754.12 | 2246764.08 | 10413273.6 | 45737607.06 | 144521406.4682 | 964752234.2773 | 1418840063.221
|  |  | 0 | 0 | 6 | 0 | 0 | 0 | 0 | 0 | 0 | 0 | 0 | 0 | 0 | 0 | 0 | 220 | 0 | 0 | 0 | 0 | 0 | 730046.62 | 0 | 18174.55 | -750 | -59850.24 | -750 | 750 | 0 | 0
Resource Acquisition Administration | [26 empty] | 3887946.08 | 3887946.08 | 3887946.08 | -3887946.08
Total Resource Acquisition |  |  | 359078 |  |  |  | 91060028 | 88693784.4623 | 56393442.4165 |  | 52972952.3648 | 53381200.3648 | 39469986.5848 |  | 3405895.956 | 3405895.956 | 1184788.0245 |  |  | 146129685.1194 | 44312667.8487 | 22994985.1142 | 213437338.0822 |  | 44926849.639 | 10699841.2 | 6671377.81 | 17204974.41 | 51598227.449 | 161839110.6332 | 1000860922.8033 | 1523967273.221
LOW INCOME
LW.MR.PART9 | Residential Low Income
LW.MR.PART9 | Weatherization | Household | 1107 | 947.919 | 0% |  | 1049346.3075 | 1049346.3075 | 1049346.3075 |  | 0 | 0 | 0 |  | 0 | 0 | 0 | 23 | s | 3431018.3461 | 0 | 0 | 3431018.3461 | 3163.0354 | 3501480.17 | 5651387.59 | 107296.17 | 5758683.76 | 3608776.34 | -177757.9939 | 24134965.0716 | 24134965.0716
LW.MR.PART9 | TAPS Water Conservation | Household | 358 | 93.2849 | 0% |  | 33396 | 33396 | 33396 |  | 0 | 0 | 0 | 29.5024 | 10561.8735 | 10561.8735 | 10561.8735 | 10 | w | 53953.6884 | 0 | 194247.674 | 248201.3625 | 18.5799 | 6651.59 |  |  | 0 | 6651.59 | 241549.7725 | 333960 | 333960
LW.MR.PART9 | TAPS Pstats | Household | 301 | 53 | 0% |  | 15953 | 15953 | 15953 | 54 | 16254 | 16254 | 16254 | 0 | 0 | 0 | 0 | 15 | s | 38764.2565 | 16738.0998 | 0 | 55502.3563 | 69.18 | 20823.18 |  |  | 0 | 20823.18 | 34679.1763 | 239295 | 239295
Total | Residential Low Income |  | 1107 |  |  |  | 1098695.3075 | 1098695.3075 | 1098695.3075 |  | 16254 | 16254 | 16254 |  | 10561.8735 | 10561.8735 | 10561.8735 |  |  | 3523736.291 | 16738.0998 | 194247.674 | 3734722.0649 |  | 3528954.94 | 5651387.59 | 107296.17 | 5758683.76 | 3636251.11 | 98470.9549 | 24708220.0716 | 24708220.0716
LW.MR.PART3 | Multi - Residential Non Profit
LW.MR.PART3.001.12A |  |  | 0 |  | 0% |  | 14018 | 13399.6199 | 13399.6199 |  | 8480 | 8480 | 8480 |  | 0 | 0 | 0 | 15 | s | 32559.7884 | 8732.5635 | 0 | 41292.3518 | 2811.9 | 2811.9 | 1401 |  |  | 2811.9 | 38480.4518 | 200994.2986 | 200994.2986
LW.MR.PART3.001.12M |  |  | 1 |  | 0% |  | 48839 | 46684.5511 | 46684.5511 |  | 0 | 0 | 0 |  | 0 | 0 | 0 | 25 | s | 160314.5149 | 0 | 0 | 160314.5149 | 34528 | 34528 | 7990 |  |  | 34528 | 125786.5149 | 1167113.7765 | 1167113.7765
LW.MR.PART3.002.12A |  |  | 0 |  | 0% |  | 11681 | 11165.7127 | 11165.7127 |  | 0 | 0 | 0 |  | 0 | 0 | 0 | 25 | w | 36029.428 | 0 | 0 | 36029.428 | 3844 | 3844 | 2782 |  |  | 3844 | 32185.428 | 279142.8167 | 279142.8167
LW.MR.PART3.002.12B |  |  | 0 |  | 0% |  | 2865 | 2738.6154 | 2738.6154 |  | 3406 | 3406 | 3406 |  | 0 | 0 | 0 | 15 | s | 6654.5722 | 3507.4423 | 0 | 10162.0146 | 5508 | 5508 | 287 |  |  | 5508 | 4654.0146 | 41079.2314 | 41079.2314
LW.MR.PART3.002.12M |  |  | 1 |  | 0% |  | 31402 | 30016.7545 | 30016.7545 |  | 0 | 0 | 0 |  | 0 | 0 | 0 | 25 | s | 103077.3848 | 0 | 0 | 103077.3848 | 15381 | 15381 | 4683 |  |  | 15381 | 87696.3848 | 750418.8622 | 750418.8622
LW.MR.PART3.003.12 |  |  | 1 |  | 0% |  | 20595 | 19686.4868 | 19686.4868 |  | 12719 | 12719 | 12719 |  | 0 | 0 | 0 | 15 | s | 47836.2706 | 13097.8154 | 0 | 60934.086 | 5398 | 5398 | 2060 |  |  | 5398 | 55536.086 | 295297.3021 | 295297.3021
LW.MR.PART3.004.12 |  |  | 1 |  | 0% |  | 11134 | 10642.8426 | 10642.8426 |  | 0 | 0 | 0 |  | 0 | 0 | 0 | 25 | s | 36547.4684 | 0 | 0 | 36547.4684 | 16459 | 16459 | 2390 |  |  | 16459 | 20088.4684 | 266071.0659 | 266071.0659
LW.MR.PART3.005.12A |  |  | 0 |  | 0% |  | 105088 | 100452.2226 | 100452.2226 |  | 0 | 0 | 0 |  | 0 | 0 | 0 | 15 | s | 244089.2452 | 0 | 0 | 244089.2452 | 112050 | 112050 | 10508 |  |  | 112050 | 132039.2452 | 1506783.3397 | 1506783.3397
LW.MR.PART3.005.12M |  |  | 1 |  | 0% |  | 22366 | 21379.3622 | 21379.3622 |  | 17535 | 17535 | 17535 |  | 0 | 0 | 0 | 15 | s | 51949.795 | 18057.2524 | 0 | 70007.0474 | 1000 | 1000 | 2237 |  |  | 1000 | 69007.0474 | 320690.4325 | 320690.4325
LW.MR.PART3.006.12 |  |  | 1 |  | 0% |  | 28217 | 26972.2553 | 26972.2553 |  | 17535 | 17535 | 17535 |  | 0 | 0 | 0 | 15 | s | 65539.9877 | 18057.2524 | 0 | 83597.2401 | 1000 | 1000 | 2822 |  |  | 1000 | 82597.2401 | 404583.8297 | 404583.8297
LW.MR.PART3.007.12 |  |  | 1 |  | 0% |  | 28217 | 26972.2553 | 26972.2553 |  | 17535 | 17535 | 17535 |  | 0 | 0 | 0 | 15 | s | 65539.9877 | 18057.2524 | 0 | 83597.2401 | 1000 | 1000 | 2822 |  |  | 1000 | 82597.2401 | 404583.8297 | 404583.8297
LW.MR.PART3.008.12 |  |  | 1 |  | 0% |  | 4930 | 4712.5215 | 4712.5215 |  | 0 | 0 | 0 |  | 0 | 0 | 0 | 25 | w | 15206.3248 | 0 | 0 | 15206.3248 | 9716 | 9716 | 1155 |  |  | 9716 | 5490.3248 | 117813.0371 | 117813.0371
LW.MR.PART3.009.12 |  |  | 1 |  | 0% |  | 1855 | 1773.1698 | 1773.1698 |  | 0 | 0 | 0 |  | 0 | 0 | 0 | 15 | s | 4308.6323 | 0 | 0 | 4308.6323 | 2590 | 2590 | 278.25 |  |  | 2590 | 1718.6323 | 26597.5477 | 26597.5477
LW.MR.PART3.010.12 |  |  | 1 |  | 0% |  | 4774 | 4563.4032 | 4563.4032 |  | 0 | 0 | 0 |  | 0 | 0 | 0 | 25 | s | 15670.7036 | 0 | 0 | 15670.7036 | 5000 | 5000 | 1408 |  |  | 5000 | 10670.7036 | 114085.0789 | 114085.0789
LW.MR.PART3.011.12A |  |  | 0 |  | 0% |  | 7409 | 7082.1646 | 7082.1646 |  | -12071 | -12071 | -12071 |  | 0 | 0 | 0 | 15 | s | 17208.9793 | -12430.5157 | 0 | 4778.4636 | 4000 | 4000 | 1111 |  |  | 4000 | 778.4636 | 106232.4696 | 106232.4696
LW.MR.PART3.011.12M |  |  | 1 |  | 0% |  | 16130 | 15418.4526 | 15418.4526 |  | 0 | 0 | 0 |  | 0 | 0 | 0 | 25 | s | 52946.8893 | 0 | 0 | 52946.8893 | 34134 | 34134 | 3379 |  |  | 34134 | 18812.8893 | 385461.3161 | 385461.3161
LW.MR.PART3.012.12HEBO A |  |  | 0 |  | 0% |  | 3721 | 3721 | 3721 |  | 0 | 0 | 0 |  | 0 | 0 | 0 | 25 | w | 12006.8916 | 0 | 0 | 12006.8916 | 9000 | 9000 | 800 |  |  | 9000 | 3006.8916 | 93025 | 93025
LW.MR.PART3.012.12HEBO M |  |  | 1 |  | 0% |  | 25406 | 25406 | 25406 |  | 0 | 0 | 0 |  | 0 | 0 | 0 | 25 | s | 87244.0769 | 0 | 0 | 87244.0769 | 22300 | 22300 | 3100 |  |  | 22300 | 64944.0769 | 635150 | 635150
LW.MR.PART3.013.12HEBO |  |  | 1 |  | 0% |  | 38805 | 38805 | 38805 |  | 0 | 0 | 0 |  | 0 | 0 | 0 | 25 | s | 133256.1759 | 0 | 0 | 133256.1759 | 25100 | 25100 | 5000 |  |  | 25100 | 108156.1759 | 970125 | 970125
LW.MR.PART3.014.12HEBO |  |  | 1 |  | 0% |  | 24283 | 24283 | 24283 |  | 0 | 0 | 0 |  | 0 | 0 | 0 | 25 | s | 83387.7006 | 0 | 0 | 83387.7006 | 20600 | 20600 | 2800 |  |  | 20600 | 62787.7006 | 607075 | 607075
LW.MR.PART3.015.12HEBO |  |  | 0 |  | 0% |  | 19189 | 19189 | 19189 |  | 0 | 0 | 0 |  | 0 | 0 | 0 | 25 | s | 65894.93 | 0 | 0 | 65894.93 | 7400 | 7400 | 2200 |  |  | 7400 | 58494.93 | 479725 | 479725
LW.MR.PART3.016.12HEBO |  |  | 1 |  | 0% |  | 19189 | 19189 | 19189 |  | 0 | 0 | 0 |  | 0 | 0 | 0 | 25 | s | 65894.93 | 0 | 0 | 65894.93 | 7400 | 7400 | 2200 |  |  | 7400 | 58494.93 | 479725 | 479725
LW.MR.PART3.017.12HEBO |  |  | 0 |  | 0% |  | 12141 | 12141 | 12141 |  | 0 | 0 | 0 |  | 0 | 0 | 0 | 25 | s | 41692.1333 | 0 | 0 | 41692.1333 | 10300 | 10300 | 1400 |  |  | 10300 | 31392.1333 | 303525 | 303525
LW.MR.PART3.019.12HEBO |  |  | 1 |  | 0% |  | 19898 | 19898 | 19898 |  | 0 | 0 | 0 |  | 0 | 0 | 0 | 25 | s | 68329.6325 | 0 | 0 | 68329.6325 | 18000 | 18000 | 2550 |  |  | 18000 | 50329.6325 | 497450 | 497450
LW.MR.PART3.020.12A |  |  | 0 |  | 0% |  | 15828 | 15129.7749 | 15129.7749 |  | 0 | 0 | 0 |  | 0 | 0 | 0 | 25 | w | 48820.6307 | 0 | 0 | 48820.6307 | 13466 | 13466 | 3166 |  |  | 13466 | 35354.6307 | 378244.3714 | 378244.3714
LW.MR.PART3.020.12B |  |  | 0 |  | 0% |  | 19805 | 18931.3363 | 18931.3363 |  | 7339 | 7339 | 7339 |  | 0 | 0 | 0 | 15 | s | 46001.3275 | 7557.5806 | 0 | 53558.908 | 9300 | 9300 | 2270 |  |  | 9300 | 44258.908 | 283970.0446 | 283970.0446
LW.MR.PART3.020.12M |  |  | 1 |  | 0% |  | 54018 | 51635.0883 | 51635.0883 |  | 0 | 0 | 0 |  | 0 | 0 | 0 | 25 | s | 177314.6351 | 0 | 0 | 177314.6351 | 6998 | 6998 | 10803 |  |  | 6998 | 170316.6351 | 1290877.2084 | 1290877.2084
LW.MR.PART3.021.12 |  |  | 1 |  | 0% |  | 33000 | 31544.2615 | 31544.2615 |  | 0 | 0 | 0 |  | 0 | 0 | 0 | 25 | s | 108322.8361 | 0 | 0 | 108322.8361 | 77400 | 77400 | 6600 |  |  | 77400 | 30922.8361 | 788606.5363 | 788606.5363
LW.MR.PART3.022.12HEBO |  |  | 1 |  | 0% |  | 13265 | 13265 | 13265 |  | 0 | 0 | 0 |  | 0 | 0 | 0 | 25 | s | 45551.9437 | 0 | 0 | 45551.9437 | 12000 | 12000 | 2550 |  |  | 12000 | 33551.9437 | 331625 | 331625
LW.MR.PART3.023.12HEBO |  |  | 1 |  | 0% |  | 346 | 346 | 346 |  | 0 | 0 | 0 |  | 0 | 0 | 0 | 25 | s | 1188.1623 | 0 | 0 | 1188.1623 | 4500 | 4500 | 600 |  |  | 4500 | -3311.8377 | 8650 | 8650
LW.MR.PART3.024.12HEBO |  |  | 1 |  | 0% |  | 998 | 998 | 998 |  | 0 | 0 | 0 |  | 0 | 0 | 0 | 25 | s | 3427.127 | 0 | 0 | 3427.127 | 1544 | 1544 | 600 |  |  | 1544 | 1883.127 | 24950 | 24950
LW.MR.PART3.026.12HRV |  |  | 1 |  | 0% |  | 34780 | 33245.7398 | 33245.7398 |  | 0 | 0 | 0 |  | 0 | 0 | 0 | 14 | s | 76481.4208 | 0 | 0 | 76481.4208 | 26714 | 26714 | 4070 |  |  | 26714 | 49767.4208 | 465440.3571 | 465440.3571
LW.MR.PART3.027.12 |  |  | 1 |  | 0% |  | 70525 | 67413.9103 | 67413.9103 |  | 0 | 0 | 0 |  | 0 | 0 | 0 | 25 | s | 231499.0307 | 0 | 0 | 231499.0307 | -28170 | -28170 | 14105 |  |  | -28170 | 259669.0307 | 1685347.7567 | 1685347.7567
LW.MR.PART3.030.12 |  |  | 1 |  | 0% |  | 55076 | 52646.4165 | 52646.4165 |  | 0 | 0 | 0 |  | 0 | 0 | 0 | 25 | s | 180787.5309 | 0 | 0 | 180787.5309 | 3490 | 3490 | 11015.2 |  |  | 3490 | 177297.5309 | 1316160.4119 | 1316160.4119
LW.MR.PART3.031.12A |  |  | 0 |  | 0% |  | 33162 | 31699.1151 | 31699.1151 |  | 0 | 0 | 0 |  | 0 | 0 | 0 | 25 | w | 102286.4389 | 0 | 0 | 102286.4389 | -20046 | -20046 | 6632.4 |  |  | -20046 | 122332.4389 | 792477.8774 | 792477.8774
LW.MR.PART3.031.12M |  |  | 1 |  | 0% |  | 43731 | 41801.8817 | 41801.8817 |  | 0 | 0 | 0 |  | 0 | 0 | 0 | 25 | s | 143547.4528 | 0 | 0 | 143547.4528 | 8097 | 8097 | 8746.2 |  |  | 8097 | 135450.4528 | 1045047.0436 | 1045047.0436
LW.MR.PART3.032.12 |  |  | 1 |  | 0% |  | 27142 | 25944.6771 | 25944.6771 |  | 0 | 0 | 0 |  | 0 | 0 | 0 | 15 | s | 63043.0715 | 0 | 0 | 63043.0715 | 36632 | 36632 | 5428 |  |  | 36632 | 26411.0715 | 389170.1565 | 389170.1565
LW.MR.PART3.033.12 |  |  | 1 |  | 0% |  | 21393 | 20449.2844 | 20449.2844 |  | 0 | 0 | 0 |  | 0 | 0 | 0 | 15 | s | 49689.7954 | 0 | 0 | 49689.7954 | 36632 | 36632 | 4279 |  |  | 36632 | 13057.7954 | 306739.266 | 306739.266
LW.MR.PART3.034.12 |  |  | 1 |  | 0% |  | 45298 | 43299.7562 | 43299.7562 |  | 0 | 0 | 0 |  | 0 | 0 | 0 | 15 | s | 105214.2455 | 0 | 0 | 105214.2455 | 19396 | 19396 | 9060 |  |  | 19396 | 85818.2455 | 649496.3433 | 649496.3433
LW.MR.PART3.035.12 |  |  | 1 |  | 0% |  | 22405 | 21416.6418 | 21416.6418 |  | 0 | 0 | 0 |  | 0 | 0 | 0 | 15 | s | 52040.3808 | 0 | 0 | 52040.3808 | 31664 | 31664 | 4532 |  |  | 31664 | 20376.3808 | 321249.6263 | 321249.6263
LW.MR.PART3.036.12 |  |  | 1 |  | 0% |  | 14777 | 14125.1379 | 14125.1379 |  | 0 | 0 | 0 |  | 0 | 0 | 0 | 15 | s | 34322.7274 | 0 | 0 | 34322.7274 | 19677 | 19677 | 2955 |  |  | 19677 | 14645.7274 | 211877.0688 | 211877.0688
LW.MR.PART3.037.12 |  |  | 1 |  | 0% |  | 14333 | 13700.7242 | 13700.7242 |  | 0 | 0 | 0 |  | 0 | 0 | 0 | 15 | s | 33291.4429 | 0 | 0 | 33291.4429 | 36208 | 36208 | 2867 |  |  | 36208 | -2916.5571 | 205510.8634 | 205510.8634
LW.MR.PART3.038.12 |  |  | 1 |  | 0% |  | 40148 | 38376.9397 | 38376.9397 |  | 0 | 0 | 0 |  | 0 | 0 | 0 | 15 | s | 93252.2744 | 0 | 0 | 93252.2744 | 27191 | 27191 | 8030 |  |  | 27191 | 66061.2744 | 575654.0949 | 575654.0949
LW.MR.PART3.039.12 |  |  | 1 |  | 0% |  | 4268 | 4079.7245 | 4079.7245 |  | 0 | 0 | 0 |  | 0 | 0 | 0 | 15 | s | 9913.3383 | 0 | 0 | 9913.3383 | 23921 | 23921 | 854 |  |  | 23921 | -14007.6617 | 61195.8672 | 61195.8672
LW.MR.PART3.040.12 |  |  | 1 |  | 0% |  | 58039 | 55478.7088 | 55478.7088 |  | 0 | 0 | 0 |  | 0 | 0 | 0 | 15 | s | 134807.9296 | 0 | 0 | 134807.9296 | 29683 | 29683 | 11608 |  |  | 29683 | 105124.9296 | 832180.632 | 832180.632
LW.MR.PART3.041.12 |  |  | 1 |  | 0% |  | 128704 | 123026.4432 | 123026.4432 |  | 0 | 0 | 0 |  | 0 | 0 | 0 | 15 | s | 298942.4312 | 0 | 0 | 298942.4312 | 37264 | 37264 | 25748 |  |  | 37264 | 261678.4312 | 1845396.6481 | 1845396.6481
LW.MR.PART3.042.12 |  |  | 1 |  | 0% |  | 26714 | 25535.5576 | 25535.5576 |  | 0 | 0 | 0 |  | 0 | 0 | 0 | 15 | s | 62048.9504 | 0 | 0 | 62048.9504 | 31664 | 31664 | 5343 |  |  | 31664 | 30384.9504 | 383033.3638 | 383033.3638
LW.MR.PART3.043.12 |  |  | 1 |  | 0% |  | 44485 | 42522.6203 | 42522.6203 |  | 0 | 0 | 0 |  | 0 | 0 | 0 | 15 | s | 103325.88 | 0 | 0 | 103325.88 | 100170 | 100170 | 8897 |  |  | 100170 | 3155.88 | 637839.3048 | 637839.3048
LW.MR.PART3.044.12 |  |  | 1 |  | 0% |  | 93368 | 89249.2304 | 89249.2304 |  | 0 | 0 | 0 |  | 0 | 0 | 0 | 15 | s | 216867.0509 | 0 | 0 | 216867.0509 | 42305 | 42305 | 18674 |  |  | 42305 | 174562.0509 | 1338738.456 | 1338738.456
LW.MR.PART3.045.12 |  |  | 1 |  | 0% |  | 83945 | 80241.9099 | 80241.9099 |  | 0 | 0 | 0 |  | 0 | 0 | 0 | 15 | s | 194980.128 | 0 | 0 | 194980.128 | 30254 | 30254 | 16789 |  |  | 30254 | 164726.128 | 1203628.6489 | 1203628.6489
LW.MR.PART3.046.12 |  |  | 1 |  | 0% |  | 75738 | 72396.9477 | 72396.9477 |  | 0 | 0 | 0 |  | 0 | 0 | 0 | 15 | s | 175917.6238 | 0 | 0 | 175917.6238 | 41312 | 41312 | 15148 |  |  | 41312 | 134605.6238 | 1085954.2153 | 1085954.2153
LW.MR.PART3.047.12 |  |  | 1 |  | 0% |  | 29099 | 27815.3474 | 27815.3474 |  | 0 | 0 | 0 |  | 0 | 0 | 0 | 15 | s | 67588.6205 | 0 | 0 | 67588.6205 | 18367 | 18367 | 5820 |  |  | 18367 | 49221.6205 | 417230.2109 | 417230.2109
LW.MR.PART3.048.12 |  |  | 1 |  | 0% |  | 28614 | 27351.7423 | 27351.7423 |  | 0 | 0 | 0 |  | 0 | 0 | 0 | 15 | s | 66462.1047 | 0 | 0 | 66462.1047 | 34369 | 34369 | 5723 |  |  | 34369 | 32093.1047 | 410276.1351 | 410276.1351
LW.MR.PART3.049.12 |  |  | 1 |  | 0% |  | 47678 | 45574.7666 | 45574.7666 |  | 0 | 0 | 0 |  | 0 | 0 | 0 | 15 | s | 110742.302 | 0 | 0 | 110742.302 | 19396 | 19396 | 9536 |  |  | 19396 | 91346.302 | 683621.4988 | 683621.4988
LW.MR.PART3.050.12 |  |  | 1 |  | 0% |  | 34966 | 33423.5347 | 33423.5347 |  | 0 | 0 | 0 |  | 0 | 0 | 0 | 15 | s | 81215.9766 | 0 | 0 | 81215.9766 | 28301 | 28301 | 6993 |  |  | 28301 | 52914.9766 | 501353.0209 | 501353.0209
LW.MR.PART3.051.12 |  |  | 1 |  | 0% |  | 29535 | 28232.114 | 28232.114 |  | 0 | 0 | 0 |  | 0 | 0 | 0 | 15 | s | 68601.3232 | 0 | 0 | 68601.3232 | 28301 | 28301 | 5907 |  |  | 28301 | 40300.3232 | 423481.71 | 423481.71
LW.MR.PART3.052.12A |  |  | 0 |  | 0% |  | 13855 | 13243.8104 | 13243.8104 |  | 0 | 0 | 0 |  | 0 | 0 | 0 | 25 | w | 42735.0163 | 0 | 0 | 42735.0163 | 37464 | 37464 | 2771 |  |  | 37464 | 5271.0163 | 331095.2594 | 331095.2594
LW.MR.PART3.052.12M |  |  | 1 |  | 0% |  | 37044 | 35409.8673 | 35409.8673 |  | 0 | 0 | 0 |  | 0 | 0 | 0 | 25 | s | 121597.3073 | 0 | 0 | 121597.3073 | 27416 | 27416 | 7408.8 |  |  | 27416 | 94181.3073 | 885246.6827 | 885246.6827
LW.MR.PART3.053.12 |  |  | 1 |  | 0% |  | 25157 | 24047.242 | 24047.242 |  | 0 | 0 | 0 |  | 0 | 0 | 0 | 15 | s | 58432.4865 | 0 | 0 | 58432.4865 | 30539 | 30539 | 5031 |  |  | 30539 | 27893.4865 | 360708.6297 | 360708.6297
LW.MR.PART3.054.12 |  |  | 1 |  | 0% |  | 23222 | 22197.6012 | 22197.6012 |  | 0 | 0 | 0 |  | 0 | 0 | 0 | 15 | s | 53938.0372 | 0 | 0 | 53938.0372 | 34835 | 34835 | 4644 |  |  | 34835 | 19103.0372 | 332964.0179 | 332964.0179
LW.MR.PART3.055.12 |  |  | 1 |  | 0% |  | 18485 | 17669.5658 | 17669.5658 |  | 0 | 0 | 0 |  | 0 | 0 | 0 | 15 | s | 42935.3465 | 0 | 0 | 42935.3465 | 36679 | 36679 | 3697 |  |  | 36679 | 6256.3465 | 265043.4877 | 265043.4877
LW.MR.PART3.056.12 |  |  | 1 |  | 0% |  | 25754 | 24617.9063 | 24617.9063 |  | 0 | 0 | 0 |  | 0 | 0 | 0 | 15 | s | 59819.1461 | 0 | 0 | 59819.1461 | 32221 | 32221 | 5151 |  |  | 32221 | 27598.1461 | 369268.5952 | 369268.5952
LW.MR.PART3.057.12 |  |  | 1 |  | 0% |  | 22122 | 21146.1258 | 21146.1258 |  | 28567 | 28567 | 28567 |  | 0 | 0 | 0 | 15 | s | 51383.0531 | 29417.8231 | 0 | 80800.8762 | 61421 | 61421 | 4424 |  |  | 61421 | 19379.8762 | 317191.8872 | 317191.8872
LW.MR.PART3.058.12 |  |  | 1 |  | 0% |  | 15364 | 14686.2434 | 14686.2434 |  | 0 | 0 | 0 |  | 0 | 0 | 0 | 25 | w | 47389.4472 | 0 | 0 | 47389.4472 | 19304 | 19304 | 3632 |  |  | 19304 | 28085.4472 | 367156.0856 | 367156.0856
LW.MR.PART3.059.12 |  |  | 1 |  | 0% |  | 4919 | 4702.0067 | 4702.0067 |  | 0 | 0 | 0 |  | 0 | 0 | 0 | 25 | w | 15172.3959 | 0 | 0 | 15172.3959 | 5968 | 5968 | 1200 |  |  | 5968 | 9204.3959 | 117550.1682 | 117550.1682
LW.MR.PART3.060.12 |  |  | 1 |  | 0% |  | 6572 | 6282.0875 | 6282.0875 |  | 0 | 0 | 0 |  | 0 | 0 | 0 | 25 | w | 20270.9872 | 0 | 0 | 20270.9872 | 7594 | 7594 | 1200 |  |  | 7594 | 12676.9872 | 157052.1866 | 157052.1866
LW.MR.PART3.061.12 |  |  | 1 |  | 0% |  | 17721 | 16939.2684 | 16939.2684 |  | 0 | 0 | 0 |  | 0 | 0 | 0 | 25 | w | 54659.4893 | 0 | 0 | 54659.4893 | 22202 | 22202 | 3544 |  |  | 22202 | 32457.4893 | 423481.71 | 423481.71
LW.MR.PART3.063.12 |  |  | 1 |  | 0% |  | 20601 | 19692.2221 | 19692.2221 |  | 33737 | 33737 | 33737 |  | 0 | 0 | 0 | 15 | s | 47850.2069 | 34741.8034 | 0 | 82592.0103 | 5880 | 5880 | 2940 |  |  | 5880 | 76712.0103 | 295383.3319 | 295383.3319
LW.MR.PART3.064.12 |  |  | 1 |  | 0% |  | 40449 | 38664.6616 | 38664.6616 |  | 0 | 0 | 0 |  | 0 | 0 | 0 | 25 | s | 132774.2544 | 0 | 0 | 132774.2544 | 26184 | 26184 | 8089.8 |  |  | 26184 | 106590.2544 | 966616.539 | 966616.539
LW.SH.2.0 | Low Income Showerheads 2.0 |  | 4303 | 55.29 | 0% | 12.3% | 237912.87 | 237912.87 | 208649.587 | 0 | 0 | 0 | 0 | 11.628 | 50035.284 | 50035.284 | 43880.9441 | 10 | w | 337088.7175 | 0 | 807032.1349 | 1144120.8524 | 12.5 | 53787.5 | 0 |  |  | 53787.5 | 1090333.3524 | 2086495.8699 | 2379128.7
LW.SH | Low Income Showerheads |  | 7907 | 69 | 0% | 12.3% | 545583 | 545583 | 478476.291 | 0 | 0 | 0 | 0 | 15.705 | 124179.435 | 124179.435 | 108905.3645 | 10 | w | 773013.5564 | 0 | 2002922.4686 | 2775936.025 | 12.5 | 98837.5 | 0 |  |  | 98837.5 | 2677098.525 | 4784762.91 | 5455830
Total | Commercial - Multi-Res Non-Profit - LW.MR.PART3 |  | 12267 |  |  |  | 2822095.87 | 2739985.2018 | 2643615.2098 |  | 134782 | 134782 | 134782 |  | 174214.719 | 174214.719 | 152786.3086 | 0 |  | 6559742.0243 | 138796.2697 | 2809954.6035 | 9508492.8975 |  | 1662851.9 | 1069195.07 | 298748.7 | 1367943.77 | 1961600.6 | 7546892.2975 | 43407789.3335 | 44371489.2536
|  |  | 0 | 124.29 | 0 | 0.246 | 0 | 0 | 0 | 0 | 0 | 0 | 0 | 27.333 | 0 | 0 | 0 | 1374 | 0 | 0 | 0 | 0 | 0 | 1510251.9 | 0 | -702750.42 | -298748.7 | -1367943.77 | -298748.7 | 298748.7 | 0 | 0
Low Income Administration | [26 empty] | 895493.08 | 895493.08 | 895493.08 | -895493.08
Total Low Income |  |  | 13374 |  |  |  | 3920791.1775 | 3838680.5093 | 3742310.5173 |  | 151036 | 151036 | 151036 |  | 184776.5925 | 184776.5925 | 163348.1821 |  |  | 10083478.3153 | 155534.3695 | 3004202.2776 | 13243214.9624 |  | 5191806.84 | 6720582.66 | 1301537.95 | 8022120.61 | 6493344.79 | 6749870.1724 | 68116009.4051 | 69079709.3252
MARKET TRANSFORMATION
MT.RE.LABEL | Residential Label |  | 8600 | [22 empty] | 35433 | 292808.37 | 328241.37
MT.RN.DWHR | Residential New Construction DWHR |  | 5047 | [22 empty] | 2195821.36 | 96648.33 | 2292469.69
MT.RN.SBD | Residential New Construction SBD |  | 12 | [22 empty] | 284600.38 | 547808.44 | 832408.82
Total | Residential - Residential | [24 empty] | 2515854.74 | 937265.14 | 3453119.88
[26 empty] | 0 | 0 | 0 | 0 | 0 | 0 | 0
MT.CN.SBD | Commercial New Construction SBD |  | 9 | [22 empty] | 200339.6 | 655058.35 | 855397.95
Total | Large New Construction - Other Commercial | [24 empty] | 200339.6 | 655058.35 | 855397.95
Market Transformation Administration | [26 empty] | 904652.49 | 904652.49 | 904652.49 | -904652.49
Total MT | Market Transformation | [24 empty] | 2716194.34 | 2496975.98 | 5213170.32 | 904652.49 | -904652.49
Total 2012 DSM Portfolio | [6 empty] | 94980819.1775 | 92532464.9716 | 60135752.9338 |  | 53123988.3648 | 53532236.3648 | 39621022.5848 |  | 3590672.5485 | 3590672.5485 | 1348136.2065 |  |  | 156213163.4347 | 44468202.2182 | 25999187.3917 | 226680553.0446 |  | 50118656.479 | 20136618.2 | 10469891.74 | 30440265.34 | 58996224.729 | 167684328.3156 | 1068976932.2084 | 1593046982.5462

## Avoided Costs 2012-2020_EGD
2012 Values
| discount rate | 7% | 2012 | 4 |  | wholesale | 10 | Water | 12
| water heating |  | gas |  |  | electricity |  | Rates
|  |  | energy |  |  | ¢/Kwh |  | $ / 1000 litres
| year |  |  | NPV |  |  | NPV |  | NPV
| 0 | 2006
w1 | 1 | 2012 | 0.15733 | 0.15733 | 0.15733 | 0.094 | 0.094 | 2.2621 | 2.2621
w2 | 2 | 2013 | 0.1697 | 0.31592 | 0.14703 | 0.095935 | 0.18366 | 2.3087 | 4.4197
w3 | 3 | 2014 | 0.18194 | 0.47483 | 0.13741 | 0.0978 | 0.26908 | 2.3535 | 6.4754
w4 | 4 | 2015 | 0.19382 | 0.63305 | 0.12842 | 0.099648 | 0.35042 | 2.398 | 8.4329
w5 | 5 | 2016 | 0.21354 | 0.79596 | 0.12002 | 0.10157 | 0.42791 | 2.4442 | 10.2976
w6 | 6 | 2017 | 0.23085 | 0.96055 | 0.11217 | 0.10357 | 0.50175 | 2.4924 | 12.0746
w7 | 7 | 2018 | 0.24906 | 1.1265 | 0.10483 | 0.10561 | 0.57212 | 2.5414 | 13.7681
w8 | 8 | 2019 | 0.2729 | 1.2965 | 0.097975 | 0.10774 | 0.63922 | 2.5928 | 15.3827
w9 | 9 | 2020 | 0.28335 | 1.4614 | 0.091565 | 0.10996 | 0.70322 | 2.6462 | 16.9228
w10 | 10 | 2021 | 0.28349 | 1.6156 | 0.085575 | 0.1122 | 0.76424 | 2.7 | 18.3914
w11 | 11 | 2022 | 0.28916 | 1.7626 | 0.079976 | 0.11447 | 0.82243 | 2.7546 | 19.7917
w12 | 12 | 2023 | 0.29495 | 1.9027 | 0.074744 | 0.11682 | 0.87793 | 2.8113 | 21.1273
w13 | 13 | 2024 | 0.30085 | 2.0363 | 0.069855 | 0.11932 | 0.93091 | 2.8714 | 22.4023
w14 | 14 | 2025 | 0.30686 | 2.1636 | 0.065285 | 0.12188 | 0.98149 | 2.9331 | 23.6194
w15 | 15 | 2026 | 0.313 | 2.285 | 0.061014 | 0.12453 | 1.0298 | 2.9968 | 24.7816
w16 | 16 | 2027 | 0.31926 | 2.4007 | 0.057022 | 0.12723 | 1.0759 | 3.0618 | 25.8914
w17 | 17 | 2028 | 0.32564 | 2.511 | 0.053292 | 0.13002 | 1.1199 | 3.129 | 26.9513
w18 | 18 | 2029 | 0.33216 | 2.6162 | 0.049805 | 0.13291 | 1.162 | 3.1985 | 27.9638
w19 | 19 | 2030 | 0.3388 | 2.7164 | 0.046547 | 0.13589 | 1.2022 | 3.2701 | 28.9314
w20 | 20 | 2031 | 0.34558 | 2.812 | 0.043502 | 0.13889 | 1.2406 | 3.3425 | 29.8556
w21 | 21 | 2032 | 0.35249 | 2.9031 | 0.040656 | 0.14198 | 1.2773 | 3.4168 | 30.7386
w22 | 22 | 2033 | 0.35954 | 2.9899 | 0.037996 | 0.1451 | 1.3124 | 3.4918 | 31.5819
w23 | 23 | 2034 | 0.36673 | 3.0727 | 0.03551 | 0.14843 | 1.3459 | 3.572 | 32.3881
w24 | 24 | 2035 | 0.37406 | 3.1516 | 0.033187 | 0.15174 | 1.3779 | 3.6516 | 33.1584
w25 | 25 | 2036 | 0.38154 | 3.2268 | 0.031016 | 0.15477 | 1.4084 | 3.7246 | 33.8927
w26 | 26 | 2037 | 0.38918 | 3.2985 | 0.028987 | 0.15787 | 1.4375 | 3.7991 | 34.5927
w27 | 27 | 2038 | 0.39696 | 3.3669 | 0.027091 | 0.16103 | 1.4652 | 3.8751 | 35.26
w28 | 28 | 2039 | 0.4049 | 3.432 | 0.025318 | 0.16425 | 1.4916 | 3.9526 | 35.896
w29 | 29 | 2040 | 0.413 | 3.4941 | 0.023662 | 0.16753 | 1.5168 | 4.0316 | 36.5024
w30 | 30 | 2041 | 0.42126 | 3.5533 | 0.022114 | 0.17088 | 1.5409 | 4.1123 | 37.0804
|  |  |  | 4 |  |  | 10 |  | 12
| space heating |  | gas
energy
| year |  |  | NPV |  |  | NPV |  | NPV
| 0 | 2006 | 0 |  |  | 0
s1 | 1 | 2012 | 0.16338 | 0.16338 | 0.16338 | 0.094 | 0.094 | 2.2621 | 2.2621
s2 | 2 | 2013 | 0.17618 | 0.32803 | 0.16466 | 0.095935 | 0.18366 | 2.3087 | 4.4197
s3 | 3 | 2014 | 0.19109 | 0.49494 | 0.17858 | 0.0978 | 0.26908 | 2.3535 | 6.4754
s4 | 4 | 2015 | 0.2053 | 0.66252 | 0.19187 | 0.099648 | 0.35042 | 2.398 | 8.4329
s5 | 5 | 2016 | 0.22419 | 0.83355 | 0.20952 | 0.10157 | 0.42791 | 2.4442 | 10.2976
s6 | 6 | 2017 | 0.24229 | 1.0063 | 0.22644 | 0.10357 | 0.50175 | 2.4924 | 12.0746
s7 | 7 | 2018 | 0.26202 | 1.1809 | 0.24488 | 0.10561 | 0.57212 | 2.5414 | 13.7681
s8 | 8 | 2019 | 0.31325 | 1.376 | 0.29276 | 0.10774 | 0.63922 | 2.5928 | 15.3827
s9 | 9 | 2020 | 0.3021 | 1.5518 | 0.28233 | 0.10996 | 0.70322 | 2.6462 | 16.9228
s10 | 10 | 2021 | 0.30225 | 1.7162 | 0.28247 | 0.1122 | 0.76424 | 2.7 | 18.3914
s11 | 11 | 2022 | 0.30829 | 1.8729 | 0.28812 | 0.11447 | 0.82243 | 2.7546 | 19.7917
s12 | 12 | 2023 | 0.31446 | 2.0223 | 0.29388 | 0.11682 | 0.87793 | 2.8113 | 21.1273
s13 | 13 | 2024 | 0.32075 | 2.1647 | 0.29976 | 0.11932 | 0.93091 | 2.8714 | 22.4023
s14 | 14 | 2025 | 0.32716 | 2.3005 | 0.30576 | 0.12188 | 0.98149 | 2.9331 | 23.6194
s15 | 15 | 2026 | 0.3337 | 2.4299 | 0.31187 | 0.12453 | 1.0298 | 2.9968 | 24.7816
s16 | 16 | 2027 | 0.34038 | 2.5533 | 0.31811 | 0.12723 | 1.0759 | 3.0618 | 25.8914
s17 | 17 | 2028 | 0.34719 | 2.6709 | 0.32447 | 0.13002 | 1.1199 | 3.129 | 26.9513
s18 | 18 | 2029 | 0.35413 | 2.783 | 0.33096 | 0.13291 | 1.162 | 3.1985 | 27.9638
s19 | 19 | 2030 | 0.36121 | 2.8899 | 0.33758 | 0.13589 | 1.2022 | 3.2701 | 28.9314
s20 | 20 | 2031 | 0.36844 | 2.9917 | 0.34433 | 0.13889 | 1.2406 | 3.3425 | 29.8556
s21 | 21 | 2032 | 0.3758 | 3.0888 | 0.35122 | 0.14198 | 1.2773 | 3.4168 | 30.7386
s22 | 22 | 2033 | 0.38332 | 3.1814 | 0.35824 | 0.1451 | 1.3124 | 3.4918 | 31.5819
s23 | 23 | 2034 | 0.39099 | 3.2697 | 0.36541 | 0.14843 | 1.3459 | 3.572 | 32.3881
s24 | 24 | 2035 | 0.39881 | 3.3538 | 0.37272 | 0.15174 | 1.3779 | 3.6516 | 33.1584
s25 | 25 | 2036 | 0.40678 | 3.434 | 0.38017 | 0.15477 | 1.4084 | 3.7246 | 33.8927
s26 | 26 | 2037 | 0.41492 | 3.5104 | 0.38777 | 0.15787 | 1.4375 | 3.7991 | 34.5927
s27 | 27 | 2038 | 0.42322 | 3.5833 | 0.39553 | 0.16103 | 1.4652 | 3.8751 | 35.26
s28 | 28 | 2039 | 0.43168 | 3.6528 | 0.40344 | 0.16425 | 1.4916 | 3.9526 | 35.896
s29 | 29 | 2040 | 0.44031 | 3.719 | 0.41151 | 0.16753 | 1.5168 | 4.0316 | 36.5024
s30 | 30 | 2041 | 0.44912 | 3.7821 | 0.41974 | 0.17088 | 1.5409 | 4.1123 | 37.0804
|  |  |  | 4 |  |  | 10 |  | 12
| combined space & |  | gas
| water heating |  | energy
| year |  |  | NPV |  |  | NPV |  | NPV
| 0 | 2006 | 0 |  |  | 0
c1 | 1 | 2012 | 0.16256 | 0.16256 | 0.16256 | 0.094 | 0.094 | 2.2621 | 2.2621
c2 | 2 | 2013 | 0.17556 | 0.32664 | 0.16408 | 0.095935 | 0.18366 | 2.3087 | 4.4197
c3 | 3 | 2014 | 0.18966 | 0.49229 | 0.17725 | 0.0978 | 0.26908 | 2.3535 | 6.4754
c4 | 4 | 2015 | 0.20343 | 0.65836 | 0.19012 | 0.099648 | 0.35042 | 2.398 | 8.4329
c5 | 5 | 2016 | 0.22223 | 0.82789 | 0.20769 | 0.10157 | 0.42791 | 2.4442 | 10.2976
c6 | 6 | 2017 | 0.24017 | 0.99914 | 0.22446 | 0.10357 | 0.50175 | 2.4924 | 12.0746
c7 | 7 | 2018 | 0.2595 | 1.172 | 0.24252 | 0.10561 | 0.57212 | 2.5414 | 13.7681
c8 | 8 | 2019 | 0.3077 | 1.3637 | 0.28757 | 0.10774 | 0.63922 | 2.5928 | 15.3827
c9 | 9 | 2020 | 0.29881 | 1.5376 | 0.27926 | 0.10996 | 0.70322 | 2.6462 | 16.9228
c10 | 10 | 2021 | 0.29896 | 1.7002 | 0.2794 | 0.1122 | 0.76424 | 2.7 | 18.3914
c11 | 11 | 2022 | 0.30494 | 1.8552 | 0.28499 | 0.11447 | 0.82243 | 2.7546 | 19.7917
c12 | 12 | 2023 | 0.31104 | 2.003 | 0.29069 | 0.11682 | 0.87793 | 2.8113 | 21.1273
c13 | 13 | 2024 | 0.31726 | 2.1439 | 0.2965 | 0.11932 | 0.93091 | 2.8714 | 22.4023
c14 | 14 | 2025 | 0.3236 | 2.2781 | 0.30243 | 0.12188 | 0.98149 | 2.9331 | 23.6194
c15 | 15 | 2026 | 0.33008 | 2.4061 | 0.30848 | 0.12453 | 1.0298 | 2.9968 | 24.7816
c16 | 16 | 2027 | 0.33668 | 2.5282 | 0.31465 | 0.12723 | 1.0759 | 3.0618 | 25.8914
c17 | 17 | 2028 | 0.34341 | 2.6445 | 0.32094 | 0.13002 | 1.1199 | 3.129 | 26.9513
c18 | 18 | 2029 | 0.35028 | 2.7554 | 0.32736 | 0.13291 | 1.162 | 3.1985 | 27.9638
c19 | 19 | 2030 | 0.35728 | 2.8611 | 0.33391 | 0.13589 | 1.2022 | 3.2701 | 28.9314
c20 | 20 | 2031 | 0.36443 | 2.9619 | 0.34059 | 0.13889 | 1.2406 | 3.3425 | 29.8556
c21 | 21 | 2032 | 0.37172 | 3.0579 | 0.3474 | 0.14198 | 1.2773 | 3.4168 | 30.7386
c22 | 22 | 2033 | 0.37915 | 3.1495 | 0.35435 | 0.1451 | 1.3124 | 3.4918 | 31.5819
c23 | 23 | 2034 | 0.38674 | 3.2368 | 0.36144 | 0.14843 | 1.3459 | 3.572 | 32.3881
c24 | 24 | 2035 | 0.39447 | 3.32 | 0.36866 | 0.15174 | 1.3779 | 3.6516 | 33.1584
c25 | 25 | 2036 | 0.40236 | 3.3993 | 0.37604 | 0.15477 | 1.4084 | 3.7246 | 33.8927
c26 | 26 | 2037 | 0.41041 | 3.4749 | 0.38356 | 0.15787 | 1.4375 | 3.7991 | 34.5927
c27 | 27 | 2038 | 0.41862 | 3.547 | 0.39123 | 0.16103 | 1.4652 | 3.8751 | 35.26
c28 | 28 | 2039 | 0.42699 | 3.6157 | 0.39905 | 0.16425 | 1.4916 | 3.9526 | 35.896
c29 | 29 | 2040 | 0.43553 | 3.6812 | 0.40704 | 0.16753 | 1.5168 | 4.0316 | 36.5024
c30 | 30 | 2041 | 0.44424 | 3.7437 | 0.41518 | 0.17088 | 1.5409 | 4.1123 | 37.0804
|  |  |  | 4 |  |  | 10 |  | 12
gas
| industrial |  | energy
| year |  |  | NPV |  |  | NPV |  | NPV
| 0 | 2006 | 0 |  |  | 0
I1 | 1 | 2012 | 0.15726 | 0.15726 | 0.15726 | 0.094 | 0.094 | 2.2621 | 2.2621
I2 | 2 | 2013 | 0.16946 | 0.31564 | 0.15838 | 0.095935 | 0.18366 | 2.3087 | 4.4197
I3 | 3 | 2014 | 0.1825 | 0.47504 | 0.17056 | 0.0978 | 0.26908 | 2.3535 | 6.4754
I4 | 4 | 2015 | 0.19472 | 0.63399 | 0.18198 | 0.099648 | 0.35042 | 2.398 | 8.4329
I5 | 5 | 2016 | 0.21485 | 0.7979 | 0.2008 | 0.10157 | 0.42791 | 2.4442 | 10.2976
I6 | 6 | 2017 | 0.23244 | 0.96362 | 0.21723 | 0.10357 | 0.50175 | 2.4924 | 12.0746
I7 | 7 | 2018 | 0.25056 | 1.1306 | 0.23417 | 0.10561 | 0.57212 | 2.5414 | 13.7681
I8 | 8 | 2019 | 0.27528 | 1.302 | 0.25728 | 0.10774 | 0.63922 | 2.5928 | 15.3827
I9 | 9 | 2020 | 0.28538 | 1.4681 | 0.26671 | 0.10996 | 0.70322 | 2.6462 | 16.9228
I10 | 10 | 2021 | 0.28552 | 1.6234 | 0.26684 | 0.1122 | 0.76424 | 2.7 | 18.3914
I11 | 11 | 2022 | 0.29123 | 1.7715 | 0.27217 | 0.11447 | 0.82243 | 2.7546 | 19.7917
I12 | 12 | 2023 | 0.29705 | 1.9126 | 0.27762 | 0.11682 | 0.87793 | 2.8113 | 21.1273
I13 | 13 | 2024 | 0.30299 | 2.0471 | 0.28317 | 0.11932 | 0.93091 | 2.8714 | 22.4023
I14 | 14 | 2025 | 0.30905 | 2.1754 | 0.28883 | 0.12188 | 0.98149 | 2.9331 | 23.6194
I15 | 15 | 2026 | 0.31523 | 2.2976 | 0.29461 | 0.12453 | 1.0298 | 2.9968 | 24.7816
I16 | 16 | 2027 | 0.32154 | 2.4142 | 0.3005 | 0.12723 | 1.0759 | 3.0618 | 25.8914
I17 | 17 | 2028 | 0.32797 | 2.5253 | 0.30651 | 0.13002 | 1.1199 | 3.129 | 26.9513
I18 | 18 | 2029 | 0.33453 | 2.6312 | 0.31264 | 0.13291 | 1.162 | 3.1985 | 27.9638
I19 | 19 | 2030 | 0.34122 | 2.7321 | 0.3189 | 0.13589 | 1.2022 | 3.2701 | 28.9314
I20 | 20 | 2031 | 0.34804 | 2.8283 | 0.32527 | 0.13889 | 1.2406 | 3.3425 | 29.8556
I21 | 21 | 2032 | 0.355 | 2.9201 | 0.33178 | 0.14198 | 1.2773 | 3.4168 | 30.7386
I22 | 22 | 2033 | 0.3621 | 3.0075 | 0.33842 | 0.1451 | 1.3124 | 3.4918 | 31.5819
I23 | 23 | 2034 | 0.36935 | 3.0909 | 0.34518 | 0.14843 | 1.3459 | 3.572 | 32.3881
I24 | 24 | 2035 | 0.37673 | 3.1704 | 0.35209 | 0.15174 | 1.3779 | 3.6516 | 33.1584
I25 | 25 | 2036 | 0.38427 | 3.2461 | 0.35913 | 0.15477 | 1.4084 | 3.7246 | 33.8927
I26 | 26 | 2037 | 0.39195 | 3.3183 | 0.36631 | 0.15787 | 1.4375 | 3.7991 | 34.5927
I27 | 27 | 2038 | 0.39979 | 3.3872 | 0.37364 | 0.16103 | 1.4652 | 3.8751 | 35.26
I28 | 28 | 2039 | 0.40779 | 3.4528 | 0.38111 | 0.16425 | 1.4916 | 3.9526 | 35.896
I29 | 29 | 2040 | 0.41594 | 3.5154 | 0.38873 | 0.16753 | 1.5168 | 4.0316 | 36.5024
I30 | 30 | 2041 | 0.42426 | 3.575 | 0.39651 | 0.17088 | 1.5409 | 4.1123 | 37.0804

## Avoided Cost inputs_EGD
Avoided Gas Costs, 2012 | [7 empty] | Indicates updated inputs (February 2012)
Demand Side Management
Hampton Methodologies - Unit Cost Saved ($/E3M3) | [11 empty] | FY | 2012 Ontario CPI | IESO, Jan 2012 | 2012 Wholesale water rates ¢/1000 litres
| Source:Muhammad Akhtar, February 2012 | [10 empty] | 2012 | 2.075 | 9.4 | 226.21
| PIRA's Commodity Price Forecast 2011 vs 2012 | [10 empty] | 2013 | 2.0589 | 9.5935 | 230.8675
| Water Heating | [6 empty] | Nominal Growth Rate, Dec 2004 |  |  | 2% | 2014 | 1.9433 | 9.78 | 235.3539
[12 empty] | 2015 | 1.8899 | 9.9648 | 239.8019
|  | Fiscal Year | 2012 | 2011 | 2010 | 2009 | 2008 | 2004-12-03 | 2003-05-03 | Jan 02 | May 01 | 2016 | 1.9278 | 10.1569 | 244.4247
|  | 2006 |  |  | - |  |  | 261.26 | 276.6238 | 248.3306 | 270.7629 | 2017 | 1.9688 | 10.3569 | 249.237
|  | 2008 |  |  | - |  | 274.6885 | 252.58 | 340.0489 | 235.7688 | 243.7461 | 2018 | 1.9664 | 10.5605 | 254.138
|  | 2009 |  |  |  | 300.8617 | 296.5522 | 248.83 | 281.5767 | 225.1789 | 215.142 | 2019 | 2.0213 | 10.774 | 259.275
|  | 2010 |  |  | 278.2827 | 313.5956 | 290.7081 | 252.06 | 260.7761 | 220.1042 | 229.7065 | 2020 | 2.0606 | 10.996 | 264.6177
|  | 2011 |  | 176.2171 | 274.236 | 335.3594 | 294.4759 | 255.03 | 280.5954 | 210.5168 | 232.6335 | 2021 | 2.0325 | 11.2195 | 269.9962
|  | 2012 | 157.3257 | 156.1487 | 267.7063 | 331.0315 | 280.631 | 260.03 | 270.52 |  |  | 2022 | 2.0245 | 11.4466 | 275.4623
|  | 2013 | 169.6983 | 205.6097 | 293.5227 | 355.1948 | 301.7043 | 259.74 | 272.7052 |  |  | 2023 | 2.0568 | 11.6821 | 281.1279
|  | 2014 | 181.9353 | 216.9712 | 313.0822 | 370.2838 | 314.9547 | 261.6 | 292.1541 |  |  | 2024 | 2.1398 | 11.932 | 287.1434
|  | 2015 | 193.8225 | 228.5992 | 326.479 | 382.8705 | 320.7121 | 266.43 |  |  |  | 2025 | 2.1466 | 12.1882 | 293.3072
|  | 2016 | 213.5439 | 239.3569 | 333.9089 | 384.4583 | 306.6387 |  |  |  |  | 2026 | 2.1739 | 12.4531 | 299.6835
|  | 2017 | 230.847 | 236.2739 | 332.9107 | 360.1664 | [5 empty] | 2027 | 2.1684 | 12.7232 | 306.1819
|  | 2018 | 249.0629 | 224.0712 | 313.7007 | [6 empty] | 2028 | 2.1946 | 13.0024 | 312.9014
|  | 2019 | 272.8961 | 214.1164 | [7 empty] | 2029 | 2.2214 | 13.2912 | 319.8521
|  | 2020 | 283.3529 | [8 empty] | 2030 | 2.2391 | 13.5888 | 327.0138
|  | 2021 | 283.4931 | [8 empty] | 2031 | 2.2121 | 13.8894 | 334.2477
|  |  | 223.5978 | 210.8182 | 303.7588 | [6 empty] | 2032 | 2.2234 | 14.1982 | 341.6793
[12 empty] | 2033 | 2.1942 | 14.5098 | 349.1764
[12 empty] | 2034 | 2.2983 | 14.8433 | 357.2016
| Space & Water Heating | [6 empty] | Nominal Growth Rate, Dec 2004 |  |  | 2% | 2035 | 2.2276 | 15.1739 | 365.1587
[12 empty] | 2036 | 2 | 15.4774 | 372.4618
|  | Fiscal Year | 2012 | 2011 | 2010 | 2009 | 2008 | 2004-12-03 | 2003-05-03 | Jan 02 | May 01 | 2037 | 2 | 15.7869 | 379.9111
|  | 2006 |  |  | - |  |  | 283.72 | 152.492 | 263.4308 | 741.7055 | 2038 | 2 | 16.1027 | 387.5093
|  | 2008 |  |  | - |  | 291.4591 | 333.63 | 643.1441 | 259.1898 | 134.1415 | 2039 | 2 | 16.4247 | 395.2595
|  | 2009 |  |  | - | 322.0591 | 317.4459 | 313.74 | 160.6453 | 152.8746 | 125.131 | 2040 | 2 | 16.7532 | 403.1647
|  | 2010 |  |  | 298.3216 | 336.1773 | 311.6417 | 209.24 | 308.0335 | 243.7805 | 253.2011 | 2041 | 2 | 17.0883 | 411.228
|  | 2011 |  | 191.2173 | 297.5799 | 363.9064 | 319.5427 | 370.59 | 284.1619 | 234.4765 | 253.618
|  | 2012 | 162.5619 | 167.9298 | 287.9043 | 356.0073 | 301.8042 | 238.72 | 288.5023
|  | 2013 | 175.5631 | 220.6112 | 314.9384 | 381.1102 | 323.717 | 285.27 | 288.7034
|  | 2014 | 189.6574 | 235.4115 | 339.6909 | 401.7541 | 341.7226 | 288.8 | 367.951
|  | 2015 | 203.4331 | 247.8109 | 353.9166 | 415.0472 | 347.665 | 294.72
|  | 2016 | 222.2309 | 259.4727 | 361.9709 | 416.7685 | 332.4088
|  | 2017 | 240.1744 | 256.1305 | 360.8888 | 390.4351
|  | 2018 | 259.495 | 242.9023 | 340.0644
|  | 2019 | 307.7034 | 232.1109
|  | 2020 | 298.812
|  | 2021 | 298.9599
|  |  | 235.8591 | 228.1774 | 328.364
| Industrial Process | [6 empty] | Nominal Growth Rate, Dec 2004 |  |  | 2%
|  | Fiscal Year | 2012 | 2011 | 2010 | 2009 | 2008 | 2004-12-03 | 2003-05-03 | Jan 02 | May 01
|  | 2006 |  |  | - |  |  | 262.6 | 259.1956 | 257.5725 | 286.1541
|  | 2008 |  |  | - |  | 277.0612 | 275.87 | 360.0539 | 237.9152 | 245.4231
|  | 2009 |  |  | - | 303.754 | 299.4031 | 232.49 | 285.3789 | 228.9893 | 213.6888
|  | 2010 |  |  | 281.9826 | 317.765 | 294.5732 | 254.97 | 259.9685 | 222.3767 | 231.591
|  | 2011 |  | 178.4685 | 277.7398 | 339.6442 | 298.2383 | 253.69 | 276.6065 | 206.8198 | 234.5663
|  | 2012 | 157.261 | 158.0694 | 270.9993 | 335.1035 | 284.083 | 265.5 | 273.3874
|  | 2013 | 169.4623 | 207.8981 | 296.7896 | 359.1481 | 305.0622 | 264.9 | 275.7937
|  | 2014 | 182.5027 | 219.4651 | 316.6808 | 374.5399 | 318.5748 | 267.1 | 296.7313
|  | 2015 | 194.7187 | 231.1377 | 330.1044 | 387.122 | 324.2734 | 272.46
|  | 2016 | 214.8508 | 242.0148 | 337.6167 | 388.7275 | 310.0437
|  | 2017 | 232.4384 | 238.8975 | 336.6075 | 364.1658
|  | 2018 | 250.5642 | 226.5594 | 317.1842
|  | 2019 | 275.2847 | 216.494
|  | 2020 | 285.3755
|  | 2021 | 285.5167
|  |  | 224.7975 | 213.2227 | 307.3005
| Space Heating | [6 empty] | Nominal Growth Rate, Dec 2004 |  |  | 2%
|  | Fiscal Year | 2012 | 2011 | 2010 | 2009 | 2008 | 2004-12-03 | 2003-05-03 | Jan 02 | May 01
|  | 2006 |  |  | - |  |  | 287.42 | 133.6958 | 286.424 | 787.7398
|  | 2008 |  |  | - |  | 294.7791 | 360.39 | 698.4468 | 281.7889 | 126.7073
|  | 2009 |  |  | - | 326.7214 | 322.0414 | 312.15 | 152.8797 | 166.2165 | 118.8622
|  | 2010 |  |  | 303.1765 | 341.6483 | 316.7134 | 224.31 | 312.4956 | 265.0555 | 257.4495
|  | 2011 |  | 194.4965 | 302.6831 | 370.147 | 325.0226 | 361.18 | 287.967 | 255.0085 | 257.6935
|  | 2012 | 163.3781 | 170.6502 | 292.5682 | 361.7745 | 306.6933 | 252.07 | 288.3815
|  | 2013 | 176.1822 | 224.0464 | 319.8425 | 387.0446 | 328.7577 | 289.01 | 288.212
|  | 2014 | 191.0852 | 239.3337 | 345.3506 | 408.4477 | 347.416 | 293.86 | 376.2729
|  | 2015 | 205.3014 | 252.0114 | 359.9156 | 422.0824 | 353.5581 | 299.68
|  | 2016 | 224.185 | 263.8708 | 368.1064 | 423.8329 | 338.0433
|  | 2017 | 242.2942 | 260.472 | 367.006 | 397.0531
|  | 2018 | 262.0177 | 247.0196 | 345.8286
|  | 2019 | 313.2484 | 236.0453
|  | 2020 | 302.0961
|  | 2021 | 302.2456
|  |  | 238.2034 | 231.994 | 333.8308