## Actuals
Enbridge Gas Distribution 2009 DSM Results
| Program | [18 empty] | Avoided Cost Benefits |  |  | Total | [5 empty] | Calculated | Calculated | Calculated
Program codes | Name | Address | Participants | Annual unit gas savings | Free rider % | Reduction Factor % | Gross annual gas savings | Revised Gross Annual gas Savings | Net annual gas savings | Unit kWh | Gross kWh | Revised Gross kWh | Net kWh | Unit m3 | Gross m3 | Revised Gross m3 | Net m3 | Measure Life | AC Load type | NPV Gas | NPV Electric | NPV Water | NPV benefits | Unit Incremental costs | Total Net Incremental costs | Total incentive payments | "Direct" Program costs | DSM O&M | Total TRC Costs | Net TRC Benefits | CCM
EXISTING HOMES
RE.MM.TWH | Tankless Water Heating |  | 7053 | 130 | 2% |  | 916890 |  | 898552.2 | 0 | 0 |  | 0 | 0 | 0 |  | 0 | 18 | w | 3049096.9903 | 0 | 0 | 3049096.9903 | 750 | 5183955 |  |  |  | 5227464.41 | -2178367.4197 | 16173939.6
RE2R38S | TAPS Partners Program - Showerheads over 2.5 |  | 95393 | 116 | 10% | 36% | 11065588 |  | 6373957.21 | 0 | 0 |  | 0 | 22.5921 | 2155128.6974 |  | 1241388.8985 | 10 | w | 15265096.396 | 0 | 12444849.2013 | 27709945.5973 | 19 | 1631220.3 |  |  |  | 1728629.68 | 25981315.9173 | 63739572.1
RE.TAPS.2.1 | TAPS Partners Program - 2.1 - 2.5 |  | 51409 | 66 | 10% | 36.09% | 3392994 |  | 1951673.83 | 0 | 0 |  | 0 | 14.3289 | 736636.8553 |  | 423718.6605 | 10 | w | 4674096.196 | 0 | 4247754.14 | 8921850.336 | 19 | 879093.9 |  |  |  | 879093.9 | 8042756.436 | 19516738.3
RE.TAPS.AER KIT | TAPS Partners Program - Kitchen Aerators |  | 146537 | 23 | 31% | 34.9% | 3370351 |  | 1513866.28 | 0 | 0 |  | 0 | 7.8 | 1142988.6 |  | 513398.1297 | 10 | w | 3625583.5949 | 0 | 5146785.4371 | 8772369.032 | 1 | 101110.53 |  |  |  | 101110.53 | 8671258.502 | 15138662.8
RE.TAPS.AER BATH | TAPS Partners Program - Bathroom Aerators |  | 146337 | 6 | 31% | 46.73% | 878022 |  | 322739.67 | 0 | 0 |  | 0 | 2 | 292674 |  | 107579.89 | 10 | w | 772934.6168 | 0 | 1078481.9404 | 1851416.5572 | 1 | 100972.53 |  |  |  | 100972.53 | 1750444.0272 | 3227396.7
RE.TAPS.CFL | TAPS Partners - 13W CFLs (4 bulbs) |  | 135236 | 0 | 24% | 1% | 0 |  | 0 | 148.5 | 20082546 |  | 15110107.6005 | 0 | 0 |  | 0 | 8 | s | 0 | 7407364.2706 | 0 | 7407364.2706 | 0 | 0 |  |  |  | 0 | 7407364.2706 | 0
RE.TAPS.BT | TAPS Partners Program - Bag test |  | 180344 | 0 | 0% |  | 0 |  | 0 | 0 | 0 |  | 0 | 0 | 0 |  | 0 |  | w | 0 | 0 | 0 | 0 |  | 0 |  |  |  | 0 | 0 | 0
| Water Conservation |  | 762309 |  |  |  | 19623845 |  | 11060789.19 |  | 20082546 |  | 15110107.6005 |  | 4327428.1526 |  | 2286085.5787 |  |  | 27386807.794 | 7407364.2706 | 22917870.7188 | 57712042.7834 |  | 7896352.26 | 6194256.78 | 140918.79 | 6335175.57 | 8037271.05 | 49674771.7334 | 117796309.5
RE3R41S | Furnace Replacements |  | 28518 | 385 | 90% | 0% | 10979430 |  | 1097943 | 0 | 0 |  | 0 | 0 | 0 |  | 0 | 18 | s | 4092147.1109 | 0 | 0 | 4092147.1109 | 650 | 1853670 |  |  |  | 1952569.34 | 2139577.7709 | 19762974
RE3R44S | Thermostats ($15) |  | 20112 | 146 | 43% | 0% | 2936352 |  | 1673720.64 | 123 | 2473776 |  | 1410052.32 | 0 | 0 |  | 0 | 15 | s | 5660867.3182 | 1052649.4274 | 0 | 6713516.7457 | 50 | 573192 |  |  |  | 624383.28 | 6089133.4657 | 25105809.6
RE.NOVI | Novitherm |  | 2315 | 143 | 0% | 24% | 331045 |  | 251594.2 | 0 | 0 |  | 0 | 0 | 0 |  | 0 | 18 | s | 937717.6034 | 0 | 0 | 937717.6034 | 238 | 550970 |  |  |  | 554992.52 | 382725.0834 | 4528695.6
| Equipment Replacement |  | 50945 |  |  |  | 14246827 |  | 3023257.84 |  |  |  | 1410052.32 |  |  |  | 0 |  |  | 10690732.0325 | 1052649.4274 | 0 | 11743381.46 |  | 2977832 | 3745213.25 | 154113.14 | 3899326.39 | 3131945.14 | 8611436.32 | 49397479.2
Total Existing Homes |  |  | 813254 |  |  |  | 33870672 |  | 14084047.03 |  | 20082546 |  | 16520159.9205 |  | 4327428.1526 |  | 2286085.5787 |  |  | 38077539.8265 | 8460013.6981 | 22917870.7188 | 69455424.2434 |  | 10874184.26 | 9939470.03 | 295031.93 | 10234501.96 | 11169216.19 | 58286208.0534 | 167193788.7
RESIDENTIAL NEW CONSTRUCTION
RN.MM.ESH | EnergyStar for New Houses |  | 2199 | 1018 | 5% | 0% | 2238582 |  | 2126652.9 | 1450 | 3188550 |  | 3029122.5 | 0 | 0 |  | 0 | 25 | s | 9155819.1931 | 2898510.9689 | 0 | 12054330.1619 | 4701 | 9820624.05 | 226000 | 15527.01 | 241527.01 | 9836151.06 | 2218179.1019 | 53166322.5
Total New Construction |  |  | 2199 |  |  |  | 2238582 |  | 2126652.9 |  | 3188550 |  | 3029122.5 |  | 0 |  | 0 |  |  | 9155819.1931 | 2898510.9689 | 0 | 12054330.1619 |  | 9820624.05 | 226000 | 15527.01 | 241527.01 | 9836151.06 | 2218179.1019
LOW INCOME
RE.LIHP.SH | LI TAPS Partners Program - Showerheads 2.5+ |  | 1704 | 116 | 5% | 30.07% | 197664 |  | 131307.58 | 0 | 0 |  | 0 | 22.5921 | 38496.9474 |  | 25573.4023 | 10 | w | 314470.7126 | 0 | 256371.8234 | 570842.536 | 19 | 30757.2 |  |  |  | 36944.79 | 533897.746 | 1313075.8
RE.LIHP.SH.2.1 | LI TAPS Partners Program - Showerheads 2.1 - 2.5 |  | 22 | 66 | 5% | 46.93% | 1452 |  | 732.03 | 0 | 0 |  | 0 | 14.3289 | 315.2368 |  | 158.9276 | 10 | w | 1753.1509 | 0 | 1593.2393 | 3346.3902 | 19 | 397.1 |  |  |  | 397.1 | 2949.2902 | 7320.3
RE.LIHP.BT | LI TAPS Partners Program - Bag test |  | 1764 | 0 | 0% |  | 0 |  | 0 | 0 | 0 |  | 0 | 0 | 0 |  | 0 |  | w | 0 | 0 | 0 | 0 |  | 0 |  |  |  | 0 | 0 | 0
RE.LIHP.AER KIT | LI TAPS Partners Program - Kitchen Aerators |  | 1824 | 23 | 1% | 60.33% | 41952 |  | 16477.63 | 0 | 0 |  | 0 | 7.8 | 14227.2 |  | 5588.0658 | 10 | w | 39462.5508 | 0 | 56020.0245 | 95482.5753 | 1 | 1805.76 |  |  |  | 1805.76 | 93676.8153 | 164776.3
RE.LIHP.AER BATH | LI TAPS Partners Program - Bathroom Aerators |  | 1824 | 6 | 1% | 72.29% | 10944 |  | 3002.48 | 0 | 0 |  | 0 | 2 | 3648 |  | 1000.8267 | 10 | w | 7190.6894 | 0 | 10033.2273 | 17223.9167 | 1 | 1805.76 |  |  |  | 1805.76 | 15418.1567 | 30024.8
RE.LIHP.CFL.13 | TAPS Low Income - 13W CFLs |  | 3703 | 0 | 24% | 1.647% | 0 |  | 0 | 76.5 | 283279.5 |  | 211747.6225 | 0 | 0 |  | 0 | 8 | w | 0 | 103804.1432 | 0 | 103804.1432 | 0 | 0 |  |  |  | 0 | 103804.1432 | 0
RE.LIHP.CFL.23 | TAPS Low Income - 23W CFLs |  | 3703 | 0 | 24% | 1.647% | 0 |  | 0 | 84.49 | 312866.47 |  | 233863.4852 | 0 | 0 |  | 0 | 8 | w | 0 | 114645.9092 | 0 | 114645.9092 | 0 | 0 |  |  |  | 0 | 114645.9092 | 0
RE.LIHP.TH | LI Prog Thermostats |  | 3952 | 146 | 1% | 24.67% | 576992 |  | 430298.59 | 123 | 486096 |  | 362511.8258 | 0 | 0 |  | 0 | 15 | s | 1455358.2999 | 270626.7423 | 0 | 1725985.0423 | 69 | 269961.12 |  |  |  | 269961.12 | 1456023.9223 | 6454478.85
RE.LIHP.WE | LI Weatherization program |  | 361 | 1134 | 0% |  | 409374 |  | 409374 | 165 | 59565 |  | 59565 | 0 | 0 |  | 0 | 23 | s | 1705851.9911 | 55107.2496 | 0 | 1760959.2407 | 2284 | 824524 |  |  |  | 1036119.68 | 724839.5607 | 9415602
Total Low Income |  |  | 18857 |  |  |  | 1238378 |  | 991192.31 |  | 1141806.97 |  | 867687.9335 |  | 56687.3842 |  | 32321.2224 |  |  | 3524087.3948 | 544184.0444 | 324018.3145 | 4392289.7536 |  | 1129250.94 | 1294555.36 | 217783.27 | 1512338.63 | 1347034.21 | 3045255.5436 | 17385278.05
Total Residential |  |  | 834310 |  |  |  | 37347632 |  | 17201892.24 |  | 24412902.97 |  | 20416970.354 |  | 4384115.5368 |  | 2318406.8011 |  |  | 50757446.4143 | 11902708.7114 | 23241889.0333 | 85902044.159 |  | 21824059.25 | 11460025.39 | 528342.21 | 11988367.6 | 22352401.46 | 63549642.699 | 184579066.75
SMALL COMMERCIAL
S.BM.SC.AIR | Air Doors (Single) |  | 24 | 667 | 5% |  | 16008 |  | 15207.6 | 172 | 4128 |  | 3921.6 | 0 | 0 |  | 0 | 15 | s | 51435.2299 | 2927.6006 | 0 | 54362.8304 | 1650 | 37620 |  |  |  | 43185.5 | 11177.3304 | 228114
S.BM.SC.AIR.2 | Air Doors (Double) |  | 16 | 1529 | 5% |  | 24464 |  | 23240.8 | 1023 | 16368 |  | 15549.6 | 0 | 0 |  | 0 | 15 | s | 78605.1639 | 11608.2767 | 0 | 90213.4406 | 2500 | 38000 |  |  |  | 38000 | 52213.4406 | 348612
S.BM.SC.BOILERS | Small Commercial Boilers |  | 0 | 1 | 1% |  | 0 |  | 0 | 0 | 0 |  | 0 | 0 | 0 |  | 0 | 18 | s | 0 | 0 | 0 | 0 | 0 | 0 |  |  |  | 0 | 0 | 0
S.BM.SC.DCKV | Demand Control Kitchen Ventilation (0 - 4999 CFM) |  | 9 | 4801 | 5% |  | 43209 |  | 41048.55 | 13521 | 121689 |  | 115604.55 | 0 | 0 |  | 0 | 15 | s | 138834.6356 | 86302.5163 | 0 | 225137.1519 | 10000 | 85500 |  |  |  | 116722.14 | 108415.0119 | 615728.25
S.BM.SC.DCKV2 | Demand Control Kitchen Ventilation (5000 - 9999 CFM) |  | 18 | 11486 | 5% |  | 206748 |  | 196410.6 | 30901 | 556218 |  | 528407.1 | 0 | 0 |  | 0 | 15 | s | 664301.0308 | 394472.9024 | 0 | 1058773.9333 | 15000 | 256500 |  |  |  | 256500 | 802273.9333 | 2946159
S.BM.SC.DCKV3 | Demand Control Kitchen Ventilation (10000 - 15000 CFM) |  | 2 | 18924 | 5% |  | 37848 |  | 35955.6 | 49102 | 98204 |  | 93293.8 | 0 | 0 |  | 0 | 15 | s | 121609.2316 | 69646.8236 | 0 | 191256.0552 | 20000 | 38000 |  |  |  | 38000 | 153256.0552 | 539334
S.BM.SC.ERV | Energy Recovery Ventilators (ERV) |  | 37 | 5969.5676 | 5% |  | 220874 |  | 209830.3 | 0 | 0 |  | 0 |  | 0 |  | 0 | 20 | s | 822759.1882 | 0 | 0 | 822759.1882 | 5988.6486 | 210501 |  |  |  | 210501 | 612258.1882 | 4196606
S.BM.SC.GEN | Small Commercial General |  | 0 |  | 1% |  | 0 |  | 0 | 0 | 0 |  | 0 |  | 0 |  | 0 |  | s | 0 | 0 | 0 | 0 | 0 | 0 |  |  |  | 46028.39 | -46028.39 | 0
S.BM.SC.HEFF | Furnace Replacements |  | 117 | 430.3162 | 17.5% |  | 50347 |  | 41536.275 | 0 | 0 |  | 0 |  | 0 |  | 0 | 18 | s | 154809.9926 | 0 | 0 | 154809.9926 | 650 | 62741.25 |  |  |  | 63821.25 | 90988.7426 | 747652.95
S.BM.SC.HRV | Heat Recovery Ventilator (HRV) |  | 5 | 746 | 5% |  | 3730 |  | 3543.5 | 0 | 0 |  | 0 |  | 0 |  | 0 | 20 | s | 13894.3098 | 0 | 0 | 13894.3098 | 1258 | 5975.5 |  |  |  | 5975.5 | 7918.8098 | 70870
S.BM.SC.INFRD | Infrared Heaters |  | 144 | 2145.4167 | 33% |  | 308940 |  | 206989.8 | 599.8472 | 86378 |  | 57873.26 |  | 0 |  | 0 | 20 | s | 811621.3903 | 50280.8244 | 0 | 861902.2147 | 1744.9388 | 168351.7 |  |  |  | 168351.7 | 693550.5147 | 4139796
S.BM.SC.PRSP | Pre-Rinse Spray Nozzle (1.24 GPM) (Full Service) |  | 1204 | 886 | 12.4% | 2% | 1066744 |  | 915778.3891 | 0 | 0 |  | 0 | 170.326 | 205072.504 |  | 176050.6432 | 5 | w | 1258931.2048 | 0 | 1032759.2162 | 2291690.421 | 60 | 63282.24 |  |  |  | 91013.12 | 2200677.301 | 4578891.9456
S.BM.SC.PRSP.2 | Pre-Rinse Spray Nozzle (1.24 GPM) (Limited) |  | 297 | 190 | 12.4% | 2% | 56430 |  | 48444.0264 | 0 | 0 |  | 0 | 36.484 | 10835.748 |  | 9302.2729 | 5 | w | 66596.5666 | 0 | 54569.5712 | 121166.1379 | 60 | 15610.32 |  |  |  | 15610.32 | 105555.8179 | 242220.132
S.BM.SC.PRSP.3 | Pre-Rinse Spray Nozzle (1.24 GPM) (Other) |  | 428 | 200 | 12.4% | 2% | 85600 |  | 73485.888 | 0 | 0 |  | 0 | 38.383 | 16427.924 |  | 14103.0442 | 5 | w | 101021.9051 | 0 | 82732.1537 | 183754.0588 | 60 | 22495.68 |  |  |  | 22495.68 | 161258.3788 | 367429.44
S.BM.SC.PRSP.4 | Pre-Rinse Spray Nozzle (0.64 GPM) (Full Service) |  | 28 | 1286 | 0% | 2% | 36008 |  | 35287.84 | 0 | 0 |  | 0 | 252 | 7056 |  | 6914.88 | 5 | w | 48510.6042 | 0 | 40564.4985 | 89075.1026 | 88 | 2464 |  |  |  | 2464 | 86611.1026 | 176439.2
S.BM.SC.PRSP.5 | Pre-Rinse Spray Nozzle (0.64 GPM) (Limited) |  | 4 | 339 | 0% | 2% | 1356 |  | 1328.88 | 0 | 0 |  | 0 | 66.4 | 265.6 |  | 260.288 | 5 | w | 1826.8268 | 0 | 1526.9176 | 3353.7444 | 88 | 352 |  |  |  | 352 | 3001.7444 | 6644.4
S.BM.SC.PRSP.6 | Pre-Rinse Spray Nozzle (0.64 GPM) (Other) |  | 0 | 318 | 0% | 2% | 0 |  | 0 | 0 | 0 |  | 0 | 62.2 | 0 |  | 0 | 5 | w | 0 | 0 | 0 | 0 | 88 | 0 |  |  |  | 0 | 0 | 0
S.BM.SC.REST | Small Commercial Restaurants |  | 0 |  | 1% |  | 0 |  | 0 |  | 0 |  | 0 |  | 0 |  | 0 |  | s | 0 | 0 | 0 | 0 | 0 | 0 |  |  |  | 59637.3 | -59637.3 | 0
S.BM.SC.RTOP | Rooftop Units |  | 564 | 255 | 5% |  | 143820 |  | 136629 | 0 | 0 |  | 0 | 0 | 0 |  | 0 | 15 | s | 462107.3687 | 0 | 0 | 462107.3687 | 375 | 200925 |  |  |  | 203875.74 | 258231.6287 | 2049435
S.BM.SC.TKL | Tankless Water Heaters |  | 30 | 154 | 2% |  | 4620 |  | 4527.6 | 0 | 0 |  | 0 | 0 | 0 |  | 0 | 18 | w | 15363.7057 | 0 | 0 | 15363.7057 | -1102 | -32398.8 |  |  |  | -32398.8 | 47762.5057 | 81496.8
S.BM.SC.TSTAT | Programmable thermostats (Warehouse, Industrial, Recreation, Agriculture) |  | 10 | 538 | 20% |  | 5380 |  | 4304 | 266 | 2660 |  | 2128 | 0 | 0 |  | 0 | 15 | s | 14557.0129 | 1588.6205 | 0 | 16145.6334 | 110 | 880 |  |  |  | 1906.66 | 14238.9734 | 64560
S.BM.SC.TSTAT.2 | Programmable thermostats (Multi-family, Food Service) |  | 12 | 223 | 20% |  | 2676 |  | 2140.8 | 156 | 1872 |  | 1497.6 | 0 | 0 |  | 0 | 15 | s | 7240.6257 | 1118.0066 | 0 | 8358.6323 | 110 | 1056 |  |  |  | 1056 | 7302.6323 | 32112
S.BM.SC.TSTAT.3 | Programmable thermostats (Office, Information and Cultural, Educational Services) |  | 129 | 211 | 20% |  | 27219 |  | 21775.2 | 112 | 14448 |  | 11558.4 | 0 | 0 |  | 0 | 15 | s | 73648.2033 | 8628.7175 | 0 | 82276.9208 | 110 | 11352 |  |  |  | 11352 | 70924.9208 | 326628
S.BM.SC.TSTAT.4 | Programmable thermostats (Retail, Hotels/Motels) |  | 183 | 82 | 20% |  | 15006 |  | 12004.8 | 63 | 11529 |  | 9223.2 | 0 | 0 |  | 0 | 15 | s | 40602.7018 | 6885.4156 | 0 | 47488.1173 | 110 | 16104 |  |  |  | 16104 | 31384.1173 | 180072
Total Small Commercial |  |  | 3261 |  |  |  | 2357027 |  | 2029469.4485 |  | 913494 | 0 | 839057.11 |  | 239657.776 |  | 206631.1284 |  |  | 4948276.8983 | 633459.7042 | 1212152.3571 | 6793888.9596 |  | 1205311.89 | 506664.76 | 175241.61 | 681906.37 | 1380553.5 | 5413335.4596 | 21938801.1176
COMMERCIAL
S.BM.CM.HTL | Hotels/Motels | [5 empty] | 0.968 |  |  |  | 0.899 |  |  |  | 149.2%
S.BM.CM.HTL.001.09A |  |  | 0 |  | 12% |  | 183927 | 178041.336 | 156676.3757 |  | 55854 | 50212.746 | 44187.2165 |  | 0 | 0 | 0 | 15 | s | 529911.7149 | 32987.1789 | 0 | 562898.8938 | 121133 | 106597.04 |  |  |  | 106597.04 | 456301.8538 | 2350145.6352
S.BM.CM.HTL.001.09M |  |  | 1 |  | 12% |  | 252402 | 244325.136 | 215006.1197 |  | 0 | 0 | 0 |  | 0 | 0 | 0 | 11 | s | 601735.6961 | 0 | 0 | 601735.6961 | 230924 | 203213.12 |  |  |  | 203213.12 | 398522.5761 | 2365067.3165
S.BM.CM.HTL.002.09 |  |  | 1 |  | 12% |  | 11920 | 11538.56 | 10153.9328 |  | -1792 | -1611.008 | -1417.687 |  | 0 | 0 | 0 | 15 | s | 34342.6884 | -1058.349 | 0 | 33284.3394 | 11671 | 10270.48 |  |  |  | 10270.48 | 23013.8594 | 152308.992
S.BM.CM.HTL.003.09 |  |  | 1 |  | 12% |  | 32148 | 31119.264 | 27384.9523 |  | 116456 | 104693.944 | 92130.6707 |  | 0 | 0 | 0 | 15 | s | 92621.539 | 68778.5101 | 0 | 161400.0492 | 30780 | 27086.4 |  |  |  | 27086.4 | 134313.6492 | 410774.2848
S.BM.CM.HTL.004.09 |  |  | 1 |  | 12% |  | 35771 | 34626.328 | 30471.1686 |  | 0 | 0 | 0 |  | 0 | 0 | 0 | 15 | s | 103059.7572 | 0 | 0 | 103059.7572 | 24200 | 21296 |  |  |  | 21296 | 81763.7572 | 457067.5296
S.BM.CM.HTL.005.09Delete |  |  | 0 |  | 12% |  | 0 | 0 | 0 |  | 0 | 0 | 0 |  | 0 | 0 | 0 | 1 | s | 0 | 0 | 0 | 0 | 0 | 0 |  |  |  | 0 | 0 | 0
S.BM.CM.HTL.006.09 |  |  | 1 |  | 12% |  | 9555 | 9249.24 | 8139.3312 |  | 0 | 0 | 0 |  | 0 | 0 | 0 | 15 | s | 27528.8915 | 0 | 0 | 27528.8915 | 5000 | 4400 |  |  |  | 4400 | 23128.8915 | 122089.968
S.BM.CM.HTL.007.09A |  |  | 0 |  | 12% |  | 61337 | 61337 | 53976.56 |  | 82115 | 409210 | 360104.8 |  | 0 | 0 | 0 | 15 | s | 182559.8234 | 268829.8201 | 0 | 451389.6435 | 77500 | 68200 |  |  |  | 68200 | 383189.6435 | 809648.4
S.BM.CM.HTL.007.09B |  |  | 0 |  | 12% |  | 22197 | 22197 | 19533.36 |  | 73192 |  | 0 |  | 0 | 0 | 0 | 15 | s | 66065.8395 | 0 | 0 | 66065.8395 | 38696 | 34052.48 |  |  |  | 34052.48 | 32013.3595 | 293000.4
S.BM.CM.HTL.007.09C |  |  | 0 |  | 12% |  | 24613 | 24613 | 21659.44 |  | 0 |  | 0 |  | 0 | 0 | 0 | 15 | s | 73256.6792 | 0 | 0 | 73256.6792 | 93882 | 82616.16 |  |  |  | 82616.16 | -9359.4808 | 324891.6
S.BM.CM.HTL.007.09M |  |  | 1 |  | 12% |  | 61532 | 61532 | 54148.16 |  | 564228 |  | 0 |  | 0 | 0 | 0 | 15 | s | 183140.2099 | 0 | 0 | 183140.2099 | 139700 | 122936 |  |  |  | 122936 | 60204.2099 | 812222.4
S.BM.CM.HTL.008.09 |  |  | 1 |  | 12% |  | 9868 | 9552.224 | 8405.9571 |  | 0 | 0 | 0 |  | 0 | 0 | 0 | 15 | s | 28430.6752 | 0 | 0 | 28430.6752 | 10650 | 9372 |  |  |  | 9372 | 19058.6752 | 126089.3568
Total | Commercial - Hotel/Motel - S.BM.CM.HTL |  | 7 |  |  |  | 705270 | 688131.088 | 605555.3574 |  | 890053 | 562505.682 | 495005.0002 |  | 0 | 0 | 0 |  |  | 1922653.5144 | 369537.1602 | 0 | 2292190.6745 |  | 690039.68 | 54715 | 18547.01 | 73262.01 | 708586.69 | 1583603.9845 | 8223305.8829
S.BM.CM.OFF | Offices
S.BM.CM.OFF.001.09 |  |  | 1 |  | 12% |  | 50106 | 48502.608 | 42682.295 |  | 0 | 0 | 0 |  | 0 | 0 | 0 | 11 | s | 119454.5558 | 0 | 0 | 119454.5558 | 26670 | 23469.6 |  |  |  | 23469.6 | 95984.9558 | 469505.2454
S.BM.CM.OFF.002.09A |  |  | 0 |  | 12% |  | 18336 | 0 | 0 |  | 43566 | 0 | 0 |  | 0 | 0 | 0 | 15 | s | 0 | 0 | 0 | 0 | 19000 | 16720 |  |  |  | 16720 | -16720 | 0
S.BM.CM.OFF.002.09M |  |  | 1 |  | 12% |  | 60324 | 60324 | 53085.12 |  | 0 | 0 | 0 |  | 0 | 0 | 0 | 11 | s | 148568.8486 | 0 | 0 | 148568.8486 | 53160 | 46780.8 |  |  |  | 46780.8 | 101788.0486 | 583936.32
S.BM.CM.OFF.003.09A |  |  | 0 |  | 12% |  | 12087 | 11700.216 | 10296.1901 |  | 0 | 0 | 0 |  | 0 | 0 | 0 | 8 | w | 21094.8701 | 0 | 0 | 21094.8701 | 19057 | 16770.16 |  |  |  | 16770.16 | 4324.7101 | 82369.5206
S.BM.CM.OFF.003.09B |  |  | 0 |  | 12% |  | 11102 | 10746.736 | 9457.1277 |  | 0 | 0 | 0 |  | 0 | 0 | 0 | 15 | s | 31985.9502 | 0 | 0 | 31985.9502 | 17680 | 15558.4 |  |  |  | 15558.4 | 16427.5502 | 141856.9152
S.BM.CM.OFF.003.09M |  |  | 1 |  | 12% |  | 86042 | 83288.656 | 73294.0173 |  | 0 | 0 | 0 |  | 0 | 0 | 0 | 11 | s | 205127.3079 | 0 | 0 | 205127.3079 | 83010 | 73048.8 |  |  |  | 73048.8 | 132078.5079 | 806234.1901
S.BM.CM.OFF.004.09 |  |  | 1 |  | 12% |  | 7385 | 7148.68 | 6290.8384 |  | 483 | 434.217 | 382.111 |  | 0 | 0 | 0 | 15 | s | 21276.9089 | 285.2581 | 0 | 21562.167 | 12960 | 11404.8 |  |  |  | 11404.8 | 10157.367 | 94362.576
S.BM.CM.OFF.005.09 |  |  | 1 |  | 12% |  | 28381 | 27472.808 | 24176.071 |  | 0 | 0 | 0 |  | 0 | 0 | 0 | 11 | s | 67661.3529 | 0 | 0 | 67661.3529 | 65720 | 57833.6 |  |  |  | 57833.6 | 9827.7529 | 265936.7814
S.BM.CM.OFF.006.09 |  |  | 1 |  | 12% |  | 12418 | 12020.624 | 10578.1491 |  | -13862 | -12461.938 | -10966.5054 |  | 0 | 0 | 0 | 15 | s | 35777.4752 | -8186.8492 | 0 | 27590.626 | 9500 | 8360 |  |  |  | 8360 | 19230.626 | 158672.2368
S.BM.CM.OFF.007.09A |  |  | 0 |  | 12% |  | 8345 | 8077.96 | 7108.6048 |  | 0 | 0 | 0 |  | 0 | 0 | 0 | 25 | w | 27850.0944 | 0 | 0 | 27850.0944 | 3750 | 3300 |  |  |  | 3300 | 24550.0944 | 177715.12
S.BM.CM.OFF.007.09B |  |  | 0 |  | 12% |  | 7326 | 7091.568 | 6240.5798 |  | 24476 | 22003.924 | 19363.4531 |  | 0 | 0 | 0 | 15 | s | 21106.9241 | 14455.4408 | 0 | 35562.3649 | 20950 | 18436 |  |  |  | 18436 | 17126.3649 | 93608.6976
S.BM.CM.OFF.007.09M |  |  | 1 |  | 12% |  | 867 | 839.256 | 738.5453 |  | 0 | 0 | 0 |  | 0 | 0 | 0 | 25 | s | 3179.6383 | 0 | 0 | 3179.6383 | 13850 | 12188 |  |  |  | 12188 | -9008.3617 | 18463.632
S.BM.CM.OFF.008.09Delete |  |  | 0 |  | 12% |  | 0 | 0 | 0 |  | 0 | 0 | 0 |  | 0 | 0 | 0 | 1 | s | 0 | 0 | 0 | 0 | 0 | 0 |  |  |  | 0 | 0 | 0
S.BM.CM.OFF.009.09 |  |  | 1 |  | 12% |  | 13472 | 13040.896 | 11475.9885 |  | 0 | 0 | 0 |  | 0 | 0 | 0 | 11 | s | 32117.7459 | 0 | 0 | 32117.7459 | 19560.18 | 17212.9584 |  |  |  | 17212.9584 | 14904.7875 | 126235.8733
S.BM.CM.OFF.010.09 |  |  | 1 |  | 12% |  | 29466 | 28523.088 | 25100.3174 |  | 0 | 0 | 0 |  | 0 | 0 | 0 | 15 | s | 84894.4342 | 0 | 0 | 84894.4342 | 27500 | 24200 |  |  |  | 24200 | 60694.4342 | 376504.7616
S.BM.CM.OFF.011.09 |  |  | 1 |  | 12% |  | 90301 | 87411.368 | 76922.0038 |  | 0 | 0 | 0 |  | 0 | 0 | 0 | 11 | s | 215280.9213 | 0 | 0 | 215280.9213 | 111088 | 97757.44 |  |  |  | 97757.44 | 117523.4813 | 846142.0422
S.BM.CM.OFF.012.09A |  |  | 0 |  | 12% |  | 22016 | 21311.488 | 18754.1094 |  | 13881 | 12479.019 | 10981.5367 |  | 0 | 0 | 0 | 15 | s | 63430.2539 | 8198.0705 | 0 | 71628.3244 | 15065 | 13257.2 |  |  |  | 13257.2 | 58371.1244 | 281311.6416
S.BM.CM.OFF.012.09M |  |  | 1 |  | 12% |  | 60300 | 58370.4 | 51365.952 |  | 0 | 0 | 0 |  | 0 | 0 | 0 | 11 | s | 143757.4285 | 0 | 0 | 143757.4285 | 36975 | 32538 |  |  |  | 32538 | 111219.4285 | 565025.472
S.BM.CM.OFF.013.09 |  |  | 1 |  | 12% |  | 15059 | 14577.112 | 12827.8586 |  | 0 | 0 | 0 |  | 0 | 0 | 0 | 13 | s | 39896.6688 | 0 | 0 | 39896.6688 | 4800 | 4224 |  |  |  | 4224 | 35672.6688 | 166762.1613
S.BM.CM.OFF.014.09 |  |  | 1 |  | 12% |  | 49729 | 48137.672 | 42361.1514 |  | 0 | 0 | 0 |  | 0 | 0 | 0 | 11 | s | 118555.7739 | 0 | 0 | 118555.7739 | 97255 | 85584.4 |  |  |  | 85584.4 | 32971.3739 | 465972.665
S.BM.CM.OFF.015.09 |  |  | 1 |  | 12% |  | 10548 | 10210.464 | 8985.2083 |  | 0 | 0 | 0 |  | 0 | 0 | 0 | 13 | s | 27945.4189 | 0 | 0 | 27945.4189 | 1605 | 1412.4 |  |  |  | 1412.4 | 26533.0189 | 116807.7082
S.BM.CM.OFF.016.09A |  |  | 0 |  | 12% |  | 7059 | 6833.112 | 6013.1386 |  | 0 | 0 | 0 |  | 0 | 0 | 0 | 15 | w | 18523.4005 | 0 | 0 | 18523.4005 | 0 | 0 |  |  |  | 0 | 18523.4005 | 90197.0784
S.BM.CM.OFF.016.09B |  |  | 0 |  | 12% |  | 17899 | 17326.232 | 15247.0842 |  | 0 | 0 | 0 |  | 0 | 0 | 0 | 15 | s | 51568.7734 | 0 | 0 | 51568.7734 | 0 | 0 |  |  |  | 0 | 51568.7734 | 228706.2624
S.BM.CM.OFF.016.09M |  |  | 1 |  | 12% |  | 25180 | 24374.24 | 21449.3312 |  | 0 | 0 | 0 |  | 0 | 0 | 0 | 15 | s | 72546.0481 | 0 | 0 | 72546.0481 | 48850 | 42988 |  |  |  | 42988 | 29558.0481 | 321739.968
S.BM.CM.OFF.017.09Delete - see OFF.016 |  |  | 0 |  | 12% |  | 0 | 0 | 0 |  | 0 | 0 | 0 |  | 0 | 0 | 0 | 1 | w | 0 | 0 | 0 | 0 | 0 | 0 |  |  |  | 0 | 0 | 0
S.BM.CM.OFF.018.09Delete - see OFF.016 |  |  | 0 |  | 12% |  | 0 | 0 | 0 |  | 0 | 0 | 0 |  | 0 | 0 | 0 | 1 | s | 0 | 0 | 0 | 0 | 0 | 0 |  |  |  | 0 | 0 | 0
S.BM.CM.OFF.019.09 |  |  | 1 |  | 12% |  | 114875 | 111199 | 97855.12 |  | 0 | 0 | 0 |  | 0 | 0 | 0 | 11 | s | 273866.2455 | 0 | 0 | 273866.2455 | 100700 | 88616 |  |  |  | 88616 | 185250.2455 | 1076406.32
S.BM.CM.OFF.020.09A |  |  | 0 |  | 12% |  | 11880 | 11499.84 | 10119.8592 |  | 0 | 0 | 0 |  | 0 | 0 | 0 | 9 | w | 22544.1341 | 0 | 0 | 22544.1341 | 20160 | 17740.8 |  |  |  | 17740.8 | 4803.3341 | 91078.7328
S.BM.CM.OFF.020.09M |  |  | 1 |  | 12% |  | 148993 | 144225.224 | 126918.1971 |  | 0 | 0 | 0 |  | 0 | 0 | 0 | 11 | s | 355204.8184 | 0 | 0 | 355204.8184 | 97822 | 86083.36 |  |  |  | 86083.36 | 269121.4584 | 1396100.1683
S.BM.CM.OFF.021.09 |  |  | 1 |  | 12% |  | 6459 | 6252.312 | 5502.0346 |  | 0 | 0 | 0 |  | 0 | 0 | 0 | 9 | w | 12256.9497 | 0 | 0 | 12256.9497 | 10422 | 9171.36 |  |  |  | 9171.36 | 3085.5897 | 49518.311
S.BM.CM.OFF.022.09 |  |  | 1 |  | 12% |  | 14485 | 14021.48 | 12338.9024 |  | 0 | 0 | 0 |  | 0 | 0 | 0 | 13 | s | 38375.9378 | 0 | 0 | 38375.9378 | 5656 | 4977.28 |  |  |  | 4977.28 | 33398.6578 | 160405.7312
S.BM.CM.OFF.023.09 |  |  | 1 |  | 12% |  | 26198 | 25359.664 | 22316.5043 |  | 0 | 0 | 0 |  | 0 | 0 | 0 | 13 | s | 69407.8577 | 0 | 0 | 69407.8577 | 2954 | 2599.52 |  |  |  | 2599.52 | 66808.3377 | 290114.5562
S.BM.CM.OFF.024.09 |  |  | 1 |  | 12% |  | 28283 | 27377.944 | 24092.5907 |  | 0 | 0 | 0 |  | 0 | 0 | 0 | 13 | s | 74931.7673 | 0 | 0 | 74931.7673 | 3580 | 3150.4 |  |  |  | 3150.4 | 71781.3673 | 313203.6794
S.BM.CM.OFF.025.09 |  |  | 1 |  | 12% |  | 12937 | 12523.016 | 11020.2541 |  | 0 | 0 | 0 |  | 0 | 0 | 0 | 13 | s | 34274.733 | 0 | 0 | 34274.733 | 2429 | 2137.52 |  |  |  | 2137.52 | 32137.213 | 143263.303
S.BM.CM.OFF.026.09 |  |  | 1 |  | 12% |  | 50120 | 48516.16 | 42694.2208 |  | 0 | 0 | 0 |  | 0 | 0 | 0 | 11 | s | 119487.9323 | 0 | 0 | 119487.9323 | 52364 | 46080.32 |  |  |  | 46080.32 | 73407.6123 | 469636.4288
S.BM.CM.OFF.027.09 |  |  | 1 |  | 12% |  | 28221 | 27317.928 | 24039.7766 |  | 0 | 0 | 0 |  | 0 | 0 | 0 | 13 | s | 74767.5072 | 0 | 0 | 74767.5072 | 5087 | 4476.56 |  |  |  | 4476.56 | 70290.9472 | 312517.0963
S.BM.CM.OFF.028.09A |  |  | 0 |  | 12% |  | 117288 | 117288 | 103213.44 |  | 762635 | 762635 | 671118.8 |  | 0 | 0 | 0 | 15 | s | 349089.0746 | 501011.7785 | 0 | 850100.853 | 301642 | 265444.96 |  |  |  | 265444.96 | 584655.893 | 1548201.6
S.BM.CM.OFF.028.09B |  |  | 0 |  | 12% |  | 25266 | 25266 | 22234.08 |  | 2894 | 2894 | 2546.72 |  | 0 | 0 | 0 | 5 | s | 33386.1465 | 858.5026 | 0 | 34244.6492 | 253938 | 223465.44 |  |  |  | 223465.44 | -189220.7908 | 111170.4
S.BM.CM.OFF.028.09M |  |  | 1 |  | 12% |  | 21942 | 21942 | 19308.96 |  | 0 | 0 | 0 |  | 0 | 0 | 0 | 11 | s | 54039.8129 | 0 | 0 | 54039.8129 | 222134 | 195477.92 |  |  |  | 195477.92 | -141438.1071 | 212398.56
S.BM.CM.OFF.029.09 |  |  | 1 |  | 12% |  | 25070 | 24267.76 | 21355.6288 |  | 0 | 0 | 0 |  | 0 | 0 | 0 | 11 | s | 59767.8065 | 0 | 0 | 59767.8065 | 31376 | 27610.88 |  |  |  | 27610.88 | 32156.9265 | 234911.9168
S.BM.CM.OFF.030.09 |  |  | 1 |  | 12% |  | 26201 | 25362.568 | 22319.0598 |  | 0 | 0 | 0 |  | 0 | 0 | 0 | 11 | s | 62464.1523 | 0 | 0 | 62464.1523 | 31376 | 27610.88 |  |  |  | 27610.88 | 34853.2723 | 245509.6582
S.BM.CM.OFF.031.09 |  |  | 1 |  | 12% |  | 161395 | 156230.36 | 137482.7168 |  | 0 | 0 | 0 |  | 0 | 0 | 0 | 11 | s | 384771.6447 | 0 | 0 | 384771.6447 | 284928 | 250736.64 |  |  |  | 250736.64 | 134035.0047 | 1512309.8848
S.BM.CM.OFF.032.09 |  |  | 1 |  | 12% |  | 125733 | 121709.544 | 107104.3987 |  | 0 | 0 | 0 |  | 0 | 0 | 0 | 11 | s | 299752.1188 | 0 | 0 | 299752.1188 | 188933 | 166261.04 |  |  |  | 166261.04 | 133491.0788 | 1178148.3859
S.BM.CM.OFF.033.09 |  |  | 1 |  | 12% |  | 115298 | 111608.464 | 98215.4483 |  | 0 | 0 | 0 |  | 0 | 0 | 0 | 11 | s | 274874.6931 | 0 | 0 | 274874.6931 | 93280 | 82086.4 |  |  |  | 82086.4 | 192788.2931 | 1080369.9315
S.BM.CM.OFF.034.09A |  |  | 0 |  | 12% |  | 3309 | 3203.112 | 2818.7386 |  | 0 | 0 | 0 |  | 0 | 0 | 0 | 10 | w | 6750.644 | 0 | 0 | 6750.644 | 7500 | 6600 |  |  |  | 6600 | 150.644 | 28187.3856
S.BM.CM.OFF.034.09M |  |  | 1 |  | 12% |  | 156616 | 151604.288 | 133411.7734 |  | 0 | 0 | 0 |  | 0 | 0 | 0 | 11 | s | 373378.3321 | 0 | 0 | 373378.3321 | 178610 | 157176.8 |  |  |  | 157176.8 | 216201.5321 | 1467529.5078
S.BM.CM.OFF.035.09 |  |  | 1 |  | 12% |  | 83255 | 80590.84 | 70919.9392 |  | 0 | 0 | 0 |  | 0 | 0 | 0 | 11 | s | 198482.9969 | 0 | 0 | 198482.9969 | 44555 | 39208.4 |  |  |  | 39208.4 | 159274.5969 | 780119.3312
S.BM.CM.OFF.036.09A |  |  | 0 |  | 12% |  | 33713 | 32634.184 | 28718.0819 |  | 0 | 0 | 0 |  | 0 | 0 | 0 | 25 | s | 123639.1541 | 0 | 0 | 123639.1541 | 97832 | 86092.16 |  |  |  | 86092.16 | 37546.9941 | 717952.048
S.BM.CM.OFF.036.09M |  |  | 1 |  | 12% |  | 60514 | 58577.552 | 51548.2458 |  | 0 | 0 | 0 |  | 0 | 0 | 0 | 25 | s | 221929.2193 | 0 | 0 | 221929.2193 | 175442 | 154388.96 |  |  |  | 154388.96 | 67540.2593 | 1288706.144
S.BM.CM.OFF.037.09 |  |  | 1 |  | 12% |  | 65300 | 63210.4 | 55625.152 |  | 0 | 0 | 0 |  | 0 | 0 | 0 | 11 | s | 155677.6133 | 0 | 0 | 155677.6133 | 126500 | 111320 |  |  |  | 111320 | 44357.6133 | 611876.672
S.BM.CM.OFF.038.09 |  |  | 1 |  | 12% |  | 45087 | 43644.216 | 38406.9101 |  | 0 | 0 | 0 |  | 0 | 0 | 0 | 11 | s | 107489.0743 | 0 | 0 | 107489.0743 | 11925 | 10494 |  |  |  | 10494 | 96995.0743 | 422476.0109
S.BM.CM.OFF.039.09 |  |  | 1 |  | 12% |  | 240696 | 232993.728 | 205034.4806 |  | 701131 | 630316.769 | 554678.7567 |  | 0 | 0 | 0 | 15 | s | 693468.7682 | 414085.5395 | 0 | 1107554.3077 | 70000 | 61600 |  |  |  | 61600 | 1045954.3077 | 3075517.2096
S.BM.CM.OFF.040.09 |  |  | 1 |  | 12% |  | 26680 | 25826.24 | 22727.0912 |  | 0 | 0 | 0 |  | 0 | 0 | 0 | 15 | s | 76867.6951 | 0 | 0 | 76867.6951 | 22000 | 19360 |  |  |  | 19360 | 57507.6951 | 340906.368
S.BM.CM.OFF.041.09 |  |  | 1 |  | 12% |  | 7177 | 6947.336 | 6113.6557 |  | 110438 | 99283.762 | 87369.7106 |  | 0 | 0 | 0 | 15 | s | 20677.6405 | 65224.3002 | 0 | 85901.9407 | 37665 | 33145.2 |  |  |  | 33145.2 | 52756.7407 | 91704.8352
Total | Commercial - Office - S.BM.CM.OFF |  | 38 |  |  |  | 2426739 | 2338528.344 | 2057904.9427 |  | 1645642 | 1517584.753 | 1335474.5826 |  | 0 | 0 | 0 |  |  | 6143225.2637 | 995932.041 | 0 | 7139157.3047 |  | 2806157.3584 | 253633.6 | 44458.29 | 298091.89 | 2850615.6484 | 4288541.6563 | 25728307.0458
S.BM.CM.RET | Retail
S.BM.CM.RET.001.09A |  |  | 0 |  | 12% |  | 21684 | 20990.112 | 18471.2986 |  | 0 | 0 | 0 |  | 0 | 0 | 0 | 15 | s | 62473.7294 | 0 | 0 | 62473.7294 | 26310 | 23152.8 |  |  |  | 23152.8 | 39320.9294 | 277069.4784
S.BM.CM.RET.001.09M |  |  | 1 |  | 12% |  | 96473 | 93385.864 | 82179.5603 |  | 0 | 0 | 0 |  | 0 | 0 | 0 | 11 | s | 229995.1974 | 0 | 0 | 229995.1974 | 148335 | 130534.8 |  |  |  | 130534.8 | 99460.3974 | 903975.1635
S.BM.CM.RET.002.09 |  |  | 1 |  | 12% |  | 50775 | 49150.2 | 43252.176 |  | 0 | 0 | 0 |  | 0 | 0 | 0 | 11 | s | 121049.4765 | 0 | 0 | 121049.4765 | 66895 | 58867.6 |  |  |  | 58867.6 | 62181.8765 | 475773.936
S.BM.CM.RET.003.09A |  |  | 0 |  | 12% |  | 48809 | 47247.112 | 41577.4586 |  | 12253 | 11015.447 | 9693.5934 |  | 0 | 0 | 0 | 15 | s | 140623.5131 | 7236.5793 | 0 | 147860.0924 | 21700 | 19096 |  |  |  | 19096 | 128764.0924 | 623661.8784
S.BM.CM.RET.003.09M |  |  | 1 |  | 12% |  | 73436 | 71086.048 | 62555.7222 |  | 0 | 0 | 0 |  | 0 | 0 | 0 | 11 | s | 175074.138 | 0 | 0 | 175074.138 | 138860 | 122196.8 |  |  |  | 122196.8 | 52877.338 | 688112.9446
S.BM.CM.RET.004.09A |  |  | 0 |  | 12% |  | 18574 | 17979.632 | 15822.0762 |  | 94757 | 85186.543 | 74964.1578 |  | 0 | 0 | 0 | 15 | s | 53513.5146 | 55963.1559 | 0 | 109476.6705 | 8000 | 7040 |  |  |  | 7040 | 102436.6705 | 237331.1424
S.BM.CM.RET.004.09M |  |  | 1 |  | 12% |  | 51614 | 49962.352 | 43966.8698 |  | 0 | 0 | 0 |  | 0 | 0 | 0 | 11 | s | 123049.6835 | 0 | 0 | 123049.6835 | 58300 | 51304 |  |  |  | 51304 | 71745.6835 | 483635.5674
S.BM.CM.RET.DCKV.001.09 |  |  | 1 |  | 5% |  | 4801 | 4801 | 4560.95 |  | 13521 | 13521 | 12844.95 |  | 0 | 0 | 0 | 15 | s | 15426.0706 | 9589.1685 | 0 | 25015.2391 | 10000 | 9500 |  |  |  | 9500 | 15515.2391 | 68414.25
S.BM.CM.RET.DCKV.002.09 |  |  | 1 |  | 5% |  | 4801 | 4801 | 4560.95 |  | 13521 | 13521 | 12844.95 |  | 0 | 0 | 0 | 15 | s | 15426.0706 | 9589.1685 | 0 | 25015.2391 | 10000 | 9500 |  |  |  | 9500 | 15515.2391 | 68414.25
S.BM.CM.RET.DCKV.003.09 |  |  | 1 |  | 5% |  | 4801 | 4801 | 4560.95 |  | 13521 | 13521 | 12844.95 |  | 0 | 0 | 0 | 15 | s | 15426.0706 | 9589.1685 | 0 | 25015.2391 | 10000 | 9500 |  |  |  | 9500 | 15515.2391 | 68414.25
S.BM.CM.RET.DCKV.004.09 |  |  | 1 |  | 5% |  | 4801 | 4801 | 4560.95 |  | 13521 | 13521 | 12844.95 |  | 0 | 0 | 0 | 15 | s | 15426.0706 | 9589.1685 | 0 | 25015.2391 | 10000 | 9500 |  |  |  | 9500 | 15515.2391 | 68414.25
S.BM.CM.RET.DCKV.005.09 |  |  | 1 |  | 5% |  | 4801 | 4801 | 4560.95 |  | 13521 | 13521 | 12844.95 |  | 0 | 0 | 0 | 15 | s | 15426.0706 | 9589.1685 | 0 | 25015.2391 | 10000 | 9500 |  |  |  | 9500 | 15515.2391 | 68414.25
S.BM.CM.RET.DCKV.006.09 |  |  | 1 |  | 5% |  | 4801 | 4801 | 4560.95 |  | 13521 | 13521 | 12844.95 |  | 0 | 0 | 0 | 15 | s | 15426.0706 | 9589.1685 | 0 | 25015.2391 | 10000 | 9500 |  |  |  | 9500 | 15515.2391 | 68414.25
S.BM.CM.RET.DCKV.007.09 |  |  | 1 |  | 5% |  | 4801 | 4801 | 4560.95 |  | 13521 | 13521 | 12844.95 |  | 0 | 0 | 0 | 15 | s | 15426.0706 | 9589.1685 | 0 | 25015.2391 | 10000 | 9500 |  |  |  | 9500 | 15515.2391 | 68414.25
S.BM.CM.RET.DCKV.008.09 |  |  | 1 |  | 5% |  | 4801 | 4801 | 4560.95 |  | 13521 | 13521 | 12844.95 |  | 0 | 0 | 0 | 15 | s | 15426.0706 | 9589.1685 | 0 | 25015.2391 | 10000 | 9500 |  |  |  | 9500 | 15515.2391 | 68414.25
S.BM.CM.RET.DCKV.009.09 |  |  | 1 |  | 5% |  | 11486 | 11486 | 10911.7 |  | 30901 | 30901 | 29355.95 |  | 0 | 0 | 0 | 15 | s | 36905.6128 | 21915.1612 | 0 | 58820.7741 | 15000 | 14250 |  |  |  | 14250 | 44570.7741 | 163675.5
S.BM.CM.RET.DCKV.010.09 |  |  | 1 |  | 5% |  | 11486 | 11486 | 10911.7 |  | 30901 | 30901 | 29355.95 |  | 0 | 0 | 0 | 15 | s | 36905.6128 | 21915.1612 | 0 | 58820.7741 | 15000 | 14250 |  |  |  | 14250 | 44570.7741 | 163675.5
S.BM.CM.RET.DCKV.011.09 |  |  | 1 |  | 5% |  | 11486 | 11486 | 10911.7 |  | 30901 | 30901 | 29355.95 |  | 0 | 0 | 0 | 15 | s | 36905.6128 | 21915.1612 | 0 | 58820.7741 | 15000 | 14250 |  |  |  | 14250 | 44570.7741 | 163675.5
S.BM.CM.RET.DCKV.012.09 |  |  | 1 |  | 5% |  | 4801 | 4801 | 4560.95 |  | 13521 | 13521 | 12844.95 |  | 0 | 0 | 0 | 15 | s | 15426.0706 | 9589.1685 | 0 | 25015.2391 | 10000 | 9500 |  |  |  | 9500 | 15515.2391 | 68414.25
Total | Commercial - Retail - S.BM.CM.RET |  | 16 |  |  |  | 439032 | 427468.32 | 381608.8116 |  | 321402 | 310593.99 | 288330.1512 |  | 0 | 0 | 0 |  |  | 1155330.7265 | 215247.7353 | 0 | 1370578.4619 |  | 540442 | 66873 | 28330.83 | 95203.83 | 568772.83 | 801805.6319 | 4796314.8607
S.BM.CM.WHS | Warehouses
S.BM.CM.WHS.001.09 |  |  | 1 |  | 12% |  | 3189 | 3086.952 | 2716.5178 |  | 0 | 0 | 0 |  | 0 | 0 | 0 | 5 | s | 4079.0561 | 0 | 0 | 4079.0561 | 0 | 0 |  |  |  | 0 | 4079.0561 | 13582.5888
S.BM.CM.WHS.002.09 |  |  | 1 |  | 12% |  | 17890 | 17317.52 | 15239.4176 |  | 0 | 0 | 0 |  | 0 | 0 | 0 | 15 | s | 51542.8435 | 0 | 0 | 51542.8435 | 44268 | 38955.84 |  |  |  | 38955.84 | 12587.0035 | 228591.264
S.BM.CM.WHS.003.09 |  |  | 1 |  | 12% |  | 40563 | 39264.984 | 34553.1859 |  | 0 | 0 | 0 |  | 0 | 0 | 0 | 15 | s | 116865.9788 | 0 | 0 | 116865.9788 | 41464 | 36488.32 |  |  |  | 36488.32 | 80377.6588 | 518297.7888
S.BM.CM.WHS.004.09 |  |  | 1 |  | 12% |  | 15116 | 14632.288 | 12876.4134 |  | -12996 | -11683.404 | -10281.3955 |  | 0 | 0 | 0 | 15 | s | 43550.6776 | -7675.3926 | 0 | 35875.285 | 7308.08 | 6431.1104 |  |  |  | 6431.1104 | 29444.1746 | 193146.2016
S.BM.CM.WHS.005.09 |  |  | 1 |  | 12% |  | 3375 | 3267 | 2874.96 |  | -9396 | -8447.004 | -7433.3635 |  | 0 | 0 | 0 | 15 | s | 9723.7058 | -5549.245 | 0 | 4174.4608 | 3654 | 3215.52 |  |  |  | 3215.52 | 958.9408 | 43124.4
S.BM.CM.WHS.006.09 |  |  | 1 |  | 12% |  | 33621 | 32545.128 | 28639.7126 |  | -25600 | -23014.4 | -20252.672 |  | 0 | 0 | 0 | 15 | s | 96865.3964 | -15119.2713 | 0 | 81746.1251 | 34281 | 30167.28 |  |  |  | 30167.28 | 51578.8451 | 429595.6896
S.BM.CM.WHS.007.09 |  |  | 1 |  | 12% |  | 72454 | 70135.472 | 61719.2154 |  | 14303 | 12858.397 | 11315.3894 |  | 0 | 0 | 0 | 15 | s | 208747.0757 | 8447.3022 | 0 | 217194.3779 | 64093 | 56401.84 |  |  |  | 56401.84 | 160792.5379 | 925788.2304
S.BM.CM.WHS.008.09 |  |  | 1 |  | 12% |  | 19163 | 18549.784 | 16323.8099 |  | 0 | 0 | 0 |  | 0 | 0 | 0 | 15 | s | 55210.4813 | 0 | 0 | 55210.4813 | 3007 | 2646.16 |  |  |  | 2646.16 | 52564.3213 | 244857.1488
S.BM.CM.WHS.009.09 |  |  | 1 |  | 12% |  | 44803 | 43369.304 | 38164.9875 |  | 0 | 0 | 0 |  | 0 | 0 | 0 | 10 | s | 100237.3288 | 0 | 0 | 100237.3288 | 88445 | 77831.6 |  |  |  | 77831.6 | 22405.7288 | 381649.8752
S.BM.CM.WHS.010.09 |  |  | 1 |  | 12% |  | 60787 | 58841.816 | 51780.7981 |  | 0 | 0 | 0 |  | 0 | 0 | 0 | 15 | s | 175133.3051 | 0 | 0 | 175133.3051 | 13312 | 11714.56 |  |  |  | 11714.56 | 163418.7451 | 776711.9712
Total | Commercial - Warehouses - S.BM.CM.WHS |  | 10 |  |  |  | 310961 | 301010.248 | 264889.0182 |  | -33689 | -30286.411 | -26652.0417 |  | 0 | 0 | 0 |  |  | 861955.8493 | -19896.6067 | 0 | 842059.2426 |  | 263852.2304 | 21222 | 7609.11 | 28831.11 | 271461.3404 | 570597.9022 | 3755345.1584
S.BM.CM.OTHER | Other Commercial
S.BM.CM.OTHER.001.09 |  |  | 1 |  | 12% |  | 17849 | 17277.832 | 15204.4922 |  | 0 | 0 | 0 |  | 0 | 0 | 0 | 25 | s | 65459.4744 | 0 | 0 | 65459.4744 | 24800 | 21824 |  |  |  | 21824 | 43635.4744 | 380112.304
S.BM.CM.OTHER.004.09 |  |  | 1 |  | 12% |  | 10723 | 10379.864 | 9134.2803 |  | 0 | 0 | 0 |  | 0 | 0 | 0 | 21 | s | 36616.0669 | 0 | 0 | 36616.0669 | 9803 | 8626.64 |  |  |  | 8626.64 | 27989.4269 | 191819.8867
S.BM.CM.OTHER.005.09 |  |  | 1 |  | 12% |  | 24386 | 23605.648 | 20772.9702 |  | 0 | 0 | 0 |  | 0 | 0 | 0 | 13 | s | 64607.2226 | 0 | 0 | 64607.2226 | 6428 | 5656.64 |  |  |  | 5656.64 | 58950.5826 | 270048.6131
S.BM.CM.OTHER.011.09 |  |  | 1 |  | 12% |  | 35229 | 34101.672 | 30009.4714 |  | 23989 | 21566.111 | 18978.1777 |  | 0 | 0 | 0 | 15 | s | 101498.202 | 14167.8203 | 0 | 115666.0223 | 22175 | 19514 |  |  |  | 19514 | 96152.0223 | 450142.0704
S.BM.CM.OTHER.013.09 |  |  | 1 |  | 12% |  | 14543 | 14077.624 | 12388.3091 |  | 0 | 0 | 0 |  | 0 | 0 | 0 | 8 | w | 25381.2108 | 0 | 0 | 25381.2108 | 21658 | 19059.04 |  |  |  | 19059.04 | 6322.1708 | 99106.473
S.BM.CM.OTHER.014.09 |  |  | 1 |  | 12% |  | 524953 | 508154.504 | 447175.9635 |  | 0 | 0 | 0 |  | 0 | 0 | 0 | 15 | s | 1512441.0471 | 0 | 0 | 1512441.0471 | 301303 | 265146.64 |  |  |  | 265146.64 | 1247294.4071 | 6707639.4528
S.BM.CM.OTHER.015.09A |  |  | 0 |  | 12% |  | 93936 | 90930.048 | 80018.4422 |  | 0 | 0 | 0 |  | 0 | 0 | 0 | 8 | w | 163942.0629 | 0 | 0 | 163942.0629 | 89821 | 79042.48 |  |  |  | 79042.48 | 84899.5829 | 640147.5379
S.BM.CM.OTHER.015.09B |  |  | 0 |  | 12% |  | 42864 | 41492.352 | 36513.2698 |  | 6669 | 5995.431 | 5275.9793 |  | 0 | 0 | 0 | 15 | s | 123495.3854 | 3938.6883 | 0 | 127434.0737 | 39858 | 35075.04 |  |  |  | 35075.04 | 92359.0337 | 547699.0464
S.BM.CM.OTHER.015.09M |  |  | 1 |  | 12% |  | 141986 | 137442.448 | 120949.3542 |  | 0 | 0 | 0 |  | 0 | 0 | 0 | 11 | s | 338499.8714 | 0 | 0 | 338499.8714 | 59950 | 52756 |  |  |  | 52756 | 285743.8714 | 1330442.8966
S.BM.CM.OTHER.016.09 |  |  | 1 |  | 12% |  | 118807 | 115005.176 | 101204.5549 |  | 31963 | 28734.737 | 25286.5686 |  | 0 | 0 | 0 | 15 | s | 342294.6121 | 18877.2371 | 0 | 361171.8491 | 257390 | 226503.2 |  |  |  | 226503.2 | 134668.6491 | 1518068.3232
S.BM.CM.OTHER.017.09 |  |  | 1 |  | 12% |  | 8865 | 8581.32 | 7551.5616 |  | 0 | 0 | 0 |  | 0 | 0 | 0 | 25 | s | 32511.5267 | 0 | 0 | 32511.5267 | 13048 | 11482.24 |  |  |  | 11482.24 | 21029.2867 | 188789.04
S.BM.CM.OTHER.018.09A |  |  | 0 |  | 12% |  | 10636 | 10295.648 | 9060.1702 |  | 5446 | 4895.954 | 4308.4395 |  | 0 | 0 | 0 | 15 | s | 30643.3585 | 3216.3887 | 0 | 33859.7472 | 10000 | 8800 |  |  |  | 8800 | 25059.7472 | 135902.5536
S.BM.CM.OTHER.018.09M |  |  | 1 |  | 12% |  | 85408 | 82674.944 | 72753.9507 |  | 0 | 0 | 0 |  | 0 | 0 | 0 | 11 | s | 203615.8285 | 0 | 0 | 203615.8285 | 100093 | 88081.84 |  |  |  | 88081.84 | 115533.9885 | 800293.4579
S.BM.CM.OTHER.019.09 |  |  | 1 |  | 12% |  | 8895 | 8610.36 | 7577.1168 |  | 0 | 0 | 0 |  | 0 | 0 | 0 | 11 | s | 21206.0087 | 0 | 0 | 21206.0087 | 21598 | 19006.24 |  |  |  | 19006.24 | 2199.7687 | 83348.2848
S.BM.CM.OTHER.020.09 |  |  | 1 |  | 12% |  | 135641 | 131300.488 | 115544.4294 |  | 0 | 0 | 0 |  | 14746 | 22001.032 | 19360.9082 | 15 | s | 390795.0161 | 0 | 251521.6062 | 642316.6223 | 193109 | 169935.92 |  |  |  | 169935.92 | 472380.7023 | 1733166.4416
S.BM.CM.OTHER.021.09Deleted |  |  | 0 |  | 12% |  | 0 | 0 | 0 |  | 0 | 0 | 0 |  | 0 | 0 | 0 | 1 | s | 0 | 0 | 0 | 0 | 0 | 0 |  |  |  | 0 | 0 | 0
S.BM.CM.OTHER.022.09A |  |  | 0 |  | 12% |  | 28519 | 27606.392 | 24293.625 |  | 0 | 0 | 0 |  | 0 | 0 | 0 | 11 | s | 67990.35 | 0 | 0 | 67990.35 | 62167 | 54706.96 |  |  |  | 54706.96 | 13283.39 | 267229.8746
S.BM.CM.OTHER.022.09M |  |  | 1 |  | 12% |  | 82822 | 80171.696 | 70551.0925 |  | 0 | 0 | 0 |  | 0 | 0 | 0 | 8 | w | 144545.3237 | 0 | 0 | 144545.3237 | 31083 | 27353.04 |  |  |  | 27353.04 | 117192.2837 | 564408.7398
S.BM.CM.OTHER.023.09 |  |  | 1 |  | 12% |  | 529538 | 512592.784 | 451081.6499 |  | 300880 | 270491.12 | 238032.1856 |  | 0 | 0 | 0 | 15 | s | 1525650.8815 | 177698.6856 | 0 | 1703349.5671 | 2970 | 2613.6 |  |  |  | 2613.6 | 1700735.9671 | 6766224.7488
Total | Commercial - Other Commercial - S.BM.CM.OTHER |  | 14 |  |  |  | 1915600 | 1854300.8 | 1631784.704 |  | 368947 | 331683.353 | 291881.3506 |  | 14746 | 22001.032 | 19360.9082 |  |  | 5191193.4495 | 217898.82 | 251521.6062 | 5660613.8756 |  | 1115183.52 | 129240.55 | 38144.13 | 167384.68 | 1153327.65 | 4507286.2256 | 22674589.7453
| LARGE COMMERCIAL |  | 85 |  |  |  | 5797602 | 5609438.8 | 4941742.834 |  | 3192355 | 2692081.367 | 2384039.043 |  | 14746 | 22001.032 | 19360.9082 |  |  | 15274358.8034 | 1778719.1498 | 251521.6062 | 17304599.5593 |  | 5415674.7888 | 525684.15 | 137089.37 | 662773.52 | 5552764.1588 | 11751835.4005 | 65177862.693
S.BM.CM.HOS | Hospitals
S.BM.CM.HOS.001.09 |  |  | 1 |  | 12% |  | 526978 | 421582 | 370992.16 |  | 28700 | 99325 | 87406 |  | 0 | 0 | 0 | 25 | s | 1597222.1602 | 83637.1754 | 0 | 1680859.3356 | 399500 | 351560 |  |  |  | 351560 | 1329299.3356 | 9274804
S.BM.CM.HOS.002.09 |  |  | 1 |  | 12% |  | 36931 | 35749.208 | 31459.303 |  | 0 | 0 | 0 |  | 0 | 0 | 0 | 15 | s | 106401.8309 | 0 | 0 | 106401.8309 | 39750 | 34980 |  |  |  | 34980 | 71421.8309 | 471889.5456
S.BM.CM.HOS.003.09 |  |  | 1 |  | 12% |  | 93598 | 93598 | 82366.24 |  | 0 | 0 | 0 |  | 0 | 0 | 0 | 5 | s | 123679.116 | 0 | 0 | 123679.116 | 10700 | 9416 |  |  |  | 9416 | 114263.116 | 411831.2
S.BM.CM.HOS.004.09 |  |  | 1 |  | 12% |  | 915367 | 886075.256 | 779746.2253 |  | 0 | 0 | 0 |  | 0 | 0 | 0 | 15 | s | 2637262.0482 | 0 | 0 | 2637262.0482 | 365615 | 321741.2 |  |  |  | 321741.2 | 2315520.8482 | 11696193.3792
S.BM.CM.HOS.005.09 |  |  | 1 |  | 12% |  | 153321 | 148414.728 | 130604.9606 |  | 0 | 0 | 0 |  | 0 | 0 | 0 | 5 | s | 196113.19 | 0 | 0 | 196113.19 | 53000 | 46640 |  |  |  | 46640 | 149473.19 | 653024.8032
S.BM.CM.HOS.006.09 |  |  | 1 |  | 12% |  | 305112 | 295348.416 | 259906.6061 |  | 0 | 0 | 0 |  | 0 | 0 | 0 | 5 | s | 390269.354 | 0 | 0 | 390269.354 | 37500 | 33000 |  |  |  | 33000 | 357269.354 | 1299533.0304
S.BM.CM.HOS.007.09 |  |  | 1 |  | 12% |  | 55270 | 53501.36 | 47081.1968 |  | 0 | 0 | 0 |  | 0 | 0 | 0 | 13 | s | 146429.9678 | 0 | 0 | 146429.9678 | 1718 | 1511.84 |  |  |  | 1511.84 | 144918.1278 | 612055.5584
S.BM.CM.HOS.008.09 |  |  | 1 |  | 12% |  | 51678 | 50024.304 | 44021.3875 |  | 45399 | 40813.701 | 35916.0569 |  | 0 | 0 | 0 | 15 | s | 148889.3833 | 26812.4921 | 0 | 175701.8754 | 5254 | 4623.52 |  |  |  | 4623.52 | 171078.3554 | 660320.8128
S.BM.CM.HOS.009.09 |  |  | 1 |  | 12% |  | 126144 | 122107.392 | 107454.505 |  | -262771 | -236231.129 | -207883.3935 |  | 0 | 0 | 0 | 15 | w | 331012.3018 | -155191.6422 | 0 | 175820.6596 | 30800 | 27104 |  |  |  | 27104 | 148716.6596 | 1611817.5744
S.BM.CM.HOS.010.09 |  |  | 1 |  | 12% |  | 217080 | 210133.44 | 184917.4272 |  | 0 | 0 | 0 |  | 0 | 0 | 0 | 5 | s | 277667.4512 | 0 | 0 | 277667.4512 | 11052 | 9725.76 |  |  |  | 9725.76 | 267941.6912 | 924587.136
S.BM.CM.HOS.011.09 |  |  | 1 |  | 12% |  | 177337 | 171662.216 | 151062.7501 |  | 656150 | 589878.85 | 519093.388 |  | 0 | 0 | 0 | 15 | s | 510925.279 | 387519.9168 | 0 | 898445.1957 | 11881 | 10455.28 |  |  |  | 10455.28 | 887989.9157 | 2265941.2512
S.BM.CM.HOS.012.09 |  |  | 1 |  | 12% |  | 30321 | 29350.728 | 25828.6406 |  | 0 | 0 | 0 |  | 0 | 0 | 0 | 15 | s | 87357.773 | 0 | 0 | 87357.773 | 15500 | 13640 |  |  |  | 13640 | 73717.773 | 387429.6096
S.BM.CM.HOS.013.09 |  |  | 1 |  | 12% |  | 30562 | 29584.016 | 26033.9341 |  | 0 | 0 | 0 |  | 0 | 0 | 0 | 15 | s | 88052.1176 | 0 | 0 | 88052.1176 | 13591 | 11960.08 |  |  |  | 11960.08 | 76092.0376 | 390509.0112
S.BM.CM.HOS.014.09 |  |  | 1 |  | 12% |  | 63566 | 61531.888 | 54148.0614 |  | 0 | 0 | 0 |  | 0 | 0 | 0 | 5 | s | 81307.3945 | 0 | 0 | 81307.3945 | 1 | 0.88 |  |  |  | 0.88 | 81306.5145 | 270740.3072
S.BM.CM.HOS.015.09A |  |  | 0 |  | 12% |  | 356841 | 345422.088 | 303971.4374 |  | 0 | 0 | 0 |  | 0 | 0 | 0 | 15 | s | 1028093.8974 | 0 | 0 | 1028093.8974 | 113387 | 99780.56 |  |  |  | 99780.56 | 928313.3374 | 4559571.5616
S.BM.CM.HOS.015.09B |  |  | 0 |  | 12% |  | 54527 | 52782.136 | 46448.2797 |  | 0 | 0 | 0 |  | 0 | 0 | 0 | 25 | s | 199972.4782 | 0 | 0 | 199972.4782 | 159087 | 139996.56 |  |  |  | 139996.56 | 59975.9182 | 1161206.992
S.BM.CM.HOS.015.09C |  |  | 0 |  | 12% |  | 917192 | 887841.856 | 781300.8333 |  | -1571474 | -1412755.126 | -1243224.5109 |  | 8339 | 12441.788 | 10948.7734 | 15 | s | 2642520.0521 | -928107.1 | 142237.8051 | 1856650.7572 | 5300 | 4664 |  |  |  | 4664 | 1851986.7572 | 11719512.4992
S.BM.CM.HOS.015.09M |  |  | 1 |  | 12% |  | 88711 | 85872.248 | 75567.5782 |  | 0 | 0 | 0 |  | 0 | 0 | 0 | 15 | s | 255585.0862 | 0 | 0 | 255585.0862 | 128673 | 113232.24 |  |  |  | 113232.24 | 142352.8462 | 1133513.6736
S.BM.CM.HOS.016.09 |  |  | 1 |  | 12% |  | 33235 | 32171.48 | 28310.9024 |  | 0 | 0 | 0 |  | 0 | 0 | 0 | 15 | s | 95753.2926 | 0 | 0 | 95753.2926 | 25000 | 22000 |  |  |  | 22000 | 73753.2926 | 424663.536
S.BM.CM.HOS.017.09 |  |  | 1 |  | 12% |  | 235918 | 228368.624 | 200964.3891 |  | 0 | 0 | 0 |  | 0 | 0 | 0 | 15 | s | 679702.8819 | 0 | 0 | 679702.8819 | 77040 | 67795.2 |  |  |  | 67795.2 | 611907.6819 | 3014465.8368
S.BM.CM.HOS.018.09A |  |  | 0 |  | 12% |  | 73274 | 70929.232 | 62417.7242 |  | 850 | 764.15 | 672.452 |  | 1492 | 2226.064 | 1958.9363 | 15 | s | 211109.5761 | 502.0071 | 25448.9513 | 237060.5345 | 25832 | 22732.16 |  |  |  | 22732.16 | 214328.3745 | 936265.8624
S.BM.CM.HOS.018.09B |  |  | 0 |  | 12% |  | 11456 | 11089.408 | 9758.679 |  | 0 | 0 | 0 |  | 1492 | 2226.064 | 1958.9363 | 25 | w | 38232.5561 | 0 | 32619.6631 | 70852.2192 | 28000 | 24640 |  |  |  | 24640 | 46212.2192 | 243966.976
S.BM.CM.HOS.018.09M |  |  | 1 |  | 12% |  | 26142 | 25305.456 | 22268.8013 |  | 0 | 0 | 0 |  | 0 | 0 | 0 | 25 | s | 95873.2467 | 0 | 0 | 95873.2467 | 61000 | 53680 |  |  |  | 53680 | 42193.2467 | 556720.032
S.BM.CM.HOS.019.09DELETE |  |  | 0 |  | 12% |  | 0 | 0 | 0 |  | 0 | 0 | 0 |  | 0 | 0 | 0 | 1 | w | 0 | 0 | 0 | 0 | 0 | 0 |  |  |  | 0 | 0 | 0
S.BM.CM.HOS.020.09 |  |  | 1 |  | 12% |  | 265338 | 256847.184 | 226025.5219 |  | 0 | 0 | 0 |  | 0 | 0 | 0 | 5 | s | 339394.353 | 0 | 0 | 339394.353 | 85026 | 74822.88 |  |  |  | 74822.88 | 264571.473 | 1130127.6096
S.BM.CM.HOS.021.09 |  |  | 1 |  | 12% |  | 457191 | 442560.888 | 389453.5814 |  | 0 | 0 | 0 |  | 0 | 0 | 0 | 5 | s | 584793.8993 | 0 | 0 | 584793.8993 | 51873 | 45648.24 |  |  |  | 45648.24 | 539145.6593 | 1947267.9072
S.BM.CM.HOS.022.09 |  |  | 1 |  | 12% |  | 98853 | 95689.704 | 84206.9395 |  | 0 | 0 | 0 |  | 0 | 0 | 0 | 5 | s | 126443.065 | 0 | 0 | 126443.065 | 2000 | 1760 |  |  |  | 1760 | 124683.065 | 421034.6976
Total | Commercial - Hospitals - S.BM.CM.HOS |  | 21 |  |  |  | 5401943 | 5143543.256 | 4526318.0653 |  | -1103146 | -918204.554 | -808020.0075 |  | 11323 | 16893.916 | 14866.6461 |  |  | 13020063.7517 | -584827.1509 | 200306.4195 | 12635543.0204 |  | 1547110.4 | 433135.25 | 26360.36 | 459495.61 | 1573470.76 | 11062072.2604 | 58178994.4032
S.BM.CM.LTCARE | Long Term Care
S.BM.CM.LTCARE.001.09 |  |  | 1 |  | 12% |  | 52202 | 50531.536 | 44467.7517 |  | 0 | 0 | 0 |  | 0 | 0 | 0 | 25 | w | 174215.773 | 0 | 0 | 174215.773 | 89930 | 79138.4 |  |  |  | 79138.4 | 95077.373 | 1111693.792
S.BM.CM.LTCARE.003.09 |  |  | 1 |  | 12% |  | 26260 | 25419.68 | 22369.3184 |  | 23524 | 21148.076 | 18610.3069 |  | 0 | 0 | 0 | 15 | s | 75657.6339 | 13893.1929 | 0 | 89550.8268 | 20674 | 18193.12 |  |  |  | 18193.12 | 71357.7068 | 335539.776
S.BM.CM.LTCARE.004.09 |  |  | 1 |  | 12% |  | 149557 | 144771.176 | 127398.6349 |  | 0 | 0 | 0 |  | 0 | 0 | 0 | 11 | s | 356549.4152 | 0 | 0 | 356549.4152 | 127108 | 111855.04 |  |  |  | 111855.04 | 244694.3752 | 1401384.9837
S.BM.CM.LTCARE.005.09A |  |  | 0 |  | 12% |  | 117 | 113.256 | 99.6653 |  | 0 | 0 | 0 |  | 0 | 0 | 0 | 15 | w | 307.0177 | 0 | 0 | 307.0177 | 0 | 0 |  |  |  | 0 | 307.0177 | 1494.9792
S.BM.CM.LTCARE.005.09B |  |  | 0 |  | 12% |  | 36669 | 35495.592 | 31236.121 |  | 55208 | 49631.992 | 43676.153 |  | 0 | 0 | 0 | 15 | s | 105646.9832 | 32605.6535 | 0 | 138252.6367 | 36000 | 31680 |  |  |  | 31680 | 106572.6367 | 468541.8144
S.BM.CM.LTCARE.005.09M |  |  | 1 |  | 12% |  | 62 | 60.016 | 52.8141 |  | 0 | 0 | 0 |  | 0 | 0 | 0 | 15 | s | 178.6281 | 0 | 0 | 178.6281 | 0 | 0 |  |  |  | 0 | 178.6281 | 792.2112
S.BM.CM.LTCARE.006.09 |  |  | 1 |  | 12% |  | 52124 | 50456.032 | 44401.3082 |  | 58816 | 52875.584 | 46530.5139 |  | 0 | 0 | 0 | 15 | s | 150174.353 | 34736.5258 | 0 | 184910.8789 | 24000 | 21120 |  |  |  | 21120 | 163790.8789 | 666019.6224
S.BM.CM.LTCARE.007.09 |  |  | 1 |  | 12% |  | 55774 | 53989.232 | 47510.5242 |  | 82340 | 74023.66 | 65140.8208 |  | 0 | 0 | 0 | 15 | s | 160690.3608 | 48629.7187 | 0 | 209320.0795 | 96379 | 84813.52 |  |  |  | 84813.52 | 124506.5595 | 712657.8624
S.BM.CM.LTCARE.008.09 |  |  | 1 |  | 12% |  | 20836 | 20169.248 | 17748.9382 |  | 76756 | 69003.644 | 60723.2067 |  | 0 | 0 | 0 | 15 | s | 60030.5583 | 45331.8277 | 0 | 105362.386 | 51425 | 45254 |  |  |  | 45254 | 60108.386 | 266234.0736
S.BM.CM.LTCARE.009.09 |  |  | 1 |  | 12% |  | 13032 | 12614.976 | 11101.1789 |  | 8822 | 7930.978 | 6979.2606 |  | 0 | 0 | 0 | 15 | s | 37546.4694 | 5210.2426 | 0 | 42756.712 | 18981 | 16703.28 |  |  |  | 16703.28 | 26053.432 | 166517.6832
S.BM.CM.LTCARE.010.09A |  |  | 0 |  | 12% |  | 17055 | 16509.24 | 14528.1312 |  | 0 | 0 | 0 |  | 0 | 0 | 0 | 8 | w | 29765.2858 | 0 | 0 | 29765.2858 | 10600 | 9328 |  |  |  | 9328 | 20437.2858 | 116225.0496
S.BM.CM.LTCARE.010.09M |  |  | 1 |  | 12% |  | 94773 | 91740.264 | 80731.4323 |  | 0 | 0 | 0 |  | 0 | 0 | 0 | 11 | s | 225942.3346 | 0 | 0 | 225942.3346 | 36865 | 32441.2 |  |  |  | 32441.2 | 193501.1346 | 888045.7555
S.BM.CM.LTCARE.011.09 |  |  | 1 |  | 12% |  | 14232 | 13776.576 | 12123.3869 |  | 20170 | 18132.83 | 15956.8904 |  | 0 | 0 | 0 | 15 | s | 41003.787 | 11912.3321 | 0 | 52916.1191 | 5460 | 4804.8 |  |  |  | 4804.8 | 48111.3191 | 181850.8032
S.BM.CM.LTCARE.012.09 |  |  | 1 |  | 12% |  | 60144 | 58219.392 | 51233.065 |  | 0 | 0 | 0 |  | 0 | 0 | 0 | 11 | s | 143385.5188 | 0 | 0 | 143385.5188 | 31191 | 27448.08 |  |  |  | 27448.08 | 115937.4388 | 563563.7146
S.BM.CM.LTCARE.013.09 |  |  | 1 |  | 12% |  | 7228 | 6996.704 | 6157.0995 |  | 8822 | 7930.978 | 6979.2606 |  | 0 | 0 | 0 | 15 | s | 20824.5765 | 5210.2426 | 0 | 26034.8191 | 9689 | 8526.32 |  |  |  | 8526.32 | 17508.4991 | 92356.4928
S.BM.CM.LTCARE.014.09A |  |  | 0 |  | 12% |  | 6689 | 6474.952 | 5697.9578 |  | 5146 | 4626.254 | 4071.1035 |  | 0 | 0 | 0 | 15 | s | 19271.6646 | 3039.2098 | 0 | 22310.8744 | 14570 | 12821.6 |  |  |  | 12821.6 | 9489.2744 | 85469.3664
S.BM.CM.LTCARE.014.09M |  |  | 1 |  | 12% |  | 11352 | 10988.736 | 9670.0877 |  | 5882 | 5287.918 | 4653.3678 |  | 0 | 0 | 0 | 15 | s | 32706.2247 | 3473.8888 | 0 | 36180.1135 | 17000 | 14960 |  |  |  | 14960 | 21220.1135 | 145051.3152
S.BM.CM.LTCARE.DCKV.001.09 |  |  | 1 |  | 5% |  | 4801 | 4801 | 4560.95 |  | 13521 | 13521 | 12844.95 |  | 0 | 0 | 0 | 15 | s | 15426.0706 | 9589.1685 | 0 | 25015.2391 | 10000 | 9500 |  |  |  | 9500 | 15515.2391 | 68414.25
Total | Commercial - Long Term Health Care - S.BM.CM.LTCARE |  | 14 |  |  |  | 622907 | 603127.608 | 531088.365 |  | 359007 | 324112.914 | 286165.8343 |  | 0 | 0 | 0 |  |  | 1649322.6549 | 213632.0031 | 0 | 1862954.6581 |  | 528587.36 | 89660 | 550 | 90210 | 529137.36 | 1333817.2981 | 7271853.5454
S.BM.CM.MUN | Municipalities
S.BM.CM.MUN.001.09A |  |  | 0 |  | 12% |  | 136955 | 132572.44 | 116663.7472 |  | 0 | 0 | 0 |  | 0 | 0 | 0 | 15 | s | 394580.7789 | 0 | 0 | 394580.7789 | 395491 | 348032.08 |  |  |  | 348032.08 | 46548.6989 | 1749956.208
S.BM.CM.MUN.001.09M |  |  | 1 |  | 12% |  | 362425 | 350827.4 | 308728.112 |  | 1319199 | 1185959.901 | 1043644.7129 |  | 0 | 0 | 0 | 15 | s | 1044181.9487 | 779114.359 | 0 | 1823296.3077 | 1616771 | 1422758.48 |  |  |  | 1422758.48 | 400537.8277 | 4630921.68
S.BM.CM.MUN.002.09 |  |  | 1 |  | 12% |  | 4578 | 4431.504 | 3899.7235 |  | -1493 | -1342.207 | -1181.1422 |  | 0 | 0 | 0 | 5 | s | 5855.7287 | -398.1646 | 0 | 5457.5642 | 35 | 30.8 |  |  |  | 30.8 | 5426.7642 | 19498.6176
S.BM.CM.MUN.003.09 |  |  | 1 |  | 12% |  | 28989 | 28061.352 | 24693.9898 |  | 0 | 0 | 0 |  | 0 | 0 | 0 | 11 | s | 69110.8474 | 0 | 0 | 69110.8474 | 41493 | 36513.84 |  |  |  | 36513.84 | 32597.0074 | 271633.8874
S.BM.CM.MUN.004.09 |  |  | 1 |  | 12% |  | 16683 | 16149.144 | 14211.2467 |  | 0 | 0 | 0 |  | 0 | 0 | 0 | 13 | s | 44199.2248 | 0 | 0 | 44199.2248 | 644 | 566.72 |  |  |  | 566.72 | 43632.5048 | 184746.2074
S.BM.CM.MUN.008.09 |  |  | 1 |  | 12% |  | 616 | 596.288 | 524.7334 |  | 0 | 0 | 0 |  | 0 | 0 | 0 | 10 | w | 1256.6929 | 0 | 0 | 1256.6929 | 8986 | 7907.68 |  |  |  | 7907.68 | -6650.9871 | 5247.3344
S.BM.CM.MUN.009.09 |  |  | 1 |  | 12% |  | 1110 | 1074.48 | 945.5424 |  | 0 | 0 | 0 |  | 0 | 0 | 0 | 10 | w | 2264.4953 | 0 | 0 | 2264.4953 | 2708.68 | 2383.6384 |  |  |  | 2383.6384 | -119.1431 | 9455.424
S.BM.CM.MUN.010.09 |  |  | 1 |  | 12% |  | 780 | 755.04 | 664.4352 |  | 0 | 0 | 0 |  | 0 | 0 | 0 | 10 | w | 1591.2669 | 0 | 0 | 1591.2669 | 2708.68 | 2383.6384 |  |  |  | 2383.6384 | -792.3715 | 6644.352
S.BM.CM.MUN.011.09 |  |  | 1 |  | 12% |  | 1408 | 1362.944 | 1199.3907 |  | 0 | 0 | 0 |  | 0 | 0 | 0 | 10 | w | 2872.4408 | 0 | 0 | 2872.4408 | 2718 | 2391.84 |  |  |  | 2391.84 | 480.6008 | 11993.9072
S.BM.CM.MUN.012.09 |  |  | 1 |  | 12% |  | 1688 | 1633.984 | 1437.9059 |  | 0 | 0 | 0 |  | 0 | 0 | 0 | 10 | w | 3443.6649 | 0 | 0 | 3443.6649 | 2709 | 2383.92 |  |  |  | 2383.92 | 1059.7449 | 14379.0592
S.BM.CM.MUN.013.09 |  |  | 1 |  | 12% |  | 943 | 912.824 | 803.2851 |  | 0 | 0 | 0 |  | 0 | 0 | 0 | 10 | w | 1923.8009 | 0 | 0 | 1923.8009 | 4692 | 4128.96 |  |  |  | 4128.96 | -2205.1591 | 8032.8512
S.BM.CM.MUN.014.09 |  |  | 1 |  | 12% |  | 1391 | 1346.488 | 1184.9094 |  | 0 | 0 | 0 |  | 0 | 0 | 0 | 10 | w | 2837.7594 | 0 | 0 | 2837.7594 | 1787 | 1572.56 |  |  |  | 1572.56 | 1265.1994 | 11849.0944
S.BM.CM.MUN.015.09 |  |  | 1 |  | 12% |  | 1174 | 1136.432 | 1000.0602 |  | 0 | 0 | 0 |  | 0 | 0 | 0 | 10 | w | 2395.0608 | 0 | 0 | 2395.0608 | 5493 | 4833.84 |  |  |  | 4833.84 | -2438.7792 | 10000.6016
S.BM.CM.MUN.016.09 |  |  | 1 |  | 12% |  | 20900 | 20231.2 | 17803.456 |  | 0 | 0 | 0 |  | 0 | 0 | 0 | 11 | s | 49826.3724 | 0 | 0 | 49826.3724 | 17413 | 15323.44 |  |  |  | 15323.44 | 34502.9324 | 195838.016
S.BM.CM.MUN.017.09 |  |  | 1 |  | 12% |  | 7921 | 7667.528 | 6747.4246 |  | 0 | 0 | 0 |  | 0 | 0 | 0 | 15 | s | 22821.1774 | 0 | 0 | 22821.1774 | 19158 | 16859.04 |  |  |  | 16859.04 | 5962.1374 | 101211.3696
S.BM.CM.MUN.018.09 |  |  | 1 |  | 12% |  | 51995 | 50331.16 | 44291.4208 |  | 0 | 0 | 0 |  | 0 | 0 | 0 | 8 | w | 90744.417 | 0 | 0 | 90744.417 | 71338 | 62777.44 |  |  |  | 62777.44 | 27966.977 | 354331.3664
S.BM.CM.MUN.019.09 |  |  | 1 |  | 12% |  | 6195 | 5996.76 | 5277.1488 |  | 0 | 0 | 0 |  | 0 | 0 | 0 | 8 | w | 10811.8408 | 0 | 0 | 10811.8408 | 4627 | 4071.76 |  |  |  | 4071.76 | 6740.0808 | 42217.1904
S.BM.CM.MUN.020.09A |  |  | 0 |  | 12% |  | 4331 | 4192.408 | 3689.319 |  | 0 | 0 | 0 |  | 0 | 0 | 0 | 15 | s | 12478.0355 | 0 | 0 | 12478.0355 | 2646 | 2328.48 |  |  |  | 2328.48 | 10149.5555 | 55339.7856
S.BM.CM.MUN.020.09M |  |  | 1 |  | 12% |  | 988 | 956.384 | 841.6179 |  | 0 | 0 | 0 |  | 0 | 0 | 0 | 10 | w | 2015.6048 | 0 | 0 | 2015.6048 | 5507 | 4846.16 |  |  |  | 4846.16 | -2830.5552 | 8416.1792
S.BM.CM.MUN.021.09A |  |  | 0 |  | 12% |  | 6088 | 5893.184 | 5186.0019 |  | 0 | 0 | 0 |  | 0 | 0 | 0 | 15 | s | 17540.1247 | 0 | 0 | 17540.1247 | 14867 | 13082.96 |  |  |  | 13082.96 | 4457.1647 | 77790.0288
S.BM.CM.MUN.021.09B |  |  | 0 |  | 12% |  | 46365 | 44881.32 | 39495.5616 |  | 0 | 0 | 0 |  | 0 | 0 | 0 | 9 | w | 87984.7457 | 0 | 0 | 87984.7457 | 58885 | 51818.8 |  |  |  | 51818.8 | 36165.9457 | 355460.0544
S.BM.CM.MUN.021.09M |  |  | 1 |  | 12% |  | 9907 | 9589.976 | 8439.1789 |  | 0 | 0 | 0 |  | 0 | 0 | 0 | 10 | w | 20211.1302 | 0 | 0 | 20211.1302 | 21423.38 | 18852.5744 |  |  |  | 18852.5744 | 1358.5558 | 84391.7888
S.BM.CM.MUN.022.09 |  |  | 1 |  | 12% |  | 425 | 411.4 | 362.032 |  | 0 | 0 | 0 |  | 0 | 0 | 0 | 10 | w | 867.0365 | 0 | 0 | 867.0365 | 1809 | 1591.92 |  |  |  | 1591.92 | -724.8835 | 3620.32
S.BM.CM.MUN.023.09 |  |  | 1 |  | 12% |  | 2354 | 2278.672 | 2005.2314 |  | 0 | 0 | 0 |  | 0 | 0 | 0 | 10 | w | 4802.362 | 0 | 0 | 4802.362 | 4743 | 4173.84 |  |  |  | 4173.84 | 628.522 | 20052.3136
S.BM.CM.MUN.024.09A |  |  | 0 |  | 12% |  | 23811 | 23049.048 | 20283.1622 |  | 0 | 0 | 0 |  | 0 | 0 | 0 | 9 | w | 45185.0486 | 0 | 0 | 45185.0486 | 22992 | 20232.96 |  |  |  | 20232.96 | 24952.0886 | 182548.4602
S.BM.CM.MUN.024.09B |  |  | 0 |  | 12% |  | 1626 | 1573.968 | 1385.0918 |  | 0 | 0 | 0 |  | 0 | 0 | 0 | 15 | s | 4684.6654 | 0 | 0 | 4684.6654 | 1388 | 1221.44 |  |  |  | 1221.44 | 3463.2254 | 20776.3776
S.BM.CM.MUN.024.09M |  |  | 1 |  | 12% |  | 3970 | 3842.96 | 3381.8048 |  | 0 | 0 | 0 |  | 0 | 0 | 0 | 10 | w | 8099.1407 | 0 | 0 | 8099.1407 | 8844 | 7782.72 |  |  |  | 7782.72 | 316.4207 | 33818.048
S.BM.CM.MUN.025.09A |  |  | 0 |  | 12% |  | 25447 | 24632.696 | 21676.7725 |  | 0 | 0 | 0 |  | 0 | 0 | 0 | 9 | w | 48289.6112 | 0 | 0 | 48289.6112 | 17832 | 15692.16 |  |  |  | 15692.16 | 32597.4512 | 195090.9523
S.BM.CM.MUN.025.09B |  |  | 0 |  | 12% |  | 7762 | 7513.616 | 6611.9821 |  | 0 | 0 | 0 |  | 0 | 0 | 0 | 15 | s | 22363.0828 | 0 | 0 | 22363.0828 | 6994 | 6154.72 |  |  |  | 6154.72 | 16208.3628 | 99179.7312
S.BM.CM.MUN.025.09M |  |  | 1 |  | 12% |  | 2903 | 2810.104 | 2472.8915 |  | 0 | 0 | 0 |  | 0 | 0 | 0 | 10 | w | 5922.3691 | 0 | 0 | 5922.3691 | 6005 | 5284.4 |  |  |  | 5284.4 | 637.9691 | 24728.9152
S.BM.CM.MUN.026.09 |  |  | 1 |  | 12% |  | 2455 | 2376.44 | 2091.2672 |  | 0 | 0 | 0 |  | 0 | 0 | 0 | 10 | w | 5008.4107 | 0 | 0 | 5008.4107 | 9906 | 8717.28 |  |  |  | 8717.28 | -3708.8693 | 20912.672
S.BM.CM.MUN.027.09A |  |  | 0 |  | 12% |  | 138726 | 134286.768 | 118172.3558 |  | 0 | 0 | 0 |  | 0 | 0 | 0 | 15 | s | 399683.2035 | 0 | 0 | 399683.2035 | 194007 | 170726.16 |  |  |  | 170726.16 | 228957.0435 | 1772585.3376
S.BM.CM.MUN.027.09B |  |  | 0 |  | 12% |  | 18054 | 17476.272 | 15379.1194 |  | 0 | 0 | 0 |  | 0 | 0 | 0 | 15 | s | 52015.3436 | 0 | 0 | 52015.3436 | 14814 | 13036.32 |  |  |  | 13036.32 | 38979.0236 | 230686.7904
S.BM.CM.MUN.027.09M |  |  | 1 |  | 12% |  | 12111 | 11723.448 | 10316.6342 |  | 0 | 0 | 0 |  | 0 | 0 | 0 | 10 | w | 24707.4794 | 0 | 0 | 24707.4794 | 8334 | 7333.92 |  |  |  | 7333.92 | 17373.5594 | 103166.3424
S.BM.CM.MUN.028.09A |  |  | 0 |  | 12% |  | 38938 | 37691.984 | 33168.9459 |  | 0 | 0 | 0 |  | 0 | 0 | 0 | 9 | w | 73890.8665 | 0 | 0 | 73890.8665 | 44021 | 38738.48 |  |  |  | 38738.48 | 35152.3865 | 298520.5133
S.BM.CM.MUN.028.09B |  |  | 0 |  | 12% |  | 190 | 183.92 | 161.8496 |  | 0 | 0 | 0 |  | 0 | 0 | 0 | 15 | s | 547.4086 | 0 | 0 | 547.4086 | 944 | 830.72 |  |  |  | 830.72 | -283.3114 | 2427.744
S.BM.CM.MUN.028.09M |  |  | 1 |  | 12% |  | 20958 | 20287.344 | 17852.8627 |  | 0 | 0 | 0 |  | 0 | 0 | 0 | 10 | w | 42756.1186 | 0 | 0 | 42756.1186 | 11709 | 10303.92 |  |  |  | 10303.92 | 32452.1986 | 178528.6272
S.BM.CM.MUN.029.09A |  |  | 0 |  | 12% |  | 25329 | 24518.472 | 21576.2554 |  | 0 | 0 | 0 |  | 0 | 0 | 0 | 9 | w | 48065.688 | 0 | 0 | 48065.688 | 31307 | 27550.16 |  |  |  | 27550.16 | 20515.528 | 194186.2982
S.BM.CM.MUN.029.09M |  |  | 1 |  | 12% |  | 3349 | 3241.832 | 2852.8122 |  | 0 | 0 | 0 |  | 0 | 0 | 0 | 10 | w | 6832.2474 | 0 | 0 | 6832.2474 | 16261 | 14309.68 |  |  |  | 14309.68 | -7477.4326 | 28528.1216
S.BM.CM.MUN.030.09A |  |  | 0 |  | 12% |  | 30207 | 29240.376 | 25731.5309 |  | 0 | 0 | 0 |  | 0 | 0 | 0 | 15 | s | 87029.3278 | 0 | 0 | 87029.3278 | 65000 | 57200 |  |  |  | 57200 | 29829.3278 | 385972.9632
S.BM.CM.MUN.030.09B |  |  | 0 |  | 12% |  | 43350 | 41962.8 | 36927.264 |  | 0 | 0 | 0 |  | 0 | 0 | 0 | 9 | w | 82263.3177 | 0 | 0 | 82263.3177 | 50139 | 44122.32 |  |  |  | 44122.32 | 38140.9977 | 332345.376
S.BM.CM.MUN.030.09M |  |  | 1 |  | 12% |  | 5521 | 5344.328 | 4703.0086 |  | 0 | 0 | 0 |  | 0 | 0 | 0 | 10 | w | 11263.3138 | 0 | 0 | 11263.3138 | 9294 | 8178.72 |  |  |  | 8178.72 | 3084.5938 | 47030.0864
S.BM.CM.MUN.031.09 |  |  | 1 |  | 12% |  | 425 | 411.4 | 362.032 |  | 0 | 0 | 0 |  | 0 | 0 | 0 | 10 | w | 867.0365 | 0 | 0 | 867.0365 | 2569 | 2260.72 |  |  |  | 2260.72 | -1393.6835 | 3620.32
S.BM.CM.MUN.032.09A |  |  | 0 |  | 12% |  | 6540 | 6330.72 | 5571.0336 |  | 0 | 0 | 0 |  | 0 | 0 | 0 | 15 | s | 18842.381 | 0 | 0 | 18842.381 | 16668 | 14667.84 |  |  |  | 14667.84 | 4174.541 | 83565.504
S.BM.CM.MUN.032.09M |  |  | 1 |  | 12% |  | 10332 | 10001.376 | 8801.2109 |  | 0 | 0 | 0 |  | 0 | 0 | 0 | 10 | w | 21078.1667 | 0 | 0 | 21078.1667 | 12636 | 11119.68 |  |  |  | 11119.68 | 9958.4867 | 88012.1088
S.BM.CM.MUN.033.09 |  |  | 1 |  | 12% |  | 2507 | 2426.776 | 2135.5629 |  | 0 | 0 | 0 |  | 0 | 0 | 0 | 10 | w | 5114.4951 | 0 | 0 | 5114.4951 | 4538 | 3993.44 |  |  |  | 3993.44 | 1121.0551 | 21355.6288
S.BM.CM.MUN.034.09 |  |  | 1 |  | 12% |  | 4519 | 4374.392 | 3849.465 |  | 0 | 0 | 0 |  | 0 | 0 | 0 | 10 | w | 9219.1478 | 0 | 0 | 9219.1478 | 8721 | 7674.48 |  |  |  | 7674.48 | 1544.6678 | 38494.6496
S.BM.CM.MUN.035.09 |  |  | 1 |  | 12% |  | 4976 | 4816.768 | 4238.7558 |  | 0 | 0 | 0 |  | 0 | 0 | 0 | 10 | w | 10151.467 | 0 | 0 | 10151.467 | 7238 | 6369.44 |  |  |  | 6369.44 | 3782.027 | 42387.5584
S.BM.CM.MUN.036.09A |  |  | 0 |  | 12% |  | 53022 | 51325.296 | 45166.2605 |  | 0 | 0 | 0 |  | 0 | 0 | 0 | 9 | w | 100617.4309 | 0 | 0 | 100617.4309 | 59135 | 52038.8 |  |  |  | 52038.8 | 48578.6309 | 406496.3443
S.BM.CM.MUN.036.09B |  |  | 0 |  | 12% |  | 2462 | 2383.216 | 2097.2301 |  | 0 | 0 | 0 |  | 0 | 0 | 0 | 15 | s | 7093.2633 | 0 | 0 | 7093.2633 | 8680 | 7638.4 |  |  |  | 7638.4 | -545.1367 | 31458.4512
S.BM.CM.MUN.036.09M |  |  | 1 |  | 12% |  | 10056 | 9734.208 | 8566.103 |  | 0 | 0 | 0 |  | 0 | 0 | 0 | 10 | w | 20515.103 | 0 | 0 | 20515.103 | 52840 | 46499.2 |  |  |  | 46499.2 | -25984.097 | 85661.0304
S.BM.CM.MUN.037.09A |  |  | 0 |  | 12% |  | 23850 | 23086.8 | 20316.384 |  | 0 | 0 | 0 |  | 0 | 0 | 0 | 15 | s | 68714.1877 | 0 | 0 | 68714.1877 | 65000 | 57200 |  |  |  | 57200 | 11514.1877 | 304745.76
S.BM.CM.MUN.037.09B |  |  | 0 |  | 12% |  | 17652 | 17087.136 | 15036.6797 |  | 0 | 0 | 0 |  | 0 | 0 | 0 | 9 | w | 33497.3952 | 0 | 0 | 33497.3952 | 24000 | 21120 |  |  |  | 21120 | 12377.3952 | 135330.1171
S.BM.CM.MUN.037.09C |  |  | 0 |  | 12% |  | 3450 | 3339.6 | 2938.848 |  | 0 | 0 | 0 |  | 0 | 0 | 0 | 15 | s | 9939.7882 | 0 | 0 | 9939.7882 | 2400 | 2112 |  |  |  | 2112 | 7827.7882 | 44082.72
S.BM.CM.MUN.037.09M |  |  | 1 |  | 12% |  | 5390 | 5217.52 | 4591.4176 |  | 0 | 0 | 0 |  | 0 | 0 | 0 | 10 | w | 10996.0626 | 0 | 0 | 10996.0626 | 9110 | 8016.8 |  |  |  | 8016.8 | 2979.2626 | 45914.176
S.BM.CM.MUN.038.09 |  |  | 1 |  | 12% |  | 1503 | 1454.904 | 1280.3155 |  | 0 | 0 | 0 |  | 0 | 0 | 0 | 10 | w | 3066.249 | 0 | 0 | 3066.249 | 8986 | 7907.68 |  |  |  | 7907.68 | -4841.431 | 12803.1552
S.BM.CM.MUN.039.09A |  |  | 0 |  | 12% |  | 28510 | 27597.68 | 24285.9584 |  | 0 | 0 | 0 |  | 0 | 0 | 0 | 15 | s | 82140.1045 | 0 | 0 | 82140.1045 | 118448 | 104234.24 |  |  |  | 104234.24 | -22094.1355 | 364289.376
S.BM.CM.MUN.039.09M |  |  | 1 |  | 12% |  | 2661 | 2575.848 | 2266.7462 |  | 0 | 0 | 0 |  | 0 | 0 | 0 | 10 | w | 5428.6684 | 0 | 0 | 5428.6684 | 8277 | 7283.76 |  |  |  | 7283.76 | -1855.0916 | 22667.4624
S.BM.CM.MUN.040.09 |  |  | 1 |  | 12% |  | 9070 | 8779.76 | 7726.1888 |  | 0 | 0 | 0 |  | 0 | 0 | 0 | 10 | w | 18503.5784 | 0 | 0 | 18503.5784 | 30632 | 26956.16 |  |  |  | 26956.16 | -8452.5816 | 77261.888
S.BM.CM.MUN.041.09 |  |  | 1 |  | 12% |  | 720 | 696.96 | 613.3248 |  | 0 | 0 | 0 |  | 0 | 0 | 0 | 10 | w | 1468.8618 | 0 | 0 | 1468.8618 | 4219 | 3712.72 |  |  |  | 3712.72 | -2243.8582 | 6133.248
S.BM.CM.MUN.042.09 |  |  | 1 |  | 12% |  | 486 | 470.448 | 413.9942 |  | 0 | 0 | 0 |  | 0 | 0 | 0 | 10 | w | 991.4817 | 0 | 0 | 991.4817 | 2341 | 2060.08 |  |  |  | 2060.08 | -1068.5983 | 4139.9424
S.BM.CM.MUN.043.09 |  |  | 1 |  | 12% |  | 8280 | 8015.04 | 7053.2352 |  | 0 | 0 | 0 |  | 0 | 0 | 0 | 10 | w | 16891.9106 | 0 | 0 | 16891.9106 | 16903 | 14874.64 |  |  |  | 14874.64 | 2017.2706 | 70532.352
S.BM.CM.MUN.044.09 |  |  | 1 |  | 12% |  | 587230 | 587230 | 516762.4 |  | 0 | 0 | 0 |  | 0 | 0 | 0 | 13 | s | 1607212.788 | 0 | 0 | 1607212.788 | 31095 | 27363.6 |  |  |  | 27363.6 | 1579849.188 | 6717911.2
S.BM.CM.MUN.045.09 |  |  | 1 |  | 12% |  | 68012 | 65835.616 | 57935.3421 |  | 0 | 0 | 0 |  | 0 | 0 | 0 | 9 | w | 129063.2702 | 0 | 0 | 129063.2702 | 76832 | 67612.16 |  |  |  | 67612.16 | 61451.1102 | 521418.0787
S.BM.CM.MUN.046.09A |  |  | 0 |  | 12% |  | 39688 | 38417.984 | 33807.8259 |  | 0 | 0 | 0 |  | 0 | 0 | 0 | 15 | s | 114345.0181 | 0 | 0 | 114345.0181 | 65000 | 57200 |  |  |  | 57200 | 57145.0181 | 507117.3888
S.BM.CM.MUN.046.09B |  |  | 0 |  | 12% |  | 38185 | 36963.08 | 32527.5104 |  | 0 | 0 | 0 |  | 0 | 0 | 0 | 9 | w | 72461.9328 | 0 | 0 | 72461.9328 | 53047 | 46681.36 |  |  |  | 46681.36 | 25780.5728 | 292747.5936
S.BM.CM.MUN.046.09M |  |  | 1 |  | 12% |  | 5429 | 5255.272 | 4624.6394 |  | 0 | 0 | 0 |  | 0 | 0 | 0 | 10 | w | 11075.6259 | 0 | 0 | 11075.6259 | 3839 | 3378.32 |  |  |  | 3378.32 | 7697.3059 | 46246.3936
S.BM.CM.MUN.047.09DELETE A |  |  | 0 |  | 12% |  | 0 | 0 | 0 |  | 0 | 0 | 0 |  | 0 | 0 | 0 | 1 | s | 0 | 0 | 0 | 0 | 0 | 0 |  |  |  | 0 | 0 | 0
S.BM.CM.MUN.048.09DELETE B |  |  | 0 |  | 12% |  | 0 | 0 | 0 |  | 0 | 0 | 0 |  | 0 | 0 | 0 | 1 | w | 0 | 0 | 0 | 0 | 0 | 0 |  |  |  | 0 | 0 | 0
S.BM.CM.MUN.049.09 |  |  | 1 |  | 12% |  | 6326 | 6123.568 | 5388.7398 |  | 0 | 0 | 0 |  | 0 | 0 | 0 | 25 | s | 23199.9908 | 0 | 0 | 23199.9908 | 25000 | 22000 |  |  |  | 22000 | 1199.9908 | 134718.496
S.BM.CM.MUN.050.09 |  |  | 1 |  | 12% |  | 2463 | 2384.184 | 2098.0819 |  | 0 | 0 | 0 |  | 0 | 0 | 0 | 13 | s | 6525.3666 | 0 | 0 | 6525.3666 | 2722 | 2395.36 |  |  |  | 2395.36 | 4130.0066 | 27275.065
S.BM.CM.MUN.051.09 |  |  | 1 |  | 12% |  | 80793 | 78207.624 | 68822.7091 |  | 0 | 0 | 0 |  | 0 | 0 | 0 | 13 | s | 214049.5094 | 0 | 0 | 214049.5094 | 5112 | 4498.56 |  |  |  | 4498.56 | 209550.9494 | 894695.2186
S.BM.CM.MUN.052.09 |  |  | 1 |  | 12% |  | 4926 | 4768.368 | 4196.1638 |  | 0 | 0 | 0 |  | 0 | 0 | 0 | 13 | s | 13050.7332 | 0 | 0 | 13050.7332 | 470 | 413.6 |  |  |  | 413.6 | 12637.1332 | 54550.1299
S.BM.CM.MUN.053.09 |  |  | 1 |  | 12% |  | 80811 | 78225.048 | 68838.0422 |  | -23770 | -21369.23 | -18804.9224 |  | 0 | 0 | 0 | 15 | s | 232824.4118 | -14038.4796 | 0 | 218785.9322 | 57600 | 50688 |  |  |  | 50688 | 168097.9322 | 1032570.6336
S.BM.CM.MUN.054.09 |  |  | 1 |  | 12% |  | 467098 | 452150.864 | 397892.7603 |  | 0 | 0 | 0 |  | 0 | 0 | 0 | 25 | s | 1713036.5617 | 0 | 0 | 1713036.5617 | 998223 | 878436.24 |  |  |  | 878436.24 | 834600.3217 | 9947319.008
S.BM.CM.MUN.055.09 |  |  | 1 |  | 12% |  | 96675 | 93581.4 | 82351.632 |  | 0 | 0 | 0 |  | 0 | 0 | 0 | 15 | s | 278530.1508 | 0 | 0 | 278530.1508 | 102800 | 90464 |  |  |  | 90464 | 188066.1508 | 1235274.48
S.BM.CM.MUN.056.09 |  |  | 1 |  | 12% |  | 2893 | 2800.424 | 2464.3731 |  | 0 | 0 | 0 |  | 0 | 0 | 0 | 25 | w | 9654.9219 | 0 | 0 | 9654.9219 | 4259 | 3747.92 |  |  |  | 3747.92 | 5907.0019 | 61609.328
S.BM.CM.MUN.057.09 |  |  | 1 |  | 12% |  | 8453 | 8182.504 | 7200.6035 |  | 13124 | 11798.476 | 10382.6589 |  | 249 | 371.508 | 326.927 | 15 | s | 24353.9215 | 7750.9889 | 4247.1775 | 36352.088 | 32973 | 29016.24 |  |  |  | 29016.24 | 7335.848 | 108009.0528
S.BM.CM.MUN.058.09 |  |  | 1 |  | 12% |  | 2422 | 2344.496 | 2063.1565 |  | 0 | 0 | 0 |  | 0 | 0 | 0 | 15 | s | 6978.0194 | 0 | 0 | 6978.0194 | 7947 | 6993.36 |  |  |  | 6993.36 | -15.3406 | 30947.3472
S.BM.CM.MUN.059.09 |  |  | 1 |  | 12% |  | 3064 | 2965.952 | 2610.0378 |  | 0 | 0 | 0 |  | 0 | 0 | 0 | 25 | s | 11236.9225 | 0 | 0 | 11236.9225 | 4282 | 3768.16 |  |  |  | 3768.16 | 7468.7625 | 65250.944
S.BM.CM.MUN.060.09 |  |  | 1 |  | 12% |  | 7542 | 7300.656 | 6424.5773 |  | 0 | 0 | 0 |  | 0 | 0 | 0 | 30 | w | 26766.6065 | 0 | 0 | 26766.6065 | 12247 | 10777.36 |  |  |  | 10777.36 | 15989.2465 | 192737.3184
S.BM.CM.MUN.061.09 |  |  | 1 |  | 12% |  | 20661 | 19999.848 | 17599.8662 |  | 0 | 0 | 0 |  | 0 | 0 | 0 | 30 | w | 73326.0219 | 0 | 0 | 73326.0219 | 33554 | 29527.52 |  |  |  | 29527.52 | 43798.5019 | 527995.9872
S.BM.CM.MUN.062.09 |  |  | 1 |  | 12% |  | 8244 | 7980.192 | 7022.569 |  | 0 | 0 | 0 |  | 0 | 0 | 0 | 30 | w | 29258.009 | 0 | 0 | 29258.009 | 11900 | 10472 |  |  |  | 10472 | 18786.009 | 210677.0688
S.BM.CM.MUN.063.09 |  |  | 1 |  | 12% |  | 16062 | 15548.016 | 13682.2541 |  | 0 | 0 | 0 |  | 0 | 0 | 0 | 30 | w | 57004.1413 | 0 | 0 | 57004.1413 | 26085 | 22954.8 |  |  |  | 22954.8 | 34049.3413 | 410467.6224
S.BM.CM.MUN.064.09 |  |  | 1 |  | 12% |  | 5028 | 4867.104 | 4283.0515 |  | 0 | 0 | 0 |  | 0 | 0 | 0 | 30 | w | 17844.4043 | 0 | 0 | 17844.4043 | 12114 | 10660.32 |  |  |  | 10660.32 | 7184.0843 | 128491.5456
S.BM.CM.MUN.065.09 |  |  | 1 |  | 12% |  | 39503 | 38238.904 | 33650.2355 |  | 0 | 0 | 0 |  | 0 | 0 | 0 | 30 | w | 140196.4011 | 0 | 0 | 140196.4011 | 64152 | 56453.76 |  |  |  | 56453.76 | 83742.6411 | 1009507.0656
S.BM.CM.MUN.066.09 |  |  | 1 |  | 12% |  | 4489 | 4345.352 | 3823.9098 |  | 0 | 0 | 0 |  | 0 | 0 | 0 | 30 | w | 15931.4899 | 0 | 0 | 15931.4899 | 12114 | 10660.32 |  |  |  | 10660.32 | 5271.1699 | 114717.2928
S.BM.CM.MUN.067.09 |  |  | 1 |  | 12% |  | 10654 | 10313.072 | 9075.5034 |  | 0 | 0 | 0 |  | 0 | 0 | 0 | 30 | w | 37811.1145 | 0 | 0 | 37811.1145 | 17302 | 15225.76 |  |  |  | 15225.76 | 22585.3545 | 272265.1008
S.BM.CM.MUN.068.09 |  |  | 1 |  | 12% |  | 3448 | 3337.664 | 2937.1443 |  | 0 | 0 | 0 |  | 0 | 0 | 0 | 30 | w | 12236.9742 | 0 | 0 | 12236.9742 | 12114 | 10660.32 |  |  |  | 10660.32 | 1576.6542 | 88114.3296
S.BM.CM.MUN.069.09 |  |  | 1 |  | 12% |  | 8245 | 7981.16 | 7023.4208 |  | 0 | 0 | 0 |  | 0 | 0 | 0 | 30 | w | 29261.558 | 0 | 0 | 29261.558 | 13390 | 11783.2 |  |  |  | 11783.2 | 17478.358 | 210702.624
S.BM.CM.MUN.070.09 |  |  | 1 |  | 12% |  | 16098 | 15582.864 | 13712.9203 |  | 0 | 0 | 0 |  | 0 | 0 | 0 | 30 | w | 57131.9055 | 0 | 0 | 57131.9055 | 26143 | 23005.84 |  |  |  | 23005.84 | 34126.0655 | 411387.6096
S.BM.CM.MUN.071.09 |  |  | 1 |  | 12% |  | 8379 | 8110.872 | 7137.5674 |  | 0 | 0 | 0 |  | 0 | 0 | 0 | 30 | w | 29737.1249 | 0 | 0 | 29737.1249 | 13608 | 11975.04 |  |  |  | 11975.04 | 17762.0849 | 214127.0208
S.BM.CM.MUN.072.09 |  |  | 1 |  | 12% |  | 6344 | 6140.992 | 5404.073 |  | 0 | 0 | 0 |  | 0 | 0 | 0 | 30 | w | 22514.8968 | 0 | 0 | 22514.8968 | 12114 | 10660.32 |  |  |  | 10660.32 | 11854.5768 | 162122.1888
S.BM.CM.MUN.073.09 |  |  | 1 |  | 12% |  | 7963 | 7708.184 | 6783.2019 |  | 0 | 0 | 0 |  | 0 | 0 | 0 | 30 | w | 28260.7382 | 0 | 0 | 28260.7382 | 12932 | 11380.16 |  |  |  | 11380.16 | 16880.5782 | 203496.0576
S.BM.CM.MUN.074.09 |  |  | 1 |  | 12% |  | 7853 | 7601.704 | 6689.4995 |  | 0 | 0 | 0 |  | 0 | 0 | 0 | 30 | w | 27870.3475 | 0 | 0 | 27870.3475 | 12753 | 11222.64 |  |  |  | 11222.64 | 16647.7075 | 200684.9856
S.BM.CM.MUN.075.09 |  |  | 1 |  | 12% |  | 9098 | 8806.864 | 7750.0403 |  | 0 | 0 | 0 |  | 0 | 0 | 0 | 30 | w | 32288.8605 | 0 | 0 | 32288.8605 | 56307 | 49550.16 |  |  |  | 49550.16 | -17261.2995 | 232501.2096
S.BM.CM.MUN.076.09 |  |  | 1 |  | 12% |  | 6523 | 6314.264 | 5556.5523 |  | 61422 | 55218.378 | 48592.1726 |  | 291 | 434.172 | 382.0714 | 15 | w | 17116.8922 | 36275.6204 | 4963.5689 | 58356.0815 | 43424 | 38213.12 |  |  |  | 38213.12 | 20142.9615 | 83348.2848
S.BM.CM.MUN.077.09 |  |  | 1 |  | 12% |  | 5890 | 5701.52 | 5017.3376 |  | 0 | 0 | 0 |  | 0 | 0 | 0 | 30 | w | 20903.6479 | 0 | 0 | 20903.6479 | 12114 | 10660.32 |  |  |  | 10660.32 | 10243.3279 | 150520.128
S.BM.CM.MUN.078.09 |  |  | 1 |  | 12% |  | 4477 | 4333.736 | 3813.6877 |  | 0 | 0 | 0 |  | 0 | 0 | 0 | 30 | w | 15888.9018 | 0 | 0 | 15888.9018 | 12114 | 10660.32 |  |  |  | 10660.32 | 5228.5818 | 114410.6304
S.BM.CM.MUN.079.09 |  |  | 1 |  | 12% |  | 32342 | 31307.056 | 27550.2093 |  | 0 | 0 | 0 |  | 0 | 0 | 0 | 30 | w | 114781.966 | 0 | 0 | 114781.966 | 52523 | 46220.24 |  |  |  | 46220.24 | 68561.726 | 826506.2784
S.BM.CM.MUN.080.09 |  |  | 1 |  | 12% |  | 8245 | 7981.16 | 7023.4208 |  | 0 | 0 | 0 |  | 0 | 0 | 0 | 30 | w | 29261.558 | 0 | 0 | 29261.558 | 13390 | 11783.2 |  |  |  | 11783.2 | 17478.358 | 210702.624
S.BM.CM.MUN.081.09 |  |  | 1 |  | 12% |  | 6356 | 6152.608 | 5414.295 |  | 0 | 0 | 0 |  | 0 | 0 | 0 | 30 | w | 22557.4849 | 0 | 0 | 22557.4849 | 12114 | 10660.32 |  |  |  | 10660.32 | 11897.1649 | 162428.8512
S.BM.CM.MUN.082.09 |  |  | 1 |  | 12% |  | 7956 | 7701.408 | 6777.239 |  | 0 | 0 | 0 |  | 0 | 0 | 0 | 30 | w | 28235.8952 | 0 | 0 | 28235.8952 | 12920 | 11369.6 |  |  |  | 11369.6 | 16866.2952 | 203317.1712
S.BM.CM.MUN.083.09Delete duplicate |  |  | 0 |  | 12% |  | 0 | 0 | 0 |  | 0 | 0 | 0 |  | 0 | 0 | 0 | 1 | w | 0 | 0 | 0 | 0 | 0 | 0 |  |  |  | 0 | 0 | 0
S.BM.CM.MUN.084.09A |  |  | 0 |  | 12% |  | 507244 | 507244 | 446374.72 |  | 1779770 | 1779770 | 1566197.6 |  | 0 | 0 | 0 | 15 | s | 1509731.0768 | 1169216.9032 | 0 | 2678947.98 | 25700 | 22616 |  |  |  | 22616 | 2656331.98 | 6695620.8
S.BM.CM.MUN.084.09B |  |  | 0 |  | 12% |  | 50208 | 50208 | 44183.04 |  | 0 | 0 | 0 |  | 0 | 0 | 0 | 13 | s | 137416.2418 | 0 | 0 | 137416.2418 | 26325 | 23166 |  |  |  | 23166 | 114250.2418 | 574379.52
S.BM.CM.MUN.084.09M |  |  | 1 |  | 12% |  | 17697 | 17697 | 15573.36 |  | 0 | 0 | 0 |  | 0 | 0 | 0 | 25 | s | 67047.5508 | 0 | 0 | 67047.5508 | 1252763 | 1102431.44 |  |  |  | 1102431.44 | -1035383.8892 | 389334
S.BM.CM.MUN.085.09 |  |  | 1 |  | 12% |  | 9064 | 8773.952 | 7721.0778 |  | 0 | 0 | 0 |  | 0 | 0 | 0 | 15 | s | 26114.2724 | 0 | 0 | 26114.2724 | 8980 | 7902.4 |  |  |  | 7902.4 | 18211.8724 | 115816.1664
S.BM.CM.MUN.086.09 |  |  | 1 |  | 12% |  | 9795 | 9481.56 | 8343.7728 |  | 0 | 0 | 0 |  | 0 | 0 | 0 | 11 | s | 23351.642 | 0 | 0 | 23351.642 | 6829 | 6009.52 |  |  |  | 6009.52 | 17342.122 | 91781.5008
S.BM.CM.MUN.DCKV.001.09 |  |  | 1 |  | 5% |  | 11486 | 11486 | 10911.7 |  | 30901 | 30901 | 29355.95 |  | 0 | 0 | 0 | 15 | s | 36905.6128 | 21915.1612 | 0 | 58820.7741 | 15000 | 14250 |  |  |  | 14250 | 44570.7741 | 163675.5
Total | Commercial - Government - S.BM.CM.MUN |  | 81 |  |  |  | 3668689 | 3588854.632 | 3158996.0962 |  | 3179153 | 3040936.318 | 2678187.0298 |  | 540 | 805.68 | 708.9984 |  |  | 10464712.4614 | 1999836.3886 | 9210.7465 | 12473759.5964 |  | 5814339.4512 | 339088.85 | 17478.87 | 356567.72 | 5831818.3212 | 6641941.2752 | 50322509.6267
S.BM.CM.SCH | Schools
S.BM.CM.SCH.001.09P |  |  | 1 |  | 12% |  | 10830 | 10830 | 9530.4 |  | 0 | 0 | 0 |  | 0 | 0 | 0 | 25 | s | 41030.9643 | 0 | 0 | 41030.9643 | 8646 | 7608.48 |  |  |  | 7608.48 | 33422.4843 | 238260
S.BM.CM.SCH.002.09P |  |  | 1 |  | 12% |  | 10830 | 10830 | 9530.4 |  | 0 | 0 | 0 |  | 0 | 0 | 0 | 25 | s | 41030.9643 | 0 | 0 | 41030.9643 | 8646 | 7608.48 |  |  |  | 7608.48 | 33422.4843 | 238260
S.BM.CM.SCH.003.09P |  |  | 1 |  | 12% |  | 43859 | 43859 | 38595.92 |  | 0 | 0 | 0 |  | 0 | 0 | 0 | 25 | s | 166165.9339 | 0 | 0 | 166165.9339 | 14470 | 12733.6 |  |  |  | 12733.6 | 153432.3339 | 964898
S.BM.CM.SCH.004.09Delete Savings Only |  |  | 0 |  | 12% |  | 0 | 0 | 0 |  | 0 | 0 | 0 |  | 0 | 0 | 0 | 1 | s | 0 | 0 | 0 | 0 | 0 | 0 |  |  |  | 0 | 0 | 0
S.BM.CM.SCH.005.09P |  |  | 1 |  | 12% |  | 43859 | 43859 | 38595.92 |  | 0 | 0 | 0 |  | 0 | 0 | 0 | 25 | s | 166165.9339 | 0 | 0 | 166165.9339 | 14470 | 12733.6 |  |  |  | 12733.6 | 153432.3339 | 964898
S.BM.CM.SCH.006.09P |  |  | 1 |  | 12% |  | 10830 | 10830 | 9530.4 |  | 0 | 0 | 0 |  | 0 | 0 | 0 | 25 | s | 41030.9643 | 0 | 0 | 41030.9643 | 8646 | 7608.48 |  |  |  | 7608.48 | 33422.4843 | 238260
S.BM.CM.SCH.007.09P |  |  | 1 |  | 12% |  | 10830 | 10830 | 9530.4 |  | 0 | 0 | 0 |  | 0 | 0 | 0 | 25 | s | 41030.9643 | 0 | 0 | 41030.9643 | 8646 | 7608.48 |  |  |  | 7608.48 | 33422.4843 | 238260
S.BM.CM.SCH.008.09P |  |  | 1 |  | 12% |  | 10830 | 10830 | 9530.4 |  | 0 | 0 | 0 |  | 0 | 0 | 0 | 25 | s | 41030.9643 | 0 | 0 | 41030.9643 | 8646 | 7608.48 |  |  |  | 7608.48 | 33422.4843 | 238260
S.BM.CM.SCH.009.09Delete |  |  | 0 |  | 12% |  | 0 | 0 | 0 |  | 0 | 0 | 0 |  | 0 | 0 | 0 | 1 | s | 0 | 0 | 0 | 0 | 0 | 0 |  |  |  | 0 | 0 | 0
S.BM.CM.SCH.010.09P |  |  | 1 |  | 12% |  | 10830 | 10830 | 9530.4 |  | 0 | 0 | 0 |  | 0 | 0 | 0 | 25 | s | 41030.9643 | 0 | 0 | 41030.9643 | 8646 | 7608.48 |  |  |  | 7608.48 | 33422.4843 | 238260
S.BM.CM.SCH.011.09P |  |  | 1 |  | 12% |  | 10830 | 10830 | 9530.4 |  | 0 | 0 | 0 |  | 0 | 0 | 0 | 25 | s | 41030.9643 | 0 | 0 | 41030.9643 | 8646 | 7608.48 |  |  |  | 7608.48 | 33422.4843 | 238260
S.BM.CM.SCH.012.09P |  |  | 1 |  | 12% |  | 43859 | 43859 | 38595.92 |  | 0 | 0 | 0 |  | 0 | 0 | 0 | 25 | s | 166165.9339 | 0 | 0 | 166165.9339 | 14470 | 12733.6 |  |  |  | 12733.6 | 153432.3339 | 964898
S.BM.CM.SCH.013.09P |  |  | 1 |  | 12% |  | 10830 | 10830 | 9530.4 |  | 0 | 0 | 0 |  | 0 | 0 | 0 | 25 | s | 41030.9643 | 0 | 0 | 41030.9643 | 8646 | 7608.48 |  |  |  | 7608.48 | 33422.4843 | 238260
S.BM.CM.SCH.014.09P |  |  | 1 |  | 12% |  | 10830 | 10830 | 9530.4 |  | 0 | 0 | 0 |  | 0 | 0 | 0 | 25 | s | 41030.9643 | 0 | 0 | 41030.9643 | 8646 | 7608.48 |  |  |  | 7608.48 | 33422.4843 | 238260
S.BM.CM.SCH.015.09P |  |  | 1 |  | 12% |  | 10830 | 10830 | 9530.4 |  | 0 | 0 | 0 |  | 0 | 0 | 0 | 25 | s | 41030.9643 | 0 | 0 | 41030.9643 | 8646 | 7608.48 |  |  |  | 7608.48 | 33422.4843 | 238260
S.BM.CM.SCH.016.09P |  |  | 1 |  | 12% |  | 10830 | 10830 | 9530.4 |  | 0 | 0 | 0 |  | 0 | 0 | 0 | 25 | s | 41030.9643 | 0 | 0 | 41030.9643 | 8646 | 7608.48 |  |  |  | 7608.48 | 33422.4843 | 238260
S.BM.CM.SCH.017.09P |  |  | 1 |  | 12% |  | 43859 | 43859 | 38595.92 |  | 0 | 0 | 0 |  | 0 | 0 | 0 | 25 | s | 166165.9339 | 0 | 0 | 166165.9339 | 14470 | 12733.6 |  |  |  | 12733.6 | 153432.3339 | 964898
S.BM.CM.SCH.018.09P |  |  | 1 |  | 12% |  | 43859 | 43859 | 38595.92 |  | 0 | 0 | 0 |  | 0 | 0 | 0 | 25 | s | 166165.9339 | 0 | 0 | 166165.9339 | 14470 | 12733.6 |  |  |  | 12733.6 | 153432.3339 | 964898
S.BM.CM.SCH.019.09 |  |  | 1 |  | 12% |  | 3598 | 3482.864 | 3064.9203 |  | 0 | 0 | 0 |  | 0 | 0 | 0 | 15 | s | 10366.1907 | 0 | 0 | 10366.1907 | 4750 | 4180 |  |  |  | 4180 | 6186.1907 | 45973.8048
S.BM.CM.SCH.020.09 |  |  | 1 |  | 12% |  | 3793 | 3671.624 | 3231.0291 |  | 0 | 0 | 0 |  | 0 | 0 | 0 | 15 | s | 10928.0048 | 0 | 0 | 10928.0048 | 3890 | 3423.2 |  |  |  | 3423.2 | 7504.8048 | 48465.4368
S.BM.CM.SCH.021.09 |  |  | 1 |  | 12% |  | 23720 | 22960.96 | 20205.6448 |  | 0 | 0 | 0 |  | 0 | 0 | 0 | 5 | s | 30340.2982 | 0 | 0 | 30340.2982 | 900 | 792 |  |  |  | 792 | 29548.2982 | 101028.224
S.BM.CM.SCH.022.09 |  |  | 1 |  | 12% |  | 5323 | 5152.664 | 4534.3443 |  | 0 | 0 | 0 |  | 0 | 0 | 0 | 5 | s | 6808.6597 | 0 | 0 | 6808.6597 | 600 | 528 |  |  |  | 528 | 6280.6597 | 22671.7216
S.BM.CM.SCH.023.09 |  |  | 1 |  | 12% |  | 4070 | 3939.76 | 3466.9888 |  | 0 | 0 | 0 |  | 0 | 0 | 0 | 5 | s | 5205.9449 | 0 | 0 | 5205.9449 | 600 | 528 |  |  |  | 528 | 4677.9449 | 17334.944
S.BM.CM.SCH.024.09P |  |  | 1 |  | 12% |  | 43859 | 43859 | 38595.92 |  | 0 | 0 | 0 |  | 0 | 0 | 0 | 25 | s | 166165.9339 | 0 | 0 | 166165.9339 | 14470 | 12733.6 |  |  |  | 12733.6 | 153432.3339 | 964898
S.BM.CM.SCH.025.09 |  |  | 1 |  | 12% |  | 5144 | 4979.392 | 4381.865 |  | 0 | 0 | 0 |  | 0 | 0 | 0 | 15 | s | 14820.3682 | 0 | 0 | 14820.3682 | 11400 | 10032 |  |  |  | 10032 | 4788.3682 | 65727.9744
S.BM.CM.SCH.026.09 |  |  | 1 |  | 12% |  | 5211 | 5044.248 | 4438.9382 |  | 0 | 0 | 0 |  | 0 | 0 | 0 | 5 | s | 6665.4003 | 0 | 0 | 6665.4003 | 500 | 440 |  |  |  | 440 | 6225.4003 | 22194.6912
S.BM.CM.SCH.027.09 |  |  | 1 |  | 12% |  | 6477 | 6269.736 | 5517.3677 |  | 0 | 0 | 0 |  | 0 | 0 | 0 | 15 | s | 18660.8719 | 0 | 0 | 18660.8719 | 4750 | 4180 |  |  |  | 4180 | 14480.8719 | 82760.5152
S.BM.CM.SCH.028.09 |  |  | 1 |  | 12% |  | 5953 | 5762.504 | 5071.0035 |  | 0 | 0 | 0 |  | 0 | 0 | 0 | 5 | s | 7614.4939 | 0 | 0 | 7614.4939 | 0 | 0 |  |  |  | 0 | 7614.4939 | 25355.0176
S.BM.CM.SCH.029.09 |  |  | 1 |  | 12% |  | 29691 | 28740.888 | 25291.9814 |  | 0 | 0 | 0 |  | 0 | 0 | 0 | 15 | s | 85542.6812 | 0 | 0 | 85542.6812 | 500 | 440 |  |  |  | 440 | 85102.6812 | 379379.7216
S.BM.CM.SCH.030.09 |  |  | 1 |  | 12% |  | 135323 | 130992.664 | 115273.5443 |  | 0 | 0 | 0 |  | 0 | 0 | 0 | 5 | s | 173091.9131 | 0 | 0 | 173091.9131 | 6000 | 5280 |  |  |  | 5280 | 167811.9131 | 576367.7216
S.BM.CM.SCH.031.09 |  |  | 1 |  | 12% |  | 73236 | 70892.448 | 62385.3542 |  | 0 | 0 | 0 |  | 0 | 0 | 0 | 5 | s | 93676.3104 | 0 | 0 | 93676.3104 | 3750 | 3300 |  |  |  | 3300 | 90376.3104 | 311926.7712
S.BM.CM.SCH.032.09 |  |  | 1 |  | 12% |  | 5002 | 4841.936 | 4260.9037 |  | 0 | 0 | 0 |  | 0 | 0 | 0 | 5 | s | 6398.068 | 0 | 0 | 6398.068 | 500 | 440 |  |  |  | 440 | 5958.068 | 21304.5184
S.BM.CM.SCH.033.09 |  |  | 1 |  | 12% |  | 8213 | 7950.184 | 6996.1619 |  | 0 | 0 | 0 |  | 0 | 0 | 0 | 5 | s | 10505.2643 | 0 | 0 | 10505.2643 | 500 | 440 |  |  |  | 440 | 10065.2643 | 34980.8096
S.BM.CM.SCH.034.09 |  |  | 1 |  | 12% |  | 16288 | 15766.784 | 13874.7699 |  | 0 | 0 | 0 |  | 0 | 0 | 0 | 5 | s | 20834.0125 | 0 | 0 | 20834.0125 | 500 | 440 |  |  |  | 440 | 20394.0125 | 69373.8496
S.BM.CM.SCH.035.09 |  |  | 1 |  | 12% |  | 2498 | 2418.064 | 2127.8963 |  | 0 | 0 | 0 |  | 0 | 0 | 0 | 5 | s | 3195.1967 | 0 | 0 | 3195.1967 | 500 | 440 |  |  |  | 440 | 2755.1967 | 10639.4816
S.BM.CM.SCH.036.09 |  |  | 1 |  | 12% |  | 1748 | 1692.064 | 1489.0163 |  | 0 | 0 | 0 |  | 0 | 0 | 0 | 5 | s | 2235.8702 | 0 | 0 | 2235.8702 | 500 | 440 |  |  |  | 440 | 1795.8702 | 7445.0816
S.BM.CM.SCH.037.09 |  |  | 1 |  | 12% |  | 14563 | 14096.984 | 12405.3459 |  | 0 | 0 | 0 |  | 0 | 0 | 0 | 5 | s | 18627.5617 | 0 | 0 | 18627.5617 | 500 | 440 |  |  |  | 440 | 18187.5617 | 62026.7296
S.BM.CM.SCH.038.09 |  |  | 1 |  | 12% |  | 7834 | 7583.312 | 6673.3146 |  | 0 | 0 | 0 |  | 0 | 0 | 0 | 5 | s | 10020.4847 | 0 | 0 | 10020.4847 | 500 | 440 |  |  |  | 440 | 9580.4847 | 33366.5728
S.BM.CM.SCH.039.09 |  |  | 1 |  | 12% |  | 8420 | 8150.56 | 7172.4928 |  | 0 | 0 | 0 |  | 0 | 0 | 0 | 5 | s | 10770.0384 | 0 | 0 | 10770.0384 | 500 | 440 |  |  |  | 440 | 10330.0384 | 35862.464
S.BM.CM.SCH.040.09 |  |  | 1 |  | 12% |  | 3458 | 3347.344 | 2945.6627 |  | 0 | 0 | 0 |  | 0 | 0 | 0 | 5 | s | 4423.1345 | 0 | 0 | 4423.1345 | 500 | 440 |  |  |  | 440 | 3983.1345 | 14728.3136
S.BM.CM.SCH.041.09 |  |  | 1 |  | 12% |  | 3282 | 3176.976 | 2795.7389 |  | 0 | 0 | 0 |  | 0 | 0 | 0 | 5 | s | 4198.0126 | 0 | 0 | 4198.0126 | 500 | 440 |  |  |  | 440 | 3758.0126 | 13978.6944
S.BM.CM.SCH.042.09 |  |  | 1 |  | 12% |  | 12453 | 12054.504 | 10607.9635 |  | 0 | 0 | 0 |  | 0 | 0 | 0 | 5 | s | 15928.6566 | 0 | 0 | 15928.6566 | 500 | 440 |  |  |  | 440 | 15488.6566 | 53039.8176
S.BM.CM.SCH.043.09 |  |  | 1 |  | 12% |  | 2337 | 2262.216 | 1990.7501 |  | 0 | 0 | 0 |  | 0 | 0 | 0 | 5 | s | 2989.2613 | 0 | 0 | 2989.2613 | 500 | 440 |  |  |  | 440 | 2549.2613 | 9953.7504
S.BM.CM.SCH.044.09 |  |  | 1 |  | 12% |  | 10783 | 10437.944 | 9185.3907 |  | 0 | 0 | 0 |  | 0 | 0 | 0 | 5 | s | 13792.5563 | 0 | 0 | 13792.5563 | 500 | 440 |  |  |  | 440 | 13352.5563 | 45926.9536
S.BM.CM.SCH.045.09 |  |  | 1 |  | 12% |  | 18032 | 17454.976 | 15360.3789 |  | 0 | 0 | 0 |  | 0 | 0 | 0 | 5 | s | 23064.7663 | 0 | 0 | 23064.7663 | 500 | 440 |  |  |  | 440 | 22624.7663 | 76801.8944
S.BM.CM.SCH.046.09 |  |  | 1 |  | 12% |  | 1136 | 1099.648 | 967.6902 |  | 0 | 0 | 0 |  | 0 | 0 | 0 | 5 | s | 1453.0598 | 0 | 0 | 1453.0598 | 500 | 440 |  |  |  | 440 | 1013.0598 | 4838.4512
S.BM.CM.SCH.047.09delete |  |  | 0 |  | 12% |  | 0 | 0 | 0 |  | 0 | 0 | 0 |  | 0 | 0 | 0 | 1 | w | 0 | 0 | 0 | 0 | 0 | 0 |  |  |  | 0 | 0 | 0
S.BM.CM.SCH.048.09P |  |  | 1 |  | 12% |  | 10830 | 10830 | 9530.4 |  | 0 | 0 | 0 |  | 0 | 0 | 0 | 25 | s | 41030.9643 | 0 | 0 | 41030.9643 | 8646 | 7608.48 |  |  |  | 7608.48 | 33422.4843 | 238260
S.BM.CM.SCH.049.09P |  |  | 1 |  | 12% |  | 10830 | 10830 | 9530.4 |  | 0 | 0 | 0 |  | 0 | 0 | 0 | 25 | s | 41030.9643 | 0 | 0 | 41030.9643 | 8646 | 7608.48 |  |  |  | 7608.48 | 33422.4843 | 238260
S.BM.CM.SCH.050.09P |  |  | 1 |  | 12% |  | 43859 | 43859 | 38595.92 |  | 0 | 0 | 0 |  | 0 | 0 | 0 | 25 | s | 166165.9339 | 0 | 0 | 166165.9339 | 14470 | 12733.6 |  |  |  | 12733.6 | 153432.3339 | 964898
S.BM.CM.SCH.051.09P |  |  | 1 |  | 12% |  | 10830 | 10830 | 9530.4 |  | 0 | 0 | 0 |  | 0 | 0 | 0 | 25 | s | 41030.9643 | 0 | 0 | 41030.9643 | 8646 | 7608.48 |  |  |  | 7608.48 | 33422.4843 | 238260
S.BM.CM.SCH.052.09P |  |  | 1 |  | 12% |  | 10830 | 10830 | 9530.4 |  | 0 | 0 | 0 |  | 0 | 0 | 0 | 25 | s | 41030.9643 | 0 | 0 | 41030.9643 | 8646 | 7608.48 |  |  |  | 7608.48 | 33422.4843 | 238260
S.BM.CM.SCH.053.09P |  |  | 1 |  | 12% |  | 10830 | 10830 | 9530.4 |  | 0 | 0 | 0 |  | 0 | 0 | 0 | 25 | s | 41030.9643 | 0 | 0 | 41030.9643 | 8646 | 7608.48 |  |  |  | 7608.48 | 33422.4843 | 238260
S.BM.CM.SCH.054.09P |  |  | 1 |  | 12% |  | 10830 | 10830 | 9530.4 |  | 0 | 0 | 0 |  | 0 | 0 | 0 | 25 | s | 41030.9643 | 0 | 0 | 41030.9643 | 8646 | 7608.48 |  |  |  | 7608.48 | 33422.4843 | 238260
S.BM.CM.SCH.055.09P |  |  | 1 |  | 12% |  | 10830 | 10830 | 9530.4 |  | 0 | 0 | 0 |  | 0 | 0 | 0 | 25 | s | 41030.9643 | 0 | 0 | 41030.9643 | 8646 | 7608.48 |  |  |  | 7608.48 | 33422.4843 | 238260
S.BM.CM.SCH.058.09P |  |  | 1 |  | 12% |  | 43859 | 43859 | 38595.92 |  | 0 | 0 | 0 |  | 0 | 0 | 0 | 25 | s | 166165.9339 | 0 | 0 | 166165.9339 | 14470 | 12733.6 |  |  |  | 12733.6 | 153432.3339 | 964898
S.BM.CM.SCH.059.09P |  |  | 1 |  | 12% |  | 10830 | 10830 | 9530.4 |  | 0 | 0 | 0 |  | 0 | 0 | 0 | 25 | s | 41030.9643 | 0 | 0 | 41030.9643 | 8646 | 7608.48 |  |  |  | 7608.48 | 33422.4843 | 238260
S.BM.CM.SCH.060.09P |  |  | 1 |  | 12% |  | 10830 | 10830 | 9530.4 |  | 0 | 0 | 0 |  | 0 | 0 | 0 | 25 | s | 41030.9643 | 0 | 0 | 41030.9643 | 8646 | 7608.48 |  |  |  | 7608.48 | 33422.4843 | 238260
S.BM.CM.SCH.061.09A |  |  | 0 |  | 12% |  | 12256 | 11863.808 | 10440.151 |  | 0 | 0 | 0 |  | 2646 | 3947.832 | 3474.0922 | 10 | w | 25003.2918 | 0 | 34827.5654 | 59830.8572 | 1411 | 1241.68 |  |  |  | 1241.68 | 58589.1772 | 104401.5104
S.BM.CM.SCH.061.09M |  |  | 1 |  | 12% |  | 10695 | 10352.76 | 9110.4288 |  | 0 | 0 | 0 |  | 0 | 0 | 0 | 25 | w | 35692.8411 | 0 | 0 | 35692.8411 | 19289 | 16974.32 |  |  |  | 16974.32 | 18718.5211 | 227760.72
S.BM.CM.SCH.062.09 |  |  | 1 |  | 12% |  | 20022 | 19381.296 | 17055.5405 |  | 0 | 0 | 0 |  | 0 | 0 | 0 | 5 | s | 25610.1792 | 0 | 0 | 25610.1792 | 621 | 546.48 |  |  |  | 546.48 | 25063.6992 | 85277.7024
S.BM.CM.SCH.063.09P |  |  | 1 |  | 12% |  | 10830 | 10830 | 9530.4 |  | 0 | 0 | 0 |  | 0 | 0 | 0 | 25 | s | 41030.9643 | 0 | 0 | 41030.9643 | 8646 | 7608.48 |  |  |  | 7608.48 | 33422.4843 | 238260
S.BM.CM.SCH.064.09P |  |  | 1 |  | 12% |  | 10830 | 10830 | 9530.4 |  | 0 | 0 | 0 |  | 0 | 0 | 0 | 25 | s | 41030.9643 | 0 | 0 | 41030.9643 | 8646 | 7608.48 |  |  |  | 7608.48 | 33422.4843 | 238260
S.BM.CM.SCH.065.09P |  |  | 1 |  | 12% |  | 10830 | 10830 | 9530.4 |  | 0 | 0 | 0 |  | 0 | 0 | 0 | 25 | s | 41030.9643 | 0 | 0 | 41030.9643 | 8646 | 7608.48 |  |  |  | 7608.48 | 33422.4843 | 238260
S.BM.CM.SCH.066.09P |  |  | 1 |  | 12% |  | 43859 | 43859 | 38595.92 |  | 0 | 0 | 0 |  | 0 | 0 | 0 | 25 | s | 166165.9339 | 0 | 0 | 166165.9339 | 14470 | 12733.6 |  |  |  | 12733.6 | 153432.3339 | 964898
S.BM.CM.SCH.067.09P |  |  | 1 |  | 12% |  | 10830 | 10830 | 9530.4 |  | 0 | 0 | 0 |  | 0 | 0 | 0 | 25 | s | 41030.9643 | 0 | 0 | 41030.9643 | 8646 | 7608.48 |  |  |  | 7608.48 | 33422.4843 | 238260
S.BM.CM.SCH.068.09P |  |  | 1 |  | 12% |  | 10830 | 10830 | 9530.4 |  | 0 | 0 | 0 |  | 0 | 0 | 0 | 25 | s | 41030.9643 | 0 | 0 | 41030.9643 | 8646 | 7608.48 |  |  |  | 7608.48 | 33422.4843 | 238260
S.BM.CM.SCH.069.09P |  |  | 1 |  | 12% |  | 43859 | 43859 | 38595.92 |  | 0 | 0 | 0 |  | 0 | 0 | 0 | 25 | s | 166165.9339 | 0 | 0 | 166165.9339 | 14470 | 12733.6 |  |  |  | 12733.6 | 153432.3339 | 964898
S.BM.CM.SCH.070.09 |  |  | 1 |  | 12% |  | 17668 | 17102.624 | 15050.3091 |  | 0 | 0 | 0 |  | 0 | 0 | 0 | 5 | s | 22599.1732 | 0 | 0 | 22599.1732 | 427 | 375.76 |  |  |  | 375.76 | 22223.4132 | 75251.5456
S.BM.CM.SCH.071.09 |  |  | 1 |  | 12% |  | 7731 | 7483.608 | 6585.575 |  | 0 | 0 | 0 |  | 0 | 0 | 0 | 5 | s | 9888.7372 | 0 | 0 | 9888.7372 | 56 | 49.28 |  |  |  | 49.28 | 9839.4572 | 32927.8752
S.BM.CM.SCH.072.09 |  |  | 1 |  | 12% |  | 4307 | 4169.176 | 3668.8749 |  | 0 | 0 | 0 |  | 0 | 0 | 0 | 5 | s | 5509.0921 | 0 | 0 | 5509.0921 | 1195 | 1051.6 |  |  |  | 1051.6 | 4457.4921 | 18344.3744
S.BM.CM.SCH.073.09P |  |  | 1 |  | 12% |  | 10830 | 10830 | 9530.4 |  | 0 | 0 | 0 |  | 0 | 0 | 0 | 25 | s | 41030.9643 | 0 | 0 | 41030.9643 | 8646 | 7608.48 |  |  |  | 7608.48 | 33422.4843 | 238260
S.BM.CM.SCH.074.09P |  |  | 1 |  | 12% |  | 10830 | 10830 | 9530.4 |  | 0 | 0 | 0 |  | 0 | 0 | 0 | 25 | s | 41030.9643 | 0 | 0 | 41030.9643 | 8646 | 7608.48 |  |  |  | 7608.48 | 33422.4843 | 238260
S.BM.CM.SCH.075.09P |  |  | 1 |  | 12% |  | 10830 | 10830 | 9530.4 |  | 0 | 0 | 0 |  | 0 | 0 | 0 | 25 | s | 41030.9643 | 0 | 0 | 41030.9643 | 8646 | 7608.48 |  |  |  | 7608.48 | 33422.4843 | 238260
S.BM.CM.SCH.076.09P |  |  | 1 |  | 12% |  | 10830 | 10830 | 9530.4 |  | 0 | 0 | 0 |  | 0 | 0 | 0 | 25 | s | 41030.9643 | 0 | 0 | 41030.9643 | 8646 | 7608.48 |  |  |  | 7608.48 | 33422.4843 | 238260
S.BM.CM.SCH.077.09P |  |  | 1 |  | 12% |  | 10830 | 10830 | 9530.4 |  | 0 | 0 | 0 |  | 0 | 0 | 0 | 25 | s | 41030.9643 | 0 | 0 | 41030.9643 | 8646 | 7608.48 |  |  |  | 7608.48 | 33422.4843 | 238260
S.BM.CM.SCH.078.09P |  |  | 1 |  | 12% |  | 10830 | 10830 | 9530.4 |  | 0 | 0 | 0 |  | 0 | 0 | 0 | 25 | s | 41030.9643 | 0 | 0 | 41030.9643 | 8646 | 7608.48 |  |  |  | 7608.48 | 33422.4843 | 238260
S.BM.CM.SCH.079.09P |  |  | 1 |  | 12% |  | 10830 | 10830 | 9530.4 |  | 0 | 0 | 0 |  | 0 | 0 | 0 | 25 | s | 41030.9643 | 0 | 0 | 41030.9643 | 8646 | 7608.48 |  |  |  | 7608.48 | 33422.4843 | 238260
S.BM.CM.SCH.080.09P |  |  | 1 |  | 12% |  | 10830 | 10830 | 9530.4 |  | 0 | 0 | 0 |  | 0 | 0 | 0 | 25 | s | 41030.9643 | 0 | 0 | 41030.9643 | 8646 | 7608.48 |  |  |  | 7608.48 | 33422.4843 | 238260
S.BM.CM.SCH.081.09P |  |  | 1 |  | 12% |  | 10830 | 10830 | 9530.4 |  | 0 | 0 | 0 |  | 0 | 0 | 0 | 25 | s | 41030.9643 | 0 | 0 | 41030.9643 | 8646 | 7608.48 |  |  |  | 7608.48 | 33422.4843 | 238260
S.BM.CM.SCH.082.09P |  |  | 1 |  | 12% |  | 43859 | 43859 | 38595.92 |  | 0 | 0 | 0 |  | 0 | 0 | 0 | 25 | s | 166165.9339 | 0 | 0 | 166165.9339 | 14470 | 12733.6 |  |  |  | 12733.6 | 153432.3339 | 964898
S.BM.CM.SCH.083.09P |  |  | 1 |  | 12% |  | 10830 | 10830 | 9530.4 |  | 0 | 0 | 0 |  | 0 | 0 | 0 | 25 | s | 41030.9643 | 0 | 0 | 41030.9643 | 8646 | 7608.48 |  |  |  | 7608.48 | 33422.4843 | 238260
S.BM.CM.SCH.084.09 |  |  | 1 |  | 12% |  | 17714 | 17147.152 | 15089.4938 |  | 20000 | 17980 | 15822.4 |  | 0 | 0 | 0 | 15 | s | 51035.7703 | 11811.9307 | 0 | 62847.701 | 50000 | 44000 |  |  |  | 44000 | 18847.701 | 226342.4064
S.BM.CM.SCH.085.09P |  |  | 1 |  | 12% |  | 10830 | 10830 | 9530.4 |  | 0 | 0 | 0 |  | 0 | 0 | 0 | 25 | s | 41030.9643 | 0 | 0 | 41030.9643 | 8646 | 7608.48 |  |  |  | 7608.48 | 33422.4843 | 238260
S.BM.CM.SCH.086.09P |  |  | 1 |  | 12% |  | 10830 | 10830 | 9530.4 |  | 0 | 0 | 0 |  | 0 | 0 | 0 | 25 | s | 41030.9643 | 0 | 0 | 41030.9643 | 8646 | 7608.48 |  |  |  | 7608.48 | 33422.4843 | 238260
S.BM.CM.SCH.087.09P |  |  | 1 |  | 12% |  | 10830 | 10830 | 9530.4 |  | 0 | 0 | 0 |  | 0 | 0 | 0 | 25 | s | 41030.9643 | 0 | 0 | 41030.9643 | 8646 | 7608.48 |  |  |  | 7608.48 | 33422.4843 | 238260
S.BM.CM.SCH.088.09P |  |  | 1 |  | 12% |  | 10830 | 10830 | 9530.4 |  | 0 | 0 | 0 |  | 0 | 0 | 0 | 25 | s | 41030.9643 | 0 | 0 | 41030.9643 | 8646 | 7608.48 |  |  |  | 7608.48 | 33422.4843 | 238260
S.BM.CM.SCH.089.09P |  |  | 1 |  | 12% |  | 10830 | 10830 | 9530.4 |  | 0 | 0 | 0 |  | 0 | 0 | 0 | 25 | s | 41030.9643 | 0 | 0 | 41030.9643 | 8646 | 7608.48 |  |  |  | 7608.48 | 33422.4843 | 238260
S.BM.CM.SCH.090.09P |  |  | 1 |  | 12% |  | 10830 | 10830 | 9530.4 |  | 0 | 0 | 0 |  | 0 | 0 | 0 | 25 | s | 41030.9643 | 0 | 0 | 41030.9643 | 8646 | 7608.48 |  |  |  | 7608.48 | 33422.4843 | 238260
S.BM.CM.SCH.091.09P |  |  | 1 |  | 12% |  | 10830 | 10830 | 9530.4 |  | 0 | 0 | 0 |  | 0 | 0 | 0 | 25 | s | 41030.9643 | 0 | 0 | 41030.9643 | 8646 | 7608.48 |  |  |  | 7608.48 | 33422.4843 | 238260
S.BM.CM.SCH.092.09P |  |  | 1 |  | 12% |  | 10830 | 10830 | 9530.4 |  | 0 | 0 | 0 |  | 0 | 0 | 0 | 25 | s | 41030.9643 | 0 | 0 | 41030.9643 | 8646 | 7608.48 |  |  |  | 7608.48 | 33422.4843 | 238260
S.BM.CM.SCH.093.09P |  |  | 1 |  | 12% |  | 43859 | 43859 | 38595.92 |  | 0 | 0 | 0 |  | 0 | 0 | 0 | 25 | s | 166165.9339 | 0 | 0 | 166165.9339 | 14470 | 12733.6 |  |  |  | 12733.6 | 153432.3339 | 964898
S.BM.CM.SCH.094.09P |  |  | 1 |  | 12% |  | 10830 | 10830 | 9530.4 |  | 0 | 0 | 0 |  | 0 | 0 | 0 | 25 | s | 41030.9643 | 0 | 0 | 41030.9643 | 8646 | 7608.48 |  |  |  | 7608.48 | 33422.4843 | 238260
S.BM.CM.SCH.095.09P |  |  | 1 |  | 12% |  | 43859 | 43859 | 38595.92 |  | 0 | 0 | 0 |  | 0 | 0 | 0 | 25 | s | 166165.9339 | 0 | 0 | 166165.9339 | 14470 | 12733.6 |  |  |  | 12733.6 | 153432.3339 | 964898
S.BM.CM.SCH.096.09P |  |  | 1 |  | 12% |  | 10830 | 10830 | 9530.4 |  | 0 | 0 | 0 |  | 0 | 0 | 0 | 25 | s | 41030.9643 | 0 | 0 | 41030.9643 | 8646 | 7608.48 |  |  |  | 7608.48 | 33422.4843 | 238260
S.BM.CM.SCH.097.09P |  |  | 1 |  | 12% |  | 10830 | 10830 | 9530.4 |  | 0 | 0 | 0 |  | 0 | 0 | 0 | 25 | s | 41030.9643 | 0 | 0 | 41030.9643 | 8646 | 7608.48 |  |  |  | 7608.48 | 33422.4843 | 238260
S.BM.CM.SCH.098.09P |  |  | 1 |  | 12% |  | 43859 | 43859 | 38595.92 |  | 0 | 0 | 0 |  | 0 | 0 | 0 | 25 | s | 166165.9339 | 0 | 0 | 166165.9339 | 14470 | 12733.6 |  |  |  | 12733.6 | 153432.3339 | 964898
S.BM.CM.SCH.099.09P |  |  | 1 |  | 12% |  | 43859 | 43859 | 38595.92 |  | 0 | 0 | 0 |  | 0 | 0 | 0 | 25 | s | 166165.9339 | 0 | 0 | 166165.9339 | 14470 | 12733.6 |  |  |  | 12733.6 | 153432.3339 | 964898
S.BM.CM.SCH.100.09P |  |  | 1 |  | 12% |  | 43859 | 43859 | 38595.92 |  | 0 | 0 | 0 |  | 0 | 0 | 0 | 25 | s | 166165.9339 | 0 | 0 | 166165.9339 | 14470 | 12733.6 |  |  |  | 12733.6 | 153432.3339 | 964898
S.BM.CM.SCH.101.09P |  |  | 1 |  | 12% |  | 43859 | 43859 | 38595.92 |  | 0 | 0 | 0 |  | 0 | 0 | 0 | 25 | s | 166165.9339 | 0 | 0 | 166165.9339 | 14470 | 12733.6 |  |  |  | 12733.6 | 153432.3339 | 964898
S.BM.CM.SCH.102.09P |  |  | 1 |  | 12% |  | 10830 | 10830 | 9530.4 |  | 0 | 0 | 0 |  | 0 | 0 | 0 | 25 | s | 41030.9643 | 0 | 0 | 41030.9643 | 8646 | 7608.48 |  |  |  | 7608.48 | 33422.4843 | 238260
S.BM.CM.SCH.103.09P |  |  | 1 |  | 12% |  | 43859 | 43859 | 38595.92 |  | 0 | 0 | 0 |  | 0 | 0 | 0 | 25 | s | 166165.9339 | 0 | 0 | 166165.9339 | 14470 | 12733.6 |  |  |  | 12733.6 | 153432.3339 | 964898
S.BM.CM.SCH.104.09P |  |  | 1 |  | 12% |  | 10830 | 10830 | 9530.4 |  | 0 | 0 | 0 |  | 0 | 0 | 0 | 25 | s | 41030.9643 | 0 | 0 | 41030.9643 | 8646 | 7608.48 |  |  |  | 7608.48 | 33422.4843 | 238260
S.BM.CM.SCH.105.09P |  |  | 1 |  | 12% |  | 43859 | 43859 | 38595.92 |  | 0 | 0 | 0 |  | 0 | 0 | 0 | 25 | s | 166165.9339 | 0 | 0 | 166165.9339 | 14470 | 12733.6 |  |  |  | 12733.6 | 153432.3339 | 964898
S.BM.CM.SCH.106.09P |  |  | 1 |  | 12% |  | 10830 | 10830 | 9530.4 |  | 0 | 0 | 0 |  | 0 | 0 | 0 | 25 | s | 41030.9643 | 0 | 0 | 41030.9643 | 8646 | 7608.48 |  |  |  | 7608.48 | 33422.4843 | 238260
S.BM.CM.SCH.107.09P |  |  | 1 |  | 12% |  | 10830 | 10830 | 9530.4 |  | 0 | 0 | 0 |  | 0 | 0 | 0 | 25 | s | 41030.9643 | 0 | 0 | 41030.9643 | 8646 | 7608.48 |  |  |  | 7608.48 | 33422.4843 | 238260
S.BM.CM.SCH.108.09P |  |  | 1 |  | 12% |  | 10830 | 10830 | 9530.4 |  | 0 | 0 | 0 |  | 0 | 0 | 0 | 25 | s | 41030.9643 | 0 | 0 | 41030.9643 | 8646 | 7608.48 |  |  |  | 7608.48 | 33422.4843 | 238260
S.BM.CM.SCH.109.09 |  |  | 1 |  | 12% |  | 5335 | 5164.28 | 4544.5664 |  | 0 | 0 | 0 |  | 0 | 0 | 0 | 15 | s | 15370.6579 | 0 | 0 | 15370.6579 | 7498 | 6598.24 |  |  |  | 6598.24 | 8772.4179 | 68168.496
S.BM.CM.SCH.110.09 |  |  | 1 |  | 12% |  | 3633 | 3516.744 | 3094.7347 |  | 0 | 0 | 0 |  | 0 | 0 | 0 | 15 | s | 10467.0291 | 0 | 0 | 10467.0291 | 7498 | 6598.24 |  |  |  | 6598.24 | 3868.7891 | 46421.0208
S.BM.CM.SCH.111.09 |  |  | 1 |  | 12% |  | 3034 | 2936.912 | 2584.4826 |  | 0 | 0 | 0 |  | 0 | 0 | 0 | 15 | s | 8741.2514 | 0 | 0 | 8741.2514 | 7498 | 6598.24 |  |  |  | 6598.24 | 2143.0114 | 38767.2384
S.BM.CM.SCH.112.09 |  |  | 1 |  | 12% |  | 3436 | 3326.048 | 2926.9222 |  | 0 | 0 | 0 |  | 0 | 0 | 0 | 15 | s | 9899.4528 | 0 | 0 | 9899.4528 | 7498 | 6598.24 |  |  |  | 6598.24 | 3301.2128 | 43903.8336
S.BM.CM.SCH.113.09 |  |  | 1 |  | 12% |  | 2700 | 2613.6 | 2299.968 |  | 0 | 0 | 0 |  | 0 | 0 | 0 | 15 | s | 7778.9646 | 0 | 0 | 7778.9646 | 7498 | 6598.24 |  |  |  | 6598.24 | 1180.7246 | 34499.52
S.BM.CM.SCH.114.09P |  |  | 1 |  | 12% |  | 10830 | 10830 | 9530.4 |  | 0 | 0 | 0 |  | 0 | 0 | 0 | 25 | s | 41030.9643 | 0 | 0 | 41030.9643 | 8646 | 7608.48 |  |  |  | 7608.48 | 33422.4843 | 238260
S.BM.CM.SCH.115.09 |  |  | 1 |  | 12% |  | 67338 | 65183.184 | 57361.2019 |  | 503589 | 452726.511 | 398399.3297 |  | 0 | 0 | 0 | 5 | s | 86132.1671 | 134300.9301 | 0 | 220433.0972 | 6750 | 5940 |  |  |  | 5940 | 214493.0972 | 286806.0096
Total | Commercial - School - S.BM.CM.SCH |  | 110 |  |  |  | 1989936 | 1970945.44 | 1734431.9872 |  | 523589 | 470706.511 | 414221.7297 |  | 2646 | 3947.832 | 3474.0922 |  |  | 6216648.5761 | 146112.8608 | 34827.5654 | 6397589.0023 |  | 780472.88 | 252596.57 | 19816.24 | 272412.81 | 800289.12 | 5597299.8823 | 34204908.1792
S.BM.CM.UNIV | Universities
S.BM.CM.UNIV.001.09 |  |  | 1 |  | 12% |  | 26166 | 25328.688 | 22289.2454 |  | 0 | 0 | 0 |  | 0 | 0 | 0 | 15 | w | 68661.7508 | 0 | 0 | 68661.7508 | 20600 | 18128 |  |  |  | 18128 | 50533.7508 | 334338.6816
S.BM.CM.UNIV.002.09 |  |  | 1 |  | 12% |  | 356511 | 356511 | 313729.68 |  | 0 | 0 | 0 |  | 0 | 0 | 0 | 13 | s | 975748.92 | 0 | 0 | 975748.92 | 237621 | 209106.48 |  |  |  | 209106.48 | 766642.44 | 4078485.84
S.BM.CM.UNIV.003.09 |  |  | 1 |  | 12% |  | 7079 | 6852.472 | 6030.1754 |  | 0 | 0 | 0 |  | 0 | 0 | 0 | 13 | s | 18754.799 | 0 | 0 | 18754.799 | 4718 | 4151.84 |  |  |  | 4151.84 | 14602.959 | 78392.2797
S.BM.CM.UNIV.004.09 |  |  | 1 |  | 12% |  | 129775 | 125622.2 | 110547.536 |  | 0 | 0 | 0 |  | 0 | 0 | 0 | 5 | s | 165995.4555 | 0 | 0 | 165995.4555 | 0 | 0 |  |  |  | 0 | 165995.4555 | 552737.68
S.BM.CM.UNIV.005.09 |  |  | 1 |  | 12% |  | 11880 | 11499.84 | 10119.8592 |  | 0 | 0 | 0 |  | 0 | 0 | 0 | 15 | s | 34227.4444 | 0 | 0 | 34227.4444 | 8150 | 7172 |  |  |  | 7172 | 27055.4444 | 151797.888
S.BM.CM.UNIV.006.09 |  |  | 1 |  | 12% |  | 21315 | 20632.92 | 18156.9696 |  | 0 | 0 | 0 |  | 0 | 0 | 0 | 15 | s | 61410.6042 | 0 | 0 | 61410.6042 | 24000 | 21120 |  |  |  | 21120 | 40290.6042 | 272354.544
S.BM.CM.UNIV.DCKV.001.09 |  |  | 1 |  | 12% |  | 4801 | 4801 | 4224.88 |  | 13521 | 13521 | 11898.48 |  | 0 | 0 | 0 | 15 | s | 14289.4128 | 8882.5982 | 0 | 23172.011 | 10000 | 8800 |  |  |  | 8800 | 14372.011 | 63373.2
Total | Commercial - College/University - S.BM.CM.UNIV |  | 7 |  |  |  | 557527 | 551248.12 | 485098.3456 |  | 13521 | 13521 | 11898.48 |  | 0 | 0 | 0 |  |  | 1339088.3867 | 8882.5982 | 0 | 1347970.9849 | 305089 | 268478.32 | 43295 | 10250.46 | 53545.46 | 278728.78 | 1069242.2049 | 5531480.1133
| MUSH |  | 233 |  |  |  | 12241002 | 11857719.056 | 10435932.8593 |  | 2972124 | 2931072.189 | 2582453.0663 |  | 14509 | 21647.428 | 19049.7366 |  |  | 32689835.8309 | 1783636.6997 | 244344.7314 | 34717817.2621 |  | 8938988.4112 | 1157775.67 | 74455.93 | 1232231.6 | 9013444.3412 | 25704372.9209 | 155509745.8678
Total Large Commercial |  |  | 318 |  |  |  | 18038604 | 17467157.856 | 15377675.6933 |  | 6164479 | 5623153.556 | 4966492.1093 |  | 29255 | 43648.46 | 38410.6448 |  |  | 47964194.6343 | 3562355.8496 | 495866.3376 | 52022416.8214 |  | 14354663.2 | 1683459.82 | 211545.3 | 1895005.12 | 14566208.5 | 37456208.3214 | 220687608.5608
MULTI RESIDENTIAL
CM.MULTI-PRIV | Multi - Residential Private | [5 empty] | 0 |  |  |  | 0 |  |  |  | 0
S.BM.CM.MULTI-PRIV.001.09 |  |  | 1 |  | 20% |  | 22839 | 22108.152 | 17686.5216 |  | 11509 | 10346.591 | 8277.2728 |  | 0 | 0 | 0 | 15 | s | 59819.4524 | 6179.2505 | 0 | 65998.7028 | 18514 | 14811.2 |  |  |  | 14811.2 | 51187.5028 | 265297.824
S.BM.CM.MULTI-PRIV.002.09A |  |  | 0 |  | 20% |  | 50114 | 48510.352 | 38808.2816 |  | 0 | 0 | 0 |  | 0 | 0 | 0 | 8 | w | 79510.5424 | 0 | 0 | 79510.5424 | 31244 | 24995.2 |  |  |  | 24995.2 | 54515.3424 | 310466.2528
S.BM.CM.MULTI-PRIV.002.09M |  |  | 1 |  | 20% |  | 63093 | 61074.024 | 48859.2192 |  | 0 | 0 | 0 |  | 0 | 0 | 0 | 11 | s | 136741.858 | 0 | 0 | 136741.858 | 38213 | 30570.4 |  |  |  | 30570.4 | 106171.458 | 537451.4112
S.BM.CM.MULTI-PRIV.003.09 |  |  | 1 |  | 20% |  | 50217 | 48610.056 | 38888.0448 |  | 54261 | 48780.639 | 39024.5112 |  | 0 | 0 | 0 | 15 | s | 131527.3628 | 29133.0533 | 0 | 160660.4161 | 10260 | 8208 |  |  |  | 8208 | 152452.4161 | 583320.672
S.BM.CM.MULTI-PRIV.004.09A |  |  | 0 |  | 20% |  | 38979 | 37731.672 | 30185.3376 |  | 0 | 0 | 0 |  | 0 | 0 | 0 | 8 | w | 61843.8247 | 0 | 0 | 61843.8247 | 17278 | 13822.4 |  |  |  | 13822.4 | 48021.4247 | 241482.7008
S.BM.CM.MULTI-PRIV.004.09M |  |  | 1 |  | 20% |  | 112868 | 109256.224 | 87404.9792 |  | 0 | 0 | 0 |  | 0 | 0 | 0 | 11 | s | 244619.5303 | 0 | 0 | 244619.5303 | 26500 | 21200 |  |  |  | 21200 | 223419.5303 | 961454.7712
S.BM.CM.MULTI-PRIV.005.09A |  |  | 0 |  | 20% |  | 28435 | 28435 | 22748 |  | 26319 | 26319 | 21055.2 |  | 0 | 0 | 0 | 15 | s | 76938.4129 | 15718.3843 | 0 | 92656.7972 | 20000 | 16000 |  |  |  | 16000 | 76656.7972 | 341220
S.BM.CM.MULTI-PRIV.005.09M |  |  | 1 |  | 20% |  | 81778 | 81778 | 65422.4 |  | 0 | 0 | 0 |  | 0 | 0 | 0 | 11 | s | 183097.0833 | 0 | 0 | 183097.0833 | 24356 | 19484.8 |  |  |  | 19484.8 | 163612.2833 | 719646.4
S.BM.CM.MULTI-PRIV.006.09 |  |  | 1 |  | 20% |  | 209502 | 202797.936 | 162238.3488 |  | 0 | 0 | 0 |  | 0 | 0 | 0 | 11 | s | 454055.0097 | 0 | 0 | 454055.0097 | 75431 | 60344.8 |  |  |  | 60344.8 | 393710.2097 | 1784621.8368
S.BM.CM.MULTI-PRIV.007.09A |  |  | 0 |  | 20% |  | 17942 | 17367.856 | 13894.2848 |  | 0 | 0 | 0 |  | 0 | 0 | 0 | 8 | w | 28466.659 | 0 | 0 | 28466.659 | 6918 | 5534.4 |  |  |  | 5534.4 | 22932.259 | 111154.2784
S.BM.CM.MULTI-PRIV.007.09M |  |  | 1 |  | 20% |  | 43800 | 42398.4 | 33918.72 |  | 0 | 0 | 0 |  | 0 | 0 | 0 | 11 | s | 94928.017 | 0 | 0 | 94928.017 | 10906 | 8724.8 |  |  |  | 8724.8 | 86203.217 | 373105.92
S.BM.CM.MULTI-PRIV.008.09 |  |  | 1 |  | 20% |  | 30942 | 29951.856 | 23961.4848 |  | 0 | 0 | 0 |  | 0 | 0 | 0 | 15 | s | 81042.668 | 0 | 0 | 81042.668 | 17825 | 14260 |  |  |  | 14260 | 66782.668 | 359422.272
S.BM.CM.MULTI-PRIV.009.09 |  |  | 1 |  | 20% |  | 50167 | 48561.656 | 38849.3248 |  | 0 | 0 | 0 |  | 0 | 0 | 0 | 15 | s | 131396.4038 | 0 | 0 | 131396.4038 | 34641 | 27712.8 |  |  |  | 27712.8 | 103683.6038 | 582739.872
S.BM.CM.MULTI-PRIV.010.09 |  |  | 1 |  | 20% |  | 26518 | 25669.424 | 20535.5392 |  | 0 | 0 | 0 |  | 0 | 0 | 0 | 15 | s | 69455.4156 | 0 | 0 | 69455.4156 | 15526 | 12420.8 |  |  |  | 12420.8 | 57034.6156 | 308033.088
S.BM.CM.MULTI-PRIV.011.09 |  |  | 1 |  | 20% |  | 23657 | 22899.976 | 18319.9808 |  | 0 | 0 | 0 |  | 0 | 0 | 0 | 15 | s | 61961.9416 | 0 | 0 | 61961.9416 | 14573 | 11658.4 |  |  |  | 11658.4 | 50303.5416 | 274799.712
S.BM.CM.MULTI-PRIV.012.09 |  |  | 1 |  | 20% |  | 8943 | 8656.824 | 6925.4592 |  | 0 | 0 | 0 |  | 0 | 0 | 0 | 15 | s | 23423.3269 | 0 | 0 | 23423.3269 | 10205 | 8164 |  |  |  | 8164 | 15259.3269 | 103881.888
S.BM.CM.MULTI-PRIV.013.09 |  |  | 1 |  | 20% |  | 11367 | 11003.256 | 8802.6048 |  | 0 | 0 | 0 |  | 0 | 0 | 0 | 15 | s | 29772.2192 | 0 | 0 | 29772.2192 | 12729 | 10183.2 |  |  |  | 10183.2 | 19589.0192 | 132039.072
S.BM.CM.MULTI-PRIV.014.09 |  |  | 1 |  | 20% |  | 8501 | 8228.968 | 6583.1744 |  | 0 | 0 | 0 |  | 0 | 0 | 0 | 15 | s | 22265.6493 | 0 | 0 | 22265.6493 | 8327 | 6661.6 |  |  |  | 6661.6 | 15604.0493 | 98747.616
S.BM.CM.MULTI-PRIV.015.09 |  |  | 1 |  | 20% |  | 7735 | 7487.48 | 5989.984 |  | 0 | 0 | 0 |  | 0 | 0 | 0 | 15 | s | 20259.3574 | 0 | 0 | 20259.3574 | 8650 | 6920 |  |  |  | 6920 | 13339.3574 | 89849.76
S.BM.CM.MULTI-PRIV.016.09 |  |  | 1 |  | 20% |  | 174261 | 168684.648 | 134947.7184 |  | 0 | 0 | 0 |  | 0 | 0 | 0 | 11 | s | 377676.9675 | 0 | 0 | 377676.9675 | 206553 | 165242.4 |  |  |  | 165242.4 | 212434.5675 | 1484424.9024
S.BM.CM.MULTI-PRIV.017.09 |  |  | 1 |  | 20% |  | 134883 | 130566.744 | 104453.3952 |  | 0 | 0 | 0 |  | 0 | 0 | 0 | 11 | s | 292332.779 | 0 | 0 | 292332.779 | 118260 | 94608 |  |  |  | 94608 | 197724.779 | 1148987.3472
S.BM.CM.MULTI-PRIV.018.09 |  |  | 1 |  | 20% |  | 72785 | 70455.88 | 56364.704 |  | 0 | 0 | 0 |  | 0 | 0 | 0 | 11 | s | 157747.3909 | 0 | 0 | 157747.3909 | 58909 | 47127.2 |  |  |  | 47127.2 | 110620.1909 | 620011.744
S.BM.CM.MULTI-PRIV.019.09 |  |  | 1 |  | 20% |  | 48663 | 47105.784 | 37684.6272 |  | 0 | 0 | 0 |  | 0 | 0 | 0 | 15 | s | 127457.1571 | 0 | 0 | 127457.1571 | 27061 | 21648.8 |  |  |  | 21648.8 | 105808.3571 | 565269.408
S.BM.CM.MULTI-PRIV.020.09 |  |  | 1 |  | 20% |  | 158700 | 153621.6 | 122897.28 |  | 0 | 0 | 0 |  | 0 | 0 | 0 | 11 | s | 343951.5138 | 0 | 0 | 343951.5138 | 50706 | 40564.8 |  |  |  | 40564.8 | 303386.7138 | 1351870.08
S.BM.CM.MULTI-PRIV.021.09A |  |  | 0 |  | 20% |  | 24810 | 24016.08 | 19212.864 |  | 0 | 0 | 0 |  | 0 | 0 | 0 | 8 | w | 39363.3826 | 0 | 0 | 39363.3826 | 13648 | 10918.4 |  |  |  | 10918.4 | 28444.9826 | 153702.912
S.BM.CM.MULTI-PRIV.021.09M |  |  | 1 |  | 20% |  | 39471 | 38207.928 | 30566.3424 |  | 0 | 0 | 0 |  | 0 | 0 | 0 | 11 | s | 85545.7479 | 0 | 0 | 85545.7479 | 49767 | 39813.6 |  |  |  | 39813.6 | 45732.1479 | 336229.7664
S.BM.CM.MULTI-PRIV.022.09A |  |  | 0 |  | 20% |  | 6339 | 6136.152 | 4908.9216 |  | 22514 | 20240.086 | 16192.0688 |  | 0 | 0 | 0 | 15 | w | 15121.8736 | 12087.9004 | 0 | 27209.7739 | 7300 | 5840 |  |  |  | 5840 | 21369.7739 | 73633.824
S.BM.CM.MULTI-PRIV.022.09M |  |  | 1 |  | 20% |  | 12836 | 12425.248 | 9940.1984 |  | 0 | 0 | 0 |  | 0 | 0 | 0 | 25 | s | 42795.2579 | 0 | 0 | 42795.2579 | 6095 | 4876 |  |  |  | 4876 | 37919.2579 | 248504.96
S.BM.CM.MULTI-PRIV.023.09A |  |  | 0 |  | 20% |  | 6339 | 6136.152 | 4908.9216 |  | 23241 | 20893.659 | 16714.9272 |  | 0 | 0 | 0 | 15 | w | 15121.8736 | 12478.231 | 0 | 27600.1046 | 7300 | 5840 |  |  |  | 5840 | 21760.1046 | 73633.824
S.BM.CM.MULTI-PRIV.023.09M |  |  | 1 |  | 20% |  | 12836 | 12425.248 | 9940.1984 |  | 0 | 0 | 0 |  | 0 | 0 | 0 | 25 | s | 42795.2579 | 0 | 0 | 42795.2579 | 6095 | 4876 |  |  |  | 4876 | 37919.2579 | 248504.96
S.BM.CM.MULTI-PRIV.024.09A |  |  | 0 |  | 20% |  | 6339 | 6136.152 | 4908.9216 |  | 23241 | 20893.659 | 16714.9272 |  | 0 | 0 | 0 | 15 | w | 15121.8736 | 12478.231 | 0 | 27600.1046 | 7300 | 5840 |  |  |  | 5840 | 21760.1046 | 73633.824
S.BM.CM.MULTI-PRIV.024.09M |  |  | 1 |  | 20% |  | 12836 | 12425.248 | 9940.1984 |  | 0 | 0 | 0 |  | 0 | 0 | 0 | 25 | s | 42795.2579 | 0 | 0 | 42795.2579 | 6095 | 4876 |  |  |  | 4876 | 37919.2579 | 248504.96
S.BM.CM.MULTI-PRIV.025.09A |  |  | 0 |  | 20% |  | 14075 | 13624.6 | 10899.68 |  | 0 | 0 | 0 |  | 0 | 0 | 0 | 25 | w | 42702.7701 | 0 | 0 | 42702.7701 | 27800 | 22240 |  |  |  | 22240 | 20462.7701 | 272492
S.BM.CM.MULTI-PRIV.025.09B |  |  | 0 |  | 20% |  | 16097 | 15581.896 | 12465.5168 |  | 38492 | 34604.308 | 27683.4464 |  | 0 | 0 | 0 | 15 | s | 42160.9407 | 20666.5835 | 0 | 62827.5242 | 14950 | 11960 |  |  |  | 11960 | 50867.5242 | 186982.752
S.BM.CM.MULTI-PRIV.025.09M |  |  | 1 |  | 20% |  | 8166 | 7904.688 | 6323.7504 |  | 0 | 0 | 0 |  | 0 | 0 | 0 | 25 | s | 27225.4656 | 0 | 0 | 27225.4656 | 12000 | 9600 |  |  |  | 9600 | 17625.4656 | 158093.76
S.BM.CM.MULTI-PRIV.026.09 |  |  | 1 |  | 20% |  | 35154 | 34029.072 | 27223.2576 |  | 0 | 0 | 0 |  | 0 | 0 | 0 | 11 | s | 76189.4865 | 0 | 0 | 76189.4865 | 12908 | 10326.4 |  |  |  | 10326.4 | 65863.0865 | 299455.8336
S.BM.CM.MULTI-PRIV.027.09 |  |  | 1 |  | 20% |  | 15654 | 15153.072 | 12122.4576 |  | 0 | 0 | 0 |  | 0 | 0 | 0 | 15 | s | 41000.644 | 0 | 0 | 41000.644 | 16587 | 13269.6 |  |  |  | 13269.6 | 27731.044 | 181836.864
S.BM.CM.MULTI-PRIV.028.09A |  |  | 0 |  | 20% |  | 11577 | 11206.536 | 8965.2288 |  | 0 | 0 | 0 |  | 0 | 0 | 0 | 8 | w | 18367.992 | 0 | 0 | 18367.992 | 20444 | 16355.2 |  |  |  | 16355.2 | 2012.792 | 71721.8304
S.BM.CM.MULTI-PRIV.028.09B |  |  | 0 |  | 20% |  | 3628 | 3511.904 | 2809.5232 |  | 31304 | 28142.296 | 22513.8368 |  | 0 | 0 | 0 | 15 | s | 9502.3851 | 16807.3036 | 0 | 26309.6887 | 1944 | 1555.2 |  |  |  | 1555.2 | 24754.4887 | 42142.848
S.BM.CM.MULTI-PRIV.028.09M |  |  | 1 |  | 20% |  | 24151 | 23378.168 | 18702.5344 |  | 0 | 0 | 0 |  | 0 | 0 | 0 | 11 | s | 52342.6151 | 0 | 0 | 52342.6151 | 19686 | 15748.8 |  |  |  | 15748.8 | 36593.8151 | 205727.8784
S.BM.CM.MULTI-PRIV.029.09 |  |  | 1 |  | 20% |  | 7908 | 7654.944 | 6123.9552 |  | 21431 | 19266.469 | 15413.1752 |  | 0 | 0 | 0 | 15 | s | 20712.4756 | 11506.4312 | 0 | 32218.9068 | 4455 | 3564 |  |  |  | 3564 | 28654.9068 | 91859.328
S.BM.CM.MULTI-PRIV.030.09 |  |  | 1 |  | 20% |  | 25201 | 24394.568 | 19515.6544 |  | 0 | 0 | 0 |  | 0 | 0 | 0 | 8 | w | 39983.7406 | 0 | 0 | 39983.7406 | 21863 | 17490.4 |  |  |  | 17490.4 | 22493.3406 | 156125.2352
S.BM.CM.MULTI-PRIV.031.09 |  |  | 1 |  | 20% |  | 45353 | 43901.704 | 35121.3632 |  | 92963 | 83573.737 | 66858.9896 |  | 0 | 0 | 0 | 15 | s | 118787.6712 | 49912.387 | 0 | 168700.0583 | 72000 | 57600 |  |  |  | 57600 | 111100.0583 | 526820.448
S.BM.CM.MULTI-PRIV.032.09A |  |  | 0 |  | 20% |  | 31738 | 30722.384 | 24577.9072 |  | 0 | 0 | 0 |  | 0 | 0 | 0 | 9 | w | 54752.5045 | 0 | 0 | 54752.5045 | 31500 | 25200 |  |  |  | 25200 | 29552.5045 | 221201.1648
S.BM.CM.MULTI-PRIV.032.09M |  |  | 1 |  | 20% |  | 42447 | 41088.696 | 32870.9568 |  | 0 | 0 | 0 |  | 0 | 0 | 0 | 11 | s | 91995.6516 | 0 | 0 | 91995.6516 | 47700 | 38160 |  |  |  | 38160 | 53835.6516 | 361580.5248
S.BM.CM.MULTI-PRIV.033.09 |  |  | 1 |  | 20% |  | 31976 | 30952.768 | 24762.2144 |  | 0 | 0 | 0 |  | 0 | 0 | 0 | 11 | s | 69301.787 | 0 | 0 | 69301.787 | 8743 | 6994.4 |  |  |  | 6994.4 | 62307.387 | 272384.3584
S.BM.CM.MULTI-PRIV.034.09A |  |  | 0 |  | 20% |  | 9848 | 9532.864 | 7626.2912 |  | 0 | 0 | 0 |  | 0 | 0 | 0 | 9 | w | 16989.1822 | 0 | 0 | 16989.1822 | 11130 | 8904 |  |  |  | 8904 | 8085.1822 | 68636.6208
S.BM.CM.MULTI-PRIV.034.09M |  |  | 1 |  | 20% |  | 79783 | 77229.944 | 61783.9552 |  | 0 | 0 | 0 |  | 0 | 0 | 0 | 11 | s | 172914.2005 | 0 | 0 | 172914.2005 | 31270 | 25016 |  |  |  | 25016 | 147898.2005 | 679623.5072
S.BM.CM.MULTI-PRIV.035.09 |  |  | 1 |  | 20% |  | 34812 | 33698.016 | 26958.4128 |  | 0 | 0 | 0 |  | 0 | 0 | 0 | 11 | s | 75448.2678 | 0 | 0 | 75448.2678 | 8797 | 7037.6 |  |  |  | 7037.6 | 68410.6678 | 296542.5408
S.BM.CM.MULTI-PRIV.036.09 |  |  | 1 |  | 20% |  | 39557 | 38291.176 | 30632.9408 |  | 91510 | 82267.49 | 65813.992 |  | 0 | 0 | 0 | 15 | s | 103606.9039 | 49132.2627 | 0 | 152739.1666 | 9500 | 7600 |  |  |  | 7600 | 145139.1666 | 459494.112
S.BM.CM.MULTI-PRIV.037.09 |  |  | 1 |  | 20% |  | 14668 | 14198.624 | 11358.8992 |  | 31230 | 28075.77 | 22460.616 |  | 0 | 0 | 0 | 15 | s | 38418.1325 | 16767.5725 | 0 | 55185.705 | 7000 | 5600 |  |  |  | 5600 | 49585.705 | 170383.488
S.BM.CM.MULTI-PRIV.038.09 |  |  | 1 |  | 20% |  | 29399 | 28458.232 | 22766.5856 |  | 0 | 0 | 0 |  | 0 | 0 | 0 | 15 | s | 77001.2733 | 0 | 0 | 77001.2733 | 25978 | 20782.4 |  |  |  | 20782.4 | 56218.8733 | 341498.784
S.BM.CM.MULTI-PRIV.039.09 |  |  | 1 |  | 20% |  | 17983 | 17407.544 | 13926.0352 |  | 0 | 0 | 0 |  | 0 | 0 | 0 | 15 | s | 47100.7142 | 0 | 0 | 47100.7142 | 8309 | 6647.2 |  |  |  | 6647.2 | 40453.5142 | 208890.528
S.BM.CM.MULTI-PRIV.040.09A |  |  | 0 |  | 20% |  | 8858 | 8503 | 6802.4 |  | 0 | 0 | 0 |  | 0 | 0 | 0 | 8 | w | 13936.7808 | 0 | 0 | 13936.7808 | 11130 | 8904 |  |  |  | 8904 | 5032.7808 | 54419.2
S.BM.CM.MULTI-PRIV.040.09M |  |  | 1 |  | 20% |  | 57651 | 55343 | 44274.4 |  | 0 | 0 | 0 |  | 0 | 0 | 0 | 11 | s | 123910.3656 | 0 | 0 | 123910.3656 | 31270 | 25016 |  |  |  | 25016 | 98894.3656 | 487018.4
S.BM.CM.MULTI-PRIV.041.09 |  |  | 1 |  | 20% |  | 63292 | 61266.656 | 49013.3248 |  | 0 | 0 | 0 |  | 0 | 0 | 0 | 15 | w | 150984.9538 | 0 | 0 | 150984.9538 | 52900 | 42320 |  |  |  | 42320 | 108664.9538 | 735199.872
S.BM.CM.MULTI-PRIV.042.09 |  |  | 1 |  | 20% |  | 15780 | 15275.04 | 12220.032 |  | 0 | 0 | 0 |  | 0 | 0 | 0 | 11 | s | 34200.0938 | 0 | 0 | 34200.0938 | 8424 | 6739.2 |  |  |  | 6739.2 | 27460.8938 | 134420.352
S.BM.CM.MULTI-PRIV.043.09 |  |  | 1 |  | 20% |  | 23915 | 23149.72 | 18519.776 |  | 147433 | 132542.267 | 106033.8136 |  | 0 | 0 | 0 | 15 | s | 62637.6901 | 79157.6537 | 0 | 141795.3437 | 25200 | 20160 |  |  |  | 20160 | 121635.3437 | 277796.64
S.BM.CM.MULTI-PRIV.044.09 |  |  | 1 |  | 20% |  | 24721 | 23929.928 | 19143.9424 |  | 143802 | 129277.998 | 103422.3984 |  | 0 | 0 | 0 | 15 | s | 64748.7492 | 77208.1482 | 0 | 141956.8973 | 23700 | 18960 |  |  |  | 18960 | 122996.8973 | 287159.136
S.BM.CM.MULTI-PRIV.045.09A |  |  | 0 |  | 20% |  | 67282 | 65128.976 | 52103.1808 |  | 33905 | 30480.595 | 24384.476 |  | 0 | 0 | 0 | 15 | s | 176223.6698 | 18203.7959 | 0 | 194427.4657 | 31000 | 24800 |  |  |  | 24800 | 169627.4657 | 781547.712
S.BM.CM.MULTI-PRIV.045.09M |  |  | 1 |  | 20% |  | 60085 | 58162.28 | 46529.824 |  | 0 | 0 | 0 |  | 0 | 0 | 0 | 9 | w | 103655.0581 | 0 | 0 | 103655.0581 | 60795 | 48636 |  |  |  | 48636 | 55019.0581 | 418768.416
S.BM.CM.MULTI-PRIV.046.09 |  |  | 1 |  | 20% |  | 52983 | 51287.544 | 41030.0352 |  | 96351 | 86619.549 | 69295.6392 |  | 0 | 0 | 0 | 15 | s | 138772.0147 | 51731.4244 | 0 | 190503.4391 | 11700 | 9360 |  |  |  | 9360 | 181143.4391 | 615450.528
S.BM.CM.MULTI-PRIV.047.09 |  |  | 1 |  | 20% |  | 51460 | 49813.28 | 39850.624 |  | 69339 | 62335.761 | 49868.6088 |  | 0 | 0 | 0 | 15 | s | 134783.0036 | 37228.5211 | 0 | 172011.5246 | 39500 | 31600 |  |  |  | 31600 | 140411.5246 | 597759.36
S.BM.CM.MULTI-PRIV.048.09 |  |  | 1 |  | 20% |  | 25936 | 25106.048 | 20084.8384 |  | 0 | 0 | 0 |  | 0 | 0 | 0 | 15 | s | 67931.0529 | 0 | 0 | 67931.0529 | 13547 | 10837.6 |  |  |  | 10837.6 | 57093.4529 | 301272.576
S.BM.CM.MULTI-PRIV.049.09A |  |  | 0 |  | 20% |  | 102589 | 99306.152 | 79444.9216 |  | 55886 | 50241.514 | 40193.2112 |  | 0 | 0 | 0 | 15 | s | 268699.0586 | 30005.5254 | 0 | 298704.584 | 27600 | 22080 |  |  |  | 22080 | 276624.584 | 1191673.824
S.BM.CM.MULTI-PRIV.049.09M |  |  | 1 |  | 20% |  | 119882 | 116045.776 | 92836.6208 |  | 0 | 0 | 0 |  | 0 | 0 | 0 | 11 | s | 259821.0168 | 0 | 0 | 259821.0168 | 135033 | 108026.4 |  |  |  | 108026.4 | 151794.6168 | 1021202.8288
S.BM.CM.MULTI-PRIV.050.09A |  |  | 0 |  | 20% |  | 67595 | 65431.96 | 52345.568 |  | 36277 | 32613.023 | 26090.4184 |  | 0 | 0 | 0 | 15 | s | 177043.4731 | 19477.3368 | 0 | 196520.81 | 31000 | 24800 |  |  |  | 24800 | 171720.81 | 785183.52
S.BM.CM.MULTI-PRIV.050.09M |  |  | 1 |  | 20% |  | 55800 | 54014.4 | 43211.52 |  | 0 | 0 | 0 |  | 0 | 0 | 0 | 9 | w | 96262.8317 | 0 | 0 | 96262.8317 | 60795 | 48636 |  |  |  | 48636 | 47626.8317 | 388903.68
S.BM.CM.MULTI-PRIV.051.09 |  |  | 1 |  | 20% |  | 80771 | 78186.328 | 62549.0624 |  | 108780 | 97793.22 | 78234.576 |  | 0 | 0 | 0 | 15 | s | 211553.789 | 58404.6283 | 0 | 269958.4173 | 13060 | 10448 |  |  |  | 10448 | 259510.4173 | 938235.936
S.BM.CM.MULTI-PRIV.052.09A |  |  | 0 |  | 20% |  | 60402 | 58469.136 | 46775.3088 |  | 51668 | 46449.532 | 37159.6256 |  | 0 | 0 | 0 | 15 | s | 158203.7113 | 27740.8562 | 0 | 185944.5675 | 71909 | 57527.2 |  |  |  | 57527.2 | 128417.3675 | 701629.632
S.BM.CM.MULTI-PRIV.052.09M |  |  | 1 |  | 20% |  | 98342 | 95195.056 | 76156.0448 |  | 0 | 0 | 0 |  | 0 | 0 | 0 | 11 | s | 213137.2386 | 0 | 0 | 213137.2386 | 137418 | 109934.4 |  |  |  | 109934.4 | 103202.8386 | 837716.4928
S.BM.CM.MULTI-PRIV.053.09 |  |  | 1 |  | 20% |  | 170148 | 164703.264 | 131762.6112 |  | 0 | 0 | 0 |  | 0 | 0 | 0 | 11 | s | 368762.8366 | 0 | 0 | 368762.8366 | 119250 | 95400 |  |  |  | 95400 | 273362.8366 | 1449388.7232
S.BM.CM.MULTI-PRIV.054.09A |  |  | 0 |  | 20% |  | 44372 | 42952.096 | 34361.6768 |  | 0 | 0 | 0 |  | 0 | 0 | 0 | 8 | w | 70400.323 | 0 | 0 | 70400.323 | 31997 | 25597.6 |  |  |  | 25597.6 | 44802.723 | 274893.4144
S.BM.CM.MULTI-PRIV.054.09B |  |  | 0 |  | 20% |  | 67839 | 65668.152 | 52534.5216 |  | 80715 | 72562.785 | 58050.228 |  | 0 | 0 | 0 | 15 | s | 177682.553 | 43336.3631 | 0 | 221018.9161 | 59917 | 47933.6 |  |  |  | 47933.6 | 173085.3161 | 788017.824
S.BM.CM.MULTI-PRIV.054.09M |  |  | 1 |  | 20% |  | 33669 | 32591.592 | 26073.2736 |  | 0 | 0 | 0 |  | 0 | 0 | 0 | 11 | s | 72971.0367 | 0 | 0 | 72971.0367 | 84872 | 67897.6 |  |  |  | 67897.6 | 5073.4367 | 286806.0096
S.BM.CM.MULTI-PRIV.055.09A |  |  | 0 |  | 20% |  | 79278 | 76741.104 | 61392.8832 |  | 0 | 0 | 0 |  | 0 | 0 | 0 | 8 | w | 125781.9527 | 0 | 0 | 125781.9527 | 29680 | 23744 |  |  |  | 23744 | 102037.9527 | 491143.0656
S.BM.CM.MULTI-PRIV.055.09B |  |  | 0 |  | 20% |  | 69115 | 66903.32 | 53522.656 |  | 108140 | 97217.86 | 77774.288 |  | 0 | 0 | 0 | 15 | s | 181024.6267 | 58061.0085 | 0 | 239085.6352 | 16800 | 13440 |  |  |  | 13440 | 225645.6352 | 802839.84
S.BM.CM.MULTI-PRIV.055.09M |  |  | 1 |  | 20% |  | 111098 | 107542.864 | 86034.2912 |  | 0 | 0 | 0 |  | 0 | 0 | 0 | 11 | s | 240783.3981 | 0 | 0 | 240783.3981 | 55438 | 44350.4 |  |  |  | 44350.4 | 196432.9981 | 946377.2032
S.BM.CM.MULTI-PRIV.056.09A |  |  | 0 |  | 20% |  | 46599 | 46599 | 37279.2 |  | 0 | 0 | 0 |  | 0 | 0 | 0 | 8 | w | 76377.7547 | 0 | 0 | 76377.7547 | 74707 | 59765.6 |  |  |  | 59765.6 | 16612.1547 | 298233.6
S.BM.CM.MULTI-PRIV.056.09B |  |  | 0 |  | 20% |  | 55793 | 55793 | 44634.4 |  | 172853 | 43246 | 34596.8 |  | 0 | 0 | 0 | 15 | s | 150962.7175 | 25827.6244 | 0 | 176790.342 | 0 | 0 |  |  |  | 0 | 176790.342 | 669516
S.BM.CM.MULTI-PRIV.056.09C |  |  | 0 |  | 20% |  | 7984 | 7984 | 6387.2 |  | 0 | 0 | 0 |  | 0 | 0 | 0 | 5 | s | 9590.8621 | 0 | 0 | 9590.8621 | 109128 | 87302.4 |  |  |  | 87302.4 | -77711.5379 | 31936
S.BM.CM.MULTI-PRIV.056.09M |  |  | 1 |  | 20% |  | 137014 | 137014 | 109611.2 |  | 0 | 0 | 0 |  | 0 | 0 | 0 | 11 | s | 306767.881 | 0 | 0 | 306767.881 | 108446 | 86756.8 |  |  |  | 86756.8 | 220011.081 | 1205723.2
S.BM.CM.MULTI-PRIV.057.09 |  |  | 1 |  | 20% |  | 42922 | 41548.496 | 33238.7968 |  | 69149 | 62164.951 | 49731.9608 |  | 0 | 0 | 0 | 15 | s | 112420.4446 | 37126.5089 | 0 | 149546.9535 | 50000 | 40000 |  |  |  | 40000 | 109546.9535 | 498581.952
S.BM.CM.MULTI-PRIV.058.09 |  |  | 1 |  | 20% |  | 25126 | 24321.968 | 19457.5744 |  | 0 | 0 | 0 |  | 0 | 0 | 0 | 11 | s | 54455.7387 | 0 | 0 | 54455.7387 | 27507 | 22005.6 |  |  |  | 22005.6 | 32450.1387 | 214033.3184
S.BM.CM.MULTI-PRIV.059.09 |  |  | 1 |  | 20% |  | 30842 | 29855.056 | 23884.0448 |  | 0 | 0 | 0 |  | 0 | 0 | 0 | 15 | s | 80780.75 | 0 | 0 | 80780.75 | 30850 | 24680 |  |  |  | 24680 | 56100.75 | 358260.672
S.BM.CM.MULTI-PRIV.060.09 |  |  | 1 |  | 20% |  | 13464 | 13033.152 | 10426.5216 |  | 0 | 0 | 0 |  | 0 | 0 | 0 | 15 | s | 35264.6397 | 0 | 0 | 35264.6397 | 15395 | 12316 |  |  |  | 12316 | 22948.6397 | 156397.824
S.BM.CM.MULTI-PRIV.061.09A |  |  | 0 |  | 20% |  | 46321 | 44838.728 | 35870.9824 |  | 12960 | 11651.04 | 9320.832 |  | 0 | 0 | 0 | 15 | s | 121323.0375 | 6958.301 | 0 | 128281.3385 | 47000 | 37600 |  |  |  | 37600 | 90681.3385 | 538064.736
S.BM.CM.MULTI-PRIV.061.09M |  |  | 1 |  | 20% |  | 98715 | 95556.12 | 76444.896 |  | 0 | 0 | 0 |  | 0 | 0 | 0 | 11 | s | 213945.6439 | 0 | 0 | 213945.6439 | 192920 | 154336 |  |  |  | 154336 | 59609.6439 | 840893.856
S.BM.CM.MULTI-PRIV.062.09 |  |  | 1 |  | 20% |  | 4066 | 3935.888 | 3148.7104 |  | 0 | 0 | 0 |  | 0 | 0 | 0 | 15 | s | 10649.5859 | 0 | 0 | 10649.5859 | 4672 | 3737.6 |  |  |  | 3737.6 | 6911.9859 | 47230.656
S.BM.CM.MULTI-PRIV.063.09A |  |  | 0 |  | 20% |  | 2162 | 2092.816 | 1674.2528 |  | 0 | 0 | 0 |  | 0 | 0 | 0 | 9 | w | 3729.7534 | 0 | 0 | 3729.7534 | 6294 | 5035.2 |  |  |  | 5035.2 | -1305.4466 | 15068.2752
S.BM.CM.MULTI-PRIV.063.09M |  |  | 1 |  | 20% |  | 15089 | 14606.152 | 11684.9216 |  | 0 | 0 | 0 |  | 0 | 0 | 0 | 11 | s | 32702.4851 | 0 | 0 | 32702.4851 | 10595 | 8476 |  |  |  | 8476 | 24226.4851 | 128534.1376
S.BM.CM.MULTI-PRIV.064.09A |  |  | 0 |  | 20% |  | 14209 | 13754.312 | 11003.4496 |  | 0 | 0 | 0 |  | 0 | 0 | 0 | 9 | w | 24512.5193 | 0 | 0 | 24512.5193 | 12000 | 9600 |  |  |  | 9600 | 14912.5193 | 99031.0464
S.BM.CM.MULTI-PRIV.064.09M |  |  | 1 |  | 20% |  | 26793 | 25935.624 | 20748.4992 |  | 0 | 0 | 0 |  | 0 | 0 | 0 | 11 | s | 58068.6384 | 0 | 0 | 58068.6384 | 20190 | 16152 |  |  |  | 16152 | 41916.6384 | 228233.4912
S.BM.CM.MULTI-PRIV.066.09 |  |  | 1 |  | 20% |  | 89137 | 86284.616 | 69027.6928 |  | 107044 | 96232.556 | 76986.0448 |  | 0 | 0 | 0 | 15 | s | 233465.849 | 57472.5596 | 0 | 290938.4086 | 23400 | 18720 |  |  |  | 18720 | 272218.4086 | 1035415.392
S.BM.CM.MULTI-PRIV.067.09 |  |  | 1 |  | 20% |  | 35953 | 34802.504 | 27842.0032 |  | 35681 | 32077.219 | 25661.7752 |  | 0 | 0 | 0 | 15 | s | 94167.3791 | 19157.3409 | 0 | 113324.72 | 9055 | 7244 |  |  |  | 7244 | 106080.72 | 417630.048
S.BM.CM.MULTI-PRIV.068.09 |  |  | 1 |  | 20% |  | 73695 | 71336.76 | 57069.408 |  | 0 | 0 | 0 |  | 0 | 0 | 0 | 15 | s | 193020.4712 | 0 | 0 | 193020.4712 | 132240 | 105792 |  |  |  | 105792 | 87228.4712 | 856041.12
S.BM.CM.MULTI-PRIV.069.09A |  |  | 0 |  | 20% |  | 15782 | 15276.976 | 12221.5808 |  | 0 | 0 | 0 |  | 0 | 0 | 0 | 8 | w | 25039.6173 | 0 | 0 | 25039.6173 | 35384 | 28307.2 |  |  |  | 28307.2 | -3267.5827 | 97772.6464
S.BM.CM.MULTI-PRIV.069.09B |  |  | 0 |  | 20% |  | 61742 | 59766.256 | 47813.0048 |  | 76032 | 68352.768 | 54682.2144 |  | 0 | 0 | 0 | 15 | s | 161713.4125 | 40822.0325 | 0 | 202535.445 | 25677 | 20541.6 |  |  |  | 20541.6 | 181993.845 | 717195.072
S.BM.CM.MULTI-PRIV.069.09M |  |  | 1 |  | 20% |  | 18764 | 18163.552 | 14530.8416 |  | 0 | 0 | 0 |  | 0 | 0 | 0 | 11 | s | 40667.3359 | 0 | 0 | 40667.3359 | 63661 | 50928.8 |  |  |  | 50928.8 | -10261.4641 | 159839.2576
S.BM.CM.MULTI-PRIV.070.09A |  |  | 0 |  | 20% |  | 33314 | 32247.952 | 25798.3616 |  | 0 | 0 | 0 |  | 0 | 0 | 0 | 8 | w | 52855.773 | 0 | 0 | 52855.773 | 71934 | 57547.2 |  |  |  | 57547.2 | -4691.427 | 206386.8928
S.BM.CM.MULTI-PRIV.070.09B |  |  | 0 |  | 20% |  | 136325 | 131962.6 | 105570.08 |  | 134473 | 120891.227 | 96712.9816 |  | 0 | 0 | 0 | 15 | s | 357059.7156 | 72199.3527 | 0 | 429259.0682 | 17712 | 14169.6 |  |  |  | 14169.6 | 415089.4682 | 1583551.2
S.BM.CM.MULTI-PRIV.070.09M |  |  | 1 |  | 20% |  | 30375 | 29403 | 23522.4 |  | 0 | 0 | 0 |  | 0 | 0 | 0 | 11 | s | 65831.9296 | 0 | 0 | 65831.9296 | 96740 | 77392 |  |  |  | 77392 | -11560.0704 | 258746.4
S.BM.CM.MULTI-PRIV.071.09A |  |  | 0 |  | 20% |  | 21547 | 20857.496 | 16685.9968 |  | 0 | 0 | 0 |  | 0 | 0 | 0 | 8 | w | 34186.3283 | 0 | 0 | 34186.3283 | 7579 | 6063.2 |  |  |  | 6063.2 | 28123.1283 | 133487.9744
S.BM.CM.MULTI-PRIV.071.09B |  |  | 0 |  | 20% |  | 20241 | 19593.288 | 15674.6304 |  | 0 | 0 | 0 |  | 0 | 0 | 0 | 15 | s | 53014.8227 | 0 | 0 | 53014.8227 | 13170 | 10536 |  |  |  | 10536 | 42478.8227 | 235119.456
S.BM.CM.MULTI-PRIV.071.09M |  |  | 1 |  | 20% |  | 87074 | 84287.632 | 67430.1056 |  | 0 | 0 | 0 |  | 0 | 0 | 0 | 11 | s | 188716.0309 | 0 | 0 | 188716.0309 | 46826 | 37460.8 |  |  |  | 37460.8 | 151255.2309 | 741731.1616
S.BM.CM.MULTI-PRIV.072.09A |  |  | 0 |  | 20% |  | 9529 | 9224.072 | 7379.2576 |  | 0 | 0 | 0 |  | 0 | 0 | 0 | 8 | w | 15118.6486 | 0 | 0 | 15118.6486 | 7288 | 5830.4 |  |  |  | 5830.4 | 9288.2486 | 59034.0608
S.BM.CM.MULTI-PRIV.072.09B |  |  | 0 |  | 20% |  | 8860 | 8576.48 | 6861.184 |  | 0 | 0 | 0 |  | 0 | 0 | 0 | 15 | s | 23205.9349 | 0 | 0 | 23205.9349 | 10191 | 8152.8 |  |  |  | 8152.8 | 15053.1349 | 102917.76
S.BM.CM.MULTI-PRIV.072.09M |  |  | 1 |  | 20% |  | 31626 | 30613.968 | 24491.1744 |  | 0 | 0 | 0 |  | 0 | 0 | 0 | 11 | s | 68543.2298 | 0 | 0 | 68543.2298 | 61083 | 48866.4 |  |  |  | 48866.4 | 19676.8298 | 269402.9184
S.BM.CM.MULTI-PRIV.073.09A |  |  | 0 |  | 20% |  | 19771 | 19138.328 | 15310.6624 |  | 0 | 0 | 0 |  | 0 | 0 | 0 | 15 | s | 51783.8081 | 0 | 0 | 51783.8081 | 35862 | 28689.6 |  |  |  | 28689.6 | 23094.2081 | 229659.936
S.BM.CM.MULTI-PRIV.073.09M |  |  | 1 |  | 20% |  | 175523 | 169906.264 | 135925.0112 |  | 0 | 0 | 0 |  | 0 | 0 | 0 | 11 | s | 380412.1081 | 0 | 0 | 380412.1081 | 211561 | 169248.8 |  |  |  | 169248.8 | 211163.3081 | 1495175.1232
S.BM.CM.MULTI-PRIV.074.09 |  |  | 1 |  | 20% |  | 9156 | 8863.008 | 7090.4064 |  | 0 | 0 | 0 |  | 0 | 0 | 0 | 25 | s | 30526.1282 | 0 | 0 | 30526.1282 | 19000 | 15200 |  |  |  | 15200 | 15326.1282 | 177260.16
S.BM.CM.MULTI-PRIV.075.09 |  |  | 1 |  | 20% |  | 8783 | 8501.944 | 6801.5552 |  | 0 | 0 | 0 |  | 0 | 0 | 0 | 25 | s | 29282.5452 | 0 | 0 | 29282.5452 | 19000 | 15200 |  |  |  | 15200 | 14082.5452 | 170038.88
S.BM.CM.MULTI-PRIV.076.09 |  |  | 1 |  | 20% |  | 18614 | 18018.352 | 14414.6816 |  | 0 | 0 | 0 |  | 0 | 0 | 0 | 11 | s | 40342.2399 | 0 | 0 | 40342.2399 | 47397 | 37917.6 |  |  |  | 37917.6 | 2424.6399 | 158561.4976
S.BM.CM.MULTI-PRIV.077.09A |  |  | 0 |  | 20% |  | 10829 | 10482.472 | 8385.9776 |  | 0 | 0 | 0 |  | 0 | 0 | 0 | 8 | w | 17181.2201 | 0 | 0 | 17181.2201 | 7288 | 5830.4 |  |  |  | 5830.4 | 11350.8201 | 67087.8208
S.BM.CM.MULTI-PRIV.077.09B |  |  | 0 |  | 20% |  | 7921 | 7667.528 | 6134.0224 |  | 0 | 0 | 0 |  | 0 | 0 | 0 | 15 | s | 20746.5249 | 0 | 0 | 20746.5249 | 6188 | 4950.4 |  |  |  | 4950.4 | 15796.1249 | 92010.336
S.BM.CM.MULTI-PRIV.077.09M |  |  | 1 |  | 20% |  | 29467 | 28524.056 | 22819.2448 |  | 0 | 0 | 0 |  | 0 | 0 | 0 | 11 | s | 63864.0155 | 0 | 0 | 63864.0155 | 43858 | 35086.4 |  |  |  | 35086.4 | 28777.6155 | 251011.6928
S.BM.CM.MULTI-PRIV.078.09 |  |  | 1 |  | 20% |  | 22525 | 21804.2 | 17443.36 |  | 0 | 0 | 0 |  | 0 | 0 | 0 | 11 | s | 48818.575 | 0 | 0 | 48818.575 | 8885 | 7108 |  |  |  | 7108 | 41710.575 | 191876.96
S.BM.CM.MULTI-PRIV.079.09 |  |  | 1 |  | 20% |  | 24644 | 23855.392 | 19084.3136 |  | 0 | 0 | 0 |  | 0 | 0 | 0 | 11 | s | 53411.0971 | 0 | 0 | 53411.0971 | 8885 | 7108 |  |  |  | 7108 | 46303.0971 | 209927.4496
S.BM.CM.MULTI-PRIV.080.09 |  |  | 1 |  | 20% |  | 147286 | 142572.848 | 114058.2784 |  | 0 | 0 | 0 |  | 0 | 0 | 0 | 11 | s | 319213.8794 | 0 | 0 | 319213.8794 | 148000 | 118400 |  |  |  | 118400 | 200813.8794 | 1254641.0624
S.BM.CM.MULTI-PRIV.081.09 |  |  | 1 |  | 20% |  | 54512 | 52767.616 | 42214.0928 |  | 0 | 0 | 0 |  | 0 | 0 | 0 | 15 | s | 142776.741 | 0 | 0 | 142776.741 | 21557 | 17245.6 |  |  |  | 17245.6 | 125531.141 | 633211.392
S.BM.CM.MULTI-PRIV.082.09 |  |  | 1 |  | 20% |  | 25542 | 25542 | 20433.6 |  | 0 | 0 | 0 |  | 0 | 0 | 0 | 15 | s | 69110.6363 | 0 | 0 | 69110.6363 | 8303 | 6642.4 |  |  |  | 6642.4 | 62468.2363 | 306504
S.BM.CM.MULTI-PRIV.083.09A |  |  | 0 |  | 20% |  | 30185 | 29219.08 | 23375.264 |  | 0 | 0 | 0 |  | 0 | 0 | 0 | 8 | w | 47891.3222 | 0 | 0 | 47891.3222 | 31800 | 25440 |  |  |  | 25440 | 22451.3222 | 187002.112
S.BM.CM.MULTI-PRIV.083.09B |  |  | 0 |  | 20% |  | 17129 | 16580.872 | 13264.6976 |  | 12253 | 11015.447 | 8812.3576 |  | 0 | 0 | 0 | 15 | s | 44863.9345 | 6578.7085 | 0 | 51442.643 | 32250 | 25800 |  |  |  | 25800 | 25642.643 | 198970.464
S.BM.CM.MULTI-PRIV.083.09M |  |  | 1 |  | 20% |  | 93069 | 90090.792 | 72072.6336 |  | 0 | 0 | 0 |  | 0 | 0 | 0 | 11 | s | 201709.0324 | 0 | 0 | 201709.0324 | 84800 | 67840 |  |  |  | 67840 | 133869.0324 | 792798.9696
S.BM.CM.MULTI-PRIV.084.09A |  |  | 0 |  | 20% |  | 85199 | 82472.632 | 65978.1056 |  | 112883 | 101481.817 | 81185.4536 |  | 0 | 0 | 0 | 15 | s | 223151.5181 | 60607.5534 | 0 | 283759.0715 | 20000 | 16000 |  |  |  | 16000 | 267759.0715 | 989671.584
S.BM.CM.MULTI-PRIV.084.09M |  |  | 1 |  | 20% |  | 34047 | 32957.496 | 26365.9968 |  | 0 | 0 | 0 |  | 0 | 0 | 0 | 11 | s | 73790.2784 | 0 | 0 | 73790.2784 | 74730 | 59784 |  |  |  | 59784 | 14006.2784 | 290025.9648
S.BM.CM.MULTI-PRIV.085.09 |  |  | 1 |  | 20% |  | 73028 | 70691.104 | 56552.8832 |  | 122645 | 110257.855 | 88206.284 |  | 0 | 0 | 0 | 15 | s | 191273.4781 | 65848.8292 | 0 | 257122.3073 | 37810 | 30248 |  |  |  | 30248 | 226874.3073 | 848293.248
S.BM.CM.MULTI-PRIV.086.09A |  |  | 0 |  | 20% |  | 44168 | 42754.624 | 34203.6992 |  | 0 | 0 | 0 |  | 0 | 0 | 0 | 8 | w | 70076.6579 | 0 | 0 | 70076.6579 | 31800 | 25440 |  |  |  | 25440 | 44636.6579 | 273629.5936
S.BM.CM.MULTI-PRIV.086.09B |  |  | 0 |  | 20% |  | 17129 | 16580.872 | 13264.6976 |  | 12253 | 11015.447 | 8812.3576 |  | 0 | 0 | 0 | 15 | s | 44863.9345 | 6578.7085 | 0 | 51442.643 | 32250 | 25800 |  |  |  | 25800 | 25642.643 | 198970.464
S.BM.CM.MULTI-PRIV.086.09M |  |  | 1 |  | 20% |  | 90784 | 87878.912 | 70303.1296 |  | 0 | 0 | 0 |  | 0 | 0 | 0 | 11 | s | 196756.7374 | 0 | 0 | 196756.7374 | 84800 | 67840 |  |  |  | 67840 | 128916.7374 | 773334.4256
S.BM.CM.MULTI-PRIV.087.09 |  |  | 1 |  | 20% |  | 26542 | 25692.656 | 20554.1248 |  | 87153 | 78350.547 | 62680.4376 |  | 0 | 0 | 0 | 15 | s | 69518.276 | 46792.9635 | 0 | 116311.2395 | 53350 | 42680 |  |  |  | 42680 | 73631.2395 | 308311.872
S.BM.CM.MULTI-PRIV.088.09 |  |  | 1 |  | 20% |  | 15596 | 15096.928 | 12077.5424 |  | 46481 | 41786.419 | 33429.1352 |  | 0 | 0 | 0 | 15 | s | 40848.7315 | 24955.9251 | 0 | 65804.6566 | 33736 | 26988.8 |  |  |  | 26988.8 | 38815.8566 | 181163.136
S.BM.CM.MULTI-PRIV.089.09A |  |  | 0 |  | 20% |  | 61250 | 59290 | 47432 |  | 0 | 0 | 0 |  | 0 | 0 | 0 | 15 | s | 160424.7759 | 0 | 0 | 160424.7759 | 6000 | 4800 |  |  |  | 4800 | 155624.7759 | 711480
S.BM.CM.MULTI-PRIV.089.09B |  |  | 0 |  | 20% |  | 11215 | 10856.12 | 8684.896 |  | 0 | 0 | 0 |  | 0 | 0 | 0 | 8 | w | 17793.6451 | 0 | 0 | 17793.6451 | 13250 | 10600 |  |  |  | 10600 | 7193.6451 | 69479.168
S.BM.CM.MULTI-PRIV.089.09C |  |  | 0 |  | 20% |  | 46745 | 45249.16 | 36199.328 |  | 19719 | 17727.381 | 14181.9048 |  | 0 | 0 | 0 | 15 | s | 122433.5698 | 10587.2483 | 0 | 133020.8181 | 20000 | 16000 |  |  |  | 16000 | 117020.8181 | 542989.92
S.BM.CM.MULTI-PRIV.089.09M |  |  | 1 |  | 20% |  | 52350 | 50674.8 | 40539.84 |  | 0 | 0 | 0 |  | 0 | 0 | 0 | 11 | s | 113458.4861 | 0 | 0 | 113458.4861 | 103350 | 82680 |  |  |  | 82680 | 30778.4861 | 445938.24
S.BM.CM.MULTI-PRIV.090.09A |  |  | 0 |  | 20% |  | 74935 | 72537.08 | 58029.664 |  | 196094 | 176288.506 | 141030.8048 |  | 0 | 0 | 0 | 15 | s | 196268.2544 | 105284.0337 | 0 | 301552.2881 | 95736 | 76588.8 |  |  |  | 76588.8 | 224963.4881 | 870444.96
S.BM.CM.MULTI-PRIV.090.09B |  |  | 0 |  | 20% |  | 45998 | 44526.064 | 35620.8512 |  | 0 | 0 | 0 |  | 0 | 0 | 0 | 8 | w | 72980.1239 | 0 | 0 | 72980.1239 | 65539 | 52431.2 |  |  |  | 52431.2 | 20548.9239 | 284966.8096
S.BM.CM.MULTI-PRIV.090.09M |  |  | 1 |  | 20% |  | 79789 | 77235.752 | 61788.6016 |  | 0 | 0 | 0 |  | 0 | 0 | 0 | 11 | s | 172927.2044 | 0 | 0 | 172927.2044 | 95138 | 76110.4 |  |  |  | 76110.4 | 96816.8044 | 679674.6176
S.BM.CM.MULTI-PRIV.091.09 |  |  | 1 |  | 20% |  | 32707 | 31660.376 | 25328.3008 |  | 42541 | 38244.359 | 30595.4872 |  | 0 | 0 | 0 | 15 | s | 85665.5208 | 22840.5157 | 0 | 108506.0364 | 9500 | 7600 |  |  |  | 7600 | 100906.0364 | 379924.512
S.BM.CM.MULTI-PRIV.092.09 |  |  | 1 |  | 20% |  | 28996 | 28068.128 | 22454.5024 |  | 42541 | 38244.359 | 30595.4872 |  | 0 | 0 | 0 | 15 | s | 75945.7437 | 22840.5157 | 0 | 98786.2594 | 9000 | 7200 |  |  |  | 7200 | 91586.2594 | 336817.536
S.BM.CM.MULTI-PRIV.093.09 |  |  | 1 |  | 20% |  | 20936 | 20266.048 | 16212.8384 |  | 45781 | 41157.119 | 32925.6952 |  | 0 | 0 | 0 | 15 | s | 54835.1528 | 24580.0909 | 0 | 79415.2437 | 5990 | 4792 |  |  |  | 4792 | 74623.2437 | 243192.576
S.BM.CM.MULTI-PRIV.094.09 |  |  | 1 |  | 20% |  | 9438 | 9135.984 | 7308.7872 |  | 45461 | 40869.439 | 32695.5512 |  | 0 | 0 | 0 | 15 | s | 24719.821 | 24408.281 | 0 | 49128.102 | 24215 | 19372 |  |  |  | 19372 | 29756.102 | 109631.808
S.BM.CM.MULTI-PRIV.095.09 |  |  | 1 |  | 20% |  | 25513 | 24696.584 | 19757.2672 |  | 42541 | 38244.359 | 30595.4872 |  | 0 | 0 | 0 | 15 | s | 66823.1397 | 22840.5157 | 0 | 89663.6554 | 10527 | 8421.6 |  |  |  | 8421.6 | 81242.0554 | 296359.008
S.BM.CM.MULTI-PRIV.096.09A |  |  | 0 |  | 20% |  | 14980 | 14500.64 | 11600.512 |  | 0 | 0 | 0 |  | 0 | 0 | 0 | 8 | w | 23767.1693 | 0 | 0 | 23767.1693 | 18020 | 14416 |  |  |  | 14416 | 9351.1693 | 92804.096
S.BM.CM.MULTI-PRIV.096.09M |  |  | 1 |  | 20% |  | 90654 | 87753.072 | 70202.4576 |  | 0 | 0 | 0 |  | 0 | 0 | 0 | 11 | s | 196474.9876 | 0 | 0 | 196474.9876 | 71552 | 57241.6 |  |  |  | 57241.6 | 139233.3876 | 772227.0336
S.BM.CM.MULTI-PRIV.097.09A |  |  | 0 |  | 20% |  | 64667 | 62597.656 | 50078.1248 |  | 0 | 0 | 0 |  | 0 | 0 | 0 | 9 | w | 111559.6512 | 0 | 0 | 111559.6512 | 60907 | 48725.6 |  |  |  | 48725.6 | 62834.0512 | 450703.1232
S.BM.CM.MULTI-PRIV.097.09B |  |  | 0 |  | 20% |  | 27672 | 26786.496 | 21429.1968 |  | 34828 | 31310.372 | 25048.2976 |  | 0 | 0 | 0 | 15 | s | 72477.9494 | 18699.3601 | 0 | 91177.3095 | 9540 | 7632 |  |  |  | 7632 | 83545.3095 | 321437.952
S.BM.CM.MULTI-PRIV.097.09M |  |  | 1 |  | 20% |  | 48922 | 47356.496 | 37885.1968 |  | 0 | 0 | 0 |  | 0 | 0 | 0 | 11 | s | 106028.96 | 0 | 0 | 106028.96 | 146016 | 116812.8 |  |  |  | 116812.8 | -10783.84 | 416737.1648
S.BM.CM.MULTI-PRIV.098.09A |  |  | 0 |  | 20% |  | 36748 | 35572.064 | 28457.6512 |  | 0 | 0 | 0 |  | 0 | 0 | 0 | 9 | w | 63395.4577 | 0 | 0 | 63395.4577 | 35028 | 28022.4 |  |  |  | 28022.4 | 35373.0577 | 256118.8608
S.BM.CM.MULTI-PRIV.098.09B |  |  | 0 |  | 20% |  | 31803 | 30785.304 | 24628.2432 |  | 48921 | 43979.979 | 35183.9832 |  | 0 | 0 | 0 | 15 | s | 83297.782 | 26265.9756 | 0 | 109563.7576 | 16244 | 12995.2 |  |  |  | 12995.2 | 96568.5576 | 369423.648
S.BM.CM.MULTI-PRIV.098.09M |  |  | 1 |  | 20% |  | 92115 | 89167.32 | 71333.856 |  | 0 | 0 | 0 |  | 0 | 0 | 0 | 11 | s | 199641.4221 | 0 | 0 | 199641.4221 | 44202 | 35361.6 |  |  |  | 35361.6 | 164279.8221 | 784672.416
S.BM.CM.MULTI-PRIV.099.09A |  |  | 0 |  | 20% |  | 77706 | 75219.408 | 60175.5264 |  | 0 | 0 | 0 |  | 0 | 0 | 0 | 9 | w | 134053.7562 | 0 | 0 | 134053.7562 | 67064 | 53651.2 |  |  |  | 53651.2 | 80402.5562 | 541579.7376
S.BM.CM.MULTI-PRIV.099.09M |  |  | 1 |  | 20% |  | 82032 | 79406.976 | 63525.5808 |  | 0 | 0 | 0 |  | 0 | 0 | 0 | 11 | s | 177788.4724 | 0 | 0 | 177788.4724 | 59387 | 47509.6 |  |  |  | 47509.6 | 130278.8724 | 698781.3888
S.BM.CM.MULTI-PRIV.100.09 |  |  | 1 |  | 20% |  | 53765 | 52044.52 | 41635.616 |  | 0 | 0 | 0 |  | 0 | 0 | 0 | 9 | w | 92752.171 | 0 | 0 | 92752.171 | 40619 | 32495.2 |  |  |  | 32495.2 | 60256.971 | 374720.544
S.BM.CM.MULTI-PRIV.101.09 |  |  | 1 |  | 20% |  | 33608 | 32532.544 | 26026.0352 |  | 0 | 0 | 0 |  | 0 | 0 | 0 | 8 | w | 53322.2315 | 0 | 0 | 53322.2315 | 44520 | 35616 |  |  |  | 35616 | 17706.2315 | 208208.2816
S.BM.CM.MULTI-PRIV.102.09A |  |  | 0 |  | 20% |  | 59240 | 57344.32 | 45875.456 |  | 0 | 0 | 0 |  | 0 | 0 | 0 | 8 | w | 93989.7939 | 0 | 0 | 93989.7939 | 30170 | 24136 |  |  |  | 24136 | 69853.7939 | 367003.648
S.BM.CM.MULTI-PRIV.102.09M |  |  | 1 |  | 20% |  | 15951 | 15440.568 | 12352.4544 |  | 0 | 0 | 0 |  | 0 | 0 | 0 | 11 | s | 34570.7032 | 0 | 0 | 34570.7032 | 10057 | 8045.6 |  |  |  | 8045.6 | 26525.1032 | 135876.9984
S.BM.CM.MULTI-PRIV.103.09A |  |  | 0 |  | 20% |  | 8931 | 8645.208 | 6916.1664 |  | 0 | 0 | 0 |  | 0 | 0 | 0 | 8 | w | 14169.8658 | 0 | 0 | 14169.8658 | 15900 | 12720 |  |  |  | 12720 | 1449.8658 | 55329.3312
S.BM.CM.MULTI-PRIV.103.09B |  |  | 0 |  | 20% |  | 44614 | 43186.352 | 34549.0816 |  | 11475 | 10316.025 | 8252.82 |  | 0 | 0 | 0 | 15 | s | 116852.0972 | 6160.9957 | 0 | 123013.0929 | 5000 | 4000 |  |  |  | 4000 | 119013.0929 | 518236.224
S.BM.CM.MULTI-PRIV.103.09M |  |  | 1 |  | 20% |  | 33180 | 32118.24 | 25694.592 |  | 0 | 0 | 0 |  | 0 | 0 | 0 | 11 | s | 71911.2239 | 0 | 0 | 71911.2239 | 45050 | 36040 |  |  |  | 36040 | 35871.2239 | 282640.512
S.BM.CM.MULTI-PRIV.104.09A |  |  | 0 |  | 20% |  | 20007 | 19366.776 | 15493.4208 |  | 0 | 0 | 0 |  | 0 | 0 | 0 | 8 | w | 31742.9744 | 0 | 0 | 31742.9744 | 20074 | 16059.2 |  |  |  | 16059.2 | 15683.7744 | 123947.3664
S.BM.CM.MULTI-PRIV.104.09M |  |  | 1 |  | 20% |  | 58662 | 56784.816 | 45427.8528 |  | 0 | 0 | 0 |  | 0 | 0 | 0 | 11 | s | 127138.5236 | 0 | 0 | 127138.5236 | 39021 | 31216.8 |  |  |  | 31216.8 | 95921.7236 | 499706.3808
S.BM.CM.MULTI-PRIV.105.09A |  |  | 0 |  | 20% |  | 118298 | 114512.464 | 91609.9712 |  | 0 | 0 | 0 |  | 0 | 0 | 0 | 9 | w | 204080.6534 | 0 | 0 | 204080.6534 | 107496 | 85996.8 |  |  |  | 85996.8 | 118083.8534 | 824489.7408
S.BM.CM.MULTI-PRIV.105.09B |  |  | 0 |  | 20% |  | 21966 | 21263.088 | 17010.4704 |  | 21431 | 19266.469 | 15413.1752 |  | 0 | 0 | 0 | 15 | s | 57532.9082 | 11506.4312 | 0 | 69039.3394 | 13600 | 10880 |  |  |  | 10880 | 58159.3394 | 255157.056
S.BM.CM.MULTI-PRIV.105.09C |  |  | 0 |  | 20% |  | 9358 | 9058.544 | 7246.8352 |  | 10716 | 9633.684 | 7706.9472 |  | 0 | 0 | 0 | 15 | s | 24510.2866 | 5753.4841 | 0 | 30263.7706 | 7650 | 6120 |  |  |  | 6120 | 24143.7706 | 108702.528
S.BM.CM.MULTI-PRIV.105.09M |  |  | 1 |  | 20% |  | 162448 | 157249.664 | 125799.7312 |  | 0 | 0 | 0 |  | 0 | 0 | 0 | 11 | s | 352074.5779 | 0 | 0 | 352074.5779 | 118095 | 94476 |  |  |  | 94476 | 257598.5779 | 1383797.0432
S.BM.CM.MULTI-PRIV.106.09 |  |  | 1 |  | 20% |  | 5431 | 5257.208 | 4205.7664 |  | 0 | 0 | 0 |  | 0 | 0 | 0 | 11 | s | 11770.6407 | 0 | 0 | 11770.6407 | 10245 | 8196 |  |  |  | 8196 | 3574.6407 | 46263.4304
S.BM.CM.MULTI-PRIV.107.09 |  |  | 1 |  | 20% |  | 5914 | 5724.752 | 4579.8016 |  | 0 | 0 | 0 |  | 0 | 0 | 0 | 25 | s | 19717.2916 | 0 | 0 | 19717.2916 | 2770 | 2216 |  |  |  | 2216 | 17501.2916 | 114495.04
S.BM.CM.MULTI-PRIV.108.09A |  |  | 0 |  | 20% |  | 9970 | 9650.96 | 7720.768 |  | 0 | 0 | 0 |  | 0 | 0 | 0 | 15 | w | 23783.7324 | 0 | 0 | 23783.7324 | 0 | 0 |  |  |  | 0 | 23783.7324 | 115811.52
S.BM.CM.MULTI-PRIV.108.09B |  |  | 0 |  | 20% |  | 17672 | 17106.496 | 13685.1968 |  | 0 | 0 | 0 |  | 0 | 0 | 0 | 15 | s | 46286.1492 | 0 | 0 | 46286.1492 | 0 | 0 |  |  |  | 0 | 46286.1492 | 205277.952
S.BM.CM.MULTI-PRIV.108.09M |  |  | 1 |  | 20% |  | 19833 | 19198.344 | 15358.6752 |  | 159780 | 143642.22 | 114913.776 |  | 0 | 0 | 0 | 15 | s | 51946.1972 | 85786.8313 | 0 | 137733.0285 | 32125 | 25700 |  |  |  | 25700 | 112033.0285 | 230380.128
S.BM.CM.MULTI-PRIV.109.09A |  |  | 0 |  | 20% |  | 168637 | 189332 | 151465.6 |  | 360957 | 136319 | 109055.2 |  | 0 | 0 | 0 | 15 | s | 512287.8002 | 81413.2158 | 0 | 593701.0161 | 112660 | 90128 |  |  |  | 90128 | 503573.0161 | 2271984
S.BM.CM.MULTI-PRIV.109.09M |  |  | 1 |  | 20% |  | 32485 |  | 0 |  | 0 | 0 | 0 |  | 0 | 0 | 0 | 11 | s | 0 | 0 | 0 | 0 | 88484 | 70787.2 |  |  |  | 70787.2 | -70787.2 | 0
S.BM.CM.MULTI-PRIV.110.09A |  |  | 0 |  | 20% |  | 95651 | 92590.168 | 74072.1344 |  | 0 | 0 | 0 |  | 0 | 0 | 0 | 9 | w | 165011.3998 | 0 | 0 | 165011.3998 | 107414 | 85931.2 |  |  |  | 85931.2 | 79080.1998 | 666649.2096
S.BM.CM.MULTI-PRIV.110.09B |  |  | 0 |  | 20% |  | 23447 | 22696.696 | 18157.3568 |  | 12859 | 11560.241 | 9248.1928 |  | 0 | 0 | 0 | 15 | s | 61411.9138 | 6904.0735 | 0 | 68315.9873 | 10750 | 8600 |  |  |  | 8600 | 59715.9873 | 272360.352
S.BM.CM.MULTI-PRIV.110.09C |  |  | 0 |  | 20% |  | 6250 | 6050 | 4840 |  | 4286 | 3853.114 | 3082.4912 |  | 0 | 0 | 0 | 15 | s | 16369.8751 | 2301.1789 | 0 | 18671.054 | 3750 | 3000 |  |  |  | 3000 | 15671.054 | 72600
S.BM.CM.MULTI-PRIV.110.09M |  |  | 1 |  | 20% |  | 63869 | 61825.192 | 49460.1536 |  | 0 | 0 | 0 |  | 0 | 0 | 0 | 11 | s | 138423.6877 | 0 | 0 | 138423.6877 | 80208 | 64166.4 |  |  |  | 64166.4 | 74257.2877 | 544061.6896
S.BM.CM.MULTI-PRIV.111.09A |  |  | 0 |  | 20% |  | 84887 | 82170.616 | 65736.4928 |  | 0 | 0 | 0 |  | 0 | 0 | 0 | 9 | w | 146441.9891 | 0 | 0 | 146441.9891 | 107414 | 85931.2 |  |  |  | 85931.2 | 60510.7891 | 591628.4352
S.BM.CM.MULTI-PRIV.111.09B |  |  | 0 |  | 20% |  | 23447 | 22696.696 | 18157.3568 |  | 12859 | 11560.241 | 9248.1928 |  | 0 | 0 | 0 | 15 | s | 61411.9138 | 6904.0735 | 0 | 68315.9873 | 10750 | 8600 |  |  |  | 8600 | 59715.9873 | 272360.352
S.BM.CM.MULTI-PRIV.111.09C |  |  | 0 |  | 20% |  | 6249 | 6049.032 | 4839.2256 |  | 4286 | 3853.114 | 3082.4912 |  | 0 | 0 | 0 | 15 | s | 16367.2559 | 2301.1789 | 0 | 18668.4348 | 3750 | 3000 |  |  |  | 3000 | 15668.4348 | 72588.384
S.BM.CM.MULTI-PRIV.111.09M |  |  | 1 |  | 20% |  | 81045 | 78451.56 | 62761.248 |  | 0 | 0 | 0 |  | 0 | 0 | 0 | 11 | s | 175649.3411 | 0 | 0 | 175649.3411 | 80208 | 64166.4 |  |  |  | 64166.4 | 111482.9411 | 690373.728
S.BM.CM.MULTI-PRIV.112.09A |  |  | 0 |  | 20% |  | 122420 | 118502.56 | 94802.048 |  | 0 | 0 | 0 |  | 0 | 0 | 0 | 9 | w | 211191.6819 | 0 | 0 | 211191.6819 | 107414 | 85931.2 |  |  |  | 85931.2 | 125260.4819 | 853218.432
S.BM.CM.MULTI-PRIV.112.09B |  |  | 0 |  | 20% |  | 23447 | 22696.696 | 18157.3568 |  | 12859 | 11560.241 | 9248.1928 |  | 0 | 0 | 0 | 15 | s | 61411.9138 | 6904.0735 | 0 | 68315.9873 | 10750 | 8600 |  |  |  | 8600 | 59715.9873 | 272360.352
S.BM.CM.MULTI-PRIV.112.09C |  |  | 0 |  | 20% |  | 9752 | 9439.936 | 7551.9488 |  | 4286 | 3853.114 | 3082.4912 |  | 0 | 0 | 0 | 15 | s | 25542.2435 | 2301.1789 | 0 | 27843.4224 | 3750 | 3000 |  |  |  | 3000 | 24843.4224 | 113279.232
S.BM.CM.MULTI-PRIV.112.09M |  |  | 1 |  | 20% |  | 61667 | 59693.656 | 47754.9248 |  | 0 | 0 | 0 |  | 0 | 0 | 0 | 11 | s | 133651.2791 | 0 | 0 | 133651.2791 | 80208 | 64166.4 |  |  |  | 64166.4 | 69484.8791 | 525304.1728
S.BM.CM.MULTI-PRIV.113.09A |  |  | 0 |  | 20% |  | 85641 | 82900.488 | 66320.3904 |  | 0 | 0 | 0 |  | 0 | 0 | 0 | 9 | w | 147742.7449 | 0 | 0 | 147742.7449 | 107414 | 85931.2 |  |  |  | 85931.2 | 61811.5449 | 596883.5136
S.BM.CM.MULTI-PRIV.113.09B |  |  | 0 |  | 20% |  | 23447 | 22696.696 | 18157.3568 |  | 12859 | 11560.241 | 9248.1928 |  | 0 | 0 | 0 | 15 | s | 61411.9138 | 6904.0735 | 0 | 68315.9873 | 10750 | 8600 |  |  |  | 8600 | 59715.9873 | 272360.352
S.BM.CM.MULTI-PRIV.113.09C |  |  | 0 |  | 20% |  | 6250 | 6050 | 4840 |  | 4286 | 3853.114 | 3082.4912 |  | 0 | 0 | 0 | 15 | s | 16369.8751 | 2301.1789 | 0 | 18671.054 | 3750 | 3000 |  |  |  | 3000 | 15671.054 | 72600
S.BM.CM.MULTI-PRIV.113.09M |  |  | 1 |  | 20% |  | 68700 | 66501.6 | 53201.28 |  | 0 | 0 | 0 |  | 0 | 0 | 0 | 11 | s | 148893.9445 | 0 | 0 | 148893.9445 | 80208 | 64166.4 |  |  |  | 64166.4 | 84727.5445 | 585214.08
S.BM.CM.MULTI-PRIV.114.09A |  |  | 0 |  | 20% |  | 15694 | 15191.792 | 12153.4336 |  | 21431 | 19266.469 | 15413.1752 |  | 0 | 0 | 0 | 15 | s | 41105.4112 | 11506.4312 | 0 | 52611.8424 | 7000 | 5600 |  |  |  | 5600 | 47011.8424 | 182301.504
S.BM.CM.MULTI-PRIV.114.09M |  |  | 1 |  | 20% |  | 44549 | 43123.432 | 34498.7456 |  | 0 | 0 | 0 |  | 0 | 0 | 0 | 9 | w | 76853.2775 | 0 | 0 | 76853.2775 | 29052 | 23241.6 |  |  |  | 23241.6 | 53611.6775 | 310488.7104
S.BM.CM.MULTI-PRIV.115.09A |  |  | 0 |  | 20% |  | 72379 | 70062.872 | 56050.2976 |  | 0 | 0 | 0 |  | 0 | 0 | 0 | 9 | w | 124863.9336 | 0 | 0 | 124863.9336 | 53986 | 43188.8 |  |  |  | 43188.8 | 81675.1336 | 504452.6784
S.BM.CM.MULTI-PRIV.115.09B |  |  | 0 |  | 20% |  | 19770 | 19137.36 | 15309.888 |  | 21431 | 19266.469 | 15413.1752 |  | 0 | 0 | 0 | 15 | s | 51781.1889 | 11506.4312 | 0 | 63287.6201 | 7000 | 5600 |  |  |  | 5600 | 57687.6201 | 229648.32
S.BM.CM.MULTI-PRIV.115.09M |  |  | 1 |  | 20% |  | 135016 | 130695.488 | 104556.3904 |  | 0 | 0 | 0 |  | 0 | 0 | 0 | 11 | s | 292621.0308 | 0 | 0 | 292621.0308 | 74152 | 59321.6 |  |  |  | 59321.6 | 233299.4308 | 1150120.2944
S.BM.CM.MULTI-PRIV.116.09 |  |  | 1 |  | 20% |  | 15549 | 15051.432 | 12041.1456 |  | 0 | 0 | 0 |  | 0 | 0 | 0 | 8 | w | 24669.941 | 0 | 0 | 24669.941 | 18364.5 | 14691.6 |  |  |  | 14691.6 | 9978.341 | 96329.1648
S.BM.CM.MULTI-PRIV.117.09 |  |  | 1 |  | 20% |  | 114261 | 101603 | 81282.4 |  | 162190 | 112216 | 89772.8 |  | 0 | 0 | 0 | 15 | s | 274913.7883 | 67018.2838 | 0 | 341932.0721 | 28045 | 22436 |  |  |  | 22436 | 319496.0721 | 1219236
S.BM.CM.MULTI-PRIV.118.09A |  |  | 0 |  | 20% |  | 32561 | 31519.048 | 25215.2384 |  | 24102 | 21667.698 | 17334.1584 |  | 0 | 0 | 0 | 15 | s | 85283.1205 | 12940.507 | 0 | 98223.6275 | 58522 | 46817.6 |  |  |  | 46817.6 | 51406.0275 | 378228.576
S.BM.CM.MULTI-PRIV.118.09M |  |  | 1 |  | 20% |  | 70156 | 67911.008 | 54328.8064 |  | 0 | 0 | 0 |  | 0 | 0 | 0 | 11 | s | 152049.5425 | 0 | 0 | 152049.5425 | 79500 | 63600 |  |  |  | 63600 | 88449.5425 | 597616.8704
S.BM.CM.MULTI-PRIV.119.09A |  |  | 0 |  | 20% |  | 32561 | 31519.048 | 25215.2384 |  | 24102 | 21667.698 | 17334.1584 |  | 0 | 0 | 0 | 15 | s | 85283.1205 | 12940.507 | 0 | 98223.6275 | 58522 | 46817.6 |  |  |  | 46817.6 | 51406.0275 | 378228.576
S.BM.CM.MULTI-PRIV.119.09M |  |  | 1 |  | 20% |  | 76023 | 73590.264 | 58872.2112 |  | 0 | 0 | 0 |  | 0 | 0 | 0 | 11 | s | 164765.1287 | 0 | 0 | 164765.1287 | 79500 | 63600 |  |  |  | 63600 | 101165.1287 | 647594.3232
S.BM.CM.MULTI-PRIV.120.09A |  |  | 0 |  | 20% |  | 32561 | 31519.048 | 25215.2384 |  | 24102 | 21667.698 | 17334.1584 |  | 0 | 0 | 0 | 15 | s | 85283.1205 | 12940.507 | 0 | 98223.6275 | 58522 | 46817.6 |  |  |  | 46817.6 | 51406.0275 | 378228.576
S.BM.CM.MULTI-PRIV.120.09M |  |  | 1 |  | 20% |  | 66843 | 64704.024 | 51763.2192 |  | 0 | 0 | 0 |  | 0 | 0 | 0 | 11 | s | 144869.2567 | 0 | 0 | 144869.2567 | 79500 | 63600 |  |  |  | 63600 | 81269.2567 | 569395.4112
S.BM.CM.MULTI-PRIV.121.09A |  |  | 0 |  | 20% |  | 12726 | 12318.768 | 9855.0144 |  | 0 | 0 | 0 |  | 0 | 0 | 0 | 8 | w | 20190.9878 | 0 | 0 | 20190.9878 | 38556 | 30844.8 |  |  |  | 30844.8 | -10653.8122 | 78840.1152
S.BM.CM.MULTI-PRIV.121.09B |  |  | 0 |  | 20% |  | 27243 | 26371.224 | 21096.9792 |  | 26905 | 24187.595 | 19350.076 |  | 0 | 0 | 0 | 15 | s | 71354.3212 | 14445.4544 | 0 | 85799.7755 | 16000 | 12800 |  |  |  | 12800 | 72999.7755 | 316454.688
S.BM.CM.MULTI-PRIV.121.09M |  |  | 1 |  | 20% |  | 63001 | 60984.968 | 48787.9744 |  | 0 | 0 | 0 |  | 0 | 0 | 0 | 11 | s | 136542.4658 | 0 | 0 | 136542.4658 | 21624 | 17299.2 |  |  |  | 17299.2 | 119243.2658 | 536667.7184
S.BM.CM.MULTI-PRIV.122.09 |  |  | 1 |  | 20% |  | 147312 | 142598.016 | 114078.4128 |  | 0 | 0 | 0 |  | 0 | 0 | 0 | 11 | s | 319270.2293 | 0 | 0 | 319270.2293 | 94870 | 75896 |  |  |  | 75896 | 243374.2293 | 1254862.5408
S.BM.CM.MULTI-PRIV.123.09 |  |  | 1 |  | 20% |  | 114562 | 110896.016 | 88716.8128 |  | 141592 | 127291.208 | 101832.9664 |  | 0 | 0 | 0 | 15 | s | 300058.5009 | 76021.586 | 0 | 376080.0869 | 29630 | 23704 |  |  |  | 23704 | 352376.0869 | 1330752.192
S.BM.CM.MULTI-PRIV.124.09 |  |  | 1 |  | 20% |  | 22089 | 21382.152 | 17105.7216 |  | 0 | 0 | 0 |  | 0 | 0 | 0 | 11 | s | 47873.6294 | 0 | 0 | 47873.6294 | 18020 | 14416 |  |  |  | 14416 | 33457.6294 | 188162.9376
S.BM.CM.MULTI-PRIV.125.09 |  |  | 1 |  | 20% |  | 36057 | 34903.176 | 27922.5408 |  | 0 | 0 | 0 |  | 0 | 0 | 0 | 11 | s | 78146.5642 | 0 | 0 | 78146.5642 | 37630 | 30104 |  |  |  | 30104 | 48042.5642 | 307147.9488
S.BM.CM.MULTI-PRIV.126.09A |  |  | 0 |  | 20% |  | 18761 | 18160.648 | 14528.5184 |  | 0 | 0 | 0 |  | 0 | 0 | 0 | 8 | w | 29766.079 | 0 | 0 | 29766.079 | 18550 | 14840 |  |  |  | 14840 | 14926.079 | 116228.1472
S.BM.CM.MULTI-PRIV.126.09M |  |  | 1 |  | 20% |  | 37456 | 36257.408 | 29005.9264 |  | 0 | 0 | 0 |  | 0 | 0 | 0 | 11 | s | 81178.6257 | 0 | 0 | 81178.6257 | 36464 | 29171.2 |  |  |  | 29171.2 | 52007.4257 | 319065.1904
S.BM.CM.MULTI-PRIV.127.09 |  |  | 1 |  | 20% |  | 38558 | 37324.144 | 29859.3152 |  | 0 | 0 | 0 |  | 0 | 0 | 0 | 11 | s | 83566.9973 | 0 | 0 | 83566.9973 | 37630 | 30104 |  |  |  | 30104 | 53462.9973 | 328452.4672
S.BM.CM.MULTI-PRIV.128.09 |  |  | 1 |  | 20% |  | 80540 | 77962.72 | 62370.176 |  | 54991 | 49436.909 | 39549.5272 |  | 0 | 0 | 0 | 15 | s | 210948.7584 | 29524.9946 | 0 | 240473.753 | 140777 | 112621.6 |  |  |  | 112621.6 | 127852.153 | 935552.64
S.BM.CM.MULTI-PRIV.129.09 |  |  | 1 |  | 20% |  | 19120 | 18508.16 | 14806.528 |  | 46099 | 41443.001 | 33154.4008 |  | 0 | 0 | 0 | 15 | s | 50078.7219 | 24750.827 | 0 | 74829.5489 | 30132 | 24105.6 |  |  |  | 24105.6 | 50723.9489 | 222097.92
S.BM.CM.MULTI-PRIV.130.09 |  |  | 1 |  | 20% |  | 75647 | 73226.296 | 58581.0368 |  | 0 | 0 | 0 |  | 0 | 0 | 0 | 11 | s | 163950.2216 | 0 | 0 | 163950.2216 | 88775 | 71020 |  |  |  | 71020 | 92930.2216 | 644391.4048
S.BM.CM.MULTI-PRIV.131.09 |  |  | 1 |  | 20% |  | 81429 | 78823.272 | 63058.6176 |  | 0 | 0 | 0 |  | 0 | 0 | 0 | 11 | s | 176481.5867 | 0 | 0 | 176481.5867 | 88775 | 71020 |  |  |  | 71020 | 105461.5867 | 693644.7936
S.BM.CM.MULTI-PRIV.132.09 |  |  | 1 |  | 20% |  | 22287 | 21573.816 | 17259.0528 |  | 26588 | 23902.612 | 19122.0896 |  | 0 | 0 | 0 | 15 | s | 58373.665 | 14275.2552 | 0 | 72648.9202 | 9250 | 7400 |  |  |  | 7400 | 65248.9202 | 258885.792
S.BM.CM.MULTI-PRIV.133.09 |  |  | 1 |  | 20% |  | 23998 | 23230.064 | 18584.0512 |  | 21271 | 19122.629 | 15298.1032 |  | 0 | 0 | 0 | 15 | s | 62855.082 | 11420.5263 | 0 | 74275.6083 | 8895 | 7116 |  |  |  | 7116 | 67159.6083 | 278760.768
S.BM.CM.MULTI-PRIV.134.09 |  |  | 1 |  | 20% |  | 25443 | 24628.824 | 19703.0592 |  | 31906 | 28683.494 | 22946.7952 |  | 0 | 0 | 0 | 15 | s | 66639.7971 | 17130.521 | 0 | 83770.3181 | 9495 | 7596 |  |  |  | 7596 | 76174.3181 | 295545.888
S.BM.CM.MULTI-PRIV.135.09 |  |  | 1 |  | 20% |  | 26239 | 25399.352 | 20319.4816 |  | 42541 | 38244.359 | 30595.4872 |  | 0 | 0 | 0 | 15 | s | 68724.6644 | 22840.5157 | 0 | 91565.1801 | 9995 | 7996 |  |  |  | 7996 | 83569.1801 | 304792.224
S.BM.CM.MULTI-PRIV.136.09 |  |  | 1 |  | 20% |  | 3983 | 3855.544 | 3084.4352 |  | 42371 | 38091.529 | 30473.2232 |  | 0 | 0 | 0 | 15 | s | 10432.194 | 22749.2416 | 0 | 33181.4356 | 21770 | 17416 |  |  |  | 17416 | 15765.4356 | 46266.528
S.BM.CM.MULTI-PRIV.137.09 |  |  | 1 |  | 20% |  | 60179 | 58253.272 | 46602.6176 |  | 0 | 0 | 0 |  | 0 | 0 | 0 | 25 | s | 200636.9449 | 0 | 0 | 200636.9449 | 38551 | 30840.8 |  |  |  | 30840.8 | 169796.1449 | 1165065.44
S.BM.CM.MULTI-PRIV.138.09 |  |  | 1 |  | 20% |  | 74607 | 72219.576 | 57775.6608 |  | 0 | 0 | 0 |  | 0 | 0 | 0 | 25 | s | 248739.935 | 0 | 0 | 248739.935 | 21492 | 17193.6 |  |  |  | 17193.6 | 231546.335 | 1444391.52
S.BM.CM.MULTI-PRIV.139.09 |  |  | 1 |  | 20% |  | 76625 | 74173 | 59338.4 |  | 0 | 0 | 0 |  | 0 | 0 | 0 | 11 | s | 166069.8471 | 0 | 0 | 166069.8471 | 50427 | 40341.6 |  |  |  | 40341.6 | 125728.2471 | 652722.4
S.BM.CM.MULTI-PRIV.140.09 |  |  | 1 |  | 20% |  | 15975 | 15463.8 | 12371.04 |  | 0 | 0 | 0 |  | 0 | 0 | 0 | 15 | w | 38108.839 | 0 | 0 | 38108.839 | 7878 | 6302.4 |  |  |  | 6302.4 | 31806.439 | 185565.6
S.BM.CM.MULTI-PRIV.141.09 |  |  | 1 |  | 20% |  | 26264 | 25423.552 | 20338.8416 |  | 0 | 0 | 0 |  | 0 | 0 | 0 | 15 | s | 68790.1439 | 0 | 0 | 68790.1439 | 23934 | 19147.2 |  |  |  | 19147.2 | 49642.9439 | 305082.624
S.BM.CM.MULTI-PRIV.142.09 |  |  | 1 |  | 20% |  | 34045 | 34045 | 27236 |  | 0 | 0 | 0 |  | 0 | 0 | 0 | 11 | s | 76225.1486 | 0 | 0 | 76225.1486 | 62673 | 50138.4 |  |  |  | 50138.4 | 26086.7486 | 299596
S.BM.CM.MULTI-PRIV.143.09 |  |  | 1 |  | 20% |  | 73203 | 70860.504 | 56688.4032 |  | 0 | 0 | 0 |  | 0 | 0 | 0 | 11 | s | 158653.3249 | 0 | 0 | 158653.3249 | 55650 | 44520 |  |  |  | 44520 | 114133.3249 | 623572.4352
S.BM.CM.MULTI-PRIV.144.09 |  |  | 1 |  | 20% |  | 22401 | 21684.168 | 17347.3344 |  | 15298 | 13752.902 | 11002.3216 |  | 0 | 0 | 0 | 15 | s | 58672.2515 | 8213.5871 | 0 | 66885.8386 | 5975 | 4780 |  |  |  | 4780 | 62105.8386 | 260210.016
S.BM.CM.MULTI-PRIV.145.09 |  |  | 1 |  | 20% |  | 27606 | 26722.608 | 21378.0864 |  | 51768 | 46539.432 | 37231.5456 |  | 0 | 0 | 0 | 15 | s | 72305.0835 | 27794.5468 | 0 | 100099.6303 | 17712 | 14169.6 |  |  |  | 14169.6 | 85930.0303 | 320671.296
S.BM.CM.MULTI-PRIV.146.09 |  |  | 1 |  | 20% |  | 51896 | 50235.328 | 40188.2624 |  | 97093 | 87286.607 | 69829.2856 |  | 0 | 0 | 0 | 15 | s | 135924.9661 | 52129.8086 | 0 | 188054.7746 | 46273 | 37018.4 |  |  |  | 37018.4 | 151036.3746 | 602823.936
S.BM.CM.MULTI-PRIV.147.09 |  |  | 1 |  | 20% |  | 20845 | 20177.96 | 16142.368 |  | 34513 | 31027.187 | 24821.7496 |  | 0 | 0 | 0 | 15 | s | 54596.8074 | 18530.2348 | 0 | 73127.0422 | 6985 | 5588 |  |  |  | 5588 | 67539.0422 | 242135.52
S.BM.CM.MULTI-PRIV.148.09 |  |  | 1 |  | 20% |  | 79003 | 76474.904 | 61179.9232 |  | 98338 | 88405.862 | 70724.6896 |  | 0 | 0 | 0 | 15 | s | 206923.0787 | 52798.2565 | 0 | 259721.3352 | 16900 | 13520 |  |  |  | 13520 | 246201.3352 | 917698.848
S.BM.CM.MULTI-PRIV.149.09 |  |  | 1 |  | 20% |  | 69494 | 67270.192 | 53816.1536 |  | 106899 | 96102.201 | 76881.7608 |  | 0 | 0 | 0 | 15 | s | 182017.296 | 57394.7082 | 0 | 239412.0042 | 37810 | 30248 |  |  |  | 30248 | 209164.0042 | 807242.304
S.BM.CM.MULTI-PRIV.150.09A |  |  | 0 |  | 20% |  | 805 | 779.24 | 623.392 |  | 0 | 0 | 0 |  | 0 | 0 | 0 | 15 | w | 1920.3515 | 0 | 0 | 1920.3515 | 3200 | 2560 |  |  |  | 2560 | -639.6485 | 9350.88
S.BM.CM.MULTI-PRIV.150.09B |  |  | 0 |  | 20% |  | 6642 | 6429.456 | 5143.5648 |  | 6004 | 5397.596 | 4318.0768 |  | 0 | 0 | 0 | 15 | s | 17396.5937 | 3223.5833 | 0 | 20620.1769 | 6900 | 5520 |  |  |  | 5520 | 15100.1769 | 77153.472
S.BM.CM.MULTI-PRIV.150.09M |  |  | 1 |  | 20% |  | 32655 | 31610.04 | 25288.032 |  | 0 | 0 | 0 |  | 0 | 0 | 0 | 11 | s | 70773.388 | 0 | 0 | 70773.388 | 37948 | 30358.4 |  |  |  | 30358.4 | 40414.988 | 278168.352
S.BM.CM.MULTI-PRIV.151.09A |  |  | 0 |  | 20% |  | 36185 | 35027.08 | 28021.664 |  | 0 | 0 | 0 |  | 0 | 0 | 0 | 8 | w | 57410.8827 | 0 | 0 | 57410.8827 | 30449 | 24359.2 |  |  |  | 24359.2 | 33051.6827 | 224173.312
S.BM.CM.MULTI-PRIV.151.09B |  |  | 0 |  | 20% |  | 41481 | 40153.608 | 32122.8864 |  | 0 | 0 | 0 |  | 0 | 0 | 0 | 15 | s | 108646.2062 | 0 | 0 | 108646.2062 | 8568 | 6854.4 |  |  |  | 6854.4 | 101791.8062 | 481843.296
S.BM.CM.MULTI-PRIV.151.09M |  |  | 1 |  | 20% |  | 90727 | 87823.736 | 70258.9888 |  | 0 | 0 | 0 |  | 0 | 0 | 0 | 11 | s | 196633.2009 | 0 | 0 | 196633.2009 | 52245 | 41796 |  |  |  | 41796 | 154837.2009 | 772848.8768
S.BM.CM.MULTI-PRIV.152.09A |  |  | 0 |  | 20% |  | 51646 | 49993.328 | 39994.6624 |  | 0 | 0 | 0 |  | 0 | 0 | 0 | 8 | w | 81941.2035 | 0 | 0 | 81941.2035 | 30449 | 24359.2 |  |  |  | 24359.2 | 57582.0035 | 319957.2992
S.BM.CM.MULTI-PRIV.152.09B |  |  | 0 |  | 20% |  | 43346 | 41958.928 | 33567.1424 |  | 48925 | 43983.575 | 35186.86 |  | 0 | 0 | 0 | 15 | s | 113530.9769 | 26268.1232 | 0 | 139799.1001 | 8568 | 6854.4 |  |  |  | 6854.4 | 132944.7001 | 503507.136
S.BM.CM.MULTI-PRIV.152.09M |  |  | 1 |  | 20% |  | 63934 | 61888.112 | 49510.4896 |  | 0 | 0 | 0 |  | 0 | 0 | 0 | 11 | s | 138564.5626 | 0 | 0 | 138564.5626 | 52245 | 41796 |  |  |  | 41796 | 96768.5626 | 544615.3856
S.BM.CM.MULTI-PRIV.153.09A |  |  | 0 |  | 20% |  | 27259 | 26386.712 | 21109.3696 |  | 0 | 0 | 0 |  | 0 | 0 | 0 | 25 | w | 82702.2956 | 0 | 0 | 82702.2956 | 73458 | 58766.4 |  |  |  | 58766.4 | 23935.8956 | 527734.24
S.BM.CM.MULTI-PRIV.153.09B |  |  | 0 |  | 20% |  | 28513 | 27600.584 | 22080.4672 |  | 26046 | 23415.354 | 18732.2832 |  | 0 | 0 | 0 | 15 | s | 74680.6798 | 13984.2521 | 0 | 88664.9319 | 48116 | 38492.8 |  |  |  | 38492.8 | 50172.1319 | 331207.008
S.BM.CM.MULTI-PRIV.153.09M |  |  | 1 |  | 20% |  | 24908 | 24110.944 | 19288.7552 |  | 0 | 0 | 0 |  | 0 | 0 | 0 | 25 | s | 83043.3378 | 0 | 0 | 83043.3378 | 71550 | 57240 |  |  |  | 57240 | 25803.3378 | 482218.88
S.BM.CM.MULTI-PRIV.154.09A |  |  | 0 |  | 20% |  | 41271 | 39950.328 | 31960.2624 |  | 45960 | 41318.04 | 33054.432 |  | 0 | 0 | 0 | 15 | s | 108096.1784 | 24676.1971 | 0 | 132772.3755 | 10000 | 8000 |  |  |  | 8000 | 124772.3755 | 479403.936
S.BM.CM.MULTI-PRIV.154.09M |  |  | 1 |  | 20% |  | 77795 | 75305.56 | 60244.448 |  | 0 | 0 | 0 |  | 0 | 0 | 0 | 11 | s | 168605.5955 | 0 | 0 | 168605.5955 | 28272 | 22617.6 |  |  |  | 22617.6 | 145987.9955 | 662688.928
S.BM.CM.MULTI-PRIV.155.09 |  |  | 1 |  | 20% |  | 17793 | 17223.624 | 13778.8992 |  | 32147 | 28900.153 | 23120.1224 |  | 0 | 0 | 0 | 15 | s | 46603.07 | 17259.9153 | 0 | 63862.9853 | 5990 | 4792 |  |  |  | 4792 | 59070.9853 | 206683.488
S.BM.CM.MULTI-PRIV.156.09 |  |  | 1 |  | 20% |  | 20146 | 19501.328 | 15601.0624 |  | 0 | 0 | 0 |  | 0 | 0 | 0 | 15 | s | 52766.0006 | 0 | 0 | 52766.0006 | 27866 | 22292.8 |  |  |  | 22292.8 | 30473.2006 | 234015.936
S.BM.CM.MULTI-PRIV.157.09 |  |  | 1 |  | 20% |  | 31569 | 30558.792 | 24447.0336 |  | 0 | 0 | 0 |  | 0 | 0 | 0 | 15 | s | 82684.8939 | 0 | 0 | 82684.8939 | 41546 | 33236.8 |  |  |  | 33236.8 | 49448.0939 | 366705.504
S.BM.CM.MULTI-PRIV.158.09 |  |  | 1 |  | 20% |  | 36712 | 35537.216 | 28429.7728 |  | 0 | 0 | 0 |  | 0 | 0 | 0 | 11 | s | 79566.1498 | 0 | 0 | 79566.1498 | 81090 | 64872 |  |  |  | 64872 | 14694.1498 | 312727.5008
S.BM.CM.MULTI-PRIV.159.09 |  |  | 1 |  | 20% |  | 155811 | 150825.048 | 120660.0384 |  | 0 | 0 | 0 |  | 0 | 0 | 0 | 11 | s | 337690.1658 | 0 | 0 | 337690.1658 | 80004 | 64003.2 |  |  |  | 64003.2 | 273686.9658 | 1327260.4224
S.BM.CM.MULTI-PRIV.160.09 |  |  | 1 |  | 20% |  | 16031 | 15518.008 | 12414.4064 |  | 0 | 0 | 0 |  | 0 | 0 | 0 | 25 | w | 48637.1657 | 0 | 0 | 48637.1657 | 24925 | 19940 |  |  |  | 19940 | 28697.1657 | 310360.16
S.BM.CM.MULTI-PRIV.161.09A |  |  | 0 |  | 20% |  | 9530 | 9225.04 | 7380.032 |  | 0 | 0 | 0 |  | 0 | 0 | 0 | 15 | w | 22734.0992 | 0 | 0 | 22734.0992 | 4550 | 3640 |  |  |  | 3640 | 19094.0992 | 110700.48
S.BM.CM.MULTI-PRIV.161.09M |  |  | 1 |  | 20% |  | 75633 | 73212.744 | 58570.1952 |  | 0 | 0 | 0 |  | 0 | 0 | 0 | 25 | s | 252160.6217 | 0 | 0 | 252160.6217 | 145149 | 116119.2 |  |  |  | 116119.2 | 136041.4217 | 1464254.88
S.BM.CM.MULTI-PRIV.162.09A |  |  | 0 |  | 20% |  | 23155 | 22414.04 | 17931.232 |  | 0 | 0 | 0 |  | 0 | 0 | 0 | 8 | w | 36737.5705 | 0 | 0 | 36737.5705 | 19080 | 15264 |  |  |  | 15264 | 21473.5705 | 143449.856
S.BM.CM.MULTI-PRIV.162.09M |  |  | 1 |  | 20% |  | 75967 | 73536.056 | 58828.8448 |  | 0 | 0 | 0 |  | 0 | 0 | 0 | 11 | s | 164643.7596 | 0 | 0 | 164643.7596 | 154230 | 123384 |  |  |  | 123384 | 41259.7596 | 647117.2928
S.BM.CM.MULTI-PRIV.163.09 |  |  | 1 |  | 20% |  | 25852 | 25024.736 | 20019.7888 |  | 0 | 0 | 0 |  | 0 | 0 | 0 | 11 | s | 56029.2031 | 0 | 0 | 56029.2031 | 26483 | 21186.4 |  |  |  | 21186.4 | 34842.8031 | 220217.6768
S.BM.CM.MULTI-PRIV.164.09 |  |  | 1 |  | 20% |  | 70088 | 67845.184 | 54276.1472 |  | 0 | 0 | 0 |  | 0 | 0 | 0 | 8 | w | 111201.1592 | 0 | 0 | 111201.1592 | 66144 | 52915.2 |  |  |  | 52915.2 | 58285.9592 | 434209.1776
S.BM.CM.MULTI-PRIV.165.09 |  |  | 1 |  | 20% |  | 8651 | 8374.168 | 6699.3344 |  | 0 | 0 | 0 |  | 0 | 0 | 0 | 11 | s | 18749.367 | 0 | 0 | 18749.367 | 7945 | 6356 |  |  |  | 6356 | 12393.367 | 73692.6784
S.BM.CM.MULTI-PRIV.166.09 |  |  | 1 |  | 20% |  | 13145 | 12724.36 | 10179.488 |  | 0 | 0 | 0 |  | 0 | 0 | 0 | 11 | s | 28489.2416 | 0 | 0 | 28489.2416 | 15635 | 12508 |  |  |  | 12508 | 15981.2416 | 111974.368
S.BM.CM.MULTI-PRIV.167.09 |  |  | 1 |  | 20% |  | 3597 | 3481.896 | 2785.5168 |  | 0 | 0 | 0 |  | 0 | 0 | 0 | 15 | s | 9421.1905 | 0 | 0 | 9421.1905 | 4675 | 3740 |  |  |  | 3740 | 5681.1905 | 41782.752
S.BM.CM.MULTI-PRIV.168.09 |  |  | 1 |  | 20% |  | 5876 | 5687.968 | 4550.3744 |  | 0 | 0 | 0 |  | 0 | 0 | 0 | 15 | s | 15390.3018 | 0 | 0 | 15390.3018 | 9349 | 7479.2 |  |  |  | 7479.2 | 7911.1018 | 68255.616
S.BM.CM.MULTI-PRIV.169.09 |  |  | 1 |  | 20% |  | 10728 | 10384.704 | 8307.7632 |  | 0 | 0 | 0 |  | 0 | 0 | 0 | 15 | s | 28098.5632 | 0 | 0 | 28098.5632 | 4644 | 3715.2 |  |  |  | 3715.2 | 24383.3632 | 124616.448
S.BM.CM.MULTI-PRIV.170.09 |  |  | 1 |  | 20% |  | 88522 | 85689.296 | 68551.4368 |  | 0 | 0 | 0 |  | 0 | 0 | 0 | 11 | s | 191854.2905 | 0 | 0 | 191854.2905 | 57689 | 46151.2 |  |  |  | 46151.2 | 145703.0905 | 754065.8048
S.BM.CM.MULTI-PRIV.171.09 |  |  | 1 |  | 20% |  | 79008 | 76479.744 | 61183.7952 |  | 0 | 0 | 0 |  | 0 | 0 | 0 | 11 | s | 171234.5381 | 0 | 0 | 171234.5381 | 38250 | 30600 |  |  |  | 30600 | 140634.5381 | 673021.7472
S.BM.CM.MULTI-PRIV.172.09 |  |  | 1 |  | 20% |  | 98976 | 95808.768 | 76647.0144 |  | 0 | 0 | 0 |  | 0 | 0 | 0 | 11 | s | 214511.3108 | 0 | 0 | 214511.3108 | 53716 | 42972.8 |  |  |  | 42972.8 | 171538.5108 | 843117.1584
S.BM.CM.MULTI-PRIV.173.09 |  |  | 1 |  | 20% |  | 106161 | 102763.848 | 82211.0784 |  | 0 | 0 | 0 |  | 0 | 0 | 0 | 11 | s | 230083.4068 | 0 | 0 | 230083.4068 | 57689 | 46151.2 |  |  |  | 46151.2 | 183932.2068 | 904321.8624
S.BM.CM.MULTI-PRIV.174.09 |  |  | 1 |  | 20% |  | 41026 | 39713.168 | 31770.5344 |  | 0 | 0 | 0 |  | 0 | 0 | 0 | 15 | s | 107454.4793 | 0 | 0 | 107454.4793 | 36004 | 28803.2 |  |  |  | 28803.2 | 78651.2793 | 476558.016
S.BM.CM.MULTI-PRIV.175.09 |  |  | 1 |  | 20% |  | 16825 | 16286.6 | 13029.28 |  | 0 | 0 | 0 |  | 0 | 0 | 0 | 15 | s | 44067.7038 | 0 | 0 | 44067.7038 | 6212 | 4969.6 |  |  |  | 4969.6 | 39098.1038 | 195439.2
S.BM.CM.MULTI-PRIV.176.09 |  |  | 1 |  | 20% |  | 39307 | 38049.176 | 30439.3408 |  | 0 | 0 | 0 |  | 0 | 0 | 0 | 11 | s | 85190.3097 | 0 | 0 | 85190.3097 | 46587 | 37269.6 |  |  |  | 37269.6 | 47920.7097 | 334832.7488
S.BM.CM.MULTI-PRIV.177.09A |  |  | 0 |  | 20% |  | 49126 | 47553.968 | 38043.1744 |  | 0 | 0 | 0 |  | 0 | 0 | 0 | 8 | w | 77942.9881 | 0 | 0 | 77942.9881 | 21598 | 17278.4 |  |  |  | 17278.4 | 60664.5881 | 304345.3952
S.BM.CM.MULTI-PRIV.177.09M |  |  | 1 |  | 20% |  | 102733 | 99445.544 | 79556.4352 |  | 0 | 0 | 0 |  | 0 | 0 | 0 | 11 | s | 222653.8807 | 0 | 0 | 222653.8807 | 55120 | 44096 |  |  |  | 44096 | 178557.8807 | 875120.7872
S.BM.CM.MULTI-PRIV.178.09 |  |  | 1 |  | 20% |  | 51604 | 49952.672 | 39962.1376 |  | 0 | 0 | 0 |  | 0 | 0 | 0 | 11 | s | 111841.6756 | 0 | 0 | 111841.6756 | 46587 | 37269.6 |  |  |  | 37269.6 | 74572.0756 | 439583.5136
S.BM.CM.MULTI-PRIV.179.09A |  |  | 0 |  | 20% |  | 9408 | 9106.944 | 7285.5552 |  | 0 | 0 | 0 |  | 0 | 0 | 0 | 15 | s | 24641.2456 | 0 | 0 | 24641.2456 | 7389 | 5911.2 |  |  |  | 5911.2 | 18730.0456 | 109283.328
S.BM.CM.MULTI-PRIV.179.09M |  |  | 1 |  | 20% |  | 53674 | 51956.432 | 41565.1456 |  | 0 | 0 | 0 |  | 0 | 0 | 0 | 15 | s | 140581.8681 | 0 | 0 | 140581.8681 | 72954 | 58363.2 |  |  |  | 58363.2 | 82218.6681 | 623477.184
S.BM.CM.MULTI-PRIV.180.09 |  |  | 1 |  | 20% |  | 20599 | 19939.832 | 15951.8656 |  | 0 | 0 | 0 |  | 0 | 0 | 0 | 15 | s | 53952.4891 | 0 | 0 | 53952.4891 | 26258 | 21006.4 |  |  |  | 21006.4 | 32946.0891 | 239277.984
S.BM.CM.MULTI-PRIV.181.09 |  |  | 1 |  | 20% |  | 20861 | 20193.448 | 16154.7584 |  | 0 | 0 | 0 |  | 0 | 0 | 0 | 15 | s | 54638.7143 | 0 | 0 | 54638.7143 | 24695 | 19756 |  |  |  | 19756 | 34882.7143 | 242321.376
S.BM.CM.MULTI-PRIV.182.09 |  |  | 1 |  | 20% |  | 10024 | 9703.232 | 7762.5856 |  | 0 | 0 | 0 |  | 0 | 0 | 0 | 15 | s | 26254.6605 | 0 | 0 | 26254.6605 | 2030 | 1624 |  |  |  | 1624 | 24630.6605 | 116438.784
S.BM.CM.MULTI-PRIV.183.09 |  |  | 1 |  | 20% |  | 28319 | 27412.792 | 21930.2336 |  | 0 | 0 | 0 |  | 0 | 0 | 0 | 11 | s | 61375.9478 | 0 | 0 | 61375.9478 | 15927 | 12741.6 |  |  |  | 12741.6 | 48634.3478 | 241232.5696
S.BM.CM.MULTI-PRIV.184.09 |  |  | 1 |  | 20% |  | 39974 | 38694.832 | 30955.8656 |  | 0 | 0 | 0 |  | 0 | 0 | 0 | 11 | s | 86635.903 | 0 | 0 | 86635.903 | 37895 | 30316 |  |  |  | 30316 | 56319.903 | 340514.5216
S.BM.CM.MULTI-PRIV.185.09 |  |  | 1 |  | 20% |  | 25204 | 24397.472 | 19517.9776 |  | 0 | 0 | 0 |  | 0 | 0 | 0 | 15 | s | 66013.8131 | 0 | 0 | 66013.8131 | 28176 | 22540.8 |  |  |  | 22540.8 | 43473.0131 | 292769.664
S.BM.CM.MULTI-PRIV.186.09 |  |  | 1 |  | 20% |  | 21088 | 20413.184 | 16330.5472 |  | 0 | 0 | 0 |  | 0 | 0 | 0 | 15 | s | 55233.2682 | 0 | 0 | 55233.2682 | 28272 | 22617.6 |  |  |  | 22617.6 | 32615.6682 | 244958.208
S.BM.CM.MULTI-PRIV.187.09 |  |  | 1 |  | 20% |  | 10030 | 9709.04 | 7767.232 |  | 0 | 0 | 0 |  | 0 | 0 | 0 | 15 | s | 26270.3756 | 0 | 0 | 26270.3756 | 34252 | 27401.6 |  |  |  | 27401.6 | -1131.2244 | 116508.48
S.BM.CM.MULTI-PRIV.187.09A |  |  | 0 |  | 20% |  | 50837 | 49210.216 | 39368.1728 |  | 0 | 0 | 0 |  | 0 | 0 | 0 | 15 | s | 133151.2544 | 0 | 0 | 133151.2544 | 62590 | 50072 |  |  |  | 50072 | 83079.2544 | 590522.592
S.BM.CM.MULTI-PRIV.188.09 |  |  | 1 |  | 20% |  | 13272 | 12847.296 | 10277.8368 |  | 0 | 0 | 0 |  | 0 | 0 | 0 | 15 | s | 34761.7572 | 0 | 0 | 34761.7572 | 39425 | 31540 |  |  |  | 31540 | 3221.7572 | 154167.552
S.BM.CM.MULTI-PRIV.188.09A |  |  | 0 |  | 20% |  | 53274 | 51569.232 | 41255.3856 |  | 0 | 0 | 0 |  | 0 | 0 | 0 | 15 | s | 139534.1961 | 0 | 0 | 139534.1961 | 60327 | 48261.6 |  |  |  | 48261.6 | 91272.5961 | 618830.784
S.BM.CM.MULTI-PRIV.189.09 |  |  | 1 |  | 20% |  | 17633 | 17068.744 | 13654.9952 |  | 0 | 0 | 0 |  | 0 | 0 | 0 | 15 | s | 46184.0012 | 0 | 0 | 46184.0012 | 36502 | 29201.6 |  |  |  | 29201.6 | 16982.4012 | 204824.928
S.BM.CM.MULTI-PRIV.189.09A |  |  | 0 |  | 20% |  | 60612 | 58672.416 | 46937.9328 |  | 0 | 0 | 0 |  | 0 | 0 | 0 | 15 | s | 158753.7391 | 0 | 0 | 158753.7391 | 54472 | 43577.6 |  |  |  | 43577.6 | 115176.1391 | 704068.992
S.BM.CM.MULTI-PRIV.190.09Delete |  |  | 0 |  | 20% |  | 0 | 0 | 0 |  | 0 | 0 | 0 |  | 0 | 0 | 0 | 1 | s | 0 | 0 | 0 | 0 | 0 | 0 |  |  |  | 0 | 0 | 0
S.BM.CM.MULTI-PRIV.191.09A |  |  | 0 |  | 20% |  | 8921 | 8635.528 | 6908.4224 |  | 0 | 0 | 0 |  | 0 | 0 | 0 | 15 | w | 21281.3116 | 0 | 0 | 21281.3116 | 7695 | 6156 |  |  |  | 6156 | 15125.3116 | 103626.336
S.BM.CM.MULTI-PRIV.191.09M |  |  | 1 |  | 20% |  | 20815 | 20148.92 | 16119.136 |  | 0 | 0 | 0 |  | 0 | 0 | 0 | 15 | s | 54518.232 | 0 | 0 | 54518.232 | 17955 | 14364 |  |  |  | 14364 | 40154.232 | 241787.04
S.BM.CM.MULTI-PRIV.192.09 |  |  | 1 |  | 20% |  | 54870 | 53114.16 | 42491.328 |  | 0 | 0 | 0 |  | 0 | 0 | 0 | 15 | s | 143714.4074 | 0 | 0 | 143714.4074 | 57353 | 45882.4 |  |  |  | 45882.4 | 97832.0074 | 637369.92
S.BM.CM.MULTI-PRIV.193.09 |  |  | 1 |  | 20% |  | 43810 | 42408.08 | 33926.464 |  | 0 | 0 | 0 |  | 0 | 0 | 0 | 15 | s | 114746.2765 | 0 | 0 | 114746.2765 | 41675 | 33340 |  |  |  | 33340 | 81406.2765 | 508896.96
S.BM.CM.MULTI-PRIV.194.09 |  |  | 1 |  | 20% |  | 18562 | 17968.016 | 14374.4128 |  | 0 | 0 | 0 |  | 0 | 0 | 0 | 15 | s | 48617.2194 | 0 | 0 | 48617.2194 | 19024 | 15219.2 |  |  |  | 15219.2 | 33398.0194 | 215616.192
S.BM.CM.MULTI-PRIV.195.09A |  |  | 0 |  | 20% |  | 4640 | 4491.52 | 3593.216 |  | 0 | 0 | 0 |  | 0 | 0 | 0 | 8 | w | 7361.7934 | 0 | 0 | 7361.7934 | 12455 | 9964 |  |  |  | 9964 | -2602.2066 | 28745.728
S.BM.CM.MULTI-PRIV.195.09M |  |  | 1 |  | 20% |  | 20553 | 19895.304 | 15916.2432 |  | 0 | 0 | 0 |  | 0 | 0 | 0 | 11 | s | 44544.6469 | 0 | 0 | 44544.6469 | 25334 | 20267.2 |  |  |  | 20267.2 | 24277.4469 | 175078.6752
S.BM.CM.MULTI-PRIV.196.09 |  |  | 1 |  | 20% |  | 35503 | 34366.904 | 27493.5232 |  | 0 | 0 | 0 |  | 0 | 0 | 0 | 11 | s | 76945.8765 | 0 | 0 | 76945.8765 | 61374 | 49099.2 |  |  |  | 49099.2 | 27846.6765 | 302428.7552
S.BM.CM.MULTI-PRIV.197.09A |  |  | 0 |  | 20% |  | 32735 | 31687.48 | 25349.984 |  | 0 | 0 | 0 |  | 0 | 0 | 0 | 9 | w | 56472.4694 | 0 | 0 | 56472.4694 | 63000 | 50400 |  |  |  | 50400 | 6072.4694 | 228149.856
S.BM.CM.MULTI-PRIV.197.09M |  |  | 1 |  | 20% |  | 119445 | 115622.76 | 92498.208 |  | 0 | 0 | 0 |  | 0 | 0 | 0 | 11 | s | 258873.904 | 0 | 0 | 258873.904 | 126967.33 | 101573.864 |  |  |  | 101573.864 | 157300.04 | 1017480.288
S.BM.CM.MULTI-PRIV.198.09 |  |  | 1 |  | 20% |  | 23942 | 23175.856 | 18540.6848 |  | 0 | 0 | 0 |  | 0 | 0 | 0 | 11 | s | 51889.648 | 0 | 0 | 51889.648 | 29230 | 23384 |  |  |  | 23384 | 28505.648 | 203947.5328
S.BM.CM.MULTI-PRIV.198.09A |  |  | 0 |  | 20% |  | 7466 | 7227.088 | 5781.6704 |  | 0 | 0 | 0 |  | 0 | 0 | 0 | 8 | w | 11845.5064 | 0 | 0 | 11845.5064 | 15238 | 12190.4 |  |  |  | 12190.4 | -344.8936 | 46253.3632
S.BM.CM.MULTI-PRIV.199.09 |  |  | 1 |  | 20% |  | 43404 | 42015.072 | 33612.0576 |  | 0 | 0 | 0 |  | 0 | 0 | 0 | 11 | s | 94069.7637 | 0 | 0 | 94069.7637 | 53229 | 42583.2 |  |  |  | 42583.2 | 51486.5637 | 369732.6336
S.BM.CM.MULTI-PRIV.200.09 |  |  | 1 |  | 20% |  | 26868 | 26008.224 | 20806.5792 |  | 0 | 0 | 0 |  | 0 | 0 | 0 | 11 | s | 58231.1863 | 0 | 0 | 58231.1863 | 35848 | 28678.4 |  |  |  | 28678.4 | 29552.7863 | 228872.3712
S.BM.CM.MULTI-PRIV.201.09A |  |  | 0 |  | 20% |  | 100782 | 97556.976 | 78045.5808 |  | 84224 | 75717.376 | 60573.9008 |  | 0 | 0 | 0 | 15 | s | 263966.2003 | 45220.366 | 0 | 309186.5663 | 19600 | 15680 |  |  |  | 15680 | 293506.5663 | 1170683.712
S.BM.CM.MULTI-PRIV.201.09B |  |  | 0 |  | 20% |  | 21266 | 20585.488 | 16468.3904 |  | 0 | 0 | 0 |  | 0 | 0 | 0 | 15 | s | 55699.4822 | 0 | 0 | 55699.4822 | 46000 | 36800 |  |  |  | 36800 | 18899.4822 | 247025.856
S.BM.CM.MULTI-PRIV.201.09M |  |  | 1 |  | 20% |  | 13664 | 13226.752 | 10581.4016 |  | 0 | 0 | 0 |  | 0 | 0 | 0 | 15 | s | 35788.4757 | 0 | 0 | 35788.4757 | 14000 | 11200 |  |  |  | 11200 | 24588.4757 | 158721.024
S.BM.CM.MULTI-PRIV.202.09A |  |  | 0 |  | 20% |  | 3943 | 3816.824 | 3053.4592 |  | 0 | 0 | 0 |  | 0 | 0 | 0 | 15 | s | 10327.4268 | 0 | 0 | 10327.4268 | 3625 | 2900 |  |  |  | 2900 | 7427.4268 | 45801.888
S.BM.CM.MULTI-PRIV.202.09B |  |  | 0 |  | 20% |  | 1538 | 1488.784 | 1191.0272 |  | 0 | 0 | 0 |  | 0 | 0 | 0 | 15 | w | 3668.9449 | 0 | 0 | 3668.9449 | 0 | 0 |  |  |  | 0 | 3668.9449 | 17865.408
S.BM.CM.MULTI-PRIV.202.09M |  |  | 1 |  | 20% |  | 14852 | 14376.736 | 11501.3888 |  | 9325 | 8383.175 | 6706.54 |  | 0 | 0 | 0 | 15 | s | 38900.0616 | 5006.6479 | 0 | 43906.7095 | 6000 | 4800 |  |  |  | 4800 | 39106.7095 | 172520.832
S.BM.CM.MULTI-PRIV.203.09A |  |  | 0 |  | 20% |  | 19337 | 18718.216 | 14974.5728 |  | 9325 | 8383.175 | 6706.54 |  | 0 | 0 | 0 | 15 | s | 50647.084 | 5006.6479 | 0 | 55653.7319 | 6000 | 4800 |  |  |  | 4800 | 50853.7319 | 224618.592
S.BM.CM.MULTI-PRIV.203.09M |  |  | 1 |  | 20% |  | 5803 | 5617.304 | 4493.8432 |  | 0 | 0 | 0 |  | 0 | 0 | 0 | 15 | s | 15199.1016 | 0 | 0 | 15199.1016 | 3625 | 2900 |  |  |  | 2900 | 12299.1016 | 67407.648
S.BM.CM.MULTI-PRIV.204.09A |  |  | 0 |  | 20% |  | 12042 | 11656.656 | 9325.3248 |  | 39917 | 35885.383 | 28708.3064 |  | 0 | 0 | 0 | 15 | s | 31540.1657 | 21431.6745 | 0 | 52971.8402 | 29940 | 23952 |  |  |  | 23952 | 29019.8402 | 139879.872
S.BM.CM.MULTI-PRIV.204.09M |  |  | 1 |  | 20% |  | 26206 | 25367.408 | 20293.9264 |  | 0 | 0 | 0 |  | 0 | 0 | 0 | 15 | w | 62515.1946 | 0 | 0 | 62515.1946 | 27216 | 21772.8 |  |  |  | 21772.8 | 40742.3946 | 304408.896
S.BM.CM.MULTI-PRIV.205.09A |  |  | 0 |  | 20% |  | 93119 | 90139.192 | 72111.3536 |  | 0 | 0 | 0 |  | 0 | 0 | 0 | 15 | s | 243895.4238 | 0 | 0 | 243895.4238 | 210000 | 168000 |  |  |  | 168000 | 75895.4238 | 1081670.304
S.BM.CM.MULTI-PRIV.205.09B |  |  | 0 |  | 20% |  | 74495 | 72111.16 | 57688.928 |  | 432260 | 388601.74 | 310881.392 |  | 0 | 0 | 0 | 15 | s | 195115.8152 | 232082.9622 | 0 | 427198.7774 | 77500 | 62000 |  |  |  | 62000 | 365198.7774 | 865333.92
S.BM.CM.MULTI-PRIV.205.09M |  |  | 1 |  | 20% |  | 36053 | 34899.304 | 27919.4432 |  | 0 | 0 | 0 |  | 0 | 0 | 0 | 8 | w | 57201.4524 | 0 | 0 | 57201.4524 | 36230 | 28984 |  |  |  | 28984 | 28217.4524 | 223355.5456
S.BM.CM.MULTI-PRIV.206.09 |  |  | 1 |  | 20% |  | 59538 | 57632.784 | 46106.2272 |  | 0 | 0 | 0 |  | 0 | 0 | 0 | 15 | s | 155940.7397 | 0 | 0 | 155940.7397 | 112072 | 89657.6 |  |  |  | 89657.6 | 66283.1397 | 691593.408
S.BM.CM.MULTI-PRIV.207.09 |  |  | 1 |  | 20% |  | 20413 | 19759.784 | 15807.8272 |  | 21911 | 19697.989 | 15758.3912 |  | 0 | 0 | 0 | 15 | s | 53465.3216 | 11764.1461 | 0 | 65229.4677 | 10040 | 8032 |  |  |  | 8032 | 57197.4677 | 237117.408
S.BM.CM.MULTI-PRIV.208.09A |  |  | 0 |  | 20% |  | 32156 | 31127.008 | 24901.6064 |  | 0 | 0 | 0 |  | 0 | 0 | 0 | 9 | w | 55473.6132 | 0 | 0 | 55473.6132 | 63000 | 50400 |  |  |  | 50400 | 5073.6132 | 224114.4576
S.BM.CM.MULTI-PRIV.208.09M |  |  | 1 |  | 20% |  | 133322 | 129055.696 | 103244.5568 |  | 0 | 0 | 0 |  | 0 | 0 | 0 | 11 | s | 288949.6138 | 0 | 0 | 288949.6138 | 126967 | 101573.6 |  |  |  | 101573.6 | 187376.0138 | 1135690.1248
S.BM.CM.MULTI-PRIV.209.09 |  |  | 1 |  | 20% |  | 13520 | 13087.36 | 10469.888 |  | 9572 | 8605.228 | 6884.1824 |  | 0 | 0 | 0 | 15 | s | 35411.3138 | 5139.2637 | 0 | 40550.5775 | 13549 | 10839.2 |  |  |  | 10839.2 | 29711.3775 | 157048.32
S.BM.CM.MULTI-PRIV.210.09Delete |  |  | 0 |  | 20% |  | 0 | 0 | 0 |  | 0 | 0 | 0 |  | 0 | 0 | 0 | 1 | s | 0 | 0 | 0 | 0 | 0 | 0 |  |  |  | 0 | 0 | 0
S.BM.CM.MULTI-PRIV.211.09 |  |  | 1 |  | 20% |  | 25422 | 24608.496 | 19686.7968 |  | 0 | 0 | 0 |  | 0 | 0 | 0 | 11 | s | 55097.2614 | 0 | 0 | 55097.2614 | 16846 | 13476.8 |  |  |  | 13476.8 | 41620.4614 | 216554.7648
S.BM.CM.MULTI-PRIV.212.09A |  |  | 0 |  | 20% |  | 25528 | 24711.104 | 19768.8832 |  | 0 | 0 | 0 |  | 0 | 0 | 0 | 8 | w | 40502.5567 | 0 | 0 | 40502.5567 | 36710 | 29368 |  |  |  | 29368 | 11134.5567 | 158151.0656
S.BM.CM.MULTI-PRIV.212.09B |  |  | 0 |  | 20% |  | 62464 | 60465.152 | 48372.1216 |  | 46099 | 41443.001 | 33154.4008 |  | 0 | 0 | 0 | 15 | s | 163604.4605 | 24750.827 | 0 | 188355.2875 | 63569 | 50855.2 |  |  |  | 50855.2 | 137500.0875 | 725581.824
S.BM.CM.MULTI-PRIV.212.09M |  |  | 1 |  | 20% |  | 50740 | 49116.32 | 39293.056 |  | 0 | 0 | 0 |  | 0 | 0 | 0 | 11 | s | 109969.1229 | 0 | 0 | 109969.1229 | 58300 | 46640 |  |  |  | 46640 | 63329.1229 | 432223.616
S.BM.CM.MULTI-PRIV.213.09A |  |  | 0 |  | 20% |  | 18841 | 18238.088 | 14590.4704 |  | 16911 | 15202.989 | 12162.3912 |  | 0 | 0 | 0 | 15 | s | 49347.9707 | 9079.6164 | 0 | 58427.587 | 5490 | 4392 |  |  |  | 4392 | 54035.587 | 218857.056
S.BM.CM.MULTI-PRIV.213.09M |  |  | 1 |  | 20% |  | 37429 | 36231.272 | 28985.0176 |  | 0 | 0 | 0 |  | 0 | 0 | 0 | 11 | s | 81120.1084 | 0 | 0 | 81120.1084 | 28673 | 22938.4 |  |  |  | 22938.4 | 58181.7084 | 318835.1936
S.BM.CM.MULTI-PRIV.214.09A |  |  | 0 |  | 20% |  | 48998 | 47430.064 | 37944.0512 |  | 32850 | 29532.15 | 23625.72 |  | 0 | 0 | 0 | 15 | s | 128334.5824 | 17637.3602 | 0 | 145971.9426 | 58340 | 46672 |  |  |  | 46672 | 99299.9426 | 569160.768
S.BM.CM.MULTI-PRIV.214.09M |  |  | 1 |  | 20% |  | 40831 | 39524.408 | 31619.5264 |  | 0 | 0 | 0 |  | 0 | 0 | 0 | 11 | s | 88493.2846 | 0 | 0 | 88493.2846 | 50350 | 40280 |  |  |  | 40280 | 48213.2846 | 347814.7904
S.BM.CM.MULTI-PRIV.215.09 |  |  | 1 |  | 20% |  | 18805 | 18203.24 | 14562.592 |  | 21271 | 19122.629 | 15298.1032 |  | 0 | 0 | 0 | 15 | s | 49253.6802 | 11420.5263 | 0 | 60674.2065 | 5725 | 4580 |  |  |  | 4580 | 56094.2065 | 218438.88
S.BM.CM.MULTI-PRIV.216.09A |  |  | 0 |  | 20% |  | 24463 | 23680.184 | 18944.1472 |  | 0 | 0 | 0 |  | 0 | 0 | 0 | 9 | w | 42202.1084 | 0 | 0 | 42202.1084 | 42343.56 | 33874.848 |  |  |  | 33874.848 | 8327.2604 | 170497.3248
S.BM.CM.MULTI-PRIV.216.09M |  |  | 1 |  | 20% |  | 106475 | 103067.8 | 82454.24 |  | 0 | 0 | 0 |  | 0 | 0 | 0 | 11 | s | 230763.9409 | 0 | 0 | 230763.9409 | 106000 | 84800 |  |  |  | 84800 | 145963.9409 | 906996.64
S.BM.CM.MULTI-PRIV.217.09 |  |  | 1 |  | 20% |  | 83762 | 81081.616 | 64865.2928 |  | 85082 | 76488.718 | 61190.9744 |  | 0 | 0 | 0 | 15 | s | 219387.7564 | 45681.0313 | 0 | 265068.7877 | 19200 | 15360 |  |  |  | 15360 | 249708.7877 | 972979.392
S.BM.CM.MULTI-PRIV.218.09 |  |  | 1 |  | 20% |  | 41181 | 39863.208 | 31890.5664 |  | 31906 | 28683.494 | 22946.7952 |  | 0 | 0 | 0 | 15 | s | 107860.4522 | 17130.521 | 0 | 124990.9732 | 6800 | 5440 |  |  |  | 5440 | 119550.9732 | 478358.496
S.BM.CM.MULTI-PRIV.219.09 |  |  | 1 |  | 20% |  | 64687 | 62617.016 | 50093.6128 |  | 63812 | 57366.988 | 45893.5904 |  | 0 | 0 | 0 | 15 | s | 169426.8976 | 34261.0419 | 0 | 203687.9396 | 13995 | 11196 |  |  |  | 11196 | 192491.9396 | 751404.192
S.BM.CM.MULTI-PRIV.220.09 |  |  | 1 |  | 20% |  | 40122 | 38838.096 | 31070.4768 |  | 61041 | 54875.859 | 43900.6872 |  | 0 | 0 | 0 | 15 | s | 105086.7406 | 32773.2756 | 0 | 137860.0161 | 13325 | 10660 |  |  |  | 10660 | 127200.0161 | 466057.152
S.BM.CM.MULTI-PRIV.221.09 |  |  | 1 |  | 20% |  | 83762 | 81081.616 | 64865.2928 |  | 85082 | 76488.718 | 61190.9744 |  | 0 | 0 | 0 | 15 | s | 219387.7564 | 45681.0313 | 0 | 265068.7877 | 19200 | 15360 |  |  |  | 15360 | 249708.7877 | 972979.392
S.BM.CM.MULTI-PRIV.222.09 |  |  | 1 |  | 20% |  | 97688 | 94561.984 | 75649.5872 |  | 0 | 0 | 0 |  | 0 | 0 | 0 | 11 | s | 211719.8203 | 0 | 0 | 211719.8203 | 57770 | 46216 |  |  |  | 46216 | 165503.8203 | 832145.4592
S.BM.CM.MULTI-PRIV.223.09 |  |  | 1 |  | 20% |  | 32997 | 31941.096 | 25552.8768 |  | 39434 | 35451.166 | 28360.9328 |  | 0 | 0 | 0 | 15 | s | 86425.083 | 21172.3489 | 0 | 107597.4319 | 13995 | 11196 |  |  |  | 11196 | 96401.4319 | 383293.152
S.BM.CM.MULTI-PRIV.224.09 |  |  | 1 |  | 20% |  | 30747 | 29763.096 | 23810.4768 |  | 36590 | 32894.41 | 26315.528 |  | 0 | 0 | 0 | 15 | s | 80531.9279 | 19645.3884 | 0 | 100177.3163 | 7490 | 5992 |  |  |  | 5992 | 94185.3163 | 357157.152
S.BM.CM.MULTI-PRIV.225.09 |  |  | 0 |  | 20% |  | 0 | 0 | 0 |  | 0 | 0 | 0 |  | 0 | 0 | 0 | 15 | s | 0 | 0 | 0 | 0 | 0 | 0 |  |  |  | 0 | 0 | 0
S.BM.CM.MULTI-PRIV.226.09 |  |  | 1 |  | 20% |  | 37087 | 35900.216 | 28720.1728 |  | 45781 | 41157.119 | 32925.6952 |  | 0 | 0 | 0 | 15 | s | 97137.5292 | 24580.0909 | 0 | 121717.6201 | 12480 | 9984 |  |  |  | 9984 | 111733.6201 | 430802.592
S.BM.CM.MULTI-PRIV.227.09A |  |  | 0 |  | 20% |  | 9634 | 9325.712 | 7460.5696 |  | 0 | 0 | 0 |  | 0 | 0 | 0 | 15 | s | 25233.1803 | 0 | 0 | 25233.1803 | 13074 | 10459.2 |  |  |  | 10459.2 | 14773.9803 | 111908.544
S.BM.CM.MULTI-PRIV.227.09M |  |  | 1 |  | 20% |  | 45317 | 43866.856 | 35093.4848 |  | 0 | 0 | 0 |  | 0 | 0 | 0 | 25 | s | 151086.9976 | 0 | 0 | 151086.9976 | 26743 | 21394.4 |  |  |  | 21394.4 | 129692.5976 | 877337.12
S.BM.CM.MULTI-PRIV.228.09 |  |  | 1 |  | 20% |  | 125099 | 121095.832 | 96876.6656 |  | 0 | 0 | 0 |  | 0 | 0 | 0 | 11 | s | 271127.8539 | 0 | 0 | 271127.8539 | 83827 | 67061.6 |  |  |  | 67061.6 | 204066.2539 | 1065643.3216
S.BM.CM.MULTI-PRIV.229.09A |  |  | 0 |  | 20% |  | 29468 | 28525.024 | 22820.0192 |  | 0 | 0 | 0 |  | 0 | 0 | 0 | 8 | w | 46753.7347 | 0 | 0 | 46753.7347 | 42400 | 33920 |  |  |  | 33920 | 12833.7347 | 182560.1536
S.BM.CM.MULTI-PRIV.229.09M |  |  | 1 |  | 20% |  | 81300 | 78698.4 | 62958.72 |  | 0 | 0 | 0 |  | 0 | 0 | 0 | 11 | s | 176202.0042 | 0 | 0 | 176202.0042 | 72132 | 57705.6 |  |  |  | 57705.6 | 118496.4042 | 692545.92
S.BM.CM.MULTI-PRIV.230.09 |  |  | 1 |  | 20% |  | 163751 | 158510.968 | 126808.7744 |  | 0 | 0 | 0 |  | 0 | 0 | 0 | 11 | s | 354898.578 | 0 | 0 | 354898.578 | 194084 | 155267.2 |  |  |  | 155267.2 | 199631.378 | 1394896.5184
S.BM.CM.MULTI-PRIV.231.09 |  |  | 1 |  | 20% |  | 17533 | 16971.944 | 13577.5552 |  | 0 | 0 | 0 |  | 0 | 0 | 0 | 25 | s | 58455.0683 | 0 | 0 | 58455.0683 | 24000 | 19200 |  |  |  | 19200 | 39255.0683 | 339438.88
S.BM.CM.MULTI-PRIV.232.09A |  |  | 0 |  | 20% |  | 16399 | 15874.232 | 12699.3856 |  | 0 | 0 | 0 |  | 0 | 0 | 0 | 25 | w | 49753.6573 | 0 | 0 | 49753.6573 | 13227 | 10581.6 |  |  |  | 10581.6 | 39172.0573 | 317484.64
S.BM.CM.MULTI-PRIV.232.09B |  |  | 0 |  | 20% |  | 24044 | 23274.592 | 18619.6736 |  | 39147 | 35193.153 | 28154.5224 |  | 0 | 0 | 0 | 15 | s | 62975.5643 | 21018.2569 | 0 | 83993.8212 | 51810 | 41448 |  |  |  | 41448 | 42545.8212 | 279295.104
S.BM.CM.MULTI-PRIV.232.09M |  |  | 1 |  | 20% |  | 79390 | 76849.52 | 61479.616 |  | 0 | 0 | 0 |  | 0 | 0 | 0 | 25 | s | 264686.4696 | 0 | 0 | 264686.4696 | 114985 | 91988 |  |  |  | 91988 | 172698.4696 | 1536990.4
S.BM.CM.MULTI-PRIV.233.09A |  |  | 0 |  | 20% |  | 1200 | 1161.6 | 929.28 |  | 0 | 0 | 0 |  | 0 | 0 | 0 | 15 | w | 2862.6358 | 0 | 0 | 2862.6358 | 1000 | 800 |  |  |  | 800 | 2062.6358 | 13939.2
S.BM.CM.MULTI-PRIV.233.09M |  |  | 1 |  | 20% |  | 15367 | 14875.256 | 11900.2048 |  | 0 | 0 | 0 |  | 0 | 0 | 0 | 25 | s | 51233.6186 | 0 | 0 | 51233.6186 | 22995 | 18396 |  |  |  | 18396 | 32837.6186 | 297505.12
S.BM.CM.MULTI-PRIV.234.09A |  |  | 0 |  | 20% |  | 1214 | 1175.152 | 940.1216 |  | 0 | 0 | 0 |  | 0 | 0 | 0 | 15 | w | 2896.0332 | 0 | 0 | 2896.0332 | 23395 | 18716 |  |  |  | 18716 | -15819.9668 | 14101.824
S.BM.CM.MULTI-PRIV.234.09M |  |  | 1 |  | 20% |  | 16328 | 15805.504 | 12644.4032 |  | 0 | 0 | 0 |  | 0 | 0 | 0 | 25 | s | 54437.5951 | 0 | 0 | 54437.5951 | 1600 | 1280 |  |  |  | 1280 | 53157.5951 | 316110.08
S.BM.CM.MULTI-PRIV.235.09A |  |  | 0 |  | 20% |  | 1342 | 1299.056 | 1039.2448 |  | 0 | 0 | 0 |  | 0 | 0 | 0 | 15 | w | 3201.381 | 0 | 0 | 3201.381 | 1400 | 1120 |  |  |  | 1120 | 2081.381 | 15588.672
S.BM.CM.MULTI-PRIV.235.09M |  |  | 1 |  | 20% |  | 16550 | 16020.4 | 12816.32 |  | 0 | 0 | 0 |  | 0 | 0 | 0 | 25 | s | 55177.7437 | 0 | 0 | 55177.7437 | 25095 | 20076 |  |  |  | 20076 | 35101.7437 | 320408
S.BM.CM.MULTI-PRIV.236.09 |  |  | 1 |  | 20% |  | 32953 | 31898.504 | 25518.8032 |  | 0 | 0 | 0 |  | 0 | 0 | 0 | 11 | s | 71419.2453 | 0 | 0 | 71419.2453 | 42396 | 33916.8 |  |  |  | 33916.8 | 37502.4453 | 280706.8352
S.BM.CM.MULTI-PRIV.237.09A |  |  | 0 |  | 20% |  | 9225 | 8929.8 | 7143.84 |  | 0 | 0 | 0 |  | 0 | 0 | 0 | 15 | w | 22006.5126 | 0 | 0 | 22006.5126 | 17270 | 13816 |  |  |  | 13816 | 8190.5126 | 107157.6
S.BM.CM.MULTI-PRIV.237.09M |  |  | 1 |  | 20% |  | 21526 | 20837.168 | 16669.7344 |  | 0 | 0 | 0 |  | 0 | 0 | 0 | 15 | s | 56380.469 | 0 | 0 | 56380.469 | 14130 | 11304 |  |  |  | 11304 | 45076.469 | 250046.016
S.BM.CM.MULTI-PRIV.238.09A |  |  | 0 |  | 20% |  | 12224 | 11832.832 | 9466.2656 |  | 0 | 0 | 0 |  | 0 | 0 | 0 | 15 | w | 29160.7166 | 0 | 0 | 29160.7166 | 7905 | 6324 |  |  |  | 6324 | 22836.7166 | 141993.984
S.BM.CM.MULTI-PRIV.238.09M |  |  | 1 |  | 20% |  | 28522 | 27609.296 | 22087.4368 |  | 0 | 0 | 0 |  | 0 | 0 | 0 | 15 | s | 74704.2524 | 0 | 0 | 74704.2524 | 18445 | 14756 |  |  |  | 14756 | 59948.2524 | 331311.552
S.BM.CM.MULTI-PRIV.239.09A |  |  | 0 |  | 20% |  | 24807 | 24013.176 | 19210.5408 |  | 0 | 0 | 0 |  | 0 | 0 | 0 | 9 | w | 42795.5567 | 0 | 0 | 42795.5567 | 30301 | 24240.8 |  |  |  | 24240.8 | 18554.7567 | 172894.8672
S.BM.CM.MULTI-PRIV.239.09M |  |  | 1 |  | 20% |  | 61956 | 59973.408 | 47978.7264 |  | 0 | 0 | 0 |  | 0 | 0 | 0 | 11 | s | 134277.6307 | 0 | 0 | 134277.6307 | 70701 | 56560.8 |  |  |  | 56560.8 | 77716.8307 | 527765.9904
S.BM.CM.MULTI-PRIV.240.09 |  |  | 1 |  | 20% |  | 46543 | 46543 | 37234.4 |  | 0 | 0 | 0 |  | 0 | 0 | 0 | 11 | s | 104207.5809 | 0 | 0 | 104207.5809 | 91690 | 73352 |  |  |  | 73352 | 30855.5809 | 409578.4
S.BM.CM.MULTI-PRIV.241.09 |  |  | 1 |  | 20% |  | 19803 | 19169.304 | 15335.4432 |  | 0 | 0 | 0 |  | 0 | 0 | 0 | 15 | s | 51867.6218 | 0 | 0 | 51867.6218 | 46000 | 36800 |  |  |  | 36800 | 15067.6218 | 230031.648
S.BM.CM.MULTI-PRIV.242.09A |  |  | 0 |  | 20% |  | 9758 | 9445.744 | 7556.5952 |  | 0 | 0 | 0 |  | 0 | 0 | 0 | 15 | s | 25557.9586 | 0 | 0 | 25557.9586 | 20330 | 16264 |  |  |  | 16264 | 9293.9586 | 113348.928
S.BM.CM.MULTI-PRIV.242.09B |  |  | 0 |  | 20% |  | 11330 | 10967.44 | 8773.952 |  | 13070 | 11749.93 | 9399.944 |  | 0 | 0 | 0 | 15 | s | 29675.3096 | 7017.3607 | 0 | 36692.6702 | 8132 | 6505.6 |  |  |  | 6505.6 | 30187.0702 | 131609.28
S.BM.CM.MULTI-PRIV.242.09M |  |  | 1 |  | 20% |  | 4393 | 4252.424 | 3401.9392 |  | 0 | 0 | 0 |  | 0 | 0 | 0 | 15 | w | 10479.6325 | 0 | 0 | 10479.6325 | 12198 | 9758.4 |  |  |  | 9758.4 | 721.2325 | 51029.088
S.BM.CM.MULTI-PRIV.243.09A |  |  | 0 |  | 20% |  | 20454 | 19799.472 | 15839.5776 |  | 0 | 0 | 0 |  | 0 | 0 | 0 | 15 | s | 53572.708 | 0 | 0 | 53572.708 | 23675 | 18940 |  |  |  | 18940 | 34632.708 | 237593.664
S.BM.CM.MULTI-PRIV.243.09B |  |  | 0 |  | 20% |  | 5596 | 5416.928 | 4333.5424 |  | 0 | 0 | 0 |  | 0 | 0 | 0 | 15 | s | 14656.9314 | 0 | 0 | 14656.9314 | 11364 | 9091.2 |  |  |  | 9091.2 | 5565.7314 | 65003.136
S.BM.CM.MULTI-PRIV.243.09M |  |  | 1 |  | 20% |  | 8766 | 8485.488 | 6788.3904 |  | 0 | 0 | 0 |  | 0 | 0 | 0 | 15 | w | 20911.5545 | 0 | 0 | 20911.5545 | 12311 | 9848.8 |  |  |  | 9848.8 | 11062.7545 | 101825.856
S.BM.CM.MULTI-PRIV.244.09 |  |  | 1 |  | 20% |  | 53574 | 51859.632 | 41487.7056 |  | 5446 | 4895.954 | 3916.7632 |  | 0 | 0 | 0 | 15 | s | 140319.9501 | 2923.9898 | 0 | 143243.9399 | 53680 | 42944 |  |  |  | 42944 | 100299.9399 | 622315.584
S.BM.CM.MULTI-PRIV.245.09A |  |  | 0 |  | 20% |  | 12210 | 11819.28 | 9455.424 |  | 98339 | 88406.761 | 70725.4088 |  | 0 | 0 | 0 | 15 | s | 31980.188 | 52798.7934 | 0 | 84778.9814 | 12000 | 9600 |  |  |  | 9600 | 75178.9814 | 141831.36
S.BM.CM.MULTI-PRIV.245.09M |  |  | 1 |  | 20% |  | 77092 | 74625.056 | 59700.0448 |  | 0 | 0 | 0 |  | 0 | 0 | 0 | 15 | s | 201917.8257 | 0 | 0 | 201917.8257 | 109500 | 87600 |  |  |  | 87600 | 114317.8257 | 895500.672
S.BM.CM.MULTI-PRIV.246.09A |  |  | 0 |  | 20% |  | 16988 | 16444.384 | 13155.5072 |  | 0 | 0 | 0 |  | 0 | 0 | 0 | 9 | w | 29306.6843 | 0 | 0 | 29306.6843 | 46154 | 36923.2 |  |  |  | 36923.2 | -7616.5157 | 118399.5648
S.BM.CM.MULTI-PRIV.246.09M |  |  | 1 |  | 20% |  | 42415 | 41057.72 | 32846.176 |  | 0 | 0 | 0 |  | 0 | 0 | 0 | 11 | s | 91926.2978 | 0 | 0 | 91926.2978 | 90598 | 72478.4 |  |  |  | 72478.4 | 19447.8978 | 361307.936
S.BM.CM.MULTI-PRIV.247.09 |  |  | 1 |  | 20% |  | 97196 | 94085.728 | 75268.5824 |  | 0 | 0 | 0 |  | 0 | 0 | 0 | 11 | s | 210653.5056 | 0 | 0 | 210653.5056 | 18391 | 14712.8 |  |  |  | 14712.8 | 195940.7056 | 827954.4064
S.BM.CM.MULTI-PRIV.248.09 |  |  | 1 |  | 20% |  | 35068 | 33945.824 | 27156.6592 |  | 0 | 0 | 0 |  | 0 | 0 | 0 | 11 | s | 76003.0982 | 0 | 0 | 76003.0982 | 42400 | 33920 |  |  |  | 33920 | 42083.0982 | 298723.2512
S.BM.CM.MULTI-PRIV.248.09A |  |  | 0 |  | 20% |  | 23379 | 22630.872 | 18104.6976 |  | 0 | 0 | 0 |  | 0 | 0 | 0 | 15 | s | 61233.8096 | 0 | 0 | 61233.8096 | 44417 | 35533.6 |  |  |  | 35533.6 | 25700.2096 | 271570.464
S.BM.CM.MULTI-PRIV.249.09 |  |  | 1 |  | 20% |  | 23176 | 22434.368 | 17947.4944 |  | 0 | 0 | 0 |  | 0 | 0 | 0 | 11 | s | 50229.4914 | 0 | 0 | 50229.4914 | 34450 | 27560 |  |  |  | 27560 | 22669.4914 | 197422.4384
S.BM.CM.MULTI-PRIV.250.09 |  |  | 1 |  | 20% |  | 740782 | 717076.976 | 573661.5808 |  | 0 | 0 | 0 |  | 0 | 0 | 0 | 11 | s | 1605501.514 | 0 | 0 | 1605501.514 | 738131 | 590504.8 |  |  |  | 590504.8 | 1014996.714 | 6310277.3888
S.BM.CM.MULTI-PRIV.251.09 |  |  | 1 |  | 20% |  | 15159 | 14673.912 | 11739.1296 |  | 0 | 0 | 0 |  | 0 | 0 | 0 | 15 | s | 39704.1498 | 0 | 0 | 39704.1498 | 6729 | 5383.2 |  |  |  | 5383.2 | 34320.9498 | 176086.944
S.BM.CM.MULTI-PRIV.252.09 |  |  | 1 |  | 20% |  | 55365 | 53593.32 | 42874.656 |  | 54346 | 48857.054 | 39085.6432 |  | 0 | 0 | 0 | 15 | s | 145010.9015 | 29178.6903 | 0 | 174189.5918 | 14790 | 11832 |  |  |  | 11832 | 162357.5918 | 643119.84
S.BM.CM.MULTI-PRIV.253.09 |  |  | 1 |  | 20% |  | 8397 | 8128.296 | 6502.6368 |  | 0 | 0 | 0 |  | 0 | 0 | 0 | 15 | s | 21993.2546 | 0 | 0 | 21993.2546 | 3708 | 2966.4 |  |  |  | 2966.4 | 19026.8546 | 97539.552
S.BM.CM.MULTI-PRIV.254.09 |  |  | 1 |  | 20% |  | 8471 | 8199.928 | 6559.9424 |  | 0 | 0 | 0 |  | 0 | 0 | 0 | 15 | s | 22187.0739 | 0 | 0 | 22187.0739 | 3489 | 2791.2 |  |  |  | 2791.2 | 19395.8739 | 98399.136
S.BM.CM.MULTI-PRIV.255.09A |  |  | 0 |  | 20% |  | 19562 | 18936.016 | 15148.8128 |  | 0 | 0 | 0 |  | 0 | 0 | 0 | 15 | s | 51236.3995 | 0 | 0 | 51236.3995 | 61000 | 48800 |  |  |  | 48800 | 2436.3995 | 227232.192
S.BM.CM.MULTI-PRIV.255.09M |  |  | 1 |  | 20% |  | 28236 | 27332.448 | 21865.9584 |  | 0 | 0 | 0 |  | 0 | 0 | 0 | 25 | s | 94138.8985 | 0 | 0 | 94138.8985 | 92300 | 73840 |  |  |  | 73840 | 20298.8985 | 546648.96
S.BM.CM.MULTI-PRIV.256.09A |  |  | 0 |  | 20% |  | 33514 | 32441.552 | 25953.2416 |  | 0 | 0 | 0 |  | 0 | 0 | 0 | 15 | s | 87779.199 | 0 | 0 | 87779.199 | 70000 | 56000 |  |  |  | 56000 | 31779.199 | 389298.624
S.BM.CM.MULTI-PRIV.256.09M |  |  | 1 |  | 20% |  | 60325 | 58394.6 | 46715.68 |  | 0 | 0 | 0 |  | 0 | 0 | 0 | 11 | s | 130742.754 | 0 | 0 | 130742.754 | 69080 | 55264 |  |  |  | 55264 | 75478.754 | 513872.48
S.BM.CM.MULTI-PRIV.257.09 |  |  | 1 |  | 20% |  | 11560 | 11190.08 | 8952.064 |  | 0 | 0 | 0 |  | 0 | 0 | 0 | 25 | s | 38541.0705 | 0 | 0 | 38541.0705 | 18000 | 14400 |  |  |  | 14400 | 24141.0705 | 223801.6
S.BM.CM.MULTI-PRIV.258.09A |  |  | 0 |  | 20% |  | 42382 | 42382 | 33905.6 |  | 0 | 0 | 0 |  | 0 | 0 | 0 | 15 | s | 114675.7101 | 0 | 0 | 114675.7101 | 109596 | 87676.8 |  |  |  | 87676.8 | 26998.9101 | 508584
S.BM.CM.MULTI-PRIV.258.09M |  |  | 1 |  | 20% |  | 63573 | 63573 | 50858.4 |  | 0 | 0 | 0 |  | 0 | 0 | 0 | 11 | s | 142336.9473 | 0 | 0 | 142336.9473 | 87129 | 69703.2 |  |  |  | 69703.2 | 72633.7473 | 559442.4
S.BM.CM.MULTI-PRIV.259.09 |  |  | 1 |  | 20% |  | 17011 | 16466.648 | 13173.3184 |  | 23017 | 20692.283 | 16553.8264 |  | 0 | 0 | 0 | 15 | s | 44554.8712 | 12357.9641 | 0 | 56912.8353 | 9543 | 7634.4 |  |  |  | 7634.4 | 49278.4353 | 197599.776
S.BM.CM.MULTI-PRIV.260.09 |  |  | 1 |  | 20% |  | 46099 | 44623.832 | 35699.0656 |  | 0 | 0 | 0 |  | 0 | 0 | 0 | 15 | s | 120741.5795 | 0 | 0 | 120741.5795 | 52198 | 41758.4 |  |  |  | 41758.4 | 78983.1795 | 535485.984
S.BM.CM.MULTI-PRIV.261.09 |  |  | 1 |  | 20% |  | 18606 | 18010.608 | 14408.4864 |  | 21271 | 19122.629 | 15298.1032 |  | 0 | 0 | 0 | 15 | s | 48732.4634 | 11420.5263 | 0 | 60152.9896 | 11950 | 9560 |  |  |  | 9560 | 50592.9896 | 216127.296
Total | Commercial - Multi-Res Private - S.BM.CM.MULTI-PRIV |  | 257 |  |  |  | 17955964 | 17384712.712 | 13907770.1696 |  | 6255179 | 5292141.14 | 4233712.912 |  | 0 | 0 | 0 |  |  | 41325621.8988 | 3160602.9149 | 0 | 44486224.8137 |  | 13118008.312 | 1936064.45 | 82775.58 | 2018840.03 | 13200783.892 | 31285440.9217 | 175193410.5344
CM.MULTI-NP | Multi - Residential Non Profit
S.BM.CM.MULTI-NP.001.09A |  |  | 0 |  | 20% |  | 14043 | 13593.624 | 10874.8992 |  | 0 | 0 | 0 |  | 0 | 0 | 0 | 8 | w | 22280.5313 | 0 | 0 | 22280.5313 | 13559 | 10847.2 |  |  |  | 10847.2 | 11433.3313 | 86999.1936
S.BM.CM.MULTI-NP.001.09B |  |  | 0 |  | 20% |  | 27063 | 26196.984 | 20957.5872 |  | 16337 | 14686.963 | 11749.5704 |  | 0 | 0 | 0 | 15 | s | 70882.8687 | 8771.4324 | 0 | 79654.3011 | 1000 | 800 |  |  |  | 800 | 78854.3011 | 314363.808
S.BM.CM.MULTI-NP.001.09M |  |  | 1 |  | 20% |  | 12498 | 12098.064 | 9678.4512 |  | 0 | 0 | 0 |  | 0 | 0 | 0 | 11 | s | 27086.9944 | 0 | 0 | 27086.9944 | 18689 | 14951.2 |  |  |  | 14951.2 | 12135.7944 | 106462.9632
S.BM.CM.MULTI-NP.002.09A |  |  | 0 |  | 20% |  | 11052 | 10698.336 | 8558.6688 |  | 45029 | 40481.071 | 32384.8568 |  | 0 | 0 | 0 | 15 | s | 28947.1775 | 24176.3376 | 0 | 53123.5152 | 0 | 0 |  |  |  | 0 | 53123.5152 | 128380.032
S.BM.CM.MULTI-NP.002.09B |  |  | 0 |  | 20% |  | 2320 | 2245.76 | 1796.608 |  | 0 | 0 | 0 |  | 0 | 0 | 0 | 5 | s | 2697.7423 | 0 | 0 | 2697.7423 | 0 | 0 |  |  |  | 0 | 2697.7423 | 8983.04
S.BM.CM.MULTI-NP.002.09M |  |  | 1 |  | 20% |  | 1641 | 1588.488 | 1270.7904 |  | 0 | 0 | 0 |  | 0 | 0 | 0 | 15 | w | 3914.6544 | 0 | 0 | 3914.6544 | 34100 | 27280 |  |  |  | 27280 | -23365.3456 | 19061.856
S.BM.CM.MULTI-NP.003.09 |  |  | 1 |  | 20% |  | 53676 | 51958.368 | 41566.6944 |  | 0 | 0 | 0 |  | 0 | 0 | 0 | 8 | w | 85161.9881 | 0 | 0 | 85161.9881 | 37543 | 30034.4 |  |  |  | 30034.4 | 55127.5881 | 332533.5552
S.BM.CM.MULTI-NP.004.09 |  |  | 1 |  | 20% |  | 6969 | 6745.992 | 5396.7936 |  | 10635 | 9560.865 | 7648.692 |  | 0 | 0 | 0 | 15 | s | 18253.0655 | 5709.9947 | 0 | 23963.0602 | 5200 | 4160 |  |  |  | 4160 | 19803.0602 | 80951.904
S.BM.CM.MULTI-NP.005.09A |  |  | 0 |  | 20% |  | 32213 | 31182.184 | 24945.7472 |  | 0 | 0 | 0 |  | 0 | 0 | 0 | 8 | w | 51108.9337 | 0 | 0 | 51108.9337 | 25637 | 20509.6 |  |  |  | 20509.6 | 30599.3337 | 199565.9776
S.BM.CM.MULTI-NP.005.09M |  |  | 1 |  | 20% |  | 36388 | 35223.584 | 28178.8672 |  | 0 | 0 | 0 |  | 0 | 0 | 0 | 11 | s | 78863.9425 | 0 | 0 | 78863.9425 | 51273 | 41018.4 |  |  |  | 41018.4 | 37845.5425 | 309967.5392
S.BM.CM.MULTI-NP.006.09A |  |  | 0 |  | 20% |  | 13799 | 13357.432 | 10685.9456 |  | 15772 | 14179.028 | 11343.2224 |  | 0 | 0 | 0 | 15 | s | 36142.065 | 8468.0805 | 0 | 44610.1455 | 3840 | 3072 |  |  |  | 3072 | 41538.1455 | 160289.184
S.BM.CM.MULTI-NP.006.09M |  |  | 1 |  | 20% |  | 10696 | 10353.728 | 8282.9824 |  | 0 | 0 | 0 |  | 0 | 0 | 0 | 8 | w | 16970.2032 | 0 | 0 | 16970.2032 | 20972 | 16777.6 |  |  |  | 16777.6 | 192.6032 | 66263.8592
S.BM.CM.MULTI-NP.007.09 |  |  | 1 |  | 20% |  | 11146 | 10789.328 | 8631.4624 |  | 0 | 0 | 0 |  | 0 | 0 | 0 | 15 | s | 29193.3804 | 0 | 0 | 29193.3804 | 30735 | 24588 |  |  |  | 24588 | 4605.3804 | 129471.936
S.BM.CM.MULTI-NP.007.09A |  |  | 0 |  | 20% |  | 59426 | 57524.368 | 46019.4944 |  | 0 | 0 | 0 |  | 0 | 0 | 0 | 15 | s | 155647.3916 | 0 | 0 | 155647.3916 | 28502 | 22801.6 |  |  |  | 22801.6 | 132845.7916 | 690292.416
S.BM.CM.MULTI-NP.008.09A |  |  | 0 |  | 20% |  | 11108 | 10752.544 | 8602.0352 |  | 7351 | 6608.549 | 5286.8392 |  | 0 | 0 | 0 | 15 | s | 29093.8516 | 3946.7956 | 0 | 33040.6472 | 3700 | 2960 |  |  |  | 2960 | 30080.6472 | 129030.528
S.BM.CM.MULTI-NP.008.09B |  |  | 0 |  | 20% |  | 6303 | 6101.304 | 4881.0432 |  | 0 | 0 | 0 |  | 0 | 0 | 0 | 8 | w | 10000.2983 | 0 | 0 | 10000.2983 | 16642 | 13313.6 |  |  |  | 13313.6 | -3313.3017 | 39048.3456
S.BM.CM.MULTI-NP.008.09M |  |  | 1 |  | 20% |  | 36962 | 35779.216 | 28623.3728 |  | 0 | 0 | 0 |  | 0 | 0 | 0 | 11 | s | 80107.9764 | 0 | 0 | 80107.9764 | 14416 | 11532.8 |  |  |  | 11532.8 | 68575.1764 | 314857.1008
S.BM.CM.MULTI-NP.009.09A |  |  | 0 |  | 20% |  | 19932 | 19294.176 | 15435.3408 |  | 9706 | 8725.694 | 6980.5552 |  | 0 | 0 | 0 | 15 | s | 52205.4961 | 5211.2091 | 0 | 57416.7051 | 10150 | 8120 |  |  |  | 8120 | 49296.7051 | 231530.112
S.BM.CM.MULTI-NP.009.09M |  |  | 1 |  | 20% |  | 5246 | 5078.128 | 4062.5024 |  | 0 | 0 | 0 |  | 0 | 0 | 0 | 15 | s | 13740.2184 | 0 | 0 | 13740.2184 | 750 | 600 |  |  |  | 600 | 13140.2184 | 60937.536
S.BM.CM.MULTI-NP.010.09A |  |  | 0 |  | 20% |  | 37841 | 36630.088 | 29304.0704 |  | 0 | 0 | 0 |  | 0 | 0 | 0 | 8 | w | 60038.2814 | 0 | 0 | 60038.2814 | 25792 | 20633.6 |  |  |  | 20633.6 | 39404.6814 | 234432.5632
S.BM.CM.MULTI-NP.010.09M |  |  | 1 |  | 20% |  | 38238 | 37014.384 | 29611.5072 |  | 0 | 0 | 0 |  | 0 | 0 | 0 | 11 | s | 82873.4593 | 0 | 0 | 82873.4593 | 38688 | 30950.4 |  |  |  | 30950.4 | 51923.0593 | 325726.5792
S.BM.CM.MULTI-NP.011.09 |  |  | 1 |  | 20% |  | 19209 | 18594.312 | 14875.4496 |  | 22334 | 20078.266 | 16062.6128 |  | 0 | 0 | 0 | 15 | s | 50311.8289 | 11991.2573 | 0 | 62303.0862 | 12500 | 10000 |  |  |  | 10000 | 52303.0862 | 223131.744
S.BM.CM.MULTI-NP.011.09A |  |  | 0 |  | 20% |  | 6227 | 6027.736 | 4822.1888 |  | 0 | 0 | 0 |  | 0 | 0 | 0 | 11 | s | 13495.8165 | 0 | 0 | 13495.8165 | 31691 | 25352.8 |  |  |  | 25352.8 | -11856.9835 | 53044.0768
S.BM.CM.MULTI-NP.011.09B |  |  | 0 |  | 20% |  | 9775 | 9462.2 | 7569.76 |  | 0 | 0 | 0 |  | 0 | 0 | 0 | 8 | w | 15508.9506 | 0 | 0 | 15508.9506 | 20598 | 16478.4 |  |  |  | 16478.4 | -969.4494 | 60558.08
Total | Commercial - Multi-Res Non-Profit - S.BM.CM.MULTI-NP |  | 11 |  |  |  | 483771 | 468290.328 | 374632.2624 |  | 127164 | 114320.436 | 91456.3488 |  | 0 | 0 | 0 |  |  | 1034527.1162 | 68275.1071 | 0 | 1102802.2233 |  | 356781.6 | 49495.3 | 15145.95 | 64641.25 | 371927.55 | 730874.6733 | 4305883.9296
S.BM.CM.RECOM | Multi - Residential ReCommissioning |  | 0 | 0 | 20% |  |  |  | 0 | 0 | 0 |  | 0 | 0 | 0 | 0 | 0 | 15 | c | 0 | 0 | 0 | 0 | 0 | 0 | 0 | 5782.44 | 5782.44 | 5782.44 | -5782.44 | 0
0
S.BM.CM.SHA | Condo Showerhead 2.0 -- 3.6+ |  | 0 | 40 | 10% | 32% | 0 | 0 | 0 |  |  |  | 0 | 7.351 | 0 | 0 | 0 | 10 | w | 0 | 0 | 0 | 0 | 17 | 0 |  |  |  | 15163.48 | -15163.48 | 0
S.BM.CM.SHA.2 | Condo Showerhead 2.0 -- 3.1 - 3.5 |  | 274 | 28 | 10% | 32% | 7672 | 7672 | 4695.264 |  |  |  |  | 5.487 | 1503.438 | 1503.438 | 920.1041 | 10 | w | 11244.766 | 0 | 9223.9879 | 20468.754 | 17 | 4192.2 |  |  |  | 4192.2 | 16276.554 | 46952.64
S.BM.CM.SHA.3 | Condo Showerhead 2.0 -- 2.6 - 3.0 |  | 0 | 4 | 10% | 32% | 0 | 0 | 0 |  |  |  |  | 1.727 | 0 | 0 | 0 | 10 | w | 0 | 0 | 0 | 0 | 17 | 0 |  |  |  | 0 | 0 | 0
S.BM.CM.SHA.4 | Condo Showerhead 1.5 -- 3.6+ |  | 751 | 91 | 10% | 32% | 68341 | 68341 | 41824.692 |  |  |  |  | 15.114 | 11350.614 | 11350.614 | 6946.5758 | 10 | w | 100166.6522 | 0 | 69639.0051 | 169805.6574 | 17 | 11490.3 |  |  |  | 11490.3 | 158315.3574 | 418246.92
S.BM.CM.SHA.5 | Condo Showerhead 1.5 -- 3.1 - 3.5 |  | 0 | 79 | 10% | 32% | 0 | 0 | 0 |  |  |  |  | 13.25 | 0 | 0 | 0 | 10 | w | 0 | 0 | 0 | 0 | 17 | 0 |  |  |  | 0 | 0 | 0
S.BM.CM.SHA.6 | Condo Showerhead 1.5 -- 2.6 - 3.0 |  | 532 | 55 | 10% | 32% | 29260 | 29260 | 17907.12 |  |  |  |  | 9.49 | 5048.68 | 5048.68 | 3089.7922 | 10 | w | 42886.0603 | 0 | 30974.981 | 73861.0412 | 17 | 8139.6 |  |  |  | 8139.6 | 65721.4412 | 179071.2
S.BM.CM.SHA.7 | Condo Showerhead 1.5 -- 2.0 - 2.5 |  | 0 | 28 | 10% | 32% | 0 | 0 | 0 |  |  |  |  | 5.197 | 0 | 0 | 0 | 10 | w | 0 | 0 | 0 | 0 | 17 | 0 |  |  |  | 0 | 0 | 0
S.BM.CM.SHA.8 | Condo Kitchen Aerator 1.5 |  | 1150 | 16 | 10% | 32% | 18400 | 18400 | 11260.8 |  |  |  |  | 5.377 | 6183.55 | 6183.55 | 3784.3326 | 10 | w | 26968.6777 | 0 | 37937.7072 | 64906.3849 | 2 | 2070 |  |  |  | 2070 | 62836.3849 | 112608
S.BM.CM.SHA.9 | Condo Kitchen Aerator 1.0 |  | 54 | 39 | 10% | 32% | 2106 | 2106 | 1288.872 |  |  |  |  | 8.072 | 435.888 | 435.888 | 266.7635 | 10 | w | 3086.741 | 0 | 2674.2876 | 5761.0287 | 2 | 97.2 |  |  |  | 97.2 | 5663.8287 | 12888.72
S.BM.CM.SHA.10 | Condo Bathroom Aerator 1.5 |  | 791 | 4 | 10% | 32% | 3164 | 3164 | 1936.368 |  |  |  |  | 1.382 | 1093.162 | 1093.162 | 669.0151 | 10 | w | 4637.44 | 0 | 6706.8367 | 11344.2767 | 2 | 1423.8 |  |  |  | 1423.8 | 9920.4767 | 19363.68
S.BM.CM.SHA.11 | Condo Bathroom Aerator 1.0 |  | 736 | 11 | 10% | 32% | 8096 | 8096 | 4954.752 |  |  |  |  | 2.371 | 1745.056 | 1745.056 | 1067.9743 | 10 | w | 11866.2182 | 0 | 10706.378 | 22572.5962 | 1.5 | 993.6 |  |  |  | 993.6 | 21578.9962 | 49547.52
S.BM.CM.SHA.12 | Rental Showerhead 2.0 -- 3.6+ |  | 2045 | 40 | 10% | 19% | 81800 | 81800 | 59632.2 |  |  |  |  | 7.351 | 15032.795 | 15032.795 | 10958.9076 | 10 | w | 142814.15 | 0 | 109862.3905 | 252676.5405 | 17 | 31288.5 |  |  |  | 31288.5 | 221388.0405 | 596322
S.BM.CM.SHA.13 | Rental Showerhead 2.0 -- 3.1 - 3.5 |  | 342 | 28 | 10% | 19% | 9576 | 9576 | 6980.904 |  |  |  |  | 5.487 | 1876.554 | 1876.554 | 1368.0079 | 10 | w | 16718.6834 | 0 | 13714.1968 | 30432.8801 | 17 | 5232.6 |  |  |  | 5232.6 | 25200.2801 | 69809.04
S.BM.CM.SHA.14 | Rental Showerhead 2.0 -- 2.6 - 3.0 |  | 1532 | 4 | 10% | 19% | 6128 | 6128 | 4467.312 |  |  |  |  | 1.727 | 2645.764 | 2645.764 | 1928.762 | 10 | w | 10698.84 | 0 | 19335.7228 | 30034.5628 | 17 | 23439.6 |  |  |  | 23439.6 | 6594.9628 | 44673.12
S.BM.CM.SHA.15 | Rental Showerhead 1.5 -- 3.6+ |  | 1736 | 91 | 10% | 19% | 157976 | 157976 | 115164.504 |  |  |  |  | 15.114 | 26237.904 | 26237.904 | 19127.432 | 10 | w | 275809.3908 | 0 | 191751.358 | 467560.7487 | 17 | 26560.8 |  |  |  | 26560.8 | 440999.9487 | 1151645.04
S.BM.CM.SHA.16 | Rental Showerhead 1.5 -- 3.1 - 3.5 |  | 364 | 79 | 10% | 19% | 28756 | 28756 | 20963.124 |  |  |  |  | 13.25 | 4823 | 4823 | 3515.967 | 10 | w | 50204.9352 | 0 | 35247.3582 | 85452.2933 | 17 | 5569.2 |  |  |  | 5569.2 | 79883.0933 | 209631.24
S.BM.CM.SHA.17 | Rental Showerhead 1.5 -- 2.6 - 3.0 |  | 2631 | 55 | 10% | 19% | 144705 | 144705 | 105489.945 |  |  |  |  | 9.49 | 24968.19 | 24968.19 | 18201.8105 | 10 | w | 252639.6281 | 0 | 182472.0579 | 435111.686 | 17 | 40254.3 |  |  |  | 40254.3 | 394857.386 | 1054899.45
S.BM.CM.SHA.18 | Rental Showerhead 1.5 -- 2.0 - 2.5 |  | 4940 | 28 | 10% | 19% | 138320 | 138320 | 100835.28 |  |  |  |  | 5.197 | 25673.18 | 25673.18 | 18715.7482 | 10 | w | 241492.0933 | 0 | 187624.2526 | 429116.3459 | 17 | 75582 |  |  |  | 75582 | 353534.3459 | 1008352.8
S.BM.CM.SHA.19 | Rental Kitchen Aerator 1.5 |  | 1262 | 16 | 10% | 38% | 20192 | 20192 | 11267.136 |  |  |  |  | 5.377 | 6785.774 | 6785.774 | 3786.4619 | 10 | w | 26983.8519 | 0 | 37959.0532 | 64942.9051 | 2 | 2271.6 |  |  |  | 2271.6 | 62671.3051 | 112671.36
S.BM.CM.SHA.20 | Rental Kitchen Aerator 1.0 |  | 10154 | 39 | 10% | 38% | 396006 | 396006 | 220971.348 |  |  |  |  | 8.072 | 81963.088 | 81963.088 | 45735.4031 | 10 | w | 529207.9656 | 0 | 458494.6711 | 987702.6367 | 2 | 18277.2 |  |  |  | 18277.2 | 969425.4367 | 2209713.48
S.BM.CM.SHA.21 | Rental Bathroom Aerator 1.5 |  | 1014 | 4 | 10% | 66% | 4056 | 4056 | 1241.136 |  |  |  |  | 1.382 | 1401.348 | 1401.348 | 428.8125 | 10 | w | 2972.4173 | 0 | 4298.8195 | 7271.2368 | 2 | 1825.2 |  |  |  | 1825.2 | 5446.0368 | 12411.36
S.BM.CM.SHA.22 | Rental Bathroom Aerator 1.0 |  | 10024 | 11 | 10% | 66% | 110264 | 110264 | 33740.784 |  |  |  |  | 2.371 | 23766.904 | 23766.904 | 7272.6726 | 10 | w | 80806.3662 | 0 | 72908.1066 | 153714.4727 | 1.5 | 13532.4 |  |  |  | 13532.4 | 140182.0727 | 337407.84
S.BM.CM.FLW | Front Load washers |  | 453 | 117 | 10% |  | 53001 | 53001 | 47700.9 | 396 | 179388 |  | 161449.2 | 58.124 | 26330.172 | 26330.172 | 23697.1548 | 11 | w | 121693.7016 | 99263.3883 | 253542.3116 | 474499.4016 | 600 | 244620 |  |  |  | 244991.04 | 229508.3616 | 524709.9
Total Multi-Residential Water Conservation |  |  | 40785 |  |  |  | 1287819 | 1287819 | 812322.441 |  | 179388 | 0 | 161449.2 |  | 268865.061 | 268865.061 | 171481.6975 |  |  | 1952898.5788 | 99263.3883 | 1735073.4822 | 3787235.4494 |  | 516860.1 | 229051.36 | 15534.52 | 244585.88 | 532394.62 | 3254840.8294 | 8170925.31
Total Multi-Residential |  |  | 41053 |  |  |  | 19727554 |  | 15094724.873 |  | 6561731 | 5406461.576 | 4486618.4608 |  | 268865.061 | 268865.061 | 171481.6975 |  |  | 44313047.5938 | 3328141.4104 | 1735073.4822 | 49376262.4864 |  | 13991650.012 | 2214611.11 | 119238.49 | 2333849.6 | 14110888.502 | 35265373.9844 | 187670219.774
S.BM.CM.NC | LARGE NEW CONSTRUCTION | [5 empty] | 0 |  |  |  | 0 |  |  |  | 0
S.BM.CM.NC.001.09 |  |  | 1 |  | 26% |  | 242501 | 242501 | 179450.74 |  | 290615 | 290615 | 215055.1 |  | 0 | 0 | 0 | 25 | c | 759988.4384 | 205782.2245 | 0 | 965770.6629 | 623196 | 461165.04 |  |  |  | 461165.04 | 504605.6229 | 4486268.5
S.BM.CM.NC.002.09 |  |  | 1 |  | 26% |  | 71854 | 69554.672 | 51470.4573 |  | 0 | 0 | 0 |  | 0 | 0 | 0 | 25 | c | 217981.5611 | 0 | 0 | 217981.5611 | 47157 | 34896.18 |  |  |  | 34896.18 | 183085.3811 | 1286761.432
S.BM.CM.NC.003.09 |  |  | 1 |  | 26% |  | 94501 | 91476.968 | 67692.9563 |  | 194374 | 174742.226 | 129309.2472 |  | 0 | 0 | 0 | 25 | c | 286685.1603 | 123733.6131 | 0 | 410418.7734 | 120500 | 89170 |  |  |  | 89170 | 321248.7734 | 1692323.908
S.BM.CM.NC.004.09 |  |  | 1 |  | 26% |  | 51669 | 51669 | 38235.06 |  | 10021 | 10021 | 7415.54 |  | 0 | 0 | 0 | 25 | c | 161928.5802 | 7095.7923 | 0 | 169024.3725 | 58400 | 43216 |  |  |  | 43216 | 125808.3725 | 955876.5
S.BM.CM.NC.005.09 |  |  | 1 |  | 26% |  | 118435 | 114645.08 | 84837.3592 |  | -248545 | -223441.955 | -165347.0467 |  | 0 | 0 | 0 | 25 | c | 359293.097 | -158217.513 | 0 | 201075.584 | 100000 | 74000 |  |  |  | 74000 | 127075.584 | 2120933.98
S.BM.CM.NC.006.09 |  |  | 1 |  | 26% |  | 196205 | 196205 | 145191.7 |  | 328743 | 328743 | 243269.82 |  | 0 | 0 | 0 | 25 | c | 614898.6254 | 232780.3652 | 0 | 847678.9906 | 554615 | 410415.1 |  |  |  | 410415.1 | 437263.8906 | 3629792.5
S.BM.CM.NC.007.09 |  |  | 1 |  | 26% |  | 96409 | 93323.912 | 69059.6949 |  | 250836 | 225501.564 | 166871.1574 |  | 0 | 0 | 0 | 25 | c | 292473.409 | 159675.9061 | 0 | 452149.3151 | 325000 | 240500 |  |  |  | 240500 | 211649.3151 | 1726492.372
S.BM.CM.NC.008.09 |  |  | 1 |  | 26% |  | 53099 | 51399.832 | 38035.8757 |  | -9054 | -8139.546 | -6023.264 |  | 0 | 0 | 0 | 25 | c | 161085.0184 | -5763.5493 | 0 | 155321.4691 | 41000 | 30340 |  |  |  | 30340 | 124981.4691 | 950896.892
S.BM.CM.NC.009.09 |  |  | 1 |  | 26% |  | 24958 | 24159.344 | 17877.9146 |  | 264962 | 238200.838 | 176268.6201 |  | 0 | 0 | 0 | 25 | c | 75714.4182 | 168668.1634 | 0 | 244382.5816 | 94306 | 69786.44 |  |  |  | 69786.44 | 174596.1416 | 446947.864
S.BM.CM.NC.010.09 |  |  | 1 |  | 26% |  | 347195 | 347195 | 256924.3 |  | 1288356 | 1288356 | 953383.44 |  | 0 | 0 | 0 | 25 | c | 1088095.2486 | 912274.8778 | 0 | 2000370.1263 | 880000 | 651200 |  |  |  | 651200 | 1349170.1263 | 6423107.5
S.BM.CM.NC.011.09 |  |  | 1 |  | 26% |  | 85175 | 82449.4 | 61012.556 |  | 673044 | 605066.556 | 447749.2514 |  | 0 | 0 | 0 | 25 | c | 258393.1231 | 428442.9291 | 0 | 686836.0523 | 208000 | 153920 |  |  |  | 153920 | 532916.0523 | 1525313.9
S.BM.CM.NC.012.09 |  |  | 1 |  | 26% |  | 200289 | 193879.752 | 143471.0165 |  | 257299 | 231311.801 | 171170.7327 |  | 0 | 0 | 0 | 25 | c | 607611.3911 | 163790.0898 | 0 | 771401.481 | 442822 | 327688.28 |  |  |  | 327688.28 | 443713.201 | 3586775.412
S.BM.CM.NC.013.09 |  |  | 1 |  | 26% |  | 134097 | 129805.896 | 96056.363 |  | 109503 | 98443.197 | 72847.9658 |  | 0 | 0 | 0 | 25 | c | 406806.4882 | 69706.8632 | 0 | 476513.3515 | 235672 | 174397.28 |  |  |  | 174397.28 | 302116.0715 | 2401409.076
S.BM.CM.NC.014.09 |  |  | 1 |  | 26% |  | 261291 | 252929.688 | 187167.9691 |  | 591210 | 531497.79 | 393308.3646 |  | 0 | 0 | 0 | 25 | c | 792671.5296 | 376349.4573 | 0 | 1169020.9869 | 515000 | 381100 |  |  |  | 381100 | 787920.9869 | 4679199.228
S.BM.CM.NC.015.09 |  |  | 1 |  | 26% |  | 140612 | 136112.416 | 100723.1878 |  | -280794 | -252433.806 | -186801.0164 |  | 0 | 0 | 0 | 25 | c | 426570.8697 | -178746.4175 | 0 | 247824.4522 | 204000 | 150960 |  |  |  | 150960 | 96864.4522 | 2518079.696
S.BM.CM.NC.016.09 |  |  | 1 |  | 26% |  | 67347 | 65191.896 | 48242.003 |  | -122849 | -110441.251 | -81726.5257 |  | 0 | 0 | 0 | 25 | c | 204308.7956 | -78202.5921 | 0 | 126106.2035 | 124000 | 91760 |  |  |  | 91760 | 34346.2035 | 1206050.076
S.BM.CM.NC.017.09 |  |  | 1 |  | 26% |  | 150189 | 150189 | 111139.86 |  | 371216 | 371216 | 274699.84 |  | 0 | 0 | 0 | 25 | c | 470686.3212 | 262855.1666 | 0 | 733541.4878 | 588600 | 435564 |  |  |  | 435564 | 297977.4878 | 2778496.5
S.BM.CM.NC.018.09 |  |  | 1 |  | 26% |  | 179494 | 173750.192 | 128575.1421 |  | -86522 | -77783.278 | -57559.6257 |  | 0 | 0 | 0 | 25 | c | 544526.1549 | -55077.7351 | 0 | 489448.4198 | 454327 | 336201.98 |  |  |  | 336201.98 | 153246.4398 | 3214378.552
S.BM.CM.NC.019.09 |  |  | 1 |  | 26% |  | 162585 | 162585 | 120312.9 |  | 437152 | 437152 | 323492.48 |  | 0 | 0 | 0 | 25 | c | 509534.8896 | 309543.9361 | 0 | 819078.8257 | 340000 | 251600 |  |  |  | 251600 | 567478.8257 | 3007822.5
S.BM.CM.NC.020.09 |  |  | 1 |  | 26% |  | 133101 | 128841.768 | 95342.9083 |  | 106860 | 96067.14 | 71089.6836 |  | 0 | 0 | 0 | 25 | c | 403784.9496 | 68024.3957 | 0 | 471809.3453 | 303773 | 224792.02 |  |  |  | 224792.02 | 247017.3253 | 2383572.708
S.BM.CM.NC.021.09 |  |  | 1 |  | 26% |  | 343761 | 332760.648 | 246242.8795 |  | 1694023 | 1522926.677 | 1126965.741 |  | 0 | 0 | 0 | 25 | c | 1042858.5665 | 1078372.5524 | 0 | 2121231.1189 | 1373000 | 1016020 |  |  |  | 1016020 | 1105211.1189 | 6156071.988
Total Large New Construction |  |  | 21 |  |  |  | 3154767 | 3090625.464 | 2287062.8434 |  | 6120450 | 5777620.953 | 4275439.5052 |  | 0 | 0 | 0 |  |  | 9685896.6357 | 4091088.5257 | 0 | 13776985.1614 |  | 5648692.32 | 266744.98 | 221870.37 | 488615.35 | 5870562.69 | 7906422.4714 | 57176571.084
S.BM.IND.ALL | INDUSTRIAL | [5 empty] | 1.035 |  |  |  | 0.952 |  |  |  | 149.2%
S.BM.IND.ALL.001.09 |  |  | 1 |  | 50% |  | 59052 | 61118.82 | 30559.41 |  | 0 | 0 | 0 |  | 0 | 0 | 0 | 15 | i | 95215.5088 | 0 | 0 | 95215.5088 | 76620 | 38310 |  |  |  | 38310 | 56905.5088 | 458391.15
S.BM.IND.ALL.002.09 |  |  | 1 |  | 50% |  | 204244 | 211392.54 | 105696.27 |  | 0 | 0 | 0 |  | 0 | 0 | 0 | 15 | i | 329323.2471 | 0 | 0 | 329323.2471 | 207065 | 103532.5 |  |  |  | 103532.5 | 225790.7471 | 1585444.05
S.BM.IND.ALL.003.09 |  |  | 1 |  | 50% |  | 168775 | 174682.125 | 87341.0625 |  | 0 | 0 | 0 |  | 41760 | 62305.92 | 31152.96 | 20 | i | 315299.6235 | 0 | 471004.2241 | 786303.8476 | 136655 | 68327.5 |  |  |  | 68327.5 | 717976.3476 | 1746821.25
S.BM.IND.ALL.004.09A |  |  | 0 |  | 50% |  | 45227 | 46809.945 | 23404.9725 |  | 0 | 0 | 0 |  | 0 | 0 | 0 | 15 | i | 72924.0638 | 0 | 0 | 72924.0638 | 98000 | 49000 |  |  |  | 49000 | 23924.0638 | 351074.5875
S.BM.IND.ALL.004.09B |  |  | 0 |  | 50% |  | 113918 | 117905.13 | 58952.565 |  | 0 | 0 | 0 |  | 0 | 0 | 0 | 15 | i | 183681.5067 | 0 | 0 | 183681.5067 | 56000 | 28000 |  |  |  | 28000 | 155681.5067 | 884288.475
S.BM.IND.ALL.004.09M |  |  | 1 |  | 50% |  | 45227 | 46809.945 | 23404.9725 |  | 0 | 0 | 0 |  | 0 | 0 | 0 | 15 | i | 72924.0638 | 0 | 0 | 72924.0638 | 12800 | 6400 |  |  |  | 6400 | 66524.0638 | 351074.5875
S.BM.IND.ALL.005.09 |  |  | 1 |  | 50% |  | 48551 | 50250.285 | 25125.1425 |  | 0 | 0 | 0 |  | 0 | 0 | 0 | 15 | i | 78283.6851 | 0 | 0 | 78283.6851 | 12107 | 6053.5 |  |  |  | 6053.5 | 72230.1851 | 376877.1375
S.BM.IND.ALL.006.09 |  |  | 1 |  | 50% |  | 70019 | 72469.665 | 36234.8325 |  | 0 | 0 | 0 |  | 0 | 0 | 0 | 10 | i | 87781.3033 | 0 | 0 | 87781.3033 | 74050 | 37025 |  |  |  | 37025 | 50756.3033 | 362348.325
S.BM.IND.ALL.007.09 |  |  | 1 |  | 50% |  | 152305 | 157635.675 | 78817.8375 |  | 0 | 0 | 0 |  | 0 | 0 | 0 | 15 | i | 245576.7472 | 0 | 0 | 245576.7472 | 142820 | 71410 |  |  |  | 71410 | 174166.7472 | 1182267.5625
S.BM.IND.ALL.008.09 |  |  | 1 |  | 50% |  | 43584 | 45109.44 | 22554.72 |  | 0 | 0 | 0 |  | 0 | 0 | 0 | 10 | i | 54640.3165 | 0 | 0 | 54640.3165 | 57741 | 28870.5 |  |  |  | 28870.5 | 25769.8165 | 225547.2
S.BM.IND.ALL.009.09 |  |  | 1 |  | 50% |  | 42464 | 43950.24 | 21975.12 |  | 0 | 0 | 0 |  | 0 | 0 | 0 | 10 | i | 53236.1968 | 0 | 0 | 53236.1968 | 35220 | 17610 |  |  |  | 17610 | 35626.1968 | 219751.2
S.BM.IND.ALL.010.09 |  |  | 1 |  | 50% |  | 291799 | 303805 | 151902.5 |  | 0 | 0 | 0 |  | 0 | 0 | 0 | 10 | i | 367993.9577 | 0 | 0 | 367993.9577 | 69614 | 34807 |  |  |  | 34807 | 333186.9577 | 1519025
S.BM.IND.ALL.011.09 |  |  | 1 |  | 50% |  | 90328 | 93489.48 | 46744.74 |  | -6714 | -6391.728 | -3195.864 |  | 0 | 0 | 0 | 15 | i | 145644.9652 | -2385.8153 | 0 | 143259.1499 | 71921 | 35960.5 |  |  |  | 35960.5 | 107298.6499 | 701171.1
S.BM.IND.ALL.012.09 |  |  | 1 |  | 50% |  | 42677 | 44170.695 | 22085.3475 |  | 0 | 0 | 0 |  | 0 | 0 | 0 | 15 | i | 68812.4411 | 0 | 0 | 68812.4411 | 9041 | 4520.5 |  |  |  | 4520.5 | 64291.9411 | 331280.2125
S.BM.IND.ALL.013.09 |  |  | 1 |  | 50% |  | 165737 | 171537.795 | 85768.8975 |  | 0 | 0 | 0 |  | 22786 | 33996.712 | 16998.356 | 15 | i | 267234.5185 | 0 | 220829.1971 | 488063.7156 | 363603 | 181801.5 |  |  |  | 181801.5 | 306262.2156 | 1286533.4625
S.BM.IND.ALL.014.09DELETE |  |  | 1 |  | 50% |  | 0 | 0 | 0 |  | 0 | 0 | 0 |  | 0 | 0 | 0 | 1 | i | 0 | 0 | 0 | 0 | 0 | 0 |  |  |  | 0 | 0 | 0
S.BM.IND.ALL.015.09 |  |  | 1 |  | 50% |  | 91065 | 94252.275 | 47126.1375 |  | 0 | 0 | 0 |  | 0 | 0 | 0 | 10 | i | 114166.2175 | 0 | 0 | 114166.2175 | 65070 | 32535 |  |  |  | 32535 | 81631.2175 | 471261.375
S.BM.IND.ALL.016.09 |  |  | 1 |  | 50% |  | 55536 | 38421 | 19210.5 |  | 91980 | 13140 | 6570 |  | 227 | 227 | 113.5 | 25 | i | 76118.9392 | 6286.7108 | 1889.9705 | 84295.6204 | 153468 | 76734 |  |  |  | 76734 | 7561.6204 | 480262.5
S.BM.IND.ALL.017.09 |  |  | 1 |  | 50% |  | 510400 | 528264 | 264132 |  | -964750 | -918442 | -459221 |  | 0 | 0 | 0 | 20 | i | 953511.6446 | -398975.4588 | 0 | 554536.1858 | 570067 | 285033.5 |  |  |  | 285033.5 | 269502.6858 | 5282640
S.BM.IND.ALL.018.09A |  |  | 0 |  | 50% |  | 27426 | 27426 | 13713 |  | 0 | 0 | 0 |  | 0 | 0 | 0 | 15 | i | 42726.2919 | 0 | 0 | 42726.2919 | 6915 | 3457.5 |  |  |  | 3457.5 | 39268.7919 | 205695
S.BM.IND.ALL.018.09B |  |  | 0 |  | 50% |  | 8491 | 8491 | 4245.5 |  | 0 | 0 | 0 |  | 0 | 0 | 0 | 13 | i | 12168.6079 | 0 | 0 | 12168.6079 | 5073 | 2536.5 |  |  |  | 2536.5 | 9632.1079 | 55191.5
S.BM.IND.ALL.018.09M |  |  | 1 |  | 50% |  | 125178 | 125178 | 62589 |  | 0 | 0 | 0 |  | 0 | 0 | 0 | 15 | i | 195011.7323 | 0 | 0 | 195011.7323 | 102584 | 51292 |  |  |  | 51292 | 143719.7323 | 938835
S.BM.IND.ALL.019.09 |  |  | 1 |  | 50% |  | 368127 | 368127 | 184063.5 |  | 27488 | 27488 | 13744 |  | 0 | 0 | 0 | 15 | i | 573496.0136 | 10260.3382 | 0 | 583756.3518 | 164420 | 82210 |  |  |  | 82210 | 501546.3518 | 2760952.5
S.BM.IND.ALL.020.09 |  |  | 1 |  | 50% |  | 54446 | 56351.61 | 28175.805 |  | 0 | 0 | 0 |  | 0 | 0 | 0 | 15 | i | 87788.7894 | 0 | 0 | 87788.7894 | 31860 | 15930 |  |  |  | 15930 | 71858.7894 | 422637.075
S.BM.IND.ALL.021.09 |  |  | 1 |  | 50% |  | 12456 | 12891.96 | 6445.98 |  | 0 | 0 | 0 |  | 0 | 0 | 0 | 13 | i | 18475.7044 | 0 | 0 | 18475.7044 | 4310 | 2155 |  |  |  | 2155 | 16320.7044 | 83797.74
S.BM.IND.ALL.022.09 |  |  | 1 |  | 50% |  | 258240 | 267278.4 | 133639.2 |  | 0 | 0 | 0 |  | 0 | 0 | 0 | 15 | i | 416386.4561 | 0 | 0 | 416386.4561 | 0 | 0 |  |  |  | 0 | 416386.4561 | 2004588
S.BM.IND.ALL.023.09 |  |  | 1 |  | 50% |  | 232000 | 240120 | 120060 |  | 0 | 0 | 0 |  | 0 | 0 | 0 | 15 | i | 374077.0516 | 0 | 0 | 374077.0516 | 0 | 0 |  |  |  | 0 | 374077.0516 | 1800900
S.BM.IND.ALL.024.09 |  |  | 1 |  | 50% |  | 424000 | 438840 | 219420 |  | 0 | 0 | 0 |  | 0 | 0 | 0 | 15 | i | 683658.0598 | 0 | 0 | 683658.0598 | 0 | 0 |  |  |  | 0 | 683658.0598 | 3291300
S.BM.IND.ALL.025.09 |  |  | 1 |  | 50% |  | 27250 | 28203.75 | 14101.875 |  | 17880 | 17021.76 | 8510.88 |  | 0 | 0 | 0 | 15 | i | 43937.9296 | 6353.6458 | 0 | 50291.5753 | 12200 | 6100 |  |  |  | 6100 | 44191.5753 | 211528.125
S.BM.IND.ALL.026.09A |  |  | 0 |  | 50% |  | 154060 | 159452.1 | 79726.05 |  | 29878 | 28443.856 | 14221.928 |  | 0 | 0 | 0 | 20 | i | 287809.5689 | 12356.1428 | 0 | 300165.7117 | 110795 | 55397.5 |  |  |  | 55397.5 | 244768.2117 | 1594521
S.BM.IND.ALL.026.09Delete B |  |  | 0 |  | 50% |  | 0 | 0 | 0 |  | 0 | 0 | 0 |  | 0 | 0 | 0 | 1 | i | 0 | 0 | 0 | 0 | 0 | 0 |  |  |  | 0 | 0 | 0
S.BM.IND.ALL.026.09Delete C |  |  | 0 |  | 50% |  | 0 | 0 | 0 |  | 0 | 0 | 0 |  | 0 | 0 | 0 | 1 | i | 0 | 0 | 0 | 0 | 0 | 0 |  |  |  | 0 | 0 | 0
S.BM.IND.ALL.026.09Delete D |  |  | 0 |  | 50% |  | 0 | 0 | 0 |  | 0 | 0 | 0 |  | 0 | 0 | 0 | 1 | i | 0 | 0 | 0 | 0 | 0 | 0 |  |  |  | 0 | 0 | 0
S.BM.IND.ALL.026.09M |  |  | 1 |  | 50% |  | 84422 | 87376.77 | 43688.385 |  | 10738 | 10222.576 | 5111.288 |  | 0 | 0 | 0 | 15 | i | 136122.1244 | 3815.741 | 0 | 139937.8653 | 22408 | 11204 |  |  |  | 11204 | 128733.8653 | 655325.775
S.BM.IND.ALL.027.09 |  |  | 1 |  | 50% |  | 791986 | 819705.51 | 409852.755 |  | 0 | 0 | 0 |  | 0 | 0 | 0 | 15 | i | 1276999.0853 | 0 | 0 | 1276999.0853 | 0 | 0 |  |  |  | 0 | 1276999.0853 | 6147791.325
S.BM.IND.ALL.028.09 |  |  | 1 |  | 50% |  | 163200 | 168912 | 84456 |  | 0 | 0 | 0 |  | 0 | 0 | 0 | 15 | i | 263143.857 | 0 | 0 | 263143.857 | 0 | 0 |  |  |  | 0 | 263143.857 | 1266840
S.BM.IND.ALL.029.09 |  |  | 1 |  | 50% |  | 72769 | 75315.915 | 37657.9575 |  | 0 | 0 | 0 |  | 927 | 1383.084 | 691.542 | 15 | i | 117332.8145 | 0 | 8983.9667 | 126316.7812 | 24008 | 12004 |  |  |  | 12004 | 114312.7812 | 564869.3625
S.BM.IND.ALL.030.09 |  |  | 1 |  | 50% |  | 218814 | 226472.49 | 113236.245 |  | 0 | 0 | 0 |  | 0 | 0 | 0 | 15 | i | 352815.9309 | 0 | 0 | 352815.9309 | 21675 | 10837.5 |  |  |  | 10837.5 | 341978.4309 | 1698543.675
S.BM.IND.ALL.031.09 |  |  | 1 |  | 50% |  | 710711 | 735585.885 | 367792.9425 |  | 91476 | 87085.152 | 43542.576 |  | 0 | 0 | 0 | 20 | i | 1327725.7336 | 37830.1934 | 0 | 1365555.927 | 530000 | 265000 |  |  |  | 265000 | 1100555.927 | 7355858.85
S.BM.IND.ALL.032.09 |  |  | 1 |  | 50% |  | 128662 | 133165.17 | 66582.585 |  | 0 | 0 | 0 |  | 0 | 0 | 0 | 18 | i | 228516.8496 | 0 | 0 | 228516.8496 | 218650 | 109325 |  |  |  | 109325 | 119191.8496 | 1198486.53
S.BM.IND.ALL.033.09 |  |  | 1 |  | 50% |  | 103490 | 107112.15 | 53556.075 |  | 0 | 0 | 0 |  | 0 | 0 | 0 | 20 | i | 193336.4422 | 0 | 0 | 193336.4422 | 121445 | 60722.5 |  |  |  | 60722.5 | 132613.9422 | 1071121.5
S.BM.IND.ALL.034.09 |  |  | 1 |  | 50% |  | 23732 | 24562.62 | 12281.31 |  | 0 | 0 | 0 |  | 0 | 0 | 0 | 13 | i | 35201.1414 | 0 | 0 | 35201.1414 | 4375 | 2187.5 |  |  |  | 2187.5 | 33013.6414 | 159657.03
S.BM.IND.ALL.035.09 |  |  | 1 |  | 50% |  | 60316 | 60316 | 30158 |  | 0 | 0 | 0 |  | 2606 | 2606 | 1303 | 15 | i | 93964.8153 | 0 | 16927.5455 | 110892.3607 | 42844 | 21422 |  |  |  | 21422 | 89470.3607 | 452370
S.BM.IND.ALL.036.09 |  |  | 1 |  | 50% |  | 284457 | 294412.995 | 147206.4975 |  | 0 | 0 | 0 |  | 0 | 0 | 0 | 15 | i | 458658.7753 | 0 | 0 | 458658.7753 | 414000 | 207000 |  |  |  | 207000 | 251658.7753 | 2208097.4625
S.BM.IND.ALL.037.09 |  |  | 1 |  | 50% |  | 206961 | 214204.635 | 107102.3175 |  | 0 | 0 | 0 |  | 0 | 0 | 0 | 13 | i | 306980.5926 | 0 | 0 | 306980.5926 | 3294 | 1647 |  |  |  | 1647 | 305333.5926 | 1392330.1275
S.BM.IND.ALL.038.09A |  |  | 0 |  | 50% |  | 47918 | 49595.13 | 24797.565 |  | 0 | 0 | 0 |  | 0 | 0 | 0 | 15 | i | 77263.0352 | 0 | 0 | 77263.0352 | 7400 | 3700 |  |  |  | 3700 | 73563.0352 | 371963.475
S.BM.IND.ALL.038.09M |  |  | 1 |  | 50% |  | 9901 | 10247.535 | 5123.7675 |  | -9309 | -8862.168 | -4431.084 |  | 0 | 0 | 0 | 15 | i | 15964.3831 | -3307.9468 | 0 | 12656.4364 | 9951 | 4975.5 |  |  |  | 4975.5 | 7680.9364 | 76856.5125
S.BM.IND.ALL.039.09A |  |  | 0 |  | 50% |  | 11824 | 12237.84 | 6118.92 |  | 0 | 0 | 0 |  | 0 | 0 | 0 | 15 | i | 19065.0304 | 0 | 0 | 19065.0304 | 1782 | 891 |  |  |  | 891 | 18174.0304 | 91783.8
S.BM.IND.ALL.039.09B |  |  | 0 |  | 50% |  | 248102 | 256785.57 | 128392.785 |  | 0 | 0 | 0 |  | 0 | 0 | 0 | 15 | i | 400039.9339 | 0 | 0 | 400039.9339 | 56511 | 28255.5 |  |  |  | 28255.5 | 371784.4339 | 1925891.775
S.BM.IND.ALL.039.09M |  |  | 1 |  | 50% |  | 53576 | 55451.16 | 27725.58 |  | 0 | 0 | 0 |  | 0 | 0 | 0 | 13 | i | 79468.0748 | 0 | 0 | 79468.0748 | 2538 | 1269 |  |  |  | 1269 | 78199.0748 | 360432.54
S.BM.IND.ALL.040.09A |  |  | 0 |  | 50% |  | 154957 | 160380.495 | 80190.2475 |  | 228097 | 217148.344 | 108574.172 |  | 0 | 0 | 0 | 15 | i | 249852.8349 | 81054.1129 | 0 | 330906.9478 | 28460 | 14230 |  |  |  | 14230 | 316676.9478 | 1202853.7125
S.BM.IND.ALL.040.09B |  |  | 0 |  | 50% |  | 12548 | 12987.18 | 6493.59 |  | 0 | 0 | 0 |  | 0 | 0 | 0 | 15 | i | 20232.4088 | 0 | 0 | 20232.4088 | 1782 | 891 |  |  |  | 891 | 19341.4088 | 97403.85
S.BM.IND.ALL.040.09M |  |  | 1 |  | 50% |  | 186654 | 193186.89 | 96593.445 |  | 0 | 0 | 0 |  | 0 | 0 | 0 | 15 | i | 300961.112 | 0 | 0 | 300961.112 | 45900 | 22950 |  |  |  | 22950 | 278011.112 | 1448901.675
S.BM.IND.ALL.041.09 |  |  | 1 |  | 50% |  | 5944 | 6152.04 | 3076.02 |  | 0 | 0 | 0 |  | 0 | 0 | 0 | 15 | i | 9584.112 | 0 | 0 | 9584.112 | 5100 | 2550 |  |  |  | 2550 | 7034.112 | 46140.3
S.BM.IND.ALL.042.09 |  |  | 1 |  | 50% |  | 384589 | 398049.615 | 199024.8075 |  | 0 | 0 | 0 |  | 0 | 0 | 0 | 20 | i | 718475.8814 | 0 | 0 | 718475.8814 | 193861 | 96930.5 |  |  |  | 96930.5 | 621545.3814 | 3980496.15
S.BM.IND.ALL.043.09 |  |  | 1 |  | 50% |  | 258146 | 267181.11 | 133590.555 |  | 0 | 0 | 0 |  | 0 | 0 | 0 | 20 | i | 482259.4377 | 0 | 0 | 482259.4377 | 185481 | 92740.5 |  |  |  | 92740.5 | 389518.9377 | 2671811.1
S.BM.IND.ALL.044.09A |  |  | 0 |  | 50% |  | 2356 | 2438.46 | 1219.23 |  | 0 | 0 | 0 |  | 0 | 0 | 0 | 15 | i | 3798.817 | 0 | 0 | 3798.817 | 1400 | 700 |  |  |  | 700 | 3098.817 | 18288.45
S.BM.IND.ALL.044.09B |  |  | 0 |  | 50% |  | 1171 | 1211.985 | 605.9925 |  | 0 | 0 | 0 |  | 0 | 0 | 0 | 15 | i | 1888.1217 | 0 | 0 | 1888.1217 | 840 | 420 |  |  |  | 420 | 1468.1217 | 9089.8875
S.BM.IND.ALL.044.09M |  |  | 1 |  | 50% |  | 87626 | 90692.91 | 45346.455 |  | 0 | 0 | 0 |  | 0 | 0 | 0 | 15 | i | 141288.2574 | 0 | 0 | 141288.2574 | 600 | 300 |  |  |  | 300 | 140988.2574 | 680196.825
S.BM.IND.ALL.045.09 |  |  | 1 |  | 50% |  | 104257 | 104257 | 52128.5 |  | 960179 | 960179 | 480089.5 |  | 0 | 0 | 0 | 15 | i | 162419.4202 | 358402.2594 | 0 | 520821.6795 | 103166 | 51583 |  |  |  | 51583 | 469238.6795 | 781927.5
S.BM.IND.ALL.046.09 |  |  | 1 |  | 50% |  | 672000 | 695520 | 347760 |  | 0 | 0 | 0 |  | 0 | 0 | 0 | 20 | i | 1255407.181 | 0 | 0 | 1255407.181 | 1134804 | 567402 |  |  |  | 567402 | 688005.181 | 6955200
S.BM.IND.ALL.047.09A |  |  | 0 |  | 50% |  | 4557 | 4716.495 | 2358.2475 |  | 0 | 0 | 0 |  | 0 | 0 | 0 | 13 | i | 6759.2955 | 0 | 0 | 6759.2955 | 1200 | 600 |  |  |  | 600 | 6159.2955 | 30657.2175
S.BM.IND.ALL.047.09M |  |  | 1 |  | 50% |  | 19970 | 20668.95 | 10334.475 |  | 56211 | 53512.872 | 26756.436 |  | 0 | 0 | 0 | 15 | i | 32199.6497 | 19974.5404 | 0 | 52174.1901 | 18723 | 9361.5 |  |  |  | 9361.5 | 42812.6901 | 155017.125
S.BM.IND.ALL.048.09 |  |  | 1 |  | 50% |  | 103666 | 107294.31 | 53647.155 |  | -104738 | -99710.576 | -49855.288 |  | 0 | 0 | 0 | 15 | i | 167151.1708 | -37218.5767 | 0 | 129932.5942 | 100000 | 50000 |  |  |  | 50000 | 79932.5942 | 804707.325
S.BM.IND.ALL.049.09A |  |  | 0 |  | 50% |  | 190959 | 197642.565 | 98821.2825 |  | 0 | 0 | 0 |  | 0 | 0 | 0 | 15 | i | 307902.4987 | 0 | 0 | 307902.4987 | 38794 | 19397 |  |  |  | 19397 | 288505.4987 | 1482319.2375
S.BM.IND.ALL.049.09M |  |  | 1 |  | 50% |  | 94500 | 97807.5 | 48903.75 |  | 0 | 0 | 0 |  | 0 | 0 | 0 | 15 | i | 152371.9025 | 0 | 0 | 152371.9025 | 33350 | 16675 |  |  |  | 16675 | 135696.9025 | 733556.25
S.BM.IND.ALL.050.09 |  |  | 1 |  | 50% |  | 95683 | 99031.905 | 49515.9525 |  | 0 | 0 | 0 |  | 0 | 0 | 0 | 13 | i | 141924.4401 | 0 | 0 | 141924.4401 | 7200 | 3600 |  |  |  | 3600 | 138324.4401 | 643707.3825
S.BM.IND.ALL.051.09 |  |  | 1 |  | 50% |  | 1257530 | 1257530 | 628765 |  | 153820 | 149967 | 74983.5 |  | 0 | 0 | 0 | 18 | i | 2157972.6431 | 61833.2521 | 0 | 2219805.8952 | 209750 | 104875 |  |  |  | 104875 | 2114930.8952 | 11317770
S.BM.IND.ALL.052.09 |  |  | 1 |  | 50% |  | 604800 | 625968 | 312984 |  | 0 | 0 | 0 |  | 0 | 0 | 0 | 15 | i | 975180.1759 | 0 | 0 | 975180.1759 | 373541 | 186770.5 |  |  |  | 186770.5 | 788409.6759 | 4694760
S.BM.IND.ALL.053.09 |  |  | 1 |  | 50% |  | 4835537 | 4835537 | 2417768.5 |  | 0 | 0 | 0 |  | 0 | 0 | 0 | 20 | i | 8728099.6574 | 0 | 0 | 8728099.6574 | 3486667 | 1743333.5 |  |  |  | 1743333.5 | 6984766.1574 | 48355370
S.BM.IND.ALL.054.09 |  |  | 1 |  | 50% |  | 131515 | 136118.025 | 68059.0125 |  | 0 | 0 | 0 |  | 0 | 0 | 0 | 25 | i | 269674.3882 | 0 | 0 | 269674.3882 | 59746 | 29873 |  |  |  | 29873 | 239801.3882 | 1701475.3125
S.BM.IND.ALL.054.09A |  |  | 0 |  | 50% |  | 21384 | 22132.44 | 11066.22 |  | 0 | 0 | 0 |  | 0 | 0 | 0 | 15 | i | 34479.5848 | 0 | 0 | 34479.5848 | 77465 | 38732.5 |  |  |  | 38732.5 | -4252.9152 | 165993.3
S.BM.IND.ALL.055.09 |  |  | 1 |  | 50% |  | 859082 | 889149.87 | 444574.935 |  | 0 | 0 | 0 |  | 0 | 0 | 0 | 15 | i | 1385184.7485 | 0 | 0 | 1385184.7485 | 127400 | 63700 |  |  |  | 63700 | 1321484.7485 | 6668624.025
S.BM.IND.ALL.056.09 |  |  | 1 |  | 50% |  | 613846 | 635330.61 | 317665.305 |  | 0 | 0 | 0 |  | 0 | 0 | 0 | 18 | i | 1090253.1754 | 0 | 0 | 1090253.1754 | 115856 | 57928 |  |  |  | 57928 | 1032325.1754 | 5717975.49
S.BM.IND.ALL.057.09 |  |  | 1 |  | 50% |  | 3881172 | 3881172 | 1940586 |  | 3323978 | 3323978 | 1661989 |  | 0 | 0 | 0 | 18 | i | 6660249.059 | 1370517.312 | 0 | 8030766.371 | 249142 | 124571 |  |  |  | 124571 | 7906195.371 | 34930548
S.BM.IND.ALL.058.09 |  |  | 1 |  | 50% |  | 133238 | 137901.33 | 68950.665 |  | 0 | 0 | 0 |  | 0 | 0 | 0 | 15 | i | 214833.0957 | 0 | 0 | 214833.0957 | 10072 | 5036 |  |  |  | 5036 | 209797.0957 | 1034259.975
S.BM.IND.ALL.059.09 |  |  | 1 |  | 50% |  | 4835537 | 4835537 | 2417768.5 |  | 0 | 0 | 0 |  | 0 | 0 | 0 | 20 | i | 8728099.6574 | 0 | 0 | 8728099.6574 | 3486667 | 1743333.5 |  |  |  | 1743333.5 | 6984766.1574 | 48355370
S.BM.IND.ALL.060.09 |  |  | 1 |  | 50% |  | 1444366 | 2274592 | 1137296 |  | 0 | -253026 | -126513 |  | 362427 | 570460 | 285230 | 20 | i | 4105617.5676 | -109915.6663 | 4312416.3751 | 8308118.2763 | 1114900 | 557450 |  |  |  | 557450 | 7750668.2763 | 22745920
S.BM.IND.ALL.061.09 |  |  | 1 |  | 50% |  | 2573024 | 2573024 | 1286512 |  | 0 | 0 | 0 |  | 0 | 0 | 0 | 15 | i | 4008450.9064 | 0 | 0 | 4008450.9064 | 127400 | 63700 |  |  |  | 63700 | 3944750.9064 | 19297680
S.BM.IND.ALL.062.09A DELETED |  |  | 0 |  | 50% |  | 0 | 0 | 0 |  | 0 | 0 | 0 |  | 0 | 0 | 0 | 1 | i | 0 | 0 | 0 | 0 | 0 | 0 |  |  |  | 0 | 0 | 0
S.BM.IND.ALL.062.09M |  |  | 1 |  | 50% |  | 192903 | 199654.605 | 99827.3025 |  | 0 | 0 | 0 |  | 0 | 0 | 0 | 15 | i | 311037.0064 | 0 | 0 | 311037.0064 | 33555 | 16777.5 |  |  |  | 16777.5 | 294259.5064 | 1497409.5375
S.BM.IND.ALL.063.09 |  |  | 1 |  | 50% |  | 91733 | 94943.655 | 47471.8275 |  | -80373 | -76515.096 | -38257.548 |  | 0 | 0 | 0 | 15 | i | 147910.3887 | -28560.4906 | 0 | 119349.8981 | 111814 | 55907 |  |  |  | 55907 | 63442.8981 | 712077.4125
S.BM.IND.ALL.064.09 |  |  | 1 |  | 50% |  | 668041 | 691422.435 | 345711.2175 |  | 331224 | 315325.248 | 157662.624 |  | 0 | 0 | 0 | 15 | i | 1077150.0329 | 117700.2218 | 0 | 1194850.2547 | 236296 | 118148 |  |  |  | 118148 | 1076702.2547 | 5185668.2625
S.BM.IND.ALL.065.09 |  |  | 1 |  | 50% |  | 332293 | 343923.255 | 171961.6275 |  | 762017 | 725440.184 | 362720.092 |  | 0 | 0 | 0 | 15 | i | 535789.5936 | 270782.2197 | 0 | 806571.8133 | 249480 | 124740 |  |  |  | 124740 | 681831.8133 | 2579424.4125
S.BM.IND.ALL.066.09 |  |  | 1 |  | 50% |  | 153719 | 159099.165 | 79549.5825 |  | 955491 | 909627.432 | 454813.716 |  | 0 | 0 | 0 | 15 | i | 247856.6823 | 339533.0733 | 0 | 587389.7556 | 29750 | 14875 |  |  |  | 14875 | 572514.7556 | 1193243.7375
S.BM.IND.ALL.067.09A |  |  | 0 |  | 50% |  | 21331 | 22077.585 | 11038.7925 |  | 0 | 0 | 0 |  | 0 | 0 | 0 | 15 | i | 34394.1275 | 0 | 0 | 34394.1275 | 8732 | 4366 |  |  |  | 4366 | 30028.1275 | 165581.8875
S.BM.IND.ALL.067.09B |  |  | 0 |  | 50% |  | 22077 | 22849.695 | 11424.8475 |  | 0 | 0 | 0 |  | 0 | 0 | 0 | 10 | i | 27677.4566 | 0 | 0 | 27677.4566 | 90027 | 45013.5 |  |  |  | 45013.5 | -17336.0434 | 114248.475
S.BM.IND.ALL.067.09M |  |  | 1 |  | 50% |  | 61015 | 63150.525 | 31575.2625 |  | 0 | 0 | 0 |  | 0 | 0 | 0 | 15 | i | 98380.6522 | 0 | 0 | 98380.6522 | 19834 | 9917 |  |  |  | 9917 | 88463.6522 | 473628.9375
S.BM.IND.ALL.068.09A |  |  | 0 |  | 50% |  | 19068 | 19735.38 | 9867.69 |  | 0 | 0 | 0 |  | 0 | 0 | 0 | 15 | i | 30745.2639 | 0 | 0 | 30745.2639 | 13767 | 6883.5 |  |  |  | 6883.5 | 23861.7639 | 148015.35
S.BM.IND.ALL.068.09M |  |  | 1 |  | 50% |  | 21393 | 22141.755 | 11070.8775 |  | -46550 | -44315.6 | -22157.8 |  | 0 | 0 | 0 | 15 | i | 34494.0964 | -16541.5107 | 0 | 17952.5857 | 20886 | 10443 |  |  |  | 10443 | 7509.5857 | 166063.1625
S.BM.IND.ALL.069.09 |  |  | 1 |  | 50% |  | 343700 | 355729.5 | 177864.75 |  | 0 | 0 | 0 |  | 0 | 0 | 0 | 15 | i | 554182.2527 | 0 | 0 | 554182.2527 | 166870 | 83435 |  |  |  | 83435 | 470747.2527 | 2667971.25
S.BM.IND.ALL.070.09 |  |  | 1 |  | 50% |  | 10474 | 10840.59 | 5420.295 |  | 0 | 0 | 0 |  | 0 | 0 | 0 | 25 | i | 21477.1664 | 0 | 0 | 21477.1664 | 3500 | 1750 |  |  |  | 1750 | 19727.1664 | 135507.375
S.BM.IND.ALL.071.09 |  |  | 1 |  | 50% |  | 338448 | 350293.68 | 175146.84 |  | 0 | 0 | 0 |  | 0 | 0 | 0 | 18 | i | 601118.2067 | 0 | 0 | 601118.2067 | 66409 | 33204.5 |  |  |  | 33204.5 | 567913.7067 | 3152643.12
S.BM.IND.ALL.072.09 |  |  | 1 |  | 50% |  | 495597 | 495597 | 247798.5 |  | 0 | 0 | 0 |  | 23000 | 18891 | 9445.5 | 15 | i | 772078.3964 | 0 | 122708.4655 | 894786.8619 | 350000 | 175000 |  |  |  | 175000 | 719786.8619 | 3716977.5
S.BM.IND.ALL.073.09 |  |  | 1 |  | 50% |  | 97809 | 101232.315 | 50616.1575 |  | 0 | 0 | 0 |  | 0 | 0 | 0 | 15 | i | 157707.3377 | 0 | 0 | 157707.3377 | 32500 | 16250 |  |  |  | 16250 | 141457.3377 | 759242.3625
S.BM.IND.ALL.074.09 |  |  | 1 |  | 50% |  | 171937 | 177954.795 | 88977.3975 |  | -2049 | -1950.648 | -975.324 |  | 26096 | 38935.232 | 19467.616 | 20 | i | 321206.7626 | -847.3705 | 294332.5247 | 614691.9168 | 6160 | 3080 |  |  |  | 3080 | 611611.9168 | 1779547.95
S.BM.IND.ALL.075.09 |  |  | 1 |  | 50% |  | 230641 | 230641 | 115320.5 |  | 0 | 0 | 0 |  | 26389 | 26389 | 13194.5 | 15 | i | 359309.9503 | 0 | 171412.5084 | 530722.4587 | 54135 | 27067.5 |  |  |  | 27067.5 | 503654.9587 | 1729807.5
S.BM.IND.ALL.076.09A |  |  | 0 |  | 50% |  | 1580 | 1580 | 790 |  | 0 | 0 | 0 |  | 0 | 0 | 0 | 13 | i | 2264.327 | 0 | 0 | 2264.327 | 1760 | 880 |  |  |  | 880 | 1384.327 | 10270
S.BM.IND.ALL.076.09M |  |  | 1 |  | 50% |  | 71948 | 74466.18 | 37233.09 |  | 0 | 0 | 0 |  | 0 | 0 | 0 | 15 | i | 116009.0332 | 0 | 0 | 116009.0332 | 23381 | 11690.5 |  |  |  | 11690.5 | 104318.5332 | 558496.35
S.BM.IND.ALL.077.09 |  |  | 1 |  | 50% |  | 122239 | 126517.365 | 63258.6825 |  | 0 | 0 | 0 |  | 0 | 0 | 0 | 15 | i | 197098.2962 | 0 | 0 | 197098.2962 | 38020 | 19010 |  |  |  | 19010 | 178088.2962 | 948880.2375
S.BM.IND.ALL.078.09 |  |  | 1 |  | 50% |  | 160020 | 165620.7 | 82810.35 |  | 0 | 0 | 0 |  | 0 | 0 | 0 | 13 | i | 237354.0639 | 0 | 0 | 237354.0639 | 37039 | 18519.5 |  |  |  | 18519.5 | 218834.5639 | 1076534.55
S.BM.IND.ALL.079.09 |  |  | 1 |  | 50% |  | 160960 | 166593.6 | 83296.8 |  | 0 | 0 | 0 |  | 0 | 0 | 0 | 13 | i | 238748.3447 | 0 | 0 | 238748.3447 | 6502 | 3251 |  |  |  | 3251 | 235497.3447 | 1082858.4
S.BM.IND.ALL.080.09 |  |  | 1 |  | 50% |  | 2067576 | 2067576 | 1033788 |  | 0 | 0 | 0 |  | 0 | 0 | 0 | 18 | i | 3548044.5361 | 0 | 0 | 3548044.5361 | 2199000 | 1099500 |  |  |  | 1099500 | 2448544.5361 | 18608184
S.BM.IND.ALL.081.09 |  |  | 1 |  | 50% |  | 182696 | 189090.36 | 94545.18 |  | 0 | 0 | 0 |  | 0 | 0 | 0 | 15 | i | 294579.2285 | 0 | 0 | 294579.2285 | 49918 | 24959 |  |  |  | 24959 | 269620.2285 | 1418177.7
S.BM.IND.ALL.082.09A |  |  | 0 |  | 50% |  | 88264 | 91353.24 | 45676.62 |  | 0 | 0 | 0 |  | 0 | 0 | 0 | 13 | i | 130920.0044 | 0 | 0 | 130920.0044 | 6615 | 3307.5 |  |  |  | 3307.5 | 127612.5044 | 593796.06
S.BM.IND.ALL.082.09B |  |  | 0 |  | 50% |  | 64150 | 66395.25 | 33197.625 |  | 0 | 0 | 0 |  | 5698 | 8501.416 | 4250.708 | 15 | i | 103435.5296 | 0 | 55221.8364 | 158657.366 | 4575 | 2287.5 |  |  |  | 2287.5 | 156369.866 | 497964.375
S.BM.IND.ALL.082.09M |  |  | 1 |  | 50% |  | 194236 | 201034.26 | 100517.13 |  | 1418786 | 1350684.272 | 675342.136 |  | 0 | 0 | 0 | 15 | i | 313186.3371 | 504164.6347 | 0 | 817350.9717 | 2970 | 1485 |  |  |  | 1485 | 815865.9717 | 1507756.95
S.BM.IND.ALL.083.09Deleted |  |  | 0 |  | 50% |  | 0 | 0 | 0 |  | 0 | 0 | 0 |  | 0 | 0 | 0 | 1 | i | 0 | 0 | 0 | 0 | 0 | 0 |  |  |  | 0 | 0 | 0
S.BM.IND.ALL.084.09Delete |  |  | 0 |  | 50% |  | 0 | 0 | 0 |  | 0 | 0 | 0 |  | 0 | 0 | 0 | 1 | i | 0 | 0 | 0 | 0 | 0 | 0 |  |  |  | 0 | 0 | 0
S.BM.IND.ALL.085.09Delete |  |  | 0 |  | 50% |  | 0 | 0 | 0 |  | 0 | 0 | 0 |  | 0 | 0 | 0 | 1 | i | 0 | 0 | 0 | 0 | 0 | 0 |  |  |  | 0 | 0 | 0
S.BM.IND.ALL.086.09Delete |  |  | 0 |  | 50% |  | 0 | 0 | 0 |  | 0 | 0 | 0 |  | 0 | 0 | 0 | 1 | i | 0 | 0 | 0 | 0 | 0 | 0 |  |  |  | 0 | 0 | 0
S.BM.IND.ALL.087.09Delete |  |  | 0 |  | 50% |  | 0 | 0 | 0 |  | 0 | 0 | 0 |  | 0 | 0 | 0 | 1 | i | 0 | 0 | 0 | 0 | 0 | 0 |  |  |  | 0 | 0 | 0
S.BM.IND.ALL.088.09Delete |  |  | 0 |  | 50% |  | 0 | 0 | 0 |  | 0 | 0 | 0 |  | 0 | 0 | 0 | 1 | i | 0 | 0 | 0 | 0 | 0 | 0 |  |  |  | 0 | 0 | 0
S.BM.IND.ALL.089.09Delete |  |  | 0 |  | 50% |  | 0 | 0 | 0 |  | 0 | 0 | 0 |  | 0 | 0 | 0 | 1 | i | 0 | 0 | 0 | 0 | 0 | 0 |  |  |  | 0 | 0 | 0
S.BM.IND.ALL.090.09 |  |  | 1 |  | 50% |  | 13397 | 13865.895 | 6932.9475 |  | 0 | 0 | 0 |  | 0 | 0 | 0 | 15 | i | 21601.3373 | 0 | 0 | 21601.3373 | 28870 | 14435 |  |  |  | 14435 | 7166.3373 | 103994.2125
S.BM.IND.ALL.091.09Delete |  |  | 0 |  | 50% |  | 0 | 0 | 0 |  | 0 | 0 | 0 |  | 0 | 0 | 0 | 1 | i | 0 | 0 | 0 | 0 | 0 | 0 |  |  |  | 0 | 0 | 0
S.BM.IND.ALL.092.09A |  |  | 0 |  | 50% |  | 44599 | 46159.965 | 23079.9825 |  | 0 | 0 | 0 |  | 0 | 0 | 0 | 13 | i | 66152.6928 | 0 | 0 | 66152.6928 | 17374 | 8687 |  |  |  | 8687 | 57465.6928 | 300039.7725
S.BM.IND.ALL.092.09B deleted |  |  | 0 |  | 50% |  | 0 | 0 | 0 |  | 0 | 0 | 0 |  | 0 | 0 | 0 | 1 | i | 0 | 0 | 0 | 0 | 0 | 0 |  |  |  | 0 | 0 | 0
S.BM.IND.ALL.092.09M |  |  | 1 |  | 50% |  | 207746 | 215017.11 | 107508.555 |  | 100420 | 95599.84 | 47799.92 |  | 26364 | 39335.088 | 19667.544 | 15 | i | 334969.8757 | 35684.1783 | 255505.1765 | 626159.2305 | 97029 | 48514.5 |  |  |  | 48514.5 | 577644.7305 | 1612628.325
S.BM.IND.ALL.093.09A |  |  | 0 |  | 50% |  | 67367 | 69724.845 | 34862.4225 |  | 0 | 0 | 0 |  | 0 | 0 | 0 | 15 | i | 108622.6239 | 0 | 0 | 108622.6239 | 10500 | 5250 |  |  |  | 5250 | 103372.6239 | 522936.3375
S.BM.IND.ALL.093.09B |  |  | 0 |  | 50% |  | 27780 | 28752.3 | 14376.15 |  | 0 | 0 | 0 |  | 0 | 0 | 0 | 15 | i | 44792.5021 | 0 | 0 | 44792.5021 | 15680 | 7840 |  |  |  | 7840 | 36952.5021 | 215642.25
S.BM.IND.ALL.093.09M |  |  | 1 |  | 50% |  | 17257 | 17860.995 | 8930.4975 |  | 0 | 0 | 0 |  | 0 | 0 | 0 | 25 | i | 35385.8565 | 0 | 0 | 35385.8565 | 25500 | 12750 |  |  |  | 12750 | 22635.8565 | 223262.4375
S.BM.IND.ALL.094.09 |  |  | 1 |  | 50% |  | 24420 | 25274.7 | 12637.35 |  | 0 | 0 | 0 |  | 0 | 0 | 0 | 15 | i | 39374.8345 | 0 | 0 | 39374.8345 | 5000 | 2500 |  |  |  | 2500 | 36874.8345 | 189560.25
S.BM.IND.ALL.095.09 |  |  | 1 |  | 50% |  | 1936396 | 1975030 | 987515 |  | 0 | 0 | 0 |  | 0 | 0 | 0 | 18 | i | 3389231.8349 | 0 | 0 | 3389231.8349 | 148740 | 74370 |  |  |  | 74370 | 3314861.8349 | 17775270
S.BM.IND.ALL.096.09 |  |  | 1 |  | 50% |  | 315986 | 315986 | 157993 |  | 2404852 | 2404852 | 1202426 |  | 0 | 0 | 0 | 15 | i | 492266.83 | 897649.6989 | 0 | 1389916.5289 | 202785 | 101392.5 |  |  |  | 101392.5 | 1288524.0289 | 2369895
S.BM.IND.ALL.097.09A |  |  | 0 |  | 50% |  | 104712 | 108376.92 | 54188.46 |  | 0 | 0 | 0 |  | 0 | 0 | 0 | 15 | i | 168837.7424 | 0 | 0 | 168837.7424 | 45000 | 22500 |  |  |  | 22500 | 146337.7424 | 812826.9
S.BM.IND.ALL.097.09B |  |  | 0 |  | 50% |  | 12152 | 12577.32 | 6288.66 |  | 0 | 0 | 0 |  | 0 | 0 | 0 | 15 | i | 19593.898 | 0 | 0 | 19593.898 | 8000 | 4000 |  |  |  | 4000 | 15593.898 | 94329.9
S.BM.IND.ALL.097.09M |  |  | 1 |  | 50% |  | 118841 | 123000.435 | 61500.2175 |  | 0 | 0 | 0 |  | 0 | 0 | 0 | 5 | i | 85543.1022 | 0 | 0 | 85543.1022 | 60000 | 30000 |  |  |  | 30000 | 55543.1022 | 307501.0875
S.BM.IND.ALL.098.09A |  |  | 0 |  | 50% |  | 21580 | 22335.3 | 11167.65 |  | 0 | 0 | 0 |  | 0 | 0 | 0 | 15 | i | 34795.6154 | 0 | 0 | 34795.6154 | 0 | 0 |  |  |  | 0 | 34795.6154 | 167514.75
S.BM.IND.ALL.098.09M |  |  | 1 |  | 50% |  | 23908 | 24744.78 | 12372.39 |  | 0 | 0 | 0 |  | 0 | 0 | 0 | 15 | i | 38549.2851 | 0 | 0 | 38549.2851 | 3075 | 1537.5 |  |  |  | 1537.5 | 37011.7851 | 185585.85
S.BM.IND.ALL.099.09 |  |  | 1 |  | 50% |  | 438986 | 454350.51 | 227175.255 |  | 640214 | 609483.728 | 304741.864 |  | 0 | 0 | 0 | 5 | i | 315987.111 | 102728.8771 | 0 | 418715.9881 | 39581 | 19790.5 |  |  |  | 19790.5 | 398925.4881 | 1135876.275
S.BM.IND.ALL.100.09 |  |  | 1 |  | 50% |  | 12222 | 12649.77 | 6324.885 |  | 0 | 0 | 0 |  | 0 | 0 | 0 | 15 | i | 19706.7661 | 0 | 0 | 19706.7661 | 3344 | 1672 |  |  |  | 1672 | 18034.7661 | 94873.275
Total | Industrial - Other Industrial - S.BM.IND.ALL |  | 92 |  |  |  | 40497234 | 41906325.67 | 20953162.835 |  | 10390246 | 9889985.448 | 4944992.724 |  | 538280 | 803030.452 | 401515.226 |  |  | 69942641.9539 | 3639174.317 | 5931231.7904 | 79513048.0613 |  | 10022070 | 1648779.56 | 591001.34 | 2239780.9 | 10613071.34 | 68899976.7213 | 363503958.4225
S.BM.IND.AGR | AGRICULTURE
S.BM.IND.AGR.001.09 |  |  | 1 |  | 40% |  | 45678 | 47276.73 | 28366.038 |  | 0 | 0 | 0 |  | 0 | 0 | 0 | 25 | i | 112396.4874 | 0 | 0 | 112396.4874 | 27178 | 16306.8 |  |  |  | 16306.8 | 96089.6874 | 709150.95
S.BM.IND.AGR.002.09A |  |  | 0 |  | 40% |  | 17541 | 18154.935 | 10892.961 |  | 0 | 0 | 0 |  | 0 | 0 | 0 | 15 | i | 33939.7529 | 0 | 0 | 33939.7529 | 27933 | 16759.8 |  |  |  | 16759.8 | 17179.9529 | 163394.415
S.BM.IND.AGR.002.09M |  |  | 1 |  | 40% |  | 34445 | 35650.575 | 21390.345 |  | 0 | 0 | 0 |  | 0 | 0 | 0 | 10 | i | 51819.5403 | 0 | 0 | 51819.5403 | 9220 | 5532 |  |  |  | 5532 | 46287.5403 | 213903.45
S.BM.IND.AGR.003.09 |  |  | 1 |  | 40% |  | 34280 | 34280 | 20568 |  | 0 | 0 | 0 |  | 0 | 0 | 0 | 10 | i | 49827.3545 | 0 | 0 | 49827.3545 | 65683 | 39409.8 |  |  |  | 39409.8 | 10417.5545 | 205680
S.BM.IND.AGR.004.09 |  |  | 1 |  | 40% |  | 15496 | 16038.36 | 9623.016 |  | 0 | 0 | 0 |  | 0 | 0 | 0 | 10 | i | 23312.3994 | 0 | 0 | 23312.3994 | 29649 | 17789.4 |  |  |  | 17789.4 | 5522.9994 | 96230.16
S.BM.IND.AGR.005.09A |  |  | 0 |  | 40% |  | 36990 | 38284.65 | 22970.79 |  | 0 | 0 | 0 |  | 0 | 0 | 0 | 10 | i | 55648.2739 | 0 | 0 | 55648.2739 | 49831 | 29898.6 |  |  |  | 29898.6 | 25749.6739 | 229707.9
S.BM.IND.AGR.005.09B |  |  | 0 |  | 40% |  | 12711 | 13155.885 | 7893.531 |  | 0 | 0 | 0 |  | 0 | 0 | 0 | 15 | i | 24594.2762 | 0 | 0 | 24594.2762 | 46626 | 27975.6 |  |  |  | 27975.6 | -3381.3238 | 118402.965
S.BM.IND.AGR.005.09M |  |  | 1 |  | 40% |  | 6625 | 6856.875 | 4114.125 |  | 0 | 0 | 0 |  | 0 | 0 | 0 | 15 | i | 12818.5886 | 0 | 0 | 12818.5886 | 15466 | 9279.6 |  |  |  | 9279.6 | 3538.9886 | 61711.875
S.BM.IND.AGR.006.09 |  |  | 1 |  | 40% |  | 82640 | 85532.4 | 51319.44 |  | 0 | 0 | 0 |  | 0 | 0 | 0 | 10 | i | 124324.773 | 0 | 0 | 124324.773 | 86150 | 51690 |  |  |  | 51690 | 72634.773 | 513194.4
S.BM.IND.AGR.007.09A |  |  | 0 |  | 40% |  | 5455 | 5645.925 | 3387.555 |  | 0 | 0 | 0 |  | 0 | 0 | 0 | 15 | i | 10554.7775 | 0 | 0 | 10554.7775 | 1221 | 732.6 |  |  |  | 732.6 | 9822.1775 | 50813.325
S.BM.IND.AGR.007.09B |  |  | 0 |  | 40% |  | 19793 | 20485.755 | 12291.453 |  | 0 | 0 | 0 |  | 0 | 0 | 0 | 11 | i | 31718.929 | 0 | 0 | 31718.929 | 38987 | 23392.2 |  |  |  | 23392.2 | 8326.729 | 135205.983
S.BM.IND.AGR.007.09M |  |  | 1 |  | 40% |  | 20061 | 20763.135 | 12457.881 |  | 0 | 0 | 0 |  | 0 | 0 | 0 | 10 | i | 30180.0493 | 0 | 0 | 30180.0493 | 18204 | 10922.4 |  |  |  | 10922.4 | 19257.6493 | 124578.81
S.BM.IND.AGR.008.09A |  |  | 0 |  | 40% |  | 22786 | 23583.51 | 14150.106 |  | 0 | 0 | 0 |  | 0 | 0 | 0 | 25 | i | 56067.8305 | 0 | 0 | 56067.8305 | 21830 | 13098 |  |  |  | 13098 | 42969.8305 | 353752.65
S.BM.IND.AGR.008.09M |  |  | 1 |  | 40% |  | 17123 | 17722.305 | 10633.383 |  | 0 | 0 | 0 |  | 0 | 0 | 0 | 10 | i | 25760.0809 | 0 | 0 | 25760.0809 | 38665 | 23199 |  |  |  | 23199 | 2561.0809 | 106333.83
S.BM.IND.AGR.009.09 |  |  | 1 |  | 40% |  | 41491 | 42943.185 | 25765.911 |  | 0 | 0 | 0 |  | 0 | 0 | 0 | 10 | i | 62419.6413 | 0 | 0 | 62419.6413 | 34678 | 20806.8 |  |  |  | 20806.8 | 41612.8413 | 257659.11
S.BM.IND.AGR.010.09A |  |  | 0 |  | 40% |  | 268165 | 277550.775 | 166530.465 |  | 0 | 0 | 0 |  | 0 | 0 | 0 | 5 | i | 231633.857 | 0 | 0 | 231633.857 | 388885 | 233331 |  |  |  | 233331 | -1697.143 | 832652.325
S.BM.IND.AGR.010.09B |  |  | 0 |  | 40% |  | 27939 | 28916.865 | 17350.119 |  | 0 | 0 | 0 |  | 0 | 0 | 0 | 15 | i | 54058.6487 | 0 | 0 | 54058.6487 | 11967 | 7180.2 |  |  |  | 7180.2 | 46878.4487 | 260251.785
S.BM.IND.AGR.010.09C |  |  | 0 |  | 40% |  | 109858 | 113703.03 | 68221.818 |  | 0 | 0 | 0 |  | 0 | 0 | 0 | 25 | i | 270319.4824 | 0 | 0 | 270319.4824 | 190950 | 114570 |  |  |  | 114570 | 155749.4824 | 1705545.45
S.BM.IND.AGR.010.09M |  |  | 1 |  | 40% |  | 105211 | 108893.385 | 65336.031 |  | 0 | 0 | 0 |  | 0 | 0 | 0 | 10 | i | 158280.9014 | 0 | 0 | 158280.9014 | 239087 | 143452.2 |  |  |  | 143452.2 | 14828.7014 | 653360.31
S.BM.IND.AGR.011.09 |  |  | 1 |  | 40% |  | 45457 | 45457 | 27274.2 |  | 0 | 0 | 0 |  | 0 | 0 | 0 | 10 | i | 66073.5722 | 0 | 0 | 66073.5722 | 85010 | 51006 |  |  |  | 51006 | 15067.5722 | 272742
S.BM.IND.AGR.012.09 |  |  | 1 |  | 40% |  | 10419 | 10783.665 | 6470.199 |  | 0 | 0 | 0 |  | 0 | 0 | 0 | 10 | i | 15674.4895 | 0 | 0 | 15674.4895 | 13143 | 7885.8 |  |  |  | 7885.8 | 7788.6895 | 64701.99
S.BM.IND.AGR.013.09A |  |  | 0 |  | 40% |  | 32715 | 33860.025 | 20316.015 |  | 0 | 0 | 0 |  | 0 | 0 | 0 | 20 | i | 73340.4392 | 0 | 0 | 73340.4392 | 51520 | 30912 |  |  |  | 30912 | 42428.4392 | 406320.3
S.BM.IND.AGR.013.09M |  |  | 1 |  | 40% |  | 3280 | 3394.8 | 2036.88 |  | 0 | 0 | 0 |  | 0 | 0 | 0 | 10 | i | 4934.4779 | 0 | 0 | 4934.4779 | 6600 | 3960 |  |  |  | 3960 | 974.4779 | 20368.8
S.BM.IND.AGR.014.09Delete |  |  | 1 |  | 40% |  | 0 | 0 | 0 |  | 0 | 0 | 0 |  | 0 | 0 | 0 | 1 | i | 0 | 0 | 0 | 0 | 0 | 0 |  |  |  | 0 | 0 | 0
S.BM.IND.AGR.015.09 |  |  | 1 |  | 40% |  | 57531 | 59544.585 | 35726.751 |  | 0 | 0 | 0 |  | 0 | 0 | 0 | 10 | i | 86550.4419 | 0 | 0 | 86550.4419 | 42161 | 25296.6 |  |  |  | 25296.6 | 61253.8419 | 357267.51
S.BM.IND.AGR.016.09A |  |  | 0 |  | 40% |  | 45485 | 47076.975 | 28246.185 |  | 0 | 0 | 0 |  | 0 | 0 | 0 | 10 | i | 68428.2708 | 0 | 0 | 68428.2708 | 21610 | 12966 |  |  |  | 12966 | 55462.2708 | 282461.85
S.BM.IND.AGR.016.09B |  |  | 0 |  | 40% |  | 26285 | 27204.975 | 16322.985 |  | 0 | 0 | 0 |  | 0 | 0 | 0 | 15 | i | 50858.355 | 0 | 0 | 50858.355 | 23569 | 14141.4 |  |  |  | 14141.4 | 36716.955 | 244844.775
S.BM.IND.AGR.016.09M |  |  | 1 |  | 40% |  | 41917 | 43384.095 | 26030.457 |  | 0 | 0 | 0 |  | 0 | 0 | 0 | 10 | i | 63060.5217 | 0 | 0 | 63060.5217 | 113874 | 68324.4 |  |  |  | 68324.4 | -5263.8783 | 260304.57
S.BM.IND.AGR.017.09 |  |  | 1 |  | 40% |  | 199702 | 206691.57 | 124014.942 |  | 141591 | 134794.632 | 80876.7792 |  | 0 | 0 | 0 | 15 | i | 386399.6657 | 60377.118 | 0 | 446776.7837 | 165436 | 99261.6 |  |  |  | 99261.6 | 347515.1837 | 1860224.13
S.BM.IND.AGR.018.09A |  |  | 0 |  | 40% |  | 11970 | 12388.95 | 7433.37 |  | 0 | 0 | 0 |  | 0 | 0 | 0 | 5 | i | 10339.3704 | 0 | 0 | 10339.3704 | 11118 | 6670.8 |  |  |  | 6670.8 | 3668.5704 | 37166.85
S.BM.IND.AGR.018.09M |  |  | 1 |  | 40% |  | 21151 | 21891.285 | 13134.771 |  | 0 | 0 | 0 |  | 0 | 0 | 0 | 10 | i | 31819.8605 | 0 | 0 | 31819.8605 | 22364 | 13418.4 |  |  |  | 13418.4 | 18401.4605 | 131347.71
S.BM.IND.AGR.019.09 |  |  | 1 |  | 40% |  | 56532 | 58510.62 | 35106.372 |  | 0 | 0 | 0 |  | 0 | 0 | 0 | 10 | i | 85047.5323 | 0 | 0 | 85047.5323 | 67029 | 40217.4 |  |  |  | 40217.4 | 44830.1323 | 351063.72
S.BM.IND.AGR.020.09 |  |  | 1 |  | 40% |  | 97930 | 101357.55 | 60814.53 |  | 0 | 0 | 0 |  | 0 | 0 | 0 | 10 | i | 147327.2631 | 0 | 0 | 147327.2631 | 119929 | 71957.4 |  |  |  | 71957.4 | 75369.8631 | 608145.3
S.BM.IND.AGR.021.09A |  |  | 0 |  | 40% |  | 14556 | 15065.46 | 9039.276 |  | -2992 | -2848.384 | -1709.0304 |  | 0 | 0 | 0 | 15 | i | 28164.1322 | -1275.8462 | 0 | 26888.286 | 38819 | 23291.4 |  |  |  | 23291.4 | 3596.886 | 135589.14
S.BM.IND.AGR.021.09M |  |  | 1 |  | 40% |  | 34572 | 35782.02 | 21469.212 |  | 0 | 0 | 0 |  | 0 | 0 | 0 | 10 | i | 52010.6008 | 0 | 0 | 52010.6008 | 27849 | 16709.4 |  |  |  | 16709.4 | 35301.2008 | 214692.12
S.BM.IND.AGR.022.09 |  |  | 1 |  | 40% |  | 215600 | 223146 | 133887.6 |  | 0 | 0 | 0 |  | 0 | 0 | 0 | 10 | i | 324351.6586 | 0 | 0 | 324351.6586 | 144670 | 86802 |  |  |  | 86802 | 237549.6586 | 1338876
S.BM.IND.AGR.023.09 |  |  | 1 |  | 40% |  | 53580 | 55455.3 | 33273.18 |  | 0 | 0 | 0 |  | 0 | 0 | 0 | 10 | i | 80606.5022 | 0 | 0 | 80606.5022 | 28518 | 17110.8 |  |  |  | 17110.8 | 63495.7022 | 332731.8
S.BM.IND.AGR.024.09 |  |  | 1 |  | 40% |  | 13489 | 13961.115 | 8376.669 |  | 0 | 0 | 0 |  | 0 | 0 | 0 | 15 | i | 26099.6139 | 0 | 0 | 26099.6139 | 5371 | 3222.6 |  |  |  | 3222.6 | 22877.0139 | 125650.035
S.BM.IND.AGR.025.09A |  |  | 0 |  | 40% |  | 122777 | 127074.195 | 76244.517 |  | 0 | 0 | 0 |  | 0 | 0 | 0 | 15 | i | 237558.9215 | 0 | 0 | 237558.9215 | 30619 | 18371.4 |  |  |  | 18371.4 | 219187.5215 | 1143667.755
S.BM.IND.AGR.025.09M |  |  | 1 |  | 40% |  | 102925 | 106527.375 | 63916.425 |  | 0 | 0 | 0 |  | 0 | 0 | 0 | 10 | i | 154841.811 | 0 | 0 | 154841.811 | 96229 | 57737.4 |  |  |  | 57737.4 | 97104.411 | 639164.25
S.BM.IND.AGR.026.09Delete |  |  | 0 |  | 40% |  | 0 | 0 | 0 |  | 0 | 0 | 0 |  | 0 | 0 | 0 | 1 | i | 0 | 0 | 0 | 0 | 0 | 0 |  |  |  | 0 | 0 | 0
S.BM.IND.AGR.027.09 |  |  | 1 |  | 40% |  | 22984 | 23788.44 | 14273.064 |  | 0 | 0 | 0 |  | 0 | 0 | 0 | 10 | i | 34577.4514 | 0 | 0 | 34577.4514 | 15372 | 9223.2 |  |  |  | 9223.2 | 25354.2514 | 142730.64
S.BM.IND.AGR.028.09 |  |  | 1 |  | 40% |  | 41675 | 43133.625 | 25880.175 |  | 0 | 0 | 0 |  | 0 | 0 | 0 | 10 | i | 62696.4535 | 0 | 0 | 62696.4535 | 57813 | 34687.8 |  |  |  | 34687.8 | 28008.6535 | 258801.75
S.BM.IND.AGR.029.09 |  |  | 1 |  | 40% |  | 24185 | 25031.475 | 15018.885 |  | 0 | 0 | 0 |  | 0 | 0 | 0 | 15 | i | 46795.1043 | 0 | 0 | 46795.1043 | 7313 | 4387.8 |  |  |  | 4387.8 | 42407.3043 | 225283.275
Total | Agriculture - S.BM.IND.AGR |  | 28 |  |  |  | 2221005 | 2295949.38 | 1377569.628 |  | 138599 | 131946.248 | 79167.7488 |  | 0 | 0 | 0 |  |  | 3557232.1539 | 59101.2718 | 0 | 3616333.4257 |  | 1522887.6 | 152070 | 9011.22 | 161081.22 | 1531898.82 | 2084434.6057 | 16245675.963
Total Industrial |  |  | 120 |  |  |  | 42718239 | 44202275.05 | 22330732.463 |  | 10528845 | 10021931.696 | 5024160.4728 |  | 538280 | 803030.452 | 401515.226 |  |  | 73499874.1079 | 3698275.5888 | 5931231.7904 | 83129381.487 |  | 11544957.6 | 1800849.56 | 600012.56 | 2400862.12 | 12144970.16 | 70984411.327 | 379749634.3855
[8 empty] | 1484036.05 |  |  |  | -506913.304 |  |  |  | 264750.452
Total Business Markets |  |  | 44773 |  |  |  | 85996191 | 64760058.37 | 57119665.3212 |  | 30288999 | 26829167.781 | 19591767.6581 |  | 1076057.837 | 1115543.973 | 818038.6967 |  |  | 180411289.8699 | 15313321.0786 | 9374323.9673 | 205098934.9159 |  | 46745275.022 | 6472330.23 | 1327908.33 | 7800238.56 | 48073183.352 | 157025751.5639 | 867222834.9219
13.85%
TOTAL MASS MARKETS AND BUSINESS MARKETS |  |  | 879083 |  |  |  | 123343823 | 64760058.37 | 74321557.5612 |  | 54701901.97 | 26829167.781 | 40008738.0121 |  | 5460173.3738 | 1115543.973 | 3136445.4978 |  |  | 231168736.2843 | 27216029.79 | 32616213.0006 | 291000979.0749 |  | 68569334.272 | 17932355.62 | 1856250.54 | 19788606.16 | 70425584.812 | 220575394.2629 | 1051801901.6719
MARKET TRANSFORMATION
Mass Markets
RE.HPC.MT | Home Performance Contractors | [24 empty] | 21769.81 | 15991.49 | 37761.3
RE.FIRE.MT | Fireplace (EnerGuide P.4 Standard) | [24 empty] | 0 | 57389.34 | 57389.34
RE.LIHP.MT | Low income - Education/training/workshops/support - MT | [24 empty] | 0 | 296599.53 | 296599.53
RE.FLAXW.MT | Drain Water Heat Recovery | [24 empty] | 169200 | 185573.51 | 354773.51
RE.CHNL.MT | Channel Support | [24 empty] | 3719.88 | 82833.42 | 86553.3
RE.DEV.MT | Future Developmental Activities | [25 empty] | 12000 | 12000
Total Mass Markets MT | [25 empty] | 194689.69 | 650387.29 | 845076.98
Business Markets
S.BM.MT.BP | Business Partner Transformation | [24 empty] | 0 | 12109.56 | 12109.56
S.BM.MT.BOIL | Boiler Market Transformation | [24 empty] | 0 | 5048.08 | 5048.08
S.BM.MT.MD | Future Developmental Activities | [25 empty] | 27281.28 | 27281.28
Total Business Markets MT | [25 empty] | 0 | 44438.92 | 44438.92
Total Market Transformation | [25 empty] | 194689.69 | 694826.21 | 889515.9
PROGRAM DEVELOPMENT
Mass Markets
| Water Heating Program Development | [25 empty] | 2349 | 2349 | 2349 | -2349
| Space Heating Program Development | [25 empty] | -130.95 | -130.95 | -130.95 | 130.95
| Program Development - Mass Markets | [25 empty] | 24786.02 | 24786.02 | 24786.02 | -24786.02
| Res Building Envelope Prog Develop. | [25 empty] | 1611.04 | 1611.04 | 1611.04 | -1611.04
| Fireplace Program Development | [25 empty] | -3179.53 | -3179.53 | -3179.53 | 3179.53
| N/C Res Program Development (LEED for New Homes, Net Zero housing) | [25 empty] | 68130.58 | 68130.58 | 68130.58 | -68130.58
Total Mass Markets PD | [26 empty] | 93566.16 | 93566.16 | 93566.16 | -93566.16
Business Markets
| Commercial Tech Development | [25 empty] | 59042.42 | 59042.42 | 59042.42 | -59042.42
| Industrial Tech Development | [25 empty] | 3023.53 | 3023.53 | 3023.53 | -3023.53
Total Business Markets PD | [26 empty] | 62065.95 | 62065.95 | 62065.95 | -62065.95
Total Program Development | [26 empty] | 155632.11 | 155632.11 | 155632.11 | -155632.11
MARKET RESEARCH
Mass Markets
| Water Heating Market Research | [25 empty] | 0 | 0 | 0 | 0
| Space Heating Market Research | [25 empty] | 3923.41 | 3923.41 | 3923.41 | -3923.41
| Market Research - Mass Markets | [25 empty] | 60455 | 60455 | 60455 | -60455
| Res Building Envelope Mkt Research | [25 empty] | 0 | 0 | 0 | 0
| Fireplace Market Research | [25 empty] | 4324.97 | 4324.97 | 4324.97 | -4324.97
| N/C Res Market Research | [25 empty] | 2380.99 | 2380.99 | 2380.99 | -2380.99
Total Mass Markets MR | [26 empty] | 71084.37 | 71084.37 | 71084.37 | -71084.37
Business Markets
Total Business Markets MR | [26 empty] | 0 | 0 | 0 | 0
Total Market Research | [26 empty] | 71084.37 | 71084.37 | 71084.37 | -71084.37
| Portfolio Administration | [25 empty] | 4515222.43 | 4515222.43 | 4515222.43 | -4515222.43
| TOTAL PROGRAMS + PROGRAM DEVELOPMENT + MARKET RESEARCH DSM PLAN |  | 879083 | [5 empty] | 74321557.5612 | [8 empty] | 0 |  | 231168736.2843 | 27216029.79 | 32616213.0006 | 291000979.0749 | 0 | 68569334.272 | 17932355.62 | 2082967.02 | 20015322.64 | 70652301.292 | 220348677.7829 | 1051801901.6719
| TOTAL PORTFOLIO (LESS PORTFOLIO ADMIN) |  | 879083 | [5 empty] | 74321557.5612 | [8 empty] | 0 |  | 231168736.2843 | 27216029.79 | 32616213.0006 | 291000979.0749 | 0 | 68569334.272 | 17932355.62 | 6598189.45 | 24530545.07 | 75167523.722 | 215833455.3529 | 1051801901.6719
| TOTAL PORTFOLIO (LESS PROGRAM ADMIN) + MARKET TRANSFORMATION |  | 879083 | [5 empty] | 74321557.5612 | [8 empty] | 0 |  | 231168736.2843 | 27216029.79 | 32616213.0006 | 291000979.0749 | 0 | 68569334.272 | 18127045.31 | 7293015.66 | 25420060.97

## Avoided Costs 2009-2017
| discount rate | 9.14% |  | 4 |  |  |  |  | wholesale | 10 | Water | 12
| water heating |  | gas | [5 empty] | electricity |  | Rates
|  |  | energy |  |  |  | SCT @ $40 | SCT @ $40 | ¢/Kwh |  | $ / 1000 litres
| year |  |  | NPV |  |  | GAS ($/tonne) | kWh ($/tonne) |  | NPV |  | NPV
| 0 | 2006 |  |  |  | 40 | 0.077132 | 0.0284
w1 | 1 | 2009 | 0.30086 | 0.30086 | 0.30086 | 40 | 0.077132 | 0.0284 | 0.0771 | 0.0771 | 1.3417 | 1.3417
w2 | 2 | 2010 | 0.3136 | 0.5882 | 0.27567 | 36.6502 | 0.070673 | 0.026022 | 0.078435 | 0.14897 | 1.3649 | 2.5923
w3 | 3 | 2011 | 0.33536 | 0.86974 | 0.25258 | 36.6502 | 0.070673 | 0.026022 | 0.07988 | 0.21603 | 1.3901 | 3.7593
w4 | 4 | 2012 | 0.33103 | 1.1244 | 0.23143 | 33.5809 | 0.064754 | 0.023842 | 0.081391 | 0.27863 | 1.4164 | 4.8488
w5 | 5 | 2013 | 0.35519 | 1.3747 | 0.21205 | 33.5809 | 0.064754 | 0.023842 | 0.082955 | 0.3371 | 1.4436 | 5.8663
w6 | 6 | 2014 | 0.37028 | 1.6138 | 0.19429 | 30.7686 | 0.059331 | 0.021846 | 0.084549 | 0.3917 | 1.4713 | 6.8164
w7 | 7 | 2015 | 0.38287 | 1.8404 | 0.17802 | 30.7686 | 0.059331 | 0.021846 | 0.086156 | 0.44268 | 1.4993 | 7.7035
w8 | 8 | 2016 | 0.38446 | 2.0488 | 0.16311 | 28.1919 | 0.054362 | 0.020016 | 0.087703 | 0.49023 | 1.5262 | 8.5309
w9 | 9 | 2017 | 0.36017 | 2.2277 | 0.14945 | 28.1919 | 0.054362 | 0.020016 | 0.089357 | 0.53461 | 1.555 | 9.3034
w10 | 10 | 2018 | 0.36737 | 2.3949 | 0.13693 | 25.8309 | 0.04981 | 0.01834 | 0.091102 | 0.57608 | 1.5854 | 10.0249
w11 | 11 | 2019 | 0.37472 | 2.5512 | 0.12547 | 25.8309 | 0.04981 | 0.01834 | 0.092921 | 0.61483 | 1.617 | 10.6993
w12 | 12 | 2020 | 0.38221 | 2.6972 | 0.11496 | 23.6677 | 0.045638 | 0.016804 | 0.095003 | 0.65113 | 1.6533 | 11.331
w13 | 13 | 2021 | 0.38986 | 2.8337 | 0.10533 | 23.6677 | 0.045638 | 0.016804 | 0.097007 | 0.68509 | 1.6881 | 11.922
w14 | 14 | 2022 | 0.39765 | 2.9613 | 0.096511 | 21.6856 | 0.041816 | 0.015397 | 0.098983 | 0.71684 | 1.7225 | 12.4745
w15 | 15 | 2023 | 0.40561 | 3.0805 | 0.088428 | 21.6856 | 0.041816 | 0.015397 | 0.10101 | 0.74653 | 1.7579 | 12.9912
w16 | 16 | 2024 | 0.41372 | 3.1919 | 0.081023 | 19.8696 | 0.038314 | 0.014107 | 0.10313 | 0.7743 | 1.7946 | 13.4745
w17 | 17 | 2025 | 0.42199 | 3.296 | 0.074238 | 19.8696 | 0.038314 | 0.014107 | 0.10532 | 0.80029 | 1.8328 | 13.9267
w18 | 18 | 2026 | 0.43043 | 3.3933 | 0.06802 | 18.2056 | 0.035106 | 0.012926 | 0.10762 | 0.82462 | 1.8729 | 14.3502
w19 | 19 | 2027 | 0.43904 | 3.4843 | 0.062324 | 18.2056 | 0.035106 | 0.012926 | 0.11012 | 0.84744 | 1.9163 | 14.7471
w20 | 20 | 2028 | 0.44782 | 3.5693 | 0.057105 | 16.6809 | 0.032166 | 0.011843 | 0.11261 | 0.86881 | 1.9596 | 15.1191
w21 | 21 | 2029 | 0.45678 | 3.6487 | 0.052322 | 16.6809 | 0.032166 | 0.011843 | 0.11521 | 0.88885 | 2.0049 | 15.4678
w22 | 22 | 2030 | 0.46591 | 3.723 | 0.047941 | 15.284 | 0.029472 | 0.010852 | 0.11781 | 0.90762 | 2.0501 | 15.7944
w23 | 23 | 2031 | 0.47523 | 3.7924 | 0.043926 | 15.284 | 0.029472 | 0.010852 | 0.12016 | 0.92516 | 2.0911 | 16.0997
w24 | 24 | 2032 | 0.48474 | 3.8572 | 0.040247 | 14.004 | 0.027004 | 0.0099429 | 0.12257 | 0.94156 | 2.1329 | 16.3851
w25 | 25 | 2033 | 0.49443 | 3.9178 | 0.036877 | 14.004 | 0.027004 | 0.0099429 | 0.12502 | 0.95688 | 2.1756 | 16.6517
w26 | 26 | 2034 | 0.50432 | 3.9744 | 0.033788 | 12.8312 | 0.024742 | 0.0091102 | 0.12752 | 0.9712 | 2.2191 | 16.9009
w27 | 27 | 2035 | 0.51441 | 4.0274 | 0.030959 | 12.8312 | 0.024742 | 0.0091102 | 0.13007 | 0.98459 | 2.2635 | 17.1339
w28 | 28 | 2036 | 0.52469 | 4.0768 | 0.028366 | 11.7567 | 0.02267 | 0.0083472 | 0.13267 | 0.9971 | 2.3087 | 17.3515
w29 | 29 | 2037 | 0.53519 | 4.1231 | 0.025991 | 11.7567 | 0.02267 | 0.0083472 | 0.13532 | 1.0088 | 2.3549 | 17.555
w30 | 30 | 2038 | 0.54589 | 4.1663 | 0.023814 | 10.7721 | 0.020772 | 0.0076482 | 0.13803 | 1.0197 | 2.402 | 17.7451
|  |  |  | 4 | [5 empty] | 10 |  | 12
| space heating |  | gas
energy
| year |  |  | NPV | [5 empty] | NPV |  | NPV
| 0 | 2006 | 0 | [5 empty] | 0
s1 | 1 | 2009 | 0.32672 | 0.32672 | 0.32672 |  |  |  | 0.0771 | 0.0771 | 1.3417 | 1.3417
s2 | 2 | 2010 | 0.34165 | 0.63976 | 0.31304 |  |  |  | 0.078435 | 0.14897 | 1.3649 | 2.5923
s3 | 3 | 2011 | 0.37015 | 0.9505 | 0.33915 |  |  |  | 0.07988 | 0.21603 | 1.3901 | 3.7593
s4 | 4 | 2012 | 0.36177 | 1.2288 | 0.33148 |  |  |  | 0.081391 | 0.27863 | 1.4164 | 4.8488
s5 | 5 | 2013 | 0.38704 | 1.5016 | 0.35463 |  |  |  | 0.082955 | 0.3371 | 1.4436 | 5.8663
s6 | 6 | 2014 | 0.40845 | 1.7653 | 0.37424 |  |  |  | 0.084549 | 0.3917 | 1.4713 | 6.8164
s7 | 7 | 2015 | 0.42208 | 2.0151 | 0.38673 |  |  |  | 0.086156 | 0.44268 | 1.4993 | 7.7035
s8 | 8 | 2016 | 0.42383 | 2.2449 | 0.38834 |  |  |  | 0.087703 | 0.49023 | 1.5262 | 8.5309
s9 | 9 | 2017 | 0.39705 | 2.4421 | 0.3638 |  |  |  | 0.089357 | 0.53461 | 1.555 | 9.3034
s10 | 10 | 2018 | 0.40499 | 2.6264 | 0.37108 |  |  |  | 0.091102 | 0.57608 | 1.5854 | 10.0249
s11 | 11 | 2019 | 0.41309 | 2.7987 | 0.3785 |  |  |  | 0.092921 | 0.61483 | 1.617 | 10.6993
s12 | 12 | 2020 | 0.42136 | 2.9597 | 0.38607 |  |  |  | 0.095003 | 0.65113 | 1.6533 | 11.331
s13 | 13 | 2021 | 0.42978 | 3.1102 | 0.39379 |  |  |  | 0.097007 | 0.68509 | 1.6881 | 11.922
s14 | 14 | 2022 | 0.43838 | 3.2508 | 0.40167 |  |  |  | 0.098983 | 0.71684 | 1.7225 | 12.4745
s15 | 15 | 2023 | 0.44715 | 3.3822 | 0.4097 |  |  |  | 0.10101 | 0.74653 | 1.7579 | 12.9912
s16 | 16 | 2024 | 0.45609 | 3.505 | 0.41789 |  |  |  | 0.10313 | 0.7743 | 1.7946 | 13.4745
s17 | 17 | 2025 | 0.46521 | 3.6198 | 0.42625 |  |  |  | 0.10532 | 0.80029 | 1.8328 | 13.9267
s18 | 18 | 2026 | 0.47452 | 3.7271 | 0.43478 |  |  |  | 0.10762 | 0.82462 | 1.8729 | 14.3502
s19 | 19 | 2027 | 0.48401 | 3.8274 | 0.44347 |  |  |  | 0.11012 | 0.84744 | 1.9163 | 14.7471
s20 | 20 | 2028 | 0.49369 | 3.9211 | 0.45234 |  |  |  | 0.11261 | 0.86881 | 1.9596 | 15.1191
s21 | 21 | 2029 | 0.50356 | 4.0086 | 0.46139 |  |  |  | 0.11521 | 0.88885 | 2.0049 | 15.4678
s22 | 22 | 2030 | 0.51363 | 4.0905 | 0.47062 |  |  |  | 0.11781 | 0.90762 | 2.0501 | 15.7944
s23 | 23 | 2031 | 0.5239 | 4.167 | 0.48003 |  |  |  | 0.12016 | 0.92516 | 2.0911 | 16.0997
s24 | 24 | 2032 | 0.53438 | 4.2385 | 0.48963 |  |  |  | 0.12257 | 0.94156 | 2.1329 | 16.3851
s25 | 25 | 2033 | 0.54507 | 4.3053 | 0.49942 |  |  |  | 0.12502 | 0.95688 | 2.1756 | 16.6517
s26 | 26 | 2034 | 0.55597 | 4.3677 | 0.50941 |  |  |  | 0.12752 | 0.9712 | 2.2191 | 16.9009
s27 | 27 | 2035 | 0.56709 | 4.4261 | 0.5196 |  |  |  | 0.13007 | 0.98459 | 2.2635 | 17.1339
s28 | 28 | 2036 | 0.57843 | 4.4806 | 0.52999 |  |  |  | 0.13267 | 0.9971 | 2.3087 | 17.3515
s29 | 29 | 2037 | 0.59 | 4.5316 | 0.54059 |  |  |  | 0.13532 | 1.0088 | 2.3549 | 17.555
s30 | 30 | 2038 | 0.6018 | 4.5792 | 0.5514 |  |  |  | 0.13803 | 1.0197 | 2.402 | 17.7451
|  |  |  | 4 | [5 empty] | 10 |  | 12
| combined space & |  | gas
| water heating |  | energy
| year |  |  | NPV | [5 empty] | NPV |  | NPV
| 0 | 2006 | 0 | [5 empty] | 0
c1 | 1 | 2009 | 0.32206 | 0.32206 | 0.32206 |  |  |  | 0.0771 | 0.0771 | 1.3417 | 1.3417
c2 | 2 | 2010 | 0.33618 | 0.63008 | 0.30802 |  |  |  | 0.078435 | 0.14897 | 1.3649 | 2.5923
c3 | 3 | 2011 | 0.36391 | 0.93559 | 0.33343 |  |  |  | 0.07988 | 0.21603 | 1.3901 | 3.7593
c4 | 4 | 2012 | 0.35601 | 1.2094 | 0.32619 |  |  |  | 0.081391 | 0.27863 | 1.4164 | 4.8488
c5 | 5 | 2013 | 0.38111 | 1.478 | 0.34919 |  |  |  | 0.082955 | 0.3371 | 1.4436 | 5.8663
c6 | 6 | 2014 | 0.40175 | 1.7375 | 0.36811 |  |  |  | 0.084549 | 0.3917 | 1.4713 | 6.8164
c7 | 7 | 2015 | 0.41505 | 1.9831 | 0.38029 |  |  |  | 0.086156 | 0.44268 | 1.4993 | 7.7035
c8 | 8 | 2016 | 0.41677 | 2.209 | 0.38187 |  |  |  | 0.087703 | 0.49023 | 1.5262 | 8.5309
c9 | 9 | 2017 | 0.39044 | 2.403 | 0.35774 |  |  |  | 0.089357 | 0.53461 | 1.555 | 9.3034
c10 | 10 | 2018 | 0.39824 | 2.5842 | 0.36489 |  |  |  | 0.091102 | 0.57608 | 1.5854 | 10.0249
c11 | 11 | 2019 | 0.40621 | 2.7536 | 0.37219 |  |  |  | 0.092921 | 0.61483 | 1.617 | 10.6993
c12 | 12 | 2020 | 0.41433 | 2.9119 | 0.37963 |  |  |  | 0.095003 | 0.65113 | 1.6533 | 11.331
c13 | 13 | 2021 | 0.42262 | 3.0599 | 0.38723 |  |  |  | 0.097007 | 0.68509 | 1.6881 | 11.922
c14 | 14 | 2022 | 0.43107 | 3.1982 | 0.39497 |  |  |  | 0.098983 | 0.71684 | 1.7225 | 12.4745
c15 | 15 | 2023 | 0.43969 | 3.3274 | 0.40287 |  |  |  | 0.10101 | 0.74653 | 1.7579 | 12.9912
c16 | 16 | 2024 | 0.44849 | 3.4482 | 0.41093 |  |  |  | 0.10313 | 0.7743 | 1.7946 | 13.4745
c17 | 17 | 2025 | 0.45746 | 3.5611 | 0.41915 |  |  |  | 0.10532 | 0.80029 | 1.8328 | 13.9267
c18 | 18 | 2026 | 0.46661 | 3.6665 | 0.42753 |  |  |  | 0.10762 | 0.82462 | 1.8729 | 14.3502
c19 | 19 | 2027 | 0.47594 | 3.7651 | 0.43608 |  |  |  | 0.11012 | 0.84744 | 1.9163 | 14.7471
c20 | 20 | 2028 | 0.48546 | 3.8573 | 0.4448 |  |  |  | 0.11261 | 0.86881 | 1.9596 | 15.1191
c21 | 21 | 2029 | 0.49517 | 3.9434 | 0.4537 |  |  |  | 0.11521 | 0.88885 | 2.0049 | 15.4678
c22 | 22 | 2030 | 0.50507 | 4.0239 | 0.46277 |  |  |  | 0.11781 | 0.90762 | 2.0501 | 15.7944
c23 | 23 | 2031 | 0.51517 | 4.0991 | 0.47203 |  |  |  | 0.12016 | 0.92516 | 2.0911 | 16.0997
c24 | 24 | 2032 | 0.52547 | 4.1694 | 0.48147 |  |  |  | 0.12257 | 0.94156 | 2.1329 | 16.3851
c25 | 25 | 2033 | 0.53598 | 4.2351 | 0.4911 |  |  |  | 0.12502 | 0.95688 | 2.1756 | 16.6517
c26 | 26 | 2034 | 0.5467 | 4.2965 | 0.50092 |  |  |  | 0.12752 | 0.9712 | 2.2191 | 16.9009
c27 | 27 | 2035 | 0.55764 | 4.3539 | 0.51094 |  |  |  | 0.13007 | 0.98459 | 2.2635 | 17.1339
c28 | 28 | 2036 | 0.56879 | 4.4075 | 0.52116 |  |  |  | 0.13267 | 0.9971 | 2.3087 | 17.3515
c29 | 29 | 2037 | 0.58017 | 4.4576 | 0.53158 |  |  |  | 0.13532 | 1.0088 | 2.3549 | 17.555
c30 | 30 | 2038 | 0.59177 | 4.5044 | 0.54221 |  |  |  | 0.13803 | 1.0197 | 2.402 | 17.7451
|  |  |  | 4 | [5 empty] | 10 |  | 12
gas
| industrial |  | energy
| year |  |  | NPV | [5 empty] | NPV |  | NPV
| 0 | 2006 | 0 | [5 empty] | 0
I1 | 1 | 2009 | 0.30375 | 0.30375 | 0.30375 |  |  |  | 0.0771 | 0.0771 | 1.3417 | 1.3417
I2 | 2 | 2010 | 0.31776 | 0.59491 | 0.29115 |  |  |  | 0.078435 | 0.14897 | 1.3649 | 2.5923
I3 | 3 | 2011 | 0.33964 | 0.88005 | 0.3112 |  |  |  | 0.07988 | 0.21603 | 1.3901 | 3.7593
I4 | 4 | 2012 | 0.3351 | 1.1378 | 0.30704 |  |  |  | 0.081391 | 0.27863 | 1.4164 | 4.8488
I5 | 5 | 2013 | 0.35915 | 1.3909 | 0.32907 |  |  |  | 0.082955 | 0.3371 | 1.4436 | 5.8663
I6 | 6 | 2014 | 0.37454 | 1.6328 | 0.34317 |  |  |  | 0.084549 | 0.3917 | 1.4713 | 6.8164
I7 | 7 | 2015 | 0.38712 | 1.8619 | 0.3547 |  |  |  | 0.086156 | 0.44268 | 1.4993 | 7.7035
I8 | 8 | 2016 | 0.38873 | 2.0726 | 0.35617 |  |  |  | 0.087703 | 0.49023 | 1.5262 | 8.5309
I9 | 9 | 2017 | 0.36417 | 2.2535 | 0.33367 |  |  |  | 0.089357 | 0.53461 | 1.555 | 9.3034
I10 | 10 | 2018 | 0.37145 | 2.4226 | 0.34034 |  |  |  | 0.091102 | 0.57608 | 1.5854 | 10.0249
I11 | 11 | 2019 | 0.37888 | 2.5806 | 0.34715 |  |  |  | 0.092921 | 0.61483 | 1.617 | 10.6993
I12 | 12 | 2020 | 0.38646 | 2.7282 | 0.35409 |  |  |  | 0.095003 | 0.65113 | 1.6533 | 11.331
I13 | 13 | 2021 | 0.39418 | 2.8662 | 0.36117 |  |  |  | 0.097007 | 0.68509 | 1.6881 | 11.922
I14 | 14 | 2022 | 0.40207 | 2.9952 | 0.3684 |  |  |  | 0.098983 | 0.71684 | 1.7225 | 12.4745
I15 | 15 | 2023 | 0.41011 | 3.1158 | 0.37576 |  |  |  | 0.10101 | 0.74653 | 1.7579 | 12.9912
I16 | 16 | 2024 | 0.41831 | 3.2284 | 0.38328 |  |  |  | 0.10313 | 0.7743 | 1.7946 | 13.4745
I17 | 17 | 2025 | 0.42668 | 3.3337 | 0.39095 |  |  |  | 0.10532 | 0.80029 | 1.8328 | 13.9267
I18 | 18 | 2026 | 0.43521 | 3.4321 | 0.39876 |  |  |  | 0.10762 | 0.82462 | 1.8729 | 14.3502
I19 | 19 | 2027 | 0.44392 | 3.524 | 0.40674 |  |  |  | 0.11012 | 0.84744 | 1.9163 | 14.7471
I20 | 20 | 2028 | 0.45279 | 3.61 | 0.41487 |  |  |  | 0.11261 | 0.86881 | 1.9596 | 15.1191
I21 | 21 | 2029 | 0.46185 | 3.6903 | 0.42317 |  |  |  | 0.11521 | 0.88885 | 2.0049 | 15.4678
I22 | 22 | 2030 | 0.47109 | 3.7654 | 0.43164 |  |  |  | 0.11781 | 0.90762 | 2.0501 | 15.7944
I23 | 23 | 2031 | 0.48051 | 3.8355 | 0.44027 |  |  |  | 0.12016 | 0.92516 | 2.0911 | 16.0997
I24 | 24 | 2032 | 0.49012 | 3.9011 | 0.44907 |  |  |  | 0.12257 | 0.94156 | 2.1329 | 16.3851
I25 | 25 | 2033 | 0.49992 | 3.9624 | 0.45806 |  |  |  | 0.12502 | 0.95688 | 2.1756 | 16.6517
I26 | 26 | 2034 | 0.50992 | 4.0196 | 0.46722 |  |  |  | 0.12752 | 0.9712 | 2.2191 | 16.9009
I27 | 27 | 2035 | 0.52012 | 4.0731 | 0.47656 |  |  |  | 0.13007 | 0.98459 | 2.2635 | 17.1339
I28 | 28 | 2036 | 0.53052 | 4.1232 | 0.48609 |  |  |  | 0.13267 | 0.9971 | 2.3087 | 17.3515
I29 | 29 | 2037 | 0.54113 | 4.1699 | 0.49581 |  |  |  | 0.13532 | 1.0088 | 2.3549 | 17.555
I30 | 30 | 2038 | 0.55195 | 4.2136 | 0.50573 |  |  |  | 0.13803 | 1.0197 | 2.402 | 17.7451

## Avoided Cost inputs
Avoided Gas Costs, 2009-2017 |  |  |  |  | Indicates updated inputs (March 2009)
Demand Side Management
Hampton Methodologies - Unit Cost Saved ($/E3M3) | [8 empty] | FY | 2009 Ontario CPI | IESO, Dec., 2008 | 2009 Wholesale water rates ¢/1000 litres
| Source:Muhammad Akhtar, November 2008 | [7 empty] | 2009 | 1.0457 | 7.71 | 134.17
[9 empty] | 2010 | 1.7321 | 7.8435 | 136.494
| Water Heating |  |  |  | Nominal Growth Rate, Dec 2004 |  |  | 2% | 2011 | 1.8414 | 7.988 | 139.0075
[9 empty] | 2012 | 1.8918 | 8.1391 | 141.6372
|  | Fiscal Year | 2009-03-09 |  | 2004-12-03 | 2003-05-03 | Jan 02 | May 01 | 2013 | 1.9214 | 8.2955 | 144.3587
|  | 2006 | - |  | 261.26 | 276.6238 | 248.3306 | 270.7629 | 2014 | 1.9215 | 8.4549 | 147.1325
|  | 2008 | - | 274.6885 | 252.58 | 340.0489 | 235.7688 | 243.7461 | 2015 | 1.901 | 8.6156 | 149.9295
|  | 2009 | 300.8617 | 296.5522 | 248.83 | 281.5767 | 225.1789 | 215.142 | 2016 | 1.7949 | 8.7703 | 152.6206
|  | 2010 | 313.5956 | 290.7081 | 252.06 | 260.7761 | 220.1042 | 229.7065 | 2017 | 1.8866 | 8.9357 | 155.5
|  | 2011 | 335.3594 | 294.4759 | 255.03 | 280.5954 | 210.5168 | 232.6335 | 2018 | 1.9531 | 9.1102 | 158.5371
|  | 2012 | 331.0315 | 280.631 | 260.03 | 270.52 |  |  | 2019 | 1.9959 | 9.2921 | 161.7013
|  | 2013 | 355.1948 | 301.7043 | 259.74 | 272.7052 |  |  | 2020 | 2.241 | 9.5003 | 165.325
|  | 2014 | 370.2838 | 314.9547 | 261.6 | 292.1541 |  |  | 2021 | 2.1094 | 9.7007 | 168.8124
|  | 2015 | 382.8705 | 320.7121 | 266.43 |  |  |  | 2022 | 2.0372 | 9.8983 | 172.2515
|  | 2016 | 384.4583 | 306.6387 |  |  |  |  | 2023 | 2.0525 | 10.1015 | 175.787
|  | 2017 | 360.1664 | [5 empty] | 2024 | 2.0912 | 10.3127 | 179.4631
|  |  | 348.2024 | [5 empty] | 2025 | 2.1262 | 10.532 | 183.2788
[9 empty] | 2026 | 2.1882 | 10.7625 | 187.2893
[9 empty] | 2027 | 2.3155 | 11.0117 | 191.6261
| Space & Water Heating |  |  |  | Nominal Growth Rate, Dec 2004 |  |  | 2% | 2028 | 2.263 | 11.2609 | 195.9627
[9 empty] | 2029 | 2.3115 | 11.5212 | 200.4922
|  | Fiscal Year | 2009-03-09 |  | 2004-12-03 | 2003-05-03 | Jan 02 | May 01 | 2030 | 2.2535 | 11.7808 | 205.0103
|  | 2006 | - |  | 283.72 | 152.492 | 263.4308 | 741.7055 | 2031 | 2 | 12.0164 | 209.1105
|  | 2008 | - | 291.4591 | 333.63 | 643.1441 | 259.1898 | 134.1415 | 2032 | 2 | 12.2567 | 213.2927
|  | 2009 | 322.0591 | 317.4459 | 313.74 | 160.6453 | 152.8746 | 125.131 | 2033 | 2 | 12.5019 | 217.5585
|  | 2010 | 336.1773 | 311.6417 | 209.24 | 308.0335 | 243.7805 | 253.2011 | 2034 | 2 | 12.7519 | 221.9097
|  | 2011 | 363.9064 | 319.5427 | 370.59 | 284.1619 | 234.4765 | 253.618 | 2035 | 2 | 13.0069 | 226.3479
|  | 2012 | 356.0073 | 301.8042 | 238.72 | 288.5023 |  |  | 2036 | 2 | 13.2671 | 230.8749
|  | 2013 | 381.1102 | 323.717 | 285.27 | 288.7034 |  |  | 2037 | 2 | 13.5324 | 235.4924
|  | 2014 | 401.7541 | 341.7226 | 288.8 | 367.951 |  |  | 2038 | 2 | 13.8031 | 240.2022
|  | 2015 | 415.0472 | 347.665 | 294.72
|  | 2016 | 416.7685 | 332.4088
|  | 2017 | 390.4351
375.9183
| Industrial Process |  |  |  | Nominal Growth Rate, Dec 2004 |  |  | 2%
|  | Fiscal Year | 2009-03-09 |  | 2004-12-03 | 2003-05-03 | Jan 02 | May 01
|  | 2006 | - |  | 262.6 | 259.1956 | 257.5725 | 286.1541
|  | 2008 | - | 277.0612 | 275.87 | 360.0539 | 237.9152 | 245.4231
|  | 2009 | 303.754 | 299.4031 | 232.49 | 285.3789 | 228.9893 | 213.6888
|  | 2010 | 317.765 | 294.5732 | 254.97 | 259.9685 | 222.3767 | 231.591
|  | 2011 | 339.6442 | 298.2383 | 253.69 | 276.6065 | 206.8198 | 234.5663
|  | 2012 | 335.1035 | 284.083 | 265.5 | 273.3874
|  | 2013 | 359.1481 | 305.0622 | 264.9 | 275.7937
|  | 2014 | 374.5399 | 318.5748 | 267.1 | 296.7313
|  | 2015 | 387.122 | 324.2734 | 272.46
|  | 2016 | 388.7275 | 310.0437
|  | 2017 | 364.1658
352.2189
| Space Heating |  |  |  | Nominal Growth Rate, Dec 2004 |  |  | 2%
|  | Fiscal Year | 2009-03-09 |  | 2004-12-03 | 2003-05-03 | Jan 02 | May 01
|  | 2006 | - |  | 287.42 | 133.6958 | 286.424 | 787.7398
|  | 2008 | - | 294.7791 | 360.39 | 698.4468 | 281.7889 | 126.7073
|  | 2009 | 326.7214 | 322.0414 | 312.15 | 152.8797 | 166.2165 | 118.8622
|  | 2010 | 341.6483 | 316.7134 | 224.31 | 312.4956 | 265.0555 | 257.4495
|  | 2011 | 370.147 | 325.0226 | 361.18 | 287.967 | 255.0085 | 257.6935
|  | 2012 | 361.7745 | 306.6933 | 252.07 | 288.3815
|  | 2013 | 387.0446 | 328.7577 | 289.01 | 288.212
|  | 2014 | 408.4477 | 347.416 | 293.86 | 376.2729
|  | 2015 | 422.0824 | 353.5581 | 299.68
|  | 2016 | 423.8329 | 338.0433
|  | 2017 | 397.0531
382.0836