## MeasureInput
Unique Measure Name | Measure Description | Baseline Assumption | End Use Category | Sector | Customer Segment | Replacement Type | Unit Basis | Base Measure Lifetime | Efficient Measure Lifetime | Incremental Measure Cost | Cost Source(s) | Gas Savings | Electric Savings | Water Savings | Savings Source(s)
TEXT (< ~30 characters) | TEXT | TEXT | Dropdown List | Dropdown List | Dropdown List | Dropdown List | TEXT (units used for savings and cost inputs) | Years | Years | $/ unit basis | TEXT | m^3/ year/ unit basis | kWh/ year/ unit basis | Liters/ year/ unit basis | TEXT
Com ¦ Air Curtains | Air Curtains - Shipping & Receiving | No air curtains (10x10 door) | Space Heating/Ventilation | Commercial | C_Food Service | ROB and NEW | Shipping door | 15 | 15 | 10170 | OEB Approved Measures Inputs | 20605 | -936 | 0 | OEB Approved Measures Inputs
Com ¦ Air Curtains | Air Curtains - Shipping & Receiving | No air curtains (10x10 door) | Space Heating/Ventilation | Commercial | C_Colleges & Universities | ROB and NEW | Shipping door | 15 | 15 | 10170 | OEB Approved Measures Inputs | 20605 | -936 | 0 | OEB Approved Measures Inputs
Com ¦ Air Curtains | Air Curtains - Shipping & Receiving | No air curtains (10x10 door) | Space Heating/Ventilation | Commercial | C_Com - Other | ROB and NEW | Shipping door | 15 | 15 | 10170 | OEB Approved Measures Inputs | 20605 | -936 | 0 | OEB Approved Measures Inputs
Com ¦ Air Curtains | Air Curtains - Shipping & Receiving | No air curtains (10x10 door) | Space Heating/Ventilation | Commercial | C_Office - Large | ROB and NEW | Shipping door | 15 | 15 | 10170 | OEB Approved Measures Inputs | 20605 | -936 | 0 | OEB Approved Measures Inputs
Com ¦ Air Curtains | Air Curtains - Shipping & Receiving | No air curtains (10x10 door) | Space Heating/Ventilation | Commercial | C_Retail - Small | ROB and NEW | Shipping door | 15 | 15 | 10170 | OEB Approved Measures Inputs | 20605 | -936 | 0 | OEB Approved Measures Inputs
Com ¦ Air Curtains | Air Curtains - Shipping & Receiving | No air curtains (10x10 door) | Space Heating/Ventilation | Commercial | C_Hospital | ROB and NEW | Shipping door | 15 | 15 | 10170 | OEB Approved Measures Inputs | 20605 | -936 | 0 | OEB Approved Measures Inputs
Com ¦ Air Curtains | Air Curtains - Shipping & Receiving | No air curtains (10x10 door) | Space Heating/Ventilation | Commercial | C_Long Term Care | ROB and NEW | Shipping door | 15 | 15 | 10170 | OEB Approved Measures Inputs | 20605 | -936 | 0 | OEB Approved Measures Inputs
Com ¦ Air Curtains | Air Curtains - Shipping & Receiving | No air curtains (10x10 door) | Space Heating/Ventilation | Commercial | C_Schools | ROB and NEW | Shipping door | 15 | 15 | 10170 | OEB Approved Measures Inputs | 20605 | -936 | 0 | OEB Approved Measures Inputs
Com ¦ Air Curtains | Air Curtains - Shipping & Receiving | No air curtains (10x10 door) | Space Heating/Ventilation | Commercial | C_Logistics & Warehouses | ROB and NEW | Shipping door | 15 | 15 | 10170 | OEB Approved Measures Inputs | 20605 | -936 | 0 | OEB Approved Measures Inputs
Com ¦ Air Sealing | Air Sealing | High-rise office building with a poor envelope | Space Heating/Ventilation | Commercial | All Commercial | RET Only | Floor area (1000m2) | 6 | 6 | 0.084079 | 2009, Marbek, Natural Gas EE Potential (Commercial Sector) | 0.05 | 0 | 0 | Marbek Nat Gas EE Potential (Commercial) 2009
Com ¦ Building Controls and Automation Systems | Building Controls and Automation Systems | Manual controls | Space Heating/Ventilation | Commercial | All Commercial | RET Only | Customer Segment Consumption (m^3/year) | 11 | 11 | 0.13079 | 2009, Marbek, Natural Gas EE Potential (Commercial Sector) | 10% | 0 | 0 | Marbek Nat Gas EE Potential (Commercial) 2009
Com ¦ Condensing Boiler ¦ Near Cond Baseline | 90% AFUE | Non-condensing Boiler - 81% AFUE | Space Heating/Ventilation | Commercial | All Commercial | NEW Only | End Use Consumption (m^3/year) | 25 | 25 | 0.2178 | 2009, Marbek, Natural Gas EE Potential (Commercial Sector) | 6% | 0 | 0 | Marbek Nat Gas EE Potential (Commercial) 2009
Com ¦ Condensing Boiler ¦ Std Baseline | 90% AFUE | Standard boiler - 76% AFUE | Space Heating/Ventilation | Commercial | All Commercial | ROB and NEW | End Use Consumption (m^3/year) | 25 | 25 | 0.33258 | 2009, Marbek, Natural Gas EE Potential (Commercial Sector) | 14% | 0 | 0 | Marbek Nat Gas EE Potential (Commercial) 2009
Com ¦ Condensing DOAS | Condensing Dedicated Outdoor Air System( > 14,000 CFM) | Non Condensing DOAS | Space Heating/Ventilation | Commercial | C_Retail - Large | ROB and NEW | Customer Segment Consumption (m^3/year) | 15 | 15 | 0.064864 | 2013 GTI Pilot | 5.5% | 0 | 0 | 2013 GTI Pilot Project
Com ¦ Condensing Unit Heaters | Condensing Unit Heater | Conventional Unit Heater | Space Heating/Ventilation | Commercial | C_Logistics & Warehouses | ROB and NEW | End Use Consumption (m^3/year) | 20 | 20 | 0.12038 | 2009, Marbek, Natural Gas EE Potential (Commercial Sector) | 11% | 0 | 0 | 2009, Marbek, Natural Gas EE Potential (Commercial Sector)
Com ¦ Condensing Water Heaters | Condensing Water Heaters | Standard water heater (80% thermal/70% seasonal efficiency) | Water Heating | Commercial | All Commercial | ROB and NEW | End Use Consumption (m^3/year) | 18 | 13 | 0.15708 | OEB Measures List | 10.7% | 0 | 0 | OEB Approved Measures Inputs
Com ¦ Demand Control Kitchen Ventilation | Demand Control Kitchen Ventilation | Constant volume ventilation system | Space Heating/Ventilation | Commercial | C_Food Service | ROB and NEW | per building | 15 | 15 | 15000 | OEB Approved Measures Inputs | 11486 | 30901 | 0 | OEB Approved Measures Inputs
Com ¦ Demand Control Kitchen Ventilation | Demand Control Kitchen Ventilation | Constant volume ventilation system | Space Heating/Ventilation | Commercial | C_Hospital | ROB and NEW | per building | 15 | 15 | 15000 | OEB Approved Measures Inputs | 11486 | 30901 | 0 | OEB Approved Measures Inputs
Com ¦ Demand Control Kitchen Ventilation | Demand Control Kitchen Ventilation | Constant volume ventilation system | Space Heating/Ventilation | Commercial | C_Long Term Care | ROB and NEW | per building | 15 | 15 | 15000 | OEB Approved Measures Inputs | 11486 | 30901 | 0 | OEB Approved Measures Inputs
Com ¦ Demand Control Kitchen Ventilation | Demand Control Kitchen Ventilation | Constant volume ventilation system | Space Heating/Ventilation | Commercial | C_Accommodation | ROB and NEW | per building | 15 | 15 | 15000 | OEB Approved Measures Inputs | 11486 | 30901 | 0 | OEB Approved Measures Inputs
Com ¦ Demand Control Kitchen Ventilation | Demand Control Kitchen Ventilation | Constant volume ventilation system | Space Heating/Ventilation | Commercial | C_Schools | ROB and NEW | per building | 15 | 15 | 15000 | OEB Approved Measures Inputs | 11486 | 30901 | 0 | OEB Approved Measures Inputs
Com ¦ Demand Control Ventilation | Demand Control Ventilation | Constant volume/no heat recovery | Space Heating/Ventilation | Commercial | C_Office - Large | RET Only | Customer Segment Consumption (m^3/year) | 15 | 15 | 0.057722 | 2013 DARTS - Office Only | 19.44% | 0 | 0 | 2013 SRM Results -Large Offices as % of Consumption
Com ¦ Demand Control Ventilation | Demand Control Ventilation | Constant volume/no heat recovery | Space Heating/Ventilation | Commercial | C_Retail - Large | RET Only | Customer Segment Consumption (m^3/year) | 15 | 15 | 0.057722 | 2013 DARTS - Use Large office as proxy | 19.44% | 0 | 0 | 2013 SRM Results - Large Office as a proxy
Com ¦ Demand Control Ventilation | Demand Control Ventilation | Constant volume ventilation system | Space Heating/Ventilation | Commercial | C_Office - Small | RET Only | Customer Segment Consumption (m^3/year) | 15 | 15 | 0.057722 | 2013 DARTS - Use Small Retail as proxy | 15.61% | 0 | 0 | 2013 SRM Results - Retail as % of Consumption
Com ¦ Demand Control Ventilation | Demand Control Ventilation | Constant volume ventilation system | Space Heating/Ventilation | Commercial | C_Retail - Small | RET Only | Customer Segment Consumption (m^3/year) | 15 | 15 | 0.057722 | 2013 DARTS - Retail Only | 15.61% | 0 | 0 | 2013 SRM Results - Retail as % of Consumption
Com ¦ Destratification | Destratification Fan | No Destratification | Space Heating/Ventilation | Commercial | C_Logistics & Warehouses | RET Only | Customer Segment Consumption (m^3/year) | 15 | 15 | 0.10714 | 2013 DARTS | 16% | 0 | 0 | 2013 SRM Results
Com ¦ Destratification | Destratification Fan | No Destratification | Space Heating/Ventilation | Commercial | C_Retail - Large | RET Only | Customer Segment Consumption (m^3/year) | 15 | 15 | 0.12623 | 2013 DARTS | 18% | 0 | 0 | 2013 SRM Results
Com ¦ Efficient Gas Broilers | Efficient Gas Broilers | Std 85 MJ/hr gas broiler | Appliances/Other | Commercial | C_Food Service | ROB and NEW | Equipment | 10 | 12 | 1270 | OEB Measures List | 1677 | 0 | 0 | OEB Approved Measures Inputs
Com ¦ Efficient Gas Broilers | Efficient Gas Broilers | Std 85 MJ/hr gas broiler | Appliances/Other | Commercial | C_Hospital | ROB and NEW | Equipment | 10 | 12 | 1270 | OEB Measures List | 1677 | 0 | 0 | OEB Approved Measures Inputs
Com ¦ Efficient Gas Broilers | Efficient Gas Broilers | Std 85 MJ/hr gas broiler | Appliances/Other | Commercial | C_Long Term Care | ROB and NEW | Equipment | 10 | 12 | 1270 | OEB Measures List | 1677 | 0 | 0 | OEB Approved Measures Inputs
Com ¦ Efficient Gas Griddles | Efficient Gas Griddles | Std 32% efficient griddle | Appliances/Other | Commercial | C_Food Service | ROB and NEW | Equipment | 10 | 10 | 1150 | 2009, Marbek, Natural Gas EE Potential (Commercial Sector) | 2692.7846 | 0 | 0 | Marbek Nat Gas EE Potential (Commercial) 2009
Com ¦ Efficient Gas Griddles | Efficient Gas Griddles | Std 32% efficient griddle | Appliances/Other | Commercial | C_Hospital | ROB and NEW | Equipment | 10 | 10 | 1150 | 2009, Marbek, Natural Gas EE Potential (Commercial Sector) | 2692.7846 | 0 | 0 | Marbek Nat Gas EE Potential (Commercial) 2009
Com ¦ Efficient Gas Griddles | Efficient Gas Griddles | Std 32% efficient griddle | Appliances/Other | Commercial | C_Long Term Care | ROB and NEW | Equipment | 10 | 10 | 1150 | 2009, Marbek, Natural Gas EE Potential (Commercial Sector) | 2692.7846 | 0 | 0 | Marbek Nat Gas EE Potential (Commercial) 2009
Com ¦ Efficient Gas Ovens | Energy Star Convection Oven | Std 35% efficient gas oven | Appliances/Other | Commercial | C_Food Service | ROB and NEW | Equipment | 12 | 12 | 875 | OEB Measures List | 847 | 1 | 0 | OEB Approved Measures Inputs
Com ¦ Efficient Gas Ovens | Energy Star Convection Oven | Std 35% efficient gas oven | Appliances/Other | Commercial | C_Hospital | ROB and NEW | Equipment | 12 | 12 | 875 | OEB Measures List | 847 | 1 | 0 | OEB Approved Measures Inputs
Com ¦ Efficient Gas Ovens | Energy Star Convection Oven | Std 35% efficient gas oven | Appliances/Other | Commercial | C_Long Term Care | ROB and NEW | Equipment | 12 | 12 | 875 | OEB Measures List | 847 | 1 | 0 | OEB Approved Measures Inputs
Com ¦ Efficient Gas Range Tops | Efficient Gas Range Tops | Conventional (25-30% E)range | Appliances/Other | Commercial | C_Food Service | ROB and NEW | Equipment | 10 | 10 | 800 | 2009, Marbek, Natural Gas EE Potential (Commercial Sector) | 908.2383 | 0 | 0 | Marbek Nat Gas EE Potential (Commercial) 2009
Com ¦ Efficient Gas Range Tops | Efficient Gas Range Tops | Conventional (25-30% E)range | Appliances/Other | Commercial | C_Hospital | ROB and NEW | Equipment | 10 | 10 | 800 | 2009, Marbek, Natural Gas EE Potential (Commercial Sector) | 908.2383 | 0 | 0 | Marbek Nat Gas EE Potential (Commercial) 2009
Com ¦ Efficient Gas Range Tops | Efficient Gas Range Tops | Conventional (25-30% E)range | Appliances/Other | Commercial | C_Long Term Care | ROB and NEW | Equipment | 10 | 10 | 800 | 2009, Marbek, Natural Gas EE Potential (Commercial Sector) | 908.2383 | 0 | 0 | Marbek Nat Gas EE Potential (Commercial) 2009
Com ¦ Energy Star Gas Fryers | Energy Star Gas Fryers | Standard 35% efficiency fryer | Appliances/Other | Commercial | C_Food Service | ROB and NEW | Equipment | 12 | 12 | 1028 | OEB Measures List | 1083 | 17 | 0 | OEB Approved Measures Inputs
Com ¦ Energy Star Gas Fryers | Energy Star Gas Fryers | Standard 35% efficiency fryer | Appliances/Other | Commercial | C_Hospital | ROB and NEW | Equipment | 12 | 12 | 1028 | OEB Measures List | 1083 | 17 | 0 | OEB Approved Measures Inputs
Com ¦ Energy Star Gas Fryers | Energy Star Gas Fryers | Standard 35% efficiency fryer | Appliances/Other | Commercial | C_Long Term Care | ROB and NEW | Equipment | 12 | 12 | 1028 | OEB Measures List | 1083 | 17 | 0 | OEB Approved Measures Inputs
Com ¦ Heat Reflector Panels | Heat Reflector Panels | No reflector behind radiator | Space Heating/Ventilation | Commercial | All Commercial | RET Only | End Use Consumption (m^3/year) | 18 | 18 | 0.045643 | 2009, Marbek, Natural Gas EE Potential (Commercial Sector) | 3% | 0 | 0 | Marbek Nat Gas EE Potential (Commercial) 2009
Com ¦ Heat/Energy Recovery Ventilation | Heat/Energy Recovery Ventilation | Constant volume/no heat recovery | Space Heating/Ventilation | Commercial | C_Office - Large | RET Only | Customer Segment Consumption (m^3/year) | 15 | 15 | 0.13743 | 2009, Marbek, Natural Gas EE Potential (Commercial Sector) | 11.64% | 0 | 0 | Marbek Nat Gas EE Potential (Commercial) 2009
Com ¦ Heat/Energy Recovery Ventilation | Heat/Energy Recovery Ventilation | Constant volume/no heat recovery | Space Heating/Ventilation | Commercial | C_Retail - Large | RET Only | Customer Segment Consumption (m^3/year) | 15 | 15 | 0.19107 | 2009, Marbek, Natural Gas EE Potential (Commercial Sector) | 13.73% | 0 | 0 | Marbek Nat Gas EE Potential (Commercial) 2009
Com ¦ Heat/Energy Recovery Ventilation | Heat/Energy Recovery Ventilation | Constant volume/no heat recovery | Space Heating/Ventilation | Commercial | C_Accommodation | RET Only | End Use Consumption (m^3/year) | 15 | 15 | 0.22821 | 2009, Marbek, Natural Gas EE Potential (Commercial Sector) | 15% | 0 | 0 | Marbek Nat Gas EE Potential (Commercial) 2009
Com ¦ Heat/Energy Recovery Ventilation | Heat/Energy Recovery Ventilation | Constant volume/no heat recovery | Space Heating/Ventilation | Commercial | C_Office - Small | RET Only | End Use Consumption (m^3/year) | 15 | 15 | 0.22821 | 2009, Marbek, Natural Gas EE Potential (Commercial Sector) | 15% | 0 | 0 | Marbek Nat Gas EE Potential (Commercial) 2009
Com ¦ Heat/Energy Recovery Ventilation | Heat/Energy Recovery Ventilation | Constant volume/no heat recovery | Space Heating/Ventilation | Commercial | C_Retail - Small | RET Only | End Use Consumption (m^3/year) | 15 | 15 | 0.22821 | 2009, Marbek, Natural Gas EE Potential (Commercial Sector) | 15% | 0 | 0 | Marbek Nat Gas EE Potential (Commercial) 2009
Com ¦ Heat/Energy Recovery Ventilation | Heat/Energy Recovery Ventilation | Constant volume/no heat recovery | Space Heating/Ventilation | Commercial | C_Schools | RET Only | End Use Consumption (m^3/year) | 15 | 15 | 0.22821 | 2009, Marbek, Natural Gas EE Potential (Commercial Sector) | 15% | 0 | 0 | Marbek Nat Gas EE Potential (Commercial) 2009
Com ¦ Heat/Energy Recovery Ventilation | Heat/Energy Recovery Ventilation | Constant volume/no heat recovery | Space Heating/Ventilation | Commercial | C_Multi-Residential | RET Only | End Use Consumption (m^3/year) | 15 | 15 | 0.22821 | 2009, Marbek, Natural Gas EE Potential (Commercial Sector) | 15% | 0 | 0 | Marbek Nat Gas EE Potential (Commercial) 2009
Com ¦ Heat/Energy Recovery Ventilation | Heat/Energy Recovery Ventilation | Constant volume/no heat recovery | Space Heating/Ventilation | Commercial | C_Colleges & Universities | RET Only | End Use Consumption (m^3/year) | 15 | 15 | 0.22821 | 2009, Marbek, Natural Gas EE Potential (Commercial Sector) | 15% | 0 | 0 | Marbek Nat Gas EE Potential (Commercial) 2009
Com ¦ Heat/Energy Recovery Ventilation | Heat/Energy Recovery Ventilation | Constant volume/no heat recovery | Space Heating/Ventilation | Commercial | C_Com - Other | RET Only | End Use Consumption (m^3/year) | 15 | 15 | 0.22821 | 2009, Marbek, Natural Gas EE Potential (Commercial Sector) | 15% | 0 | 0 | Marbek Nat Gas EE Potential (Commercial) 2009
Com ¦ Heat/Energy Recovery Ventilation | Heat/Energy Recovery Ventilation | Constant volume/no heat recovery | Space Heating/Ventilation | Commercial | C_Food Service | RET Only | End Use Consumption (m^3/year) | 15 | 15 | 0.22821 | 2009, Marbek, Natural Gas EE Potential (Commercial Sector) | 15% | 0 | 0 | Marbek Nat Gas EE Potential (Commercial) 2009
Com ¦ Heat/Energy Recovery Ventilation | Heat/Energy Recovery Ventilation | Constant volume/no heat recovery | Space Heating/Ventilation | Commercial | C_Hospital | RET Only | End Use Consumption (m^3/year) | 15 | 15 | 0.22821 | 2009, Marbek, Natural Gas EE Potential (Commercial Sector) | 15% | 0 | 0 | Marbek Nat Gas EE Potential (Commercial) 2009
Com ¦ Heat/Energy Recovery Ventilation | Heat/Energy Recovery Ventilation | Constant volume/no heat recovery | Space Heating/Ventilation | Commercial | C_Logistics & Warehouses | RET Only | End Use Consumption (m^3/year) | 15 | 15 | 0.22821 | 2009, Marbek, Natural Gas EE Potential (Commercial Sector) | 15% | 0 | 0 | Marbek Nat Gas EE Potential (Commercial) 2009
Com ¦ Heat/Energy Recovery Ventilation | Heat/Energy Recovery Ventilation | Constant volume/no heat recovery | Space Heating/Ventilation | Commercial | C_Long Term Care | RET Only | End Use Consumption (m^3/year) | 15 | 15 | 0.22821 | 2009, Marbek, Natural Gas EE Potential (Commercial Sector) | 15% | 0 | 0 | Marbek Nat Gas EE Potential (Commercial) 2009
Com ¦ High Extraction Washer | High Extraction Washer | Low Extraction Washer | Appliances/Other | Commercial | C_Multi-Residential | ROB and NEW | Customer Segment Consumption (m^3/year) | 10 | 10 | 0.005142 | 2013 DARTS | 1% | 0 | 0 | 2013 SRM Results
Com ¦ High Extraction Washer | High Extraction Washer | Low Extraction Washer | Appliances/Other | Commercial | C_Long Term Care | ROB and NEW | Customer Segment Consumption (m^3/year) | 10 | 10 | 0.0069394 | 2013 DARTS | 2% | 0 | 0 | 2013 SRM Results
Com ¦ High perf.glazings ¦ New | High performance glazings | Standard double-glazed window with overall U-value of 0.46 Btu/hr.ft | Space Heating/Ventilation | Commercial | All Commercial | NEW Only | End Use Consumption (m^3/year) | 30 | 30 | 0.25357 | 2009, Marbek, Natural Gas EE Potential (Commercial Sector) | 10% | 0 | 0 | Marbek Nat Gas EE Potential (Commercial) 2010
Com ¦ High perf.glazings ¦ Retro | High performance glazings | Standard double-glazed window with overall U-value of 0.46 Btu/hr.ft | Space Heating/Ventilation | Commercial | All Commercial | RET Only | End Use Consumption (m^3/year) | 30 | 30 | 0.36301 | 2009, Marbek, Natural Gas EE Potential (Commercial Sector) | 10% | 0 | 0 | Marbek Nat Gas EE Potential (Commercial) 2009
Com ¦ Infrared Heaters | Infrared Heaters | Conventional Unit Heater | Space Heating/Ventilation | Commercial | C_Logistics & Warehouses | ROB and NEW | End Use Consumption (m^3/year) | 20 | 20 | 0.067263 | OEB Approved Measures Inputs | 3% | 0 | 0 | Marbek Nat Gas EE Potential (Commercial) 2009
Com ¦ Low flow Showerheads ¦ New | Low flow Showerheads (1.25 gpm) | Standard 2.5 gpm showerhead | Water Heating | Commercial | C_Multi-Residential | NEW Only | Showerheads | 10 | 10 | 12.5 | OEB Measures List | 36 | 0 | 11587 | OEB Approved Measures Inputs
Com ¦ Low flow Showerheads¦ Retro | Low flow Showerheads (1.5 gpm) | Avg stock (2.8 gpm) | Water Heating | Commercial | C_Multi-Residential | RET Only | Showerheads | 10 | 10 | 12.5 | OEB Measures List | 40 | 0 | 10036 | OEB Approved Measures Inputs
Com ¦ Near Condensing Boiler¦ Std Baseline | 90% AFUE | Standard boiler - 76% AFUE | Space Heating/Ventilation | Commercial | All Commercial | ROB and NEW | End Use Consumption (m^3/year) | 25 | 25 | 0.068331 | 2009, Marbek, Natural Gas EE Potential (Commercial Sector) | 8% | 0 | 0 | Marbek Nat Gas EE Potential (Commercial) 2009
Com ¦ Operational Improvement | Operational Improvements | Existing Operation | Cross Cutting/Behavioural | Commercial | All Commercial | RET Only | Customer Segment Consumption (m^3/year) | 5 | 5 | 0.024665 | Enbridge experience | 5% | 0 | 0 | 2013 SRM Results
Com ¦ Ozone Laundry | Ozone Laundry | Conventional System w/o Ozone | Water Heating | Commercial | C_Long Term Care | RET Only | Customer Segment Consumption (m^3/year) | 15 | 15 | 0.054075 | 2013 DARTS | 11% | 0 | 0 | 2013 SRM Results
Com ¦ Ozone Laundry | Ozone Laundry | Conventional System w/o Ozone | Water Heating | Commercial | C_Accommodation | RET Only | Customer Segment Consumption (m^3/year) | 15 | 15 | 0.066119 | 2013 DARTS | 15% | 0 | 0 | 2013 SRM Results - Modified
Com ¦ Roof Insulation Upgrade | Roof Insulation Upgrade | Upgrade roof insulation to R-22 | Space Heating/Ventilation | Commercial | All Commercial | RET Only | Floor area (1000m2) | 20 | 20 | 0.37288 | 2009, Marbek, Natural Gas EE Potential (Commercial Sector) | 0.11 | 0 | 0 | Marbek Nat Gas EE Potential (Commercial) 2009
Com ¦ Steam Boiler Replacement | Steam Boiler Replacement | Existing Steam Boiler | Space Heating/Ventilation | Commercial | C_Hospital | ROB Only | Customer Segment Consumption (m^3/year) | 25 | 25 | 0.013845 | 2013 DARTS | 2% | 0 | 0 | 2013 SRM Results
Com ¦ Steam Traps | Steam Traps | Undetected failed steam trap | Space Heating/Ventilation | Commercial | C_Hospital | ROB Only | Customer Segment Consumption (m^3/year) | 5 | 5 | 0.0050784 | 2013 DARTS | 4.456% | 0 | 0 | 2013 SRM Results
Com ¦ Steam Traps | Steam Traps | Undetected failed steam trap | Space Heating/Ventilation | Commercial | C_Office - Large | ROB Only | Customer Segment Consumption (m^3/year) | 5 | 5 | 0.028934 | 2013 DARTS | 9.695% | 0 | 0 | 2013 SRM Results
Com ¦ Steam Traps | Steam Traps | Undetected failed steam trap | Space Heating/Ventilation | Commercial | C_Schools | ROB Only | Customer Segment Consumption (m^3/year) | 5 | 5 | 0.029402 | 2013 DARTS | 13.97% | 0 | 0 | 2013 SRM Results
Com ¦ Super High Perf Glazing ¦New | Super High Performance Glazing | Standard double glazing with overall U-value of 0.46 Btu/hr.ft | Space Heating/Ventilation | Commercial | All Commercial | NEW Only | End Use Consumption (m^3/year) | 30 | 30 | 1.1411 | 2009, Marbek, Natural Gas EE Potential (Commercial Sector) | 15% | 0 | 0 | Marbek Nat Gas EE Potential (Commercial) 2009
Com ¦ Super High Perf Glazing ¦Retro | Super High Performance Glazing | Standard double glazing with overall U-value of 0.46 Btu/hr.ft | Space Heating/Ventilation | Commercial | All Commercial | RET Only | End Use Consumption (m^3/year) | 30 | 30 | 1.1411 | 2009, Marbek, Natural Gas EE Potential (Commercial Sector) | 15% | 0 | 0 | Marbek Nat Gas EE Potential (Commercial) 2009
Com ¦ Tankless Water Heaters | Tankless Water Heaters | Standard water heater (80% thermal/70% seasonal efficiency) | Water Heating | Commercial | All Commercial | ROB and NEW | End Use Consumption (m^3/year) | 18 | 18 | 0.84559 | OEB Measures List | 16% | 0 | 0 | OEB Approved Measures Inputs
Com ¦ VFD | Variable Frequency Drive (Air) | Fixed Speed Make Up Air (24 hrs) | Space Heating/Ventilation | Commercial | C_Hospital | RET Only | Customer Segment Consumption (m^3/year) | 15 | 15 | 0.02042 | 2013 DARTS | 13.97% | 0.37694 | 0 | 2013 SRM Results
Com ¦ VFD | Variable Frequency Drive (Air) | Fixed Speed Make Up Air (16 hrs) | Space Heating/Ventilation | Commercial | C_Office - Large | RET Only | Customer Segment Consumption (m^3/year) | 15 | 15 | 0.031971 | 2013 DARTS | 6.757% | 0.067565 | 0 | 2013 SRM Results
Com ¦ VFD | Variable Frequency Drive (Air) | Fixed Speed Make Up Air (24 hrs) | Space Heating/Ventilation | Commercial | C_Multi-Residential | RET Only | Customer Segment Consumption (m^3/year) | 15 | 15 | 0.072987 | 2013 DARTS | 15.28% | 0.16423 | 0 | 2013 SRM Results
Com ¦ Wall Insulation Upgrade | Wall Insulation Upgrade | Upgrade wall insulation to R-24 | Space Heating/Ventilation | Commercial | All Commercial | RET Only | Floor area (1000m2) | 20 | 20 | 1.2372 | 2009, Marbek, Natural Gas EE Potential (Commercial Sector) | 0.09 | 0 | 0 | Marbek Nat Gas EE Potential (Commercial) 2009
Com ¦ Waste Water Heat Recovery ¦ Retro | Waste Water Heat Recovery | No heat recovery | Water Heating | Commercial | C_Colleges & Universities | RET Only | Meal per day | 25 | 25 | 6.26 | OEB Measures List | 11.6 | 0 | 0 | Marbek Nat Gas EE Potential (Commercial) 2009
Com ¦ Waste Water Heat Recovery ¦ Retro | Waste Water Heat Recovery | No heat recovery | Water Heating | Commercial | C_Long Term Care | RET Only | Bed | 25 | 25 | 25.33 | OEB Measures List | 12 | 0 | 0 | Marbek Nat Gas EE Potential (Commercial) 2009
Com ¦ Waste Water Heat Recovery ¦ Retro | Waste Water Heat Recovery | No heat recovery | Water Heating | Commercial | C_Hospital | RET Only | Bed | 25 | 25 | 292.19 | OEB Measures List | 264 | 0 | 0 | Marbek Nat Gas EE Potential (Commercial) 2009
Com ¦ Waste Water Heat Recovery ¦New | Waste Water Heat Recovery | No heat recovery | Water Heating | Commercial | C_Colleges & Universities | NEW Only | Meal per day | 25 | 25 | 3.41 | OEB Measures List | 4.6 | 0 | 0 | Marbek Nat Gas EE Potential (Commercial) 2009
Com ¦ Waste Water Heat Recovery ¦New | Waste Water Heat Recovery | No heat recovery | Water Heating | Commercial | C_Long Term Care | NEW Only | Bed | 25 | 25 | 16.54 | OEB Measures List | 307 | 0 | 0 | Marbek Nat Gas EE Potential (Commercial) 2009
Com ¦ Waste Water Heat Recovery ¦New | Waste Water Heat Recovery | No heat recovery | Water Heating | Commercial | C_Hospital | NEW Only | Bed | 25 | 25 | 262 | OEB Measures List | 307 | 0 | 0 | Marbek Nat Gas EE Potential (Commercial) 2009
Ind ¦ Advanced boiler controls including air/fuel mix control | Advanced boiler controls including air/fuel mix control | No Controls | Process - Boiler/Steam | Industrial | I_Asphalt | RET Only | End Use Consumption (m^3/year) | 15 | 15 | 0.030695 | 2009, Marbek, N,Gas EE Potential (Industrial) | 5% | 0 | 0 | 2009, Marbek, Natural Gas EE Potential Industrial Sector)
Ind ¦ Advanced boiler controls including air/fuel mix control | Advanced boiler controls including air/fuel mix control | No Controls | Process - Boiler/Steam | Industrial | I_Chemicals / Pharmaceutical | RET Only | End Use Consumption (m^3/year) | 15 | 15 | 0.030695 | 2009, Marbek, N,Gas EE Potential (Industrial) | 5% | 0 | 0 | 2009, Marbek, Natural Gas EE Potential Industrial Sector)
Ind ¦ Advanced boiler controls including air/fuel mix control | Advanced boiler controls including air/fuel mix control | No Controls | Process - Boiler/Steam | Industrial | I_Food & Beverage | RET Only | End Use Consumption (m^3/year) | 15 | 15 | 0.030695 | 2009, Marbek, N,Gas EE Potential (Industrial) | 5% | 0 | 0 | 2009, Marbek, Natural Gas EE Potential Industrial Sector)
Ind ¦ Advanced boiler controls including air/fuel mix control | Advanced boiler controls including air/fuel mix control | No Controls | Process - Boiler/Steam | Industrial | I_Green House / Agriculture | RET Only | End Use Consumption (m^3/year) | 15 | 15 | 0.030695 | 2009, Marbek, N,Gas EE Potential (Industrial) | 5% | 0 | 0 | 2009, Marbek, Natural Gas EE Potential Industrial Sector)
Ind ¦ Advanced boiler controls including air/fuel mix control | Advanced boiler controls including air/fuel mix control | No Controls | Process - Boiler/Steam | Industrial | I_Other Manufacturing >0.5 million m3/year | RET Only | End Use Consumption (m^3/year) | 15 | 15 | 0.030695 | 2009, Marbek, N,Gas EE Potential (Industrial) | 5% | 0 | 0 | 2009, Marbek, Natural Gas EE Potential Industrial Sector)
Ind ¦ Advanced boiler controls including air/fuel mix control | Advanced boiler controls including air/fuel mix control | No Controls | Process - Boiler/Steam | Industrial | I_Pulp & Paper | RET Only | End Use Consumption (m^3/year) | 15 | 15 | 0.030695 | 2009, Marbek, N,Gas EE Potential (Industrial) | 5% | 0 | 0 | 2009, Marbek, Natural Gas EE Potential Industrial Sector)
Ind ¦ Advanced boiler controls including air/fuel mix control | Advanced boiler controls including air/fuel mix control | No Controls | Process - Boiler/Steam | Industrial | I_Other Manufacturing <0.5 million m3/year | RET Only | End Use Consumption (m^3/year) | 15 | 15 | 0.030695 | 2009, Marbek, N,Gas EE Potential (Industrial) | 5% | 0 | 0 | 2009, Marbek, Natural Gas EE Potential Industrial Sector)
Ind ¦ Advanced boiler controls including air/fuel mix control ¦ New | Advanced boiler controls including air/fuel mix control | No Controls | Process - Boiler/Steam | Industrial | I_Asphalt | NEW Only | End Use Consumption (m^3/year) | 15 | 15 | 0.030695 | 2009, Marbek, N,Gas EE Potential (Industrial) | 5% | 0 | 0 | 2009, Marbek, Natural Gas EE Potential Industrial Sector)
Ind ¦ Advanced boiler controls including air/fuel mix control ¦ New | Advanced boiler controls including air/fuel mix control | No Controls | Process - Boiler/Steam | Industrial | I_Chemicals / Pharmaceutical | NEW Only | End Use Consumption (m^3/year) | 15 | 15 | 0.030695 | 2009, Marbek, N,Gas EE Potential (Industrial) | 5% | 0 | 0 | 2009, Marbek, Natural Gas EE Potential Industrial Sector)
Ind ¦ Advanced boiler controls including air/fuel mix control ¦ New | Advanced boiler controls including air/fuel mix control | No Controls | Process - Boiler/Steam | Industrial | I_Food & Beverage | NEW Only | End Use Consumption (m^3/year) | 15 | 15 | 0.030695 | 2009, Marbek, N,Gas EE Potential (Industrial) | 5% | 0 | 0 | 2009, Marbek, Natural Gas EE Potential Industrial Sector)
Ind ¦ Advanced boiler controls including air/fuel mix control ¦ New | Advanced boiler controls including air/fuel mix control | No Controls | Process - Boiler/Steam | Industrial | I_Green House / Agriculture | NEW Only | End Use Consumption (m^3/year) | 15 | 15 | 0.030695 | 2009, Marbek, N,Gas EE Potential (Industrial) | 5% | 0 | 0 | 2009, Marbek, Natural Gas EE Potential Industrial Sector)
Ind ¦ Advanced boiler controls including air/fuel mix control ¦ New | Advanced boiler controls including air/fuel mix control | No Controls | Process - Boiler/Steam | Industrial | I_Other Manufacturing >0.5 million m3/year | NEW Only | End Use Consumption (m^3/year) | 15 | 15 | 0.030695 | 2009, Marbek, N,Gas EE Potential (Industrial) | 5% | 0 | 0 | 2009, Marbek, Natural Gas EE Potential Industrial Sector)
Ind ¦ Advanced boiler controls including air/fuel mix control ¦ New | Advanced boiler controls including air/fuel mix control | No Controls | Process - Boiler/Steam | Industrial | I_Pulp & Paper | NEW Only | End Use Consumption (m^3/year) | 15 | 15 | 0.030695 | 2009, Marbek, N,Gas EE Potential (Industrial) | 5% | 0 | 0 | 2009, Marbek, Natural Gas EE Potential Industrial Sector)
Ind ¦ Advanced boiler controls including air/fuel mix control ¦ New | Advanced boiler controls including air/fuel mix control | No Controls | Process - Boiler/Steam | Industrial | I_Other Manufacturing <0.5 million m3/year | NEW Only | End Use Consumption (m^3/year) | 15 | 15 | 0.030695 | 2009, Marbek, N,Gas EE Potential (Industrial) | 5% | 0 | 0 | 2009, Marbek, Natural Gas EE Potential Industrial Sector)
Ind ¦ Advanced heating and process control | Advanced heating and process control | Conventional controls | Process Heat | Industrial | All Industrial | RET Only | End Use Consumption (m^3/year) | 15 | 15 | 0.060056 | 2009, Marbek, N,Gas EE Potential (Industrial) | 12.5% | 0 | 0 | 2009, Marbek, Natural Gas EE Potential Industrial Sector)
Ind ¦ Advanced heating and process control ¦ New | Advanced heating and process control | Conventional controls | Process Heat | Industrial | All Industrial | NEW Only | End Use Consumption (m^3/year) | 15 | 15 | 0.060056 | 2009, Marbek, N,Gas EE Potential (Industrial) | 12.5% | 0 | 0 | 2009, Marbek, Natural Gas EE Potential Industrial Sector)
Ind ¦ Air compressor heat recovery | Air compressor heat recovery | No heat recovery | Space Heating/Ventilation | Industrial | All Industrial | RET Only | End Use Consumption (m^3/year) | 25 | 25 | 0.31389 | 2009, Marbek, N,Gas EE Potential (Industrial) | 21% | 0 | 0 | 2009, Marbek, Natural Gas EE Potential Industrial Sector)
Ind ¦ Air compressor heat recovery ¦ New | Air compressor heat recovery | No heat recovery | Space Heating/Ventilation | Industrial | All Industrial | NEW Only | End Use Consumption (m^3/year) | 25 | 25 | 0.31389 | 2009, Marbek, N,Gas EE Potential (Industrial) | 21% | 0 | 0 | 2009, Marbek, Natural Gas EE Potential Industrial Sector)
Ind ¦ Air curtains | Air curtains | No air curtains | Space Heating/Ventilation | Industrial | All Industrial | RET Only | End Use Consumption (m^3/year) | 15 | 15 | 0.1468 | 2009, Marbek, N,Gas EE Potential (Industrial) | 5% | 0 | 0 | 2009, Marbek, Natural Gas EE Potential Industrial Sector)
Ind ¦ Air curtains ¦ New | Air curtains | No air curtains | Space Heating/Ventilation | Industrial | All Industrial | NEW Only | End Use Consumption (m^3/year) | 15 | 15 | 0.1468 | 2009, Marbek, N,Gas EE Potential (Industrial) | 5% | 0 | 0 | 2009, Marbek, Natural Gas EE Potential Industrial Sector)
Ind ¦ Automated temperature control | Automated temperature control | Manual temperature control | Space Heating/Ventilation | Industrial | All Industrial | RET Only | End Use Consumption (m^3/year) | 25 | 25 | 0.22421 | 2009, Marbek, N,Gas EE Potential (Industrial) | 7% | 0 | 0 | 2009, Marbek, Natural Gas EE Potential Industrial Sector)
Ind ¦ Automated temperature control ¦ New | Automated temperature control | Manual temperature control | Space Heating/Ventilation | Industrial | All Industrial | NEW Only | End Use Consumption (m^3/year) | 25 | 25 | 0.22421 | 2009, Marbek, N,Gas EE Potential (Industrial) | 7% | 0 | 0 | 2009, Marbek, Natural Gas EE Potential Industrial Sector)
Ind ¦ Blow down heat recovery and control | Blow down heat recovery and control | No heat recovery and control | Process - Boiler/Steam | Industrial | I_Asphalt | RET Only | End Use Consumption (m^3/year) | 20 | 20 | 0.031496 | 2009, Marbek, N,Gas EE Potential (Industrial) | 2% | 0 | 0 | 2009, Marbek, Natural Gas EE Potential Industrial Sector)
Ind ¦ Blow down heat recovery and control | Blow down heat recovery and control | No heat recovery and control | Process - Boiler/Steam | Industrial | I_Chemicals / Pharmaceutical | RET Only | End Use Consumption (m^3/year) | 20 | 20 | 0.031496 | 2009, Marbek, N,Gas EE Potential (Industrial) | 2% | 0 | 0 | 2009, Marbek, Natural Gas EE Potential Industrial Sector)
Ind ¦ Blow down heat recovery and control | Blow down heat recovery and control | No heat recovery and control | Process - Boiler/Steam | Industrial | I_Food & Beverage | RET Only | End Use Consumption (m^3/year) | 20 | 20 | 0.031496 | 2009, Marbek, N,Gas EE Potential (Industrial) | 2% | 0 | 0 | 2009, Marbek, Natural Gas EE Potential Industrial Sector)
Ind ¦ Blow down heat recovery and control | Blow down heat recovery and control | No heat recovery and control | Process - Boiler/Steam | Industrial | I_Green House / Agriculture | RET Only | End Use Consumption (m^3/year) | 20 | 20 | 0.031496 | 2009, Marbek, N,Gas EE Potential (Industrial) | 2% | 0 | 0 | 2009, Marbek, Natural Gas EE Potential Industrial Sector)
Ind ¦ Blow down heat recovery and control | Blow down heat recovery and control | No heat recovery and control | Process - Boiler/Steam | Industrial | I_Other Manufacturing >0.5 million m3/year | RET Only | End Use Consumption (m^3/year) | 20 | 20 | 0.031496 | 2009, Marbek, N,Gas EE Potential (Industrial) | 2% | 0 | 0 | 2009, Marbek, Natural Gas EE Potential Industrial Sector)
Ind ¦ Blow down heat recovery and control | Blow down heat recovery and control | No heat recovery and control | Process - Boiler/Steam | Industrial | I_Pulp & Paper | RET Only | End Use Consumption (m^3/year) | 20 | 20 | 0.031496 | 2009, Marbek, N,Gas EE Potential (Industrial) | 2% | 0 | 0 | 2009, Marbek, Natural Gas EE Potential Industrial Sector)
Ind ¦ Blow down heat recovery and control ¦ New | Blow down heat recovery and control | No heat recovery and control | Process - Boiler/Steam | Industrial | I_Asphalt | NEW Only | End Use Consumption (m^3/year) | 20 | 20 | 0.031496 | 2009, Marbek, N,Gas EE Potential (Industrial) | 2% | 0 | 0 | 2009, Marbek, Natural Gas EE Potential Industrial Sector)
Ind ¦ Blow down heat recovery and control ¦ New | Blow down heat recovery and control | No heat recovery and control | Process - Boiler/Steam | Industrial | I_Chemicals / Pharmaceutical | NEW Only | End Use Consumption (m^3/year) | 20 | 20 | 0.031496 | 2009, Marbek, N,Gas EE Potential (Industrial) | 2% | 0 | 0 | 2009, Marbek, Natural Gas EE Potential Industrial Sector)
Ind ¦ Blow down heat recovery and control ¦ New | Blow down heat recovery and control | No heat recovery and control | Process - Boiler/Steam | Industrial | I_Food & Beverage | NEW Only | End Use Consumption (m^3/year) | 20 | 20 | 0.031496 | 2009, Marbek, N,Gas EE Potential (Industrial) | 2% | 0 | 0 | 2009, Marbek, Natural Gas EE Potential Industrial Sector)
Ind ¦ Blow down heat recovery and control ¦ New | Blow down heat recovery and control | No heat recovery and control | Process - Boiler/Steam | Industrial | I_Green House / Agriculture | NEW Only | End Use Consumption (m^3/year) | 20 | 20 | 0.031496 | 2009, Marbek, N,Gas EE Potential (Industrial) | 2% | 0 | 0 | 2009, Marbek, Natural Gas EE Potential Industrial Sector)
Ind ¦ Blow down heat recovery and control ¦ New | Blow down heat recovery and control | No heat recovery and control | Process - Boiler/Steam | Industrial | I_Other Manufacturing >0.5 million m3/year | NEW Only | End Use Consumption (m^3/year) | 20 | 20 | 0.031496 | 2009, Marbek, N,Gas EE Potential (Industrial) | 2% | 0 | 0 | 2009, Marbek, Natural Gas EE Potential Industrial Sector)
Ind ¦ Blow down heat recovery and control ¦ New | Blow down heat recovery and control | No heat recovery and control | Process - Boiler/Steam | Industrial | I_Pulp & Paper | NEW Only | End Use Consumption (m^3/year) | 20 | 20 | 0.031496 | 2009, Marbek, N,Gas EE Potential (Industrial) | 2% | 0 | 0 | 2009, Marbek, Natural Gas EE Potential Industrial Sector)
Ind ¦ Boiler combustion air preheat | Boiler combustion air preheat | No preheat | Process - Boiler/Steam | Industrial | I_Asphalt | RET Only | End Use Consumption (m^3/year) | 20 | 20 | 0.030429 | 2009, Marbek, N,Gas EE Potential (Industrial) | 2% | 1.5214 | 0 | 2009, Marbek, Natural Gas EE Potential Industrial Sector)
Ind ¦ Boiler combustion air preheat | Boiler combustion air preheat | No preheat | Process - Boiler/Steam | Industrial | I_Chemicals / Pharmaceutical | RET Only | End Use Consumption (m^3/year) | 20 | 20 | 0.030429 | 2009, Marbek, N,Gas EE Potential (Industrial) | 2% | 1.5214 | 0 | 2009, Marbek, Natural Gas EE Potential Industrial Sector)
Ind ¦ Boiler combustion air preheat | Boiler combustion air preheat | No preheat | Process - Boiler/Steam | Industrial | I_Food & Beverage | RET Only | End Use Consumption (m^3/year) | 20 | 20 | 0.030429 | 2009, Marbek, N,Gas EE Potential (Industrial) | 2% | 1.5214 | 0 | 2009, Marbek, Natural Gas EE Potential Industrial Sector)
Ind ¦ Boiler combustion air preheat | Boiler combustion air preheat | No preheat | Process - Boiler/Steam | Industrial | I_Green House / Agriculture | RET Only | End Use Consumption (m^3/year) | 20 | 20 | 0.030429 | 2009, Marbek, N,Gas EE Potential (Industrial) | 2% | 1.5214 | 0 | 2009, Marbek, Natural Gas EE Potential Industrial Sector)
Ind ¦ Boiler combustion air preheat | Boiler combustion air preheat | No preheat | Process - Boiler/Steam | Industrial | I_Other Manufacturing >0.5 million m3/year | RET Only | End Use Consumption (m^3/year) | 20 | 20 | 0.030429 | 2009, Marbek, N,Gas EE Potential (Industrial) | 2% | 1.5214 | 0 | 2009, Marbek, Natural Gas EE Potential Industrial Sector)
Ind ¦ Boiler combustion air preheat | Boiler combustion air preheat | No preheat | Process - Boiler/Steam | Industrial | I_Pulp & Paper | RET Only | End Use Consumption (m^3/year) | 20 | 20 | 0.030429 | 2009, Marbek, N,Gas EE Potential (Industrial) | 2% | 1.5214 | 0 | 2009, Marbek, Natural Gas EE Potential Industrial Sector)
Ind ¦ Boiler combustion air preheat ¦ New | Boiler combustion air preheat | No preheat | Process - Boiler/Steam | Industrial | I_Asphalt | NEW Only | End Use Consumption (m^3/year) | 20 | 20 | 0.030429 | 2009, Marbek, N,Gas EE Potential (Industrial) | 2% | 1.5214 | 0 | 2009, Marbek, Natural Gas EE Potential Industrial Sector)
Ind ¦ Boiler combustion air preheat ¦ New | Boiler combustion air preheat | No preheat | Process - Boiler/Steam | Industrial | I_Chemicals / Pharmaceutical | NEW Only | End Use Consumption (m^3/year) | 20 | 20 | 0.030429 | 2009, Marbek, N,Gas EE Potential (Industrial) | 2% | 1.5214 | 0 | 2009, Marbek, Natural Gas EE Potential Industrial Sector)
Ind ¦ Boiler combustion air preheat ¦ New | Boiler combustion air preheat | No preheat | Process - Boiler/Steam | Industrial | I_Food & Beverage | NEW Only | End Use Consumption (m^3/year) | 20 | 20 | 0.030429 | 2009, Marbek, N,Gas EE Potential (Industrial) | 2% | 1.5214 | 0 | 2009, Marbek, Natural Gas EE Potential Industrial Sector)
Ind ¦ Boiler combustion air preheat ¦ New | Boiler combustion air preheat | No preheat | Process - Boiler/Steam | Industrial | I_Green House / Agriculture | NEW Only | End Use Consumption (m^3/year) | 20 | 20 | 0.030429 | 2009, Marbek, N,Gas EE Potential (Industrial) | 2% | 1.5214 | 0 | 2009, Marbek, Natural Gas EE Potential Industrial Sector)
Ind ¦ Boiler combustion air preheat ¦ New | Boiler combustion air preheat | No preheat | Process - Boiler/Steam | Industrial | I_Other Manufacturing >0.5 million m3/year | NEW Only | End Use Consumption (m^3/year) | 20 | 20 | 0.030429 | 2009, Marbek, N,Gas EE Potential (Industrial) | 2% | 1.5214 | 0 | 2009, Marbek, Natural Gas EE Potential Industrial Sector)
Ind ¦ Boiler combustion air preheat ¦ New | Boiler combustion air preheat | No preheat | Process - Boiler/Steam | Industrial | I_Pulp & Paper | NEW Only | End Use Consumption (m^3/year) | 20 | 20 | 0.030429 | 2009, Marbek, N,Gas EE Potential (Industrial) | 2% | 1.5214 | 0 | 2009, Marbek, Natural Gas EE Potential Industrial Sector)
Ind ¦ Boiler right sizing and load management | Boiler right sizing and load management | Oversized boiler | Process - Boiler/Steam | Industrial | I_Asphalt | ROB and NEW | End Use Consumption (m^3/year) | 25 | 25 | 0 | 2009, Marbek, N,Gas EE Potential (Industrial) | 10% | 0 | 0 | 2009, Marbek, Natural Gas EE Potential Industrial Sector)
Ind ¦ Boiler right sizing and load management | Boiler right sizing and load management | Oversized boiler | Process - Boiler/Steam | Industrial | I_Chemicals / Pharmaceutical | ROB and NEW | End Use Consumption (m^3/year) | 25 | 25 | 0 | 2009, Marbek, N,Gas EE Potential (Industrial) | 10% | 0 | 0 | 2009, Marbek, Natural Gas EE Potential Industrial Sector)
Ind ¦ Boiler right sizing and load management | Boiler right sizing and load management | Oversized boiler | Process - Boiler/Steam | Industrial | I_Food & Beverage | ROB and NEW | End Use Consumption (m^3/year) | 25 | 25 | 0 | 2009, Marbek, N,Gas EE Potential (Industrial) | 10% | 0 | 0 | 2009, Marbek, Natural Gas EE Potential Industrial Sector)
Ind ¦ Boiler right sizing and load management | Boiler right sizing and load management | Oversized boiler | Process - Boiler/Steam | Industrial | I_Green House / Agriculture | ROB and NEW | End Use Consumption (m^3/year) | 25 | 25 | 0 | 2009, Marbek, N,Gas EE Potential (Industrial) | 10% | 0 | 0 | 2009, Marbek, Natural Gas EE Potential Industrial Sector)
Ind ¦ Boiler right sizing and load management | Boiler right sizing and load management | Oversized boiler | Process - Boiler/Steam | Industrial | I_Other Manufacturing >0.5 million m3/year | ROB and NEW | End Use Consumption (m^3/year) | 25 | 25 | 0 | 2009, Marbek, N,Gas EE Potential (Industrial) | 10% | 0 | 0 | 2009, Marbek, Natural Gas EE Potential Industrial Sector)
Ind ¦ Boiler right sizing and load management | Boiler right sizing and load management | Oversized boiler | Process - Boiler/Steam | Industrial | I_Other Manufacturing <0.5 million m3/year | ROB and NEW | End Use Consumption (m^3/year) | 25 | 25 | 0 | 2009, Marbek, N,Gas EE Potential (Industrial) | 10% | 0 | 0 | 2009, Marbek, Natural Gas EE Potential Industrial Sector)
Ind ¦ Boiler right sizing and load management | Boiler right sizing and load management | Oversized boiler | Process - Boiler/Steam | Industrial | I_Pulp & Paper | ROB and NEW | End Use Consumption (m^3/year) | 25 | 25 | 0 | 2009, Marbek, N,Gas EE Potential (Industrial) | 10% | 0 | 0 | 2009, Marbek, Natural Gas EE Potential Industrial Sector)
Ind ¦ Condensate return | Condensate return | No Condensate return | Process - Boiler/Steam | Industrial | I_Asphalt | RET Only | End Use Consumption (m^3/year) | 25 | 25 | 0.042173 | 2009, Marbek, N,Gas EE Potential (Industrial) | 2% | 0 | 0 | 2009, Marbek, Natural Gas EE Potential Industrial Sector)
Ind ¦ Condensate return | Condensate return | No Condensate return | Process - Boiler/Steam | Industrial | I_Chemicals / Pharmaceutical | RET Only | End Use Consumption (m^3/year) | 25 | 25 | 0.042173 | 2009, Marbek, N,Gas EE Potential (Industrial) | 2% | 0 | 0 | 2009, Marbek, Natural Gas EE Potential Industrial Sector)
Ind ¦ Condensate return | Condensate return | No Condensate return | Process - Boiler/Steam | Industrial | I_Food & Beverage | RET Only | End Use Consumption (m^3/year) | 25 | 25 | 0.042173 | 2009, Marbek, N,Gas EE Potential (Industrial) | 2% | 0 | 0 | 2009, Marbek, Natural Gas EE Potential Industrial Sector)
Ind ¦ Condensate return | Condensate return | No Condensate return | Process - Boiler/Steam | Industrial | I_Green House / Agriculture | RET Only | End Use Consumption (m^3/year) | 25 | 25 | 0.042173 | 2009, Marbek, N,Gas EE Potential (Industrial) | 2% | 0 | 0 | 2009, Marbek, Natural Gas EE Potential Industrial Sector)
Ind ¦ Condensate return | Condensate return | No Condensate return | Process - Boiler/Steam | Industrial | I_Other Manufacturing >0.5 million m3/year | RET Only | End Use Consumption (m^3/year) | 25 | 25 | 0.042173 | 2009, Marbek, N,Gas EE Potential (Industrial) | 2% | 0 | 0 | 2009, Marbek, Natural Gas EE Potential Industrial Sector)
Ind ¦ Condensate return | Condensate return | No Condensate return | Process - Boiler/Steam | Industrial | I_Pulp & Paper | RET Only | End Use Consumption (m^3/year) | 25 | 25 | 0.042173 | 2009, Marbek, N,Gas EE Potential (Industrial) | 2% | 0 | 0 | 2009, Marbek, Natural Gas EE Potential Industrial Sector)
Ind ¦ Condensate return ¦ New | Condensate return | No Condensate return | Process - Boiler/Steam | Industrial | I_Asphalt | NEW Only | End Use Consumption (m^3/year) | 25 | 25 | 0.042173 | 2009, Marbek, N,Gas EE Potential (Industrial) | 2% | 0 | 0 | 2009, Marbek, Natural Gas EE Potential Industrial Sector)
Ind ¦ Condensate return ¦ New | Condensate return | No Condensate return | Process - Boiler/Steam | Industrial | I_Chemicals / Pharmaceutical | NEW Only | End Use Consumption (m^3/year) | 25 | 25 | 0.042173 | 2009, Marbek, N,Gas EE Potential (Industrial) | 2% | 0 | 0 | 2009, Marbek, Natural Gas EE Potential Industrial Sector)
Ind ¦ Condensate return ¦ New | Condensate return | No Condensate return | Process - Boiler/Steam | Industrial | I_Food & Beverage | NEW Only | End Use Consumption (m^3/year) | 25 | 25 | 0.042173 | 2009, Marbek, N,Gas EE Potential (Industrial) | 2% | 0 | 0 | 2009, Marbek, Natural Gas EE Potential Industrial Sector)
Ind ¦ Condensate return ¦ New | Condensate return | No Condensate return | Process - Boiler/Steam | Industrial | I_Green House / Agriculture | NEW Only | End Use Consumption (m^3/year) | 25 | 25 | 0.042173 | 2009, Marbek, N,Gas EE Potential (Industrial) | 2% | 0 | 0 | 2009, Marbek, Natural Gas EE Potential Industrial Sector)
Ind ¦ Condensate return ¦ New | Condensate return | No Condensate return | Process - Boiler/Steam | Industrial | I_Other Manufacturing >0.5 million m3/year | NEW Only | End Use Consumption (m^3/year) | 25 | 25 | 0.042173 | 2009, Marbek, N,Gas EE Potential (Industrial) | 2% | 0 | 0 | 2009, Marbek, Natural Gas EE Potential Industrial Sector)
Ind ¦ Condensate return ¦ New | Condensate return | No Condensate return | Process - Boiler/Steam | Industrial | I_Pulp & Paper | NEW Only | End Use Consumption (m^3/year) | 25 | 25 | 0.042173 | 2009, Marbek, N,Gas EE Potential (Industrial) | 2% | 0 | 0 | 2009, Marbek, Natural Gas EE Potential Industrial Sector)
Ind ¦ Condensing boiler | Condensing boiler | Conventional Boiler | Process - Boiler/Steam | Industrial | I_Asphalt | RET Only | End Use Consumption (m^3/year) | 20 | 20 | 0.09609 | 2009, Marbek, N,Gas EE Potential (Industrial) | 10% | 0 | 0 | 2009, Marbek, Natural Gas EE Potential Industrial Sector)
Ind ¦ Condensing boiler | Condensing boiler | Conventional Boiler | Process - Boiler/Steam | Industrial | I_Chemicals / Pharmaceutical | RET Only | End Use Consumption (m^3/year) | 20 | 20 | 0.09609 | 2009, Marbek, N,Gas EE Potential (Industrial) | 10% | 0 | 0 | 2009, Marbek, Natural Gas EE Potential Industrial Sector)
Ind ¦ Condensing boiler | Condensing boiler | Conventional Boiler | Process - Boiler/Steam | Industrial | I_Food & Beverage | RET Only | End Use Consumption (m^3/year) | 20 | 20 | 0.09609 | 2009, Marbek, N,Gas EE Potential (Industrial) | 10% | 0 | 0 | 2009, Marbek, Natural Gas EE Potential Industrial Sector)
Ind ¦ Condensing boiler | Condensing boiler | Conventional Boiler | Process - Boiler/Steam | Industrial | I_Green House / Agriculture | RET Only | End Use Consumption (m^3/year) | 20 | 20 | 0.09609 | 2009, Marbek, N,Gas EE Potential (Industrial) | 10% | 0 | 0 | 2009, Marbek, Natural Gas EE Potential Industrial Sector)
Ind ¦ Condensing boiler | Condensing boiler | Conventional Boiler | Process - Boiler/Steam | Industrial | I_Other Manufacturing >0.5 million m3/year | RET Only | End Use Consumption (m^3/year) | 20 | 20 | 0.09609 | 2009, Marbek, N,Gas EE Potential (Industrial) | 10% | 0 | 0 | 2009, Marbek, Natural Gas EE Potential Industrial Sector)
Ind ¦ Condensing boiler | Condensing boiler | Conventional Boiler | Process - Boiler/Steam | Industrial | I_Other Manufacturing <0.5 million m3/year | RET Only | End Use Consumption (m^3/year) | 20 | 20 | 0.09609 | 2009, Marbek, N,Gas EE Potential (Industrial) | 10% | 0 | 0 | 2009, Marbek, Natural Gas EE Potential Industrial Sector)
Ind ¦ Condensing boiler | Condensing boiler | Conventional Boiler | Process - Boiler/Steam | Industrial | I_Pulp & Paper | RET Only | End Use Consumption (m^3/year) | 20 | 20 | 0.09609 | 2009, Marbek, N,Gas EE Potential (Industrial) | 10% | 0 | 0 | 2009, Marbek, Natural Gas EE Potential Industrial Sector)
Ind ¦ Condensing boiler ¦ New | Condensing boiler | Conventional Boiler | Process - Boiler/Steam | Industrial | I_Asphalt | NEW Only | End Use Consumption (m^3/year) | 20 | 20 | 0.09609 | 2009, Marbek, N,Gas EE Potential (Industrial) | 10% | 0 | 0 | 2009, Marbek, Natural Gas EE Potential Industrial Sector)
Ind ¦ Condensing boiler ¦ New | Condensing boiler | Conventional Boiler | Process - Boiler/Steam | Industrial | I_Chemicals / Pharmaceutical | NEW Only | End Use Consumption (m^3/year) | 20 | 20 | 0.09609 | 2009, Marbek, N,Gas EE Potential (Industrial) | 10% | 0 | 0 | 2009, Marbek, Natural Gas EE Potential Industrial Sector)
Ind ¦ Condensing boiler ¦ New | Condensing boiler | Conventional Boiler | Process - Boiler/Steam | Industrial | I_Food & Beverage | NEW Only | End Use Consumption (m^3/year) | 20 | 20 | 0.09609 | 2009, Marbek, N,Gas EE Potential (Industrial) | 10% | 0 | 0 | 2009, Marbek, Natural Gas EE Potential Industrial Sector)
Ind ¦ Condensing boiler ¦ New | Condensing boiler | Conventional Boiler | Process - Boiler/Steam | Industrial | I_Green House / Agriculture | NEW Only | End Use Consumption (m^3/year) | 20 | 20 | 0.09609 | 2009, Marbek, N,Gas EE Potential (Industrial) | 10% | 0 | 0 | 2009, Marbek, Natural Gas EE Potential Industrial Sector)
Ind ¦ Condensing boiler ¦ New | Condensing boiler | Conventional Boiler | Process - Boiler/Steam | Industrial | I_Other Manufacturing >0.5 million m3/year | NEW Only | End Use Consumption (m^3/year) | 20 | 20 | 0.09609 | 2009, Marbek, N,Gas EE Potential (Industrial) | 10% | 0 | 0 | 2009, Marbek, Natural Gas EE Potential Industrial Sector)
Ind ¦ Condensing boiler ¦ New | Condensing boiler | Conventional Boiler | Process - Boiler/Steam | Industrial | I_Other Manufacturing <0.5 million m3/year | NEW Only | End Use Consumption (m^3/year) | 20 | 20 | 0.09609 | 2009, Marbek, N,Gas EE Potential (Industrial) | 10% | 0 | 0 | 2009, Marbek, Natural Gas EE Potential Industrial Sector)
Ind ¦ Condensing boiler ¦ New | Condensing boiler | Conventional Boiler | Process - Boiler/Steam | Industrial | I_Pulp & Paper | NEW Only | End Use Consumption (m^3/year) | 20 | 20 | 0.09609 | 2009, Marbek, N,Gas EE Potential (Industrial) | 10% | 0 | 0 | 2009, Marbek, Natural Gas EE Potential Industrial Sector)
Ind ¦ Condensing Economizer | Condensing Economizers | No Condensing Economizers | Process - Boiler/Steam | Industrial | I_Pulp & Paper | RET Only | End Use Consumption (m^3/year) | 15 | 15 | 0.069 | Customer Projects + Manufacturers Cost Data | 10% | 0 | 0 | US DOE Steam Tip Sheet # 26 + Customer Projects + Manufacturer Cost Data
Ind ¦ Condensing Economizer | Condensing Economizers | No Condensing Economizers | Process - Boiler/Steam | Industrial | I_Asphalt | RET Only | End Use Consumption (m^3/year) | 15 | 15 | 0.069 | Customer Projects + Manufacturers Cost Data | 10% | 0 | 0 | US DOE Steam Tip Sheet # 26 + Customer Projects + Manufacturer Cost Data
Ind ¦ Condensing Economizer | Condensing Economizers | No Condensing Economizers | Process - Boiler/Steam | Industrial | I_Chemicals / Pharmaceutical | RET Only | End Use Consumption (m^3/year) | 15 | 15 | 0.069 | Customer Projects + Manufacturers Cost Data | 10% | 0 | 0 | US DOE Steam Tip Sheet # 26 + Customer Projects + Manufacturer Cost Data
Ind ¦ Condensing Economizer | Condensing Economizers | No Condensing Economizers | Process - Boiler/Steam | Industrial | I_Food & Beverage | RET Only | End Use Consumption (m^3/year) | 15 | 15 | 0.069 | Customer Projects + Manufacturers Cost Data | 10% | 0 | 0 | US DOE Steam Tip Sheet # 26 + Customer Projects + Manufacturer Cost Data
Ind ¦ Condensing Economizer | Condensing Economizers | No Condensing Economizers | Process - Boiler/Steam | Industrial | I_Green House / Agriculture | RET Only | End Use Consumption (m^3/year) | 15 | 15 | 0.069 | Customer Projects + Manufacturers Cost Data | 10% | 0 | 0 | US DOE Steam Tip Sheet # 26 + Customer Projects + Manufacturer Cost Data
Ind ¦ Condensing Economizer | Condensing Economizers | No Condensing Economizers | Process - Boiler/Steam | Industrial | I_Other Manufacturing >0.5 million m3/year | RET Only | End Use Consumption (m^3/year) | 15 | 15 | 0.069 | Customer Projects + Manufacturers Cost Data | 10% | 0 | 0 | US DOE Steam Tip Sheet # 26 + Customer Projects + Manufacturer Cost Data
Ind ¦ Condensing Economizer | Condensing Economizers | No Condensing Economizers | Process - Boiler/Steam | Industrial | I_Petroleum Refining | RET Only | End Use Consumption (m^3/year) | 15 | 15 | 0.069 | Customer Projects + Manufacturers Cost Data | 10% | 0 | 0 | US DOE Steam Tip Sheet # 26 + Customer Projects + Manufacturer Cost Data
Ind ¦ Condensing Economizer ¦ New | Condensing Economizers | No Condensing Economizers | Process - Boiler/Steam | Industrial | I_Pulp & Paper | NEW Only | End Use Consumption (m^3/year) | 15 | 15 | 0.069 | Customer Projects + Manufacturers Cost Data | 10% | 0 | 0 | US DOE Steam Tip Sheet # 26 + Customer Projects + Manufacturer Cost Data
Ind ¦ Condensing Economizer ¦ New | Condensing Economizers | No Condensing Economizers | Process - Boiler/Steam | Industrial | I_Asphalt | NEW Only | End Use Consumption (m^3/year) | 15 | 15 | 0.069 | Customer Projects + Manufacturers Cost Data | 10% | 0 | 0 | US DOE Steam Tip Sheet # 26 + Customer Projects + Manufacturer Cost Data
Ind ¦ Condensing Economizer ¦ New | Condensing Economizers | No Condensing Economizers | Process - Boiler/Steam | Industrial | I_Chemicals / Pharmaceutical | NEW Only | End Use Consumption (m^3/year) | 15 | 15 | 0.069 | Customer Projects + Manufacturers Cost Data | 10% | 0 | 0 | US DOE Steam Tip Sheet # 26 + Customer Projects + Manufacturer Cost Data
Ind ¦ Condensing Economizer ¦ New | Condensing Economizers | No Condensing Economizers | Process - Boiler/Steam | Industrial | I_Food & Beverage | NEW Only | End Use Consumption (m^3/year) | 15 | 15 | 0.069 | Customer Projects + Manufacturers Cost Data | 10% | 0 | 0 | US DOE Steam Tip Sheet # 26 + Customer Projects + Manufacturer Cost Data
Ind ¦ Condensing Economizer ¦ New | Condensing Economizers | No Condensing Economizers | Process - Boiler/Steam | Industrial | I_Green House / Agriculture | NEW Only | End Use Consumption (m^3/year) | 15 | 15 | 0.069 | Customer Projects + Manufacturers Cost Data | 10% | 0 | 0 | US DOE Steam Tip Sheet # 26 + Customer Projects + Manufacturer Cost Data
Ind ¦ Condensing Economizer ¦ New | Condensing Economizers | No Condensing Economizers | Process - Boiler/Steam | Industrial | I_Other Manufacturing >0.5 million m3/year | NEW Only | End Use Consumption (m^3/year) | 15 | 15 | 0.069 | Customer Projects + Manufacturers Cost Data | 10% | 0 | 0 | US DOE Steam Tip Sheet # 26 + Customer Projects + Manufacturer Cost Data
Ind ¦ Condensing Economizer ¦ New | Condensing Economizers | No Condensing Economizers | Process - Boiler/Steam | Industrial | I_Petroleum Refining | NEW Only | End Use Consumption (m^3/year) | 15 | 15 | 0.069 | Customer Projects + Manufacturers Cost Data | 10% | 0 | 0 | US DOE Steam Tip Sheet # 26 + Customer Projects + Manufacturer Cost Data
Ind ¦ De-stratification fans | De-stratification fans | No de-stratification fans | Space Heating/Ventilation | Industrial | All Industrial | RET Only | End Use Consumption (m^3/year) | 25 | 25 | 0.2114 | 2009, Marbek, N,Gas EE Potential (Industrial) | 8% | 0 | 0 | 2009, Marbek, Natural Gas EE Potential Industrial Sector)
Ind ¦ De-stratification fans ¦ New | De-stratification fans | No de-stratification fans | Space Heating/Ventilation | Industrial | All Industrial | NEW Only | End Use Consumption (m^3/year) | 25 | 25 | 0.2114 | 2009, Marbek, N,Gas EE Potential (Industrial) | 8% | 0 | 0 | 2009, Marbek, Natural Gas EE Potential Industrial Sector)
Ind ¦ Digester Gas | Burn digester gas in boilers | Digester gas is being flared | Process - Boiler/Steam | Industrial | I_Food & Beverage | RET Only | End Use Consumption (m^3/year) | 20 | 20 | 0.077752 | Customer Projects | 30% | 0 | 0 | Customer Projects
Ind ¦ Digester Gas | Burn digester gas in boilers | Digester gas is being flared | Process - Boiler/Steam | Industrial | I_Green House / Agriculture | RET Only | End Use Consumption (m^3/year) | 20 | 20 | 0.077752 | Customer Projects | 30% | 0 | 0 | Customer Projects
Ind ¦ Digester Gas | Burn digester gas in boilers | Digester gas is being flared | Process - Boiler/Steam | Industrial | I_Other Manufacturing >0.5 million m3/year | RET Only | End Use Consumption (m^3/year) | 20 | 20 | 0.077752 | Customer Projects | 30% | 0 | 0 | Customer Projects
Ind ¦ Digester Gas ¦ New | Burn digester gas in boilers | Digester gas is being flared | Process - Boiler/Steam | Industrial | I_Food & Beverage | NEW Only | End Use Consumption (m^3/year) | 20 | 20 | 0.077752 | Customer Projects | 30% | 0 | 0 | Customer Projects
Ind ¦ Digester Gas ¦ New | Burn digester gas in boilers | Digester gas is being flared | Process - Boiler/Steam | Industrial | I_Green House / Agriculture | NEW Only | End Use Consumption (m^3/year) | 20 | 20 | 0.077752 | Customer Projects | 30% | 0 | 0 | Customer Projects
Ind ¦ Digester Gas ¦ New | Burn digester gas in boilers | Digester gas is being flared | Process - Boiler/Steam | Industrial | I_Other Manufacturing >0.5 million m3/year | NEW Only | End Use Consumption (m^3/year) | 20 | 20 | 0.077752 | Customer Projects | 30% | 0 | 0 | Customer Projects
Ind ¦ Direct contact hot water heaters | Direct contact hot water heaters | Conventional water heater | Process - Boiler/Steam | Industrial | I_Asphalt | RET Only | End Use Consumption (m^3/year) | 20 | 20 | 0.040038 | 2009, Marbek, N,Gas EE Potential (Industrial) | 15% | 0 | 0 | 2009, Marbek, Natural Gas EE Potential Industrial Sector)
Ind ¦ Direct contact hot water heaters | Direct contact hot water heaters | Conventional water heater | Process - Boiler/Steam | Industrial | I_Chemicals / Pharmaceutical | RET Only | End Use Consumption (m^3/year) | 20 | 20 | 0.040038 | 2009, Marbek, N,Gas EE Potential (Industrial) | 15% | 0 | 0 | 2009, Marbek, Natural Gas EE Potential Industrial Sector)
Ind ¦ Direct contact hot water heaters | Direct contact hot water heaters | Conventional water heater | Process - Boiler/Steam | Industrial | I_Food & Beverage | RET Only | End Use Consumption (m^3/year) | 20 | 20 | 0.040038 | 2009, Marbek, N,Gas EE Potential (Industrial) | 15% | 0 | 0 | 2009, Marbek, Natural Gas EE Potential Industrial Sector)
Ind ¦ Direct contact hot water heaters | Direct contact hot water heaters | Conventional water heater | Process - Boiler/Steam | Industrial | I_Green House / Agriculture | RET Only | End Use Consumption (m^3/year) | 20 | 20 | 0.040038 | 2009, Marbek, N,Gas EE Potential (Industrial) | 15% | 0 | 0 | 2009, Marbek, Natural Gas EE Potential Industrial Sector)
Ind ¦ Direct contact hot water heaters | Direct contact hot water heaters | Conventional water heater | Process - Boiler/Steam | Industrial | I_Other Manufacturing >0.5 million m3/year | RET Only | End Use Consumption (m^3/year) | 20 | 20 | 0.040038 | 2009, Marbek, N,Gas EE Potential (Industrial) | 15% | 0 | 0 | 2009, Marbek, Natural Gas EE Potential Industrial Sector)
Ind ¦ Direct contact hot water heaters | Direct contact hot water heaters | Conventional water heater | Process - Boiler/Steam | Industrial | I_Pulp & Paper | RET Only | End Use Consumption (m^3/year) | 20 | 20 | 0.040038 | 2009, Marbek, N,Gas EE Potential (Industrial) | 15% | 0 | 0 | 2009, Marbek, Natural Gas EE Potential Industrial Sector)
Ind ¦ Direct contact hot water heaters | Direct contact hot water heaters | Conventional water heater | Process - Boiler/Steam | Industrial | I_Other Manufacturing <0.5 million m3/year | RET Only | End Use Consumption (m^3/year) | 20 | 20 | 0.040038 | 2009, Marbek, N,Gas EE Potential (Industrial) | 15% | 0 | 0 | 2009, Marbek, Natural Gas EE Potential Industrial Sector)
Ind ¦ Direct contact hot water heaters ¦ New | Direct contact hot water heaters | Conventional water heater | Process - Boiler/Steam | Industrial | I_Asphalt | NEW Only | End Use Consumption (m^3/year) | 20 | 20 | 0.040038 | 2009, Marbek, N,Gas EE Potential (Industrial) | 15% | 0 | 0 | 2009, Marbek, Natural Gas EE Potential Industrial Sector)
Ind ¦ Direct contact hot water heaters ¦ New | Direct contact hot water heaters | Conventional water heater | Process - Boiler/Steam | Industrial | I_Chemicals / Pharmaceutical | NEW Only | End Use Consumption (m^3/year) | 20 | 20 | 0.040038 | 2009, Marbek, N,Gas EE Potential (Industrial) | 15% | 0 | 0 | 2009, Marbek, Natural Gas EE Potential Industrial Sector)
Ind ¦ Direct contact hot water heaters ¦ New | Direct contact hot water heaters | Conventional water heater | Process - Boiler/Steam | Industrial | I_Food & Beverage | NEW Only | End Use Consumption (m^3/year) | 20 | 20 | 0.040038 | 2009, Marbek, N,Gas EE Potential (Industrial) | 15% | 0 | 0 | 2009, Marbek, Natural Gas EE Potential Industrial Sector)
Ind ¦ Direct contact hot water heaters ¦ New | Direct contact hot water heaters | Conventional water heater | Process - Boiler/Steam | Industrial | I_Green House / Agriculture | NEW Only | End Use Consumption (m^3/year) | 20 | 20 | 0.040038 | 2009, Marbek, N,Gas EE Potential (Industrial) | 15% | 0 | 0 | 2009, Marbek, Natural Gas EE Potential Industrial Sector)
Ind ¦ Direct contact hot water heaters ¦ New | Direct contact hot water heaters | Conventional water heater | Process - Boiler/Steam | Industrial | I_Other Manufacturing >0.5 million m3/year | NEW Only | End Use Consumption (m^3/year) | 20 | 20 | 0.040038 | 2009, Marbek, N,Gas EE Potential (Industrial) | 15% | 0 | 0 | 2009, Marbek, Natural Gas EE Potential Industrial Sector)
Ind ¦ Direct contact hot water heaters ¦ New | Direct contact hot water heaters | Conventional water heater | Process - Boiler/Steam | Industrial | I_Pulp & Paper | NEW Only | End Use Consumption (m^3/year) | 20 | 20 | 0.040038 | 2009, Marbek, N,Gas EE Potential (Industrial) | 15% | 0 | 0 | 2009, Marbek, Natural Gas EE Potential Industrial Sector)
Ind ¦ Direct contact hot water heaters ¦ New | Direct contact hot water heaters | Conventional water heater | Process - Boiler/Steam | Industrial | I_Other Manufacturing <0.5 million m3/year | NEW Only | End Use Consumption (m^3/year) | 20 | 20 | 0.040038 | 2009, Marbek, N,Gas EE Potential (Industrial) | 15% | 0 | 0 | 2009, Marbek, Natural Gas EE Potential Industrial Sector)
Ind ¦ Energy Management and Process Improvement | Energy Management and Process Improvements | As found operation with no EMIS System | Cross Cutting/Behavioural | Industrial | All Industrial | RET Only | End Use Consumption (m^3/year) | 15 | 15 | 0.07 | Customer Projects + Manufacturers Cost Data | 10% | 0 | 0 | Customer Projects + US DOE + ACEEE
Ind ¦ Energy Management and Process Improvement ¦ New | Energy Management and Process Improvements | As found operation with no EMIS System | Cross Cutting/Behavioural | Industrial | All Industrial | NEW Only | End Use Consumption (m^3/year) | 15 | 15 | 0.07 | Customer Projects + Manufacturers Cost Data | 10% | 0 | 0 | Customer Projects + US DOE + ACEEE
Ind ¦ Exhaust gas heat recovery | Exhaust gas heat recovery | No heat recovery | Process Heat | Industrial | All Industrial | RET Only | End Use Consumption (m^3/year) | 15 | 15 | 0.084079 | 2009, Marbek, N,Gas EE Potential (Industrial) | 17.5% | 0 | 0 | 2009, Marbek, Natural Gas EE Potential Industrial Sector)
Ind ¦ Exhaust gas heat recovery ¦ New | Exhaust gas heat recovery | No heat recovery | Process Heat | Industrial | All Industrial | NEW Only | End Use Consumption (m^3/year) | 15 | 15 | 0.084079 | 2009, Marbek, N,Gas EE Potential (Industrial) | 17.5% | 0 | 0 | 2009, Marbek, Natural Gas EE Potential Industrial Sector)
Ind ¦ Feedwater Economizers | Feedwater Economizers | No Economizer | Process - Boiler/Steam | Industrial | I_Asphalt | RET Only | End Use Consumption (m^3/year) | 20 | 20 | 0.051248 | 2009, Marbek, N,Gas EE Potential (Industrial) | 4% | 0 | 0 | 2009, Marbek, Natural Gas EE Potential Industrial Sector)
Ind ¦ Feedwater Economizers | Feedwater Economizers | No Economizer | Process - Boiler/Steam | Industrial | I_Chemicals / Pharmaceutical | RET Only | End Use Consumption (m^3/year) | 20 | 20 | 0.051248 | 2009, Marbek, N,Gas EE Potential (Industrial) | 4% | 0 | 0 | 2009, Marbek, Natural Gas EE Potential Industrial Sector)
Ind ¦ Feedwater Economizers | Feedwater Economizers | No Economizer | Process - Boiler/Steam | Industrial | I_Food & Beverage | RET Only | End Use Consumption (m^3/year) | 20 | 20 | 0.051248 | 2009, Marbek, N,Gas EE Potential (Industrial) | 4% | 0 | 0 | 2009, Marbek, Natural Gas EE Potential Industrial Sector)
Ind ¦ Feedwater Economizers | Feedwater Economizers | No Economizer | Process - Boiler/Steam | Industrial | I_Green House / Agriculture | RET Only | End Use Consumption (m^3/year) | 20 | 20 | 0.051248 | 2009, Marbek, N,Gas EE Potential (Industrial) | 4% | 0 | 0 | 2009, Marbek, Natural Gas EE Potential Industrial Sector)
Ind ¦ Feedwater Economizers | Feedwater Economizers | No Economizer | Process - Boiler/Steam | Industrial | I_Other Manufacturing >0.5 million m3/year | RET Only | End Use Consumption (m^3/year) | 20 | 20 | 0.051248 | 2009, Marbek, N,Gas EE Potential (Industrial) | 4% | 0 | 0 | 2009, Marbek, Natural Gas EE Potential Industrial Sector)
Ind ¦ Feedwater Economizers | Feedwater Economizers | No Economizer | Process - Boiler/Steam | Industrial | I_Other Manufacturing <0.5 million m3/year | RET Only | End Use Consumption (m^3/year) | 20 | 20 | 0.051248 | 2009, Marbek, N,Gas EE Potential (Industrial) | 4% | 0 | 0 | 2009, Marbek, Natural Gas EE Potential Industrial Sector)
Ind ¦ Feedwater Economizers | Feedwater Economizers | No Economizer | Process - Boiler/Steam | Industrial | I_Pulp & Paper | RET Only | End Use Consumption (m^3/year) | 20 | 20 | 0.051248 | 2009, Marbek, N,Gas EE Potential (Industrial) | 4% | 0 | 0 | 2009, Marbek, Natural Gas EE Potential Industrial Sector)
Ind ¦ Feedwater Economizers ¦ New | Feedwater Economizers | No Economizer | Process - Boiler/Steam | Industrial | I_Asphalt | NEW Only | End Use Consumption (m^3/year) | 20 | 20 | 0.051248 | 2009, Marbek, N,Gas EE Potential (Industrial) | 4% | 0 | 0 | 2009, Marbek, Natural Gas EE Potential Industrial Sector)
Ind ¦ Feedwater Economizers ¦ New | Feedwater Economizers | No Economizer | Process - Boiler/Steam | Industrial | I_Chemicals / Pharmaceutical | NEW Only | End Use Consumption (m^3/year) | 20 | 20 | 0.051248 | 2009, Marbek, N,Gas EE Potential (Industrial) | 4% | 0 | 0 | 2009, Marbek, Natural Gas EE Potential Industrial Sector)
Ind ¦ Feedwater Economizers ¦ New | Feedwater Economizers | No Economizer | Process - Boiler/Steam | Industrial | I_Food & Beverage | NEW Only | End Use Consumption (m^3/year) | 20 | 20 | 0.051248 | 2009, Marbek, N,Gas EE Potential (Industrial) | 4% | 0 | 0 | 2009, Marbek, Natural Gas EE Potential Industrial Sector)
Ind ¦ Feedwater Economizers ¦ New | Feedwater Economizers | No Economizer | Process - Boiler/Steam | Industrial | I_Green House / Agriculture | NEW Only | End Use Consumption (m^3/year) | 20 | 20 | 0.051248 | 2009, Marbek, N,Gas EE Potential (Industrial) | 4% | 0 | 0 | 2009, Marbek, Natural Gas EE Potential Industrial Sector)
Ind ¦ Feedwater Economizers ¦ New | Feedwater Economizers | No Economizer | Process - Boiler/Steam | Industrial | I_Other Manufacturing >0.5 million m3/year | NEW Only | End Use Consumption (m^3/year) | 20 | 20 | 0.051248 | 2009, Marbek, N,Gas EE Potential (Industrial) | 4% | 0 | 0 | 2009, Marbek, Natural Gas EE Potential Industrial Sector)
Ind ¦ Feedwater Economizers ¦ New | Feedwater Economizers | No Economizer | Process - Boiler/Steam | Industrial | I_Other Manufacturing <0.5 million m3/year | NEW Only | End Use Consumption (m^3/year) | 20 | 20 | 0.051248 | 2009, Marbek, N,Gas EE Potential (Industrial) | 4% | 0 | 0 | 2009, Marbek, Natural Gas EE Potential Industrial Sector)
Ind ¦ Feedwater Economizers ¦ New | Feedwater Economizers | No Economizer | Process - Boiler/Steam | Industrial | I_Pulp & Paper | NEW Only | End Use Consumption (m^3/year) | 20 | 20 | 0.051248 | 2009, Marbek, N,Gas EE Potential (Industrial) | 4% | 0 | 0 | 2009, Marbek, Natural Gas EE Potential Industrial Sector)
Ind ¦ Heat recovery to preheat make-up water | Heat recovery to preheat make-up water | No heat recovery & preheat | Process - Boiler/Steam | Industrial | I_Asphalt | RET Only | End Use Consumption (m^3/year) | 25 | 25 | 0.060857 | 2009, Marbek, N,Gas EE Potential (Industrial) | 6% | 0 | 0 | 2009, Marbek, Natural Gas EE Potential Industrial Sector)
Ind ¦ Heat recovery to preheat make-up water | Heat recovery to preheat make-up water | No heat recovery & preheat | Process - Boiler/Steam | Industrial | I_Chemicals / Pharmaceutical | RET Only | End Use Consumption (m^3/year) | 25 | 25 | 0.060857 | 2009, Marbek, N,Gas EE Potential (Industrial) | 6% | 0 | 0 | 2009, Marbek, Natural Gas EE Potential Industrial Sector)
Ind ¦ Heat recovery to preheat make-up water | Heat recovery to preheat make-up water | No heat recovery & preheat | Process - Boiler/Steam | Industrial | I_Food & Beverage | RET Only | End Use Consumption (m^3/year) | 25 | 25 | 0.060857 | 2009, Marbek, N,Gas EE Potential (Industrial) | 6% | 0 | 0 | 2009, Marbek, Natural Gas EE Potential Industrial Sector)
Ind ¦ Heat recovery to preheat make-up water | Heat recovery to preheat make-up water | No heat recovery & preheat | Process - Boiler/Steam | Industrial | I_Green House / Agriculture | RET Only | End Use Consumption (m^3/year) | 25 | 25 | 0.060857 | 2009, Marbek, N,Gas EE Potential (Industrial) | 6% | 0 | 0 | 2009, Marbek, Natural Gas EE Potential Industrial Sector)
Ind ¦ Heat recovery to preheat make-up water | Heat recovery to preheat make-up water | No heat recovery & preheat | Process - Boiler/Steam | Industrial | I_Other Manufacturing >0.5 million m3/year | RET Only | End Use Consumption (m^3/year) | 25 | 25 | 0.060857 | 2009, Marbek, N,Gas EE Potential (Industrial) | 6% | 0 | 0 | 2009, Marbek, Natural Gas EE Potential Industrial Sector)
Ind ¦ Heat recovery to preheat make-up water | Heat recovery to preheat make-up water | No heat recovery & preheat | Process - Boiler/Steam | Industrial | I_Pulp & Paper | RET Only | End Use Consumption (m^3/year) | 25 | 25 | 0.060857 | 2009, Marbek, N,Gas EE Potential (Industrial) | 6% | 0 | 0 | 2009, Marbek, Natural Gas EE Potential Industrial Sector)
Ind ¦ Heat recovery to preheat make-up water ¦ New | Heat recovery to preheat make-up water | No heat recovery & preheat | Process - Boiler/Steam | Industrial | I_Asphalt | NEW Only | End Use Consumption (m^3/year) | 25 | 25 | 0.060857 | 2009, Marbek, N,Gas EE Potential (Industrial) | 6% | 0 | 0 | 2009, Marbek, Natural Gas EE Potential Industrial Sector)
Ind ¦ Heat recovery to preheat make-up water ¦ New | Heat recovery to preheat make-up water | No heat recovery & preheat | Process - Boiler/Steam | Industrial | I_Chemicals / Pharmaceutical | NEW Only | End Use Consumption (m^3/year) | 25 | 25 | 0.060857 | 2009, Marbek, N,Gas EE Potential (Industrial) | 6% | 0 | 0 | 2009, Marbek, Natural Gas EE Potential Industrial Sector)
Ind ¦ Heat recovery to preheat make-up water ¦ New | Heat recovery to preheat make-up water | No heat recovery & preheat | Process - Boiler/Steam | Industrial | I_Food & Beverage | NEW Only | End Use Consumption (m^3/year) | 25 | 25 | 0.060857 | 2009, Marbek, N,Gas EE Potential (Industrial) | 6% | 0 | 0 | 2009, Marbek, Natural Gas EE Potential Industrial Sector)
Ind ¦ Heat recovery to preheat make-up water ¦ New | Heat recovery to preheat make-up water | No heat recovery & preheat | Process - Boiler/Steam | Industrial | I_Green House / Agriculture | NEW Only | End Use Consumption (m^3/year) | 25 | 25 | 0.060857 | 2009, Marbek, N,Gas EE Potential (Industrial) | 6% | 0 | 0 | 2009, Marbek, Natural Gas EE Potential Industrial Sector)
Ind ¦ Heat recovery to preheat make-up water ¦ New | Heat recovery to preheat make-up water | No heat recovery & preheat | Process - Boiler/Steam | Industrial | I_Other Manufacturing >0.5 million m3/year | NEW Only | End Use Consumption (m^3/year) | 25 | 25 | 0.060857 | 2009, Marbek, N,Gas EE Potential (Industrial) | 6% | 0 | 0 | 2009, Marbek, Natural Gas EE Potential Industrial Sector)
Ind ¦ Heat recovery to preheat make-up water ¦ New | Heat recovery to preheat make-up water | No heat recovery & preheat | Process - Boiler/Steam | Industrial | I_Pulp & Paper | NEW Only | End Use Consumption (m^3/year) | 25 | 25 | 0.060857 | 2009, Marbek, N,Gas EE Potential (Industrial) | 6% | 0 | 0 | 2009, Marbek, Natural Gas EE Potential Industrial Sector)
Ind ¦ High-efficiency burner | High-efficiency burner | Conventional burner | Process - Boiler/Steam | Industrial | I_Asphalt | RET Only | End Use Consumption (m^3/year) | 20 | 20 | 0.060056 | 2009, Marbek, N,Gas EE Potential (Industrial) | 5% | 0 | 0 | 2009, Marbek, Natural Gas EE Potential Industrial Sector)
Ind ¦ High-efficiency burner | High-efficiency burner | Conventional burner | Process - Boiler/Steam | Industrial | I_Chemicals / Pharmaceutical | RET Only | End Use Consumption (m^3/year) | 20 | 20 | 0.060056 | 2009, Marbek, N,Gas EE Potential (Industrial) | 5% | 0 | 0 | 2009, Marbek, Natural Gas EE Potential Industrial Sector)
Ind ¦ High-efficiency burner | High-efficiency burner | Conventional burner | Process - Boiler/Steam | Industrial | I_Food & Beverage | RET Only | End Use Consumption (m^3/year) | 20 | 20 | 0.060056 | 2009, Marbek, N,Gas EE Potential (Industrial) | 5% | 0 | 0 | 2009, Marbek, Natural Gas EE Potential Industrial Sector)
Ind ¦ High-efficiency burner | High-efficiency burner | Conventional burner | Process - Boiler/Steam | Industrial | I_Green House / Agriculture | RET Only | End Use Consumption (m^3/year) | 20 | 20 | 0.060056 | 2009, Marbek, N,Gas EE Potential (Industrial) | 5% | 0 | 0 | 2009, Marbek, Natural Gas EE Potential Industrial Sector)
Ind ¦ High-efficiency burner | High-efficiency burner | Conventional burner | Process - Boiler/Steam | Industrial | I_Other Manufacturing >0.5 million m3/year | RET Only | End Use Consumption (m^3/year) | 20 | 20 | 0.060056 | 2009, Marbek, N,Gas EE Potential (Industrial) | 5% | 0 | 0 | 2009, Marbek, Natural Gas EE Potential Industrial Sector)
Ind ¦ High-efficiency burner | High-efficiency burner | Conventional burner | Process - Boiler/Steam | Industrial | I_Pulp & Paper | RET Only | End Use Consumption (m^3/year) | 20 | 20 | 0.060056 | 2009, Marbek, N,Gas EE Potential (Industrial) | 5% | 0 | 0 | 2009, Marbek, Natural Gas EE Potential Industrial Sector)
Ind ¦ High-efficiency burner | High-efficiency burner | Conventional burner | Process - Boiler/Steam | Industrial | I_Other Manufacturing <0.5 million m3/year | RET Only | End Use Consumption (m^3/year) | 20 | 20 | 0.060056 | 2009, Marbek, N,Gas EE Potential (Industrial) | 5% | 0 | 0 | 2009, Marbek, Natural Gas EE Potential Industrial Sector)
Ind ¦ High-efficiency burner ¦ New | High-efficiency burner | Conventional burner | Process - Boiler/Steam | Industrial | I_Asphalt | NEW Only | End Use Consumption (m^3/year) | 20 | 20 | 0.060056 | 2009, Marbek, N,Gas EE Potential (Industrial) | 5% | 0 | 0 | 2009, Marbek, Natural Gas EE Potential Industrial Sector)
Ind ¦ High-efficiency burner ¦ New | High-efficiency burner | Conventional burner | Process - Boiler/Steam | Industrial | I_Chemicals / Pharmaceutical | NEW Only | End Use Consumption (m^3/year) | 20 | 20 | 0.060056 | 2009, Marbek, N,Gas EE Potential (Industrial) | 5% | 0 | 0 | 2009, Marbek, Natural Gas EE Potential Industrial Sector)
Ind ¦ High-efficiency burner ¦ New | High-efficiency burner | Conventional burner | Process - Boiler/Steam | Industrial | I_Food & Beverage | NEW Only | End Use Consumption (m^3/year) | 20 | 20 | 0.060056 | 2009, Marbek, N,Gas EE Potential (Industrial) | 5% | 0 | 0 | 2009, Marbek, Natural Gas EE Potential Industrial Sector)
Ind ¦ High-efficiency burner ¦ New | High-efficiency burner | Conventional burner | Process - Boiler/Steam | Industrial | I_Green House / Agriculture | NEW Only | End Use Consumption (m^3/year) | 20 | 20 | 0.060056 | 2009, Marbek, N,Gas EE Potential (Industrial) | 5% | 0 | 0 | 2009, Marbek, Natural Gas EE Potential Industrial Sector)
Ind ¦ High-efficiency burner ¦ New | High-efficiency burner | Conventional burner | Process - Boiler/Steam | Industrial | I_Other Manufacturing >0.5 million m3/year | NEW Only | End Use Consumption (m^3/year) | 20 | 20 | 0.060056 | 2009, Marbek, N,Gas EE Potential (Industrial) | 5% | 0 | 0 | 2009, Marbek, Natural Gas EE Potential Industrial Sector)
Ind ¦ High-efficiency burner ¦ New | High-efficiency burner | Conventional burner | Process - Boiler/Steam | Industrial | I_Pulp & Paper | NEW Only | End Use Consumption (m^3/year) | 20 | 20 | 0.060056 | 2009, Marbek, N,Gas EE Potential (Industrial) | 5% | 0 | 0 | 2009, Marbek, Natural Gas EE Potential Industrial Sector)
Ind ¦ High-efficiency burner ¦ New | High-efficiency burner | Conventional burner | Process - Boiler/Steam | Industrial | I_Other Manufacturing <0.5 million m3/year | NEW Only | End Use Consumption (m^3/year) | 20 | 20 | 0.060056 | 2009, Marbek, N,Gas EE Potential (Industrial) | 5% | 0 | 0 | 2009, Marbek, Natural Gas EE Potential Industrial Sector)
Ind ¦ High-efficiency burners | High-efficiency burners | Conventional burners | Process Heat | Industrial | All Industrial | RET Only | End Use Consumption (m^3/year) | 20 | 20 | 0.069398 | 2009, Marbek, N,Gas EE Potential (Industrial) | 20% | 0 | 0 | 2009, Marbek, Natural Gas EE Potential Industrial Sector)
Ind ¦ High-efficiency burners ¦ New | High-efficiency burners | Conventional burners | Process Heat | Industrial | All Industrial | NEW Only | End Use Consumption (m^3/year) | 20 | 20 | 0.069398 | 2009, Marbek, N,Gas EE Potential (Industrial) | 20% | 0 | 0 | 2009, Marbek, Natural Gas EE Potential Industrial Sector)
Ind ¦ High-efficiency furnaces | High-efficiency furnaces | Conventional furnaces | Process Heat | Industrial | I_Other (including mining, construction, etc.) | RET Only | End Use Consumption (m^3/year) | 20 | 20 | 0.16015 | 2009, Marbek, N,Gas EE Potential (Industrial) | 20% | 0 | 0 | 2009, Marbek, Natural Gas EE Potential Industrial Sector)
Ind ¦ High-efficiency furnaces | High-efficiency furnaces | Conventional furnaces | Process Heat | Industrial | I_Other Manufacturing <0.5 million m3/year | RET Only | End Use Consumption (m^3/year) | 20 | 20 | 0.16015 | 2009, Marbek, N,Gas EE Potential (Industrial) | 20% | 0 | 0 | 2009, Marbek, Natural Gas EE Potential Industrial Sector)
Ind ¦ High-efficiency furnaces | High-efficiency furnaces | Conventional furnaces | Process Heat | Industrial | I_Other Manufacturing >0.5 million m3/year | RET Only | End Use Consumption (m^3/year) | 20 | 20 | 0.16015 | 2009, Marbek, N,Gas EE Potential (Industrial) | 20% | 0 | 0 | 2009, Marbek, Natural Gas EE Potential Industrial Sector)
Ind ¦ High-efficiency furnaces | High-efficiency furnaces | Conventional furnaces | Process Heat | Industrial | I_Primary Metals | RET Only | End Use Consumption (m^3/year) | 20 | 20 | 0.16015 | 2009, Marbek, N,Gas EE Potential (Industrial) | 20% | 0 | 0 | 2009, Marbek, Natural Gas EE Potential Industrial Sector)
Ind ¦ High-efficiency furnaces ¦ New | High-efficiency furnaces | Conventional furnaces | Process Heat | Industrial | I_Other (including mining, construction, etc.) | NEW Only | End Use Consumption (m^3/year) | 20 | 20 | 0.16015 | 2009, Marbek, N,Gas EE Potential (Industrial) | 20% | 0 | 0 | 2009, Marbek, Natural Gas EE Potential Industrial Sector)
Ind ¦ High-efficiency furnaces ¦ New | High-efficiency furnaces | Conventional furnaces | Process Heat | Industrial | I_Other Manufacturing <0.5 million m3/year | NEW Only | End Use Consumption (m^3/year) | 20 | 20 | 0.16015 | 2009, Marbek, N,Gas EE Potential (Industrial) | 20% | 0 | 0 | 2009, Marbek, Natural Gas EE Potential Industrial Sector)
Ind ¦ High-efficiency furnaces ¦ New | High-efficiency furnaces | Conventional furnaces | Process Heat | Industrial | I_Other Manufacturing >0.5 million m3/year | NEW Only | End Use Consumption (m^3/year) | 20 | 20 | 0.16015 | 2009, Marbek, N,Gas EE Potential (Industrial) | 20% | 0 | 0 | 2009, Marbek, Natural Gas EE Potential Industrial Sector)
Ind ¦ High-efficiency furnaces ¦ New | High-efficiency furnaces | Conventional furnaces | Process Heat | Industrial | I_Primary Metals | NEW Only | End Use Consumption (m^3/year) | 20 | 20 | 0.16015 | 2009, Marbek, N,Gas EE Potential (Industrial) | 20% | 0 | 0 | 2009, Marbek, Natural Gas EE Potential Industrial Sector)
Ind ¦ High-efficiency ovens & dryers | High-efficiency ovens & dryers | Conventional ovens/dryers | Process Heat | Industrial | I_Other Manufacturing <0.5 million m3/year | RET Only | End Use Consumption (m^3/year) | 20 | 20 | 0.11211 | 2009, Marbek, N,Gas EE Potential (Industrial) | 12% | 0 | 0 | 2009, Marbek, Natural Gas EE Potential Industrial Sector)
Ind ¦ High-efficiency ovens & dryers | High-efficiency ovens & dryers | Conventional ovens/dryers | Process Heat | Industrial | I_Other Manufacturing >0.5 million m3/year | RET Only | End Use Consumption (m^3/year) | 20 | 20 | 0.11211 | 2009, Marbek, N,Gas EE Potential (Industrial) | 12% | 0 | 0 | 2009, Marbek, Natural Gas EE Potential Industrial Sector)
Ind ¦ High-efficiency ovens & dryers | High-efficiency ovens & dryers | Conventional ovens/dryers | Process Heat | Industrial | I_Pulp & Paper | RET Only | End Use Consumption (m^3/year) | 20 | 20 | 0.11211 | 2009, Marbek, N,Gas EE Potential (Industrial) | 12% | 0 | 0 | 2009, Marbek, Natural Gas EE Potential Industrial Sector)
Ind ¦ High-efficiency ovens & dryers | High-efficiency ovens & dryers | Conventional ovens/dryers | Process Heat | Industrial | I_Other (including mining, construction, etc.) | RET Only | End Use Consumption (m^3/year) | 20 | 20 | 0.11211 | 2009, Marbek, N,Gas EE Potential (Industrial) | 12% | 0 | 0 | 2009, Marbek, Natural Gas EE Potential Industrial Sector)
Ind ¦ High-efficiency ovens & dryers ¦ New | High-efficiency ovens & dryers | Conventional ovens/dryers | Process Heat | Industrial | I_Other Manufacturing <0.5 million m3/year | NEW Only | End Use Consumption (m^3/year) | 20 | 20 | 0.11211 | 2009, Marbek, N,Gas EE Potential (Industrial) | 12% | 0 | 0 | 2009, Marbek, Natural Gas EE Potential Industrial Sector)
Ind ¦ High-efficiency ovens & dryers ¦ New | High-efficiency ovens & dryers | Conventional ovens/dryers | Process Heat | Industrial | I_Other Manufacturing >0.5 million m3/year | NEW Only | End Use Consumption (m^3/year) | 20 | 20 | 0.11211 | 2009, Marbek, N,Gas EE Potential (Industrial) | 12% | 0 | 0 | 2009, Marbek, Natural Gas EE Potential Industrial Sector)
Ind ¦ High-efficiency ovens & dryers ¦ New | High-efficiency ovens & dryers | Conventional ovens/dryers | Process Heat | Industrial | I_Pulp & Paper | NEW Only | End Use Consumption (m^3/year) | 20 | 20 | 0.11211 | 2009, Marbek, N,Gas EE Potential (Industrial) | 12% | 0 | 0 | 2009, Marbek, Natural Gas EE Potential Industrial Sector)
Ind ¦ High-efficiency ovens & dryers ¦ New | High-efficiency ovens & dryers | Conventional ovens/dryers | Process Heat | Industrial | I_Other (including mining, construction, etc.) | NEW Only | End Use Consumption (m^3/year) | 20 | 20 | 0.11211 | 2009, Marbek, N,Gas EE Potential (Industrial) | 12% | 0 | 0 | 2009, Marbek, Natural Gas EE Potential Industrial Sector)
Ind ¦ Insulation | Insulation | No Insulation | Process Heat | Industrial | All Industrial | RET Only | End Use Consumption (m^3/year) | 15 | 15 | 0.024023 | 2009, Marbek, N,Gas EE Potential (Industrial) | 5% | 0 | 0 | 2009, Marbek, Natural Gas EE Potential Industrial Sector)
Ind ¦ Insulation | Insulation | No Insulation | Process - Boiler/Steam | Industrial | I_Asphalt | RET Only | End Use Consumption (m^3/year) | 15 | 15 | 0.024023 | 2009, Marbek, N,Gas EE Potential (Industrial) | 5% | 0 | 0 | 2009, Marbek, Natural Gas EE Potential Industrial Sector)
Ind ¦ Insulation | Insulation | No Insulation | Process - Boiler/Steam | Industrial | I_Chemicals / Pharmaceutical | RET Only | End Use Consumption (m^3/year) | 15 | 15 | 0.024023 | 2009, Marbek, N,Gas EE Potential (Industrial) | 5% | 0 | 0 | 2009, Marbek, Natural Gas EE Potential Industrial Sector)
Ind ¦ Insulation | Insulation | No Insulation | Process - Boiler/Steam | Industrial | I_Food & Beverage | RET Only | End Use Consumption (m^3/year) | 15 | 15 | 0.024023 | 2009, Marbek, N,Gas EE Potential (Industrial) | 5% | 0 | 0 | 2009, Marbek, Natural Gas EE Potential Industrial Sector)
Ind ¦ Insulation | Insulation | No Insulation | Process - Boiler/Steam | Industrial | I_Green House / Agriculture | RET Only | End Use Consumption (m^3/year) | 15 | 15 | 0.024023 | 2009, Marbek, N,Gas EE Potential (Industrial) | 5% | 0 | 0 | 2009, Marbek, Natural Gas EE Potential Industrial Sector)
Ind ¦ Insulation | Insulation | No Insulation | Process - Boiler/Steam | Industrial | I_Other Manufacturing >0.5 million m3/year | RET Only | End Use Consumption (m^3/year) | 15 | 15 | 0.024023 | 2009, Marbek, N,Gas EE Potential (Industrial) | 5% | 0 | 0 | 2009, Marbek, Natural Gas EE Potential Industrial Sector)
Ind ¦ Insulation | Insulation | No Insulation | Process - Boiler/Steam | Industrial | I_Pulp & Paper | RET Only | End Use Consumption (m^3/year) | 15 | 15 | 0.024023 | 2009, Marbek, N,Gas EE Potential (Industrial) | 5% | 0 | 0 | 2009, Marbek, Natural Gas EE Potential Industrial Sector)
Ind ¦ Insulation | Insulation | No Insulation | Process - Boiler/Steam | Industrial | I_Other Manufacturing <0.5 million m3/year | RET Only | End Use Consumption (m^3/year) | 15 | 15 | 0.024023 | 2009, Marbek, N,Gas EE Potential (Industrial) | 5% | 0 | 0 | 2009, Marbek, Natural Gas EE Potential Industrial Sector)
Ind ¦ Insulation ¦ New | Insulation | No Insulation | Process Heat | Industrial | All Industrial | NEW Only | End Use Consumption (m^3/year) | 15 | 15 | 0.024023 | 2009, Marbek, N,Gas EE Potential (Industrial) | 5% | 0 | 0 | 2009, Marbek, Natural Gas EE Potential Industrial Sector)
Ind ¦ Insulation ¦ New | Insulation | No Insulation | Process - Boiler/Steam | Industrial | I_Asphalt | NEW Only | End Use Consumption (m^3/year) | 15 | 15 | 0.024023 | 2009, Marbek, N,Gas EE Potential (Industrial) | 5% | 0 | 0 | 2009, Marbek, Natural Gas EE Potential Industrial Sector)
Ind ¦ Insulation ¦ New | Insulation | No Insulation | Process - Boiler/Steam | Industrial | I_Chemicals / Pharmaceutical | NEW Only | End Use Consumption (m^3/year) | 15 | 15 | 0.024023 | 2009, Marbek, N,Gas EE Potential (Industrial) | 5% | 0 | 0 | 2009, Marbek, Natural Gas EE Potential Industrial Sector)
Ind ¦ Insulation ¦ New | Insulation | No Insulation | Process - Boiler/Steam | Industrial | I_Food & Beverage | NEW Only | End Use Consumption (m^3/year) | 15 | 15 | 0.024023 | 2009, Marbek, N,Gas EE Potential (Industrial) | 5% | 0 | 0 | 2009, Marbek, Natural Gas EE Potential Industrial Sector)
Ind ¦ Insulation ¦ New | Insulation | No Insulation | Process - Boiler/Steam | Industrial | I_Green House / Agriculture | NEW Only | End Use Consumption (m^3/year) | 15 | 15 | 0.024023 | 2009, Marbek, N,Gas EE Potential (Industrial) | 5% | 0 | 0 | 2009, Marbek, Natural Gas EE Potential Industrial Sector)
Ind ¦ Insulation ¦ New | Insulation | No Insulation | Process - Boiler/Steam | Industrial | I_Other Manufacturing >0.5 million m3/year | NEW Only | End Use Consumption (m^3/year) | 15 | 15 | 0.024023 | 2009, Marbek, N,Gas EE Potential (Industrial) | 5% | 0 | 0 | 2009, Marbek, Natural Gas EE Potential Industrial Sector)
Ind ¦ Insulation ¦ New | Insulation | No Insulation | Process - Boiler/Steam | Industrial | I_Pulp & Paper | NEW Only | End Use Consumption (m^3/year) | 15 | 15 | 0.024023 | 2009, Marbek, N,Gas EE Potential (Industrial) | 5% | 0 | 0 | 2009, Marbek, Natural Gas EE Potential Industrial Sector)
Ind ¦ Insulation ¦ New | Insulation | No Insulation | Process - Boiler/Steam | Industrial | I_Other Manufacturing <0.5 million m3/year | NEW Only | End Use Consumption (m^3/year) | 15 | 15 | 0.024023 | 2009, Marbek, N,Gas EE Potential (Industrial) | 5% | 0 | 0 | 2009, Marbek, Natural Gas EE Potential Industrial Sector)
Ind ¦ Optimize Combustion | Tune burners + Level II control for reheat furnace | High excess O2, Level I control for reheat furnace | Process Heat | Industrial | I_Primary Metals | RET Only | End Use Consumption (m^3/year) | 7 | 7 | 0.0224 | Customer Projects + Estimate | 5% | 0 | 0 | Customer Project + Assessment Studies
Ind ¦ Optimize Combustion | Tune burners + Level II control for reheat furnace | High excess O2, Level I control for reheat furnace | Process Heat | Industrial | I_Other Manufacturing >0.5 million m3/year | RET Only | End Use Consumption (m^3/year) | 7 | 7 | 0.0224 | Customer Projects + Estimate | 5% | 0 | 0 | Customer Project + Assessment Studies
Ind ¦ Optimize Combustion ¦ New | Tune burners + Level II control for reheat furnace | High excess O2, Level I control for reheat furnace | Process Heat | Industrial | I_Primary Metals | NEW Only | End Use Consumption (m^3/year) | 7 | 7 | 0.0224 | Customer Projects + Estimate | 5% | 0 | 0 | Customer Project + Assessment Studies
Ind ¦ Optimize Combustion ¦ New | Tune burners + Level II control for reheat furnace | High excess O2, Level I control for reheat furnace | Process Heat | Industrial | I_Other Manufacturing >0.5 million m3/year | NEW Only | End Use Consumption (m^3/year) | 7 | 7 | 0.0224 | Customer Projects + Estimate | 5% | 0 | 0 | Customer Project + Assessment Studies
Ind ¦ Preheat Charge | Preheat Charge in Melting and Reheat Furnaces | Cold charging of metal | Process Heat | Industrial | I_Primary Metals | RET Only | End Use Consumption (m^3/year) | 20 | 20 | 0.109 | Customer Project + Energy Solution Center's Preheat Charge Calculator | 9% | 0 | 0 | Customer Project + Energy Solution Center's Preheat Charge Calculator
Ind ¦ Preheat Charge ¦ New | Preheat Charge in Melting and Reheat Furnaces | Cold charging of metal | Process Heat | Industrial | I_Primary Metals | NEW Only | End Use Consumption (m^3/year) | 20 | 20 | 0.109 | Customer Project + Energy Solution Center's Preheat Charge Calculator | 9% | 0 | 0 | Customer Project + Energy Solution Center's Preheat Charge Calculator
Ind ¦ Radiant heaters | Radiant heaters | Conventional heating | Space Heating/Ventilation | Industrial | All Industrial | RET Only | End Use Consumption (m^3/year) | 20 | 20 | 0.67263 | 2009, Marbek, N,Gas EE Potential (Industrial) | 30% | 0 | 0 | 2009, Marbek, Natural Gas EE Potential Industrial Sector)
Ind ¦ Radiant heaters ¦ New | Radiant heaters | Conventional heating | Space Heating/Ventilation | Industrial | All Industrial | NEW Only | End Use Consumption (m^3/year) | 20 | 20 | 0.67263 | 2009, Marbek, N,Gas EE Potential (Industrial) | 30% | 0 | 0 | 2009, Marbek, Natural Gas EE Potential Industrial Sector)
Ind ¦ Reduce Furnace Opening | Reduce opening size + opening duration | Bigger opening + longer duration when door is open | Process Heat | Industrial | I_Primary Metals | RET Only | End Use Consumption (m^3/year) | 18 | 18 | 0.006 | Customer Projects + Estimate | 1.5% | 0 | 0 | Customer Project + Assessment Studies
Ind ¦ Reduce Furnace Opening ¦ New | Reduce opening size + opening duration | Bigger opening + longer duration when door is open | Process Heat | Industrial | I_Primary Metals | NEW Only | End Use Consumption (m^3/year) | 18 | 18 | 0.006 | Customer Projects + Estimate | 1.5% | 0 | 0 | Customer Project + Assessment Studies
Ind ¦ Reduce Steam Pressure | Reduce boiler steam pressure | Higher steam pressure | Process - Boiler/Steam | Industrial | I_Chemicals / Pharmaceutical | RET Only | End Use Consumption (m^3/year) | 20 | 20 | 0.0031 | Estimate | 3% | 0 | 0 | US DOE Technical Paper: Steam Pressure Reduction
Ind ¦ Reduce Steam Pressure | Reduce boiler steam pressure | Higher steam pressure | Process - Boiler/Steam | Industrial | I_Food & Beverage | RET Only | End Use Consumption (m^3/year) | 20 | 20 | 0.0031 | Estimate | 3% | 0 | 0 | US DOE Technical Paper: Steam Pressure Reduction
Ind ¦ Reduce Steam Pressure | Reduce boiler steam pressure | Higher steam pressure | Process - Boiler/Steam | Industrial | I_Other Manufacturing >0.5 million m3/year | RET Only | End Use Consumption (m^3/year) | 20 | 20 | 0.0031 | Estimate | 3% | 0 | 0 | US DOE Technical Paper: Steam Pressure Reduction
Ind ¦ Reduce Steam Pressure | Reduce boiler steam pressure | Higher steam pressure | Process - Boiler/Steam | Industrial | I_Petroleum Refining | RET Only | End Use Consumption (m^3/year) | 20 | 20 | 0.0031 | Estimate | 3% | 0 | 0 | US DOE Technical Paper: Steam Pressure Reduction
Ind ¦ Reduce Steam Pressure | Reduce boiler steam pressure | Higher steam pressure | Process - Boiler/Steam | Industrial | I_Pulp & Paper | RET Only | End Use Consumption (m^3/year) | 20 | 20 | 0.0031 | Estimate | 3% | 0 | 0 | US DOE Technical Paper: Steam Pressure Reduction
Ind ¦ Reduce Steam Pressure ¦ New | Reduce boiler steam pressure | Higher steam pressure | Process - Boiler/Steam | Industrial | I_Chemicals / Pharmaceutical | NEW Only | End Use Consumption (m^3/year) | 20 | 20 | 0.0031 | Estimate | 3% | 0 | 0 | US DOE Technical Paper: Steam Pressure Reduction
Ind ¦ Reduce Steam Pressure ¦ New | Reduce boiler steam pressure | Higher steam pressure | Process - Boiler/Steam | Industrial | I_Food & Beverage | NEW Only | End Use Consumption (m^3/year) | 20 | 20 | 0.0031 | Estimate | 3% | 0 | 0 | US DOE Technical Paper: Steam Pressure Reduction
Ind ¦ Reduce Steam Pressure ¦ New | Reduce boiler steam pressure | Higher steam pressure | Process - Boiler/Steam | Industrial | I_Other Manufacturing >0.5 million m3/year | NEW Only | End Use Consumption (m^3/year) | 20 | 20 | 0.0031 | Estimate | 3% | 0 | 0 | US DOE Technical Paper: Steam Pressure Reduction
Ind ¦ Reduce Steam Pressure ¦ New | Reduce boiler steam pressure | Higher steam pressure | Process - Boiler/Steam | Industrial | I_Petroleum Refining | NEW Only | End Use Consumption (m^3/year) | 20 | 20 | 0.0031 | Estimate | 3% | 0 | 0 | US DOE Technical Paper: Steam Pressure Reduction
Ind ¦ Reduce Steam Pressure ¦ New | Reduce boiler steam pressure | Higher steam pressure | Process - Boiler/Steam | Industrial | I_Pulp & Paper | NEW Only | End Use Consumption (m^3/year) | 20 | 20 | 0.0031 | Estimate | 3% | 0 | 0 | US DOE Technical Paper: Steam Pressure Reduction
Ind ¦ Regenerative Thermal Oxidizers | Regenerative Thermal Oxidizers (RTO) | No RTO | Process Heat | Industrial | I_Other Manufacturing >0.5 million m3/year | RET Only | End Use Consumption (m^3/year) | 20 | 20 | 0.089702 | Customer Projects | 28.47% | 0 | 0 | Customer Project
Ind ¦ Regenerative Thermal Oxidizers ¦ New | Regenerative Thermal Oxidizers (RTO) | No RTO | Process Heat | Industrial | I_Other Manufacturing >0.5 million m3/year | NEW Only | End Use Consumption (m^3/year) | 20 | 20 | 0.089702 | Customer Projects | 28.47% | 0 | 0 | Customer Project
Ind ¦ Steam trap survey and repair | Steam trap survey and repair | Steam traps not repaired | Process - Boiler/Steam | Industrial | I_Asphalt | RET Only | End Use Consumption (m^3/year) | 3 | 3 | 0.030962 | 2009, Marbek, N,Gas EE Potential (Industrial) | 4% | 0 | 0 | 2009, Marbek, Natural Gas EE Potential Industrial Sector)
Ind ¦ Steam trap survey and repair | Steam trap survey and repair | Steam traps not repaired | Process - Boiler/Steam | Industrial | I_Chemicals / Pharmaceutical | RET Only | End Use Consumption (m^3/year) | 3 | 3 | 0.030962 | 2009, Marbek, N,Gas EE Potential (Industrial) | 4% | 0 | 0 | 2009, Marbek, Natural Gas EE Potential Industrial Sector)
Ind ¦ Steam trap survey and repair | Steam trap survey and repair | Steam traps not repaired | Process - Boiler/Steam | Industrial | I_Food & Beverage | RET Only | End Use Consumption (m^3/year) | 3 | 3 | 0.030962 | 2009, Marbek, N,Gas EE Potential (Industrial) | 4% | 0 | 0 | 2009, Marbek, Natural Gas EE Potential Industrial Sector)
Ind ¦ Steam trap survey and repair | Steam trap survey and repair | Steam traps not repaired | Process - Boiler/Steam | Industrial | I_Green House / Agriculture | RET Only | End Use Consumption (m^3/year) | 3 | 3 | 0.030962 | 2009, Marbek, N,Gas EE Potential (Industrial) | 4% | 0 | 0 | 2009, Marbek, Natural Gas EE Potential Industrial Sector)
Ind ¦ Steam trap survey and repair | Steam trap survey and repair | Steam traps not repaired | Process - Boiler/Steam | Industrial | I_Other Manufacturing >0.5 million m3/year | RET Only | End Use Consumption (m^3/year) | 3 | 3 | 0.030962 | 2009, Marbek, N,Gas EE Potential (Industrial) | 4% | 0 | 0 | 2009, Marbek, Natural Gas EE Potential Industrial Sector)
Ind ¦ Steam trap survey and repair | Steam trap survey and repair | Steam traps not repaired | Process - Boiler/Steam | Industrial | I_Pulp & Paper | RET Only | End Use Consumption (m^3/year) | 3 | 3 | 0.030962 | 2009, Marbek, N,Gas EE Potential (Industrial) | 4% | 0 | 0 | 2009, Marbek, Natural Gas EE Potential Industrial Sector)
Ind ¦ Steam trap survey and repair ¦ New | Steam trap survey and repair | Steam traps not repaired | Process - Boiler/Steam | Industrial | I_Asphalt | NEW Only | End Use Consumption (m^3/year) | 3 | 3 | 0.030962 | 2009, Marbek, N,Gas EE Potential (Industrial) | 4% | 0 | 0 | 2009, Marbek, Natural Gas EE Potential Industrial Sector)
Ind ¦ Steam trap survey and repair ¦ New | Steam trap survey and repair | Steam traps not repaired | Process - Boiler/Steam | Industrial | I_Chemicals / Pharmaceutical | NEW Only | End Use Consumption (m^3/year) | 3 | 3 | 0.030962 | 2009, Marbek, N,Gas EE Potential (Industrial) | 4% | 0 | 0 | 2009, Marbek, Natural Gas EE Potential Industrial Sector)
Ind ¦ Steam trap survey and repair ¦ New | Steam trap survey and repair | Steam traps not repaired | Process - Boiler/Steam | Industrial | I_Food & Beverage | NEW Only | End Use Consumption (m^3/year) | 3 | 3 | 0.030962 | 2009, Marbek, N,Gas EE Potential (Industrial) | 4% | 0 | 0 | 2009, Marbek, Natural Gas EE Potential Industrial Sector)
Ind ¦ Steam trap survey and repair ¦ New | Steam trap survey and repair | Steam traps not repaired | Process - Boiler/Steam | Industrial | I_Green House / Agriculture | NEW Only | End Use Consumption (m^3/year) | 3 | 3 | 0.030962 | 2009, Marbek, N,Gas EE Potential (Industrial) | 4% | 0 | 0 | 2009, Marbek, Natural Gas EE Potential Industrial Sector)
Ind ¦ Steam trap survey and repair ¦ New | Steam trap survey and repair | Steam traps not repaired | Process - Boiler/Steam | Industrial | I_Other Manufacturing >0.5 million m3/year | NEW Only | End Use Consumption (m^3/year) | 3 | 3 | 0.030962 | 2009, Marbek, N,Gas EE Potential (Industrial) | 4% | 0 | 0 | 2009, Marbek, Natural Gas EE Potential Industrial Sector)
Ind ¦ Steam trap survey and repair ¦ New | Steam trap survey and repair | Steam traps not repaired | Process - Boiler/Steam | Industrial | I_Pulp & Paper | NEW Only | End Use Consumption (m^3/year) | 3 | 3 | 0.030962 | 2009, Marbek, N,Gas EE Potential (Industrial) | 4% | 0 | 0 | 2009, Marbek, Natural Gas EE Potential Industrial Sector)
Ind ¦ Ventilation heat recovery | Ventilation heat recovery | No heat recovery | Space Heating/Ventilation | Industrial | All Industrial | RET Only | End Use Consumption (m^3/year) | 20 | 20 | 0.11211 | 2009, Marbek, N,Gas EE Potential (Industrial) | 15% | 0 | 0 | 2009, Marbek, Natural Gas EE Potential Industrial Sector)
Ind ¦ Ventilation heat recovery ¦ New | Ventilation heat recovery | No heat recovery | Space Heating/Ventilation | Industrial | All Industrial | NEW Only | End Use Consumption (m^3/year) | 20 | 20 | 0.11211 | 2009, Marbek, N,Gas EE Potential (Industrial) | 15% | 0 | 0 | 2009, Marbek, Natural Gas EE Potential Industrial Sector)
Ind ¦ Ventilation optimization | Ventilation optimization | Conventional ventilation | Space Heating/Ventilation | Industrial | All Industrial | RET Only | End Use Consumption (m^3/year) | 15 | 15 | 0.24023 | 2009, Marbek, N,Gas EE Potential (Industrial) | 20% | 0 | 0 | 2009, Marbek, Natural Gas EE Potential Industrial Sector)
Ind ¦ Ventilation optimization ¦ New | Ventilation optimization | Conventional ventilation | Space Heating/Ventilation | Industrial | All Industrial | NEW Only | End Use Consumption (m^3/year) | 15 | 15 | 0.24023 | 2009, Marbek, N,Gas EE Potential (Industrial) | 20% | 0 | 0 | 2009, Marbek, Natural Gas EE Potential Industrial Sector)
Ind ¦ Warehouse loading dock seals | Warehouse loading dock seals | No dock seals | Space Heating/Ventilation | Industrial | All Industrial | RET Only | End Use Consumption (m^3/year) | 10 | 10 | 0.15081 | 2009, Marbek, N,Gas EE Potential (Industrial) | 5% | 0 | 0 | 2009, Marbek, Natural Gas EE Potential Industrial Sector)
Ind ¦ Warehouse loading dock seals ¦ New | Warehouse loading dock seals | No dock seals | Space Heating/Ventilation | Industrial | All Industrial | NEW Only | End Use Consumption (m^3/year) | 10 | 10 | 0.15081 | 2009, Marbek, N,Gas EE Potential (Industrial) | 5% | 0 | 0 | 2009, Marbek, Natural Gas EE Potential Industrial Sector)
LI ¦ 90 AFUE Furnace Early Replcmnt. BA 60% AFUE | 90% AFUE Furnace | 65% AFUE Furnace | Space Heating/Ventilation | Low Income | All Low Income | RET Only | Furnace | 3 | 3 | 518 | OEB Approved Measures Inputs | 623.5 | 0 | 0 | OEB Approved Measures Inputs
LI ¦ Above Grade Wall Insulation | Above Grade Wall Insulation | No Wall Insulation | Space Heating/Ventilation | Low Income | R_Low IncomeTownhomes & Semi-detached | RET Only | Residential Households | 25 | 25 | 1200 | Marbek Natural Gas Energy Efficiency Potential | 196.5112 | 126 | 0 | Marbek Res Potential Study, CBEEDAC /NRCan, THESL
LI ¦ Above Grade Wall Insulation | Above Grade Wall Insulation | No Wall Insulation | Space Heating/Ventilation | Low Income | R_Low Income Detached | RET Only | Residential Households | 25 | 25 | 1600 | Marbek Natural Gas Energy Efficiency Potential | 261.8265 | 126 | 0 | Marbek Res Potential Study, CBEEDAC /NRCan, THESL
LI ¦ Air Sealing ¦ Retro | 1 can Spray Foam, 1 tube Caulk tube, 30 ft Foam Tape, and 4 Energy Saver Gasket with 2 child safety inserts | No Draft Proofing Kit | Space Heating/Ventilation | Low Income | R_Low Income Detached | RET Only | Residential Households | 1 | 1 | 20 | OEB Approved Measures Inputs | 236 | 27 | 0 | OEB Approved Measures Inputs
LI ¦ Air Sealing ¦ Retro | 1 can Spray Foam, 1 tube Caulk tube, 30 ft Foam Tape, and 4 Energy Saver Gasket with 2 child safety inserts | No Draft Proofing Kit | Space Heating/Ventilation | Low Income | R_Low IncomeTownhomes & Semi-detached | RET Only | Residential Households | 1 | 1 | 20 | OEB Approved Measures Inputs | 236 | 27 | 0 | OEB Approved Measures Inputs
LI ¦ Attic Insulation | Upgrade to R-40 | R-10 Attic Insulation | Space Heating/Ventilation | Low Income | R_Low Income Detached | RET Only | Residential Households | 25 | 25 | 580 | OEB Approved Measures Inputs | 205 | 105 | 0 | OEB Approved Measures Inputs
LI ¦ Attic Insulation | Upgrade to R-40 | R-10 Attic Insulation | Space Heating/Ventilation | Low Income | R_Low IncomeTownhomes & Semi-detached | RET Only | Residential Households | 25 | 25 | 580 | OEB Approved Measures Inputs | 205 | 105 | 0 | OEB Approved Measures Inputs
LI ¦ Basement Insulation | Upgrade to R-12 | R-1 Basement Wall Insulation | Space Heating/Ventilation | Low Income | R_Low IncomeTownhomes & Semi-detached | RET Only | Residential Households | 25 | 25 | 1654 | OEB Approved Measures Inputs | 514 | 145 | 0 | OEB Approved Measures Inputs
LI ¦ Basement Insulation | Upgrade to R-12 | R-1 Basement Wall Insulation | Space Heating/Ventilation | Low Income | R_Low Income Detached | RET Only | Residential Households | 25 | 25 | 1654 | OEB Approved Measures Inputs | 541 | 145 | 0 | OEB Approved Measures Inputs
LI ¦ Behavioural Mailed Reports | Behavioural -- Cognition Program | Average % reduction in gas consumption per household in treatment group. | Cross Cutting/Behavioural | Low Income | All Low Income | ROB and NEW | Residential Households | 3 | 3 | 7.75 | Scott Hicks Enbridge Marketing lead advised program has fixed costs of $115k spread over 150k customers (add 25k per year for 6 years) = 0.75 per customer for fixed costs. Scott further advised that cost for 3 reports is $7.00. Therefore the total cost is $7.75 per customer | 18.31 | 0 | 0 | Discussed with Scott Hicks Enbridge Marketing lead. We agreed to assume a 3 year measure life with 1st year projected savings for the program of 1.5% of the average annual household consumption per year or 2,460 m3/yr. Therefore the first year savings are 2,460*.015 = 37 m3/yr. We further agreed to assume based on Opower presentation that these saving decline by 25% per year, resulting in 2nd year savings of 28 m3/yr and 3rd year savings of 21 m3/yr. We are using the 3 year average savings of 30 m3/yr in the templates.
LI ¦ Combination Space Water Heating | Combination Space Water Heating System | Base Water Heating EF 0.67 | Water Heating | Low Income | All Low Income | ROB and NEW | Residence | 18 | 20 | 680 | LEEP Ottawa 2014 Information Package | 126.9 | 1068 | 0 | LEEP Ottawa 2014 Information Package
LI ¦ Drain Water Heat Recovery ¦ New | Drain Water Heat Recovery | No DW Heat Recovery | Water Heating | Low Income | R_Low IncomeTownhomes & Semi-detached | NEW Only | DHW tank | 20 | 20 | 700 | Marbek Natural Gas Energy Efficiency Potential | 82.8788 | 0 | 0 | Marbek NGas EE Potential 2008
LI ¦ Drain Water Heat Recovery ¦ New | Drain Water Heat Recovery | No DW Heat Recovery | Water Heating | Low Income | R_Low Income Detached | NEW Only | DHW tank | 20 | 20 | 700 | Marbek Natural Gas Energy Efficiency Potential | 110.4255 | 0 | 0 | Marbek NGas EE Potential 2008
LI ¦ Drain Water Heat Recovery ¦ Retro | Drain Water Heat Recovery | No DW Heat Recovery | Water Heating | Low Income | R_Low IncomeTownhomes & Semi-detached | RET Only | DHW tank | 20 | 20 | 900 | Marbek Natural Gas Energy Efficiency Potential | 82.8788 | 0 | 0 | Marbek NGas EE Potential 2008
LI ¦ Drain Water Heat Recovery ¦ Retro | Drain Water Heat Recovery | No DW Heat Recovery | Water Heating | Low Income | R_Low Income Detached | RET Only | DHW tank | 20 | 20 | 900 | Marbek Natural Gas Energy Efficiency Potential | 110.4255 | 0 | 0 | Marbek NGas EE Potential 2008
LI ¦ Energy Star Home ¦ New | Energy Star Home | Home built to OBC 2006 | Space Heating/Ventilation | Low Income | R_Low IncomeTownhomes & Semi-detached | NEW Only | Residential Households | 25 | 25 | 3200 | OEB Approved Measures Inputs | 1018 | 1450 | 0 | OEB Approved Measures Inputs
LI ¦ Energy Star Home ¦ New | Energy Star Home | Home built to OBC 2006 | Space Heating/Ventilation | Low Income | R_Low Income Detached | NEW Only | Residential Households | 25 | 25 | 3200 | OEB Approved Measures Inputs | 1018 | 1450 | 0 | OEB Approved Measures Inputs
LI ¦ HE Condensing Furnace | High Efficiency Condensing Furnace | AFUE 90 Furnace | Space Heating/Ventilation | Low Income | R_Low Income Detached | ROB Only | Furnace | 18 | 18 | 1767 | OEB Approved Measures Inputs | 129 | 0 | 0 | OEB Approved Measures Inputs
LI ¦ HE Condensing Furnace | High Efficiency Condensing Furnace | AFUE 90 Furnace | Space Heating/Ventilation | Low Income | R_Low IncomeTownhomes & Semi-detached | ROB Only | Furnace | 18 | 18 | 1767 | OEB Approved Measures Inputs | 129 | 0 | 0 | OEB Approved Measures Inputs
LI ¦ HE Storage Water Heating | High Efficiency Storage Water Heating | Base Water Heating EF 0.67 | Water Heating | Low Income | All Low Income | ROB and NEW | Water heater | 18 | 16 | 540 | Internal Sub-doc | 68.3 | 0 | 0 | Internal sub-doc
LI ¦ HVAC Zone Control | Residential HVAC Zone Control | Non-zoned (single stage, single zone) | Space Heating/Ventilation | Low Income | All Low Income | RET Only | Residence | 20 | 20 | 1000 | ASE anectdotal | 149 | 168 | 0 | 2011 study by McMaster U and CanmetENERGY
LI ¦ Low Flow Showerhead ¦ New | 1.25 GPM (per household) | 2.5 gpm showerhead | Water Heating | Low Income | All Low Income | NEW Only | Showers | 10 | 10 | 16.76 | OEB Approved Measures Inputs | 53 | 0 | 17187 | OEB Approved Measures Inputs
LI ¦ Low Flow Showerhead ¦ Retro | 1.25 GPM (per household) | Average existing stock 2.5 GPM) | Water Heating | Low Income | All Low Income | RET Only | Showers | 10 | 10 | 16.76 | OEB Approved Measures Inputs | 50 | 0 | 16631 | OEB Approved Measures Inputs
LI ¦ Programmable Thermostat - NEW | Programmable Thermostat (Adaptive & WiFi) - NEW | Non-programmable Thermostat | Space Heating/Ventilation | Low Income | All Low Income | NEW Only | Thermostat | 15 | 15 | 200 | Sept 2012, Cadmus Group evaluation report | 118 | 341 | 0 | Internal sub-doc for wifi adaptive thermostats
LI ¦ Programmable Thermostat - RET | Programmable Thermostat (Adaptive & WiFi) - RET | Non-programmable Thermostat | Space Heating/Ventilation | Low Income | All Low Income | RET Only | Thermostat | 15 | 15 | 300 | Sept 2012, Cadmus Group evaluation report | 182 | 309 | 0 | Internal sub-doc for wifi adaptive thermostats
LI ¦ Tankless Water Heater | Tankless water heater 82% efficient | Base Water Heating EF 0.67 | Water Heating | Low Income | All Low Income | ROB and NEW | DHW tank | 18 | 18 | 750 | OEB Approved Measures Inputs | 142 | 0 | 0 | OEB Approved Measures Inputs
LI ¦ Triple Glazed Low-E Argon Windows ¦ New | High Perf (TG, low-e, argon) Windows | Double Glazed (low-e, argon) Windows | Space Heating/Ventilation | Low Income | R_Low Income Detached | NEW Only | Residential Households | 30 | 30 | 498.3 | LEEP Ottawa 2014 Information Package | 311.32 | -255.3 | 0 | LEEP Ottawa 2014 Info Pkg
LI ¦ Triple Glazed Low-E Argon Windows ¦ New | High Perf (TG, low-e, argon) Windows | Double Glazed (low-e, argon) Windows | Space Heating/Ventilation | Low Income | R_Low IncomeTownhomes & Semi-detached | NEW Only | Residential Households | 30 | 30 | 755 | LEEP Ottawa 2014 Information Package, Marbek 2008 Report | 214.81 | -255.3 | 0 | LEEP Ottawa 2014 Information Package, 2013 Res Market Survey
LI ¦ Triple Glazed Low-E Argon Windows ¦ ROB | High Perf (TG, low-e, argon) Windows | Double Glazed (low-e, argon) Windows | Space Heating/Ventilation | Low Income | R_Low Income Detached | ROB Only | Residential Households | 30 | 30 | 996 | LEEP Ottawa 2014 Information Package, Marbek 2008 Potential Report | 214.81 | -255.3 | 0 | LEEP Ottawa 2014 Info Pkg
LI ¦ Triple Glazed Low-E Argon Windows ¦ ROB | High Perf (TG, low-e, argon) Windows | Double Glazed (low-e, argon) Windows | Space Heating/Ventilation | Low Income | R_Low IncomeTownhomes & Semi-detached | ROB Only | Residential Households | 30 | 30 | 1510 | LEEP Ottawa 2014 Information Package, Marbek 2008 Report | 214.81 | -255.3 | 0 | LEEP Ottawa 2014 Information Package, 2013 Res Market Survey
Res ¦ 90 AFUE Furnace Early Replcmnt. BA 60% AFUE | 90% AFUE Furnace | 65% AFUE Furnace | Space Heating/Ventilation | Residential | All Residential | RET Only | Furnace | 3 | 3 | 518 | OEB Approved Measures Inputs | 623.5 | 0 | 0 | OEB Approved Measures Inputs
Res ¦ Above Grade Wall Insulation | Above Grade Wall Insulation | No Wall Insulation | Space Heating/Ventilation | Residential | R_Townhomes & Semi-detached | RET Only | Residential Households | 25 | 25 | 1200 | Marbek Natural Gas Energy Efficiency Potential | 196.5112 | 126 | 0 | Marbek Res Potential Study, CBEEDAC /NRCan, THESL
Res ¦ Above Grade Wall Insulation | Above Grade Wall Insulation | No Wall Insulation | Space Heating/Ventilation | Residential | R_Detached | RET Only | Residential Households | 25 | 25 | 1600 | Marbek Natural Gas Energy Efficiency Potential | 261.8265 | 126 | 0 | Marbek Res Potential Study, CBEEDAC /NRCan, THESL
Res ¦ Air Sealing ¦ Retro | 1 can Spray Foam, 1 tube Caulk tube, 30 ft Foam Tape, and 4 Energy Saver Gasket with 2 child safety inserts | No Draft Proofing Kit | Space Heating/Ventilation | Residential | R_Detached | RET Only | Residential Households | 1 | 1 | 20 | OEB Approved Measures Inputs | 236 | 27 | 0 | OEB Approved Measures Inputs
Res ¦ Air Sealing ¦ Retro | 1 can Spray Foam, 1 tube Caulk tube, 30 ft Foam Tape, and 4 Energy Saver Gasket with 2 child safety inserts | No Draft Proofing Kit | Space Heating/Ventilation | Residential | R_Townhomes & Semi-detached | RET Only | Residential Households | 1 | 1 | 20 | OEB Approved Measures Inputs | 236 | 27 | 0 | OEB Approved Measures Inputs
Res ¦ Attic Insulation | Upgrade to R-40 | R-10 Attic Insulation | Space Heating/Ventilation | Residential | R_Townhomes & Semi-detached | RET Only | Residential Households | 25 | 25 | 580 | OEB Approved Measures Inputs | 205 | 105 | 0 | OEB Approved Measures Inputs
Res ¦ Attic Insulation | Upgrade to R-40 | R-10 Attic Insulation | Space Heating/Ventilation | Residential | R_Detached | RET Only | Residential Households | 25 | 25 | 580 | OEB Approved Measures Inputs | 205 | 105 | 0 | OEB Approved Measures Inputs
Res ¦ Basement Insulation | Upgrade to R-12 | R-1 Basement Wall Insulation | Space Heating/Ventilation | Residential | R_Townhomes & Semi-detached | RET Only | Residential Households | 25 | 25 | 1654 | OEB Approved Measures Inputs | 514 | 145 | 0 | OEB Approved Measures Inputs
Res ¦ Basement Insulation | Upgrade to R-12 | R-1 Basement Wall Insulation | Space Heating/Ventilation | Residential | R_Detached | RET Only | Residential Households | 25 | 25 | 1654 | OEB Approved Measures Inputs | 541 | 145 | 0 | OEB Approved Measures Inputs
Res ¦ Behavioural Mailed Reports | Behavioural -- Cognition Program | Average % reduction in gas consumption per household in treatment group. | Cross Cutting/Behavioural | Residential | All Residential | ROB and NEW | Residential Households | 3 | 3 | 7.75 | Scott Hicks Enbridge Marketing lead advised program has fixed costs of $115k spread over 150k customers (add 25k per year for 6 years) = 0.75 per customer for fixed costs. Scott further advised that cost for 3 reports is $7.00. Therefore the total cost is $7.75 per customer | 18.31 | 0 | 0 | Discussed with Scott Hicks Enbridge Marketing lead. We agreed to assume a 3 year measure life with 1st year projected savings for the program of 1.5% of the average annual household consumption per year or 2,460 m3/yr. Therefore the first year savings are 2,460*.015 = 37 m3/yr. We further agreed to assume based on Opower presentation that these saving decline by 25% per year, resulting in 2nd year savings of 28 m3/yr and 3rd year savings of 21 m3/yr. We are using the 3 year average savings of 30 m3/yr in the templates.
Res ¦ Combination Space Water Heating | Combination Space Water Heating System | Base Water Heating EF 0.67 | Water Heating | Residential | All Residential | ROB and NEW | Residence | 18 | 20 | 680 | LEEP Ottawa 2014 Information Package | 126.9 | 1068 | 0 | LEEP Ottawa 2014 Information Package
Res ¦ Drain Water Heat Recovery ¦ New | Drain Water Heat Recovery | No DW Heat Recovery | Water Heating | Residential | R_Townhomes & Semi-detached | NEW Only | DHW tank | 20 | 20 | 700 | Marbek Natural Gas Energy Efficiency Potential | 82.8788 | 0 | 0 | Marbek NGas EE Potential 2008
Res ¦ Drain Water Heat Recovery ¦ New | Drain Water Heat Recovery | No DW Heat Recovery | Water Heating | Residential | R_Detached | NEW Only | DHW tank | 20 | 20 | 700 | Marbek Natural Gas Energy Efficiency Potential | 110.4255 | 0 | 0 | Marbek NGas EE Potential 2008
Res ¦ Drain Water Heat Recovery ¦ Retro | Drain Water Heat Recovery | No DW Heat Recovery | Water Heating | Residential | R_Townhomes & Semi-detached | RET Only | DHW tank | 20 | 20 | 900 | Marbek Natural Gas Energy Efficiency Potential | 82.8788 | 0 | 0 | Marbek NGas EE Potential 2008
Res ¦ Drain Water Heat Recovery ¦ Retro | Drain Water Heat Recovery | No DW Heat Recovery | Water Heating | Residential | R_Detached | RET Only | DHW tank | 20 | 20 | 900 | Marbek Natural Gas Energy Efficiency Potential | 110.4255 | 0 | 0 | Marbek NGas EE Potential 2008
Res ¦ Energy Star Home ¦ New | Energy Star Home | Home built to OBC 2006 | Space Heating/Ventilation | Residential | R_Townhomes & Semi-detached | NEW Only | Residential Households | 25 | 25 | 3200 | OEB Approved Measures Inputs | 1018 | 1450 | 0 | OEB Approved Measures Inputs
Res ¦ Energy Star Home ¦ New | Energy Star Home | Home built to OBC 2006 | Space Heating/Ventilation | Residential | R_Detached | NEW Only | Residential Households | 25 | 25 | 3200 | OEB Approved Measures Inputs | 1018 | 1450 | 0 | OEB Approved Measures Inputs
Res ¦ HE Condensing Furnace | High Efficiency Condensing Furnace | AFUE 90 Furnace | Space Heating/Ventilation | Residential | R_Detached | ROB Only | Furnace | 18 | 18 | 1767 | OEB Approved Measures Inputs | 129 | 0 | 0 | OEB Approved Measures Inputs
Res ¦ HE Condensing Furnace | High Efficiency Condensing Furnace | AFUE 90 Furnace | Space Heating/Ventilation | Residential | R_Townhomes & Semi-detached | ROB Only | Furnace | 18 | 18 | 1767 | OEB Approved Measures Inputs | 129 | 0 | 0 | OEB Approved Measures Inputs
Res ¦ HE Storage Water Heating | High Efficiency Storage Water Heating | Base Water Heating EF 0.67 | Water Heating | Residential | All Residential | ROB and NEW | Water heater | 18 | 16 | 540 | Internal Sub-doc | 68.3 | 0 | 0 | Internal sub-doc
Res ¦ HVAC Zone Control | Residential HVAC Zone Control | Non-zoned (single stage, single zone) | Space Heating/Ventilation | Residential | All Residential | RET Only | Residence | 20 | 20 | 1000 | ASE anectdotal | 149 | 168 | 0 | 2011 study by McMaster U and CanmetENERGY
Res ¦ Insulating Pool Covers ¦New | Pool Covers | NG Pool Heater/no cover | Appliances/Other | Residential | R_Townhomes & Semi-detached | NEW Only | Pool | 10 | 10 | 1200 | Marbek Natural Gas Energy Efficiency Potential | 446.4 | 0 | 0 | Marbek NGas EE Potential 2008
Res ¦ Insulating Pool Covers ¦New | Pool Covers | NG Pool Heater/no cover | Appliances/Other | Residential | R_Detached | NEW Only | Pool | 10 | 10 | 1200 | Marbek Natural Gas Energy Efficiency Potential | 446.4 | 0 | 0 | Marbek NGas EE Potential 2008
Res ¦ Insulating Pool Covers ¦Retro | Pool Covers | NG Pool Heater/no cover | Appliances/Other | Residential | R_Townhomes & Semi-detached | RET Only | Pool | 10 | 10 | 1200 | Marbek Natural Gas Energy Efficiency Potential | 446.4 | 0 | 0 | Marbek NGas EE Potential 2008
Res ¦ Insulating Pool Covers ¦Retro | Pool Covers | NG Pool Heater/no cover | Appliances/Other | Residential | R_Detached | RET Only | Pool | 10 | 10 | 1200 | Marbek Natural Gas Energy Efficiency Potential | 446.4 | 0 | 0 | Marbek NGas EE Potential 2008
Res ¦ Low Flow Showerhead ¦ New | 1.25 GPM (per household) | 2.5 gpm showerhead | Water Heating | Residential | All Residential | NEW Only | Showers | 10 | 10 | 16.76 | OEB Approved Measures Inputs | 53 | 0 | 17187 | OEB Approved Measures Inputs
Res ¦ Low Flow Showerhead ¦ Retro | 1.25 GPM (per household) | Average existing stock 2.5 GPM) | Water Heating | Residential | All Residential | RET Only | Showers | 10 | 10 | 16.76 | OEB Approved Measures Inputs | 50 | 0 | 16631 | OEB Approved Measures Inputs
Res ¦ Programmable Thermostat - NEW | Programmable Thermostat (Adaptive & WiFi) - NEW | Non-programmable Thermostat | Space Heating/Ventilation | Residential | All Residential | NEW Only | Thermostat | 15 | 15 | 200 | Sept 2012, Cadmus Group evaluation report | 118 | 341 | 0 | Internal sub-doc for wifi adaptive thermostats
Res ¦ Programmable Thermostat - RET | Programmable Thermostat (Adaptive & WiFi) - RET | Non-programmable Thermostat | Space Heating/Ventilation | Residential | All Residential | RET Only | Thermostat | 15 | 15 | 300 | Sept 2012, Cadmus Group evaluation report | 182 | 309 | 0 | Internal sub-doc for wifi adaptive thermostats
Res ¦ Solar Pool Heater ¦ Retro | Solar Pool Heater | NG Pool Heater | Appliances/Other | Residential | R_Townhomes & Semi-detached | RET Only | Pool Heater | 20 | 20 | 1450 | OEB Approved Measures Inputs | 1116 | -57 | 0 | OEB Approved Measures Inputs
Res ¦ Solar Pool Heater ¦ Retro | Solar Pool Heater | NG Pool Heater | Appliances/Other | Residential | R_Detached | RET Only | Pool Heater | 20 | 20 | 1450 | OEB Approved Measures Inputs | 1116 | -57 | 0 | OEB Approved Measures Inputs
Res ¦ Tankless Water Heater | Tankless water heater 82% efficient | Base Water Heating EF 0.67 | Water Heating | Residential | All Residential | ROB and NEW | DHW tank | 18 | 18 | 750 | OEB Approved Measures Inputs | 142 | 0 | 0 | OEB Approved Measures Inputs
Res ¦ Triple Glazed Low-E Argon Windows ¦ New | High Perf (TG, low-e, argon) Windows | Double Glazed (low-e, argon) Windows | Space Heating/Ventilation | Residential | R_Townhomes & Semi-detached | NEW Only | Residential Households | 30 | 30 | 498.3 | LEEP Ottawa 2014 Information Package, Marbek 2008 Potential Report | 214.81 | -255.3 | 0 | LEEP Ottawa 2014 Info Pkg, 2013 Res Market Survey
Res ¦ Triple Glazed Low-E Argon Windows ¦ New | High Perf (TG, low-e, argon) Windows | Double Glazed (low-e, argon) Windows | Space Heating/Ventilation | Residential | R_Detached | NEW Only | Residential Households | 30 | 30 | 755 | LEEP Ottawa 2014 Information Package | 311.32 | -255.3 | 0 | LEEP Ottawa 2014 Information Package
Res ¦ Triple Glazed Low-E Argon Windows ¦ ROB | High Perf (TG, low-e, argon) Windows | Double Glazed (low-e, argon) Windows | Space Heating/Ventilation | Residential | R_Townhomes & Semi-detached | ROB Only | Residential Households | 30 | 30 | 996 | LEEP Ottawa 2014 Information Package, Marbek 2008 Potential Report | 214.81 | -255.3 | 0 | LEEP Ottawa 2014 Info Pkg, 2013 Res Market Survey
Res ¦ Triple Glazed Low-E Argon Windows ¦ ROB | High Perf (TG, low-e, argon) Windows | Double Glazed (low-e, argon) Windows | Space Heating/Ventilation | Residential | R_Detached | ROB Only | Residential Households | 30 | 30 | 1510 | LEEP Ottawa 2014 Information Package, Marbek 2008 Report | 311.32 | -255.3 | 0 | LEEP Ottawa 2014 Information Package

## NA (hidden)
N/A
na
n/a
None
none