{"text_format":"1","workbook":"xlsx","n_sheets":4,"sheets":["Data summary","Hourly load shapes by class","2006 Input to CA model","Revised Inputs to CA model"],"not_rendered":{"charts":0,"images":0,"macros":1,"external_links":0,"defined_names":3,"comments":0,"pivot_tables":0},"unopened":[],"bounds":{"document_bytes":16777216,"sheet_cells":100000,"rows_first":2000,"rows_last":500,"rows_between":2000,"halvings":0,"cell_chars":16384,"cell_head_chars":4096},"cells_cut":0,"cells_raw":0,"read":"whole","date_system":"1900"}

{"sheet":"Data summary","index":0,"n_rows":38,"n_cols":15,"rows_kept":38,"cut":false,"hidden":false,"merged":[[34,0,34,1]]}
["RUN # 2","Rate classes","Weather station used for normalization",null,null,null,null,"Test Year"]
[1,"Residential","Ottawa",null,null,null,null,2004]
[2,"GS>50kW"]
[3,"Street Lighting"]
[4,"GS<50kW"]
[5,"Sentinel Lightig"]
[6,"USL"]
[]
[]
["Monthly kWh by class (with actual weather)",null,"Jan","Feb","Mar","Apr","May","Jun","Jul","Aug","Sep","Oct","Nov","Dec","TOTAL"]
[1,"Residential",10545290.289999999,7809396.4000000004,7479034.669999999,5934202.9100000001,4710592.18,4994678.3,5585015.4000000004,5340582.45,5201411.2,4910099.82,7012688.5300000003,8866653.0100000016,78389645.159999996]
[2,"GS>50kW",7068548.8582902709,6421657.8366001993,6481599.9826500891,5645849.7801726516,5760881.2984813675,5424029.159991255,5771878.9580241228,5726988.7036073441,5639671.5384431677,5943416.2296290547,6244500.6744956616,7052651.4031539047,73181674.423539087]
[3,"Street Lighting",268759.69054039574,231064.22253539183,221136.77220984327,187484.09024684821,170437.82605371633,153535.06208667537,164721.83710223815,185242.360752376,204523.73890496101,238389.16477402279,254100.75581562874,275174.55086404283,2554570.0718861399]
[4,"GS<50kW",5189294.1034620004,4458944.9792790003,3823690.0398480003,3594675.1192380004,3382378.0676280004,3385734.3718380006,3691958.4926280002,3521232.5422680001,3229575.6928679999,3927260.8239479996,3916191.8501999998,5028039.0836550007,47148975.166859999]
[5,"Sentinel Lightig",28843.142331721629,24835.0976138279,23768.068151764011,20156.054193264015,18326.69677655154,16510.069938839253,17713.016258636471,19928.84885561527,22009.836519264049,25670.69010365786,27339.726139221704,29588.477493403145,274689.72437576682]
[6,"USL",41089.765500000001,41089.765500000001,38037.539232000003,42377.451732000001,42377.451732000001,42377.451732000001,41693.586731999996,41693.586731999996,41693.586731999996,41693.586731999996,41089.765500000001,41089.765500000001,496303.30335599993]
[]
[]
["Monthly kWh by class (with normalized weather)",null,"Jan","Feb","Mar","Apr","May","Jun","Jul","Aug","Sep","Oct","Nov","Dec","TOTAL"]
[1,"Residential",9724668.130109787,7889774.5231199004,7866703.374491876,5838914.9510526126,4810426.5118552521,5311054.8657114729,5690591.4298072131,5523145.8558159452,5295338.5492844768,5057339.3085148828,7135155.4939340707,8494293.7090332545,78637406.702730745]
[2,"GS>50kW",6763878.4628675766,6451499.6270748191,6625528.8006414836,5610472.4511770448,5800989.4043177161,5575953.6192552894,5822576.7118341569,5814655.9005996836,5681491.0036800532,5998081.4767796639,6289968.6866353797,6914406.4702117639,73349502.61507462]
[3,"Street Lighting",268759.69054039574,231064.22253539183,221136.77220984327,187484.09024684821,170437.82605371633,153535.06208667537,164721.83710223815,185242.360752376,204523.73890496101,238389.16477402279,254100.75581562874,275174.55086404283,2554570.0718861399]
[4,"GS<50kW",4879934.4390905099,4489246.0705560455,3969834.1055160305,3558753.2824112182,3422008.9580077478,3527600.2278767307,3739299.6534057553,3603095.476824386,3269539.8357352572,3982767.442965772,3962359.6725156941,4887666.3853575652,47292105.550262712]
[5,"Sentinel Lightig",28843.142331721629,24835.0976138279,23768.068151764011,20156.054193264015,18326.69677655154,16510.069938839253,17713.016258636471,19928.84885561527,22009.836519264049,25670.69010365786,27339.726139221704,29588.477493403145,274689.72437576682]
[6,"USL",41089.765500000001,41089.765500000001,38037.539232000003,42377.451732000001,42377.451732000001,42377.451732000001,41693.586731999996,41693.586731999996,41693.586731999996,41693.586731999996,41089.765500000001,41089.765500000001,496303.30335599993]
[]
[]
["Residential class information",null,"Equipment saturation"]
[null,"Electric space heating",0.16910762942779292]
[null,"Electric water heating",0.37874659400544958]
[null,"Air conditioning",0.44073944589205161]
[null,"Baseload",1]
[]
[]
["General service >50kW ",null,"2004 kWh (Actual)","2004 kWh (Weather Corrected)"]
[null,"Weather sensitive load",48989006.354125023,49156834.545660578]
[null,"Non-weather sensitive load",24192668.069414068,24192668.069414068]
[null,"TOTAL",73181674.423539087,73349502.615074649]

{"sheet":"Hourly load shapes by class","index":1,"n_rows":8818,"n_cols":27,"rows_kept":4500,"cut":true,"hidden":false,"merged":[[0,12,0,18],[0,4,0,10]],"bounds":{"rows_first":2000,"rows_last":500,"rows_between":2000,"halvings":0}}
["ALL UNITS IN GWh",null,null,null,"2004 Load Shape",null,null,null,null,null,null,null,"2015 Load Shape"]
["Year","Month","Day","Hour (EST)","Residential","GS>50kW","Street Lighting","GS<50","Sentinel Lighting","USL","TOTAL LDC sales",null,{"$f":"E2","v":"Residential"},"GS>50kW","Street Lighting","GS<50","Sentinel Lighting","USL",{"$f":"K2","v":"TOTAL LDC sales"},null,null,"Residential","GS>50kW","Street Lighting","GS<50","Sentinel Lighting","USL"]
[2004,1,1,1,1.0567759689715751E-2,6.6780793461385518E-3,5.9359099999999087E-4,5.4037849570192677E-3,6.3703860000000057E-5,5.522817943548407E-5,2.3362147032309048E-2,null,{"$f":"E3*V$5","v":1.0910915846000532E-2},{"$f":"F3*W$5","v":6.4577939028234044E-3},{"$f":"G3*X$5","v":2.905013051916587E-4},{"$f":"H3*Y$5","v":3.694086998593154E-3},{"$f":"I3*Z$5","v":5.570757921682938E-5},{"$f":"J3","v":5.522817943548407E-5},{"$f":"SUM(M3:Q3)","v":2.140900563182558E-2},null,2004,{"$f":"SUM(E3:E8786)*1000000","v":78637406.702730715},{"$f":"SUM(F3:F8786)*1000000","v":73349502.615074933},2554570.0718862545,47292105.550262675,274689.72437576606,496303.30335594947]
[2004,1,1,2,9.9419763304658508E-3,6.5478621760735036E-3,5.9359099999999087E-4,5.1021090669660721E-3,6.3703860000000057E-5,5.522817943548407E-5,2.2304470612940903E-2,null,{"$f":"E4*V$5","v":1.026481205758378E-2},6.3318721215293219E-3,2.905013051916587E-4,3.4878580327667198E-3,5.570757921682938E-5,5.522817943548407E-5,{"$f":"SUM(M4:Q4)","v":2.0430751096288308E-2},null,"2015 Forecast",81190919.558494553,70929970.461739525,1250197.4256458029,32329404.970564518,240209.92732170396,444487.0439309256]
[2004,1,1,3,1.0051700619315294E-2,6.3772279758282681E-3,5.9359099999999087E-4,4.7196741540050475E-3,6.3703860000000057E-5,5.522817943548407E-5,2.1861125788584086E-2,null,1.0378099312124928E-2,6.1668665202415825E-3,2.905013051916587E-4,3.2264213081349721E-3,5.570757921682938E-5,5.522817943548407E-5,2.0117596024909971E-2,null,"Scaling Factor",{"$f":"V4/V3","v":1.0324719870966341},{"$f":"W4/W3","v":0.96701365289369878},0.48939641131968509,0.6836110296718424,0.87447729567453736,{"$f":"AA4/AA3","v":0.8955955781985574}]
[2004,1,1,4,1.0258492036905553E-2,6.3548475465645344E-3,5.9359099999999087E-4,4.3852294166291167E-3,6.3703860000000057E-5,5.522817943548407E-5,2.1711092039534679E-2,null,1.0591605657958874E-2,6.14522433958593E-3,2.905013051916587E-4,2.9977911968490831E-3,5.570757921682938E-5,5.522817943548407E-5,2.0080830078802375E-2]
[2004,1,1,5,1.0699312906202548E-2,6.396826916724354E-3,5.9359099999999087E-4,4.2484529222279145E-3,6.3703860000000057E-5,5.522817943548407E-5,2.2057115784590294E-2,null,1.1046740856835607E-2,6.1858189636703536E-3,2.905013051916587E-4,2.9042892766765723E-3,5.570757921682938E-5,5.522817943548407E-5,2.0483057981591019E-2]
[2004,1,1,6,1.1159808373406395E-2,6.6070138165631384E-3,5.9359099999999087E-4,4.3840389008493515E-3,6.3703860000000057E-5,5.522817943548407E-5,2.2863384130254363E-2,null,1.1522189526908557E-2,6.3890725654738587E-3,2.905013051916587E-4,2.9969773471310375E-3,5.570757921682938E-5,5.522817943548407E-5,2.125444832392194E-2]
[2004,1,1,7,1.1798839269357497E-2,7.0844552933924995E-3,5.9359099999999087E-4,4.8158979393682372E-3,6.3703860000000057E-5,5.522817943548407E-5,2.4411715541553705E-2,null,1.2181971025867332E-2,6.8507649920255811E-3,2.905013051916587E-4,3.2922009491260246E-3,5.570757921682938E-5,5.522817943548407E-5,2.2671145851427425E-2]
[2004,1,1,8,1.2208091973258067E-2,7.6827539959635266E-3,5.4417257081118867E-4,6.1696808456749488E-3,5.8400301330034672E-5,5.522817943548407E-5,2.6718327866473251E-2,null,1.2604512978288225E-2,7.4293280059203508E-3,2.6631610329360295E-4,4.2176618756584955E-3,5.1069737573666804E-5,5.522817943548407E-5,2.4568888700734339E-2]
[2004,1,1,9,1.2948689349153615E-2,8.2056652584742932E-3,0,7.5173152108776601E-3,0,5.522817943548407E-5,2.872689799794105E-2,null,1.3369159022617655E-2,7.9349903360201434E-3,0,5.1389195916758806E-3,0,5.522817943548407E-5,2.6443068950313679E-2]
[2004,1,1,10,1.3405822190320856E-2,8.6142013185349902E-3,0,8.5939874786320012E-3,0,5.522817943548407E-5,3.066923916692333E-2,null,1.3841135875504727E-2,8.3300502837982369E-3,0,5.8749446292545426E-3,0,5.522817943548407E-5,2.8046130788557506E-2]
[2004,1,1,11,1.3625819986768043E-2,8.7881164094972784E-3,0,8.7251930170561542E-3,0,5.522817943548407E-5,3.1194357592756961E-2,null,1.4068277437559434E-2,8.498228551203019E-3,0,5.9646381824753269E-3,0,5.522817943548407E-5,2.8531144171237782E-2]
[2004,1,1,12,1.3174952103837437E-2,8.9288115636883113E-3,0,9.3854488194186E-3,0,5.522817943548407E-5,3.1544440666379833E-2,null,1.3602768978552018E-2,8.6342826862017327E-3,0,6.4159963313751272E-3,0,5.522817943548407E-5,2.8653047996128882E-2]
[2004,1,1,13,1.2472485536358907E-2,8.9165645926496655E-3,0,9.4966461087355285E-3,0,5.522817943548407E-5,3.0940924417179588E-2,null,1.2877491925758509E-2,8.6224396980007691E-3,0,6.4920120248217897E-3,0,5.522817943548407E-5,2.7991943648581069E-2]
[2004,1,1,14,1.1879944979713382E-2,8.9007585794141746E-3,0,9.5521635917436443E-3,0,5.522817943548407E-5,3.0388095330306682E-2,null,1.2265710399803358E-2,8.6071550674042298E-3,0,6.5299643885457573E-3,0,5.522817943548407E-5,2.7402829855753347E-2]
[2004,1,1,15,1.2548629902362361E-2,8.7396333578918274E-3,0,8.0227430008047405E-3,0,5.522817943548407E-5,2.9366234440494413E-2,null,1.2956108850632309E-2,8.4513447783665981E-3,0,5.4844356035726955E-3,0,5.522817943548407E-5,2.6891889232571603E-2]
[2004,1,1,16,1.2272664101733098E-2,8.719538740528757E-3,0,8.7486333698331264E-3,0,5.522817943548407E-5,2.9796064391530465E-2,null,1.26711818920859E-2,8.431913009026834E-3,0,5.9806622661730639E-3,0,5.522817943548407E-5,2.70837571672858E-2]
[2004,1,1,17,1.2843036210340044E-2,8.9972257128843134E-3,2.9679549999999545E-5,1.0459523413783737E-2,3.185193000000003E-6,5.522817943548407E-5,3.238787825944358E-2,null,1.3260075116443811E-2,8.7004401025253739E-3,1.4525065259582937E-5,7.1502455707734445E-3,2.7853789608414692E-6,5.522817943548407E-5,2.9128071233963052E-2]
[2004,1,1,18,1.5247329770304721E-2,8.749230871682355E-3,5.9359099999999087E-4,9.4886751859729595E-3,6.3703860000000057E-5,5.522817943548407E-5,3.4197758867395511E-2,null,1.5742440865864182E-2,8.4606257052358743E-3,2.905013051916587E-4,6.4865630141046357E-3,5.570757921682938E-5,5.522817943548407E-5,3.1035838469613181E-2]
[2004,1,1,19,1.520311258065558E-2,8.4958554644890549E-3,5.9359099999999087E-4,8.9624280740964093E-3,6.3703860000000057E-5,5.522817943548407E-5,3.3373919158676518E-2,null,1.5696787856203303E-2,8.2156082271724537E-3,2.905013051916587E-4,6.1268146840928739E-3,5.570757921682938E-5,5.522817943548407E-5,3.0385419651877119E-2]
[2004,1,1,20,1.4686369908343908E-2,8.3104533443037198E-3,5.9359099999999087E-4,9.0651066183659538E-3,6.3703860000000057E-5,5.522817943548407E-5,3.2774452910449059E-2,null,1.5163265522504047E-2,8.0363218456777959E-3,2.905013051916587E-4,6.1970068694661828E-3,5.570757921682938E-5,5.522817943548407E-5,2.9742803122056516E-2]
[2004,1,1,21,1.438069668367755E-2,8.0913087572570385E-3,5.9359099999999087E-4,8.6653909055555093E-3,6.3703860000000057E-5,5.522817943548407E-5,3.1849919385925574E-2,null,1.4847666480830538E-2,7.8244060380459023E-3,2.905013051916587E-4,5.9237567994558206E-3,5.570757921682938E-5,5.522817943548407E-5,2.8942038202740748E-2]
[2004,1,1,22,1.3442339058138787E-2,7.8200153700071062E-3,5.9359099999999087E-4,8.0198794890718704E-3,6.3703860000000057E-5,5.522817943548407E-5,2.9994756956653237E-2,null,1.387883851858325E-2,7.5620616286354416E-3,2.905013051916587E-4,5.4824780753685107E-3,5.570757921682938E-5,5.522817943548407E-5,2.7269587106995688E-2]
[2004,1,1,23,1.255093847252288E-2,7.6361732534812807E-3,5.9359099999999087E-4,6.9655798507463696E-3,6.3703860000000057E-5,5.522817943548407E-5,2.7865214616186004E-2,null,1.2958492384653292E-2,7.3842837919780935E-3,2.905013051916587E-4,4.7617472140301636E-3,5.570757921682938E-5,5.522817943548407E-5,2.545073227507004E-2]
[2004,1,1,24,1.0676820824858648E-2,7.5571406819358311E-3,5.9359099999999087E-4,6.5269624850095046E-3,6.3703860000000057E-5,5.522817943548407E-5,2.5473447031239462E-2,null,1.1023518412916534E-2,7.3078582162703458E-3,2.905013051916587E-4,4.4619035450068345E-3,5.570757921682938E-5,5.522817943548407E-5,2.3139489058602202E-2]
[2004,1,2,1,1.0585797657327995E-2,7.4729973498574749E-3,5.9359099999999087E-4,3.809505263749464E-3,6.3703860000000057E-5,5.522817943548407E-5,2.258082331037041E-2,null,1.0929539542264329E-2,7.2264904653506074E-3,2.905013051916587E-4,2.6042198158920745E-3,5.570757921682938E-5,5.522817943548407E-5,2.1106458707915499E-2]
[2004,1,2,2,9.8076253602408445E-3,7.1483288673606918E-3,5.9359099999999087E-4,3.8900408761400928E-3,6.3703860000000057E-5,5.522817943548407E-5,2.1558518143177104E-2,null,1.0126098444387208E-2,6.9125316101119388E-3,2.905013051916587E-4,2.6592748488036846E-3,5.570757921682938E-5,5.522817943548407E-5,2.0044113787711319E-2]
[2004,1,2,3,1.0054035340031776E-2,7.0289453930136633E-3,5.9359099999999087E-4,3.3344963661025248E-3,6.3703860000000057E-5,5.522817943548407E-5,2.1130000138583443E-2,null,1.0380509845862392E-2,6.7970861604884775E-3,2.905013051916587E-4,2.2794984942683637E-3,5.570757921682938E-5,5.522817943548407E-5,1.9803303385027719E-2]
[2004,1,2,4,1.0368341056513932E-2,6.8941714036735357E-3,5.9359099999999087E-4,3.0099497440680594E-3,6.3703860000000057E-5,5.522817943548407E-5,2.0984985243691003E-2,null,1.0705021693514555E-2,6.6667578727416243E-3,2.905013051916587E-4,2.0576348438028644E-3,5.570757921682938E-5,5.522817943548407E-5,1.9775623294467529E-2]
[2004,1,2,5,1.0774561483941111E-2,6.9291633880489475E-3,5.9359099999999087E-4,2.90318897971354E-3,6.3703860000000057E-5,5.522817943548407E-5,2.1319436891139076E-2,null,1.1124432905419538E-2,6.7005955993744912E-3,2.905013051916587E-4,1.9846520077539185E-3,5.570757921682938E-5,5.522817943548407E-5,2.0155889396956436E-2]
[2004,1,2,6,1.1407261663183309E-2,7.2653498165646483E-3,5.9359099999999087E-4,2.7136044391754808E-3,6.3703860000000057E-5,5.522817943548407E-5,2.2098738958358913E-2,null,1.1777678116718126E-2,7.0256924656667448E-3,2.905013051916587E-4,1.8550499247868329E-3,5.570757921682938E-5,5.522817943548407E-5,2.1004629391580189E-2]
[2004,1,2,7,1.2114682427048103E-2,8.0079554078727293E-3,5.9359099999999087E-4,2.7601283683599863E-3,6.3703860000000057E-5,5.522817943548407E-5,2.3595289242716293E-2,null,1.2508070238499029E-2,7.7438022111768574E-3,2.905013051916587E-4,1.8868541959210325E-3,5.570757921682938E-5,5.522817943548407E-5,2.2484935530005409E-2]
[2004,1,2,8,1.2385408365280936E-2,9.2080178284843373E-3,5.4417257081118867E-4,3.573531060386131E-3,5.8400301330034672E-5,5.522817943548407E-5,2.5824758305728113E-2,null,1.2787587185904883E-2,8.9042789562329434E-3,2.6631610329360295E-4,2.4429052477548739E-3,5.1069737573666804E-5,5.522817943548407E-5,2.4452157230759969E-2]
[2004,1,2,9,1.2618171735402795E-2,1.0076994150349806E-2,0,5.0157602808719283E-3,0,5.522817943548407E-5,2.7766154346060012E-2,null,1.3027908845177908E-2,9.7445909235182003E-3,0,3.4288290501939883E-3,0,5.522817943548407E-5,2.6201328818890098E-2]
[2004,1,2,10,1.2497771349924828E-2,1.0516095937867892E-2,0,6.5744398409529952E-3,0,5.522817943548407E-5,2.9643535308181201E-2,null,1.290359881993627E-2,1.0169208347058218E-2,0,4.494359589189461E-3,0,5.522817943548407E-5,2.7567166756183949E-2]
[2004,1,2,11,1.347285101798752E-2,1.0548830063796281E-2,0,6.07418243733511E-3,0,5.522817943548407E-5,3.0151091698554396E-2,null,1.3910341262398485E-2,1.0200862693746511E-2,0,4.1523781104012758E-3,0,5.522817943548407E-5,2.8263582066546271E-2]
[2004,1,2,12,1.2530097715804489E-2,1.0653574843997204E-2,0,7.2505660768910699E-3,0,5.522817943548407E-5,3.0489466816128248E-2,null,1.2936974887151656E-2,1.0302152326270153E-2,0,4.9565669415272354E-3,0,5.522817943548407E-5,2.8195694154949047E-2]
[2004,1,2,13,1.1813168238342062E-2,1.0509931443715136E-2,0,7.5278084310067498E-3,0,5.522817943548407E-5,2.9906136292499434E-2,null,1.2196765284947874E-2,1.016324719704932E-2,0,5.1460928726929003E-3,0,5.522817943548407E-5,2.7506105354690093E-2]
[2004,1,2,14,1.1454628497088266E-2,1.0540817575756322E-2,0,7.3211202456255247E-3,0,5.522817943548407E-5,2.9371794497905595E-2,null,1.1826583045842453E-2,1.0193114508418224E-2,0,5.004798549463437E-3,0,5.522817943548407E-5,2.7024496103724115E-2]
[2004,1,2,15,1.1826572330023814E-2,1.0326707796303267E-2,0,6.1756024196370878E-3,0,5.522817943548407E-5,2.8384110725399654E-2,null,1.2210604634121758E-2,9.9860674284690601E-3,0,4.2217099289320308E-3,0,5.522817943548407E-5,2.6418381991522848E-2]
[2004,1,2,16,1.1427535611078286E-2,1.0148497444815382E-2,0,7.1683011569741014E-3,0,5.522817943548407E-5,2.8799562392303253E-2,null,1.1798610399987548E-2,9.8137355854932915E-3,0,4.9003297349169243E-3,0,5.522817943548407E-5,2.6512675720397765E-2]
[2004,1,2,17,1.1973505761712879E-2,1.0235357782709141E-2,1.9786366468802695E-5,9.0186941834113892E-3,2.1234619787653815E-6,5.522817943548407E-5,3.130469573571646E-2,null,1.2362309286308694E-2,9.8977307181315165E-3,9.6833767428881886E-6,6.1652788170173155E-3,1.8569192886584528E-6,5.522817943548407E-5,2.8436859117489069E-2]
[2004,1,2,18,1.4553854498859297E-2,9.911784377597762E-3,5.9359099999999087E-4,7.8758846255236967E-3,6.3703860000000057E-5,5.522817943548407E-5,3.3054046541416228E-2,null,1.5026447074352547E-2,9.5848308176755079E-3,2.905013051916587E-4,5.3840415984308873E-3,5.570757921682938E-5,5.522817943548407E-5,3.0341528374867432E-2]
[2004,1,2,19,1.4582450516853938E-2,9.613160285505842E-3,5.9359099999999087E-4,7.3496258939301186E-3,6.3703860000000057E-5,5.522817943548407E-5,3.2257759735725373E-2,null,1.5055971661874525E-2,9.2960572435396363E-3,2.905013051916587E-4,5.0242853250524033E-3,5.570757921682938E-5,5.522817943548407E-5,2.9722523114875055E-2]
[2004,1,2,20,1.4375484896770449E-2,9.3840845311268153E-3,5.9359099999999087E-4,7.2062508872950994E-3,6.3703860000000057E-5,5.522817943548407E-5,3.1678343354627839E-2,null,1.4842285456846238E-2,9.0745378615081935E-3,2.905013051916587E-4,4.9262725891374304E-3,5.570757921682938E-5,5.522817943548407E-5,2.918930479190035E-2]
[2004,1,2,21,1.4217093667266988E-2,9.0857154583781179E-3,5.9359099999999087E-4,6.7693968157938184E-3,6.3703860000000057E-5,5.522817943548407E-5,3.07847289808744E-2,null,1.4678750949382121E-2,8.7860108945589706E-3,2.905013051916587E-4,4.6276343275021038E-3,5.570757921682938E-5,5.522817943548407E-5,2.8438605055851683E-2]
[2004,1,2,22,1.314813664450123E-2,8.5862238442121572E-3,5.9359099999999087E-4,6.5447285598099723E-3,6.3703860000000057E-5,5.522817943548407E-5,2.8991612087958835E-2,null,1.3575082767966255E-2,8.3029956841545755E-3,2.905013051916587E-4,4.474048629694409E-3,5.570757921682938E-5,5.522817943548407E-5,2.6698335966223726E-2]
[2004,1,2,23,1.2755425518128468E-2,7.9349145213090475E-3,5.9359099999999087E-4,5.5304260969300419E-3,6.3703860000000057E-5,5.522817943548407E-5,2.6933289175803034E-2,null,1.3169619530965213E-2,7.6731706766503174E-3,2.905013051916587E-4,3.7806602786463746E-3,5.570757921682938E-5,5.522817943548407E-5,2.4969659370670392E-2]
[2004,1,2,24,1.1069764968363312E-2,7.4127434348673013E-3,5.9359099999999087E-4,5.4264799486079054E-3,6.3703860000000057E-5,5.522817943548407E-5,2.4621511391273995E-2,null,1.1429222233578779E-2,7.1682241069148129E-3,2.905013051916587E-4,3.7096015451614566E-3,5.570757921682938E-5,5.522817943548407E-5,2.2653256770063537E-2]
[2004,1,3,1,8.5214150057752597E-3,7.0124561035540553E-3,5.9359099999999087E-4,4.863329016040265E-3,6.3703860000000057E-5,5.522817943548407E-5,2.1109723164805055E-2,null,8.7981222838878579E-3,6.781140792454521E-3,2.905013051916587E-4,3.3246253562882336E-3,5.570757921682938E-5,5.522817943548407E-5,1.9250097317039101E-2]
[2004,1,3,2,8.013897113103385E-3,6.8096722827414692E-3,5.9359099999999087E-4,5.1803325050823459E-3,6.3703860000000057E-5,5.522817943548407E-5,2.0716424940362677E-2,null,8.2741242767538324E-3,6.5850460691428006E-3,2.905013051916587E-4,3.5413324378418573E-3,5.570757921682938E-5,5.522817943548407E-5,1.8746711668146978E-2]
[2004,1,3,3,8.2377795675933826E-3,6.5954316237928686E-3,5.9359099999999087E-4,4.443292041860409E-3,6.3703860000000057E-5,5.522817943548407E-5,1.9989026272682134E-2,null,8.5052766394171919E-3,6.3778724269345612E-3,2.905013051916587E-4,3.037483447868897E-3,5.570757921682938E-5,5.522817943548407E-5,1.8266841398629136E-2]
[2004,1,3,4,8.3053240552936752E-3,6.4859079226571503E-3,5.9359099999999087E-4,4.3850432108944659E-3,6.3703860000000057E-5,5.522817943548407E-5,1.9888798228280768E-2,null,8.5750144308505364E-3,6.2719615126208723E-3,2.905013051916587E-4,2.9976639045550878E-3,5.570757921682938E-5,5.522817943548407E-5,1.8190848732434983E-2]
[2004,1,3,5,8.5473640585890243E-3,6.4600087726009421E-3,5.9359099999999087E-4,4.0405396522129591E-3,6.3703860000000057E-5,5.522817943548407E-5,1.9760435522838401E-2,null,8.824913954009762E-3,6.2469166809181768E-3,2.905013051916587E-4,2.762157472079209E-3,5.570757921682938E-5,5.522817943548407E-5,1.8180196991415636E-2]
[2004,1,3,6,8.5213547364871387E-3,6.7054659255872274E-3,5.9359099999999087E-4,4.3667842845476921E-3,6.3703860000000057E-5,5.522817943548407E-5,2.0306127986057534E-2,null,8.798060057536191E-3,6.4842770990563318E-3,2.905013051916587E-4,2.9851819011144673E-3,5.570757921682938E-5,5.522817943548407E-5,1.8613727942115479E-2]
[2004,1,3,7,9.7984273957182726E-3,7.0982267801713173E-3,5.9359099999999087E-4,3.9272539951950179E-3,6.3703860000000057E-5,5.522817943548407E-5,2.1536431210520086E-2,null,1.0116601803679343E-2,6.8640822077613434E-3,2.905013051916587E-4,2.6847141474381228E-3,5.570757921682938E-5,5.522817943548407E-5,2.0011607043287295E-2]
[2004,1,3,8,1.0240645439421844E-2,7.7080400865651866E-3,5.4417257081118867E-4,4.34194777589271E-3,5.8400301330034672E-5,5.522817943548407E-5,2.2948434353456448E-2,null,1.0573179545991955E-2,7.453780000760463E-3,2.6631610329360295E-4,2.9682033898593813E-3,5.1069737573666804E-5,5.522817943548407E-5,2.1312548777479064E-2]
[2004,1,3,9,1.1048727196706019E-2,8.2221353670330222E-3,0,5.4604683771232064E-3,0,5.522817943548407E-5,2.4786559120297733E-2,null,1.1407501323671687E-2,7.9509171558610758E-3,0,3.7328364097757292E-3,0,5.522817943548407E-5,2.3091254889308493E-2]
[2004,1,3,10,1.1741701369250995E-2,8.4966986169273083E-3,0,5.8181882799589772E-3,0,5.522817943548407E-5,2.6111816445572766E-2,null,1.2122977744605844E-2,8.2164235670917143E-3,0,3.9773776808874018E-3,0,5.522817943548407E-5,2.4316778992584959E-2]
[2004,1,3,11,1.2832823495522351E-2,8.5175123761638081E-3,0,5.550875200336476E-3,0,5.522817943548407E-5,2.695643925145812E-2,null,1.3249530774482337E-2,8.2365507564414516E-3,0,3.7946395112819129E-3,0,5.522817943548407E-5,2.52807210422057E-2]
[2004,1,3,12,1.1627479640529636E-2,8.6989061139533114E-3,0,6.8702359127024958E-3,0,5.522817943548407E-5,2.7251849846620928E-2,null,1.2005047009383291E-2,8.4119609774333214E-3,0,4.6965690463710227E-3,0,5.522817943548407E-5,2.5113577033187635E-2]
[2004,1,3,13,1.1345477531796022E-2,8.5422344159549815E-3,0,6.3388528700027789E-3,0,5.522817943548407E-5,2.6281792997189267E-2,null,1.1713887731813654E-2,8.2604573064468979E-3,0,4.3333097374009134E-3,0,5.522817943548407E-5,2.4307654775661464E-2]
[2004,1,3,14,9.8330518110786233E-3,8.6153388421865741E-3,0,7.3157140574149756E-3,0,5.522817943548407E-5,2.5819332890115659E-2,null,1.0152350542608502E-2,8.3311502846998078E-3,0,5.001102819574223E-3,0,5.522817943548407E-5,2.3484603646882533E-2]
[2004,1,3,15,9.7294188280905441E-3,8.4647855242435711E-3,0,6.8255057996358739E-3,0,5.522817943548407E-5,2.5074938331405474E-2,null,1.004535239073405E-2,8.1855631707604785E-3,0,4.6659910477202119E-3,0,5.522817943548407E-5,2.2896906609214739E-2]
[2004,1,3,16,1.0445415994599803E-2,8.3223610920328973E-3,0,6.6651603037288275E-3,0,5.522817943548407E-5,2.5488165569797012E-2,null,1.0784599407995423E-2,8.0478368003071236E-3,0,4.5563770981599536E-3,0,5.522817943548407E-5,2.3388813306462499E-2]
[2004,1,3,17,1.1429901454334779E-2,8.4335401092632441E-3,1.9786366468802695E-5,7.7286000329166221E-3,2.1234619787653815E-6,5.522817943548407E-5,2.7669179604397701E-2,null,1.1801053066875738E-2,{"$f":"F67*W$5","v":8.155348427884174E-3},{"$f":"G67*X$5","v":9.6833767428881886E-6},{"$f":"H67*Y$5","v":5.2833562264239667E-3},{"$f":"I67*Z$5","v":1.8569192886584528E-6},{"$f":"J67","v":5.522817943548407E-5},2.5251298017215422E-2]
[2004,1,3,18,1.250769058320665E-2,8.3861273995184341E-3,5.9359099999999087E-4,7.7895995762726038E-3,6.3703860000000057E-5,5.522817943548407E-5,2.9395940598433163E-2,null,{"$f":"E68*V$5","v":1.2913840150433228E-2},8.1094996902402565E-3,2.905013051916587E-4,5.3250561870670622E-3,5.570757921682938E-5,5.522817943548407E-5,{"$f":"SUM(M68:Q68)","v":2.6694604912149034E-2}]
[2004,1,3,19,1.2843189589695726E-2,8.0149981569194711E-3,5.9359099999999087E-4,6.9706412828798121E-3,6.3703860000000057E-5,5.522817943548407E-5,2.8541352068930485E-2,null,1.3260233476331951E-2,7.7506126456589608E-3,2.905013051916587E-4,4.7652072648625204E-3,5.570757921682938E-5,5.522817943548407E-5,2.6122262271261919E-2]
[2004,1,3,20,1.3007070543787353E-2,7.6677181132892794E-3,5.9359099999999087E-4,6.5608706560192093E-3,6.3703860000000057E-5,5.522817943548407E-5,2.7948182352531319E-2,null,1.3429435970650225E-2,7.414788102091046E-3,2.905013051916587E-4,4.4850835447050675E-3,5.570757921682938E-5,5.522817943548407E-5,2.5675516501854827E-2]
[2004,1,3,21,1.1754040860096777E-2,7.5239427297068813E-3,5.9359099999999087E-4,6.750231594091387E-3,6.3703860000000057E-5,5.522817943548407E-5,2.6740738223330521E-2,null,1.2135717923239151E-2,7.2757553432168387E-3,2.905013051916587E-4,4.6145327705602148E-3,5.570757921682938E-5,5.522817943548407E-5,2.437221492142469E-2]
[2004,1,3,22,1.1584782268178223E-2,7.1603175226524918E-3,5.9359099999999087E-4,6.1202200579213066E-3,6.3703860000000057E-5,5.522817943548407E-5,2.5577842888187496E-2,null,1.1960963168507822E-2,6.9241248034589463E-3,2.905013051916587E-4,4.1838499356138476E-3,5.570757921682938E-5,5.522817943548407E-5,2.3415146791989104E-2]
[2004,1,3,23,1.1471686004243673E-2,6.7015871744076352E-3,5.9359099999999087E-4,5.0338690450643028E-3,6.3703860000000057E-5,5.522817943548407E-5,2.3919665263151087E-2,null,1.1844194444150111E-2,6.4805262937094885E-3,2.905013051916587E-4,3.441208401129622E-3,5.570757921682938E-5,5.522817943548407E-5,2.2112138023397711E-2]
[2004,1,3,24,8.7360927658050522E-3,6.6261187422091425E-3,5.9359099999999087E-4,6.2436021430219146E-3,6.3703860000000057E-5,5.522817943548407E-5,2.2318336690471584E-2,null,9.019771057371272E-3,6.4075472894110641E-3,2.905013051916587E-4,4.2681952898525333E-3,5.570757921682938E-5,5.522817943548407E-5,2.0041722521043359E-2]
[2004,1,4,1,7.6179560686001459E-3,6.2402231339767278E-3,5.9359099999999087E-4,4.5912387246158873E-3,6.3703860000000057E-5,5.522817943548407E-5,1.9161940966628238E-2,null,7.8653262397624553E-3,6.0343809676586006E-3,2.905013051916587E-4,3.138621432003903E-3,5.570757921682938E-5,5.522817943548407E-5,1.7384537523833447E-2]
[2004,1,4,2,7.6966882776890212E-3,6.1050668431078441E-3,5.9359099999999087E-4,4.2270144527186415E-3,6.3703860000000057E-5,5.522817943548407E-5,1.8741292612950981E-2,null,7.9466150401289546E-3,5.9036829891139179E-3,2.905013051916587E-4,2.8896337024607497E-3,5.570757921682938E-5,5.522817943548407E-5,1.7086140616112109E-2]
[2004,1,4,3,7.2577190429357228E-3,5.9976412763001318E-3,5.9359099999999087E-4,4.3201974571428188E-3,6.3703860000000057E-5,5.522817943548407E-5,1.8288080815814147E-2,null,7.4933916020489275E-3,5.7998009993410161E-3,2.905013051916587E-4,2.9533346320630774E-3,5.570757921682938E-5,5.522817943548407E-5,1.6592736117861509E-2]
[2004,1,4,4,7.6849058933601191E-3,5.9039774744207582E-3,5.9359099999999087E-4,3.7235024132777541E-3,6.3703860000000057E-5,5.522817943548407E-5,1.8024908820494109E-2,null,7.9344500583681567E-3,5.7092268241417318E-3,2.905013051916587E-4,2.5454273187263954E-3,5.570757921682938E-5,5.522817943548407E-5,1.6535313085644772E-2]
[2004,1,4,5,7.9184311149926162E-3,5.9093814837495708E-3,5.9359099999999087E-4,3.6041486854279025E-3,6.3703860000000057E-5,5.522817943548407E-5,1.8144484323605565E-2,null,8.1755583079842434E-3,5.7144525749430585E-3,2.905013051916587E-4,2.4638357939357858E-3,5.570757921682938E-5,5.522817943548407E-5,1.6700055561271576E-2]
[2004,1,4,6,8.1107541591238872E-3,6.0613368034554459E-3,5.9359099999999087E-4,3.5881679871871889E-3,6.3703860000000057E-5,5.522817943548407E-5,1.8472781989201999E-2,null,8.3741264635229292E-3,5.8613954437284664E-3,2.905013051916587E-4,2.4529112123565762E-3,5.570757921682938E-5,5.522817943548407E-5,1.703464200401646E-2]
[2004,1,4,7,8.2876188464230411E-3,6.4853600122302922E-3,5.9359099999999087E-4,4.0218206289917881E-3,6.3703860000000057E-5,5.522817943548407E-5,1.9507322527080595E-2,null,8.5567342986659113E-3,6.2714316757575377E-3,2.905013051916587E-4,2.749360941340533E-3,5.570757921682938E-5,5.522817943548407E-5,1.792373580017247E-2]
[2004,1,4,8,9.3862131757579681E-3,6.8913346834635096E-3,5.4417257081118867E-4,3.299567149578261E-3,5.8400301330034672E-5,5.522817943548407E-5,2.0234916060376449E-2,null,9.6910021688874377E-3,6.6640147255690894E-3,2.6631610329360295E-4,2.2556204965945808E-3,5.1069737573666804E-5,5.522817943548407E-5,1.8928023231918376E-2]
[2004,1,4,9,1.0750449699452051E-2,7.217290922107383E-3,0,3.8945435129236544E-3,0,5.522817943548407E-5,2.1917512313918572E-2,null,1.1099538163375671E-2,6.979218858583592E-3,0,2.6623529009715337E-3,0,5.522817943548407E-5,2.0741109922930795E-2]
[2004,1,4,10,1.1332098457090378E-2,7.6719416621449203E-3,0,4.4111206011230569E-3,0,5.522817943548407E-5,2.3470388899793838E-2,null,1.1700074211966805E-2,7.4188723314981145E-3,0,3.0154906961404092E-3,0,5.522817943548407E-5,2.2134437239605328E-2]
[2004,1,4,11,1.0838767703062923E-2,7.9345627560502893E-3,0,4.9749314352301064E-3,0,5.522817943548407E-5,2.3803490073778803E-2,null,1.1190724028060197E-2,7.672830514842484E-3,0,3.4009180009844696E-3,0,5.522817943548407E-5,2.2264472543887151E-2]
[2004,1,4,12,1.068372018890509E-2,8.0194572277518111E-3,0,5.2511411786589982E-3,0,5.522817943548407E-5,2.4009546774751384E-2,null,1.1030641813023266E-2,7.7549246280330542E-3,0,3.5897380280952899E-3,0,5.522817943548407E-5,2.2375304469151609E-2]
[2004,1,4,13,1.0243757232994319E-2,8.0048285003458865E-3,0,5.32939037935189E-3,0,5.522817943548407E-5,2.363320429212758E-2,null,1.0576392385685163E-2,7.7407784489070645E-3,0,3.6432300447519564E-3,0,5.522817943548407E-5,2.1960400879344186E-2]
[2004,1,4,14,1.0247032792301759E-2,7.942440459824486E-3,0,5.0084226486108926E-3,0,5.522817943548407E-5,2.3253124080172622E-2,null,1.0579774308912169E-2,7.6804483619455849E-3,0,3.4238129638486684E-3,0,5.522817943548407E-5,2.1684035634706424E-2]
[2004,1,4,15,1.0021700733564761E-2,7.942873692760111E-3,0,4.8318906014436121E-3,0,5.522817943548407E-5,2.2851693207203969E-2,null,1.0347125270471404E-2,7.6808673041092171E-3,0,3.3031337093145656E-3,0,5.522817943548407E-5,2.1331126283895187E-2]
[2004,1,4,16,1.0400308523116082E-2,7.8179128257730105E-3,0,4.8072521427372462E-3,0,5.522817943548407E-5,2.3080701671061823E-2,null,1.0738027207279722E-2,7.5600284396552574E-3,0,3.2862905871887797E-3,0,5.522817943548407E-5,2.1584346234123759E-2]
[2004,1,4,17,1.136763632524937E-2,7.9360431938875781E-3,9.8931835311968488E-6,5.5450389352359143E-3,1.061731021234621E-6,5.522817943548407E-5,2.4914901548360777E-2,null,1.1736766065322096E-2,7.6742621184434029E-3,4.8416885166947474E-6,3.7906497760870801E-3,9.284596721830162E-7,5.522817943548407E-5,2.3207448108041456E-2]
[2004,1,4,18,1.2875941745527766E-2,7.7925869528131129E-3,5.9359099999999087E-4,5.5297960567790494E-3,6.3703860000000057E-5,5.522817943548407E-5,2.6910847794555406E-2,null,1.3294049159745556E-2,7.5355379747315855E-3,2.905013051916587E-4,3.7802295762500199E-3,5.570757921682938E-5,5.522817943548407E-5,2.4956025595135649E-2]
[2004,1,4,19,1.3026703681287265E-2,7.4042096583210289E-3,5.9359099999999087E-4,5.2175805419458618E-3,6.3703860000000057E-5,5.522817943548407E-5,2.6361016920989633E-2,null,1.3449706635137702E-2,7.1599718284838234E-3,2.905013051916587E-4,3.5667956066753798E-3,5.570757921682938E-5,5.522817943548407E-5,2.4522682954705395E-2]
[2004,1,4,20,1.3175502819318442E-2,7.1544219058399805E-3,5.9359099999999087E-4,4.8103724063834254E-3,6.3703860000000057E-5,5.522817943548407E-5,2.5852820170977321E-2,null,1.3603337576859017E-2,6.9184236615090176E-3,2.905013051916587E-4,3.2884236338327918E-3,5.570757921682938E-5,5.522817943548407E-5,2.4156393756609312E-2]
[2004,1,4,21,1.2577729320963741E-2,7.0883029827070679E-3,5.9359099999999087E-4,5.0493466664291138E-3,6.3703860000000057E-5,5.522817943548407E-5,2.5427902009535399E-2,null,1.2986153185179032E-2,6.8544857601248628E-3,2.905013051916587E-4,3.4517890738076915E-3,5.570757921682938E-5,5.522817943548407E-5,2.3638636903520076E-2]
[2004,1,4,22,1.1831552392752064E-2,6.9937696687967319E-3,5.9359099999999087E-4,4.8549810478583314E-3,6.3703860000000057E-5,5.522817943548407E-5,2.4392826148842604E-2,null,1.2215746409382659E-2,6.763070754920282E-3,2.905013051916587E-4,3.3189185931637145E-3,5.570757921682938E-5,5.522817943548407E-5,2.2643944641875142E-2]
[2004,1,4,23,9.8669902835952228E-3,6.9885473388689584E-3,5.9359099999999087E-4,4.7909183855025664E-3,6.3703860000000057E-5,5.522817943548407E-5,2.2358979047402222E-2,null,1.0187391064766741E-2,6.7580206905802093E-3,2.905013051916587E-4,3.27512465058717E-3,5.570757921682938E-5,5.522817943548407E-5,2.0566745290342608E-2]
[2004,1,4,24,8.4694101525274908E-3,7.005536184997857E-3,5.9359099999999087E-4,4.8161436812479827E-3,6.3703860000000057E-5,5.522817943548407E-5,2.1003613058208807E-2,null,8.7444287297164663E-3,6.7744491367337642E-3,2.905013051916587E-4,3.2923689409854709E-3,5.570757921682938E-5,5.522817943548407E-5,1.915745569184419E-2]
[2004,1,5,1,9.5316348610569E-3,6.936916979540143E-3,5.9359099999999087E-4,3.4591460466328137E-3,6.3703860000000057E-5,5.522817943548407E-5,2.0640220926665329E-2,null,9.8411459852749683E-3,6.7080934282054373E-3,2.905013051916587E-4,2.3647103907239405E-3,5.570757921682938E-5,5.522817943548407E-5,1.9260158688612836E-2]
[2004,1,5,2,9.3838685718154961E-3,6.715779334645699E-3,5.9359099999999087E-4,3.2090570217978656E-3,6.3703860000000057E-5,5.522817943548407E-5,2.0021227967694538E-2,null,9.6885814309959992E-3,6.494250306423751E-3,2.905013051916587E-4,2.1937467749468947E-3,5.570757921682938E-5,5.522817943548407E-5,1.8722787396775135E-2]
[2004,1,5,3,9.3582173987325525E-3,6.70779978130733E-3,5.9359099999999087E-4,2.9416272668547718E-3,6.3703860000000057E-5,5.522817943548407E-5,1.9720167486330129E-2,null,9.6620973133516933E-3,6.4865339694015547E-3,2.905013051916587E-4,2.010928844805358E-3,5.570757921682938E-5,5.522817943548407E-5,1.8505769011967092E-2]
[2004,1,5,4,9.6562187250366603E-3,6.5867402324387425E-3,5.9359099999999087E-4,2.8925067888336117E-3,6.3703860000000057E-5,5.522817943548407E-5,1.9847988785744491E-2,null,9.9697753348783284E-3,6.3694677328324789E-3,2.905013051916587E-4,1.9773495442473397E-3,5.570757921682938E-5,5.522817943548407E-5,1.8662801496366635E-2]
[2004,1,5,5,1.0127503803490142E-2,6.7135597308599273E-3,5.9359099999999087E-4,2.7200396120455606E-3,6.3703860000000057E-5,5.522817943548407E-5,2.0273626185831103E-2,null,1.0456363976318188E-2,6.4921039192588955E-3,2.905013051916587E-4,1.8594490799386644E-3,5.570757921682938E-5,5.522817943548407E-5,1.9154125859924237E-2]
[2004,1,5,6,1.0822764711876215E-2,7.1152686852273932E-3,5.9359099999999087E-4,3.0505155360016655E-3,6.3703860000000057E-5,5.522817943548407E-5,2.1701071972540748E-2,null,1.1174201387950167E-2,6.880561962621887E-3,2.905013051916587E-4,2.0853660665960507E-3,5.570757921682938E-5,5.522817943548407E-5,2.048633830157659E-2]
[2004,1,5,7,1.2529344191894963E-2,8.096720755123455E-3,5.9359099999999087E-4,3.3873703607640387E-3,6.3703860000000057E-5,5.522817943548407E-5,2.4725958347217931E-2,null,1.2936196894823464E-2,7.8296395138721595E-3,2.905013051916587E-4,2.3156437402017849E-3,5.570757921682938E-5,5.522817943548407E-5,2.3427689033305894E-2]
[2004,1,5,8,1.1827320183383337E-2,9.6884100978665705E-3,5.4417257081118867E-4,5.4306787371155019E-3,5.8400301330034672E-5,5.522817943548407E-5,2.7604210069942119E-2,null,1.2211376771765921E-2,9.3688248394701492E-3,2.6631610329360295E-4,3.712471883296509E-3,5.1069737573666804E-5,5.522817943548407E-5,2.5610059335399848E-2]
[2004,1,5,9,1.1444073681903815E-2,1.0851027272976634E-2,0,7.5514197416187232E-3,0,5.522817943548407E-5,2.9901748875934657E-2,null,1.1815685494835526E-2,1.0493091520890285E-2,0,5.1622338250522535E-3,0,5.522817943548407E-5,2.7471010840778066E-2]
[2004,1,5,10,1.0976353434241715E-2,1.122325513226971E-2,0,8.7149028411238443E-3,0,5.522817943548407E-5,3.0969739587070753E-2,null,1.1332777441326507E-2,1.0853040942814085E-2,0,5.9576037047107356E-3,0,5.522817943548407E-5,2.8143422088851327E-2]
[2004,1,5,11,1.0626564532408109E-2,1.1458748334324489E-2,0,9.1127401776246227E-3,0,5.522817943548407E-5,3.1253281223792707E-2,null,1.0971630198786015E-2,1.108076608436471E-2,0,6.2295696959579362E-3,0,5.522817943548407E-5,2.8281965979108661E-2]
[2004,1,5,12,1.045459298873843E-2,1.1353439141971098E-2,0,8.6166055724199737E-3,0,5.522817943548407E-5,3.0479865882564988E-2,null,1.0794074397369307E-2,1.0978930657583773E-2,0,5.8904066076381533E-3,0,5.522817943548407E-5,2.7663411662591234E-2]
[2004,1,5,13,1.0083986001385785E-2,1.1095279094176807E-2,0,8.3947442502465934E-3,0,5.522817943548407E-5,2.962923752524467E-2,null,1.0411433064705423E-2,1.0729286366735003E-2,0,5.738739760742852E-3,0,5.522817943548407E-5,2.6879459192183278E-2]
[2004,1,5,14,1.0137173911367627E-2,1.1276942804897832E-2,0,7.7868113578369253E-3,0,5.522817943548407E-5,2.925615625353787E-2,null,1.0466348091813892E-2,1.0904957655237567E-2,0,5.3231501301912974E-3,0,5.522817943548407E-5,2.6694455877242756E-2]
[2004,1,5,15,9.8987556368195454E-3,1.1142676959154637E-2,0,7.6962246814291342E-3,0,5.522817943548407E-5,2.87928854568388E-2,null,1.0220187902131084E-2,1.0775120749286576E-2,0,5.2612240790576173E-3,0,5.522817943548407E-5,2.6256532730475277E-2]
[2004,1,5,16,9.9924167747913739E-3,1.0818746880806515E-2,0,8.1788902177516443E-3,0,5.522817943548407E-5,2.9045282052785018E-2,null,1.0316890403366591E-2,1.0461875940941018E-2,0,5.5911795633301611E-3,0,5.522817943548407E-5,2.6369945907637769E-2]
[2004,1,5,17,1.1648215851963755E-2,1.0574984599233166E-2,0,8.37272879159838E-3,0,5.522817943548407E-5,3.0651157422230783E-2,null,1.2026456566807531E-2,1.0226154486599071E-2,0,5.7236897503876493E-3,0,5.522817943548407E-5,2.7976300803794252E-2]
[2004,1,5,18,1.4931212405279285E-2,1.0053560997859522E-2,5.9359099999999087E-4,7.0294983404711542E-3,6.3703860000000057E-5,5.522817943548407E-5,3.2726794783045438E-2,null,1.5416058541840617E-2,9.7219307451297567E-3,2.905013051916587E-4,4.8054425986059929E-3,5.570757921682938E-5,5.522817943548407E-5,3.0289640769984853E-2]
[2004,1,5,19,1.6830512890656079E-2,9.5836863069462281E-3,5.9359099999999087E-4,5.0751615577645402E-3,6.3703860000000057E-5,5.522817943548407E-5,3.2201883794802322E-2,null,1.7377033088071196E-2,9.2675555038673942E-3,2.905013051916587E-4,3.4694364182543689E-3,5.570757921682938E-5,5.522817943548407E-5,3.0460233894601448E-2]
[2004,1,5,20,1.5022246622491783E-2,9.5820106069751457E-3,5.9359099999999087E-4,6.2940130519768362E-3,6.3703860000000057E-5,5.522817943548407E-5,3.1610793320879238E-2,null,1.5510048820979791E-2,9.2659350791172036E-3,2.905013051916587E-4,4.3026567432299006E-3,5.570757921682938E-5,5.522817943548407E-5,2.9424849527735383E-2]
[2004,1,5,21,1.4250357554377662E-2,9.3487338921409077E-3,5.9359099999999087E-4,5.8386417845721211E-3,6.3703860000000057E-5,5.522817943548407E-5,3.0150256270526164E-2,null,1.4713094981005835E-2,9.040353310970306E-3,2.905013051916587E-4,3.9913599222363913E-3,5.570757921682938E-5,5.522817943548407E-5,2.809101709862102E-2]
[2004,1,5,22,1.3513278621197146E-2,8.6587417003443998E-3,5.9359099999999087E-4,5.4612905665641781E-3,6.3703860000000057E-5,5.522817943548407E-5,2.8345833927541197E-2,null,1.3952081630217881E-2,8.373121441113034E-3,2.905013051916587E-4,3.7333984675460572E-3,5.570757921682938E-5,5.522817943548407E-5,2.640481042328546E-2]
[2004,1,5,23,1.189069575371614E-2,8.3854589914457919E-3,5.9359099999999087E-4,5.0699979357495843E-3,6.3703860000000057E-5,5.522817943548407E-5,2.605867572034699E-2,null,1.2276810272800812E-2,8.1088533305083057E-3,2.905013051916587E-4,3.465906509291889E-3,5.570757921682938E-5,5.522817943548407E-5,2.4197778997009492E-2]
[2004,1,5,24,1.0073613672727175E-2,8.0397572601566217E-3,5.9359099999999087E-4,4.4044947046054835E-3,6.3703860000000057E-5,5.522817943548407E-5,2.3230388676924753E-2,null,1.0400723925924449E-2,7.7745550365226901E-3,2.905013051916587E-4,3.010961160199532E-3,5.570757921682938E-5,5.522817943548407E-5,2.1532449007055157E-2]
[2004,1,6,1,1.0368999549667848E-2,8.1714511131238676E-3,5.9359099999999087E-4,5.2406454188048028E-3,6.3703860000000057E-5,5.522817943548407E-5,2.4493619121031995E-2,null,1.0705701569249668E-2,7.9019047903441924E-3,2.905013051916587E-4,3.5825630108941749E-3,5.570757921682938E-5,5.522817943548407E-5,2.2536378254896523E-2]
[2004,1,6,2,1.0443246345479527E-2,7.7493818932181831E-3,5.9359099999999087E-4,4.6734407593509294E-3,6.3703860000000057E-5,5.522817943548407E-5,2.3578592037484115E-2,null,1.0782359306056909E-2,7.4937580922292022E-3,2.905013051916587E-4,3.194815649610246E-3,5.570757921682938E-5,5.522817943548407E-5,2.1817141932304843E-2]
[2004,1,6,3,1.0330688509102017E-2,7.6544857964816792E-3,5.9359099999999087E-4,4.5115201256989285E-3,6.3703860000000057E-5,5.522817943548407E-5,2.3209217470718101E-2,null,1.0666146493068924E-2,7.4019922710786817E-3,2.905013051916587E-4,3.0841249185142843E-3,5.570757921682938E-5,5.522817943548407E-5,2.1498472567070374E-2]
[2004,1,6,4,1.0948447898847915E-2,7.4140054385456958E-3,5.9359099999999087E-4,4.2710211422633771E-3,6.3703860000000057E-5,5.522817943548407E-5,2.3345997519092464E-2,null,1.1303965757747475E-2,7.1694444817018222E-3,2.905013051916587E-4,2.9197171608128757E-3,5.570757921682938E-5,5.522817943548407E-5,2.173933628467066E-2]
[2004,1,6,5,1.1485544635643101E-2,7.4396915143744857E-3,5.9359099999999087E-4,4.2414539185854699E-3,6.3703860000000057E-5,5.522817943548407E-5,2.3879213108038533E-2,null,1.1858503092849519E-2,7.1942832677175253E-3,2.905013051916587E-4,2.8995046805898837E-3,5.570757921682938E-5,5.522817943548407E-5,2.2298499925565415E-2]
[2004,1,6,6,1.2150650277980036E-2,7.8468967641827543E-3,5.9359099999999087E-4,4.5032836688242133E-3,6.3703860000000057E-5,5.522817943548407E-5,2.5213353750422482E-2,null,1.2545206037022317E-2,7.5880563038121102E-3,2.905013051916587E-4,3.0784943857493125E-3,5.570757921682938E-5,5.522817943548407E-5,2.3557965610992229E-2]
[2004,1,6,7,1.3642757704393943E-2,8.7399996717157646E-3,5.9359099999999087E-4,5.075273614590598E-3,6.3703860000000057E-5,5.522817943548407E-5,2.8170554030135783E-2,null,1.4085765156533529E-2,8.4516990088355903E-3,2.905013051916587E-4,3.4695130215366119E-3,5.570757921682938E-5,5.522817943548407E-5,2.6353186071314223E-2]
[2004,1,6,8,1.3530126511698048E-2,1.0478630729308993E-2,5.4417257081118867E-4,7.9730731615600403E-3,5.8400301330034672E-5,5.522817943548407E-5,3.2639631454143787E-2,null,1.3969476605201734E-2,1.0132978978873252E-2,2.6631610329360295E-4,5.450480753622991E-3,5.1069737573666804E-5,5.522817943548407E-5,2.9870322178565244E-2]
[2004,1,6,9,1.2822660674094278E-2,1.1569273155895531E-2,0,9.6224273959528324E-3,0,5.522817943548407E-5,3.4069589405378131E-2,null,1.3239037946047985E-2,{"$f":"F131*W$5","v":1.1187645095807547E-2},{"$f":"G131*X$5","v":0},{"$f":"H131*Y$5","v":6.5779975000898605E-3},{"$f":"I131*Z$5","v":0},{"$f":"J131","v":5.522817943548407E-5},3.1004680541945391E-2]
[2004,1,6,10,1.2120662908523185E-2,1.1924543049896739E-2,0,1.0666211878648827E-2,0,5.522817943548407E-5,3.4766646016504234E-2,null,{"$f":"E132*V$5","v":1.2514244918091401E-2},1.1531195933768813E-2,0,7.2915400850611612E-3,0,5.522817943548407E-5,{"$f":"SUM(M132:Q132)","v":3.1336980936921374E-2}]
[2004,1,6,11,1.157294113474272E-2,1.2102071783812287E-2,0,1.069994520219102E-2,0,5.522817943548407E-5,3.4430186300181506E-2,null,1.1948737529940192E-2,1.1702868643246081E-2,0,7.3146005571020929E-3,0,5.522817943548407E-5,3.0966206730288368E-2]
[2004,1,6,12,1.1369849170082725E-2,1.1979214816253966E-2,0,1.0442941175583561E-2,0,5.522817943548407E-5,3.3847233341355733E-2,null,1.1739050765624327E-2,1.1584064278264066E-2,0,7.1389097698431585E-3,0,5.522817943548407E-5,3.0462024813731552E-2]
[2004,1,6,13,1.0901005245282355E-2,1.1735144519718412E-2,0,1.0236439477390292E-2,0,5.522817943548407E-5,3.2927817421826544E-2,null,1.1254982546947505E-2,1.1348044969248372E-2,0,6.9977429313122742E-3,0,5.522817943548407E-5,2.9600770447508151E-2]
[2004,1,6,14,1.0499510293714612E-2,1.1797747334705606E-2,0,9.9163044166754154E-3,0,5.522817943548407E-5,3.2268790224531121E-2,null,1.084045025649309E-2,1.1408582746050567E-2,0,6.7788950728229196E-3,0,5.522817943548407E-5,2.9027928075366576E-2]
[2004,1,6,15,1.1037035534183226E-2,1.1608297417641919E-2,0,9.1235165596781354E-3,0,5.522817943548407E-5,3.1824077690938764E-2,null,1.1395430009634316E-2,1.1225382089710403E-2,0,6.2369365495896752E-3,0,5.522817943548407E-5,2.8857748648934391E-2]
[2004,1,6,16,1.1937712174695468E-2,1.1195424083463463E-2,0,8.9304832860942623E-3,0,5.522817943548407E-5,3.2118847723688677E-2,null,1.2325353410395512E-2,1.0826127938644093E-2,0,6.1049768746740778E-3,0,5.522817943548407E-5,2.9256458223713682E-2]
[2004,1,6,17,1.3420971306300154E-2,1.0938037869115355E-2,0,8.8332203054687659E-3,0,5.522817943548407E-5,3.3247457660319758E-2,null,1.3856776913382629E-2,1.0577231955302848E-2,0,6.0384868283397293E-3,0,5.522817943548407E-5,3.0472495697025207E-2]
[2004,1,6,18,1.5612759825040179E-2,1.070490350806288E-2,5.8369781646879404E-4,9.1334894220579683E-3,6.264212897876544E-5,5.522817943548407E-5,3.6152720880044072E-2,null,1.611973716062173E-2,1.0351787845206456E-2,2.8565961667496398E-4,6.2437541083099285E-3,5.477911954464637E-5,5.522817943548407E-5,3.3055717850357734E-2]
[2004,1,6,19,1.7402289407657132E-2,1.0220527436911538E-2,5.9359099999999087E-4,7.1868842742299306E-3,6.3703860000000057E-5,5.522817943548407E-5,3.5522224158234077E-2,null,1.7967376324754467E-2,9.8833895712680999E-3,2.905013051916587E-4,4.9130333588386947E-3,5.570757921682938E-5,5.522817943548407E-5,3.3110008139269752E-2]
[2004,1,6,20,1.7281512626662599E-2,9.9990539841617928E-3,5.9359099999999087E-4,7.0836917859523289E-3,6.3703860000000057E-5,5.522817943548407E-5,3.5076781436212193E-2,null,1.7842677681685907E-2,9.6692217187055885E-3,2.905013051916587E-4,4.8424898356728436E-3,5.570757921682938E-5,5.522817943548407E-5,3.270059812047283E-2]
[2004,1,6,21,1.5778334498642202E-2,9.7550920292902698E-3,5.9359099999999087E-4,7.3233360579005053E-3,6.3703860000000057E-5,5.522817943548407E-5,3.3569285625268452E-2,null,1.6290688372888489E-2,9.4333071775581888E-3,2.905013051916587E-4,5.0063133031742956E-3,5.570757921682938E-5,5.522817943548407E-5,3.1076517738029462E-2]
[2004,1,6,22,1.4384050385849259E-2,9.158668859929853E-3,5.9359099999999087E-4,6.8103365102762312E-3,6.3703860000000057E-5,5.522817943548407E-5,3.1065578795490819E-2,null,1.4851129084375891E-2,8.8565578298845354E-3,2.905013051916587E-4,4.6556211542016761E-3,5.570757921682938E-5,5.522817943548407E-5,2.8709516952870592E-2]
[2004,1,6,23,1.3257045642394627E-2,8.8041102479527525E-3,5.9359099999999087E-4,6.7368665777675927E-3,6.3703860000000057E-5,5.522817943548407E-5,2.9510545507550445E-2,null,1.3687528257433955E-2,8.5136948113516391E-3,2.905013051916587E-4,4.6053962979895249E-3,5.570757921682938E-5,5.522817943548407E-5,2.7152828251183606E-2]
[2004,1,6,24,1.1642086501516604E-2,8.4156904117992769E-3,5.9359099999999087E-4,5.7376953217708471E-3,6.3703860000000057E-5,5.522817943548407E-5,2.6507995274522203E-2,null,1.2020128184171749E-2,8.1380875267364951E-3,2.905013051916587E-4,3.9223518068590814E-3,5.570757921682938E-5,5.522817943548407E-5,2.4426776402175811E-2]
[2004,1,7,1,1.0811471413516328E-2,8.2497434114715759E-3,5.9359099999999087E-4,5.2674394414995241E-3,6.3703860000000057E-5,5.522817943548407E-5,2.5041177305922903E-2,null,1.116254137375166E-2,7.9776145117628535E-3,2.905013051916587E-4,3.600879700337564E-3,5.570757921682938E-5,5.522817943548407E-5,2.3087244470260566E-2]
[2004,1,7,2,1.0937673993631877E-2,7.8369739642715364E-3,5.9359099999999087E-4,4.7670698080479494E-3,6.3703860000000057E-5,5.522817943548407E-5,2.425424080538684E-2,null,1.1292842002420282E-2,7.5784608208230297E-3,2.905013051916587E-4,3.2588214999972106E-3,5.570757921682938E-5,5.522817943548407E-5,2.247633320764901E-2]
[2004,1,7,3,1.0843847527607366E-2,7.7525336184254227E-3,5.9359099999999087E-4,4.6386047583304862E-3,6.3703860000000057E-5,5.522817943548407E-5,2.394750894379875E-2,null,1.11959688046017E-2,7.496805853534772E-3,2.905013051916587E-4,3.1710013750830112E-3,5.570757921682938E-5,5.522817943548407E-5,2.2209984917627969E-2]
[2004,1,7,4,1.1511809628198208E-2,7.505458733874453E-3,5.9359099999999087E-4,4.3621492597536397E-3,6.3703860000000057E-5,5.522817943548407E-5,2.4091940661261774E-2,null,1.1885620961903969E-2,7.2578810668868501E-3,2.905013051916587E-4,2.9820133470424507E-3,5.570757921682938E-5,5.522817943548407E-5,2.2471724260241757E-2]
[2004,1,7,5,1.2070572526263496E-2,7.5144576217975514E-3,5.9359099999999087E-4,4.228430050356273E-3,6.3703860000000057E-5,5.522817943548407E-5,2.4525983237852794E-2,null,1.2462528001585311E-2,7.2665831143693465E-3,2.905013051916587E-4,2.8906014206194122E-3,5.570757921682938E-5,5.522817943548407E-5,2.2965921420982555E-2]
[2004,1,7,6,1.2730727869111374E-2,7.9128293148607136E-3,5.9359099999999087E-4,4.3849227725622159E-3,6.3703860000000057E-5,5.522817943548407E-5,2.5741002995969778E-2,null,1.314411990020792E-2,7.6518139804878024E-3,2.905013051916587E-4,2.9975815715827664E-3,5.570757921682938E-5,5.522817943548407E-5,2.4139724336686975E-2]
[2004,1,7,7,1.4334839913422274E-2,8.7897970017754758E-3,5.9359099999999087E-4,5.0932698050067358E-3,6.3703860000000057E-5,5.522817943548407E-5,2.8930429759639959E-2,null,1.4800320650123237E-2,8.4998537068809842E-3,2.905013051916587E-4,3.4818154157971585E-3,5.570757921682938E-5,5.522817943548407E-5,2.7128198657209869E-2]
[2004,1,7,8,1.4077330447855819E-2,1.051572319443449E-2,5.4417257081118867E-4,7.9544831996644326E-3,5.8400301330034672E-5,5.522817943548407E-5,3.3205337893531452E-2,null,1.4534449340513648E-2,1.0168847899069092E-2,2.6631610329360295E-4,5.4377724506299739E-3,5.1069737573666804E-5,5.522817943548407E-5,3.0458455531079984E-2]
[2004,1,7,9,1.3312095862016753E-2,1.1601117548368289E-2,0,9.5524229201949997E-3,0,5.522817943548407E-5,3.4520864510015528E-2,null,1.3744366067077317E-2,1.1218439058096811E-2,0,6.530141668335411E-3,0,5.522817943548407E-5,3.1492946793509537E-2]
[2004,1,7,10,1.255359389075726E-2,1.1963842122506764E-2,0,1.0567620115121624E-2,0,5.522817943548407E-5,3.5140284307821137E-2,null,1.2961234029594315E-2,1.1569198673528769E-2,0,7.2241416680791665E-3,0,5.522817943548407E-5,3.175457437120225E-2]
[2004,1,7,11,1.197074112082828E-2,1.2145629756897456E-2,0,1.0648553082944249E-2,0,5.522817943548407E-5,3.4820152140105469E-2,null,1.2359454872040963E-2,1.1744989797911816E-2,0,7.2794683375467899E-3,0,5.522817943548407E-5,3.138391300749957E-2]
[2004,1,7,12,1.1754801623491731E-2,1.2024950959703297E-2,0,1.0417119453620675E-2,0,5.522817943548407E-5,3.4252100216251191E-2,null,1.2136503390133248E-2,1.1628291753410274E-2,0,7.1212577559042096E-3,0,5.522817943548407E-5,3.0886052899447732E-2]
[2004,1,7,13,1.1276882851107914E-2,1.179299349867031E-2,0,1.0323681958314989E-2,0,5.522817943548407E-5,3.3448786487528699E-2,null,1.1643065645539344E-2,1.1403985721700817E-2,0,7.0573828535283323E-3,0,5.522817943548407E-5,3.0104434220768493E-2]
[2004,1,7,14,1.0876136685779287E-2,1.1874046404539325E-2,0,1.0085004728679485E-2,0,5.522817943548407E-5,3.2890415998433585E-2,null,1.1229306455901141E-2,1.1482364988282862E-2,0,6.8942204668179822E-3,0,5.522817943548407E-5,2.9605891911001988E-2]
[2004,1,7,15,1.1433620990281718E-2,1.1675351763339224E-2,0,9.1991072258578686E-3,0,5.522817943548407E-5,3.2363308158914292E-2,null,1.1804893383545951E-2,1.1290224557485551E-2,0,6.2886111627303834E-3,0,5.522817943548407E-5,2.9383729103761885E-2]
[2004,1,7,16,1.2375771632778159E-2,1.1239449429267927E-2,0,8.985447712488534E-3,0,5.522817943548407E-5,3.2655896953970101E-2,null,1.2777637529548622E-2,1.0868701049110377E-2,0,6.1425511627967878E-3,0,5.522817943548407E-5,2.9788889741455785E-2]
[2004,1,7,17,1.3974503985680418E-2,1.1002038551402523E-2,0,8.9947460880168452E-3,0,5.522817943548407E-5,3.4026516804535271E-2,null,1.4428283898785295E-2,1.0639121488869053E-2,0,6.1489076348659718E-3,0,5.522817943548407E-5,3.1216313022520318E-2]
[2004,1,7,18,1.6205595146352947E-2,1.073600293926638E-2,5.7380463353118825E-4,8.8772014605296278E-3,6.1580398021234681E-5,5.522817943548407E-5,3.6509412757136865E-2,null,1.6731823022838595E-2,1.0381861419777469E-2,2.8081792844877055E-4,6.0685528310370418E-3,5.3850659928170935E-5,5.522817943548407E-5,3.3516905862030044E-2]
[2004,1,7,19,1.813724383631906E-2,1.0235392435628262E-2,5.9359099999999087E-4,6.9857478179733918E-3,6.3703860000000057E-5,5.522817943548407E-5,3.6070907129356192E-2,null,1.8726196184140519E-2,9.8977642279774181E-3,2.905013051916587E-4,4.7755342588726166E-3,5.570757921682938E-5,5.522817943548407E-5,3.3745703555399041E-2]
[2004,1,7,20,1.7969148290735443E-2,1.002095993903135E-2,5.9359099999999087E-4,6.9089190032123665E-3,6.3703860000000057E-5,5.522817943548407E-5,3.5611550272414638E-2,null,1.8552642242169709E-2,9.6904050761441232E-3,2.905013051916587E-4,4.7230132337053648E-3,5.570757921682938E-5,5.522817943548407E-5,3.3312269436427684E-2]
[2004,1,7,21,1.6315917043613112E-2,9.7664869070036575E-3,5.9359099999999087E-4,6.9315596267621729E-3,6.3703860000000057E-5,5.522817943548407E-5,3.3726486616814419E-2,null,1.6845727291323071E-2,9.4443261798800894E-3,2.905013051916587E-4,4.7384906136826608E-3,5.570757921682938E-5,5.522817943548407E-5,3.137475296929431E-2]
[2004,1,7,22,1.4944062154520035E-2,9.1931039062851678E-3,5.9359099999999087E-4,6.7713548414354294E-3,6.3703860000000057E-5,5.522817943548407E-5,3.1621043941676107E-2,null,1.5429325547972907E-2,8.8898569898481512E-3,2.905013051916587E-4,4.6289728554270888E-3,5.570757921682938E-5,5.522817943548407E-5,2.9294364277656637E-2]
[2004,1,7,23,1.3761335197635283E-2,8.8823265305721932E-3,5.9359099999999087E-4,6.6358990220937459E-3,6.3703860000000057E-5,5.522817943548407E-5,2.9992083789736695E-2,null,1.4208193096605353E-2,8.5893310245232311E-3,2.905013051916587E-4,4.5363737632918774E-3,5.570757921682938E-5,5.522817943548407E-5,2.7680106768828951E-2]
[2004,1,7,24,1.2139142466413674E-2,8.5019854001684401E-3,5.9359099999999087E-4,5.7564837836486154E-3,6.3703860000000057E-5,5.522817943548407E-5,2.7110134689666204E-2,null,1.2533324543947262E-2,8.221535958665779E-3,2.905013051916587E-4,3.9351958066292936E-3,5.570757921682938E-5,5.522817943548407E-5,2.5036265193650823E-2]
[2004,1,8,1,1.1605222000374178E-2,8.2907383082151467E-3,5.9359099999999087E-4,5.0603131168079612E-3,6.3703860000000057E-5,5.522817943548407E-5,2.5668796464832763E-2,null,1.1982066619423902E-2,8.0172571366128528E-3,2.905013051916587E-4,3.4592858602430204E-3,5.570757921682938E-5,5.522817943548407E-5,2.380481850068826E-2]
[2004,1,8,2,1.1784819891119689E-2,7.8707593899518414E-3,5.9359099999999087E-4,4.4940358646572455E-3,6.3703860000000057E-5,5.522817943548407E-5,2.4862138185164251E-2,null,1.2167496410560284E-2,7.6111317887247107E-3,2.905013051916587E-4,3.0721724848205281E-3,5.570757921682938E-5,5.522817943548407E-5,2.3197009568514011E-2]
[2004,1,8,3,1.1705701377498271E-2,7.7883784699955064E-3,5.9359099999999087E-4,4.3411146599540897E-3,6.3703860000000057E-5,5.522817943548407E-5,2.4547717546883341E-2,null,1.2085808761585447E-2,7.5314683143889918E-3,2.905013051916587E-4,2.9676338626147452E-3,5.570757921682938E-5,5.522817943548407E-5,2.293111982299767E-2]
[2004,1,8,4,1.2468809211374368E-2,7.5276794523660472E-3,5.9359099999999087E-4,3.9867576817015334E-3,6.3703860000000057E-5,5.522817943548407E-5,2.4695769384877424E-2,null,1.287369622319651E-2,7.2793688050453295E-3,2.905013051916587E-4,2.7253915238401125E-3,5.570757921682938E-5,5.522817943548407E-5,2.322466543649044E-2]
[2004,1,8,5,1.3104479564750159E-2,7.5273694486253234E-3,5.9359099999999087E-4,3.7963187226658793E-3,6.3703860000000057E-5,5.522817943548407E-5,2.5140690775476836E-2,null,1.3530008056084831E-2,7.2790690271956017E-3,2.905013051916587E-4,2.5952053509641151E-3,5.570757921682938E-5,5.522817943548407E-5,2.3750491318653037E-2]
[2004,1,8,6,1.3802304391717059E-2,7.9267375342217498E-3,5.9359099999999087E-4,3.9446007725505872E-3,6.3703860000000057E-5,5.522817943548407E-5,2.638616573792487E-2,null,1.4250492641828712E-2,7.6652634184973647E-3,2.905013051916587E-4,2.6965725957676517E-3,5.570757921682938E-5,5.522817943548407E-5,2.4958537540502215E-2]
[2004,1,8,7,1.554561076113798E-2,8.8017364050720828E-3,5.9359099999999087E-4,4.5956577529904273E-3,6.3703860000000057E-5,5.522817943548407E-5,2.9655527958635967E-2,null,1.605040763318295E-2,8.5113992728762071E-3,2.905013051916587E-4,3.1416423285411717E-3,5.570757921682938E-5,5.522817943548407E-5,2.8049658119008815E-2]
[2004,1,8,8,1.5090895712256492E-2,1.0569369349397003E-2,5.3427938727999185E-4,7.7304699578867198E-3,5.7338570308800055E-5,5.522817943548407E-5,3.4037581156564488E-2,null,1.5580927083101536E-2,1.0220724463343092E-2,2.6147441477690822E-4,5.2846345277581842E-3,5.0141277901483794E-5,5.522817943548407E-5,3.1397901766881203E-2]
[2004,1,8,9,1.4255003773112491E-2,1.1676587445571358E-2,0,9.399258988165687E-3,0,5.522817943548407E-5,3.5386078386285019E-2,null,1.4717892071695471E-2,1.1291419479074662E-2,0,6.4254371150522646E-3,0,5.522817943548407E-5,3.2434748665822397E-2]
[2004,1,8,10,1.3419651969302185E-2,1.2052436586990565E-2,0,1.0493707432164698E-2,0,5.522817943548407E-5,3.6021024167892934E-2,null,1.3855414734890686E-2,1.1654870730255409E-2,0,7.1736141427771747E-3,0,5.522817943548407E-5,3.268389960792327E-2]
[2004,1,8,11,1.2762175333563788E-2,1.2236960651540008E-2,0,1.0638504887733879E-2,0,5.522817943548407E-5,3.569286905227316E-2,null,1.3176588526320254E-2,1.1833308019962159E-2,0,7.2725992804726853E-3,0,5.522817943548407E-5,3.2282495826755096E-2]
[2004,1,8,12,1.2513625854351E-2,1.2117242541328352E-2,0,1.042448157476754E-2,0,5.522817943548407E-5,3.5110578149882374E-2,null,1.2919968151625593E-2,1.1717538972888856E-2,0,7.1262905831219869E-3,0,5.522817943548407E-5,3.1763797707636439E-2]
[2004,1,8,13,1.1974261366823934E-2,1.188950873072989E-2,0,1.0368133139785409E-2,0,5.522817943548407E-5,3.4287131416774717E-2,null,1.2363089427419165E-2,1.1497317268814635E-2,0,7.0877701714634556E-3,0,5.522817943548407E-5,3.0948176867697255E-2]
[2004,1,8,14,1.1540613277334832E-2,1.1974071294984451E-2,0,1.0144853539809238E-2,0,5.522817943548407E-5,3.3714766291564002E-2,null,1.1915359922763694E-2,1.1579090422972496E-2,0,6.9351337742190279E-3,0,5.522817943548407E-5,3.0429584119955218E-2]
[2004,1,8,15,1.216356787895701E-2,1.1765725390052289E-2,0,9.1899252771000944E-3,0,5.522817943548407E-5,3.3174446725544877E-2,null,1.2558543098171535E-2,1.1377617088378603E-2,0,6.2823342812856871E-3,0,5.522817943548407E-5,3.0218494467835824E-2]
[2004,1,8,16,1.3181390390962111E-2,1.1320405620185537E-2,0,8.9173442387032141E-3,0,5.522817943548407E-5,3.3474368429286347E-2,null,1.360941632965313E-2,1.0946986791013974E-2,0,6.0959948769581758E-3,0,5.522817943548407E-5,3.0652397997625282E-2]
[2004,1,8,17,1.4929562527828389E-2,1.1068233157109095E-2,0,8.8263179459850041E-3,0,5.522817943548407E-5,3.4879341810357976E-2,null,1.5414355089590425E-2,1.0703132576335221E-2,0,6.03376829926587E-3,0,5.522817943548407E-5,3.2151255965191514E-2]
[2004,1,8,18,1.7399373659699138E-2,1.0782649177179417E-2,5.540182664687946E-4,8.5737430241231722E-3,5.9456935978765441E-5,5.522817943548407E-5,3.742446924288477E-2,null,1.7964365896666404E-2,1.0426968968695504E-2,2.711345514153811E-4,5.861105296862618E-3,5.1993740583804902E-5,5.522817943548407E-5,3.4575568454223708E-2]
[2004,1,8,19,1.9530539918458729E-2,1.0255594732445422E-2,5.9359099999999087E-4,6.4763123407890972E-3,6.3703860000000057E-5,5.522817943548407E-5,3.697497003112872E-2,null,2.016473535868122E-2,9.9173001248194226E-3,2.905013051916587E-4,4.4272785477632946E-3,5.570757921682938E-5,5.522817943548407E-5,3.4855522915672427E-2]
[2004,1,8,20,1.9275205602876978E-2,1.004791670166388E-2,5.9359099999999087E-4,6.4684549425509212E-3,6.3703860000000057E-5,5.522817943548407E-5,3.6504100286527258E-2,null,1.9901109830498569E-2,9.7164726336475948E-3,2.905013051916587E-4,4.4219071436631535E-3,5.570757921682938E-5,5.522817943548407E-5,3.4385698492217801E-2]
[2004,1,8,21,1.7457995179686929E-2,9.8066954463831603E-3,5.9359099999999087E-4,6.5945764688181739E-3,6.3703860000000057E-5,5.522817943548407E-5,3.4571790134323738E-2,null,1.8024890973894824E-2,9.4832083864229821E-3,2.905013051916587E-4,4.5081252100984941E-3,5.570757921682938E-5,5.522817943548407E-5,3.2362433454824785E-2]
[2004,1,8,22,1.5977138657371763E-2,9.2378837559273768E-3,5.9359099999999087E-4,6.4860353988735872E-3,6.3703860000000057E-5,5.522817943548407E-5,3.2413580851608205E-2,null,1.6495948097695074E-2,8.9331597158266943E-3,2.905013051916587E-4,4.4339253375119923E-3,5.570757921682938E-5,5.522817943548407E-5,3.0209242035442251E-2]
[2004,1,8,23,1.4723750226023213E-2,8.9229583160477903E-3,5.9359099999999087E-4,6.3845596010205126E-3,6.3703860000000057E-5,5.522817943548407E-5,3.074379118252699E-2,null,1.5201859653376703E-2,8.6286225158195805E-3,2.905013051916587E-4,4.3645553628548798E-3,5.570757921682938E-5,5.522817943548407E-5,2.8541246416459651E-2]
[2004,1,8,24,1.303152235621593E-2,8.5407089399361508E-3,5.9359099999999087E-4,5.5048562745553618E-3,6.3703860000000057E-5,5.522817943548407E-5,2.7789610610142915E-2,null,1.3454681782016474E-2,8.2589821503095268E-3,2.905013051916587E-4,3.7631804660442931E-3,5.570757921682938E-5,5.522817943548407E-5,2.5823053282778785E-2]
[2004,1,9,1,1.1613832741843664E-2,7.7553249656715714E-3,5.9359099999999087E-4,3.2680390906646233E-3,6.3703860000000057E-5,5.522817943548407E-5,2.3349719837615333E-2,null,1.1990956968779278E-2,{"$f":"F195*W$5","v":7.4995051244317653E-3},{"$f":"G195*X$5","v":2.905013051916587E-4},{"$f":"H195*Y$5","v":2.2340675677770747E-3},{"$f":"I195*Z$5","v":5.570757921682938E-5},{"$f":"J195","v":5.522817943548407E-5},2.2070738545396606E-2]
[2004,1,9,2,1.1554473926191159E-2,7.3700931592480725E-3,5.9359099999999087E-4,2.8888518500285818E-3,6.3703860000000057E-5,5.522817943548407E-5,2.2525941974903291E-2,null,{"$f":"E196*V$5","v":1.1929670654430834E-2},7.1269807080913397E-3,2.905013051916587E-4,1.9748509877674457E-3,5.570757921682938E-5,5.522817943548407E-5,{"$f":"SUM(M196:Q196)","v":2.1377711234698105E-2}]
[2004,1,9,3,1.1647960419797355E-2,7.2692739771180979E-3,5.9359099999999087E-4,2.5547663946630605E-3,6.3703860000000057E-5,5.522817943548407E-5,2.2184523831013988E-2,null,1.202619284025112E-2,7.0294871824980775E-3,2.905013051916587E-4,1.7464664856266352E-3,5.570757921682938E-5,5.522817943548407E-5,2.114835539278432E-2]
[2004,1,9,4,1.2177027610552255E-2,7.0419118673692481E-3,5.9359099999999087E-4,2.4241115525088191E-3,6.3703860000000057E-5,5.522817943548407E-5,2.2355574069865797E-2,null,1.2572439893997464E-2,6.809624918220224E-3,2.905013051916587E-4,1.6571493944499624E-3,5.570757921682938E-5,5.522817943548407E-5,2.1385423091076137E-2]
[2004,1,9,5,1.3321306292865881E-2,6.9385970334291877E-3,5.9359099999999087E-4,1.8504607964029481E-3,6.3703860000000057E-5,5.522817943548407E-5,2.2822887162133494E-2,null,1.3753875578918133E-2,6.7097180632537407E-3,2.905013051916587E-4,1.2649954103963969E-3,5.570757921682938E-5,5.522817943548407E-5,2.2074797936976757E-2]
[2004,1,9,6,1.4069300231443382E-2,7.3346234525665296E-3,5.9359099999999087E-4,1.7799494358339764E-3,6.3703860000000057E-5,5.522817943548407E-5,2.3896396159279361E-2,null,1.4526158367017483E-2,7.0926810174661526E-3,2.905013051916587E-4,1.2167930665942797E-3,5.570757921682938E-5,5.522817943548407E-5,2.3181841335486404E-2]
[2004,1,9,7,1.5817898309711583E-2,8.252960399894111E-3,5.9359099999999087E-4,2.6975414490514604E-3,6.3703860000000057E-5,5.522817943548407E-5,2.748092319809263E-2,null,1.6331536899520407E-2,7.9807253834886446E-3,2.905013051916587E-4,1.8440690875685427E-3,5.570757921682938E-5,5.522817943548407E-5,2.6502540254986082E-2]
[2004,1,9,8,1.5175554529380122E-2,9.8583565670538279E-3,5.3427938727999185E-4,4.8701766053946315E-3,5.7338570308800055E-5,5.522817943548407E-5,3.0550933838852858E-2,null,1.5668334940242421E-2,9.5331653954353057E-3,2.6147441477690822E-4,3.3293064438975422E-3,5.0141277901483794E-5,5.522817943548407E-5,2.8842422472253659E-2]
[2004,1,9,9,1.4603198949029866E-2,1.0895615881743681E-2,0,6.5746562754513708E-3,0,5.522817943548407E-5,3.2128699285660402E-2,null,1.5077393836872345E-2,1.0536209314331555E-2,0,4.4945075461997521E-3,0,5.522817943548407E-5,3.0108110697403656E-2]
[2004,1,9,10,1.5343128629518902E-2,1.1206841393654214E-2,0,6.9746908698569933E-3,0,5.522817943548407E-5,3.3579889072465591E-2,null,1.5841350504398638E-2,1.0837168633477872E-2,0,4.7679756071857373E-3,0,5.522817943548407E-5,3.1446494745062246E-2]
[2004,1,9,11,1.3967165428143675E-2,1.1458427252562792E-2,0,7.6885453680128092E-3,0,5.522817943548407E-5,3.3169366228154765E-2,null,1.4420707043702911E-2,1.1080455593917455E-2,0,5.2559744157059107E-3,0,5.522817943548407E-5,3.0757137053326278E-2]
[2004,1,9,12,1.2735040998400114E-2,1.140866743936283E-2,0,7.6622391475385824E-3,0,5.522817943548407E-5,3.1861175764737008E-2,null,1.314857308537527E-2,1.1032337175187651E-2,0,5.2379911932407507E-3,0,5.522817943548407E-5,2.9418901453803669E-2]
[2004,1,9,13,1.2314424388956757E-2,1.117016451167898E-2,0,7.7760512888800605E-3,0,5.522817943548407E-5,3.1315868368951283E-2,null,1.2714298218817437E-2,1.0801701587862251E-2,0,5.3157944283723554E-3,0,5.522817943548407E-5,2.8831794235052041E-2]
[2004,1,9,14,1.0942918220066584E-2,1.1262618534585003E-2,0,7.7373337346790779E-3,0,5.522817943548407E-5,2.9998098668766151E-2,null,1.1298256519308108E-2,1.089110589027732E-2,0,5.2893266812786459E-3,0,5.522817943548407E-5,2.7478689090864074E-2]
[2004,1,9,15,1.1652185944082504E-2,1.1038709079325113E-2,0,6.9707697832994539E-3,0,5.522817943548407E-5,2.9716892986142558E-2,null,1.2030555575706332E-2,1.0674582390029016E-2,0,4.7652951091667053E-3,0,5.522817943548407E-5,2.7470433074902052E-2]
[2004,1,9,16,1.2232735329046202E-2,1.0539887281717267E-2,0,6.5462549234022128E-3,0,5.522817943548407E-5,2.9374105713601165E-2,null,1.262995655280753E-2,1.0192214901381252E-2,0,4.4750920686813548E-3,0,5.522817943548407E-5,2.7297263522870138E-2]
[2004,1,9,17,1.3428735548293066E-2,1.0333057640336249E-2,0,7.1444292318850935E-3,0,5.522817943548407E-5,3.0961450599949897E-2,null,1.386479327574135E-2,9.9922078143427004E-3,0,4.8840106236265786E-3,0,5.522817943548407E-5,2.8741011713710629E-2]
[2004,1,9,18,1.8592890999958343E-2,9.5998665546717481E-3,5.441250835311886E-4,3.5032940731303465E-3,5.8395205021234669E-5,5.522817943548407E-5,3.2353800095748342E-2,null,1.9196639116598115E-2,9.2832020243251746E-3,2.6629286318918756E-4,2.3948904685758988E-3,5.106528096732946E-5,5.522817943548407E-5,3.1192089753655707E-2]
[2004,1,9,19,1.8680034711537705E-2,9.4394421624333109E-3,5.9359099999999087E-4,3.9480594896523979E-3,6.3703860000000057E-5,5.522817943548407E-5,3.2780059403058892E-2,null,1.9286612557655434E-2,9.1280694467734316E-3,2.905013051916587E-4,2.6989370129269644E-3,5.570757921682938E-5,5.522817943548407E-5,3.1459827901764319E-2]
[2004,1,9,20,1.9907124352661898E-2,8.8447128000697026E-3,5.9359099999999087E-4,2.1333976126386711E-3,6.3703860000000057E-5,5.522817943548407E-5,3.1597757804805747E-2,null,2.0553548237772626E-2,8.5529580335910581E-3,2.905013051916587E-4,1.4584141386753723E-3,5.570757921682938E-5,5.522817943548407E-5,3.0911129294447545E-2]
[2004,1,9,21,1.7185921215940217E-2,8.8176904515711758E-3,5.9359099999999087E-4,3.5720651279793933E-3,6.3703860000000057E-5,5.522817943548407E-5,3.0288199834926262E-2,null,1.7743982227908E-2,8.5268270536597319E-3,2.905013051916587E-4,2.4419031201928744E-3,5.570757921682938E-5,5.522817943548407E-5,2.9058921286169097E-2]
[2004,1,9,22,1.6402299190675741E-2,8.2630838838337085E-3,5.9359099999999087E-4,3.2264753497872316E-3,6.3703860000000057E-5,5.522817943548407E-5,2.8604381463732155E-2,null,1.6934914438350497E-2,7.9905149306730861E-3,2.905013051916587E-4,2.2056541360788674E-3,5.570757921682938E-5,5.522817943548407E-5,2.7477292389510938E-2]
[2004,1,9,23,1.4564561749751834E-2,7.786324438760016E-3,5.9359099999999087E-4,3.1941602091253426E-3,6.3703860000000057E-5,5.522817943548407E-5,2.6257569437072668E-2,null,1.5037502010957906E-2,7.5294820381408018E-3,2.905013051916587E-4,2.1835631494970028E-3,5.570757921682938E-5,5.522817943548407E-5,2.5096756083004199E-2]
[2004,1,9,24,1.2839780976315308E-2,7.4006157654391645E-3,5.9359099999999087E-4,4.0929326773103594E-3,6.3703860000000057E-5,5.522817943548407E-5,2.5045852458500308E-2,null,1.3256714178501827E-2,7.1564964850000228E-3,2.905013051916587E-4,2.7979739219136652E-3,5.570757921682938E-5,5.522817943548407E-5,2.3557393469824005E-2]
[2004,1,10,1,1.1704495444892056E-2,7.1277859322546357E-3,5.9359099999999087E-4,4.4140381628432479E-3,6.3703860000000057E-5,5.522817943548407E-5,2.3958842579425415E-2,null,1.2084563669951203E-2,6.8926663113938738E-3,2.905013051916587E-4,3.0174851735120804E-3,5.570757921682938E-5,5.522817943548407E-5,2.2340924039265644E-2]
[2004,1,10,2,1.0830398570097344E-2,6.9324549981758148E-3,5.9359099999999087E-4,4.7279527176007858E-3,6.3703860000000057E-5,5.522817943548407E-5,2.320332932530942E-2,null,1.1182083132716949E-2,6.7037786313071746E-3,2.905013051916587E-4,3.2320806255188585E-3,5.570757921682938E-5,5.522817943548407E-5,2.146415127395147E-2]
[2004,1,10,3,1.1567352212064026E-2,6.7024561845432182E-3,5.9359099999999087E-4,3.836052322916274E-3,6.3703860000000057E-5,5.522817943548407E-5,2.2818383758958994E-2,null,1.1942967123836391E-2,6.4813666383751007E-3,2.905013051916587E-4,2.6223676783438568E-3,5.570757921682938E-5,5.522817943548407E-5,2.1392910324963838E-2]
[2004,1,10,4,1.1829078502199795E-2,6.5720840141100948E-3,5.9359099999999087E-4,3.5524167066659333E-3,6.3703860000000057E-5,5.522817943548407E-5,2.2666102262411298E-2,null,1.22131921866883E-2,6.3552949696088854E-3,2.905013051916587E-4,2.4284712426673538E-3,5.570757921682938E-5,5.522817943548407E-5,2.1343167283373026E-2]
[2004,1,10,5,1.2422210454053466E-2,6.5567051621438404E-3,5.9359099999999087E-4,3.3040596980130374E-3,6.3703860000000057E-5,5.522817943548407E-5,2.2995498353645821E-2,null,1.2825584311629164E-2,6.3404234097916862E-3,2.905013051916587E-4,2.2586916522559291E-3,5.570757921682938E-5,5.522817943548407E-5,2.177090825808527E-2]
[2004,1,10,6,1.222243106182571E-2,6.8128300584685952E-3,5.9359099999999087E-4,3.7842852835929695E-3,6.3703860000000057E-5,5.522817943548407E-5,2.3532069443322753E-2,null,1.2619317685554814E-2,6.5880996813837073E-3,2.905013051916587E-4,2.5869791592889901E-3,5.570757921682938E-5,5.522817943548407E-5,2.2140605410636002E-2]
[2004,1,10,7,1.4401161100123169E-2,7.0949331175594044E-3,5.9359099999999087E-4,2.3233978927628424E-3,6.3703860000000057E-5,5.522817943548407E-5,2.453201514988089E-2,null,1.4868795417542918E-2,6.8608971910475982E-3,2.905013051916587E-4,1.5883004258089957E-3,5.570757921682938E-5,5.522817943548407E-5,2.3664201918808001E-2]
[2004,1,10,8,1.5146059237926796E-2,7.792206864231579E-3,5.3427938727999185E-4,3.3408935047402845E-3,5.7338570308800055E-5,5.522817943548407E-5,2.6926005743922937E-2,null,1.5637881878065613E-2,7.5351704238839331E-3,2.6147441477690822E-4,2.2838716487994762E-3,5.0141277901483794E-5,5.522817943548407E-5,2.5768539643427412E-2]
[2004,1,10,9,1.603632394069059E-2,8.26269633814199E-3,0,4.2749322403797443E-3,0,5.522817943548407E-5,2.862918069864781E-2,null,1.6557055244770139E-2,7.9901401686980743E-3,0,2.9223908306233531E-3,0,5.522817943548407E-5,2.7469586244091564E-2]
[2004,1,10,10,1.7034649476200429E-2,8.5237108558296124E-3,0,4.4710702341673294E-3,0,5.522817943548407E-5,3.0084658745632854E-2,null,1.7587798394187296E-2,8.2425447709054689E-3,0,3.0564729265142535E-3,0,5.522817943548407E-5,2.8886816091607016E-2]
[2004,1,10,11,1.8466956496981785E-2,8.4842669081859456E-3,0,3.6330781800006733E-3,0,5.522817943548407E-5,3.0639529764603886E-2,null,1.9066615270065881E-2,8.2044019350100191E-3,0,2.4836123155085633E-3,0,5.522817943548407E-5,2.9754629520584466E-2]
[2004,1,10,12,1.6050044041086627E-2,8.6583505983425114E-3,0,4.9373974402891563E-3,0,5.522817943548407E-5,2.9701020259153776E-2,null,1.6571220864089201E-2,8.3727432401375351E-3,0,3.3752593480551891E-3,0,5.522817943548407E-5,2.8319223452281925E-2]
[2004,1,10,13,1.5424043805037198E-2,8.5771120511983802E-3,0,4.8740891175606572E-3,0,5.522817943548407E-5,2.8930473153231721E-2,null,1.5924893156452288E-2,8.2941844559079117E-3,0,3.3319810803679626E-3,0,5.522817943548407E-5,2.7551058692728163E-2]
[2004,1,10,14,1.3041182794475187E-2,8.7388355736591344E-3,0,6.4893774439702193E-3,0,5.522817943548407E-5,2.8324623991540024E-2,null,1.3464655913902232E-2,8.4505733101215216E-3,0,4.4362099964017103E-3,0,5.522817943548407E-5,2.6351439220425463E-2]
[2004,1,10,15,1.2684970944652154E-2,8.6146398491066308E-3,0,6.0724452844625465E-3,0,5.522817943548407E-5,2.7427284257656816E-2,null,1.3096877157488078E-2,8.3304743488482255E-3,0,4.1511905735373651E-3,0,5.522817943548407E-5,2.5578542079873669E-2]
[2004,1,10,16,1.3806598251181424E-2,8.4029344737611318E-3,0,5.4984540327748755E-3,0,5.522817943548407E-5,2.7763214937152916E-2,null,1.4254925931442199E-2,8.1257523604981417E-3,0,3.7588038229485268E-3,0,5.522817943548407E-5,2.6139482114888868E-2]
[2004,1,10,17,1.5109661882569255E-2,8.4278497954524256E-3,0,5.8586190214476681E-3,0,5.522817943548407E-5,2.9451358878904835E-2,null,1.5600302628254549E-2,8.1498458167398626E-3,0,4.0050165817068824E-3,0,5.522817943548407E-5,2.7755165026701292E-2]
[2004,1,10,18,1.6655894658229073E-2,8.413205726155483E-3,5.3423189999999177E-4,6.0640960666668367E-3,5.7333474000000045E-5,5.522817943548407E-5,3.1779990004486863E-2,null,1.7196744654653984E-2,8.1356848017957971E-3,2.6145117467249283E-4,4.145482956163086E-3,5.0136821295146437E-5,5.522817943548407E-5,2.9789500408580503E-2]
[2004,1,10,19,1.6808113716922337E-2,8.0732139772741532E-3,5.9359099999999087E-4,5.5286592376020344E-3,6.3703860000000057E-5,5.522817943548407E-5,3.1122509971233999E-2,null,1.7353906568656999E-2,7.8069081387563454E-3,2.905013051916587E-4,3.7794524341218699E-3,5.570757921682938E-5,5.522817943548407E-5,2.9286476025943701E-2]
[2004,1,10,20,1.7325448437656359E-2,7.6780037242140074E-3,5.9359099999999087E-4,4.5948176896654092E-3,6.3703860000000057E-5,5.522817943548407E-5,3.0310792890971251E-2,null,1.7888040175767336E-2,7.4247344282836105E-3,2.905013051916587E-4,3.1410680519865664E-3,5.570757921682938E-5,5.522817943548407E-5,2.8800051540446001E-2]
[2004,1,10,21,1.5426423886834833E-2,7.6028140658806458E-3,5.9359099999999087E-4,5.5442500525161205E-3,6.3703860000000057E-5,5.522817943548407E-5,2.9286011044667073E-2,null,1.5927350524235342E-2,7.352025002118838E-3,2.905013051916587E-4,3.7901104871587116E-3,5.570757921682938E-5,5.522817943548407E-5,2.741569489792138E-2]
[2004,1,10,22,1.5458788370861462E-2,7.2016855179134068E-3,5.9359099999999087E-4,4.6823613099745993E-3,6.3703860000000057E-5,5.522817943548407E-5,2.8055358238184946E-2,null,1.5960765947369674E-2,6.9641282196690928E-3,2.905013051916587E-4,3.2009138364073328E-3,5.570757921682938E-5,5.522817943548407E-5,2.6472016887854586E-2]
[2004,1,10,23,1.5655410313089445E-2,6.6738135009487155E-3,5.9359099999999087E-4,3.1058682914301655E-3,6.3703860000000057E-5,5.522817943548407E-5,2.61476151449038E-2,null,1.6163772594768599E-2,6.4536687722837015E-3,2.905013051916587E-4,2.1232058207297012E-3,5.570757921682938E-5,5.522817943548407E-5,2.5086856072190491E-2]
[2004,1,10,24,1.1387946891389824E-2,6.8822776999877475E-3,5.9359099999999087E-4,6.2910598816891296E-3,6.3703860000000057E-5,5.522817943548407E-5,2.5273807512502178E-2,null,1.175773615590419E-2,6.6552564988939956E-3,2.905013051916587E-4,4.300637923448725E-3,5.570757921682938E-5,5.522817943548407E-5,2.3059839462655399E-2]
[2004,1,11,1,9.2438353673107761E-3,6.9337998528284338E-3,5.9359099999999087E-4,6.6729927563264979E-3,6.3703860000000057E-5,5.522817943548407E-5,2.3563151015901181E-2,null,9.5440010700815012E-3,6.7050791241174143E-3,2.905013051916587E-4,4.5617314491451033E-3,5.570757921682938E-5,5.522817943548407E-5,2.1157020527752507E-2]
[2004,1,11,2,9.474159761849928E-3,6.7499425221407786E-3,5.9359099999999087E-4,6.109260087332943E-3,6.3703860000000057E-5,5.522817943548407E-5,2.3045885410759123E-2,null,9.7818045553881693E-3,6.5272865751578608E-3,2.905013051916587E-4,4.1763575788347626E-3,5.570757921682938E-5,5.522817943548407E-5,2.0831657593789282E-2]
[2004,1,11,3,8.9401834028655144E-3,6.6376401930218912E-3,5.9359099999999087E-4,6.1982312265654082E-3,6.3703860000000057E-5,5.522817943548407E-5,2.2488577861888289E-2,null,9.2304889229649061E-3,6.4186886896481351E-3,2.905013051916587E-4,4.2371792309365457E-3,5.570757921682938E-5,5.522817943548407E-5,2.0232565727958073E-2]
[2004,1,11,4,9.6488036800219407E-3,6.4907081038947621E-3,5.9359099999999087E-4,5.312925189314319E-3,6.3703860000000057E-5,5.522817943548407E-5,2.2164960012666497E-2,null,9.9621195086175684E-3,6.2766033534140077E-3,2.905013051916587E-4,3.6319742592366296E-3,5.570757921682938E-5,5.522817943548407E-5,2.0216906005676692E-2]
[2004,1,11,5,9.980413374802698E-3,6.4970241504032269E-3,5.9359099999999087E-4,5.1220380253742693E-3,6.3703860000000057E-5,5.522817943548407E-5,2.2311998590015668E-2,null,1.0304497229128367E-2,6.2827110566200045E-3,2.905013051916587E-4,3.5014816885444344E-3,5.570757921682938E-5,5.522817943548407E-5,2.0434898858701294E-2]
[2004,1,11,6,1.0265230534617623E-2,6.6322115980248482E-3,5.9359099999999087E-4,5.1057367768074348E-3,6.3703860000000057E-5,5.522817943548407E-5,2.2715701948885381E-2,null,1.05985629680817E-2,6.413439164169964E-3,2.905013051916587E-4,3.4903379752267245E-3,5.570757921682938E-5,5.522817943548407E-5,2.084854899188688E-2]
[2004,1,11,7,1.0461248299210659E-2,7.0890966208572983E-3,5.9359099999999087E-4,5.7249923608326146E-3,6.3703860000000057E-5,5.522817943548407E-5,2.3987860320336049E-2,null,1.0800945818997314E-2,6.8552532190515924E-3,2.905013051916587E-4,3.9136679226522159E-3,5.570757921682938E-5,5.522817943548407E-5,2.1916075845109607E-2]
[2004,1,11,8,1.1997519284299882E-2,7.4850732080339929E-3,5.2438620374879502E-4,4.7640877827315213E-3,5.6276839287565439E-5,5.522817943548407E-5,2.488257149753724E-2,null,1.2387102575691287E-2,7.238167985077708E-3,2.566327262602135E-4,3.25678295460014E-3,4.9212818229300784E-5,5.522817943548407E-5,2.3187899059858647E-2]
[2004,1,11,9,1.3699573747658048E-2,7.7935851327362929E-3,0,5.4032470610494163E-3,0,5.522817943548407E-5,2.6951634120879239E-2,null,1.4144426129621388E-2,7.5365032283453452E-3,0,3.6937192869753478E-3,0,5.522817943548407E-5,2.5374648644942082E-2]
[2004,1,11,10,1.4205592747581977E-2,8.297929748587278E-3,0,6.3024334558273807E-3,0,5.522817943548407E-5,2.886118413143212E-2,null,1.4666876571981497E-2,8.0242113576366753E-3,0,4.3084130241764235E-3,0,5.522817943548407E-5,2.6999500953794595E-2]
[2004,1,11,11,1.3516704529050107E-2,8.5968782750535013E-3,0,7.1019833073603942E-3,0,5.522817943548407E-5,2.9270794290899488E-2,null,1.3955618784106437E-2,8.3132986642419672E-3,0,4.8549941214568754E-3,0,5.522817943548407E-5,2.712391156980528E-2]
[2004,1,11,12,1.3220925744847558E-2,8.7035557337792006E-3,0,7.5444683316090505E-3,0,5.522817943548407E-5,2.9524177989671295E-2,null,1.3650235475039806E-2,8.416457223285722E-3,0,5.1574817644978697E-3,0,5.522817943548407E-5,2.7224174462823398E-2]
[2004,1,11,13,1.2639081872342273E-2,8.6854746188565479E-3,0,7.6816114099534719E-3,0,5.522817943548407E-5,2.9061396080587776E-2,null,1.3049497975814273E-2,8.3989725382959766E-3,0,5.251234285497266E-3,0,5.522817943548407E-5,2.6699704799607517E-2]
[2004,1,11,14,1.2715272596468725E-2,8.6030112934485335E-3,0,7.2205044091631565E-3,0,5.522817943548407E-5,2.85940164785159E-2,null,1.3128162764151442E-2,8.3192293767634113E-3,0,4.9360164538981037E-3,0,5.522817943548407E-5,2.6383408594812956E-2]
[2004,1,11,15,1.2128716728104484E-2,8.6473223273217763E-3,0,7.2691161130213457E-3,0,5.522817943548407E-5,2.810038334788309E-2,null,1.2522560261198223E-2,8.3620787514926721E-3,0,4.9692479508267025E-3,0,5.522817943548407E-5,2.5853886963517595E-2]
[2004,1,11,16,1.2612825702549298E-2,8.5194607762200929E-3,0,7.1944766755076351E-3,0,5.522817943548407E-5,2.8381991333712511E-2,null,1.3022389216014573E-2,8.2384348858971779E-3,0,4.9182236080938281E-3,0,5.522817943548407E-5,2.6179047710005579E-2]
[2004,1,11,17,1.3847577649208196E-2,8.6548253344702498E-3,0,8.0798473417973363E-3,0,5.522817943548407E-5,3.0637478504911268E-2,null,1.4297236011952923E-2,{"$f":"F259*W$5","v":8.3693342618430047E-3},{"$f":"G259*X$5","v":0},{"$f":"H259*Y$5","v":5.5234727609173757E-3},{"$f":"I259*Z$5","v":0},{"$f":"J259","v":5.522817943548407E-5},2.8190043034713303E-2]
[2004,1,11,18,1.5658680284391959E-2,8.5418624528930953E-3,5.2433871646879494E-4,8.2554843026552086E-3,5.6271742978765429E-5,5.522817943548407E-5,3.3091865678823308E-2,null,{"$f":"E260*V$5","v":1.6167148748537054E-2},8.2600976130876823E-3,2.5660948615579811E-4,5.6435401245778592E-3,4.9208361622963427E-5,5.522817943548407E-5,{"$f":"SUM(M260:Q260)","v":3.0376604333981358E-2}]
[2004,1,11,19,1.5685229064911491E-2,8.1488329614535226E-3,5.9359099999999087E-4,7.8691585710866357E-3,6.3703860000000057E-5,5.522817943548407E-5,3.2415743636887123E-2,null,1.6194559620715046E-2,7.8800327288757483E-3,2.905013051916587E-4,5.3794435934315394E-3,5.570757921682938E-5,5.522817943548407E-5,2.9800244827430822E-2]
[2004,1,11,20,1.6089933731778604E-2,7.8223327082594229E-3,5.9359099999999087E-4,7.1660329038230868E-3,6.3703860000000057E-5,5.522817943548407E-5,3.1790822383296592E-2,null,1.6612405852302618E-2,7.5643025263638043E-3,2.905013051916587E-4,4.8987791320448029E-3,5.570757921682938E-5,5.522817943548407E-5,2.9421696395119712E-2]
[2004,1,11,21,1.5362553688395618E-2,7.7814972120335297E-3,5.9359099999999087E-4,7.4117352552941496E-3,6.3703860000000057E-5,5.522817943548407E-5,3.1268309195158772E-2,null,1.5861406333536551E-2,7.5248140439906769E-3,2.905013051916587E-4,5.0667439695267292E-3,5.570757921682938E-5,5.522817943548407E-5,2.8799173231462444E-2]
[2004,1,11,22,1.4469186441080452E-2,7.6806696875655212E-3,5.9359099999999087E-4,7.1331112213820005E-3,6.3703860000000057E-5,5.522817943548407E-5,2.9995490389463447E-2,null,1.493902967649401E-2,7.4273124512426389E-3,2.905013051916587E-4,4.8762735068127224E-3,5.570757921682938E-5,5.522817943548407E-5,2.7588824518957861E-2]
[2004,1,11,23,1.1907423973593729E-2,7.679600537176404E-3,5.9359099999999087E-4,7.1949525699885183E-3,6.3703860000000057E-5,5.522817943548407E-5,2.7494500120194127E-2,null,1.2294081691218416E-2,7.4262785682193662E-3,2.905013051916587E-4,4.9185489348099196E-3,5.570757921682938E-5,5.522817943548407E-5,2.498511807865619E-2]
[2004,1,11,24,1.0400051284573691E-2,7.6772685520718788E-3,5.9359099999999087E-4,7.0379848165556423E-3,6.3703860000000057E-5,5.522817943548407E-5,2.5827827692636689E-2,null,1.0737761615690702E-2,7.4240235067849448E-3,2.905013051916587E-4,4.8112440472603954E-3,5.570757921682938E-5,5.522817943548407E-5,2.3319238054144532E-2]
[2004,1,12,1,1.0392479105755944E-2,7.308560843863077E-3,5.9359099999999087E-4,4.439165175590269E-3,6.3703860000000057E-5,5.522817943548407E-5,2.2852728164644766E-2,null,1.0729943553180091E-2,7.067478119019888E-3,2.905013051916587E-4,3.0346622765686487E-3,5.570757921682938E-5,5.522817943548407E-5,2.1178292833177112E-2]
[2004,1,12,2,1.0242649564102075E-2,7.0898539098555946E-3,5.9359099999999087E-4,4.1223576599717709E-3,6.3703860000000057E-5,5.522817943548407E-5,2.2167384173364918E-2,null,1.0575248748582943E-2,6.8559855278521311E-3,2.905013051916587E-4,2.8180891646089092E-3,5.570757921682938E-5,5.522817943548407E-5,2.059553232545247E-2]
[2004,1,12,3,1.0237907625841071E-2,7.0607234255972229E-3,5.9359099999999087E-4,3.8228969352866933E-3,6.3703860000000057E-5,5.522817943548407E-5,2.1834051026160463E-2,null,1.0570352830163915E-2,6.8278159518588809E-3,2.905013051916587E-4,2.613374510260667E-3,5.570757921682938E-5,5.522817943548407E-5,2.0357752176691953E-2]
[2004,1,12,4,1.0586991987494559E-2,6.9420458448057176E-3,5.9359099999999087E-4,3.7340134873710172E-3,6.3703860000000057E-5,5.522817943548407E-5,2.1975574359106766E-2,null,1.0930772654704652E-2,6.7130531109411001E-3,2.905013051916587E-4,2.5526128049102484E-3,5.570757921682938E-5,5.522817943548407E-5,2.0542647454964487E-2]
[2004,1,12,5,1.1120604380120826E-2,7.0765135598507946E-3,5.9359099999999087E-4,3.5371977221028226E-3,6.3703860000000057E-5,5.522817943548407E-5,2.2446838701509916E-2,null,1.1481712502058882E-2,6.843085227263109E-3,2.905013051916587E-4,2.4180673769596062E-3,5.570757921682938E-5,5.522817943548407E-5,2.1089073990690085E-2]
[2004,1,12,6,1.1875619139482759E-2,7.490549130752637E-3,5.9359099999999087E-4,3.9486062829424658E-3,6.3703860000000057E-5,5.522817943548407E-5,2.4027297592613336E-2,null,1.2261244090944584E-2,7.2434632771088275E-3,2.905013051916587E-4,2.6993108068510052E-3,5.570757921682938E-5,5.522817943548407E-5,2.2550227059312904E-2]
[2004,1,12,7,1.3764849795440978E-2,8.4752375042995865E-3,5.9359099999999087E-4,4.4238227121546868E-3,6.3703860000000057E-5,5.522817943548407E-5,2.7376433051330726E-2,null,1.4211821820385644E-2,8.1956703781744175E-3,2.905013051916587E-4,3.024173999341748E-3,5.570757921682938E-5,5.522817943548407E-5,2.5777875082310296E-2]
[2004,1,12,8,1.2919255887846511E-2,1.0122876200254925E-2,5.2438620374879502E-4,6.8851939563538724E-3,5.6276839287565439E-5,5.522817943548407E-5,3.0563217266927151E-2,null,1.3338769798334777E-2,9.7889594921991997E-3,2.566327262602135E-4,4.7067945299934166E-3,4.9212818229300784E-5,5.522817943548407E-5,2.8140369365016911E-2]
[2004,1,12,9,1.2545174839255919E-2,1.13297968942057E-2,0,9.1768391261020394E-3,0,5.522817943548407E-5,3.3107039038999142E-2,null,1.2952541594761257E-2,1.0956068281209538E-2,0,6.2733884441274652E-3,0,5.522817943548407E-5,3.0181998320098258E-2]
[2004,1,12,10,1.2007607273048532E-2,1.1739404356569311E-2,0,1.0487267711030812E-2,0,5.522817943548407E-5,3.4289507520084139E-2,null,1.2397518141480414E-2,1.1352164289642291E-2,0,7.169211878382039E-3,0,5.522817943548407E-5,3.0918894309504744E-2]
[2004,1,12,11,1.1626102606480997E-2,1.1971935982369746E-2,0,1.0950181830057771E-2,0,5.522817943548407E-5,3.4603448598343994E-2,null,1.2003625260302792E-2,1.157702554652088E-2,0,7.4856650759396919E-3,0,5.522817943548407E-5,3.1066315882763363E-2]
[2004,1,12,12,1.1421988148762762E-2,1.1856207827298921E-2,0,1.0413699966900043E-2,0,5.522817943548407E-5,3.3747124122397214E-2,null,1.1792882800547294E-2,1.1465114840543193E-2,0,7.118920157066169E-3,0,5.522817943548407E-5,3.0376917798156659E-2]
[2004,1,12,13,1.0986462380785036E-2,1.1587322678969088E-2,0,1.0176300017629435E-2,0,5.522817943548407E-5,3.2805313256819041E-2,null,1.1343214645451544E-2,1.1205099231047897E-2,0,6.9566309333012463E-3,0,5.522817943548407E-5,2.950494480980069E-2]
[2004,1,12,14,1.1058358862213279E-2,1.1737848639086806E-2,0,9.54080525686999E-3,0,5.522817943548407E-5,3.2392240937605558E-2,null,1.1417445748497018E-2,1.1350659889596664E-2,0,6.5221997055474211E-3,0,5.522817943548407E-5,2.9290305343641104E-2]
[2004,1,12,15,1.0770131446395713E-2,1.1595875338800753E-2,0,9.4580750632100707E-3,0,5.522817943548407E-5,3.1879310027842021E-2,null,1.1119859015752128E-2,1.1213369769873674E-2,0,6.4656444326746118E-3,0,5.522817943548407E-5,2.8798873218300415E-2]
[2004,1,12,16,1.0838605997105826E-2,1.1279269702321898E-2,0,9.9856576355169119E-3,0,5.522817943548407E-5,3.2158761514380123E-2,null,1.1190557071189348E-2,1.0907207796815522E-2,0,6.826305698166211E-3,0,5.522817943548407E-5,2.8924070566171078E-2]
[2004,1,12,17,1.2661331519830491E-2,1.1042939839778991E-2,0,1.0177279520509437E-2,0,5.522817943548407E-5,3.3936779059554403E-2,null,1.3072470113568633E-2,1.0678673593150039E-2,0,6.9573005322736102E-3,0,5.522817943548407E-5,3.0708444238992282E-2]
[2004,1,12,18,1.6271756660883749E-2,1.0538000072484843E-2,5.1444553353118916E-4,8.8002715344046942E-3,5.521001202123467E-5,5.522817943548407E-5,3.6234911992761194E-2,null,1.6800132933215535E-2,1.019038994428763E-2,2.5176779792960468E-4,6.0159626850261978E-3,4.8279902006487992E-5,5.522817943548407E-5,3.3306533262465451E-2]
[2004,1,12,19,1.8286341409163152E-2,1.0052293626497327E-2,5.9359099999999087E-4,6.6025768517208438E-3,6.3703860000000057E-5,5.522817943548407E-5,3.5653734926816796E-2,null,1.8880135251446144E-2,9.720705179719227E-3,2.905013051916587E-4,4.5135943600923571E-3,5.570757921682938E-5,5.522817943548407E-5,3.3460643675666216E-2]
[2004,1,12,20,1.629572967990002E-2,1.0053486262551925E-2,5.9359099999999087E-4,7.9375419049933279E-3,6.3703860000000057E-5,5.522817943548407E-5,3.499928088688075E-2,null,1.6824884403795971E-2,9.7218584750669561E-3,2.905013051916587E-4,5.4261911947358866E-3,5.570757921682938E-5,5.522817943548407E-5,3.2319142958007301E-2]
[2004,1,12,21,1.5444317570224405E-2,9.820487245055274E-3,5.9359099999999087E-4,7.4048555526794596E-3,6.3703860000000057E-5,5.522817943548407E-5,3.3382183407394614E-2,null,1.5945825251081052E-2,9.4965452440368761E-3,2.905013051916587E-4,5.0620409289384646E-3,5.570757921682938E-5,5.522817943548407E-5,3.0850620308464881E-2]
[2004,1,12,22,1.4647314487124396E-2,9.1066229267652114E-3,5.9359099999999087E-4,6.9178769202058584E-3,6.3703860000000057E-5,5.522817943548407E-5,3.1384337373530941E-2,null,1.5122941894150642E-2,8.8062287019367337E-3,2.905013051916587E-4,4.7291369645650009E-3,5.570757921682938E-5,5.522817943548407E-5,2.9004516445060864E-2]
[2004,1,12,23,1.2906136234676041E-2,8.8070234638601176E-3,5.9359099999999087E-4,6.4263275015058272E-3,6.3703860000000057E-5,5.522817943548407E-5,2.8852010239477463E-2,null,1.3325224123955844E-2,8.5165119309078881E-3,2.905013051916587E-4,4.3931083603128765E-3,5.570757921682938E-5,5.522817943548407E-5,2.6581053299585097E-2]
[2004,1,12,24,1.0953874370927416E-2,8.4337845054961568E-3,5.9359099999999087E-4,5.6203646515253078E-3,6.3703860000000057E-5,5.522817943548407E-5,2.5720546567384359E-2,null,1.1309568438158323E-2,8.1555847623781159E-3,2.905013051916587E-4,3.8421432665604414E-3,5.570757921682938E-5,5.522817943548407E-5,2.3653505351505372E-2]
[2004,1,13,1,1.0462283364247859E-2,7.675048673361314E-3,5.9359099999999087E-4,3.2500271199606694E-3,6.3703860000000057E-5,5.522817943548407E-5,2.2099882197005316E-2,null,1.0802014494653045E-2,7.4218768537640612E-3,2.905013051916587E-4,2.2217543859377256E-3,5.570757921682938E-5,5.522817943548407E-5,2.079185461876332E-2]
[2004,1,13,2,1.0597937235770566E-2,7.2269479792346041E-3,5.9359099999999087E-4,2.7418490095640229E-3,6.3703860000000057E-5,5.522817943548407E-5,2.1279257264004672E-2,null,1.0942073316941447E-2,6.9885573646723889E-3,2.905013051916587E-4,1.8743582246327829E-3,5.570757921682938E-5,5.522817943548407E-5,2.015119779065511E-2]
[2004,1,13,3,1.0476862500039935E-2,7.1241867238712453E-3,5.9359099999999087E-4,2.4865925759660606E-3,6.3703860000000057E-5,5.522817943548407E-5,2.0800164839312719E-2,null,1.0817067043954442E-2,6.8891858277475258E-3,2.905013051916587E-4,1.6998621112305178E-3,5.570757921682938E-5,5.522817943548407E-5,1.9752323867340972E-2]
[2004,1,13,4,1.1105436721090942E-2,6.8526553835213068E-3,5.9359099999999087E-4,1.9698531666453786E-3,6.3703860000000057E-5,5.522817943548407E-5,2.0640468310693102E-2,null,1.1466052319000693E-2,6.6266113144406091E-3,2.905013051916587E-4,1.3466133515527866E-3,5.570757921682938E-5,5.522817943548407E-5,1.9785485869402576E-2]
[2004,1,13,5,1.1656032896045727E-2,6.8496858372354488E-3,5.9359099999999087E-4,1.7409496306027487E-3,6.3703860000000057E-5,5.522817943548407E-5,2.0959191403319401E-2,null,1.2034527445844068E-2,6.6237397226392852E-3,2.905013051916587E-4,1.1901323695831588E-3,5.570757921682938E-5,5.522817943548407E-5,2.0194608422474999E-2]
[2004,1,13,6,1.238422642384312E-2,7.2601211227229304E-3,5.9359099999999087E-4,2.1523184208764399E-3,6.3703860000000057E-5,5.522817943548407E-5,2.2509189006877962E-2,null,1.278636686447995E-2,7.0206362473350025E-3,2.905013051916587E-4,1.4713486118770169E-3,5.570757921682938E-5,5.522817943548407E-5,2.162456060810046E-2]
[2004,1,13,7,1.397542758314349E-2,8.1606443948289854E-3,5.9359099999999087E-4,2.7035560256259603E-3,6.3703860000000057E-5,5.522817943548407E-5,2.5552151043033908E-2,null,1.4429237487293271E-2,7.8914545462100642E-3,2.905013051916587E-4,1.8481807184536766E-3,5.570757921682938E-5,5.522817943548407E-5,2.45150816363655E-2]
[2004,1,13,8,1.3598352839420506E-2,9.8301655011114042E-3,5.2438620374879502E-4,5.2479939102726319E-3,5.6276839287565439E-5,5.522817943548407E-5,2.9312403473276384E-2,null,1.4039918377357647E-2,9.505904249779356E-3,2.566327262602135E-4,3.5875865207130324E-3,4.9212818229300784E-5,5.522817943548407E-5,2.743925469233955E-2]
[2004,1,13,9,1.2857625993183202E-2,1.0929939633910367E-2,0,7.0068613152091648E-3,0,5.522817943548407E-5,3.0849655121738217E-2,null,1.3275138658527193E-2,1.056940085129528E-2,0,4.7899676784579374E-3,0,5.522817943548407E-5,2.8634507188280412E-2]
[2004,1,13,10,1.2100919855481696E-2,1.1261939730142471E-2,0,8.0945086965052981E-3,0,5.522817943548407E-5,3.151259646156495E-2,null,1.2493860768886301E-2,1.0890449477113748E-2,0,5.5334954247056693E-3,0,5.522817943548407E-5,2.8917805670705718E-2]
[2004,1,13,11,1.1604462327251205E-2,1.1564031616276404E-2,0,8.5941766449474672E-3,0,5.522817943548407E-5,3.1817898767910559E-2,null,1.1981282278205083E-2,1.118257645543367E-2,0,5.8750739454342376E-3,0,5.522817943548407E-5,2.9038932679072989E-2]
[2004,1,13,12,1.1397161349475634E-2,1.142539541662211E-2,0,8.4234484276633284E-3,0,5.522817943548407E-5,3.1301233373196555E-2,null,1.1767249825754063E-2,1.1048513357582669E-2,0,5.7583622530225894E-3,0,5.522817943548407E-5,2.8574125436359319E-2]
[2004,1,13,13,1.0919430147517025E-2,1.1197259537938879E-2,0,8.3784715263265658E-3,0,5.522817943548407E-5,3.0550389391217951E-2,null,1.1274005742369796E-2,1.0827902848181085E-2,0,5.7276155471883165E-3,0,5.522817943548407E-5,2.78295241377392E-2]
[2004,1,13,14,1.0554612777529416E-2,1.1366160386257372E-2,0,8.3133711325504029E-3,0,5.522817943548407E-5,3.0289372475772673E-2,null,1.089734202745132E-2,1.0991232274490396E-2,0,5.6831121999669516E-3,0,5.522817943548407E-5,2.7571686501908665E-2]
[2004,1,13,15,1.1166134296751359E-2,1.1181873287803934E-2,0,7.5955961348118037E-3,0,5.522817943548407E-5,2.9998831898802581E-2,null,1.1528720865554752E-2,1.0813024134233755E-2,0,5.1924332946901635E-3,0,5.522817943548407E-5,2.753417829447867E-2]
[2004,1,13,16,1.2028682487658105E-2,1.0714811313744878E-2,0,6.9914295268805448E-3,0,5.522817943548407E-5,2.9790151507719013E-2,null,1.2419277710186848E-2,1.0361368828571166E-2,0,4.7794183377489309E-3,0,5.522817943548407E-5,2.7560064876506942E-2]
[2004,1,13,17,1.3827140624399752E-2,1.0591767575908413E-2,0,7.710126575198188E-3,0,5.522817943548407E-5,3.2184262954941839E-2,null,1.4276135356338607E-2,1.0242383854180232E-2,0,5.2707275669714691E-3,0,5.522817943548407E-5,2.978924677749031E-2]
[2004,1,13,18,1.5937047184588583E-2,1.0181667202701127E-2,5.0455234999999233E-4,6.9070049338043763E-3,5.4148281000000053E-5,5.522817943548407E-5,3.3639648131529559E-2,null,1.6454554775124992E-2,9.8458111942319841E-3,2.4692610941290995E-4,4.7217047547465051E-3,4.7351442334304982E-5,5.522817943548407E-5,3.131634827585069E-2]
[2004,1,13,19,1.7859929398300781E-2,9.635425994629224E-3,5.9359099999999087E-4,4.8104284168935547E-3,6.3703860000000057E-5,5.522817943548407E-5,3.3018306849259035E-2,null,1.8439876795269202E-2,9.3175884882533075E-3,2.905013051916587E-4,3.2884619232352937E-3,5.570757921682938E-5,5.522817943548407E-5,3.1392136091166291E-2]
[2004,1,13,20,1.7672111120669031E-2,9.4255739362435354E-3,5.9359099999999087E-4,4.7222999905545742E-3,6.3703860000000057E-5,5.522817943548407E-5,3.2532508086902619E-2,null,1.8245959684949679E-2,9.1146586827065001E-3,2.905013051916587E-4,3.2282163589623441E-3,5.570757921682938E-5,5.522817943548407E-5,3.0935043611027013E-2]
[2004,1,13,21,1.6065264560305732E-2,9.2336642039201611E-3,5.9359099999999087E-4,5.0649995198502494E-3,6.3703860000000057E-5,5.522817943548407E-5,3.1076451323511618E-2,null,1.6586935623811992E-2,8.9290793514266217E-3,2.905013051916587E-4,3.4624895370522165E-3,5.570757921682938E-5,5.522817943548407E-5,2.9324713396699321E-2]
[2004,1,13,22,1.4622476630322408E-2,8.6117141620070704E-3,5.9359099999999087E-4,4.6933548057119454E-3,6.3703860000000057E-5,5.522817943548407E-5,2.8640068637476899E-2,null,1.5097297502783071E-2,8.3276451694788561E-3,2.905013051916587E-4,3.2084291113480328E-3,5.570757921682938E-5,5.522817943548407E-5,2.6979580668018449E-2]
[2004,1,13,23,1.3397106635576379E-2,8.2645538942374974E-3,5.9359099999999087E-4,4.4347389642550947E-3,6.3703860000000057E-5,5.522817943548407E-5,2.6808922533504448E-2,null,1.3832137309379046E-2,7.9919364508034465E-3,2.905013051916587E-4,3.031636469680265E-3,5.570757921682938E-5,5.522817943548407E-5,2.5201919114271245E-2]
[2004,1,13,24,1.1748030340950231E-2,7.8797745607697631E-3,5.9359099999999087E-4,3.4913910834781896E-3,6.3703860000000057E-5,5.522817943548407E-5,2.3831719024633661E-2,null,1.2129512230592433E-2,7.6198495819888093E-3,2.905013051916587E-4,2.3867534535636148E-3,5.570757921682938E-5,5.522817943548407E-5,2.2482324150553346E-2]
[2004,1,14,1,1.1367902824886882E-2,7.5843335502073887E-3,5.9359099999999087E-4,2.1358507659677097E-3,6.3703860000000057E-5,5.522817943548407E-5,2.1800610180497459E-2,null,1.1737041218732399E-2,7.3341540911502816E-3,2.905013051916587E-4,1.4600911413485793E-3,5.570757921682938E-5,5.522817943548407E-5,2.0877495335639748E-2]
[2004,1,14,2,1.1579249060079516E-2,7.1577961283550515E-3,5.9359099999999087E-4,1.5415292262711902E-3,6.3703860000000057E-5,5.522817943548407E-5,2.0991097454141232E-2,null,1.1955250286147131E-2,6.921686580748993E-3,2.905013051916587E-4,1.0538063816404868E-3,5.570757921682938E-5,5.522817943548407E-5,2.02769521329451E-2]
[2004,1,14,3,1.1492192351278321E-2,7.0054784680782366E-3,5.9359099999999087E-4,1.3082995264939797E-3,6.3703860000000057E-5,5.522817943548407E-5,2.051849338528601E-2,null,1.1865366673021068E-2,6.774393323684489E-3,2.905013051916587E-4,8.9436798642573328E-4,5.570757921682938E-5,5.522817943548407E-5,1.9880336867539778E-2]
[2004,1,14,4,1.2254746398997832E-2,6.7042984085312791E-3,5.9359099999999087E-4,6.8939199775451239E-4,6.3703860000000057E-5,5.522817943548407E-5,2.0360959844719098E-2,null,1.2652682365938613E-2,6.4831480941232433E-3,2.905013051916587E-4,4.712759734324907E-4,5.570757921682938E-5,5.522817943548407E-5,1.9953315317902835E-2]
[2004,1,14,5,1.2908112463917744E-2,6.6910096924586177E-3,5.9359099999999087E-4,3.6372129579643385E-4,6.3703860000000057E-5,5.522817943548407E-5,2.0675366491608269E-2,null,1.3327264525287983E-2,6.4702977242515518E-3,2.905013051916587E-4,2.486438895329769E-4,5.570757921682938E-5,5.522817943548407E-5,2.0392415023481002E-2]
[2004,1,14,6,1.3680730057630226E-2,7.0806689617016784E-3,5.9359099999999087E-4,7.3045332660673281E-4,6.3703860000000057E-5,5.522817943548407E-5,2.2204375385374113E-2,null,1.412497054753413E-2,6.8471035575861736E-3,2.905013051916587E-4,4.9934595072885122E-4,5.570757921682938E-5,5.522817943548407E-5,2.1817628940257641E-2]
[2004,1,14,7,1.5450373644287158E-2,7.9048279207038878E-3,5.9359099999999087E-4,1.1384045185159149E-3,6.3703860000000057E-5,5.522817943548407E-5,2.5206129122942435E-2,null,1.5952077977902625E-2,7.6440765230959681E-3,2.905013051916587E-4,7.7822588508574255E-4,5.570757921682938E-5,5.522817943548407E-5,2.4720589270492824E-2]
[2004,1,14,8,1.4769889534612481E-2,9.5764072041968334E-3,5.1449302081118902E-4,3.9442305868948183E-3,5.5215108330034659E-5,5.522817943548407E-5,2.8915463634280839E-2,null,1.5249497196999128E-2,9.2605165121279129E-3,2.5179103803401996E-4,2.6963195327703421E-3,4.8284358612825329E-5,5.522817943548407E-5,2.7506408638544227E-2]
[2004,1,14,9,1.3916584529592093E-2,1.0717189610953895E-2,0,5.7428929607644796E-3,0,5.522817943548407E-5,3.0431895280745955E-2,null,1.4368483682866227E-2,{"$f":"F323*W$5","v":1.0363668674442925E-2},{"$f":"G323*X$5","v":0},{"$f":"H323*Y$5","v":3.9259049702033812E-3},{"$f":"I323*Z$5","v":0},{"$f":"J323","v":5.522817943548407E-5},2.8658057327512532E-2]
[2004,1,14,10,1.3050298392262386E-2,1.1050183579776093E-2,0,6.9301502815924823E-3,0,5.522817943548407E-5,3.1085860433066444E-2,null,{"$f":"E324*V$5","v":1.3474067513263155E-2},1.0685678388625249E-2,0,4.7375271697800451E-3,0,5.522817943548407E-5,{"$f":"SUM(M324:Q324)","v":2.889727307166845E-2}]
[2004,1,14,11,1.2456005830539419E-2,1.1331988901942678E-2,0,7.543806283718881E-3,0,5.522817943548407E-5,3.1387029195636462E-2,null,1.2860477091144296E-2,1.0958187982618444E-2,0,5.1570291812579787E-3,0,5.522817943548407E-5,2.897569425502072E-2]
[2004,1,14,12,1.2196955975981916E-2,1.1254152670912142E-2,0,7.3710226704603726E-3,0,5.522817943548407E-5,3.0877359496789915E-2,null,1.2593015373052215E-2,1.0882919284522128E-2,0,5.0389123974879085E-3,0,5.522817943548407E-5,2.8514847055062249E-2]
[2004,1,14,13,1.1641492638677644E-2,1.1029930304663883E-2,0,7.4100314700283427E-3,0,5.522817943548407E-5,3.0136682592805355E-2,null,1.2019515037426345E-2,1.0666093195075929E-2,0,5.0655792431268309E-3,0,5.522817943548407E-5,2.7751187475629106E-2]
[2004,1,14,14,1.1252348807166312E-2,1.1116316645283295E-2,0,7.4553086232032363E-3,0,5.522817943548407E-5,2.9879202255088329E-2,null,1.1617734932439443E-2,1.0749629965878426E-2,0,5.0965312044293299E-3,0,5.522817943548407E-5,2.7463896102747198E-2]
[2004,1,14,15,1.1954772224940661E-2,1.0942178379908456E-2,0,6.6404156915538968E-3,0,5.522817943548407E-5,2.9592594475838497E-2,null,1.2342967434372134E-2,1.0581235885769731E-2,0,4.5394614083522191E-3,0,5.522817943548407E-5,2.7463664728494083E-2]
[2004,1,14,16,1.2921647682142016E-2,1.0459886100457746E-2,0,5.9499800060404838E-3,0,5.522817943548407E-5,2.9386741968075732E-2,null,1.3341239258943784E-2,1.0114852666855672E-2,0,4.0674719584562098E-3,0,5.522817943548407E-5,2.7523563884255666E-2]
[2004,1,14,17,1.4913669320790118E-2,1.0310505988715314E-2,0,6.4690270051367994E-3,0,5.522817943548407E-5,3.1748430494077717E-2,null,1.5397945798538282E-2,9.9704000593299532E-3,0,4.4222982119565225E-3,0,5.522817943548407E-5,2.9790644069824759E-2]
[2004,1,14,18,1.732626934505388E-2,9.8997244360770672E-3,4.9465916646879539E-4,5.3551418281010902E-3,5.3086549978765424E-5,5.522817943548407E-5,3.3184109505115085E-2,null,1.7888887739659277E-2,9.5731686895718978E-3,2.4208442089621517E-4,3.6608340191469388E-3,4.6422982662121958E-5,5.522817943548407E-5,3.1411397851936453E-2]
[2004,1,14,19,1.9536977633541064E-2,9.3082260232641486E-3,5.9359099999999087E-4,3.0134544085124249E-3,6.3703860000000057E-5,5.522817943548407E-5,3.2571181104753114E-2,null,2.0171382119164638E-2,9.0011816487168515E-3,2.905013051916587E-4,2.0600306710723314E-3,5.570757921682938E-5,5.522817943548407E-5,3.1578803323362312E-2]
[2004,1,14,20,1.9222988936431221E-2,9.1546350713951584E-3,5.9359099999999087E-4,3.0018132769881645E-3,6.3703860000000057E-5,5.522817943548407E-5,3.2091960324250018E-2,null,1.9847197585133754E-2,8.8526571012985996E-3,2.905013051916587E-4,2.0520726651644867E-3,5.570757921682938E-5,5.522817943548407E-5,3.1098136236005328E-2]
[2004,1,14,21,1.7403118779960345E-2,8.9881742942782353E-3,5.9359099999999087E-4,3.551802940329819E-3,6.3703860000000057E-5,5.522817943548407E-5,3.0655619054003873E-2,null,1.7968232628424407E-2,8.6916872571552398E-3,2.905013051916587E-4,2.4280516652303448E-3,5.570757921682938E-5,5.522817943548407E-5,2.943418043521848E-2]
[2004,1,14,22,1.5810264201683223E-2,8.4703930082691194E-3,5.9359099999999087E-4,3.2590514702205619E-3,6.3703860000000057E-5,5.522817943548407E-5,2.8252231719608382E-2,null,1.6323654896834659E-2,8.1909856843715677E-3,2.905013051916587E-4,2.2279235313110101E-3,5.570757921682938E-5,5.522817943548407E-5,2.7088772996925723E-2]
[2004,1,14,23,1.4511714920783507E-2,8.0695719034184019E-3,5.9359099999999087E-4,3.1520717425335032E-3,6.3703860000000057E-5,5.522817943548407E-5,2.6445881606170885E-2,null,1.4982939140441222E-2,7.8033862036129865E-3,2.905013051916587E-4,2.1547910095128468E-3,5.570757921682938E-5,5.522817943548407E-5,2.5287325237975541E-2]
[2004,1,14,24,1.2789094012455609E-2,7.6998462494021818E-3,5.9359099999999087E-4,2.3075321065468752E-3,6.3703860000000057E-5,5.522817943548407E-5,2.3508995407840141E-2,null,1.3204381308205709E-2,7.4458564483542503E-3,2.905013051916587E-4,1.577454399357345E-3,5.570757921682938E-5,5.522817943548407E-5,2.2573901040325792E-2]
[2004,1,15,1,1.1600384897088112E-2,7.587164006175243E-3,5.9359099999999087E-4,2.4296060888035625E-3,6.3703860000000057E-5,5.522817943548407E-5,2.2329678031502393E-2,null,1.1977072445782347E-2,7.3368911807151112E-3,2.905013051916587E-4,1.6609055200639811E-3,5.570757921682938E-5,5.522817943548407E-5,2.1321078030969928E-2]
[2004,1,15,2,1.182490180474972E-2,7.1282192260916279E-3,5.9359099999999087E-4,1.8348771180997233E-3,6.3703860000000057E-5,5.522817943548407E-5,2.1500521188376545E-2,null,1.220887986357252E-2,6.8930853124499593E-3,2.905013051916587E-4,1.2543422360254547E-3,5.570757921682938E-5,5.522817943548407E-5,2.0702516296456423E-2]
[2004,1,15,3,1.173047610513321E-2,7.0186590986246267E-3,5.9359099999999087E-4,1.5547891794860794E-3,6.3703860000000057E-5,5.522817943548407E-5,2.1016447422679392E-2,null,1.2111387973856471E-2,6.7871391733765954E-3,2.905013051916587E-4,1.0628710319111178E-3,5.570757921682938E-5,5.522817943548407E-5,2.0307607063552668E-2]
[2004,1,15,4,1.2506756163909939E-2,6.7334339600121067E-3,5.9359099999999087E-4,9.0237782443063118E-4,6.3703860000000057E-5,5.522817943548407E-5,2.085509098778815E-2,null,1.2912875388685172E-2,6.5113225701897912E-3,2.905013051916587E-4,6.1687543371206075E-4,5.570757921682938E-5,5.522817943548407E-5,2.0387282276995513E-2]
[2004,1,15,5,1.3175829945862402E-2,6.7188571178687598E-3,5.9359099999999087E-4,5.6991750380346528E-4,6.3703860000000057E-5,5.522817943548407E-5,2.11771276069701E-2,null,1.3603675325851891E-2,6.4972265648210979E-3,2.905013051916587E-4,3.8960189160309306E-4,5.570757921682938E-5,5.522817943548407E-5,2.0836712666684572E-2]
[2004,1,15,6,1.3958508706903527E-2,7.1253298206837151E-3,5.9359099999999087E-4,9.4688091568940385E-4,6.3703860000000057E-5,5.522817943548407E-5,2.2743242482712121E-2,null,1.4411769221522354E-2,6.8902912179717628E-3,2.905013051916587E-4,6.4729823775105033E-4,5.570757921682938E-5,5.522817943548407E-5,2.2295567561653653E-2]
[2004,1,15,7,1.5754071573971969E-2,8.010411657581833E-3,5.9359099999999087E-4,1.3408384622576508E-3,6.3703860000000057E-5,5.522817943548407E-5,2.5817844733246924E-2,null,1.6265637582841438E-2,7.7461774381804771E-3,2.905013051916587E-4,9.1661196180756242E-4,5.570757921682938E-5,5.522817943548407E-5,2.5274635867237966E-2]
[2004,1,15,8,1.5042568068303957E-2,9.7227567230720353E-3,5.1449302081118902E-4,4.2269373396385491E-3,5.5215108330034659E-5,5.522817943548407E-5,2.9617198439591246E-2,null,1.5531030144518164E-2,9.4020384949746582E-3,2.5179103803401996E-4,2.8895809871086666E-3,4.8284358612825329E-5,5.522817943548407E-5,2.8122725023248338E-2]
[2004,1,15,9,1.4189937111587402E-2,1.0827296633166087E-2,0,6.0979722136654067E-3,0,5.522817943548407E-5,3.1170434137854378E-2,null,1.4650712566376917E-2,1.0470143668201584E-2,0,4.168641063894093E-3,0,5.522817943548407E-5,2.9289497298472592E-2]
[2004,1,15,10,1.3306585656161225E-2,1.1187798277881772E-2,0,7.2906568620782824E-3,0,5.522817943548407E-5,3.1840268975556765E-2,null,1.3738676933888349E-2,1.0818753680532285E-2,0,4.9839734444694179E-3,0,5.522817943548407E-5,2.9541404058890053E-2]
[2004,1,15,11,1.2693851818550952E-2,1.1500327040506901E-2,0,7.8993388699162993E-3,0,5.522817943548407E-5,3.2148745908409639E-2,null,1.3106046411009525E-2,1.1120973260912759E-2,0,5.4000751785902891E-3,0,5.522817943548407E-5,2.9627094850512573E-2]
[2004,1,15,12,1.2438739857205066E-2,1.1360690155539989E-2,0,7.7720480048985461E-3,0,5.522817943548407E-5,3.1626706197079087E-2,null,1.2842650457346618E-2,1.0985942486702207E-2,0,5.3130577392876835E-3,0,5.522817943548407E-5,2.9141650683336507E-2]
[2004,1,15,13,1.1868420948563501E-2,1.1139050834404543E-2,0,7.8053556644302538E-3,0,5.522817943548407E-5,3.0868055626833785E-2,null,1.2253812160462677E-2,1.077161423714614E-2,0,5.3358272227161134E-3,0,5.522817943548407E-5,2.836125362032493E-2]
[2004,1,15,14,1.1455337844589726E-2,1.1313224598746858E-2,0,7.7805347724888303E-3,0,5.522817943548407E-5,3.0604325395260895E-2,null,1.1827315427266828E-2,1.0940042645241049E-2,0,5.3188593872186629E-3,0,5.522817943548407E-5,2.8086217459726538E-2]
[2004,1,15,15,1.2174479057661128E-2,1.1111305663710595E-2,0,6.9697489657736767E-3,0,5.522817943548407E-5,3.0310761866580885E-2,null,1.2569808584529742E-2,1.0744784278283227E-2,0,4.764597267046802E-3,0,5.522817943548407E-5,2.8079190129859773E-2]
[2004,1,15,16,1.3154126172358949E-2,1.0629633543648549E-2,0,6.2609277531685313E-3,0,5.522817943548407E-5,3.0099915648611513E-2,null,1.3581266787695286E-2,1.0279000761964975E-2,0,4.2800392680445547E-3,0,5.522817943548407E-5,2.8140306817704814E-2]
[2004,1,15,17,1.5183814281305469E-2,1.0481606657149138E-2,0,6.7982696777096341E-3,0,5.522817943548407E-5,3.2518918795599726E-2,null,1.567686290272571E-2,1.0135856741724699E-2,0,4.6473721343659475E-3,0,5.522817943548407E-5,3.0460091778816353E-2]
[2004,1,15,18,1.7656657432679891E-2,1.0032979455684744E-2,4.7487279999999273E-4,5.7187364301259057E-3,5.0963088000000048E-5,5.522817943548407E-5,3.3989437385926011E-2,null,1.8230004185003562E-2,9.7020281128491377E-3,2.3240104415332699E-4,3.9093912994202463E-3,4.4566063373463507E-5,5.522817943548407E-5,3.2118390704799736E-2]
[2004,1,15,19,1.9898401124983655E-2,9.4427517431737804E-3,5.9359099999999087E-4,3.3079596202355288E-3,6.3703860000000057E-5,5.522817943548407E-5,3.3361635527828441E-2,null,2.0544541749557773E-2,9.1312698565348197E-3,2.905013051916587E-4,2.2613576821020865E-3,5.570757921682938E-5,5.522817943548407E-5,3.2283378172603169E-2]
[2004,1,15,20,1.9574221528352177E-2,9.2475597049589704E-3,5.9359099999999087E-4,3.3364830197256377E-3,6.3703860000000057E-5,5.522817943548407E-5,3.287078729247226E-2,null,2.0209835397247487E-2,8.9425164906449493E-3,2.905013051916587E-4,2.2808565925972611E-3,5.570757921682938E-5,5.522817943548407E-5,3.1779417364898185E-2]
[2004,1,15,21,1.7717920529528135E-2,9.0837177240515651E-3,5.9359099999999087E-4,3.8854269002806174E-3,6.3703860000000057E-5,5.522817943548407E-5,3.1399588193295795E-2,null,1.8293256616342162E-2,8.7840790581903399E-3,2.905013051916587E-4,2.656120684015508E-3,5.570757921682938E-5,5.522817943548407E-5,3.0079665242956497E-2]
[2004,1,15,22,1.6112482034173557E-2,8.4759923288833978E-3,5.9359099999999087E-4,3.6368737498125737E-3,6.3703860000000057E-5,5.522817943548407E-5,2.8937871152305006E-2,null,1.663568634288199E-2,8.1964003038525034E-3,2.905013051916587E-4,2.4862070088958678E-3,5.570757921682938E-5,5.522817943548407E-5,2.7664502540038851E-2]
[2004,1,15,23,1.4780919010985298E-2,8.13853207272861E-3,5.9359099999999087E-4,3.4557098576746999E-3,6.3703860000000057E-5,5.522817943548407E-5,2.7087683980824083E-2,null,1.5260884822386406E-2,7.8700716288418182E-3,2.905013051916587E-4,2.3623613740521377E-3,5.570757921682938E-5,5.522817943548407E-5,2.5839526709688847E-2]
[2004,1,15,24,1.3034853779318669E-2,7.7625867783897642E-3,5.9359099999999087E-4,2.5695604136614001E-3,6.3703860000000057E-5,5.522817943548407E-5,2.4079524010805309E-2,null,1.3458121383047217E-2,7.506527396475015E-3,2.905013051916587E-4,1.7565798401870749E-3,5.570757921682938E-5,5.522817943548407E-5,2.3067437504117796E-2]
[2004,1,16,1,1.174370300496382E-2,8.8517161531527291E-3,5.9359099999999087E-4,6.9215881848057525E-3,6.3703860000000057E-5,5.522817943548407E-5,2.822953038235778E-2,null,1.2125044377407709E-2,8.5597303716383796E-3,2.905013051916587E-4,4.7316740259795188E-3,5.570757921682938E-5,5.522817943548407E-5,2.5762657659434095E-2]
[2004,1,16,2,1.1634182285561373E-2,8.4672987081386188E-3,5.9359099999999087E-4,6.4195876555927728E-3,6.3703860000000057E-5,5.522817943548407E-5,2.7233591688728239E-2,null,1.2011967302618011E-2,8.1879934538992231E-3,2.905013051916587E-4,4.3885009273084245E-3,5.570757921682938E-5,5.522817943548407E-5,2.4934670568234146E-2]
[2004,1,16,3,1.1692570138877065E-2,8.3593574434209419E-3,5.9359099999999087E-4,6.0563718946021923E-3,6.3703860000000057E-5,5.522817943548407E-5,2.6820822516335673E-2,null,1.2072251125553171E-2,8.0836127772066155E-3,2.905013051916587E-4,4.1402026269446116E-3,5.570757921682938E-5,5.522817943548407E-5,2.4642275414112888E-2]
[2004,1,16,4,1.2170822941751641E-2,8.13174495197087E-3,5.9359099999999087E-4,6.0125306390073959E-3,6.3703860000000057E-5,5.522817943548407E-5,2.7027621572165386E-2,null,1.2566033747271619E-2,7.8635083904052463E-3,2.905013051916587E-4,4.1102322610653465E-3,5.570757921682938E-5,5.522817943548407E-5,2.4885983283150698E-2]
[2004,1,16,5,1.3220128091834161E-2,8.0357584992636899E-3,5.9359099999999087E-4,5.6241853537570795E-3,6.3703860000000057E-5,5.522817943548407E-5,2.7592594984290408E-2,null,1.3649411920648051E-2,7.7706881801445681E-3,2.905013051916587E-4,3.8447551407471722E-3,5.570757921682938E-5,5.522817943548407E-5,2.5611064125948279E-2]
[2004,1,16,6,1.3967801970712587E-2,8.4599602042550581E-3,5.9359099999999087E-4,5.7501691113122401E-3,6.3703860000000057E-5,5.522817943548407E-5,2.889045432571536E-2,null,1.4421364256073906E-2,8.1808970204520059E-3,2.905013051916587E-4,3.9308790269713834E-3,5.570757921682938E-5,5.522817943548407E-5,2.6879349187905785E-2]
[2004,1,16,7,1.5747099385673528E-2,9.480217747325069E-3,5.9359099999999087E-4,7.2842664634014884E-3,6.3703860000000057E-5,5.522817943548407E-5,3.3224106635835561E-2,null,1.6258438993734536E-2,9.1674999940684881E-3,2.905013051916587E-4,4.979604897449961E-3,5.570757921682938E-5,5.522817943548407E-5,3.075175276966147E-2]
[2004,1,16,8,1.5394842243222654E-2,1.1130354675329144E-2,5.0459983727999219E-4,9.7965310622493001E-3,5.4153377308800043E-5,5.522817943548407E-5,3.6935709374825383E-2,null,1.5894743361899298E-2,1.0763204932592495E-2,2.4694934951732524E-4,6.6970166866764319E-3,4.7355898940642319E-5,5.522817943548407E-5,3.3649270229626195E-2]
[2004,1,16,9,1.4928022683803079E-2,1.2179463225924947E-2,0,1.1680497078129017E-2,0,5.522817943548407E-5,3.884321116729253E-2,null,1.5412765243769794E-2,1.1777707224386156E-2,0,7.984916634658723E-3,0,5.522817943548407E-5,3.5175389102814675E-2]
[2004,1,16,10,1.5650913523722054E-2,1.2545719445064362E-2,0,1.234582167414538E-2,0,5.522817943548407E-5,4.0597682822367281E-2,null,1.6159129785714894E-2,1.2131881988751196E-2,0,8.4397398668074729E-3,0,5.522817943548407E-5,3.6730751641273561E-2]
[2004,1,16,11,1.4381744939630887E-2,1.2776128302317998E-2,0,1.2888265775839076E-2,0,5.522817943548407E-5,4.0101367197223445E-2,null,1.4848748775737665E-2,1.2354690499463097E-2,0,8.8105606377057184E-3,0,5.522817943548407E-5,3.6013999912906478E-2]
[2004,1,16,12,1.3221644560238603E-2,1.2680268817602626E-2,0,1.2562635879398302E-2,0,5.522817943548407E-5,3.8519777436675014E-2,null,1.3650977631794953E-2,1.2261993068983979E-2,0,8.5879564489079047E-3,0,5.522817943548407E-5,3.4500927149686833E-2]
[2004,1,16,13,1.2802447053861965E-2,1.2416998753375376E-2,0,1.258583495189278E-2,0,5.522817943548407E-5,3.7860508938565601E-2,null,1.3218167949400313E-2,1.2007407322478026E-2,0,8.6038155907432867E-3,0,5.522817943548407E-5,3.3829390862621628E-2]
[2004,1,16,14,1.1485906709740713E-2,1.2475560111937048E-2,0,1.2250645996082592E-2,0,5.522817943548407E-5,3.6267340997195835E-2,null,1.1858876924212556E-2,1.2064036955739167E-2,0,8.3746767235272548E-3,0,5.522817943548407E-5,3.2297590603478976E-2]
[2004,1,16,15,1.2125257231907407E-2,1.2242030662095589E-2,0,1.1504850326502279E-2,0,5.522817943548407E-5,3.5927366399940763E-2,null,1.2518988428285274E-2,1.1838210789389722E-2,0,7.8648425779206544E-3,0,5.522817943548407E-5,3.2222041795595652E-2]
[2004,1,16,16,1.2665888217072305E-2,1.1729630374997795E-2,0,1.1062195010794442E-2,0,5.522817943548407E-5,3.5512941782300023E-2,null,1.3077174775824487E-2,1.1342712716019504E-2,0,7.5622385217599059E-3,0,5.522817943548407E-5,3.1982126013603895E-2]
[2004,1,16,17,1.3872657786274133E-2,1.1525041678903726E-2,0,1.1979094110975167E-2,0,5.522817943548407E-5,3.7432021755588511E-2,null,1.4323130550906046E-2,1.1144872653668819E-2,0,8.189040859739637E-3,0,5.522817943548407E-5,3.3657044064314502E-2]
[2004,1,16,18,1.8608699553612051E-2,1.0926494364699866E-2,4.649796164687959E-4,9.0100542511859106E-3,4.9901356978765432E-5,5.522817943548407E-5,3.9115357322380875E-2,null,1.9212961005402082E-2,1.0566069228930832E-2,2.2755935563663227E-4,6.1593724640523614E-3,4.3637603701280497E-5,5.522817943548407E-5,3.620959965772319E-2]
[2004,1,16,19,1.8748563828291414E-2,1.0760850880961785E-2,5.9359099999999087E-4,9.4087608555362065E-3,6.3703860000000057E-5,5.522817943548407E-5,3.9630698604224884E-2,null,1.9357366951004113E-2,1.0405889718643233E-2,2.905013051916587E-4,6.4319326963892306E-3,5.570757921682938E-5,5.522817943548407E-5,3.6541398250445063E-2]
[2004,1,16,20,1.9790810450067229E-2,1.0146838877971662E-2,5.9359099999999087E-4,7.5511374715538553E-3,6.3703860000000057E-5,5.522817943548407E-5,3.8201309839028225E-2,null,2.0433457391633745E-2,9.8121317287111764E-3,2.905013051916587E-4,5.1620408621225631E-3,5.570757921682938E-5,5.522817943548407E-5,3.575383886687597E-2]
[2004,1,16,21,1.7274019842271053E-2,1.0051752214051003E-2,5.9359099999999087E-4,8.5797756206878913E-3,6.3703860000000057E-5,5.522817943548407E-5,3.6618070716445419E-2,null,1.7834941591696282E-2,9.7201816264917851E-3,2.905013051916587E-4,5.8652292464118202E-3,5.570757921682938E-5,5.522817943548407E-5,3.3766561349008371E-2]
[2004,1,16,22,1.6456051646524222E-2,9.4448699119035143E-3,5.9359099999999087E-4,7.9689086316727976E-3,6.3703860000000057E-5,5.522817943548407E-5,3.4582353229536011E-2,null,1.6990412343251701E-2,9.1333181546156047E-3,2.905013051916587E-4,5.4476338350586736E-3,5.570757921682938E-5,5.522817943548407E-5,3.1917573217334468E-2]
[2004,1,16,23,1.4653748797088815E-2,8.8999943410482656E-3,5.9359099999999087E-4,7.4788226043922415E-3,6.3703860000000057E-5,5.522817943548407E-5,3.1745088781964796E-2,null,1.51295851389452E-2,8.6064160384703315E-3,2.905013051916587E-4,5.1126056213216305E-3,5.570757921682938E-5,5.522817943548407E-5,2.919481568314565E-2]
[2004,1,16,24,1.2982847170176417E-2,8.5117001704155607E-3,5.9359099999999087E-4,8.0730663577836242E-3,6.3703860000000057E-5,5.522817943548407E-5,3.0280136737811075E-2,null,1.3404426015963958E-2,8.23093027412947E-3,2.905013051916587E-4,5.5188372054535738E-3,5.570757921682938E-5,5.522817943548407E-5,2.7500402379955491E-2]
[2004,1,17,1,1.1549819111466983E-2,8.000213960628234E-3,5.9359099999999087E-4,7.5108692972080324E-3,6.3703860000000057E-5,5.522817943548407E-5,2.7773425408738724E-2,null,1.1924864688622997E-2,{"$f":"F387*W$5","v":7.7363161259982743E-3},{"$f":"G387*X$5","v":2.905013051916587E-4},{"$f":"H387*Y$5","v":5.13451309399501E-3},{"$f":"I387*Z$5","v":5.570757921682938E-5},{"$f":"J387","v":5.522817943548407E-5},2.5141902793024772E-2]
[2004,1,17,2,1.0732373173035169E-2,7.808735922069752E-3,5.9359099999999087E-4,7.6439915643137782E-3,6.3703860000000057E-5,5.522817943548407E-5,2.6897623698854175E-2,null,{"$f":"E388*V$5","v":1.1080874656226229E-2},7.5511542484829157E-3,2.905013051916587E-4,5.2255169440834194E-3,5.570757921682938E-5,5.522817943548407E-5,{"$f":"SUM(M388:Q388)","v":2.4203754733201049E-2}]
[2004,1,17,3,1.1332263802196275E-2,7.597050290403023E-3,5.9359099999999087E-4,6.8095518103610487E-3,6.3703860000000057E-5,5.522817943548407E-5,2.6451388942395824E-2,null,1.1700244926156846E-2,7.3464513525397625E-3,2.905013051916587E-4,4.6550847246846746E-3,5.570757921682938E-5,5.522817943548407E-5,2.4047989887789771E-2]
[2004,1,17,4,1.1534296427710615E-2,7.4670291849953515E-3,5.9359099999999087E-4,6.5610135367942151E-3,6.3703860000000057E-5,5.522817943548407E-5,2.6274862188935655E-2,null,1.1908837952479987E-2,7.2207191684462132E-3,2.905013051916587E-4,4.4851812195787896E-3,5.570757921682938E-5,5.522817943548407E-5,2.396094722491348E-2]
[2004,1,17,5,1.2059696760184693E-2,7.480018654126736E-3,5.9359099999999087E-4,6.4044646319905843E-3,6.3703860000000057E-5,5.522817943548407E-5,2.6656703085737487E-2,null,1.245129907777073E-2,7.2332801624401038E-3,2.905013051916587E-4,4.3781626615719809E-3,5.570757921682938E-5,5.522817943548407E-5,2.4408950786191305E-2]
[2004,1,17,6,1.1926894277450757E-2,7.716779519908284E-3,5.9359099999999087E-4,6.9225065460415914E-3,6.3703860000000057E-5,5.522817943548407E-5,2.7278703382836108E-2,null,1.2314184234531058E-2,7.4622311521217932E-3,2.905013051916587E-4,4.7323018278495619E-3,5.570757921682938E-5,5.522817943548407E-5,2.48549260989109E-2]
[2004,1,17,7,1.3876930526505508E-2,8.0299440438878992E-3,5.9359099999999087E-4,5.8184572956052963E-3,6.3703860000000057E-5,5.522817943548407E-5,2.8437854905434178E-2,null,1.4327542035503084E-2,7.7650655224120371E-3,2.905013051916587E-4,3.9775615829503799E-3,5.570757921682938E-5,5.522817943548407E-5,2.6416378025273989E-2]
[2004,1,17,8,1.4661372770746271E-2,8.7595701990862834E-3,5.0459983727999219E-4,7.1780750348096629E-3,5.4153377308800043E-5,5.522817943548407E-5,3.1212999398666497E-2,null,1.5137456678176887E-2,8.4706239759972119E-3,2.4694934951732524E-4,4.9070112656079794E-3,4.7355898940642319E-5,5.522817943548407E-5,2.8809397168240047E-2]
[2004,1,17,9,1.5576420784791307E-2,9.1970616392062395E-3,0,8.3586353741962709E-3,0,5.522817943548407E-5,3.3187345977629304E-2,null,1.6082218119526794E-2,8.8936841716173356E-3,0,5.7140553348057985E-3,0,5.522817943548407E-5,3.0689957625949928E-2]
[2004,1,17,10,1.6540379154659311E-2,9.4754784867228502E-3,0,8.8034725557573391E-3,0,5.522817943548407E-5,3.4874558376574979E-2,null,1.7077478133142844E-2,9.1629170643615209E-3,0,6.0181509385290807E-3,0,5.522817943548407E-5,3.2258546136033447E-2]
[2004,1,17,11,1.7883288032214617E-2,9.4400884212450936E-3,0,8.1391670183864895E-3,0,5.522817943548407E-5,3.5517771651281685E-2,null,1.8463993930442082E-2,9.1286943878677272E-3,0,5.5640243461102879E-3,0,5.522817943548407E-5,3.31567126644201E-2]
[2004,1,17,12,1.5719138358628204E-2,9.5368530699616975E-3,0,9.118617110136543E-3,0,5.522817943548407E-5,3.4429836718161931E-2,null,1.6229570016579785E-2,9.2222671242941472E-3,0,6.2335872318437218E-3,0,5.522817943548407E-5,3.1685424372717652E-2]
[2004,1,17,13,1.5174422567105954E-2,9.4339944114601899E-3,0,8.872963876030605E-3,0,5.522817943548407E-5,3.3536609034032237E-2,null,1.5667166220903892E-2,9.1228013972048591E-3,0,6.065655971534344E-3,0,5.522817943548407E-5,3.0855623589643097E-2]
[2004,1,17,14,1.3008524161631644E-2,9.5472561487758636E-3,0,1.0223290266853556E-2,0,5.522817943548407E-5,3.2834298756696551E-2,null,1.3430936790354401E-2,9.232327043539575E-3,0,6.9887539859578842E-3,0,5.522817943548407E-5,2.9652017819851863E-2]
[2004,1,17,15,1.268454349430108E-2,9.4213724194455728E-3,0,9.6329457870190354E-3,0,5.522817943548407E-5,3.1794089880201173E-2,null,1.309643582697472E-2,9.1105957586000083E-3,0,6.585187988237119E-3,0,5.522817943548407E-5,2.879221957381185E-2]
[2004,1,17,16,1.3707615745150189E-2,9.1958234351530652E-3,0,9.2248374239901083E-3,0,5.522817943548407E-5,3.2183504783728847E-2,null,1.4152729266752324E-2,8.8924868113928468E-3,0,6.3062006099692241E-3,0,5.522817943548407E-5,2.9351416688114397E-2]
[2004,1,17,17,1.4943154052877891E-2,9.2820944743100403E-3,0,9.8599517234299744E-3,0,5.522817943548407E-5,3.4140428430053389E-2,null,1.5428387958465958E-2,8.9759120841069687E-3,0,6.7403717501686219E-3,0,5.522817943548407E-5,3.1144671792741552E-2]
[2004,1,17,18,1.6468108463972217E-2,9.3429642343929066E-3,4.5508643353118995E-4,1.0469581383045341E-2,4.8839626021234659E-5,5.522817943548407E-5,3.6839808320398376E-2,null,1.7002860669520295E-2,9.0347739731554636E-3,2.2271766741043875E-4,7.157121309496777E-3,4.2709144084805048E-5,5.522817943548407E-5,3.346018276366778E-2]
[2004,1,17,19,1.664129557578994E-2,8.9887001483783778E-3,5.9359099999999087E-4,9.7351271472238023E-3,6.3703860000000057E-5,5.522817943548407E-5,3.6077645910827599E-2,null,1.7181671510998267E-2,8.6921957652495076E-3,2.905013051916587E-4,6.6550402930999689E-3,5.570757921682938E-5,5.522817943548407E-5,3.2875116453756237E-2]
[2004,1,17,20,1.7028405076519169E-2,8.5886989754286932E-3,5.9359099999999087E-4,8.8070650786901978E-3,6.3703860000000057E-5,5.522817943548407E-5,3.5136692170073536E-2,null,1.758135122644016E-2,8.3053891698336695E-3,2.905013051916587E-4,6.020606826830332E-3,5.570757921682938E-5,5.522817943548407E-5,3.2253556107512654E-2]
[2004,1,17,21,1.5284521847081293E-2,8.4946805608197649E-3,5.9359099999999087E-4,9.4570245658767479E-3,6.3703860000000057E-5,5.522817943548407E-5,3.3948750013213284E-2,null,1.5780840643277939E-2,8.2144720792834153E-3,2.905013051916587E-4,6.4649263011109116E-3,5.570757921682938E-5,5.522817943548407E-5,3.0806447908080757E-2]
[2004,1,17,22,1.5218103109019413E-2,8.1129345231606594E-3,5.9359099999999087E-4,8.4786008824859916E-3,6.3703860000000057E-5,5.522817943548407E-5,3.2522161554101536E-2,null,1.5712265156810741E-2,7.8453184489289882E-3,2.905013051916587E-4,5.7960650794528406E-3,5.570757921682938E-5,5.522817943548407E-5,2.9699857569601057E-2]
[2004,1,17,23,1.5259099287998524E-2,7.5953100507651656E-3,5.9359099999999087E-4,6.7437489871857905E-3,6.3703860000000057E-5,5.522817943548407E-5,3.0310681365384957E-2,null,1.575459256318467E-2,7.3447685170506477E-3,2.905013051916587E-4,4.6101011889785222E-3,5.570757921682938E-5,5.522817943548407E-5,2.8055671153622327E-2]
[2004,1,17,24,1.1418506124841524E-2,7.7511778155624151E-3,5.9359099999999087E-4,9.4155430452670524E-3,6.3703860000000057E-5,5.522817943548407E-5,2.9297750025106466E-2,null,1.1789287708390215E-2,7.4954947736556119E-3,2.905013051916587E-4,6.4365690760945643E-3,5.570757921682938E-5,5.522817943548407E-5,2.606756044254888E-2]
[2004,1,18,1,9.4592367872061867E-3,7.385556244184549E-3,5.9359099999999087E-4,8.7230352046929836E-3,6.3703860000000057E-5,5.522817943548407E-5,2.6280351275519191E-2,null,9.7663970021043527E-3,7.1419337223407675E-3,2.905013051916587E-4,5.9631630781439007E-3,5.570757921682938E-5,5.522817943548407E-5,2.3217702686997511E-2]
[2004,1,18,2,9.6407961542099921E-3,7.2074215423206895E-3,5.9359099999999087E-4,8.1633687697395679E-3,6.3703860000000057E-5,5.522817943548407E-5,2.5724109505705726E-2,null,9.9538519625307787E-3,6.9696750335842663E-3,2.905013051916587E-4,5.5805689302726273E-3,5.570757921682938E-5,5.522817943548407E-5,2.2850304810796161E-2]
[2004,1,18,3,9.1826182317750367E-3,7.1323129540347462E-3,5.9359099999999087E-4,8.4692896898756077E-3,6.3703860000000057E-5,5.522817943548407E-5,2.5496743915120863E-2,null,9.4807960925105527E-3,6.8970440032621871E-3,2.905013051916587E-4,5.789699845484983E-3,5.570757921682938E-5,5.522817943548407E-5,2.2513748825666213E-2]
[2004,1,18,4,9.8267066834963907E-3,6.9866510129213801E-3,5.9359099999999087E-4,7.6788358648453405E-3,6.3703860000000057E-5,5.522817943548407E-5,2.5204716600698587E-2,null,1.0145799376125295E-2,6.7561869174985641E-3,2.905013051916587E-4,5.2493368922479954E-3,5.570757921682938E-5,5.522817943548407E-5,2.2497532070280341E-2]
[2004,1,18,5,1.0174490573327102E-2,7.0325032115641159E-3,5.9359099999999087E-4,7.6738753666493386E-3,6.3703860000000057E-5,5.522817943548407E-5,2.5593392190976033E-2,null,1.0504876499939005E-2,6.8005266196012838E-3,2.905013051916587E-4,5.2459458409685415E-3,5.570757921682938E-5,5.522817943548407E-5,2.2897557844917316E-2]
[2004,1,18,6,1.0446802990447101E-2,7.1764220547904517E-3,5.9359099999999087E-4,7.7012472644724323E-3,6.3703860000000057E-5,5.522817943548407E-5,2.6036995349145459E-2,null,1.0786031442353978E-2,6.9396981059098185E-3,2.905013051916587E-4,5.2646575722234586E-3,5.570757921682938E-5,5.522817943548407E-5,2.3336596004895745E-2]
[2004,1,18,7,1.0643771861436682E-2,7.6203674230458842E-3,5.9359099999999087E-4,8.2979721999825191E-3,6.3703860000000057E-5,5.522817943548407E-5,2.7274634523900561E-2,null,1.0989396283980771E-2,7.3689993381517429E-3,2.905013051916587E-4,5.6725853198183731E-3,5.570757921682938E-5,5.522817943548407E-5,2.4377189826359377E-2]
[2004,1,18,8,1.2095135932461743E-2,8.020998132160298E-3,4.9470665374879536E-4,7.4962174441371232E-3,5.3091646287565427E-5,5.522817943548407E-5,2.8215377988231011E-2,null,1.2487889030392677E-2,7.7564147036338644E-3,2.4210766100063048E-4,5.1244969256306052E-3,4.6427439268459302E-5,5.522817943548407E-5,2.5657335759926236E-2]
[2004,1,18,9,1.3641900943820527E-2,8.2404744846556448E-3,0,7.8296888045455981E-3,0,5.522817943548407E-5,2.9767292412457257E-2,null,1.4084880575241827E-2,7.9686513329841752E-3,0,5.3524616256855131E-3,0,5.522817943548407E-5,2.7405993533911516E-2]
[2004,1,18,10,1.4028482761191265E-2,8.6606222495668721E-3,0,8.0610456654649706E-3,0,5.522817943548407E-5,3.0805378855658594E-2,null,1.4484015472398021E-2,8.3749399578861034E-3,0,5.5106197276002505E-3,0,5.522817943548407E-5,2.8369575157884373E-2]
[2004,1,18,11,1.3345772868936123E-2,8.8981406972624601E-3,0,8.6258296461346074E-3,0,5.522817943548407E-5,3.0924971391768676E-2,null,1.3779136633330826E-2,8.6046235396218564E-3,0,5.8967122861679827E-3,0,5.522817943548407E-5,2.8280472459120666E-2]
[2004,1,18,12,1.3077321889472884E-2,8.9921529259914881E-3,0,8.994954151836777E-3,0,5.522817943548407E-5,3.1119657146736632E-2,null,1.3501968517126378E-2,8.6955346483417913E-3,0,6.1490498695881525E-3,0,5.522817943548407E-5,2.8346553035056319E-2]
[2004,1,18,13,1.248417643571452E-2,8.9355836204827732E-3,0,8.92433549070187E-3,0,5.522817943548407E-5,3.0399323726334648E-2,null,1.2889562451847145E-2,8.6408313575801494E-3,0,6.1007741739356721E-3,0,5.522817943548407E-5,2.7631167983362966E-2]
[2004,1,18,14,1.2452201744306309E-2,8.8132141593525205E-3,0,8.1254207776160926E-3,0,5.522817943548407E-5,2.9446064860710407E-2,null,1.2856549478672109E-2,8.5224984179699502E-3,0,5.5546272643031197E-3,0,5.522817943548407E-5,2.6933675160945178E-2]
[2004,1,18,15,1.1921498457729159E-2,8.8118631950133627E-3,0,7.9767707044161307E-3,0,5.522817943548407E-5,2.8765360536594137E-2,null,1.2308613201821084E-2,8.5211920170094116E-3,0,5.4530084347020986E-3,0,5.522817943548407E-5,2.6282813653532595E-2]
[2004,1,18,16,1.2391145541251354E-2,8.6697785795629822E-3,0,7.9634865274223563E-3,0,5.522817943548407E-5,2.9079638827672179E-2,null,1.2793510659379384E-2,8.3837942540027424E-3,0,5.4439272247890419E-3,0,5.522817943548407E-5,2.6621232138171171E-2]
[2004,1,18,17,1.344548667020104E-2,8.7462260368328243E-3,0,8.340809373382916E-3,0,5.522817943548407E-5,3.0587750259852265E-2,null,1.3882088339863775E-2,8.4577199889116876E-3,0,5.7018692840348495E-3,0,5.522817943548407E-5,2.804167761281031E-2]
[2004,1,18,18,1.5135283246871356E-2,8.6000904079594973E-3,4.4519324999999318E-4,8.2788332923572558E-3,4.7777895000000042E-5,5.522817943548407E-5,3.2562406271623587E-2,null,1.5626755969167665E-2,8.3164048406169731E-3,2.1787597889374406E-4,5.6595017514698724E-3,4.1780684412622038E-5,5.522817943548407E-5,2.9862319224560879E-2]
[2004,1,18,19,1.5360454451082738E-2,8.3388201593270258E-3,5.9359099999999087E-4,8.6053396001742801E-3,6.3703860000000057E-5,5.522817943548407E-5,3.3017137250019521E-2,null,1.5859238929816732E-2,8.0637529430944432E-3,2.905013051916587E-4,5.8827050647510199E-3,5.570757921682938E-5,5.522817943548407E-5,3.0151905822070682E-2]
[2004,1,18,20,1.5621824018753899E-2,7.9775919849765856E-3,5.9359099999999087E-4,7.6462516124444343E-3,6.3703860000000057E-5,5.522817943548407E-5,3.1958190655610397E-2,null,1.6129095686716763E-2,7.7144403666877014E-3,2.905013051916587E-4,5.2270619379131246E-3,5.570757921682938E-5,5.522817943548407E-5,2.9416806875726075E-2]
[2004,1,18,21,1.4940993504629033E-2,7.9645229192642983E-3,5.9359099999999087E-4,7.9493902763142586E-3,6.3703860000000057E-5,5.522817943548407E-5,3.1567429739643063E-2,null,1.5426157252922242E-2,7.7018024017133551E-3,2.905013051916587E-4,5.434290872054522E-3,5.570757921682938E-5,5.522817943548407E-5,2.8908459411098604E-2]
[2004,1,18,22,1.4053779976308937E-2,7.8415889477850727E-3,5.9359099999999087E-4,7.5654555782517143E-3,6.3703860000000057E-5,5.522817943548407E-5,3.0173347541781199E-2,null,1.4510134138358576E-2,7.5829235728884989E-3,2.905013051916587E-4,5.1718288777852384E-3,5.570757921682938E-5,5.522817943548407E-5,2.7611095473440803E-2]
[2004,1,18,23,1.1765279634997072E-2,7.9255737808651885E-3,5.9359099999999087E-4,8.1116758526469639E-3,6.3703860000000057E-5,5.522817943548407E-5,2.8515052307944704E-2,null,1.2147321643492989E-2,7.6641380531129689E-3,2.905013051916587E-4,5.5452310819922111E-3,5.570757921682938E-5,5.522817943548407E-5,2.5702899663006658E-2]
[2004,1,18,24,1.0259226872143857E-2,7.9231434016537577E-3,5.9359099999999087E-4,7.8923303966546288E-3,6.3703860000000057E-5,5.522817943548407E-5,2.6787223709887717E-2,null,1.0592364354757555E-2,7.6617878432338063E-3,2.905013051916587E-4,5.3952841089674507E-3,5.570757921682938E-5,5.522817943548407E-5,2.39956451913673E-2]
[2004,1,19,1,1.0508784711677066E-2,7.1084061298209485E-3,5.9359099999999087E-4,3.7612000367435346E-3,6.3703860000000057E-5,5.522817943548407E-5,2.2090913917677025E-2,null,1.085002583323595E-2,6.8739257778501154E-3,2.905013051916587E-4,2.5711978299200193E-3,5.570757921682938E-5,5.522817943548407E-5,2.0641358325414572E-2]
[2004,1,19,2,1.0370656646119482E-2,6.8784895062003661E-3,5.9359099999999087E-4,3.4667460412856621E-3,6.3703860000000057E-5,5.522817943548407E-5,2.1428415233040985E-2,null,1.0707412474915896E-2,6.6515932637817906E-3,2.905013051916587E-4,2.3699058308940747E-3,5.570757921682938E-5,5.522817943548407E-5,2.0075120454000249E-2]
[2004,1,19,3,1.0375600932245647E-2,6.8638922546317696E-3,5.9359099999999087E-4,3.1541780661680633E-3,6.3703860000000057E-5,5.522817943548407E-5,2.1106194292480958E-2,null,1.0712517311837352E-2,6.6374775222202333E-3,2.905013051916587E-4,2.1562309155814903E-3,5.570757921682938E-5,5.522817943548407E-5,1.9852434634047567E-2]
[2004,1,19,4,1.0747834785315097E-2,6.7342304100329832E-3,5.9359099999999087E-4,3.048410844474552E-3,6.3703860000000057E-5,5.522817943548407E-5,2.1242999079258106E-2,null,1.1096838337780605E-2,6.5120927482338262E-3,2.905013051916587E-4,2.0839272762540593E-3,5.570757921682938E-5,5.522817943548407E-5,2.0039067246676982E-2]
[2004,1,19,5,1.1305515725419714E-2,6.8559689312832801E-3,5.9359099999999087E-4,2.8245456231162014E-3,6.3703860000000057E-5,5.522817943548407E-5,2.1698553319254674E-2,null,1.1672628286176337E-2,6.6298155603659531E-3,2.905013051916587E-4,1.930890541773562E-3,5.570757921682938E-5,5.522817943548407E-5,2.0579543272724338E-2]
[2004,1,19,6,1.2065360964449151E-2,7.2671815165315963E-3,5.9359099999999087E-4,3.1812605835605775E-3,6.3703860000000057E-5,5.522817943548407E-5,2.3226326103976801E-2,null,1.2457147210002977E-2,7.0274637445427888E-3,2.905013051916587E-4,2.1747448231822925E-3,5.570757921682938E-5,5.522817943548407E-5,2.2005564662136545E-2]
[2004,1,19,7,1.3984791712673954E-2,8.262227096647666E-3,5.9359099999999087E-4,3.5042761132965776E-3,6.3703860000000057E-5,5.522817943548407E-5,2.6463817962053673E-2,null,1.4438905688717019E-2,7.9896864057665586E-3,2.905013051916587E-4,2.3955618020651153E-3,5.570757921682938E-5,5.522817943548407E-5,2.5170362780957183E-2]
[2004,1,19,8,1.3034916049108133E-2,9.9292527895614505E-3,4.8481347081118958E-4,5.9881235137702101E-3,5.2029915330034667E-5,5.522817943548407E-5,2.9544363918016507E-2,null,1.3458185674860481E-2,9.6017230105387673E-3,2.3726597277443708E-4,4.0935472810506241E-3,4.5498979651983867E-5,5.522817943548407E-5,2.7436220918876292E-2]
[2004,1,19,9,1.2628022463530697E-2,1.1116588491663955E-2,0,8.2035467578909383E-3,0,5.522817943548407E-5,3.2003385892521073E-2,null,1.3038079446022472E-2,1.0749892845040014E-2,0,5.6080350461229283E-3,0,5.522817943548407E-5,2.9396007337185413E-2]
[2004,1,19,10,1.2046501896050898E-2,1.1517047577422865E-2,0,9.5276613479892223E-3,0,5.522817943548407E-5,3.3146439000898469E-2,null,1.2437675750179041E-2,1.1137142248394209E-2,0,6.5132143844635259E-3,0,5.522817943548407E-5,3.0088032383036777E-2]
[2004,1,19,11,1.164381311881269E-2,1.1759898853244168E-2,0,9.990972744457911E-3,0,5.522817943548407E-5,3.3449912895950257E-2,null,1.2021910868162395E-2,1.1371982747736062E-2,0,6.829939165262186E-3,0,5.522817943548407E-5,3.0223832781160642E-2]
[2004,1,19,12,1.1435657290641348E-2,1.1651879858268405E-2,0,9.4793689779519522E-3,0,5.522817943548407E-5,3.2622134306297186E-2,null,1.1806995806624584E-2,1.1267526904822644E-2,0,6.4802011876570545E-3,0,5.522817943548407E-5,2.9554723899104282E-2]
[2004,1,19,13,1.0981653449156576E-2,1.1395751488875611E-2,0,9.2790890340424415E-3,0,5.522817943548407E-5,3.1711722151510115E-2,null,1.1338249558257296E-2,1.1019847274726411E-2,0,6.3432876089784549E-3,0,5.522817943548407E-5,2.8701384441962161E-2]
[2004,1,19,14,1.1060244053043023E-2,1.1572753329260145E-2,0,8.6241930166678984E-3,0,5.522817943548407E-5,3.1312418578406553E-2,null,1.141939215521906E-2,1.1191010470965566E-2,0,5.8955934682130545E-3,0,5.522817943548407E-5,2.8505996094397683E-2]
[2004,1,19,15,1.0754427713419987E-2,1.1442241044849063E-2,0,8.5646886171861329E-3,0,5.522817943548407E-5,3.0816585554890665E-2,null,1.1103645351361845E-2,1.1064803310069704E-2,0,5.8549156044133202E-3,0,5.522817943548407E-5,2.8023364265844869E-2]
[2004,1,19,16,1.080895703583544E-2,1.1121071605985387E-2,0,9.1014670226218317E-3,0,5.522817943548407E-5,3.1086723843878145E-2,null,1.1159945349231161E-2,1.0754228077796323E-2,0,6.2218632428588279E-3,0,5.522817943548407E-5,2.8136036669886313E-2]
[2004,1,19,17,1.2684643811521739E-2,1.0864310256916905E-2,0,9.2012857253491766E-3,0,5.522817943548407E-5,3.2805467973223305E-2,null,1.3096539401694873E-2,{"$f":"F451*W$5","v":1.0505936347711695E-2},{"$f":"G451*X$5","v":0},{"$f":"H451*Y$5","v":6.2901004090107756E-3},{"$f":"I451*Z$5","v":0},{"$f":"J451","v":5.522817943548407E-5},2.9892576158417346E-2]
[2004,1,19,18,1.642733298139578E-2,1.0324848702100362E-2,4.2540688353119046E-4,7.748517124055292E-3,4.565443302123466E-5,5.522817943548407E-5,3.5026988303539341E-2,null,{"$f":"E452*V$5","v":1.6960761125999774E-2},9.9842696589928347E-3,2.0819260215085584E-4,5.2969717696053414E-3,3.9923765123963587E-5,5.522817943548407E-5,{"$f":"SUM(M452:Q452)","v":3.2490118921872764E-2}]
[2004,1,19,19,1.849606697604016E-2,9.8049071162062042E-3,5.9359099999999087E-4,5.4516893446328457E-3,6.3703860000000057E-5,5.522817943548407E-5,3.4465186476314684E-2,null,1.9096671024224618E-2,9.4814790467259834E-3,2.905013051916587E-4,3.7268349663354713E-3,5.570757921682938E-5,5.522817943548407E-5,3.2651193921694563E-2]
[2004,1,19,20,1.6429936802571668E-2,9.8252897935128258E-3,5.9359099999999087E-4,6.8647990305016971E-3,6.3703860000000057E-5,5.522817943548407E-5,3.3832548666021665E-2,null,1.6963449498423291E-2,9.5011893739640127E-3,2.905013051916587E-4,4.6928523337315302E-3,5.570757921682938E-5,5.522817943548407E-5,3.1503700090527324E-2]
[2004,1,19,21,1.5568275432420824E-2,9.5858426180897294E-3,5.9359099999999087E-4,6.4027183206227705E-3,6.3703860000000057E-5,5.522817943548407E-5,3.2269359410568799E-2,null,1.607380827137924E-2,9.269640686183047E-3,2.905013051916587E-4,4.3769688638597018E-3,5.570757921682938E-5,5.522817943548407E-5,3.0066626705830476E-2]
[2004,1,19,22,1.4770661031911679E-2,8.8795782488188882E-3,5.9359099999999087E-4,5.9753512978400576E-3,6.3703860000000057E-5,5.522817943548407E-5,3.0338113618006101E-2,null,1.5250293746348672E-2,8.5866733985457862E-3,2.905013051916587E-4,4.0848160533674214E-3,5.570757921682938E-5,5.522817943548407E-5,2.8267992082670369E-2]
[2004,1,19,23,1.3008641620333798E-2,8.5961961087685224E-3,5.9359099999999087E-4,5.5728447037985025E-3,6.3703860000000057E-5,5.522817943548407E-5,2.78902054723363E-2,null,1.3431058063174014E-2,8.3126390001308486E-3,2.905013051916587E-4,3.8096581061649679E-3,5.570757921682938E-5,5.522817943548407E-5,2.5899564053878318E-2]
[2004,1,19,24,1.1036730573679134E-2,8.2402419572610054E-3,5.9359099999999087E-4,4.8736343814114701E-3,6.3703860000000057E-5,5.522817943548407E-5,2.4863129951787084E-2,null,1.1395115146456671E-2,7.9684264758188867E-3,2.905013051916587E-4,3.3316702177207877E-3,5.570757921682938E-5,5.522817943548407E-5,2.3041420724404831E-2]
[2004,1,20,1,1.0808821577046091E-2,8.2842203013215755E-3,5.9359099999999087E-4,5.3993388431066219E-3,6.3703860000000057E-5,5.522817943548407E-5,2.5204903760909766E-2,null,1.1159805491825752E-2,8.0109541349571139E-3,2.905013051916587E-4,3.691047586083292E-3,5.570757921682938E-5,5.522817943548407E-5,2.3208016097274645E-2]
[2004,1,20,2,1.0931197415625805E-2,7.8742419164559603E-3,5.9359099999999087E-4,4.8948609232690437E-3,6.3703860000000057E-5,5.522817943548407E-5,2.4412823294786286E-2,null,1.1286155117056766E-2,7.6144994394007574E-3,2.905013051916587E-4,3.3461809158564161E-3,5.570757921682938E-5,5.522817943548407E-5,2.2593044356722426E-2]
[2004,1,20,3,1.0835285404141642E-2,7.7950269603202626E-3,5.9359099999999087E-4,4.7612495826165092E-3,6.3703860000000057E-5,5.522817943548407E-5,2.4104084986513889E-2,null,1.1187128651973277E-2,7.5378974953041623E-3,2.905013051916587E-4,3.2548427296971018E-3,5.570757921682938E-5,5.522817943548407E-5,2.2326077761383029E-2]
[2004,1,20,4,1.1499957541461076E-2,7.5465116755663655E-3,5.9359099999999087E-4,4.4904681567478257E-3,6.3703860000000057E-5,5.522817943548407E-5,2.4249460413210744E-2,null,1.187338401435924E-2,7.297579821994379E-3,2.905013051916587E-4,3.0697335603430014E-3,5.570757921682938E-5,5.522817943548407E-5,2.2586906281105108E-2]
[2004,1,20,5,1.2056602436328806E-2,7.5538934602860271E-3,5.9359099999999087E-4,4.3633228868570932E-3,6.3703860000000057E-5,5.522817943548407E-5,2.4686341822907402E-2,null,1.2448104275070523E-2,7.3047181086010136E-3,2.905013051916587E-4,2.9828156514750933E-3,5.570757921682938E-5,5.522817943548407E-5,2.3081846919555116E-2]
[2004,1,20,6,1.2716860967213308E-2,7.9529683875378711E-3,5.9359099999999087E-4,4.5269532557362666E-3,6.3703860000000057E-5,5.522817943548407E-5,2.5909305649922922E-2,null,1.3129802712450348E-2,7.6906290117811065E-3,2.905013051916587E-4,3.0946751764301685E-3,5.570757921682938E-5,5.522817943548407E-5,2.4261315785070108E-2]
[2004,1,20,7,1.4319182855521298E-2,8.8340820093207335E-3,5.9359099999999087E-4,5.2537985773095982E-3,6.3703860000000057E-5,5.522817943548407E-5,2.9119586481587106E-2,null,1.478415517644013E-2,8.5426779137957494E-3,2.905013051916587E-4,3.591554655123075E-3,5.570757921682938E-5,5.522817943548407E-5,2.7264596629767442E-2]
[2004,1,20,8,1.4087306341737675E-2,1.0566489001905328E-2,4.8481347081118958E-4,8.1765766265052327E-3,5.2029915330034667E-5,5.522817943548407E-5,3.3422443535724947E-2,null,1.4544749171492913E-2,1.0217939127993564E-2,2.3726597277443708E-4,5.589597966835962E-3,4.5498979651983867E-5,5.522817943548407E-5,3.0635051218748856E-2]
[2004,1,20,9,1.3313553122049069E-2,1.1653409969210526E-2,0,9.7243803430502457E-3,0,5.522817943548407E-5,3.4746571613745322E-2,null,1.37458706472386E-2,1.1269006542994116E-2,0,6.6476936592332024E-3,0,5.522817943548407E-5,3.1662570849465915E-2]
[2004,1,20,10,1.2559054482867944E-2,1.2015858365126076E-2,0,1.0739900587867987E-2,0,5.522817943548407E-5,3.5370041615297491E-2,null,1.2966871937981557E-2,1.1619499090313875E-2,0,7.3419144994456599E-3,0,5.522817943548407E-5,3.1928285527741088E-2]
[2004,1,20,11,1.1979916205940596E-2,1.2191706447993831E-2,0,1.0820966799760651E-2,0,5.522817943548407E-5,3.5047817633130564E-2,null,1.2368927890398658E-2,1.1789546587282176E-2,0,7.3973322560292E-3,0,5.522817943548407E-5,3.1555806733710029E-2]
[2004,1,20,12,1.1765067535601378E-2,1.2067936014563468E-2,0,1.0587818149914456E-2,0,5.522817943548407E-5,3.4476049879514789E-2,null,1.2147102656808455E-2,1.1669858888330444E-2,0,7.2379492674412432E-3,0,5.522817943548407E-5,3.105491081258014E-2]
[2004,1,20,13,1.1288634668970818E-2,1.1835011982644769E-2,0,1.0488610695138565E-2,0,5.522817943548407E-5,3.3667485526189637E-2,null,1.1655199068280256E-2,1.1444618169378014E-2,0,7.170129957130773E-3,0,5.522817943548407E-5,3.0269947194789044E-2]
[2004,1,20,14,1.0888441446985505E-2,1.1915773050604183E-2,0,1.0246021417921719E-2,0,5.522817943548407E-5,3.3105464094946892E-2,null,1.1242010777154475E-2,1.1522715224717045E-2,0,7.0042932515452169E-3,0,5.522817943548407E-5,2.9769019253416736E-2]
[2004,1,20,15,1.1442277850635511E-2,1.1718475881490284E-2,0,9.3589273921546989E-3,0,5.522817943548407E-5,3.2574909303715982E-2,null,1.181383134935745E-2,1.1331926168506626E-2,0,6.3978659911748843E-3,0,5.522817943548407E-5,2.9543623509038958E-2]
[2004,1,20,16,1.2381654740410494E-2,1.1283521822107158E-2,0,9.149005513689093E-3,0,5.522817943548407E-5,3.2869410255642231E-2,null,1.2783711673376082E-2,1.0911319654701606E-2,0,6.2543610796863642E-3,0,5.522817943548407E-5,2.9949392407764053E-2]
[2004,1,20,17,1.3975970750904289E-2,1.1048371890405235E-2,0,9.1694229009934344E-3,0,5.522817943548407E-5,3.4248993721738445E-2,null,1.4429798292790589E-2,1.0683926460268826E-2,0,6.2683186308446935E-3,0,5.522817943548407E-5,3.1382043383904108E-2]
[2004,1,20,18,1.6231494452976829E-2,1.0802302906409352E-2,4.1551369999999358E-4,9.1989924117281303E-3,4.4592702000000037E-5,5.522817943548407E-5,3.6748124352549795E-2,null,1.6758563331412981E-2,1.0445974393191126E-2,2.0335091363416109E-4,6.2885326745249319E-3,3.8995305451780563E-5,5.522817943548407E-5,3.3735416618214976E-2]
[2004,1,20,19,1.8122912800822386E-2,1.0288151881619129E-2,5.9359099999999087E-4,7.1831595232057701E-3,6.3703860000000057E-5,5.522817943548407E-5,3.630674724508276E-2,null,1.8711399791444115E-2,9.948783332569695E-3,2.905013051916587E-4,4.910487077955797E-3,5.570757921682938E-5,5.522817943548407E-5,3.3916879086378096E-2]
[2004,1,20,20,1.7957948528464607E-2,1.0072210339798403E-2,5.9359099999999087E-4,7.1017074283024713E-3,6.3703860000000057E-5,5.522817943548407E-5,3.5844389336000954E-2,null,1.854107880136293E-2,9.7399649134021372E-3,2.905013051916587E-4,4.8548055274900241E-3,5.570757921682938E-5,5.522817943548407E-5,3.3482058126663578E-2]
[2004,1,20,21,1.6308620061654761E-2,9.8173511968978437E-3,5.9359099999999087E-4,7.1085076023535126E-3,6.3703860000000057E-5,5.522817943548407E-5,3.394700190034159E-2,null,1.6838193361860723E-2,9.4935126426525102E-3,2.905013051916587E-4,4.8594542014750042E-3,5.570757921682938E-5,5.522817943548407E-5,3.1537369090396727E-2]
[2004,1,20,22,1.4938619824470697E-2,9.241238292987404E-3,5.9359099999999087E-4,6.9354125665804685E-3,6.3703860000000057E-5,5.522817943548407E-5,3.1827793723474045E-2,null,1.5423706494652432E-2,8.9364035989628783E-3,2.905013051916587E-4,4.7411245258391094E-3,5.570757921682938E-5,5.522817943548407E-5,2.9447443503862906E-2]
[2004,1,20,23,1.3757975228259863E-2,8.9224554652019717E-3,5.9359099999999087E-4,6.7952267118608373E-3,6.3703860000000057E-5,5.522817943548407E-5,3.0188180444758149E-2,null,1.420472402234773E-2,8.6281362521863046E-3,2.905013051916587E-4,4.6452919293487951E-3,5.570757921682938E-5,5.522817943548407E-5,2.7824361088291318E-2]
[2004,1,20,24,1.2134731046247167E-2,8.5405237501704374E-3,5.9359099999999087E-4,5.8996105513221299E-3,6.3703860000000057E-5,5.522817943548407E-5,2.7287388387175208E-2,null,1.252876987620203E-2,8.2588030692777054E-3,2.905013051916587E-4,4.0330388436521872E-3,5.570757921682938E-5,5.522817943548407E-5,2.516682067354041E-2]
[2004,1,21,1,1.0332988287942903E-2,7.4074915172682174E-3,5.9359099999999087E-4,1.7924625223241922E-3,6.3703860000000057E-5,5.522817943548407E-5,2.0245465366970788E-2,null,1.0668520950298657E-2,7.1631454308926264E-3,2.905013051916587E-4,1.2253471505342289E-3,5.570757921682938E-5,5.522817943548407E-5,1.9403222416134E-2]
[2004,1,21,2,1.0489021895354974E-2,6.9992343702361794E-3,5.9359099999999087E-4,1.2929200675276063E-3,6.3703860000000057E-5,5.522817943548407E-5,1.9493699372554234E-2,null,1.0829621278997253E-2,6.7683551958212154E-3,2.905013051916587E-4,8.8385441864593487E-4,5.570757921682938E-5,5.522817943548407E-5,1.8828039777872892E-2]
[2004,1,21,3,1.0388611372853159E-2,6.8529751461642628E-3,5.9359099999999087E-4,1.100698713339679E-3,6.3703860000000057E-5,5.522817943548407E-5,1.9054808271792577E-2,null,1.0725950227304394E-2,6.6269205292820328E-3,2.905013051916587E-4,7.5244978078461001E-4,5.570757921682938E-5,5.522817943548407E-5,1.8451529421779522E-2]
[2004,1,21,4,1.1047006186136172E-2,6.5660893243021431E-3,5.9359099999999087E-4,5.8289370220053515E-4,6.3703860000000057E-5,5.522817943548407E-5,1.8908512252074326E-2,null,1.1405724428468824E-2,6.3494980227197335E-3,2.905013051916587E-4,3.9847256395054011E-4,5.570757921682938E-5,5.522817943548407E-5,1.8499903899547584E-2]
[2004,1,21,5,1.1612443881641869E-2,6.559102723805132E-3,5.9359099999999087E-4,3.1642044480856816E-4,6.3703860000000057E-5,5.522817943548407E-5,1.9200490089691047E-2,null,1.1989523009526932E-2,6.34274188465181E-3,2.905013051916587E-4,2.1630850608480765E-4,5.570757921682938E-5,5.522817943548407E-5,1.8894782284672038E-2]
[2004,1,21,6,1.2330504577646915E-2,6.9349068108632388E-3,5.9359099999999087E-4,6.4249354598582594E-4,6.3703860000000057E-5,5.522817943548407E-5,2.0620427973931457E-2,null,1.2730900563187254E-2,6.7061495676502512E-3,2.905013051916587E-4,4.3921567452888372E-4,5.570757921682938E-5,5.522817943548407E-5,2.0222474689774877E-2]
[2004,1,21,7,1.3922707639775617E-2,7.7421910291339191E-3,5.9359099999999087E-4,1.0306308774725122E-3,6.3703860000000057E-5,5.522817943548407E-5,2.3408052585817525E-2,null,1.437480562260462E-2,7.4868044284836163E-3,2.905013051916587E-4,7.0455063536057857E-4,5.570757921682938E-5,5.522817943548407E-5,2.2912369570857301E-2]
[2004,1,21,8,1.3450568120595932E-2,9.3519275921815775E-3,4.7492028727999275E-4,3.4691689245419737E-3,5.0968184308800044E-5,5.522817943548407E-5,2.6852781288343758E-2,null,1.3887334795050322E-2,9.0434416625128806E-3,2.3242428425774233E-4,2.3715621406116966E-3,4.457051997980085E-5,5.522817943548407E-5,2.5579333402412439E-2]
[2004,1,21,9,1.2653641496669888E-2,1.0460919906120615E-2,0,5.0912477921284845E-3,0,5.522817943548407E-5,2.826103737435447E-2,null,1.3064530380075186E-2,1.0115852371046105E-2,0,3.4804331454914477E-3,0,5.522817943548407E-5,2.6660815896612736E-2]
[2004,1,21,10,1.1870449518086877E-2,1.0768545564105515E-2,0,6.1741299372649371E-3,0,5.522817943548407E-5,2.8868353198892815E-2,null,1.225590660166944E-2,1.041333058229791E-2,0,4.2207033237414314E-3,0,5.522817943548407E-5,2.6889940507708782E-2]
[2004,1,21,11,1.135591469132851E-2,1.1039533865311134E-2,0,6.6973599225752731E-3,0,5.522817943548407E-5,2.91480366586504E-2,null,1.1724663806655808E-2,1.0675379969338214E-2,0,4.5783891127546134E-3,0,5.522817943548407E-5,2.6978432888748634E-2]
[2004,1,21,12,1.1137496478884705E-2,1.0961167527229646E-2,0,6.5208333320282523E-3,0,5.522817943548407E-5,2.8674725517578086E-2,null,1.1499153120835857E-2,1.0599598650486132E-2,0,4.4577135884263045E-3,0,5.522817943548407E-5,2.6556465359748295E-2]
[2004,1,21,13,1.0656134266166436E-2,1.0737755220740868E-2,0,6.5377654840486979E-3,0,5.522817943548407E-5,2.7986883150391488E-2,null,1.1002160120557393E-2,1.0383555899887011E-2,0,4.4692885943035613E-3,0,5.522817943548407E-5,2.5855004614747962E-2]
[2004,1,21,14,1.0304658322255838E-2,1.0819951330167103E-2,0,6.5679314199143151E-3,0,5.522817943548407E-5,2.774776925177274E-2,null,1.0639271054331352E-2,1.0463040659916925E-2,0,4.4899103607816708E-3,0,5.522817943548407E-5,2.5592222075029949E-2]
[2004,1,21,15,1.0933700596621566E-2,1.0659745051711461E-2,0,5.8329333263287802E-3,0,5.522817943548407E-5,2.7481607154097296E-2,null,1.1288739581313522E-2,1.0308119001371031E-2,0,3.9874575572188221E-3,0,5.522817943548407E-5,2.5584316139903376E-2]
[2004,1,21,16,1.181860399864202E-2,1.0193529359634966E-2,0,5.2230775811823388E-3,0,5.522817943548407E-5,2.729043911889481E-2,null,1.2202377555186153E-2,9.8572820619397747E-3,0,3.5705534433279748E-3,0,5.522817943548407E-5,2.5630213060453905E-2]
[2004,1,21,17,1.3619204362458176E-2,1.0048385063464225E-2,0,5.7608402999801186E-3,0,5.522817943548407E-5,2.9483657905338002E-2,null,1.406144699078234E-2,9.716925545903022E-3,0,3.9381739692444543E-3,0,5.522817943548407E-5,2.7716546505929817E-2]
[2004,1,21,18,1.5778271879024988E-2,9.6695298487279556E-3,4.056205164687968E-4,4.8647413730728718E-3,4.353097097876542E-5,5.522817943548407E-5,3.0816922767708862E-2,null,1.6290623719887872E-2,9.3505673807830758E-3,1.9850922511746637E-4,3.3255908591335584E-3,3.8066845779597553E-5,5.522817943548407E-5,2.9203358030701572E-2]
[2004,1,21,19,1.7747363223535265E-2,9.1007509489609631E-3,5.9359099999999087E-4,2.6870826878723241E-3,6.3703860000000057E-5,5.522817943548407E-5,3.0247719899804029E-2,null,1.8323655373129182E-2,8.8005504192305364E-3,2.905013051916587E-4,1.8369193630697815E-3,5.570757921682938E-5,5.522817943548407E-5,2.9307334039837988E-2]
[2004,1,21,20,1.7535741663344803E-2,8.9404774927087788E-3,5.9359099999999087E-4,2.613940327105822E-3,6.3703860000000057E-5,5.522817943548407E-5,2.9802682522594881E-2,null,1.8105162040366846E-2,8.6455637988382128E-3,2.905013051916587E-4,1.7869184385135635E-3,5.570757921682938E-5,5.522817943548407E-5,2.8883853162127111E-2]
[2004,1,21,21,1.5908531308848343E-2,8.768898609683249E-3,5.9359099999999087E-4,3.078849081020615E-3,6.3703860000000057E-5,5.522817943548407E-5,2.8468802038987683E-2,null,1.6425112932235666E-2,8.4796446764042743E-3,2.905013051916587E-4,2.1047351904807084E-3,5.570757921682938E-5,5.522817943548407E-5,2.7355701683529136E-2]
[2004,1,21,22,1.4458111177979632E-2,8.2578628195730617E-3,5.9359099999999087E-4,2.8083637209002747E-3,6.3703860000000057E-5,5.522817943548407E-5,2.6236860757888444E-2,null,1.4927594777592689E-2,7.9854660902504062E-3,2.905013051916587E-4,1.9198284149376833E-3,5.570757921682938E-5,5.522817943548407E-5,2.5179098167189266E-2]
[2004,1,21,23,1.3253906437769561E-2,7.8693496429302189E-3,5.9359099999999087E-4,2.7235875783970594E-3,6.3703860000000057E-5,5.522817943548407E-5,2.4559366698532314E-2,null,1.368428711659681E-2,7.609768544107675E-3,2.905013051916587E-4,1.8618745088694536E-3,5.570757921682938E-5,5.522817943548407E-5,2.3502139053982424E-2]
[2004,1,21,24,1.1632228278905721E-2,7.5170714552440943E-3,5.9359099999999087E-4,1.9701597571101345E-3,6.3703860000000057E-5,5.522817943548407E-5,2.1831982530695425E-2,null,1.200994984548345E-2,7.2691107269985435E-3,2.905013051916587E-4,1.346822940176086E-3,5.570757921682938E-5,5.522817943548407E-5,2.0972092397066568E-2]
[2004,1,22,1,1.0305720092429523E-2,8.2377730674141735E-3,5.9359099999999087E-4,5.4332123113490791E-3,6.3703860000000057E-5,5.522817943548407E-5,2.4689228510628249E-2,null,1.0640367302292418E-2,7.9660390256295101E-3,2.905013051916587E-4,3.7142038625870748E-3,5.570757921682938E-5,5.522817943548407E-5,2.266681907491749E-2]
[2004,1,22,2,1.0371030111817539E-2,7.8169954595954765E-3,5.9359099999999087E-4,4.8663462681393524E-3,6.3703860000000057E-5,5.522817943548407E-5,2.3766894878987845E-2,null,1.0707798067787282E-2,7.5591413340368799E-3,2.905013051916587E-4,3.3266879831024706E-3,5.570757921682938E-5,5.522817943548407E-5,2.1939836269335117E-2]
[2004,1,22,3,1.0255334641539899E-2,7.7241716909690374E-3,5.9359099999999087E-4,4.7025391621689254E-3,6.3703860000000057E-5,5.522817943548407E-5,2.3394568534113338E-2,null,1.0588345735691647E-2,7.4693794824620668E-3,2.905013051916587E-4,3.2147076387224623E-3,5.570757921682938E-5,5.522817943548407E-5,2.1618641741284663E-2]
[2004,1,22,4,1.0860781850258669E-2,7.4866802075417103E-3,5.9359099999999087E-4,4.4724556249023566E-3,6.3703860000000057E-5,5.522817943548407E-5,2.3532440722138209E-2,null,1.1213453018359626E-2,7.2397219755418645E-3,2.905013051916587E-4,3.0574199949011233E-3,5.570757921682938E-5,5.522817943548407E-5,2.1856803873211102E-2]
[2004,1,22,5,1.1388872346888077E-2,7.5141117023167555E-3,5.9359099999999087E-4,4.4544082831975938E-3,6.3703860000000057E-5,5.522817943548407E-5,2.4069915371837902E-2,null,1.1758691662781439E-2,7.2662486055086149E-3,2.905013051916587E-4,3.045082633055491E-3,5.570757921682938E-5,5.522817943548407E-5,2.2416231785754033E-2]
[2004,1,22,6,1.2051283006027109E-2,7.9244595491679351E-3,5.9359099999999087E-4,4.7264447630105729E-3,6.3703860000000057E-5,5.522817943548407E-5,2.541471035764109E-2,null,1.2442612112296707E-2,7.6630605758492383E-3,2.905013051916587E-4,3.2310497711287448E-3,5.570757921682938E-5,5.522817943548407E-5,2.3682931343683176E-2]
[2004,1,22,7,1.3537414422293349E-2,8.7894567377012657E-3,5.9359099999999087E-4,5.3561337043990555E-3,6.3703860000000057E-5,5.522817943548407E-5,2.8395527903829144E-2,null,1.3977001168735848E-2,8.4995246668756342E-3,2.905013051916587E-4,3.6615120767242979E-3,5.570757921682938E-5,5.522817943548407E-5,2.6484246796744267E-2]
[2004,1,22,8,1.3477481777369082E-2,1.0522349489882813E-2,4.6502710374879592E-4,8.3303025394650433E-3,4.9906453287565428E-5,5.522817943548407E-5,3.2900295543188782E-2,null,1.3915122391738931E-2,1.0175255617235727E-2,2.275825957410476E-4,5.6946866964816614E-3,4.364206030761784E-5,5.522817943548407E-5,3.0056289361504982E-2]
[2004,1,22,9,1.2765609975899398E-2,1.1606709864212174E-2,0,9.914125897686251E-3,0,5.522817943548407E-5,3.4341673917233306E-2,null,1.3180134698317468E-2,{"$f":"F515*W$5","v":1.122384690386914E-2},{"$f":"G515*X$5","v":0},{"$f":"H515*Y$5","v":6.7774058132135766E-3},{"$f":"I515*Z$5","v":0},{"$f":"J515","v":5.522817943548407E-5},3.1181387415400184E-2]
[2004,1,22,10,1.2072799723923952E-2,1.1972028929932821E-2,0,1.0944239835692147E-2,0,5.522817943548407E-5,3.5044296668984405E-2,null,{"$f":"E516*V$5","v":1.2464827520779459E-2},1.1577115428083377E-2,0,7.4816030630531043E-3,0,5.522817943548407E-5,{"$f":"SUM(M516:Q516)","v":3.152354601191594E-2}]
[2004,1,22,11,1.1534394791517228E-2,1.2147491844456716E-2,0,1.0968036398360526E-2,0,5.522817943548407E-5,3.4705151213769957E-2,null,1.1908939510354859E-2,1.1746790462004504E-2,0,7.4978706557614844E-3,0,5.522817943548407E-5,3.1153600628120847E-2]
[2004,1,22,12,1.1334563568628881E-2,1.2023049580331289E-2,0,1.0704700226386315E-2,0,5.522817943548407E-5,3.4117541554781972E-2,null,1.1702619370575377E-2,1.1626453093598213E-2,0,7.3178511440883534E-3,0,5.522817943548407E-5,3.064692360826194E-2]
[2004,1,22,13,1.0872542117579456E-2,1.177449438257191E-2,0,1.0488518719385788E-2,0,5.522817943548407E-5,3.3190783398972641E-2,null,1.1225595164929107E-2,1.1386096823867198E-2,0,7.1700670814917123E-3,0,5.522817943548407E-5,2.9781759070288016E-2]
[2004,1,22,14,1.0473316173361487E-2,1.1839898066764302E-2,0,1.0158050788311876E-2,0,5.522817943548407E-5,3.2526493207873153E-2,null,1.0813405561001851E-2,1.1449343079430791E-2,0,6.9441555588567521E-3,0,5.522817943548407E-5,2.9206904199289396E-2]
[2004,1,22,15,1.0999636779569354E-2,1.1660244001552958E-2,0,9.3631197251864782E-3,0,5.522817943548407E-5,3.2078228685744274E-2,null,1.1356816843143191E-2,1.1275615145573565E-2,0,6.4007319162754667E-3,0,5.522817943548407E-5,2.9033163904992221E-2]
[2004,1,22,16,1.1892648549418568E-2,1.1240694289394464E-2,0,9.1867825123067865E-3,0,5.522817943548407E-5,3.2375353530555304E-2,null,1.2278826479660093E-2,1.0869904845848681E-2,0,6.2801858526093171E-3,0,5.522817943548407E-5,2.9428917178118089E-2]
[2004,1,22,17,1.335942888471545E-2,1.098346511333013E-2,0,9.1148511376612333E-3,0,5.522817943548407E-5,3.3512973315142303E-2,null,1.3793236087078331E-2,1.0621160720671872E-2,0,6.2310127715221597E-3,0,5.522817943548407E-5,3.0645409579272365E-2]
[2004,1,22,18,1.5556407020598337E-2,1.0808812197770449E-2,3.9572733353119091E-4,9.5827949548036584E-3,4.2469240021234655E-5,5.522817943548407E-5,3.6441438926160356E-2,null,1.6061554468641194E-2,1.0452268966807969E-2,1.9366753689127291E-4,6.5509043261874657E-3,3.7138386163122112E-5,5.522817943548407E-5,3.3295533684691021E-2]
[2004,1,22,19,1.7285153098606485E-2,1.0289443793141003E-2,5.9359099999999087E-4,7.518788210975921E-3,6.3703860000000057E-5,5.522817943548407E-5,3.5805908142158886E-2,null,1.7846436366987781E-2,9.9500326286496767E-3,2.905013051916587E-4,5.1399265507897588E-3,5.570757921682938E-5,5.522817943548407E-5,3.3282604430835708E-2]
[2004,1,22,20,1.7173971551605268E-2,1.007105669848796E-2,5.9359099999999087E-4,7.3993560588579725E-3,6.3703860000000057E-5,5.522817943548407E-5,3.5356907348386674E-2,null,1.7731644534226956E-2,9.7388493265043972E-3,2.905013051916587E-4,5.0582814143044844E-3,5.570757921682938E-5,5.522817943548407E-5,3.2874984159444329E-2]
[2004,1,22,21,1.5685245289105896E-2,9.842577783325656E-3,5.9359099999999087E-4,7.5970293815293887E-3,6.3703860000000057E-5,5.522817943548407E-5,3.3837375493396417E-2,null,1.6194576371741282E-2,9.5179070961441074E-3,2.905013051916587E-4,5.1934130779545456E-3,5.570757921682938E-5,5.522817943548407E-5,3.1252105430248429E-2]
[2004,1,22,22,1.4304867198561066E-2,9.2201215102841443E-3,5.9359099999999087E-4,7.0761630137751172E-3,6.3703860000000057E-5,5.522817943548407E-5,3.13136747620558E-2,null,1.4769374661651806E-2,8.9159833817836365E-3,2.905013051916587E-4,4.8373430839726153E-3,5.570757921682938E-5,5.522817943548407E-5,2.8868910011816545E-2]
[2004,1,22,23,1.3174885636049828E-2,8.9109337108831937E-3,5.9359099999999087E-4,6.9478763540766616E-3,6.3703860000000057E-5,5.522817943548407E-5,2.9746218740445161E-2,null,1.3602700352423268E-2,8.6169945584547592E-3,2.905013051916587E-4,4.7496449084429926E-3,5.570757921682938E-5,5.522817943548407E-5,2.7315548703729507E-2]
[2004,1,22,24,1.1567040652802346E-2,8.4996610320926032E-3,5.9359099999999087E-4,5.9404676069976688E-3,6.3703860000000057E-5,5.522817943548407E-5,2.6719692331328093E-2,null,1.1942645447626386E-2,8.219288263002094E-3,2.905013051916587E-4,4.0609691775519022E-3,5.570757921682938E-5,5.522817943548407E-5,2.4569111772588869E-2]
[2004,1,23,1,1.1619121386621975E-2,8.4399545883061949E-3,5.9359099999999087E-4,5.533585359294684E-3,6.3703860000000057E-5,5.522817943548407E-5,2.6305184373658329E-2,null,1.199641734636259E-2,8.1615513166949077E-3,2.905013051916587E-4,3.7828199852444708E-3,5.570757921682938E-5,5.522817943548407E-5,2.4286997532710457E-2]
[2004,1,23,2,1.1527645807888337E-2,8.0544253242780042E-3,5.9359099999999087E-4,5.0825417966006651E-3,6.3703860000000057E-5,5.522817943548407E-5,2.5377135968202479E-2,null,1.1901971373816655E-2,7.7887392547895873E-3,2.905013051916587E-4,3.4744816309243563E-3,5.570757921682938E-5,5.522817943548407E-5,2.3511401143939088E-2]
[2004,1,23,3,1.1596836677159786E-2,7.9516122637751305E-3,5.9359099999999087E-4,4.7315323153136303E-3,6.3703860000000057E-5,5.522817943548407E-5,2.4992504295684021E-2,null,1.1973409008102292E-2,7.6893176215875221E-3,2.905013051916587E-4,3.2345276779971472E-3,5.570757921682938E-5,5.522817943548407E-5,2.324346319209545E-2]
[2004,1,23,4,1.2088884198813328E-2,7.7221828799288912E-3,5.9359099999999087E-4,4.6616151825858553E-3,6.3703860000000057E-5,5.522817943548407E-5,2.5185205300763548E-2,null,1.2481434290529898E-2,7.4674562750332201E-3,2.905013051916587E-4,3.1867315549014104E-3,5.570757921682938E-5,5.522817943548407E-5,2.3481831004873017E-2]
[2004,1,23,5,1.3162633903817188E-2,7.6239668334120245E-3,5.9359099999999087E-4,4.2125443401817919E-3,6.3703860000000057E-5,5.522817943548407E-5,2.5711668116846477E-2,null,1.3590050782099659E-2,7.372480017118167E-3,2.905013051916587E-4,2.8797417739299669E-3,5.570757921682938E-5,5.522817943548407E-5,2.4188481457556279E-2]
[2004,1,23,6,1.3907333071451436E-2,8.0303627973684413E-3,5.9359099999999087E-4,4.2708363162789484E-3,6.3703860000000057E-5,5.522817943548407E-5,2.69210552245343E-2,null,1.43589318114962E-2,7.7654704627449179E-3,2.905013051916587E-4,2.9195908117313502E-3,5.570757921682938E-5,5.522817943548407E-5,2.5390201970380957E-2]
[2004,1,23,7,1.5663406628882607E-2,9.0115770976707671E-3,5.9359099999999087E-4,5.5717840902890338E-3,6.3703860000000057E-5,5.522817943548407E-5,3.0959290856277882E-2,null,1.6172028566825015E-2,8.7143180875518048E-3,2.905013051916587E-4,3.808933059071676E-3,5.570757921682938E-5,5.522817943548407E-5,2.9041488597856983E-2]
[2004,1,23,8,1.5229905335387421E-2,1.0639974779911231E-2,4.5513392081119008E-4,7.988794237435981E-3,4.8844722330034669E-5,5.522817943548407E-5,3.4417881175311346E-2,null,1.5724450624921081E-2,1.0289000878618788E-2,2.2274090751485417E-4,5.4612278544900923E-3,4.2713600691142405E-5,5.522817943548407E-5,3.1740133866235955E-2]
[2004,1,23,9,1.471601461920226E-2,1.1674181616100563E-2,0,9.7499296553386194E-3,0,5.522817943548407E-5,3.6195354070076929E-2,null,1.5193872856030875E-2,1.1289093009129871E-2,0,6.6651594509140651E-3,0,5.522817943548407E-5,3.3148125316074813E-2]
[2004,1,23,10,1.5437882077023016E-2,1.2020103029654467E-2,0,1.031701077810792E-2,0,5.522817943548407E-5,3.7830224064220888E-2,null,1.5939180784627468E-2,1.1623603738864782E-2,0,7.0528223611578513E-3,0,5.522817943548407E-5,3.4615606884650103E-2]
[2004,1,23,11,1.4141149209891228E-2,1.2254290420531543E-2,0,1.0917074450493138E-2,0,5.522817943548407E-5,3.7367742260351389E-2,null,1.4600340424566394E-2,1.1850066143178467E-2,0,7.4630325061057776E-3,0,5.522817943548407E-5,3.3913439073850637E-2]
[2004,1,23,12,1.2966057824096575E-2,1.2176050863755934E-2,0,1.0696632080581518E-2,0,5.522817943548407E-5,3.589396894786951E-2,null,1.3387091486454851E-2,1.1774407423580102E-2,0,7.3123356706271932E-3,0,5.522817943548407E-5,3.247383458066215E-2]
[2004,1,23,13,1.2547957109324246E-2,1.192507082350909E-2,0,1.0751382660005903E-2,0,5.522817943548407E-5,3.5279638772274725E-2,null,1.2955414210667341E-2,1.1531706298057593E-2,0,7.3497637706026273E-3,0,5.522817943548407E-5,3.1836884279327564E-2]
[2004,1,23,14,1.1222756817391495E-2,1.199006145523409E-2,0,1.0527026778133093E-2,0,5.522817943548407E-5,3.3795073230194164E-2,null,1.1587182031954494E-2,1.1594553126245855E-2,0,7.1963916151826209E-3,0,5.522817943548407E-5,3.0378126773382971E-2]
[2004,1,23,15,1.1880551041574424E-2,1.1771742164688919E-2,0,9.7707518585243135E-3,0,5.522817943548407E-5,3.3478273244223145E-2,null,1.2266336141697332E-2,1.1383435391598608E-2,0,6.6793937386738734E-3,0,5.522817943548407E-5,3.0329165271969816E-2]
[2004,1,23,16,1.2435252635573768E-2,1.1256448913377425E-2,0,9.3451709652630204E-3,0,5.522817943548407E-5,3.3092100693649699E-2,null,1.2839049998699505E-2,1.0885139782336409E-2,0,6.3884619460228588E-3,0,5.522817943548407E-5,3.0112651727058775E-2]
[2004,1,23,17,1.363034188933589E-2,1.105782126675778E-2,0,1.0136971643651682E-2,0,5.522817943548407E-5,3.4880362979180839E-2,null,1.4072946175289118E-2,1.0693064136213069E-2,0,6.9297456230709951E-3,0,5.522817943548407E-5,3.1695755934573182E-2]
[2004,1,23,18,1.8500577464790991E-2,1.0437579772083615E-2,3.7594096646879725E-4,7.0392730456815926E-3,4.0345777978765422E-5,5.522817943548407E-5,3.6448945206439244E-2,null,1.9101327977507965E-2,1.0093282142771956E-2,1.8398415985788343E-4,4.8121246948996397E-3,3.5281466818756085E-5,5.522817943548407E-5,3.4226000441856197E-2]
[2004,1,23,19,1.8602321295329561E-2,1.0260188740715293E-2,5.9359099999999087E-4,7.3541260975013741E-3,6.3703860000000057E-5,5.522817943548407E-5,3.6929159172981701E-2,null,1.9206375632398943E-2,9.9217425935378949E-3,2.905013051916587E-4,5.0273617138494823E-3,5.570757921682938E-5,5.522817943548407E-5,3.4501688824194812E-2]
[2004,1,23,20,1.9702506561692739E-2,9.6479800877184978E-3,5.9359099999999087E-4,5.5341996098134168E-3,6.3703860000000057E-5,5.522817943548407E-5,3.5597209298660129E-2,null,2.0342286100535376E-2,9.3297284676703337E-3,2.905013051916587E-4,3.7832398936740582E-3,5.570757921682938E-5,5.522817943548407E-5,3.3801463346288252E-2]
[2004,1,23,21,1.7133474441916371E-2,9.57768762662717E-3,5.9359099999999087E-4,6.6982097973704502E-3,6.3703860000000057E-5,5.522817943548407E-5,3.4121894905349469E-2,null,1.7689832402914791E-2,9.2617546980995197E-3,2.905013051916587E-4,4.578970096538436E-3,5.570757921682938E-5,5.522817943548407E-5,3.1876766081961237E-2]
[2004,1,23,22,1.6332951211599299E-2,8.985449211877156E-3,5.9359099999999087E-4,6.1940236203619587E-3,6.3703860000000057E-5,5.522817943548407E-5,3.2224947083273885E-2,null,1.6863314592592306E-2,8.6890520652681356E-3,2.905013051916587E-4,4.2343028649273516E-3,5.570757921682938E-5,5.522817943548407E-5,3.0132878407196279E-2]
[2004,1,23,23,1.4528371018154847E-2,8.4764873869228961E-3,5.9359099999999087E-4,5.8637123100929766E-3,6.3703860000000057E-5,5.522817943548407E-5,2.9581093754606196E-2,null,1.5000136094391485E-2,8.1968790317356738E-3,2.905013051916587E-4,4.0084984100021174E-3,5.570757921682938E-5,5.522817943548407E-5,2.7551722420537765E-2]
[2004,1,23,24,1.2844979516831806E-2,8.1045715587719936E-3,5.9359099999999087E-4,6.5539288220225599E-3,6.3703860000000057E-5,5.522817943548407E-5,2.8216002937061835E-2,null,1.3262081525958898E-2,7.8372313481864832E-3,2.905013051916587E-4,4.4803380304188076E-3,5.570757921682938E-5,5.522817943548407E-5,2.5925859788972678E-2]
[2004,1,24,1,1.1436094510917519E-2,6.7608788139478749E-3,5.9359099999999087E-4,2.8674300399176428E-3,6.3703860000000057E-5,5.522817943548407E-5,2.1776926404218511E-2,null,1.1807447224311922E-2,6.5378621186473525E-3,2.905013051916587E-4,1.9602068021000721E-3,5.570757921682938E-5,5.522817943548407E-5,2.0651725029467837E-2]
[2004,1,24,2,1.0565927714247435E-2,6.5657790244471031E-3,5.9359099999999087E-4,3.2459867505372506E-3,6.3703860000000057E-5,5.522817943548407E-5,2.1090216528667265E-2,null,1.0909024382648446E-2,6.3491979585234195E-3,2.905013051916587E-4,2.2189923448359275E-3,5.570757921682938E-5,5.522817943548407E-5,1.982342357041628E-2]
[2004,1,24,3,1.1324592636607999E-2,6.3320057808083459E-3,5.9359099999999087E-4,2.3712068638078922E-3,6.3703860000000057E-5,5.522817943548407E-5,2.0740328320659709E-2,null,1.1692324662578571E-2,6.1231360402434955E-3,2.905013051916587E-4,1.6209831657326534E-3,5.570757921682938E-5,5.522817943548407E-5,1.9782652752963207E-2]
[2004,1,24,4,1.1597167049058011E-2,6.1926078200334571E-3,5.9359099999999087E-4,2.099618237496451E-3,6.3703860000000057E-5,5.522817943548407E-5,2.0601916146023393E-2,null,1.1973750107832533E-2,5.988336308988638E-3,2.905013051916587E-4,1.4353221852527278E-3,5.570757921682938E-5,5.522817943548407E-5,1.9743617486482387E-2]
[2004,1,24,5,1.2193181420056928E-2,6.1757648748014564E-3,5.9359099999999087E-4,1.8198441424416324E-3,6.3703860000000057E-5,5.522817943548407E-5,2.0901313476735493E-2,null,1.2589118249795936E-2,5.9720489509943525E-3,2.905013051916587E-4,1.2440655280567953E-3,5.570757921682938E-5,5.522817943548407E-5,2.015144161325557E-2]
[2004,1,24,6,1.1977316153541239E-2,6.4378262139710004E-3,5.9359099999999087E-4,2.2613543252173935E-3,6.3703860000000057E-5,5.522817943548407E-5,2.1389019732165108E-2,null,1.2366243409131337E-2,6.2254658438669081E-3,2.905013051916587E-4,1.5458867587147367E-3,5.570757921682938E-5,5.522817943548407E-5,2.048380489612147E-2]
[2004,1,24,7,1.4175601721240818E-2,6.6801603437609564E-3,5.9359099999999087E-4,7.2961523205445234E-4,6.3703860000000057E-5,5.522817943548407E-5,2.2297900336491702E-2,null,1.4635911677419974E-2,6.459806255935909E-3,2.905013051916587E-4,4.9877302004900444E-4,5.570757921682938E-5,5.522817943548407E-5,2.1940699837813375E-2]
[2004,1,24,8,1.4902300399196804E-2,7.3613838129227213E-3,4.5513392081119008E-4,1.6509801493839878E-3,4.8844722330034669E-5,5.522817943548407E-5,2.4473871184080224E-2,null,1.5386207705469689E-2,7.118558651286945E-3,2.2274090751485417E-4,1.1286282398881601E-3,4.2713600691142405E-5,5.522817943548407E-5,2.3898849104850791E-2]
[2004,1,24,9,1.5750095150668719E-2,7.8242180336730027E-3,0,2.3923982339925107E-3,0,5.522817943548407E-5,2.6021939597769717E-2,null,1.6261532037171993E-2,7.5661256617788834E-3,0,1.6354698201247176E-3,0,5.522817943548407E-5,2.5463127519075597E-2]
[2004,1,24,10,1.673569352370893E-2,8.0636445710170219E-3,0,2.490304022379449E-3,0,5.522817943548407E-5,2.7344870296540886E-2,null,1.7279134747864029E-2,7.7976543922556128E-3,0,1.7023992969347459E-3,0,5.522817943548407E-5,2.6779188437054385E-2]
[2004,1,24,11,1.8175106833348623E-2,8.0004687608542322E-3,0,1.6184050959504972E-3,0,5.522817943548407E-5,2.7849208869588835E-2,null,1.8765288667921067E-2,7.7365625212955751E-3,0,1.1063595740688763E-3,0,5.522817943548407E-5,2.7608210763285519E-2]
[2004,1,24,12,1.57403541237323E-2,8.1920230675353884E-3,0,3.0085617278779739E-3,0,5.522817943548407E-5,2.6996167098581145E-2,null,1.6251474699734588E-2,7.9217981511268392E-3,0,2.0566859806259588E-3,0,5.522817943548407E-5,2.6229958831487384E-2]
[2004,1,24,13,1.5116459844735849E-2,8.1097007164224483E-3,0,3.0144049759248952E-3,0,5.522817943548407E-5,2.6295793716518676E-2,null,1.56073213337609E-2,7.8421913136623184E-3,0,2.0606804894399431E-3,0,5.522817943548407E-5,2.551019313686316E-2]
[2004,1,24,14,1.2716191253314959E-2,8.2806119977057412E-3,0,4.6930868596478034E-3,0,5.522817943548407E-5,2.5745118290103987E-2,null,1.3129111251610934E-2,8.0074648560968173E-3,0,3.2082459404632283E-3,0,5.522817943548407E-5,2.4344822048170976E-2]
[2004,1,24,15,1.2370067164408392E-2,8.1505413977557353E-3,0,4.3536626949117153E-3,0,5.522817943548407E-5,2.4929499436511328E-2,null,1.2771747825755558E-2,7.8816848101050871E-3,0,2.9762118377124861E-3,0,5.522817943548407E-5,2.362964447357313E-2]
[2004,1,24,16,1.3497588707649652E-2,7.9447853341898349E-3,0,3.737235209769586E-3,0,5.522817943548407E-5,2.5234837431044557E-2,null,1.3935882234000127E-2,7.6827158874711978E-3,0,2.5548152098764506E-3,0,5.522817943548407E-5,2.4173413331347777E-2]
[2004,1,24,17,1.4788517673590343E-2,7.942924186608219E-3,0,3.982574123552924E-3,0,5.522817943548407E-5,2.6769244163186972E-2,null,1.5268730228665513E-2,7.6809161323497252E-3,0,2.7225315973464495E-3,0,5.522817943548407E-5,2.567217795836169E-2]
[2004,1,24,18,1.6343859162621498E-2,7.9129450077574381E-3,3.6604778353119136E-4,4.1684427727807973E-3,3.9284047021234656E-5,5.522817943548407E-5,2.8885806953147644E-2,null,1.6874576746459348E-2,7.6519258570984777E-3,1.7914247163168997E-4,2.8495934560288307E-3,3.4353007202280643E-5,5.522817943548407E-5,2.7589591538420628E-2]
[2004,1,24,19,1.6465908577218726E-2,7.5684053309007238E-3,5.9359099999999087E-4,3.5413664374301392E-3,6.3703860000000057E-5,5.522817943548407E-5,2.8288203384985063E-2,null,1.7000589348072529E-2,7.3187512856144523E-3,2.905013051916587E-4,2.4209171567369215E-3,5.570757921682938E-5,5.522817943548407E-5,2.7086466674832388E-2]
[2004,1,24,20,1.7013318441776882E-2,7.1559741614052414E-3,5.9359099999999087E-4,2.6685914428899518E-3,6.3703860000000057E-5,5.522817943548407E-5,2.7550407085507551E-2,null,1.7565774698689189E-2,6.9199247138334056E-3,2.905013051916587E-4,1.8242785440474676E-3,5.570757921682938E-5,5.522817943548407E-5,2.6656186840978553E-2]
[2004,1,24,21,1.5102442971196643E-2,7.1253496626620932E-3,5.9359099999999087E-4,3.6786364070307332E-3,6.3703860000000057E-5,5.522817943548407E-5,2.6618952080324946E-2,null,1.5592849304484993E-2,6.8903104054357555E-3,2.905013051916587E-4,2.5147564219986061E-3,5.570757921682938E-5,5.522817943548407E-5,2.5344125016327844E-2]
[2004,1,24,22,1.5160367823857369E-2,6.7389567823034702E-3,5.9359099999999087E-4,2.8885255148763116E-3,6.3703860000000057E-5,5.522817943548407E-5,2.5500373160472625E-2,null,1.5652655092213891E-2,6.5166632147480455E-3,2.905013051916587E-4,1.9746279014579843E-3,5.570757921682938E-5,5.522817943548407E-5,2.4490155092828408E-2]
[2004,1,24,23,1.5398623359457384E-2,6.2273982357762912E-3,5.9359099999999087E-4,1.4278258712893262E-3,6.3703860000000057E-5,5.522817943548407E-5,2.3766370505958478E-2,null,1.5898647258491612E-2,6.0219791160018065E-3,2.905013051916587E-4,9.7607751406419182E-4,5.570757921682938E-5,5.522817943548407E-5,2.3242912772966098E-2]
[2004,1,24,24,1.1094107574584214E-2,6.4402907403539947E-3,5.9359099999999087E-4,4.7252166471934446E-3,6.3703860000000057E-5,5.522817943548407E-5,2.2972138001567128E-2,null,1.1454355292594783E-2,6.2278490745271801E-3,2.905013051916587E-4,3.2302102176104417E-3,5.570757921682938E-5,5.522817943548407E-5,2.1258623469140894E-2]
[2004,1,25,1,1.0308734746098912E-2,7.5279376430634213E-3,5.9359099999999087E-4,9.0403177995826353E-3,6.3703860000000057E-5,5.522817943548407E-5,2.7589513228180443E-2,null,1.064347984775686E-2,{"$f":"F579*W$5","v":7.2796184789747399E-3},{"$f":"G579*X$5","v":2.905013051916587E-4},{"$f":"H579*Y$5","v":6.1800609595333697E-3},{"$f":"I579*Z$5","v":5.570757921682938E-5},{"$f":"J579","v":5.522817943548407E-5},2.4449368170673457E-2]
[2004,1,25,2,1.0599304217918442E-2,7.3309370272686006E-3,5.9359099999999087E-4,8.3627965127051757E-3,6.3703860000000057E-5,5.522817943548407E-5,2.7005560797327695E-2,null,{"$f":"E580*V$5","v":1.094348468771599E-2},7.0891161938726821E-3,2.905013051916587E-4,5.7168999349864781E-3,5.570757921682938E-5,5.522817943548407E-5,{"$f":"SUM(M580:Q580)","v":2.4095709700983639E-2}]
[2004,1,25,3,1.0086038846383118E-2,7.2598762616032332E-3,5.9359099999999087E-4,8.7084327512888283E-3,6.3703860000000057E-5,5.522817943548407E-5,2.6766870898710656E-2,null,1.0413552569659021E-2,7.0203994632891927E-3,2.905013051916587E-4,5.9531806799365513E-3,5.570757921682938E-5,5.522817943548407E-5,2.3733341597293251E-2]
[2004,1,25,4,1.0927095885458486E-2,7.0876238115760958E-3,5.9359099999999087E-4,7.73305101705676E-3,6.3703860000000057E-5,5.522817943548407E-5,2.6460293753526817E-2,null,1.1281920402054777E-2,6.8538289923685608E-3,2.905013051916587E-4,5.2863989682750594E-3,5.570757921682938E-5,5.522817943548407E-5,2.3768357247106884E-2]
[2004,1,25,5,1.1343672861638692E-2,7.1278977625791841E-3,5.9359099999999087E-4,7.684238346895484E-3,6.3703860000000057E-5,5.522817943548407E-5,2.6868332010548834E-2,null,1.1712024460430261E-2,6.8927744528445196E-3,2.905013051916587E-4,5.2530300885650777E-3,5.570757921682938E-5,5.522817943548407E-5,2.4204037886248347E-2]
[2004,1,25,6,1.1672130806200463E-2,7.2690610886078826E-3,5.9359099999999087E-4,7.6803199418804388E-3,6.3703860000000057E-5,5.522817943548407E-5,2.733403487612426E-2,null,1.2051148087129631E-2,7.0292813164021554E-3,2.905013051916587E-4,5.2503514236780712E-3,5.570757921682938E-5,5.522817943548407E-5,2.4676989711618347E-2]
[2004,1,25,7,1.1864676648651944E-2,7.724252247707666E-3,5.9359099999999087E-4,8.3318746758297198E-3,6.3703860000000057E-5,5.522817943548407E-5,2.8633326611624807E-2,null,1.2249946275692706E-2,7.4694573819281537E-3,2.905013051916587E-4,5.695761426240703E-3,5.570757921682938E-5,5.522817943548407E-5,2.5761373968270052E-2]
[2004,1,25,8,1.361422200125979E-2,8.104985589972049E-3,4.452407372799932E-4,7.3534736280593945E-3,4.7782991308800045E-5,5.522817943548407E-5,2.9620933127315511E-2,null,1.405630284241541E-2,7.8376317220096615E-3,2.1789921899815939E-4,5.0269156785424209E-3,4.1785141018959389E-5,5.522817943548407E-5,2.7180534602984613E-2]
[2004,1,25,9,1.5350422599117704E-2,8.3053404313745104E-3,0,7.5391650669370839E-3,0,5.522817943548407E-5,3.1250156276864782E-2,null,1.5848881323684134E-2,8.0313775890691937E-3,0,5.1538563942748446E-3,0,5.522817943548407E-5,2.9034115307028169E-2]
[2004,1,25,10,1.5650039462700879E-2,8.7454781835646367E-3,0,7.8892113087290945E-3,0,5.522817943548407E-5,3.2339957134430095E-2,null,1.6158227342195516E-2,8.4569968045909889E-3,0,5.3931518660590393E-3,0,5.522817943548407E-5,3.0008376012845544E-2]
[2004,1,25,11,1.4824957124494893E-2,9.0014106566666877E-3,0,8.5839097845725361E-3,0,5.522817943548407E-5,3.2465505745169598E-2,null,1.5306352940949645E-2,8.7044870002995212E-3,0,5.8680554064418338E-3,0,5.522817943548407E-5,2.9878895347691004E-2]
[2004,1,25,12,1.4455199813751929E-2,9.1104906618398179E-3,0,9.0489696906778019E-3,0,5.522817943548407E-5,3.2669888345705035E-2,null,1.492458887558335E-2,8.8099688545596536E-3,0,6.1859754877135456E-3,0,5.522817943548407E-5,2.9920533217856551E-2]
[2004,1,25,13,1.3767357526819896E-2,9.0600463373316856E-3,0,9.0310410451297073E-3,0,5.522817943548407E-5,3.1913673088716774E-2,null,1.4214410982785541E-2,8.7611885040492898E-3,0,6.1737192678697908E-3,0,5.522817943548407E-5,2.9149318754704619E-2]
[2004,1,25,14,1.3787369030230059E-2,8.9271446649075176E-3,0,8.1431841455546113E-3,0,5.522817943548407E-5,3.0912926020127674E-2,null,1.4235072299476223E-2,8.632670772322713E-3,0,5.5667704985500098E-3,0,5.522817943548407E-5,2.8434513570348947E-2]
[2004,1,25,15,1.3014630649267852E-2,8.9519196602185491E-3,0,8.1765351706068277E-3,0,5.522817943548407E-5,3.0198313659528714E-2,null,1.3437241567778337E-2,8.6566285310388583E-3,0,5.5895696271265668E-3,0,5.522817943548407E-5,2.7683439725943761E-2]
[2004,1,25,16,1.3554029923284524E-2,8.8019333106920776E-3,0,8.117053457391556E-3,0,5.522817943548407E-5,3.0528244870803641E-2,null,1.3994156208060812E-2,8.5115896832990735E-3,0,5.5489072719088301E-3,0,5.522817943548407E-5,2.8054653163268717E-2]
[2004,1,25,17,1.47528525768211E-2,8.8712134471591198E-3,0,8.4321928315776486E-3,0,5.522817943548407E-5,3.211148703499335E-2,null,1.5231907015334179E-2,8.5785845211370417E-3,0,5.7643400239863248E-3,0,5.522817943548407E-5,2.9574831560457544E-2]
[2004,1,25,18,1.6623114466231555E-2,8.7257551810139833E-3,3.5615459999999453E-4,8.3860350878366911E-3,3.8222316000000033E-5,5.522817943548407E-5,3.4184509830517712E-2,null,1.7162900024684898E-2,8.4379243918484507E-3,1.7430078311499525E-4,5.73278608126024E-3,3.3424547530097627E-5,5.522817943548407E-5,3.1541335828438682E-2]
[2004,1,25,19,1.6774687293186836E-2,8.4639561625936936E-3,5.9359099999999087E-4,8.7107263769164722E-3,6.3703860000000057E-5,5.522817943548407E-5,3.4661892872132477E-2,null,1.731939472252127E-2,8.1847611667218607E-3,2.905013051916587E-4,5.9547486277135471E-3,5.570757921682938E-5,5.522817943548407E-5,3.1805113401365166E-2]
[2004,1,25,20,1.7213407603901703E-2,8.0710748626498692E-3,5.9359099999999087E-4,7.5531895749673785E-3,6.3703860000000057E-5,5.522817943548407E-5,3.3550195080954429E-2,null,1.7772361153504702E-2,7.8048395857095582E-3,2.905013051916587E-4,5.1634437026500755E-3,5.570757921682938E-5,5.522817943548407E-5,3.1086853326272826E-2]
[2004,1,25,21,1.6454871996194893E-2,8.0640717311036628E-3,5.9359099999999087E-4,7.9085025335166922E-3,6.3703860000000057E-5,5.522817943548407E-5,3.3139969300250725E-2,null,1.69891943873321E-2,7.798067461891366E-3,2.905013051916587E-4,5.4063395600997205E-3,5.570757921682938E-5,5.522817943548407E-5,3.0539810293731675E-2]
[2004,1,25,22,1.5483795179437758E-2,7.9413814969601926E-3,5.9359099999999087E-4,7.5387406067446722E-3,6.3703860000000057E-5,5.522817943548407E-5,3.1676440322578096E-2,null,1.5986584776711388E-2,7.6794243303979059E-3,2.905013051916587E-4,5.1535662286056553E-3,5.570757921682938E-5,5.522817943548407E-5,2.916578422012344E-2]
[2004,1,25,23,1.2824826550050537E-2,8.0589312861317243E-3,5.9359099999999087E-4,8.3392523447857192E-3,6.3703860000000057E-5,5.522817943548407E-5,2.9935533220403456E-2,null,1.3241274152300348E-2,7.7930965814215526E-3,2.905013051916587E-4,5.7008048821122915E-3,5.570757921682938E-5,5.522817943548407E-5,2.7081384500242681E-2]
[2004,1,25,24,1.1266927051430555E-2,8.0494921090399681E-3,5.9359099999999087E-4,8.0926944775700158E-3,6.3703860000000057E-5,5.522817943548407E-5,2.8121636677476015E-2,null,1.1632786561263327E-2,7.783968768301743E-3,2.905013051916587E-4,5.5322552046312709E-3,5.570757921682938E-5,5.522817943548407E-5,2.5295219418604829E-2]
[2004,1,26,1,1.2091602574288358E-2,7.8904115280142607E-3,5.9359099999999087E-4,6.2498814764817964E-3,6.3703860000000057E-5,5.522817943548407E-5,2.694441861821989E-2,null,1.2484240937058277E-2,7.6301356745396218E-3,2.905013051916587E-4,4.2724879114646955E-3,5.570757921682938E-5,5.522817943548407E-5,2.4733073407471086E-2]
[2004,1,26,2,1.2014948111778707E-2,7.7067851282079484E-3,5.9359099999999087E-4,6.1184700827979924E-3,6.3703860000000057E-5,5.522817943548407E-5,2.6552726362220121E-2,null,1.2405097351831113E-2,7.4525664388952013E-3,2.905013051916587E-4,4.1826536333178987E-3,5.570757921682938E-5,5.522817943548407E-5,2.4386526308452703E-2]
[2004,1,26,3,1.2098772932742885E-2,7.6866687623216544E-3,5.9359099999999087E-4,5.9459582796017804E-3,6.3703860000000057E-5,5.522817943548407E-5,2.6443923014101797E-2,null,1.2491644131300019E-2,7.4331136384365492E-3,2.905013051916587E-4,4.0647226619043896E-3,5.570757921682938E-5,5.522817943548407E-5,2.4335689316049444E-2]
[2004,1,26,4,1.2575182236377505E-2,7.5724874586767434E-3,5.9359099999999087E-4,5.8762912946582107E-3,6.3703860000000057E-5,5.522817943548407E-5,2.6736484029147935E-2,null,1.2983523391694979E-2,7.3226987589067195E-3,2.905013051916587E-4,4.0170975425929834E-3,5.570757921682938E-5,5.522817943548407E-5,2.466952857760317E-2]
[2004,1,26,5,1.3234169815172662E-2,7.7101752998060234E-3,5.9359099999999087E-4,5.6276582834429859E-3,6.3703860000000057E-5,5.522817943548407E-5,2.7284526437857146E-2,null,1.3663909606645614E-2,7.4558447811161922E-3,2.905013051916587E-4,3.8471292737857327E-3,5.570757921682938E-5,5.522817943548407E-5,2.5313092545956026E-2]
[2004,1,26,6,1.3980835377576146E-2,8.0741589104564339E-3,5.9359099999999087E-4,5.6679026702566625E-3,6.3703860000000057E-5,5.522817943548407E-5,2.8435419997724715E-2,null,1.4434820883556965E-2,7.8078219020446833E-3,2.905013051916587E-4,3.874640780493942E-3,5.570757921682938E-5,5.522817943548407E-5,2.6463492450504077E-2]
[2004,1,26,7,1.6229404736579425E-2,9.0753569716035057E-3,5.9359099999999087E-4,6.3817787170351668E-3,6.3703860000000057E-5,5.522817943548407E-5,3.2399063464653571E-2,null,1.6756405757771684E-2,8.7759940964246014E-3,2.905013051916587E-4,4.3626543198902598E-3,5.570757921682938E-5,5.522817943548407E-5,3.0241263058495036E-2]
[2004,1,26,8,1.4971198733917305E-2,1.0761873543049841E-2,4.3534755374879632E-4,9.1816223595354348E-3,4.6721260287565416E-5,5.522817943548407E-5,3.5451991629974429E-2,null,1.5457343306026213E-2,1.040687864684468E-2,2.1305753048146464E-4,6.27665831526003E-3,4.0856681346776365E-5,5.522817943548407E-5,3.239479447995916E-2]
[2004,1,26,9,1.4456950158617166E-2,1.1923614624239796E-2,0,1.1161632390326987E-2,0,5.522817943548407E-5,3.7597425352619437E-2,null,1.4926396057624466E-2,1.1530298133482853E-2,0,7.630215011170019E-3,0,5.522817943548407E-5,3.4086909202277339E-2]
[2004,1,26,10,1.3717683487033309E-2,1.2331844891167093E-2,0,1.2518635651335531E-2,0,5.522817943548407E-5,3.8623392208971416E-2,null,1.4163123928219966E-2,1.1925062375125988E-2,0,8.5578774076961184E-3,0,5.522817943548407E-5,3.464606371104207E-2]
[2004,1,26,11,1.3091264378729256E-2,1.2455585516391306E-2,0,1.2364468174814035E-2,0,5.522817943548407E-5,3.7966546249370084E-2,null,1.3516363746713979E-2,1.2044721249135405E-2,0,8.4524868203293482E-3,0,5.522817943548407E-5,3.4013571816178728E-2]
[2004,1,26,12,1.2970659120597207E-2,1.2424636315800089E-2,0,1.236128453248427E-2,0,5.522817943548407E-5,3.7811808148317048E-2,null,1.339184219619608E-2,1.2014792949617551E-2,0,8.4503104473181902E-3,0,5.522817943548407E-5,3.3856945593131821E-2]
[2004,1,26,13,1.2426449299235125E-2,1.2150517489830615E-2,0,1.2185877420676259E-2,0,5.522817943548407E-5,3.6818072389177489E-2,null,1.2829960800536867E-2,1.1749716302389879E-2,0,8.3304002110033519E-3,0,5.522817943548407E-5,3.29100773139301E-2]
[2004,1,26,14,1.2508924359361523E-2,1.2268409418344542E-2,0,1.1381857918846621E-2,0,5.522817943548407E-5,3.6214419875988169E-2,null,1.2915113989751483E-2,1.1863719406828814E-2,0,7.7807636114813512E-3,0,5.522817943548407E-5,3.2559597008061644E-2]
[2004,1,26,15,1.1990997238956108E-2,1.2042242779005542E-2,0,1.0780827185373791E-2,0,5.522817943548407E-5,3.4869295382770928E-2,null,1.2380368746575266E-2,1.1645013178758917E-2,0,7.369892372907568E-3,0,5.522817943548407E-5,3.1395274298241752E-2]
[2004,1,26,16,1.1907091128780911E-2,1.1666773445410582E-2,0,1.0979074390886173E-2,0,5.522817943548407E-5,3.4608167144513147E-2,null,1.2293738038273131E-2,1.128192920692969E-2,0,7.5054163491974522E-3,0,5.522817943548407E-5,3.1081083594400274E-2]
[2004,1,26,17,1.3909324247496826E-2,1.1358912120510458E-2,0,1.0512156038642461E-2,0,5.522817943548407E-5,3.5835620586085228E-2,null,1.4360987644984443E-2,1.0984223102553328E-2,0,7.1862258136474481E-3,0,5.522817943548407E-5,3.253143656118522E-2]
[2004,1,26,18,1.8157575501970124E-2,1.082044921893199E-2,3.3636823353119181E-4,8.967023535233069E-3,3.609885402123465E-5,5.522817943548407E-5,3.8372743523123094E-2,null,1.8747188059376259E-2,1.0463522125150193E-2,1.6461740637210704E-4,6.1299561920123225E-3,3.1567628241439175E-5,5.522817943548407E-5,3.5536851411152322E-2]
[2004,1,26,19,2.064740106506836E-2,1.043544481701706E-2,5.9359099999999087E-4,7.280164641732742E-3,6.3703860000000057E-5,5.522817943548407E-5,3.9075533563253641E-2,null,2.1317863206032288E-2,1.0091217612074283E-2,2.905013051916587E-4,4.9768008469154596E-3,5.570757921682938E-5,5.522817943548407E-5,3.6732090549430524E-2]
[2004,1,26,20,1.8079105105203351E-2,1.0333959425239037E-2,5.9359099999999087E-4,7.9842381863271961E-3,6.3703860000000057E-5,5.522817943548407E-5,3.7109825756205056E-2,null,1.8666169572898208E-2,9.9930798526556685E-3,2.905013051916587E-4,5.458113287700378E-3,5.570757921682938E-5,5.522817943548407E-5,3.4463571597662737E-2]
[2004,1,26,21,1.7298739226767852E-2,1.0221237235697416E-2,5.9359099999999087E-4,8.2551341331972786E-3,6.3703860000000057E-5,5.522817943548407E-5,3.6487633635098021E-2,null,1.7860463663727497E-2,9.8840759563848506E-3,2.905013051916587E-4,5.6433007448741636E-3,5.570757921682938E-5,5.522817943548407E-5,3.3734049249395E-2]
[2004,1,26,22,1.6279047791593709E-2,9.4065427510336315E-3,5.9359099999999087E-4,7.1260540631101748E-3,6.3703860000000057E-5,5.522817943548407E-5,3.3524167645172992E-2,null,1.6807660821427831E-2,9.0962552667777745E-3,2.905013051916587E-4,4.8714491555799629E-3,5.570757921682938E-5,5.522817943548407E-5,3.1121574128194055E-2]
[2004,1,26,23,1.4406393448972826E-2,9.1676686037101759E-3,5.9359099999999087E-4,6.8801887759937733E-3,6.3703860000000057E-5,5.522817943548407E-5,3.1166773868112251E-2,null,1.4874197671156907E-2,8.8652607049926526E-3,2.905013051916587E-4,4.7033729334937562E-3,5.570757921682938E-5,5.522817943548407E-5,2.8789040194051804E-2]
[2004,1,26,24,1.2554580999699192E-2,9.0104004783808696E-3,5.9359099999999087E-4,7.3378190755832347E-3,6.3703860000000057E-5,5.522817943548407E-5,2.961532359309877E-2,null,1.2962253191925073E-2,8.7131802806342164E-3,2.905013051916587E-4,5.0162140538051415E-3,5.570757921682938E-5,5.522817943548407E-5,2.7037856410772922E-2]
[2004,1,27,1,1.1181673003809076E-2,8.275405460353609E-3,5.9359099999999087E-4,5.1963014047791221E-3,6.3703860000000057E-5,5.522817943548407E-5,2.5365902908377279E-2,null,1.1544764145307546E-2,8.002430063393004E-3,2.905013051916587E-4,3.5522489538062966E-3,5.570757921682938E-5,5.522817943548407E-5,2.3445652046915334E-2]
[2004,1,27,2,1.1331898187865513E-2,7.8607041147903262E-3,5.9359099999999087E-4,4.663636677377893E-3,6.3703860000000057E-5,5.522817943548407E-5,2.4568762019469208E-2,null,1.1699867439602253E-2,7.6014082003599218E-3,2.905013051916587E-4,3.1881134710376713E-3,5.570757921682938E-5,5.522817943548407E-5,2.2835597995408331E-2]
[2004,1,27,3,1.1244167929153391E-2,7.7801350024963804E-3,5.9359099999999087E-4,4.521226778841079E-3,6.3703860000000057E-5,5.522817943548407E-5,2.4258052749926325E-2,null,1.1609288405061247E-2,7.523496768770151E-3,2.905013051916587E-4,3.0907604936634575E-3,5.570757921682938E-5,5.522817943548407E-5,2.2569754551903347E-2]
[2004,1,27,4,1.1956080736416247E-2,7.5256360584279088E-3,5.9359099999999087E-4,4.2101180601856443E-3,6.3703860000000057E-5,5.522817943548407E-5,2.4404357894465274E-2,null,1.234431843581547E-2,7.2773928152089096E-3,2.905013051916587E-4,2.8780831421635279E-3,5.570757921682938E-5,5.522817943548407E-5,2.2846003277596397E-2]
[2004,1,27,5,1.2550467553398389E-2,7.5293753881000326E-3,5.9359099999999087E-4,4.0516626795281232E-3,6.3703860000000057E-5,5.522817943548407E-5,2.4844028660462019E-2,null,1.2958006173849066E-2,7.2810087980545238E-3,2.905013051916587E-4,2.7697612962351965E-3,5.570757921682938E-5,5.522817943548407E-5,2.3354985152547275E-2]
[2004,1,27,6,1.3228295770339097E-2,7.928031283977786E-3,5.9359099999999087E-4,4.2059550652056811E-3,6.3703860000000057E-5,5.522817943548407E-5,2.6074805158958041E-2,null,1.3657844819904008E-2,7.66651449217488E-3,2.905013051916587E-4,2.8752372728787566E-3,5.570757921682938E-5,5.522817943548407E-5,2.4545805469366133E-2]
[2004,1,27,7,1.4897128373255792E-2,8.8045640165422372E-3,5.9359099999999087E-4,4.8913750473631359E-3,6.3703860000000057E-5,5.522817943548407E-5,2.9305590476596644E-2,null,1.5380867733569056E-2,8.5141336117729258E-3,2.905013051916587E-4,3.3437979326390701E-3,5.570757921682938E-5,5.522817943548407E-5,2.758500816238954E-2]
[2004,1,27,8,1.4572623294070084E-2,1.0561283273664469E-2,4.2545437081119048E-4,7.9756866960637232E-3,4.5659529330034656E-5,5.522817943548407E-5,3.363593534337498E-2,null,1.5045825329639238E-2,1.0212905117711399E-2,2.0821584225527121E-4,5.4522673946361365E-3,3.9928221730300924E-5,5.522817943548407E-5,3.0959141905972345E-2]
[2004,1,27,9,1.375247655993341E-2,1.1647716947698642E-2,0,9.5130978070543312E-3,0,5.522817943548407E-5,3.4968519494121872E-2,null,1.419904680133433E-2,1.1263501313465908E-2,0,6.5032585872493573E-3,0,5.522817943548407E-5,3.1965806702049598E-2]
[2004,1,27,10,1.295890803744828E-2,1.2016265397664582E-2,0,1.0565572994484625E-2,0,5.522817943548407E-5,3.5595974609032972E-2,null,1.337970953202677E-2,1.161989269633578E-2,0,7.2227422338326458E-3,0,5.522817943548407E-5,3.2222344462195199E-2]
[2004,1,27,11,1.2342315192535879E-2,1.2196164911620407E-2,0,1.0677981755987175E-2,0,5.522817943548407E-5,3.5271690039578946E-2,null,1.2743094692210495E-2,1.1793857982480005E-2,0,7.2995861030275408E-3,0,5.522817943548407E-5,3.183653877771804E-2]
[2004,1,27,12,1.2111435092735373E-2,1.2074937769767657E-2,0,1.0454670099103218E-2,0,5.522817943548407E-5,3.4696271141041735E-2,null,1.2504717456788399E-2,1.1676629681207114E-2,0,7.1469277913273734E-3,0,5.522817943548407E-5,3.1328274929322886E-2]
[2004,1,27,13,1.1605107448063491E-2,1.1844768315784971E-2,0,1.0377435965406589E-2,0,5.522817943548407E-5,3.3882539908690536E-2,null,1.1981948347372061E-2,1.1454052676726769E-2,0,7.094129685665208E-3,0,5.522817943548407E-5,3.0530130709764042E-2]
[2004,1,27,14,1.1189022709511656E-2,1.1927816108507733E-2,0,1.0144862181078421E-2,0,5.522817943548407E-5,3.3316929178533294E-2,null,1.1552352510558864E-2,1.1534361026132365E-2,0,6.9351396814859518E-3,0,5.522817943548407E-5,3.0021853218177179E-2]
[2004,1,27,15,1.1776386120824987E-2,1.172484043395091E-2,0,9.2265317085532123E-3,0,5.522817943548407E-5,3.2782986442764596E-2,null,1.2158788778985397E-2,1.133808077763061E-2,0,6.3073588415839647E-3,0,5.522817943548407E-5,2.9804228398199972E-2]
[2004,1,27,16,1.2753320966218078E-2,1.1284821309032824E-2,0,8.9859980724845412E-3,0,5.522817943548407E-5,3.307936852717093E-2,null,1.3167446640072345E-2,1.0912576276300483E-2,0,6.1429273949603486E-3,0,5.522817943548407E-5,3.0222950311333176E-2]
[2004,1,27,17,1.4421060720002821E-2,1.1040588200653517E-2,0,8.9508868339089991E-3,0,5.522817943548407E-5,3.446776393400082E-2,null,1.488934121762253E-2,{"$f":"F643*W$5","v":1.0676399526009026E-2},{"$f":"G643*X$5","v":0},{"$f":"H643*Y$5","v":6.1189249650046686E-3},{"$f":"I643*Z$5","v":0},{"$f":"J643","v":5.522817943548407E-5},3.1684665708636227E-2]
[2004,1,27,18,1.6808518639899628E-2,1.0792588245862687E-2,3.2647504999999504E-4,8.9650096796197627E-3,3.5037123000000041E-5,5.522817943548407E-5,3.6982856917817553E-2,null,{"$f":"E644*V$5","v":1.7354324640287983E-2},1.0436580183809274E-2,1.5977571785541231E-4,6.1285794981028995E-3,3.0639168569256172E-5,5.522817943548407E-5,{"$f":"SUM(M644:Q644)","v":3.4109899208624825E-2}]
[2004,1,27,19,1.8785162485401814E-2,1.0254968130423214E-2,5.9359099999999087E-4,6.786010640970625E-3,6.3703860000000057E-5,5.522817943548407E-5,3.6538664296231128E-2,null,1.9395154039235956E-2,9.9166941921090164E-3,2.905013051916587E-4,4.6389917216380083E-3,5.570757921682938E-5,5.522817943548407E-5,3.4297048837391472E-2]
[2004,1,27,20,1.8576950853914004E-2,1.0043298432515425E-2,5.9359099999999087E-4,6.7405790387952474E-3,6.3703860000000057E-5,5.522817943548407E-5,3.6073351364660153E-2,null,1.9180181362337106E-2,9.712006704328301E-3,2.905013051916587E-4,4.6079341772952568E-3,5.570757921682938E-5,5.522817943548407E-5,3.3846331128369156E-2]
[2004,1,27,21,1.6847848335943768E-2,9.7951706585606823E-3,5.9359099999999087E-4,6.8082994693784132E-3,6.3703860000000057E-5,5.522817943548407E-5,3.4163841503318339E-2,null,1.7394931449714584E-2,9.4720637592519419E-3,2.905013051916587E-4,4.6542286105760349E-3,5.570757921682938E-5,5.522817943548407E-5,3.1867432703951051E-2]
[2004,1,27,22,1.5425360766890762E-2,9.2238408699029471E-3,5.9359099999999087E-4,6.6693718773311803E-3,6.3703860000000057E-5,5.522817943548407E-5,3.2031096553560366E-2,null,1.5926252882674165E-2,8.9195800533150415E-3,2.905013051916587E-4,4.5592561763267963E-3,5.570757921682938E-5,5.522817943548407E-5,2.9751297996724491E-2]
[2004,1,27,23,1.4210255296633917E-2,8.908457739411773E-3,5.9359099999999087E-4,6.5497769745483381E-3,6.3703860000000057E-5,5.522817943548407E-5,3.0381013050029503E-2,null,1.467169052326609E-2,8.6146002602377203E-3,2.905013051916587E-4,4.4774997816919137E-3,5.570757921682938E-5,5.522817943548407E-5,2.8109999449604212E-2]
[2004,1,27,24,1.25550591176212E-2,8.5273985785098809E-3,5.9359099999999087E-4,5.6667097737829707E-3,6.3703860000000057E-5,5.522817943548407E-5,2.7461690509349528E-2,null,1.2962746835286074E-2,8.2461108490853741E-3,2.905013051916587E-4,3.8738253033072695E-3,5.570757921682938E-5,5.522817943548407E-5,2.5428891872087203E-2]
[2004,1,28,1,1.056538090300449E-2,8.6662817644926615E-3,5.9359099999999087E-4,6.8980693910292278E-3,6.3703860000000057E-5,5.522817943548407E-5,2.6842255097961856E-2,null,1.0908459815357876E-2,8.3804127860880977E-3,2.905013051916587E-4,4.7155963191493093E-3,5.570757921682938E-5,5.522817943548407E-5,2.4350677805003773E-2]
[2004,1,28,2,1.0652300313134156E-2,8.2631557991272066E-3,5.9359099999999087E-4,6.4526922531002095E-3,6.3703860000000057E-5,5.522817943548407E-5,2.608067140479705E-2,null,1.099820167145172E-2,7.9905844737437511E-3,2.905013051916587E-4,4.4111315952973552E-3,5.570757921682938E-5,5.522817943548407E-5,2.3746126624901314E-2]
[2004,1,28,3,1.0542166085637669E-2,8.1840451169914522E-3,5.9359099999999087E-4,6.321432094010984E-3,6.3703860000000057E-5,5.522817943548407E-5,2.5760166336075582E-2,null,1.088449116674107E-2,7.9140833640287418E-3,2.905013051916587E-4,4.3214007027874797E-3,5.570757921682938E-5,5.522817943548407E-5,2.3466184117965781E-2]
[2004,1,28,4,1.1143556152619428E-2,7.944942421381598E-3,5.9359099999999087E-4,6.1271764708044239E-3,6.3703860000000057E-5,5.522817943548407E-5,2.5928198084240926E-2,null,1.1505409564217904E-2,7.6828677929303276E-3,2.905013051916587E-4,4.1886054161876978E-3,5.570757921682938E-5,5.522817943548407E-5,2.3723091657744416E-2]
[2004,1,28,5,1.1665772325591796E-2,7.9623570275642527E-3,5.9359099999999087E-4,6.1266463843972505E-3,6.3703860000000057E-5,5.522817943548407E-5,2.6467298776988772E-2,null,1.2044583134020685E-2,7.6997079548687215E-3,2.905013051916587E-4,4.1882430432730747E-3,5.570757921682938E-5,5.522817943548407E-5,2.4278743016570969E-2]
[2004,1,28,6,1.2303294281516825E-2,8.3619971884614768E-3,5.9359099999999087E-4,6.3139334126261406E-3,6.3703860000000057E-5,5.522817943548407E-5,2.7691747922039919E-2,null,1.2702806694672332E-2,8.0861654467009724E-3,2.905013051916587E-4,4.316274521484806E-3,5.570757921682938E-5,5.522817943548407E-5,2.5451455547266598E-2]
[2004,1,28,7,1.3906684390412734E-2,9.271731498497332E-3,5.9359099999999087E-4,7.499840365823459E-3,6.3703860000000057E-5,5.522817943548407E-5,3.1390779294169002E-2,null,1.4358262066495179E-2,8.9658909450114725E-3,2.905013051916587E-4,5.126973594855022E-3,5.570757921682938E-5,5.522817943548407E-5,2.8797335490770161E-2]
[2004,1,28,8,1.3603485785280544E-2,1.0854902268540259E-2,4.1556118727999371E-4,9.3451075323472098E-3,4.4597798308800047E-5,5.522817943548407E-5,3.4318882751192298E-2,null,1.404521800016942E-2,1.0496838694505213E-2,2.0337415373857648E-4,6.3884185825819661E-3,3.899976205811792E-5,5.522817943548407E-5,3.1172849193053295E-2]
[2004,1,28,9,1.2989496484277566E-2,1.1982818636493871E-2,0,1.129371220700978E-2,0,5.522817943548407E-5,3.6321255507216703E-2,null,1.3411291246506802E-2,1.1587549221638628E-2,0,7.7205062306514114E-3,0,5.522817943548407E-5,3.2719346698796843E-2]
[2004,1,28,10,1.223438558604764E-2,1.2311179223194324E-2,0,1.2021522797129869E-2,0,5.522817943548407E-5,3.6622315785807318E-2,null,1.2631660396933026E-2,1.1905078392050152E-2,0,8.2180455775694768E-3,0,5.522817943548407E-5,3.2754784366552658E-2]
[2004,1,28,11,1.1670118307496188E-2,1.2454217825979125E-2,0,1.1896645959460517E-2,0,5.522817943548407E-5,3.6076210272371317E-2,null,1.2049070238593399E-2,1.2043398673833893E-2,0,8.1326783939881676E-3,0,5.522817943548407E-5,3.2225147306415458E-2]
[2004,1,28,12,1.1502090499163758E-2,1.2350810851080609E-2,0,1.1748000358409122E-2,0,5.522817943548407E-5,3.5656129888088972E-2,null,1.1875586233436921E-2,1.1943402717302593E-2,0,8.0310626215972323E-3,0,5.522817943548407E-5,3.1850051572336745E-2]
[2004,1,28,13,1.1038063370598759E-2,1.2087765251415973E-2,0,1.1491000107069412E-2,0,5.522817943548407E-5,3.4672056908519627E-2,null,1.1396491221940672E-2,1.168903403109328E-2,0,7.8553744151529711E-3,0,5.522817943548407E-5,3.0940899668186923E-2]
[2004,1,28,14,1.064634405230208E-2,1.2160997245455196E-2,0,1.11747054909439E-2,0,5.522817943548407E-5,3.403727496813666E-2,null,1.0992051998994759E-2,1.1759850369157838E-2,0,7.6391519269437503E-3,0,5.522817943548407E-5,3.0391054295096347E-2]
[2004,1,28,15,1.1161112617910947E-2,1.1965634799766813E-2,0,1.0369871887482453E-2,0,5.522817943548407E-5,3.35518474845957E-2,null,1.1523536122823832E-2,1.1570932216914468E-2,0,7.0889587985669715E-3,0,5.522817943548407E-5,3.0183427138305272E-2]
[2004,1,28,16,1.2038451088485438E-2,1.154162177423566E-2,0,1.017015278683593E-2,0,5.522817943548407E-5,3.3805453828992513E-2,null,1.2429363516894198E-2,1.1160905832221079E-2,0,6.9524286185288671E-3,0,5.522817943548407E-5,3.0542697967644142E-2]
[2004,1,28,17,1.3512603653339032E-2,1.1299800695335937E-2,0,1.0208947756498821E-2,0,5.522817943548407E-5,3.5076580284609277E-2,null,1.3951384744812188E-2,1.0927061547367561E-2,0,6.9789492876862046E-3,0,5.522817943548407E-5,3.1857395579865957E-2]
[2004,1,28,18,1.5589492179526146E-2,1.1058031565935014E-2,3.1658186646879816E-4,1.0304921769460551E-2,3.3975391978765411E-5,5.522817943548407E-5,3.7358230952804758E-2,null,1.6095713968422798E-2,1.0693267498388646E-2,1.5493402933871756E-4,7.0445581815087111E-3,2.9710708897073145E-5,5.522817943548407E-5,3.4018184386555947E-2]
[2004,1,28,19,1.7320061572526625E-2,1.0550546166998657E-2,5.9359099999999087E-4,8.3635780602799928E-3,6.3703860000000057E-5,5.522817943548407E-5,3.6946708839240748E-2,null,1.7882478388422617E-2,1.0202522188972983E-2,2.905013051916587E-4,5.7174342095288365E-3,5.570757921682938E-5,5.522817943548407E-5,3.4148643671332926E-2]
[2004,1,28,20,1.7110699774048742E-2,1.0272000344572601E-2,5.9359099999999087E-4,7.7896181302828937E-3,6.3703860000000057E-5,5.522817943548407E-5,3.5884841288339714E-2,null,1.7666318196326032E-2,9.9331645757304837E-3,2.905013051916587E-4,5.3250688707931404E-3,5.570757921682938E-5,5.522817943548407E-5,3.3270760527258143E-2]
[2004,1,28,21,1.5814017590926658E-2,1.0142626686977926E-2,5.9359099999999087E-4,8.6952430669448161E-3,6.3703860000000057E-5,5.522817943548407E-5,3.5364410384284874E-2,null,1.6327530166085173E-2,9.808058482511638E-3,2.905013051916587E-4,5.9441640662410943E-3,5.570757921682938E-5,5.522817943548407E-5,3.2425961599246392E-2]
[2004,1,28,22,1.4455486702526174E-2,9.5239726528981387E-3,5.9359099999999087E-4,8.2087432315445085E-3,6.3703860000000057E-5,5.522817943548407E-5,3.2900725626404295E-2,null,1.492488508020617E-2,9.2098115851387205E-3,2.905013051916587E-4,5.6115874128279085E-3,5.570757921682938E-5,5.522817943548407E-5,3.0092492962581287E-2]
[2004,1,28,23,1.3171052486001962E-2,9.1435452605513369E-3,5.9359099999999087E-4,7.404477431150051E-3,6.3703860000000057E-5,5.522817943548407E-5,3.0431598217138825E-2,null,1.3598742732376509E-2,8.8419331028046153E-3,2.905013051916587E-4,5.0617824408904048E-3,5.570757921682938E-5,5.522817943548407E-5,2.7848667160480019E-2]
[2004,1,28,24,1.1797379348100915E-2,8.8929572166682493E-3,5.9359099999999087E-4,7.3344189925347528E-3,6.3703860000000057E-5,5.522817943548407E-5,2.8737278596739392E-2,null,1.2180463698066545E-2,8.5996110431177438E-3,2.905013051916587E-4,5.0138897195313994E-3,5.570757921682938E-5,5.522817943548407E-5,2.6140173345124178E-2]
[2004,1,29,1,1.1217799481874754E-2,8.852963540830967E-3,5.9359099999999087E-4,7.2486994547636659E-3,6.3703860000000057E-5,5.522817943548407E-5,2.8031985516904862E-2,null,1.1582063721902821E-2,8.5609366125536865E-3,2.905013051916587E-4,4.9552908980527123E-3,5.570757921682938E-5,5.522817943548407E-5,2.5444500116917707E-2]
[2004,1,29,2,1.1339188468460328E-2,8.4319933904750573E-3,5.9359099999999087E-4,6.7529375220769742E-3,6.3703860000000057E-5,5.522817943548407E-5,2.7236642420447835E-2,null,1.1707394450094473E-2,8.1538527296988097E-3,2.905013051916587E-4,4.6163825727766599E-3,5.570757921682938E-5,5.522817943548407E-5,2.4823838636978429E-2]
[2004,1,29,3,1.1239655776053131E-2,8.3416124301342719E-3,5.9359099999999087E-4,6.6081426129808258E-3,6.3703860000000057E-5,5.522817943548407E-5,2.6901933858603705E-2,null,1.1604629733383737E-2,8.0664531070876264E-3,2.905013051916587E-4,4.5173991758782018E-3,5.570757921682938E-5,5.522817943548407E-5,2.4534690900758056E-2]
[2004,1,29,4,1.1905664335496806E-2,8.0952818535132264E-3,5.9359099999999087E-4,6.3639454763927275E-3,6.3703860000000057E-5,5.522817943548407E-5,2.7077414704838234E-2,null,1.2292264914175914E-2,7.8282480763698977E-3,2.905013051916587E-4,4.3504633198922964E-3,5.570757921682938E-5,5.522817943548407E-5,2.4817185194846596E-2]
[2004,1,29,5,1.2483602103630196E-2,8.1025766185916781E-3,5.9359099999999087E-4,6.3417060664409369E-3,6.3703860000000057E-5,5.522817943548407E-5,2.764040782809829E-2,null,1.2888969470058791E-2,7.8353022137954125E-3,2.905013051916587E-4,4.3352602139558579E-3,5.570757921682938E-5,5.522817943548407E-5,2.540574078221855E-2]
[2004,1,29,6,1.31523342794662E-2,8.506521721716143E-3,5.9359099999999087E-4,6.5477511493927457E-3,6.3703860000000057E-5,5.522817943548407E-5,2.8919130190010564E-2,null,1.3579416708479645E-2,8.2259226435363233E-3,2.905013051916587E-4,4.4761149052713646E-3,5.570757921682938E-5,5.522817943548407E-5,2.6627663141695821E-2]
[2004,1,29,7,1.4865338178498918E-2,9.4430730646274715E-3,5.9359099999999087E-4,7.7611765829634438E-3,6.3703860000000057E-5,5.522817943548407E-5,3.2782110865525307E-2,null,1.5348045248018237E-2,9.1315805787675064E-3,2.905013051916587E-4,5.3056259153446313E-3,5.570757921682938E-5,5.522817943548407E-5,3.0131460626538861E-2]
[2004,1,29,8,1.4438800575475728E-2,1.1067499807451173E-2,4.0566800374879682E-4,9.8292660416567576E-3,4.3536067287565424E-5,5.522817943548407E-5,3.5839998675055509E-2,null,1.4907657121453449E-2,1.0702423417203667E-2,1.9853246522188173E-4,6.7193946796554509E-3,3.8071302385934904E-5,5.522817943548407E-5,3.2566078985920385E-2]
[2004,1,29,9,1.37893054166326E-2,1.2211199742528232E-2,0,1.1875385693031979E-2,0,5.522817943548407E-5,3.7931119031628296E-2,null,1.423707156419304E-2,1.180839686923682E-2,0,8.1181446413638569E-3,0,5.522817943548407E-5,3.4163613074793715E-2]
[2004,1,29,10,1.2982864555041596E-2,1.2549339328895324E-2,0,1.2658092195728516E-2,0,5.522817943548407E-5,3.8245524259100924E-2,null,1.3404443965350255E-2,1.2135382465837626E-2,0,8.653211439603084E-3,0,5.522817943548407E-5,3.4193037870790963E-2]
[2004,1,29,11,1.2362038465139847E-2,1.2708043755382733E-2,0,1.2549903238005441E-2,0,5.522817943548407E-5,3.7675213637963507E-2,null,1.2763458418667963E-2,1.2288851813025614E-2,0,8.5792522748148886E-3,0,5.522817943548407E-5,3.3631562506508464E-2]
[2004,1,29,12,1.2168844820050583E-2,1.2612820404955595E-2,0,1.2399622578958951E-2,0,5.522817943548407E-5,3.7236515983400616E-2,null,1.2563991392028209E-2,1.2196769533088292E-2,0,8.4765187587443544E-3,0,5.522817943548407E-5,3.3237279683860851E-2]
[2004,1,29,13,1.1657353344389616E-2,1.2354004558946434E-2,0,1.2142239669808179E-2,0,5.522817943548407E-5,3.6208825752579714E-2,null,1.2035890771769541E-2,1.19464910764122E-2,0,8.3005689631998614E-3,0,5.522817943548407E-5,3.2282950811381605E-2]
[2004,1,29,14,1.1239783473631424E-2,1.2429960851549312E-2,0,1.1820933807706451E-2,0,5.522817943548407E-5,3.554590631232267E-2,null,1.1604761577556145E-2,1.2019941848382371E-2,0,8.0809207319688988E-3,0,5.522817943548407E-5,3.1705624157907418E-2]
[2004,1,29,15,1.1795911491376928E-2,1.2229324832457106E-2,0,1.0958501039916285E-2,0,5.522817943548407E-5,3.5038965543185807E-2,null,1.2178948177117958E-2,1.1825924078657967E-2,0,7.4913521795571267E-3,0,5.522817943548407E-5,3.1496224435333051E-2]
[2004,1,29,16,1.2723936880722335E-2,1.1806462214502022E-2,0,1.0718182539319025E-2,0,5.522817943548407E-5,3.5303809813978869E-2,null,1.3137108394931539E-2,1.1417010153797029E-2,0,7.3270678019146411E-3,0,5.522817943548407E-5,3.1881186350643208E-2]
[2004,1,29,17,1.4305374958907411E-2,1.155332090284634E-2,0,1.0717355360149136E-2,0,5.522817943548407E-5,3.6631279401338375E-2,null,1.4769898909985566E-2,1.1172219049314565E-2,0,7.3265023331105898E-3,0,5.522817943548407E-5,3.3268620292410719E-2]
[2004,1,29,18,1.6554357183268035E-2,1.1305866648595632E-2,2.9679549999999543E-4,1.0769957771635389E-2,3.1851930000000028E-5,5.522817943548407E-5,3.9014057212934536E-2,null,1.7091910056116186E-2,1.0932927406987501E-2,1.4525065259582935E-4,7.3624619217899298E-3,2.785378960841469E-5,5.522817943548407E-5,3.556040382709786E-2]
[2004,1,29,19,1.841656881465133E-2,1.0775975068732038E-2,5.9359099999999087E-4,8.6792315126810599E-3,6.3703860000000057E-5,5.522817943548407E-5,3.8584298435499903E-2,null,1.9014591399564962E-2,1.0420515014705995E-2,2.905013051916587E-4,5.9332183911442017E-3,5.570757921682938E-5,5.522817943548407E-5,3.5714533689823649E-2]
[2004,1,29,20,1.8141913401217336E-2,1.0496554165693697E-2,5.9359099999999087E-4,8.1243730336823024E-3,6.3703860000000057E-5,5.522817943548407E-5,3.7475363640028812E-2,null,1.8731017379089918E-2,1.0150311186564032E-2,2.905013051916587E-4,5.5539110149937084E-3,5.570757921682938E-5,5.522817943548407E-5,3.4781448465056146E-2]
[2004,1,29,21,1.6735780935409391E-2,1.0380264551468604E-2,5.9359099999999087E-4,9.1032978795820459E-3,6.3703860000000057E-5,5.522817943548407E-5,3.6931866405895519E-2,null,1.7279224997996102E-2,1.0037857541918625E-2,2.905013051916587E-4,6.2231148368705816E-3,5.570757921682938E-5,5.522817943548407E-5,3.3886406261193797E-2]
[2004,1,29,22,1.5293227427412804E-2,9.7458994084721022E-3,5.9359099999999087E-4,8.6073354489648885E-3,6.3703860000000057E-5,5.522817943548407E-5,3.4358985324285267E-2,null,1.5789828911101644E-2,9.4244177877211462E-3,2.905013051916587E-4,5.8840694489978376E-3,5.570757921682938E-5,5.522817943548407E-5,3.1444525032229116E-2]
[2004,1,29,23,1.3948100442288325E-2,9.348304003154069E-3,5.9359099999999087E-4,7.7714895612175979E-3,6.3703860000000057E-5,5.522817943548407E-5,3.1780417046095466E-2,null,1.4401022979872868E-2,9.0399376024508041E-3,2.905013051916587E-4,5.312675981027937E-3,5.570757921682938E-5,5.522817943548407E-5,2.9099845447760099E-2]
[2004,1,29,24,1.2522141335856152E-2,9.0964697009202553E-3,5.9359099999999087E-4,7.6798668862455852E-3,6.3703860000000057E-5,5.522817943548407E-5,3.0011000962457467E-2,null,1.2928760147736302E-2,8.7964103939237471E-3,2.905013051916587E-4,5.2500417098490307E-3,5.570757921682938E-5,5.522817943548407E-5,2.7321421135917567E-2]
[2004,1,30,1,1.0853668920861861E-2,8.1496454313070461E-3,5.9359099999999087E-4,5.0366774282216012E-3,6.3703860000000057E-5,5.522817943548407E-5,2.4752514819825981E-2,null,1.1206109118011226E-2,7.8808183983166708E-3,2.905013051916587E-4,3.443128242831496E-3,5.570757921682938E-5,5.522817943548407E-5,2.287626464356788E-2]
[2004,1,30,2,1.0758736560844698E-2,7.7638428505094484E-3,5.9359099999999087E-4,4.6441433038296245E-3,6.3703860000000057E-5,5.522817943548407E-5,2.3879245754619246E-2,null,1.1108094115624533E-2,7.5077420353637687E-3,2.905013051916587E-4,3.1747875858745616E-3,5.570757921682938E-5,5.522817943548407E-5,2.2136832621271352E-2]
[2004,1,30,3,1.0811632820419102E-2,7.6678200639160397E-3,5.9359099999999087E-4,4.3253409149973136E-3,6.3703860000000057E-5,5.522817943548407E-5,2.351731683876793E-2,null,1.1162708021857298E-2,7.4148866897390444E-3,2.905013051916587E-4,2.9568507565830623E-3,5.570757921682938E-5,5.522817943548407E-5,2.1880654352587889E-2]
[2004,1,30,4,1.1249901041093403E-2,7.4485249447432903E-3,5.9359099999999087E-4,4.2876950337375581E-3,6.3703860000000057E-5,5.522817943548407E-5,2.3698644059009729E-2,null,1.1615207682538198E-2,7.2028253154860448E-3,2.905013051916587E-4,2.931115616932177E-3,5.570757921682938E-5,5.522817943548407E-5,2.209535749936491E-2]
[2004,1,30,5,1.2218209259384893E-2,7.3649967822493039E-3,5.9359099999999087E-4,3.898302304658356E-3,6.3703860000000057E-5,5.522817943548407E-5,2.4194031385728027E-2,null,1.2614958792799615E-2,7.1220524419532364E-3,2.905013051916587E-4,2.664922452459615E-3,5.570757921682938E-5,5.522817943548407E-5,2.2748142571620954E-2]
[2004,1,30,6,1.2915772964415935E-2,7.77263838407646E-3,5.9359099999999087E-4,3.9311006331777922E-3,6.3703860000000057E-5,5.522817943548407E-5,2.5332035021105662E-2,null,1.3335173777459505E-2,7.5162474364075535E-3,2.905013051916587E-4,2.6873437515903022E-3,5.570757921682938E-5,5.522817943548407E-5,2.3884973849865848E-2]
[2004,1,30,7,1.4541251848933279E-2,8.767068037096792E-3,5.9359099999999087E-4,5.1110703777876108E-3,6.3703860000000057E-5,5.522817943548407E-5,2.9131913303253154E-2,null,1.5013435191340747E-2,8.4778744877205582E-3,2.905013051916587E-4,3.4939840836846411E-3,5.570757921682938E-5,5.522817943548407E-5,2.7331502647154435E-2]
[2004,1,30,8,1.422707969550226E-2,1.0382638304473854E-2,3.9577482081119093E-4,7.2831637416316567E-3,4.2474336330034658E-5,5.522817943548407E-5,3.2386359078184476E-2,null,1.4689061243797395E-2,1.0040152993483301E-2,1.9369077699568825E-4,4.9788510646854448E-3,3.7142842769459462E-5,5.522817943548407E-5,2.9938898921731287E-2]
[2004,1,30,9,1.3726286649724284E-2,1.1399762420186475E-2,0,8.8776377380071006E-3,0,5.522817943548407E-5,3.4058914987353348E-2,null,1.4172006452698832E-2,{"$f":"F707*W$5","v":1.1023725900064835E-2},{"$f":"G707*X$5","v":0},{"$f":"H707*Y$5","v":6.0688510751326398E-3},{"$f":"I707*Z$5","v":0},{"$f":"J707","v":5.522817943548407E-5},3.1264583427896307E-2]
[2004,1,30,10,1.4374458399413922E-2,1.1739964092862312E-2,0,9.4276389253705427E-3,0,5.522817943548407E-5,3.5597289597082263E-2,null,{"$f":"E708*V$5","v":1.4841225627080795E-2},1.1352705562279642E-2,0,6.4448379531468983E-3,0,5.522817943548407E-5,{"$f":"SUM(M708:Q708)","v":3.2638769142507337E-2}]
[2004,1,30,11,1.3187569176916577E-2,1.1963121701032557E-2,0,9.9561847244602226E-3,0,5.522817943548407E-5,3.5162103781844839E-2,null,1.3615795753065381E-2,1.1568502016127372E-2,0,6.8061576910913215E-3,0,5.522817943548407E-5,3.1990455460284076E-2]
[2004,1,30,12,1.2129755082414468E-2,1.1881551430620006E-2,0,9.7087859369751946E-3,0,5.522817943548407E-5,3.3775320629445153E-2,null,1.2523632332935963E-2,1.1489622450968203E-2,0,6.6370331512391164E-3,0,5.522817943548407E-5,3.0650287935143284E-2]
[2004,1,30,13,1.1733907130122113E-2,1.1635201649430974E-2,0,9.7729130990249161E-3,0,5.522817943548407E-5,3.3197250058013487E-2,null,1.2114930411044542E-2,1.1251398849171035E-2,0,6.680871186517859E-3,0,5.522817943548407E-5,3.0047200446733435E-2]
[2004,1,30,14,1.0513584441829019E-2,1.1698209468467117E-2,0,9.5332899043157268E-3,0,5.522817943548407E-5,3.1800311994047349E-2,null,1.0854981420163464E-2,1.131232827041804E-2,0,6.5170621276494541E-3,0,5.522817943548407E-5,2.8684371818230959E-2]
[2004,1,30,15,1.1123208834816701E-2,1.148006717636898E-2,0,8.843708427764739E-3,0,5.522817943548407E-5,3.1502212618385907E-2,null,1.1484401528574035E-2,1.1101381695685617E-2,0,6.0456566244218033E-3,0,5.522817943548407E-5,2.8631439848681453E-2]
[2004,1,30,16,1.165486522834807E-2,1.0979809485299577E-2,0,8.4489283407703491E-3,0,5.522817943548407E-5,3.1138831233853484E-2,null,1.2033321861655998E-2,1.0617625678456427E-2,0,5.775780602657629E-3,0,5.522817943548407E-5,2.8426728142770055E-2]
[2004,1,30,17,1.2784055060603311E-2,1.0779256936874581E-2,0,9.2030016749016195E-3,0,5.522817943548407E-5,3.2821541851814996E-2,null,1.3199178731573882E-2,1.042368862600683E-2,0,6.291273451051186E-3,0,5.522817943548407E-5,2.99141408086319E-2]
[2004,1,30,18,1.724163943840909E-2,1.018924238422334E-2,2.8690231646879861E-4,6.4937372780672631E-3,3.0790198978765405E-5,5.522817943548407E-5,3.429753979558274E-2,null,1.7801509731777927E-2,9.8531364981871133E-3,1.4040896407913463E-4,4.4391904270779893E-3,2.6925329936231673E-5,5.522817943548407E-5,3.226117095105839E-2]
[2004,1,30,19,1.7367152860674778E-2,9.9894793919721656E-3,5.9359099999999087E-4,6.6802504909712901E-3,6.3703860000000057E-5,5.522817943548407E-5,3.4749405783053709E-2,null,1.7931098824271883E-2,9.6599629573373286E-3,2.905013051916587E-4,4.5666929165987143E-3,5.570757921682938E-5,5.522817943548407E-5,3.250396358261641E-2]
[2004,1,30,20,1.8357180375466069E-2,9.4024935622400996E-3,5.9359099999999087E-4,5.0238796033559097E-3,6.3703860000000057E-5,5.522817943548407E-5,3.3496076580497552E-2,null,1.8953274499748787E-2,9.0923396459312855E-3,2.905013051916587E-4,3.4343795085975005E-3,5.570757921682938E-5,5.522817943548407E-5,3.1826202538686059E-2]
[2004,1,30,21,1.6017261396993152E-2,9.3192329056889234E-3,5.9359099999999087E-4,6.0588248339419528E-3,6.3703860000000057E-5,5.522817943548407E-5,3.2107842176059505E-2,null,1.653737370239973E-2,9.0118254542974046E-3,2.905013051916587E-4,4.1418794833323882E-3,5.570757921682938E-5,5.522817943548407E-5,3.0037287524438013E-2]
[2004,1,30,22,1.5258625053407584E-2,8.7291849943167427E-3,5.9359099999999087E-4,5.6225297110814405E-3,6.3703860000000057E-5,5.522817943548407E-5,3.0322862798241243E-2,null,1.5754102929254214E-2,8.4412410681390954E-3,2.905013051916587E-4,3.8436233251529102E-3,5.570757921682938E-5,5.522817943548407E-5,2.8385176206954705E-2]
[2004,1,30,23,1.359064453474714E-2,8.1925750486803901E-3,5.9359099999999087E-4,5.3393201385866567E-3,6.3703860000000057E-5,5.522817943548407E-5,2.7835062761449661E-2,null,1.4031959768714389E-2,7.9223319244301968E-3,2.905013051916587E-4,3.6500181376868286E-3,5.570757921682938E-5,5.522817943548407E-5,2.5950518715239901E-2]
[2004,1,30,24,1.2013245489025496E-2,7.8089502577049627E-3,5.9359099999999087E-4,6.0158293799669939E-3,6.3703860000000057E-5,5.522817943548407E-5,2.6550548166132927E-2,null,1.240333944153383E-2,7.5513615139684662E-3,2.905013051916587E-4,4.1124873167693579E-3,5.570757921682938E-5,5.522817943548407E-5,2.4413397156680141E-2]
[2004,1,31,1,1.0337707003324075E-2,6.9406163703135439E-3,5.9359099999999087E-4,4.0184549055189657E-3,6.3703860000000057E-5,5.522817943548407E-5,2.2009301318592061E-2,null,1.0673392891744798E-2,6.7116707895907048E-3,2.905013051916587E-4,2.7470600956516862E-3,5.570757921682938E-5,5.522817943548407E-5,2.0478332661395676E-2]
[2004,1,31,2,9.5925812512514322E-3,6.7288009014411882E-3,5.9359099999999087E-4,4.2813578032505229E-3,6.3703860000000057E-5,5.522817943548407E-5,2.1315262995378621E-2,null,9.9040714258654839E-3,6.5068423392970563E-3,2.905013051916587E-4,2.9267834162736671E-3,5.570757921682938E-5,5.522817943548407E-5,1.9683906065844695E-2]
[2004,1,31,3,1.01607549022224E-2,6.5174597271523971E-3,5.9359099999999087E-4,3.570904255800676E-3,6.3703860000000057E-5,5.522817943548407E-5,2.096164192461095E-2,null,1.0490694804299427E-2,6.3024725383412092E-3,2.905013051916587E-4,2.4411095351674641E-3,5.570757921682938E-5,5.522817943548407E-5,1.9580485762216587E-2]
[2004,1,31,4,1.0347346410521142E-2,6.3881418710569522E-3,5.9359099999999087E-4,3.3737408163295743E-3,6.3703860000000057E-5,5.522817943548407E-5,2.0821752137343143E-2,null,1.0683345309647988E-2,6.1774204059339708E-3,2.905013051916587E-4,2.3063264332969825E-3,5.570757921682938E-5,5.522817943548407E-5,1.9513301033287429E-2]
[2004,1,31,5,1.0830799642553332E-2,6.3854511844052353E-3,5.9359099999999087E-4,3.1955703027740064E-3,6.3703860000000057E-5,5.522817943548407E-5,2.1124344169168047E-2,null,1.1182497228792554E-2,6.1748184752061022E-3,2.905013051916587E-4,2.1845271050680995E-3,5.570757921682938E-5,5.522817943548407E-5,1.9888051693475243E-2]
[2004,1,31,6,1.0688532761835073E-2,6.6396241742370096E-3,5.9359099999999087E-4,3.5765748412679103E-3,6.3703860000000057E-5,5.522817943548407E-5,2.1617254816775469E-2,null,1.1035610659759333E-2,6.4206072265702392E-3,2.905013051916587E-4,2.4449860099375626E-3,5.570757921682938E-5,5.522817943548407E-5,2.0247412780675621E-2]
[2004,1,31,7,1.2492233273651895E-2,6.9318859008214856E-3,5.9359099999999087E-4,2.3991914721772285E-3,6.3703860000000057E-5,5.522817943548407E-5,2.2535833686086085E-2,null,1.2897880911322062E-2,6.7032283063957129E-3,2.905013051916587E-4,1.6401137526749787E-3,5.570757921682938E-5,5.522817943548407E-5,2.1587431854801241E-2]
[2004,1,31,8,1.3182052839641238E-2,7.6305848978373064E-3,3.858816372799941E-4,3.4398637984641637E-3,4.1412605308800034E-5,5.522817943548407E-5,2.4735023957966989E-2,null,1.3610100289357217E-2,7.378879775773145E-3,1.8884908847899352E-4,2.3515288331989819E-3,3.6214383097276445E-5,5.522817943548407E-5,2.3565572369905613E-2]
[2004,1,31,9,1.3975455520851622E-2,8.0934352131342268E-3,0,4.1754930336244285E-3,0,5.522817943548407E-5,2.6299611947045762E-2,null,1.4429266332194299E-2,7.8264623499114203E-3,0,2.8544130921036004E-3,0,5.522817943548407E-5,2.5110141774209321E-2]
[2004,1,31,10,1.4844598735261153E-2,8.3493823534642655E-3,0,4.3874484614048357E-3,0,5.522817943548407E-5,2.763665772956574E-2,null,1.5326632353847264E-2,8.0739667290296666E-3,0,2.9993081603331005E-3,0,5.522817943548407E-5,2.6399907243210029E-2]
[2004,1,31,11,1.6119732386636547E-2,8.3067445948449732E-3,0,3.6646717443008323E-3,0,5.522817943548407E-5,2.8146376905217839E-2,null,1.6643172128696603E-2,8.032735434316025E-3,0,2.5052100245307987E-3,0,5.522817943548407E-5,2.7181117587543425E-2]
[2004,1,31,12,1.4100048122350063E-2,8.4468956701314688E-3,0,4.6820604439399031E-3,0,5.522817943548407E-5,2.728423241585692E-2,null,1.4557904703040934E-2,8.1682634375857995E-3,0,3.2007081610675608E-3,0,5.522817943548407E-5,2.5926876301694296E-2]
[2004,1,31,13,1.3632532980463186E-2,8.3445300591660256E-3,0,4.5440956004481415E-3,0,5.522817943548407E-5,2.6576386819512837E-2,null,1.4075208415499226E-2,8.0692744941954116E-3,0,3.1063938723496429E-3,0,5.522817943548407E-5,2.5250876782044282E-2]
[2004,1,31,14,1.1584633798473177E-2,8.4721785980677727E-3,0,5.9077950409144233E-3,0,5.522817943548407E-5,2.6019835616890856E-2,null,1.1960809877696429E-2,8.1927123740853335E-3,0,4.038633851009713E-3,0,5.522817943548407E-5,2.4192156102791476E-2]
[2004,1,31,15,1.1330285161183019E-2,8.3295765689057801E-3,0,5.480424816436175E-3,0,5.522817943548407E-5,2.5195514725960461E-2,null,1.1698202034738139E-2,8.0548142649553411E-3,0,3.7464788518030514E-3,0,5.522817943548407E-5,2.3499495151496533E-2]
[2004,1,31,16,1.2283995796619219E-2,8.1453094589757427E-3,0,5.0195758325829913E-3,0,5.522817943548407E-5,2.5504109267613439E-2,null,1.2682881549622146E-2,7.8766254538737302E-3,0,3.4314374034279541E-3,0,5.522817943548407E-5,2.3990944406923828E-2]
[2004,1,31,17,1.3409243093341499E-2,8.1658838339533947E-3,0,5.4245346740573958E-3,0,5.522817943548407E-5,2.7054889780787773E-2,null,1.3844667862044115E-2,7.8965211553768747E-3,0,3.7082717340229882E-3,0,5.522817943548407E-5,2.5449460751443977E-2]
[2004,1,31,18,1.4836205468471196E-2,8.1663760590451329E-3,2.7700913353119277E-4,5.8294889906947214E-3,2.9728468021234646E-5,5.522817943548407E-5,2.9194036299198964E-2,null,1.5317966541006405E-2,7.8969971437608828E-3,1.355672758529412E-4,3.9851029713894879E-3,2.5996870319756238E-5,5.522817943548407E-5,2.7361630802329475E-2]
[2004,1,31,19,1.5026736930943337E-2,7.8007077787467793E-3,5.9359099999999087E-4,5.0500881516603487E-3,6.3703860000000057E-5,5.522817943548407E-5,2.8590055900785939E-2,null,1.5514684938669445E-2,7.5433909242822138E-3,2.905013051916587E-4,3.4522959612901024E-3,5.570757921682938E-5,5.522817943548407E-5,2.6856580708650248E-2]
[2004,1,31,20,1.5407309551173545E-2,7.4069555877130126E-3,5.9359099999999087E-4,4.317600149879643E-3,6.3703860000000057E-5,5.522817943548407E-5,2.7844388328201679E-2,null,1.59076155081131E-2,7.1626271796957535E-3,2.905013051916587E-4,2.9515590841705237E-3,5.570757921682938E-5,5.522817943548407E-5,2.6368010656387865E-2]
[2004,1,31,21,1.3780959521172522E-2,7.3400345346146638E-3,5.9359099999999087E-4,5.0694778786411713E-3,6.3703860000000057E-5,5.522817943548407E-5,2.6902994973863829E-2,null,1.4228454660923274E-2,7.0979136076836265E-3,2.905013051916587E-4,3.4655509925165186E-3,5.570757921682938E-5,5.522817943548407E-5,2.5138128145531905E-2]
[2004,1,31,22,1.3748002763643862E-2,6.9628517244624396E-3,5.9359099999999087E-4,4.3491032609984702E-3,6.3703860000000057E-5,5.522817943548407E-5,2.5772480788540247E-2,null,1.4194427731989395E-2,6.7331726806296134E-3,2.905013051916587E-4,2.9730949584003317E-3,5.570757921682938E-5,5.522817943548407E-5,2.4246904255427828E-2]
[2004,1,31,23,1.3835469741923651E-2,6.4667456396377103E-3,5.9359099999999087E-4,3.0052337655611995E-3,6.3703860000000057E-5,5.522817943548407E-5,2.4019972186558037E-2,null,1.4284734936859268E-2,6.2534313233204609E-3,2.905013051916587E-4,2.0544109488798796E-3,5.570757921682938E-5,5.522817943548407E-5,2.2938786093468097E-2]
[2004,1,31,24,1.0222661259876271E-2,6.5936298403340482E-3,5.9359099999999087E-4,5.6884526395695415E-3,6.3703860000000057E-5,5.522817943548407E-5,2.3217266779215338E-2,null,1.0554611384400234E-2,6.3761300777303237E-3,2.905013051916587E-4,3.8886889661756442E-3,5.570757921682938E-5,5.522817943548407E-5,2.1165639312714691E-2]
[2004,2,1,1,8.5990019562393709E-3,6.9277629077682725E-3,5.9269679999999982E-4,5.7349723876203643E-3,6.3703859999999907E-5,5.9037019396551792E-5,2.1977174931024558E-2,null,8.8782286368063075E-3,6.6992413158224696E-3,2.9006368692066105E-4,3.9204903790407419E-3,5.5707579216829251E-5,5.9037019396551792E-5,1.9843731597807009E-2]
[2004,2,1,2,8.7826748687770042E-3,6.7506124378394899E-3,5.9269679999999982E-4,5.2460006606924233E-3,6.3703859999999907E-5,5.9037019396551792E-5,2.1494725646705466E-2,null,9.0678657737898634E-3,6.5279343927848021E-3,2.9006368692066105E-4,3.5862239133151131E-3,5.5707579216829251E-5,5.9037019396551792E-5,1.952779534602727E-2]
[2004,2,1,3,8.2761432085470127E-3,6.6326707028295118E-3,5.9269679999999982E-4,5.3506759735605603E-3,6.3703859999999907E-5,5.9037019396551792E-5,2.0974927564333636E-2,null,8.5448860240248479E-3,6.4138831247841826E-3,2.9006368692066105E-4,3.6577811117261224E-3,5.5707579216829251E-5,5.9037019396551792E-5,1.8962321526672644E-2]
[2004,2,1,4,8.9070200435167925E-3,6.4895005403499051E-3,5.9269679999999982E-4,4.5611342675414323E-3,6.3703859999999907E-5,5.9037019396551792E-5,2.0673092530804682E-2,null,9.1962486834393318E-3,6.275435622979394E-3,2.9006368692066105E-4,3.1180416931055233E-3,5.5707579216829251E-5,5.9037019396551792E-5,1.8935497265661738E-2]
[2004,2,1,5,9.2114134400340733E-3,6.4845522322891464E-3,5.9269679999999982E-4,4.3988310681075862E-3,6.3703859999999907E-5,5.9037019396551792E-5,2.0810234419827357E-2,null,9.5105263384006218E-3,6.2706505415259161E-3,2.9006368692066105E-4,3.0070894358215174E-3,5.5707579216829251E-5,5.9037019396551792E-5,1.9134037581885546E-2]
[2004,2,1,6,9.4531757106772526E-3,6.6332475012745506E-3,5.9269679999999982E-4,4.3849045643692209E-3,6.3703859999999907E-5,5.9037019396551792E-5,2.1186765455717575E-2,null,9.7601391103765787E-3,6.4144408967555027E-3,2.9006368692066105E-4,2.9975691242612045E-3,5.5707579216829251E-5,5.9037019396551792E-5,1.9517920397530773E-2]
[2004,2,1,7,9.6287642778174979E-3,7.1049782523922569E-3,5.9269679999999982E-4,4.9241174557402879E-3,6.3703859999999907E-5,5.9037019396551792E-5,2.2373297665346594E-2,null,9.9414293872033196E-3,6.8706109735761243E-3,2.9006368692066105E-4,3.3661810041437112E-3,5.5707579216829251E-5,5.9037019396551792E-5,2.0523992631060646E-2]
[2004,2,1,8,1.1066959863914625E-2,7.518058627503035E-3,3.7542205554643419E-4,4.1479590751913103E-3,4.0350874287565316E-5,5.9037019396551792E-5,2.3207787515839521E-2,null,1.1426326041814629E-2,7.2700653360506977E-3,1.8373020671468438E-4,2.8355905744281949E-3,3.5285923425093341E-5,5.9037019396551792E-5,2.1750998082433297E-2]
[2004,2,1,9,1.2621579080617326E-2,7.8385444226144914E-3,0,4.618427118757931E-3,0,5.9037019396551792E-5,2.5137587641386301E-2,null,1.3031426833662279E-2,7.5799794754819686E-3,0,3.1572077181184696E-3,0,5.9037019396551792E-5,2.3768614027262717E-2]
[2004,2,1,10,1.3117988078718907E-2,8.3538372940444479E-3,0,5.3877499498442864E-3,0,5.9037019396551792E-5,2.6918612342004194E-2,null,1.3543955218344868E-2,8.0782747173935333E-3,0,3.6831252908274699E-3,0,5.9037019396551792E-5,2.5305355226565872E-2]
[2004,2,1,11,1.2514727228184808E-2,8.6515645645810126E-3,0,6.0753229441793009E-3,0,5.9037019396551792E-5,2.7300651756341675E-2,null,1.2921105289256321E-2,8.3661810528411675E-3,0,4.1531577734593809E-3,0,5.9037019396551792E-5,2.5440444115556869E-2]
[2004,2,1,12,1.2239929275113684E-2,8.7696901604047018E-3,0,6.4683234633090229E-3,0,5.9037019396551792E-5,2.7536979918223958E-2,null,1.263738410059889E-2,8.4804101167588776E-3,0,4.4218172630032188E-3,0,5.9037019396551792E-5,2.5539611480360984E-2]
[2004,2,1,13,1.1731336488015259E-2,8.7507116989965061E-3,0,6.5642607665221684E-3,0,5.9037019396551792E-5,2.7105345972930482E-2,null,1.2112276295080363E-2,8.4620576854662361E-3,0,4.4874010616366969E-3,0,5.9037019396551792E-5,2.5061735042183297E-2]
[2004,2,1,14,1.1794444902397838E-2,8.6843565309433282E-3,0,6.131587199829795E-3,0,5.9037019396551792E-5,2.6669425652567514E-2,null,1.2177433965080463E-2,8.3978913320187573E-3,0,4.191620639198335E-3,0,5.9037019396551792E-5,2.4766945936297552E-2]
[2004,2,1,15,1.1310047545948424E-2,8.7073745366880416E-3,0,6.1325577526354135E-3,0,5.9037019396551792E-5,2.6209016854668431E-2,null,1.1677307263922779E-2,8.4201500578362804E-3,0,4.1922841198011344E-3,0,5.9037019396551792E-5,2.4289741441560195E-2]
[2004,2,1,16,1.1751475805681118E-2,8.5857022652875252E-3,0,6.0754547954947622E-3,0,5.9037019396551792E-5,2.6471669885859958E-2,null,1.2133069576409604E-2,8.3024913102133936E-3,0,4.1532479084729068E-3,0,5.9037019396551792E-5,2.4588808795095903E-2]
[2004,2,1,17,1.2872769096682089E-2,8.7274741168117762E-3,0,6.9160676709405953E-3,0,5.9037019396551792E-5,2.8575347903831014E-2,null,1.3290773488687501E-2,8.4395866262333627E-3,0,4.7279001418118411E-3,0,5.9037019396551792E-5,2.6458260256732702E-2]
[2004,2,1,18,1.4636367844356868E-2,8.6386543654364215E-3,2.5683527980243428E-4,7.2460348468911086E-3,2.7605005978765339E-5,5.9037019396551792E-5,3.086453436186215E-2,null,1.5111639792140415E-2,8.3536967140067711E-3,1.2569426423559852E-4,4.9534693427212813E-3,2.4139950975390147E-5,5.9037019396551792E-5,2.8568640064079456E-2]
[2004,2,1,19,1.4645601248857035E-2,8.2016706015298306E-3,5.9269679999999982E-4,6.6712129174818953E-3,6.3703859999999907E-5,5.9037019396551792E-5,3.0233922447265315E-2,null,1.5121173023632369E-2,7.9311274482162207E-3,2.9006368692066105E-4,4.5605147316798945E-3,5.5707579216829251E-5,5.9037019396551792E-5,2.7958586469665973E-2]
[2004,2,1,20,1.5007862582017344E-2,7.8978436245135172E-3,5.9269679999999982E-4,6.0299194070371981E-3,6.3703859999999907E-5,5.9037019396551792E-5,2.9651063292964609E-2,null,1.549519770212867E-2,7.6373226133240263E-3,2.9006368692066105E-4,4.1221194146829248E-3,5.5707579216829251E-5,5.9037019396551792E-5,2.7600410996273108E-2]
[2004,2,1,21,1.4321334791918883E-2,7.830254523878798E-3,5.9269679999999982E-4,6.2966882421667189E-3,6.3703859999999907E-5,5.9037019396551792E-5,2.916371523736095E-2,null,1.478637699048865E-2,7.5719630302234463E-3,2.9006368692066105E-4,4.3044855327501741E-3,5.5707579216829251E-5,5.9037019396551792E-5,2.7008596819599759E-2]
[2004,2,1,22,1.3480084736779068E-2,7.7209711965156493E-3,5.9269679999999982E-4,6.0600754250813762E-3,6.3703859999999907E-5,5.9037019396551792E-5,2.7976569037772646E-2,null,1.3917809874413293E-2,7.4662845606296305E-3,2.9006368692066105E-4,4.1427344012289072E-3,5.5707579216829251E-5,5.9037019396551792E-5,2.587260010240932E-2]
[2004,2,1,23,1.1126020748203957E-2,7.7060190766293953E-3,5.9269679999999982E-4,6.0964357020145436E-3,6.3703859999999907E-5,5.9037019396551792E-5,2.5643913206244449E-2,null,1.148730475037652E-2,7.4518256565599189E-3,2.9006368692066105E-4,4.1675906875823432E-3,5.5707579216829251E-5,5.9037019396551792E-5,2.3452492360656271E-2]
[2004,2,1,24,9.6586646730540578E-3,7.6793576393862535E-3,5.9269679999999982E-4,6.0359621213732515E-3,6.3703859999999907E-5,5.9037019396551792E-5,2.4089422113210114E-2,null,9.9723007076881857E-3,7.4260436827400323E-3,2.9006368692066105E-4,4.1262502808522067E-3,5.5707579216829251E-5,5.9037019396551792E-5,2.1870365937417913E-2]
[2004,2,2,1,9.5612378296470683E-3,7.1716244714495328E-3,5.9269679999999982E-4,3.4908534050733541E-3,6.3703859999999907E-5,5.9037019396551792E-5,2.0939153385566508E-2,null,9.871710221079218E-3,{"$f":"F771*W$5","v":6.9350587773182541E-3},{"$f":"G771*X$5","v":2.9006368692066105E-4},{"$f":"H771*Y$5","v":2.3863858906756526E-3},{"$f":"I771*Z$5","v":5.5707579216829251E-5},{"$f":"J771","v":5.9037019396551792E-5},1.9538926155210613E-2]
[2004,2,2,2,9.4112219244755976E-3,6.9309021726123975E-3,5.9269679999999982E-4,3.2536350715673492E-3,6.3703859999999907E-5,5.9037019396551792E-5,2.03111968480519E-2,null,{"$f":"E772*V$5","v":9.7168230013707294E-3},6.702277027786788E-3,2.9006368692066105E-4,2.2242208214505741E-3,5.5707579216829251E-5,5.9037019396551792E-5,{"$f":"SUM(M772:Q772)","v":1.8989092116745578E-2}]
[2004,2,2,3,9.3790946045906511E-3,6.9182880269496299E-3,5.9269679999999982E-4,2.992954583009513E-3,6.3703859999999907E-5,5.9037019396551792E-5,2.0005774893946345E-2,null,9.6836524435690297E-3,6.6900789767113016E-3,2.9006368692066105E-4,2.0460167642521927E-3,5.5707579216829251E-5,5.9037019396551792E-5,1.8765519450670013E-2]
[2004,2,2,4,9.6798561972072476E-3,6.8009873317698031E-3,5.9269679999999982E-4,2.9391664923261612E-3,6.3703859999999907E-5,5.9037019396551792E-5,2.0135447700699766E-2,null,9.9941803627402355E-3,6.5766476029784872E-3,2.9006368692066105E-4,2.0092466321960643E-3,5.5707579216829251E-5,5.9037019396551792E-5,1.8925845864052278E-2]
[2004,2,2,5,1.0150331039014337E-2,6.910321199104172E-3,5.9269679999999982E-4,2.7911604661470741E-3,6.3703859999999907E-5,5.9037019396551792E-5,2.0567250383662136E-2,null,1.0479932457539776E-2,6.6823749454144902E-3,2.9006368692066105E-4,1.9080680802421408E-3,5.5707579216829251E-5,5.9037019396551792E-5,1.9416146749333896E-2]
[2004,2,2,6,1.0846824844308095E-2,7.334478923945423E-3,5.9269679999999982E-4,3.1186273642978802E-3,6.3703859999999907E-5,5.9037019396551792E-5,2.201536881194795E-2,null,1.1199042800691918E-2,7.0925412563163084E-3,2.9006368692066105E-4,2.1319280636704577E-3,5.5707579216829251E-5,5.9037019396551792E-5,2.0769283386816176E-2]
[2004,2,2,7,1.2571116209886813E-2,8.3409821531713804E-3,5.9269679999999982E-4,3.4565292853547111E-3,6.3703859999999907E-5,5.9037019396551792E-5,2.5084065327809456E-2,null,1.2979325333244546E-2,8.0658436206594054E-3,2.9006368692066105E-4,2.3629215438522116E-3,5.5707579216829251E-5,5.9037019396551792E-5,2.3753861763893651E-2]
[2004,2,2,8,1.1912306914710645E-2,1.0036025275767685E-2,3.6554377594156542E-4,5.5918014223459277E-3,3.9289143330034557E-5,5.9037019396551792E-5,2.8004003551492407E-2,null,1.2299123191136274E-2,9.7049734624536001E-3,1.7889581212604915E-4,3.8226171280503723E-3,3.4357463808617906E-5,5.9037019396551792E-5,2.6039967057574914E-2]
[2004,2,2,9,1.1435658323596908E-2,1.1241565856642533E-2,0,7.5985562135067334E-3,0,5.9037019396551792E-5,3.0334817413142725E-2,null,1.1806996873122262E-2,1.0870747663276979E-2,0,5.1944568371347141E-3,0,5.9037019396551792E-5,2.7872201373533953E-2]
[2004,2,2,10,1.0926280450201423E-2,1.1656096791234463E-2,0,8.7768609508462256E-3,0,5.9037019396551792E-5,3.1418275211678663E-2,null,1.128107848799457E-2,1.1271604736574159E-2,0,5.9999589518945741E-3,0,5.9037019396551792E-5,2.8552642176463302E-2]
[2004,2,2,11,1.0587414037622997E-2,1.1892861010475618E-2,0,9.1666126588800436E-3,0,5.9037019396551792E-5,3.1705924726375213E-2,null,1.0931208409639414E-2,1.1500558969097073E-2,0,6.2663975183399317E-3,0,5.9037019396551792E-5,2.8698164897076418E-2]
[2004,2,2,12,1.0410698573106097E-2,1.1792092293646887E-2,0,8.659478234528277E-3,0,5.9037019396551792E-5,3.0921306120677811E-2,null,1.0748754642838945E-2,1.1403114244139111E-2,0,5.9197148323267834E-3,0,5.9037019396551792E-5,2.8071583719304839E-2]
[2004,2,2,13,1.0012151179999146E-2,1.1520650980215316E-2,0,8.4665181977591313E-3,0,5.9037019396551792E-5,3.0058357377370146E-2,null,1.0337265623925628E-2,1.1140626788091385E-2,0,5.7878052229055109E-3,0,5.9037019396551792E-5,2.7265697634922523E-2]
[2004,2,2,14,1.0074785660335383E-2,1.1692449993043134E-2,0,7.8536021289121183E-3,0,5.9037019396551792E-5,2.9679874801687187E-2,null,1.0401933970299149E-2,1.1306758779049544E-2,0,5.3688090379785868E-3,0,5.9037019396551792E-5,2.707750178732728E-2]
[2004,2,2,15,9.8117658235611326E-3,1.1566237963509673E-2,0,7.7728525719041233E-3,0,5.9037019396551792E-5,2.9209893378371481E-2,null,1.0130373356779005E-2,1.1184710023331264E-2,0,5.313607750166806E-3,0,5.9037019396551792E-5,2.6628691130277073E-2]
[2004,2,2,16,9.9177953751998695E-3,1.1239044183631568E-2,0,8.2500703357537269E-3,0,5.9037019396551792E-5,2.9465946913981717E-2,null,1.0239845898650417E-2,1.0868309171047242E-2,0,5.6398390770897276E-3,0,5.9037019396551792E-5,2.6747994146787388E-2]
[2004,2,2,17,1.1576451932363915E-2,1.101772287637707E-2,0,8.4418689900265555E-3,0,5.9037019396551792E-5,3.1095080818164093E-2,null,1.1952362330136442E-2,1.0654288445255861E-2,0,5.7709547526268497E-3,0,5.9037019396551792E-5,2.8377605528019156E-2]
[2004,2,2,18,1.4946595064520384E-2,1.0534879790776823E-2,2.469570001975655E-4,7.3867651632724225E-3,2.6543275021234579E-5,5.9037019396551792E-5,3.3200777313184979E-2,null,1.5431940706594104E-2,1.0187372589275101E-2,1.2085986964696332E-4,5.0496741392087562E-3,2.3211491358914712E-5,5.9037019396551792E-5,3.0813058796083839E-2]
[2004,2,2,19,1.6814573720942562E-2,9.9777910642281902E-3,5.9269679999999982E-4,5.160464265505261E-3,6.3703859999999907E-5,5.9037019396551792E-5,3.2668266730072566E-2,null,1.7360576341844413E-2,9.6486601848294086E-3,2.9006368692066105E-4,3.5277502901267994E-3,5.5707579216829251E-5,5.9037019396551792E-5,3.0882758082938111E-2]
[2004,2,2,20,1.4998085809772745E-2,9.9852632200055115E-3,5.9269679999999982E-4,6.3698257908286352E-3,6.3703859999999907E-5,5.9037019396551792E-5,3.2068612500003445E-2,null,1.5485103458661897E-2,9.655885861482626E-3,2.9006368692066105E-4,4.3544831676986208E-3,5.5707579216829251E-5,5.9037019396551792E-5,2.9841243753980635E-2]
[2004,2,2,21,1.4244807019061388E-2,9.7420368511737659E-3,5.9269679999999982E-4,5.8846406986075798E-3,6.3703859999999907E-5,5.9037019396551792E-5,3.0586922248239286E-2,null,1.4707364208778393E-2,9.4206826420785705E-3,2.9006368692066105E-4,4.0228052872239572E-3,5.5707579216829251E-5,5.9037019396551792E-5,2.8496623404218407E-2]
[2004,2,2,22,1.349801208854568E-2,9.0178935544492703E-3,5.9269679999999982E-4,5.5250232448245092E-3,6.3703859999999907E-5,5.9037019396551792E-5,2.8756366567216012E-2,null,1.3936319362915147E-2,8.7204261874945302E-3,2.9006368692066105E-4,3.7769668293553466E-3,5.5707579216829251E-5,5.9037019396551792E-5,2.6779483645902512E-2]
[2004,2,2,23,1.1896704366144848E-2,8.6984589459285049E-3,5.9269679999999982E-4,5.125484769620701E-3,6.3703859999999907E-5,5.9037019396551792E-5,2.6436085761090605E-2,null,1.2283013996814774E-2,8.411528559848197E-3,2.9006368692066105E-4,3.5038379209277534E-3,5.5707579216829251E-5,5.9037019396551792E-5,2.4544151743728211E-2]
[2004,2,2,24,1.0080022710297926E-2,8.3087757891206482E-3,5.9269679999999982E-4,4.4625989988628188E-3,6.3703859999999907E-5,5.9037019396551792E-5,2.3566835177677943E-2,null,1.0407341077680498E-2,8.0346996269122818E-3,2.9006368692066105E-4,3.0506818966251448E-3,5.5707579216829251E-5,5.9037019396551792E-5,2.1838493867355414E-2]
[2004,2,3,1,9.4655224717687791E-3,8.3248869346341566E-3,5.9269679999999982E-4,5.4815479054856151E-3,6.3703859999999907E-5,5.9037019396551792E-5,2.3987394991285105E-2,null,9.7728867953349556E-3,8.0502793245876021E-3,2.9006368692066105E-4,3.7472466078645522E-3,5.5707579216829251E-5,5.9037019396551792E-5,2.1916183993924601E-2]
[2004,2,3,2,9.3506984073981059E-3,7.7951544954649333E-3,5.9269679999999982E-4,4.4650129450377728E-3,6.3703859999999907E-5,5.9037019396551792E-5,2.2326303527297364E-2,null,9.6543341654276547E-3,7.5380208235302825E-3,2.9006368692066105E-4,3.0523320968553775E-3,5.5707579216829251E-5,5.9037019396551792E-5,2.0590458351950801E-2]
[2004,2,3,3,9.2160125795071792E-3,7.6984245591138079E-3,5.9269679999999982E-4,4.3269103471589498E-3,6.3703859999999907E-5,5.9037019396551792E-5,2.195678516517649E-2,null,9.5152748210713539E-3,7.4444816544352059E-3,2.9006368692066105E-4,2.9579236377190788E-3,5.5707579216829251E-5,5.9037019396551792E-5,2.0263451379363129E-2]
[2004,2,3,4,9.5493389554103213E-3,7.3549403619487998E-3,5.9269679999999982E-4,3.3746486689109428E-3,6.3703859999999907E-5,5.9037019396551792E-5,2.0994365665666613E-2,null,9.85942496675179E-3,7.1123277462234119E-3,2.9006368692066105E-4,2.3069470513349217E-3,5.5707579216829251E-5,5.9037019396551792E-5,1.9624471030447614E-2]
[2004,2,3,5,9.9931950140192422E-3,7.3811615529797234E-3,5.9269679999999982E-4,3.354793512977653E-3,6.3703859999999907E-5,5.9037019396551792E-5,2.144458775937317E-2,null,1.0317693913568623E-2,7.1376839959454491E-3,2.9006368692066105E-4,2.2933738477430706E-3,5.5707579216829251E-5,5.9037019396551792E-5,2.0094523023394633E-2]
[2004,2,3,6,1.0642986656781692E-2,7.8330746871460005E-3,5.9269679999999982E-4,3.7629795645287988E-3,6.3703859999999907E-5,5.9037019396551792E-5,2.2954478587853044E-2,null,1.0988585582170356E-2,7.5746901666062204E-3,2.9006368692066105E-4,2.5724143347416331E-3,5.5707579216829251E-5,5.9037019396551792E-5,2.1481461349655697E-2]
[2004,2,3,7,1.2037033229160629E-2,8.8128327483508965E-3,5.9269679999999982E-4,4.5887728603575192E-3,6.3703859999999907E-5,5.9037019396551792E-5,2.6154076517265597E-2,null,1.2427899616859689E-2,8.5221295883240161E-3,2.9006368692066105E-4,3.136935739999209E-3,5.5707579216829251E-5,5.9037019396551792E-5,2.4432736211320402E-2]
[2004,2,3,8,1.268671551269877E-2,1.0921902137866989E-2,3.556654957439998E-4,9.5855247327262683E-3,3.8227412308799941E-5,5.9037019396551792E-5,3.3647072310741377E-2,null,1.3098678375125792E-2,1.0561628482886255E-2,1.7406141724735024E-4,6.5527704324839162E-3,3.3429004136434896E-5,5.9037019396551792E-5,3.0420567711879752E-2]
[2004,2,3,9,1.1866811855671179E-2,1.1950322488012123E-2,0,1.046748929079473E-2,0,5.9037019396551792E-5,3.4343660653874584E-2,null,1.2252150817126719E-2,1.1556125002390318E-2,0,7.1556911321591686E-3,0,5.9037019396551792E-5,3.0963966951676202E-2]
[2004,2,3,10,1.1170122507235807E-2,1.2288071878758088E-2,0,1.1230045170456698E-2,0,5.9037019396551792E-5,3.4747276575847141E-2,null,1.153283858115859E-2,1.1882733274498194E-2,0,7.6769827422372046E-3,0,5.9037019396551792E-5,3.1092554597893989E-2]
[2004,2,3,11,1.0627225373376176E-2,1.2414807402155351E-2,0,1.087793939322587E-2,0,5.9037019396551792E-5,3.3979009188153948E-2,null,1.097231249857347E-2,1.2005288255929976E-2,0,7.4362793493110337E-3,0,5.9037019396551792E-5,3.0413880103814482E-2]
[2004,2,3,12,1.0484249705054419E-2,1.2331210281829852E-2,0,1.0817114877198802E-2,0,5.9037019396551792E-5,3.3691611883479626E-2,null,1.0824694126194835E-2,1.1924448699232622E-2,0,7.3946990392804784E-3,0,5.9037019396551792E-5,3.0143841864707935E-2]
[2004,2,3,13,1.0033625462077108E-2,1.2030432421070766E-2,0,1.0375756219691216E-2,0,5.9037019396551792E-5,3.249885112223564E-2,null,1.0359437218614136E-2,1.1633592401390426E-2,0,7.0929813929671353E-3,0,5.9037019396551792E-5,2.9086011012971699E-2]
[2004,2,3,14,9.7275043889201059E-3,1.214448033944446E-2,0,1.0311742370235756E-2,0,5.9037019396551792E-5,3.2242764117996876E-2,null,1.0043375785919571E-2,1.1743878295541894E-2,0,7.0492208194276301E-3,0,5.9037019396551792E-5,2.8836474900889093E-2]
[2004,2,3,15,1.0250349746314804E-2,1.1978473577299115E-2,0,9.8052834664048936E-3,0,5.9037019396551792E-5,3.2093143809415366E-2,null,1.0583198971013124E-2,1.1583347490074669E-2,0,6.7029999266933413E-3,0,5.9037019396551792E-5,2.8869546387781136E-2]
[2004,2,3,16,1.1055500085601246E-2,1.1564886369925826E-2,0,9.5939576647747476E-3,0,5.9037019396551792E-5,3.2273381139698375E-2,null,1.1414494141727727E-2,1.1183403013882522E-2,0,6.5585352778447297E-3,0,5.9037019396551792E-5,2.915643243345498E-2]
[2004,2,3,17,1.2689265090324545E-2,1.1531579040337208E-2,0,1.094129825674851E-2,0,5.9037019396551792E-5,3.5221179406806816E-2,null,1.3101310742603333E-2,1.1151194371428896E-2,0,7.4795921672425828E-3,0,5.9037019396551792E-5,3.173209728127481E-2]
[2004,2,3,18,1.4594432184873704E-2,1.1312608161231232E-2,2.2720043980243429E-4,1.1267218741256788E-2,2.4419812978765343E-5,5.9037019396551792E-5,3.7484916359539475E-2,null,1.5068342398463625E-2,1.0939446541747283E-2,1.1119107988956549E-4,7.7023950052484327E-3,2.1354572014548686E-5,5.9037019396551792E-5,3.3842729597363452E-2]
[2004,2,3,19,1.6199988891192448E-2,1.0821623974488912E-2,5.9269679999999982E-4,9.6365260466452166E-3,6.3703859999999907E-5,5.9037019396551792E-5,3.7373576591723127E-2,null,1.6726034721432866E-2,1.046465812981255E-2,2.9006368692066105E-4,6.5876354932066653E-3,5.5707579216829251E-5,5.9037019396551792E-5,3.412409961058957E-2]
[2004,2,3,20,1.6108719689799305E-2,1.0534258292857165E-2,5.9269679999999982E-4,9.174521417900908E-3,6.3703859999999907E-5,5.9037019396551792E-5,3.6532937079953927E-2,null,1.6631801827709763E-2,1.0186771592301547E-2,2.9006368692066105E-4,6.2718040332376112E-3,5.5707579216829251E-5,5.9037019396551792E-5,3.343614871938641E-2]
[2004,2,3,21,1.4940337325301454E-2,1.0374625049746169E-2,5.9269679999999982E-4,9.8859753607049711E-3,6.3703859999999907E-5,5.9037019396551792E-5,3.5916375415149145E-2,null,1.5425479766148003E-2,1.0032404066757514E-2,2.9006368692066105E-4,6.7581617956419884E-3,5.5707579216829251E-5,5.9037019396551792E-5,3.2561816894684993E-2]
[2004,2,3,22,1.3744305900672422E-2,9.7360958275047021E-3,5.9269679999999982E-4,9.5041228987267704E-3,6.3703859999999907E-5,5.9037019396551792E-5,3.3699962306300443E-2,null,1.419061082453125E-2,9.4149375910784205E-3,2.9006368692066105E-4,6.4971232409263427E-3,5.5707579216829251E-5,5.9037019396551792E-5,3.0448442922673499E-2]
[2004,2,3,23,1.2484524261748311E-2,9.2324109348126456E-3,5.9269679999999982E-4,8.522988371132233E-3,6.3703859999999907E-5,5.9037019396551792E-5,3.0955361247089738E-2,null,1.2889921572483417E-2,8.927867423088905E-3,2.9006368692066105E-4,5.826408856270845E-3,5.5707579216829251E-5,5.9037019396551792E-5,2.7989969117980656E-2]
[2004,2,3,24,1.0912746399978194E-2,8.7544814365347161E-3,5.9269679999999982E-4,7.2435485394160056E-3,6.3703859999999907E-5,5.9037019396551792E-5,2.762621405532547E-2,null,1.1267104960267126E-2,8.4657030731335112E-3,2.9006368692066105E-4,4.9517696755081459E-3,5.5707579216829251E-5,5.9037019396551792E-5,2.5030348975046274E-2]
[2004,2,4,1,8.7356096124759416E-3,7.9286207494679191E-3,5.9269679999999982E-4,3.6501223746739256E-3,6.3703859999999907E-5,5.9037019396551792E-5,2.1029790416014337E-2,null,9.0192722150934934E-3,7.6670845133517485E-3,2.9006368692066105E-4,2.4952639149790727E-3,5.5707579216829251E-5,5.9037019396551792E-5,1.9527391909561802E-2]
[2004,2,4,2,8.7451907559952802E-3,7.5073627259994499E-3,5.9269679999999982E-4,3.2809104088276403E-3,6.3703859999999907E-5,5.9037019396551792E-5,2.0248901570218924E-2,null,9.0291644773815623E-3,7.2597222532667241E-3,2.9006368692066105E-4,2.2428665428397285E-3,5.5707579216829251E-5,5.9037019396551792E-5,1.8877524539625504E-2]
[2004,2,4,3,8.597444416944322E-3,7.3614134839160928E-3,5.9269679999999982E-4,3.1187112733372527E-3,6.3703859999999907E-5,5.9037019396551792E-5,1.9793006853594218E-2,null,8.8766205211153679E-3,7.1185873435426301E-3,2.9006368692066105E-4,2.1319854248152618E-3,5.5707579216829251E-5,5.9037019396551792E-5,1.847296455561075E-2]
[2004,2,4,4,9.0339352503727693E-3,7.0995897603804608E-3,5.9269679999999982E-4,2.7920802539930113E-3,6.3703859999999907E-5,5.9037019396551792E-5,1.9641042944142796E-2,null,9.3272850792547012E-3,6.865400228232209E-3,2.9006368692066105E-4,1.9086968573585816E-3,5.5707579216829251E-5,5.9037019396551792E-5,1.8447153430982979E-2]
[2004,2,4,5,9.4273579670549126E-3,7.1050490236448244E-3,5.9269679999999982E-4,2.6964891929169574E-3,6.3703859999999907E-5,5.9037019396551792E-5,1.9944333863013246E-2,null,9.7334830133164706E-3,6.87067941034359E-3,2.9006368692066105E-4,1.8433497536689564E-3,5.5707579216829251E-5,5.9037019396551792E-5,1.8793283443466507E-2]
[2004,2,4,6,1.0066318933806918E-2,7.5173549641959431E-3,5.9269679999999982E-4,3.1201686087271247E-3,6.3703859999999907E-5,5.9037019396551792E-5,2.1419280186126537E-2,null,1.03931923123361E-2,7.2693848840256993E-3,2.9006368692066105E-4,2.1329816753617096E-3,5.5707579216829251E-5,5.9037019396551792E-5,2.0141330137860999E-2]
[2004,2,4,7,1.137533049558156E-2,8.4054582511770681E-3,5.9269679999999982E-4,3.8186732398772317E-3,6.3703859999999907E-5,5.9037019396551792E-5,2.4314899666032411E-2,null,1.1744710080654032E-2,8.1281928877162176E-3,2.9006368692066105E-4,2.6104871454927848E-3,5.5707579216829251E-5,5.9037019396551792E-5,2.2829161380000525E-2]
[2004,2,4,8,1.1456711087379192E-2,1.0063065253017303E-2,3.3590893594156546E-4,5.9422541025059153E-3,3.6103950330034565E-5,5.9037019396551792E-5,2.7893080348570562E-2,null,1.1828733261978435E-2,9.7311214896279152E-3,1.6439262778001612E-4,4.0621904455857985E-3,3.1572084847776444E-5,5.9037019396551792E-5,2.5818009909819938E-2]
[2004,2,4,9,1.0784311540025593E-2,1.1188088496660786E-2,0,7.3244560424468776E-3,0,5.9037019396551792E-5,2.935589309852981E-2,null,1.1134499565199386E-2,1.0819034326053918E-2,0,5.0070789369632577E-3,0,5.9037019396551792E-5,2.6960612828216563E-2]
[2004,2,4,10,1.0161442066396392E-2,1.1510777626871261E-2,0,8.2554793933737984E-3,0,5.9037019396551792E-5,2.9986736106038001E-2,null,1.0491404282059611E-2,1.113107912060784E-2,0,5.6435367685389393E-3,0,5.9037019396551792E-5,2.7266020171206391E-2]
[2004,2,4,11,9.8205145274157246E-3,1.1761999161140393E-2,0,8.635704449243161E-3,0,5.9037019396551792E-5,3.0277255157195832E-2,null,1.0139406148432275E-2,1.1374013774146992E-2,0,5.9034628104888279E-3,0,5.9037019396551792E-5,2.7416882733068096E-2]
[2004,2,4,12,9.6484064198647541E-3,1.1687244525714209E-2,0,8.3909210076835682E-3,0,5.9037019396551792E-5,2.9785608972659083E-2,null,9.9617093486336836E-3,1.1301725021072781E-2,0,5.7361261499576576E-3,0,5.9037019396551792E-5,2.6999560519664123E-2]
[2004,2,4,13,9.3005194786392794E-3,1.1428166519396224E-2,0,8.2833960794033001E-3,0,5.9037019396551792E-5,2.9071119096835359E-2,null,9.6025258271416492E-3,1.1051193051798809E-2,0,5.6626209230205924E-3,0,5.9037019396551792E-5,2.6316339801961047E-2]
[2004,2,4,14,9.0138069519811997E-3,1.1504123264251919E-2,0,8.2457737977407047E-3,0,5.9037019396551792E-5,2.8822741033370375E-2,null,9.3065031750174838E-3,1.112464426110363E-2,0,5.6369019163146211E-3,0,5.9037019396551792E-5,2.6068049352435736E-2]
[2004,2,4,15,9.4851004886326133E-3,1.1356704671878774E-2,0,7.6454266653902068E-3,0,5.9037019396551792E-5,2.8546268845298144E-2,null,9.7931005493097703E-3,1.0982088469588428E-2,0,5.2264979950079598E-3,0,5.9037019396551792E-5,2.6001687013906156E-2]
[2004,2,4,16,1.0200307966243027E-2,1.0902055012330351E-2,0,7.1862952906197146E-3,0,5.9037019396551792E-5,2.8347695288589644E-2,null,1.0531532234904564E-2,1.054243604152163E-2,0,4.9126307231464553E-3,0,5.9037019396551792E-5,2.5986598999572647E-2]
[2004,2,4,17,1.1665543644874526E-2,1.082378404704854E-2,0,8.0775160166307765E-3,0,5.9037019396551792E-5,3.0625880727950392E-2,null,1.2044347027586114E-2,{"$f":"F835*W$5","v":1.046674694946895E-2},{"$f":"G835*X$5","v":0},{"$f":"H835*Y$5","v":5.521879041319764E-3},{"$f":"I835*Z$5","v":0},{"$f":"J835","v":5.9037019396551792E-5},2.8032973018374829E-2]
[2004,2,4,18,1.3339235091689263E-2,1.0543311256429599E-2,2.1732216019756552E-4,7.8285312368116915E-3,2.3358082021234584E-5,5.9037019396551792E-5,3.2010794846545905E-2,null,{"$f":"E836*V$5","v":1.3772386561465566E-2},1.0195525931675239E-2,1.0635668530093027E-4,5.3516702996150222E-3,2.0426112398073251E-5,5.9037019396551792E-5,{"$f":"SUM(M836:Q836)","v":2.9446365590454833E-2}]
[2004,2,4,19,1.4793767041032729E-2,9.9739878432251322E-3,5.9269679999999982E-4,5.9363470848417853E-3,6.3703859999999907E-5,5.9037019396551792E-5,3.1419539648496198E-2,null,1.5274150053499755E-2,9.6449824181944789E-3,2.9006368692066105E-4,4.0581523431581328E-3,5.5707579216829251E-5,5.9037019396551792E-5,2.9323056080989857E-2]
[2004,2,4,20,1.4786790570934297E-2,9.7793439065459887E-3,5.9269679999999982E-4,5.6756920208070449E-3,6.3703859999999907E-5,5.9037019396551792E-5,3.0957264177683887E-2,null,1.5266947043554307E-2,9.456759073972771E-3,2.9006368692066105E-4,3.8799656664441637E-3,5.5707579216829251E-5,5.9037019396551792E-5,2.8949443050108728E-2]
[2004,2,4,21,1.354277350963203E-2,9.5508258888911332E-3,5.9269679999999982E-4,5.7626714991216334E-3,6.3703859999999907E-5,5.9037019396551792E-5,2.9571708577041351E-2,null,1.3982534276289441E-2,9.2357790309683229E-3,2.9006368692066105E-4,3.9394257971751192E-3,5.5707579216829251E-5,5.9037019396551792E-5,2.7503510370570375E-2]
[2004,2,4,22,1.2352037835772588E-2,8.9731346107276132E-3,5.9269679999999982E-4,5.2126871069848027E-3,6.3703859999999907E-5,5.9037019396551792E-5,2.7253297232881557E-2,null,1.2753133048992933E-2,8.6771436778265865E-3,2.9006368692066105E-4,3.5634504005630182E-3,5.5707579216829251E-5,5.9037019396551792E-5,2.5339498393520028E-2]
[2004,2,4,23,1.1294266756298688E-2,8.5194682022799451E-3,5.9269679999999982E-4,4.9816447973754776E-3,6.3703859999999907E-5,5.9037019396551792E-5,2.5510817435350663E-2,null,1.1661014040675162E-2,8.2384420669984436E-3,2.9006368692066105E-4,3.405507329393227E-3,5.5707579216829251E-5,5.9037019396551792E-5,2.3650734703204321E-2]
[2004,2,4,24,9.8252202070921637E-3,8.1004169566775627E-3,5.9269679999999982E-4,4.0366978930034148E-3,6.3703859999999907E-5,5.9037019396551792E-5,2.2677772736169693E-2,null,1.0144264630878448E-2,7.8332137912388283E-3,2.9006368692066105E-4,2.7595312031102209E-3,5.5707579216829251E-5,5.9037019396551792E-5,2.1082780891364988E-2]
[2004,2,5,1,9.548045234786284E-3,8.0042376987952777E-3,5.9269679999999982E-4,3.9486657624338822E-3,6.3703859999999907E-5,5.9037019396551792E-5,2.2216386375411998E-2,null,9.858089236448344E-3,7.7402071357414752E-3,2.9006368692066105E-4,2.6993514676873767E-3,5.5707579216829251E-5,5.9037019396551792E-5,2.0643419106014686E-2]
[2004,2,5,2,9.6020227148128565E-3,7.566669591378852E-3,5.9269679999999982E-4,3.507303903156643E-3,6.3703859999999907E-5,5.9037019396551792E-5,2.1391433888744905E-2,null,9.913819472509848E-3,7.3170728017989345E-3,2.9006368692066105E-4,2.3976316326089846E-3,5.5707579216829251E-5,5.9037019396551792E-5,1.9974295173055254E-2]
[2004,2,5,3,9.4576099924598492E-3,7.4558326525137894E-3,5.9269679999999982E-4,3.2809372106266171E-3,6.3703859999999907E-5,5.9037019396551792E-5,2.0909817534996808E-2,null,9.7647173821000036E-3,7.209891968671475E-3,2.9006368692066105E-4,2.242884864845124E-3,5.5707579216829251E-5,5.9037019396551792E-5,1.9563265481754091E-2]
[2004,2,5,4,9.9747180692645095E-3,7.1904570157078403E-3,5.9269679999999982E-4,2.8686655212031473E-3,6.3703859999999907E-5,5.9037019396551792E-5,2.0749278285572048E-2,null,1.029861698570223E-2,6.9532701047347626E-3,2.9006368692066105E-4,1.9610513907337961E-3,5.5707579216829251E-5,5.9037019396551792E-5,1.9558709747308278E-2]
[2004,2,5,5,1.0436402804983071E-2,7.1948316397925215E-3,5.9269679999999982E-4,2.7230099087918879E-3,6.3703859999999907E-5,5.9037019396551792E-5,2.1069682032964034E-2,null,1.0775293542201757E-2,6.9575004259509275E-3,2.9006368692066105E-4,1.8614796075558521E-3,5.5707579216829251E-5,5.9037019396551792E-5,1.9940044841846027E-2]
[2004,2,5,6,1.1112769628986822E-2,7.642269814536526E-3,5.9269679999999982E-4,3.1573739662934231E-3,6.3703859999999907E-5,5.9037019396551792E-5,2.2627851089213322E-2,null,1.147362334098715E-2,7.3901792497542158E-3,2.9006368692066105E-4,2.158415668156916E-3,5.5707579216829251E-5,5.9037019396551792E-5,2.1367989525035769E-2]
[2004,2,5,7,1.2549720419934707E-2,8.5956473620287851E-3,5.9269679999999982E-4,3.826048194519704E-3,6.3703859999999907E-5,5.9037019396551792E-5,2.5686853655879749E-2,null,1.2957234779477193E-2,8.3121083545415406E-3,2.9006368692066105E-4,2.6155287458297085E-3,5.5707579216829251E-5,5.9037019396551792E-5,2.4230643145985931E-2]
[2004,2,5,8,1.2473396508384698E-2,1.0302429327318931E-2,3.2603065574399989E-4,6.2709961177543532E-3,3.5042219308799949E-5,5.9037019396551792E-5,2.9466931847907333E-2,null,1.2878432478856167E-2,9.962589817489851E-3,1.5955823290131723E-4,4.2869221131261797E-3,3.0643625175593434E-5,5.9037019396551792E-5,2.7318146267549109E-2]
[2004,2,5,9,1.1752479111576588E-2,1.1422891612953694E-2,0,7.7778772653331807E-3,0,5.9037019396551792E-5,3.1012285009260017E-2,null,1.2134105461641165E-2,1.1046092145251147E-2,0,5.317042686015629E-3,0,5.9037019396551792E-5,2.8497240292907941E-2]
[2004,2,5,10,1.1057282129964336E-2,1.1800503336281944E-2,0,8.761898819923954E-3,0,5.9037019396551792E-5,3.1678721305566787E-2,null,1.1416334052612382E-2,1.1411247837202283E-2,0,5.9897306741687152E-3,0,5.9037019396551792E-5,2.8817312563983382E-2]
[2004,2,5,11,1.065398329190512E-2,1.2057063065076284E-2,0,9.2155508310086502E-3,0,5.9037019396551792E-5,3.1985634207386607E-2,null,1.0999939299887618E-2,1.1659344597729115E-2,0,6.2998521925790264E-3,0,5.9037019396551792E-5,2.895913609019576E-2]
[2004,2,5,12,1.045743704094567E-2,1.1944390805135818E-2,0,9.0053786604020088E-3,0,5.9037019396551792E-5,3.1466243525880053E-2,null,1.0797010801603122E-2,1.1550388984064295E-2,0,6.1561761786222543E-3,0,5.9037019396551792E-5,2.8503575964289672E-2]
[2004,2,5,13,1.0047983250726523E-2,1.1704556295955858E-2,0,8.8998661130807906E-3,0,5.9037019396551792E-5,3.0711442679159724E-2,null,1.0374261233191311E-2,1.1318465739252215E-2,0,6.0840466375046967E-3,0,5.9037019396551792E-5,2.7776773609948222E-2]
[2004,2,5,14,9.7246285270376071E-3,1.182207871871473E-2,0,8.8433067568707731E-3,0,5.9037019396551792E-5,3.0449051022019662E-2,null,1.0040406539087133E-2,1.1432111526581188E-2,0,6.0453820377683902E-3,0,5.9037019396551792E-5,2.7517900103436712E-2]
[2004,2,5,15,1.0260181585327967E-2,1.162990963180935E-2,0,8.2078472438828209E-3,0,5.9037019396551792E-5,3.0156975480416688E-2,null,1.0593350069375859E-2,1.1246281395879571E-2,0,5.6109749057799288E-3,0,5.9037019396551792E-5,2.7450606371035358E-2]
[2004,2,5,16,1.1038694452377165E-2,1.1169580208264255E-2,0,7.6798852257401427E-3,0,5.9037019396551792E-5,2.9947196905778115E-2,null,1.1397142796198443E-2,1.0801136558482778E-2,0,5.2500542469297888E-3,0,5.9037019396551792E-5,2.7448333601611013E-2]
[2004,2,5,17,1.2657415993864484E-2,1.1064341601317933E-2,0,8.5731327640623089E-3,0,5.9037019396551792E-5,3.2353927378641276E-2,null,1.3068427442693981E-2,1.0699369388754171E-2,0,5.8606881163540429E-3,0,5.9037019396551792E-5,2.9628484947802198E-2]
[2004,2,5,18,1.4550570594580974E-2,1.0738318681486354E-2,2.0744387999999987E-4,8.2393200348360781E-3,2.2296350999999964E-5,5.9037019396551792E-5,3.3816986561299958E-2,null,1.5023056535176871E-2,1.0384100774120766E-2,1.0152229042223133E-4,5.6324900528101317E-3,1.9497652725890234E-5,5.9037019396551792E-5,3.116066730525589E-2]
[2004,2,5,19,1.6173768920549964E-2,1.0176522396477913E-2,5.9269679999999982E-4,6.1266433082003266E-3,6.3703859999999907E-5,5.9037019396551792E-5,3.3192372304624754E-2,null,1.6698963336242004E-2,9.8408360963726446E-3,2.9006368692066105E-4,4.1882409403509284E-3,5.5707579216829251E-5,5.9037019396551792E-5,3.1073811639103065E-2]
[2004,2,5,20,1.609661192271844E-2,9.9335454299935462E-3,5.9269679999999982E-4,5.958416990117241E-3,6.3703859999999907E-5,5.9037019396551792E-5,3.2704012022225781E-2,null,1.6619300897372482E-2,9.6058740524435672E-3,2.9006368692066105E-4,4.0732395738282473E-3,5.5707579216829251E-5,5.9037019396551792E-5,3.0644185789781786E-2]
[2004,2,5,21,1.470408508814006E-2,9.6975046509900908E-3,5.9269679999999982E-4,6.1232476813124579E-3,6.3703859999999907E-5,5.9037019396551792E-5,3.1240275099839163E-2,null,1.5181555949389955E-2,9.3776193965075614E-3,2.9006368692066105E-4,4.185919652357731E-3,5.5707579216829251E-5,5.9037019396551792E-5,2.9090866264392733E-2]
[2004,2,5,22,1.3417323445858565E-2,9.0373965850980877E-3,5.9269679999999982E-4,5.6208931138040756E-3,6.3703859999999907E-5,5.9037019396551792E-5,2.8791050824157279E-2,null,1.385301059966385E-2,8.7392858844047416E-3,2.9006368692066105E-4,3.8425045292029727E-3,5.5707579216829251E-5,5.9037019396551792E-5,2.6780572279409054E-2]
[2004,2,5,23,1.2273487536145947E-2,8.6431988521076843E-3,5.9269679999999982E-4,5.3181268860981006E-3,6.3703859999999907E-5,5.9037019396551792E-5,2.6950250953748284E-2,null,1.2672032065050378E-2,8.3580912946632762E-3,2.9006368692066105E-4,3.6355301965310316E-3,5.5707579216829251E-5,5.9037019396551792E-5,2.5011424822382174E-2]
[2004,2,5,24,1.0725774645989526E-2,8.216604364486315E-3,5.9269679999999982E-4,4.2995356252831267E-3,6.3703859999999907E-5,5.9037019396551792E-5,2.3957352315155521E-2,null,1.1074061861895504E-2,7.9455686008842192E-3,2.9006368692066105E-4,2.9392099759105671E-3,5.5707579216829251E-5,5.9037019396551792E-5,2.2304611704827778E-2]
[2004,2,6,1,9.7216102462220986E-3,8.159329356025851E-3,5.9269679999999982E-4,4.5353067564728186E-3,6.3703859999999907E-5,5.9037019396551792E-5,2.3131684038117321E-2,null,1.0037290248695929E-2,7.8901828857333486E-3,2.9006368692066105E-4,3.1003857216700473E-3,5.5707579216829251E-5,5.9037019396551792E-5,2.1373630122236816E-2]
[2004,2,6,2,9.6268654622113214E-3,7.7487217689244606E-3,5.9269679999999982E-4,4.2245738353008187E-3,6.3703859999999907E-5,5.9037019396551792E-5,2.2315598745833151E-2,null,9.9394689132812804E-3,7.4931197430245658E-3,2.9006368692066105E-4,2.887965269474717E-3,5.5707579216829251E-5,5.9037019396551792E-5,2.066632519191805E-2]
[2004,2,6,3,9.6402749567605518E-3,7.6603482833367802E-3,5.9269679999999982E-4,3.9613070537988654E-3,6.3703859999999907E-5,5.9037019396551792E-5,2.197736797329275E-2,null,9.9533138407644859E-3,7.4076613759074747E-3,2.9006368692066105E-4,2.7079931938937749E-3,5.5707579216829251E-5,5.9037019396551792E-5,2.0414739676703222E-2]
[2004,2,6,4,1.0003832194972076E-2,7.4544221714201381E-3,5.9269679999999982E-4,3.9731293867660486E-3,6.3703859999999907E-5,5.9037019396551792E-5,2.2146821432554815E-2,null,1.0328676504924103E-2,7.2085280141967658E-3,2.9006368692066105E-4,2.7160750711065942E-3,5.5707579216829251E-5,5.9037019396551792E-5,2.0599050856364952E-2]
[2004,2,6,5,1.0824145980709181E-2,7.3777337641475517E-3,5.9269679999999982E-4,3.6924528360451894E-3,6.3703859999999907E-5,5.9037019396551792E-5,2.2609770260298475E-2,null,1.1175627509326854E-2,7.1343692773455022E-3,2.9006368692066105E-4,2.5242014852635665E-3,5.5707579216829251E-5,5.9037019396551792E-5,2.1179969538073409E-2]
[2004,2,6,6,1.1447286356080784E-2,7.800330855183793E-3,5.9269679999999982E-4,3.7102013617459025E-3,6.3703859999999907E-5,5.9037019396551792E-5,2.3673256252407033E-2,null,1.1819002490926916E-2,7.543026434050709E-3,2.9006368692066105E-4,2.5363345731929882E-3,5.5707579216829251E-5,5.9037019396551792E-5,2.2244134764308102E-2]
[2004,2,6,7,1.2904011697421997E-2,8.7794280237900764E-3,5.9269679999999982E-4,4.8254352030848774E-3,6.3703859999999907E-5,5.9037019396551792E-5,2.7224312603693505E-2,null,1.33230305987555E-2,8.4898267636025482E-3,2.9006368692066105E-4,3.2987207277956091E-3,5.5707579216829251E-5,5.9037019396551792E-5,2.5457349356291147E-2]
[2004,2,6,8,1.2791814301739722E-2,1.0416768862244213E-2,3.1615237554643433E-4,6.6478990544332692E-3,3.3980488287565332E-5,5.9037019396551792E-5,3.0265652101647757E-2,null,1.3207189930688354E-2,1.0073157708828115E-2,1.5472383802261832E-4,4.5445771177555945E-3,2.9715165503410424E-5,5.9037019396551792E-5,2.800936376079809E-2]
[2004,2,6,9,1.2274244506230346E-2,1.1457948440092975E-2,0,8.0374580885774118E-3,0,5.9037019396551792E-5,3.1828688054297283E-2,null,1.2672813615457589E-2,1.1079992575721965E-2,0,5.4944949998766831E-3,0,5.9037019396551792E-5,2.9247301191056237E-2]
[2004,2,6,10,1.2800281644136954E-2,1.1814854744558003E-2,0,8.5921516164356691E-3,0,5.9037019396551792E-5,3.3266325024527178E-2,null,1.3215932224518652E-2,1.1425125844943483E-2,0,5.8736896136081726E-3,0,5.9037019396551792E-5,3.0514747683070307E-2]
[2004,2,6,11,1.175030137272827E-2,1.2027563719121281E-2,0,9.0227368422940331E-3,0,5.9037019396551792E-5,3.2859638953540132E-2,null,1.2131857007285064E-2,1.1630818327439191E-2,0,6.1680424232186922E-3,0,5.9037019396551792E-5,2.9930717757942947E-2]
[2004,2,6,12,1.0846324375946539E-2,1.1947863880115317E-2,0,8.710435666419292E-3,0,5.9037019396551792E-5,3.1563660941877701E-2,null,1.1198526081128183E-2,1.1553747494986994E-2,0,5.9545498948112329E-3,0,5.9037019396551792E-5,2.8706823470926408E-2]
[2004,2,6,13,1.0507008782415967E-2,1.1689873914613243E-2,0,8.7675276781065369E-3,0,5.9037019396551792E-5,3.1023447394532298E-2,null,1.08481922360228E-2,1.1304267676036914E-2,0,5.993578623706787E-3,0,5.9037019396551792E-5,2.8146038535766499E-2]
[2004,2,6,14,9.4309153751431889E-3,1.1746728530550893E-2,0,8.4813010976781764E-3,0,5.9037019396551792E-5,2.9717982022768812E-2,null,9.7371559375142875E-3,1.135924686587865E-2,0,5.7979109763407052E-3,0,5.9037019396551792E-5,2.6894313779733642E-2]
[2004,2,6,15,9.9501907576315957E-3,1.1543137059842867E-2,0,7.8870352789193569E-3,0,5.9037019396551792E-5,2.9439400115790371E-2,null,1.0273293223522457E-2,1.1162371134091281E-2,0,5.3916643080802081E-3,0,5.9037019396551792E-5,2.6827328665693945E-2]
[2004,2,6,16,1.0449897872419064E-2,1.1042630179387192E-2,0,7.5482499878994445E-3,0,5.9037019396551792E-5,2.9099815059102252E-2,null,1.07892268212934E-2,1.067837414732341E-2,0,5.1600669464484114E-3,0,5.9037019396551792E-5,2.6627667915065219E-2]
[2004,2,6,17,1.1486080769306068E-2,1.087359667997936E-2,0,8.2536239031708591E-3,0,5.9037019396551792E-5,3.0672338371852841E-2,null,1.1859056635837872E-2,1.0514916445599636E-2,0,5.6422683349707618E-3,0,5.9037019396551792E-5,2.801624141640827E-2]
[2004,2,6,18,1.535592737825894E-2,1.0317669433048642E-2,1.8768732019756553E-4,6.1111926972863655E-3,2.0172889021234592E-5,5.9037019396551792E-5,3.2051686737209303E-2,null,1.5854564853942616E-2,9.977327207802025E-3,9.1853500954897224E-5,4.1776787323149758E-3,1.7640733437231789E-5,5.9037019396551792E-5,3.0119065028451745E-2]
[2004,2,6,19,1.5530815317387016E-2,1.0093932338742277E-2,5.9269679999999982E-4,6.1337786739016163E-3,6.3703859999999907E-5,5.9037019396551792E-5,3.247396400942746E-2,null,1.6035131751973415E-2,9.7609703829490049E-3,2.9006368692066105E-4,4.1931187550450716E-3,5.5707579216829251E-5,5.9037019396551792E-5,3.0334992156104981E-2]
[2004,2,6,20,1.636410251069766E-2,9.5236099329605792E-3,5.9269679999999982E-4,4.6995539299134791E-3,6.3703859999999907E-5,5.9037019396551792E-5,3.1302704052968269E-2,null,1.6895477436273031E-2,9.2094608300069235E-3,2.9006368692066105E-4,3.2126669010265068E-3,5.5707579216829251E-5,5.9037019396551792E-5,2.9663376433443949E-2]
[2004,2,6,21,1.4364771136611951E-2,9.4223461447895118E-3,5.9269679999999982E-4,5.5028181908862864E-3,6.3703859999999907E-5,5.9037019396551792E-5,3.0005373151684299E-2,null,1.4831223799606117E-2,9.1115373643017653E-3,2.9006368692066105E-4,3.7617872095687191E-3,5.5707579216829251E-5,5.9037019396551792E-5,2.8050319639614088E-2]
[2004,2,6,22,1.365684874390702E-2,8.8333416593802568E-3,5.9269679999999982E-4,5.1316496968365766E-3,6.3703859999999907E-5,5.9037019396551792E-5,2.8337277779520408E-2,null,1.4100313760099853E-2,8.5419619852953894E-3,2.9006368692066105E-4,3.5080523331696501E-3,5.5707579216829251E-5,5.9037019396551792E-5,2.649609934470238E-2]
[2004,2,6,23,1.2189225043449645E-2,8.3064068762226731E-3,5.9269679999999982E-4,4.8013128871661351E-3,6.3703859999999907E-5,5.9037019396551792E-5,2.6012382486235004E-2,null,1.258503340177851E-2,8.0324088557974255E-3,2.9006368692066105E-4,3.2822304465723279E-3,5.5707579216829251E-5,5.9037019396551792E-5,2.4245443970285753E-2]
[2004,2,6,24,1.0789687092441073E-2,7.8715528080737646E-3,5.9269679999999982E-4,5.4353021415629206E-3,6.3703859999999907E-5,5.9037019396551792E-5,2.4811979721474312E-2,null,1.114004967248354E-2,7.6118990348810634E-3,2.9006368692066105E-4,3.7156324935713981E-3,5.5707579216829251E-5,5.9037019396551792E-5,2.281335246707349E-2]
[2004,2,7,1,1.0001245199563982E-2,7.8515035885672064E-3,5.9269679999999982E-4,6.5211910089723636E-3,6.3703859999999907E-5,5.9037019396551792E-5,2.5089377476500103E-2,null,1.0326005504634498E-2,7.5925111658883592E-3,2.9006368692066105E-4,4.4579581003303583E-3,5.5707579216829251E-5,5.9037019396551792E-5,2.2722246036990704E-2]
[2004,2,7,2,9.3092959980449249E-3,7.6140601410250672E-3,5.9269679999999982E-4,6.6594187479680905E-3,6.3703859999999907E-5,5.9037019396551792E-5,2.4298212566434635E-2,null,9.6115873375721868E-3,7.3629001103249613E-3,2.9006368692066105E-4,4.552452107314438E-3,5.5707579216829251E-5,5.9037019396551792E-5,2.1872710821349072E-2]
[2004,2,7,3,9.753261888375513E-3,7.4157901788701385E-3,5.9269679999999982E-4,6.0106131108265464E-3,6.3703859999999907E-5,5.9037019396551792E-5,2.389510285746875E-2,null,1.0069969682564937E-2,7.171170349962429E-3,2.9006368692066105E-4,4.1089214176512111E-3,5.5707579216829251E-5,5.9037019396551792E-5,2.1695832716316064E-2]
[2004,2,7,4,9.8826143535380457E-3,7.2957669024480525E-3,5.9269679999999982E-4,5.8418176609549028E-3,6.3703859999999907E-5,5.9037019396551792E-5,2.3735636596337553E-2,null,1.0203522479307144E-2,7.0551062029972373E-3,2.9006368692066105E-4,3.9935309863605353E-3,5.5707579216829251E-5,5.9037019396551792E-5,2.1597930934802403E-2]
[2004,2,7,5,1.0291773230628088E-2,7.3113139015180961E-3,5.9269679999999982E-4,5.7620500290871497E-3,6.3703859999999907E-5,5.9037019396551792E-5,2.4080574840629889E-2,null,1.0625967558174527E-2,7.0701403633594952E-3,2.9006368692066105E-4,3.9390009534049355E-3,5.5707579216829251E-5,5.9037019396551792E-5,2.1980880141076447E-2]
[2004,2,7,6,1.0201881737817803E-2,7.5576466782279412E-3,5.9269679999999982E-4,6.1674992060536775E-3,6.3703859999999907E-5,5.9037019396551792E-5,2.4642465301495973E-2,null,1.0533157109969609E-2,7.3083475215931296E-3,2.9006368692066105E-4,4.2161704827506251E-3,5.5707579216829251E-5,5.9037019396551792E-5,2.2403446380450855E-2]
[2004,2,7,7,1.1768522625636314E-2,7.9134355546988527E-3,5.9269679999999982E-4,5.2921998330720211E-3,6.3703859999999907E-5,5.9037019396551792E-5,2.5689595692803741E-2,null,1.2150669940482422E-2,7.6524002226882109E-3,2.9006368692066105E-4,3.617806177115517E-3,5.5707579216829251E-5,5.9037019396551792E-5,2.3766647606423639E-2]
[2004,2,7,8,1.2481604661143062E-2,8.6989796969272042E-3,3.062740959415655E-4,6.6177349384007418E-3,3.2918757330034573E-5,5.9037019396551792E-5,2.8196549169139162E-2,null,1.2886907166644989E-2,8.4120321331736959E-3,1.4988944343398308E-4,4.523956595335458E-3,2.8786705886934986E-5,5.9037019396551792E-5,2.6001572044475063E-2]
[2004,2,7,9,1.3288821001192948E-2,9.1897828877483979E-3,0,7.4424530694610315E-3,0,5.9037019396551792E-5,2.9980093977798928E-2,null,1.3720335425273166E-2,{"$f":"F899*W$5","v":8.8866455195815829E-3},{"$f":"G899*X$5","v":0},{"$f":"H899*Y$5","v":5.0877430060986195E-3},{"$f":"I899*Z$5","v":0},{"$f":"J899","v":5.9037019396551792E-5},2.7694723950953369E-2]
[2004,2,7,10,1.4094075213713026E-2,9.50400774143682E-3,0,7.8471305657476804E-3,0,5.9037019396551792E-5,3.1504250540294078E-2,null,{"$f":"E900*V$5","v":1.4551737842191706E-2},9.1905052431768119E-3,0,5.3643850060201594E-3,0,5.9037019396551792E-5,{"$f":"SUM(M900:Q900)","v":2.9106628091388677E-2}]
[2004,2,7,11,1.528079807769382E-2,9.4788592478714916E-3,0,7.2666098366539781E-3,0,5.9037019396551792E-5,3.2085304181615842E-2,null,1.5776995955698966E-2,9.1661863065494297E-3,0,4.9675346326585644E-3,0,5.9037019396551792E-5,2.9910716894906961E-2]
[2004,2,7,12,1.3502879907626882E-2,9.5712457053580922E-3,0,7.9693444361760117E-3,0,5.9037019396551792E-5,3.110250706855754E-2,null,1.3941345249754742E-2,9.2555252722814549E-3,0,5.4479317558238519E-3,0,5.9037019396551792E-5,2.8644802277860048E-2]
[2004,2,7,13,1.3097522345981549E-2,9.4489305761914274E-3,0,7.6901106060810369E-3,0,5.9037019396551792E-5,3.0295600547650566E-2,null,1.352282492259814E-2,9.1372448724218337E-3,0,5.2570444297134139E-3,0,5.9037019396551792E-5,2.7917114224733384E-2]
[2004,2,7,14,1.1270675594551704E-2,9.5689216967653496E-3,0,8.7625271448229167E-3,0,5.9037019396551792E-5,2.9661161455536524E-2,null,1.1636656827028335E-2,9.2532779242428306E-3,0,5.9901602039998635E-3,0,5.9037019396551792E-5,2.6880094955271029E-2]
[2004,2,7,15,1.104207445063366E-2,9.4129356297133638E-3,0,8.2074343987599309E-3,0,5.9037019396551792E-5,2.8721481498503506E-2,null,1.1400632549714709E-2,9.1024372677423679E-3,0,5.6106926803003747E-3,0,5.9037019396551792E-5,2.6113762497757452E-2]
[2004,2,7,16,1.1906600882629679E-2,9.2280280617464197E-3,0,7.8795993088678525E-3,0,5.9037019396551792E-5,2.9073265272640505E-2,null,1.2293231872855203E-2,8.9236291249949647E-3,0,5.3865809969366905E-3,0,5.9037019396551792E-5,2.6603441994786859E-2]
[2004,2,7,17,1.2933474722366278E-2,9.3159136534384061E-3,0,8.5326414815133176E-3,0,5.9037019396551792E-5,3.0841066876714555E-2,null,1.33534503466656E-2,9.0086156920537556E-3,0,5.8330078289979938E-3,0,5.9037019396551792E-5,2.8195073867717347E-2]
[2004,2,7,18,1.4308864302204211E-2,9.3919782850218625E-3,1.7780903999999991E-4,9.3227758085361375E-3,1.9111157999999969E-5,5.9037019396551792E-5,3.3279575613158759E-2,null,1.4773501559192874E-2,9.0821712292972877E-3,8.7019106076198296E-5,6.3731523698731321E-3,1.6712273765048773E-5,5.9037019396551792E-5,3.033255653820454E-2]
[2004,2,7,19,1.4559680520489759E-2,8.9650325595446011E-3,5.9269679999999982E-4,8.3509195828231873E-3,6.3703859999999907E-5,5.9037019396551792E-5,3.25910703422541E-2,null,1.5032462278482218E-2,8.6693088837161703E-3,2.9006368692066105E-4,5.708780734720512E-3,5.5707579216829251E-5,5.9037019396551792E-5,2.9756323163056389E-2]
[2004,2,7,20,1.4827866929249395E-2,8.5771573937178207E-3,5.9269679999999982E-4,7.6205910379349472E-3,6.3703859999999907E-5,5.9037019396551792E-5,3.1741053040298714E-2,null,1.5309357232846588E-2,8.2942283027432669E-3,2.9006368692066105E-4,5.2095200861507233E-3,5.5707579216829251E-5,5.9037019396551792E-5,2.9158876887878066E-2]
[2004,2,7,21,1.3373474810478712E-2,8.445778425079745E-3,5.9269679999999982E-4,8.1332244182617999E-3,6.3703859999999907E-5,5.9037019396551792E-5,3.0667915333216812E-2,null,1.3807738111961738E-2,8.1671830463671546E-3,2.9006368692066105E-4,5.5599619191201207E-3,5.5707579216829251E-5,5.9037019396551792E-5,2.7880654343586504E-2]
[2004,2,7,22,1.3251577429894291E-2,8.0487467020247914E-3,5.9269679999999982E-4,7.3634284409486673E-3,6.3703859999999907E-5,5.9037019396551792E-5,2.9379190252264303E-2,null,1.3681882481207866E-2,7.7832479495411047E-3,2.9006368692066105E-4,5.0337208984318474E-3,5.5707579216829251E-5,5.9037019396551792E-5,2.6844622595318307E-2]
[2004,2,7,23,1.3212789437971242E-2,7.5068849818635376E-3,5.9269679999999982E-4,5.9463199772350032E-3,6.3703859999999907E-5,5.9037019396551792E-5,2.7381432076466334E-2,null,1.3641834966111587E-2,7.2592602681647075E-3,2.9006368692066105E-4,4.064969922395867E-3,5.5707579216829251E-5,5.9037019396551792E-5,2.5311836422809649E-2]
[2004,2,7,24,1.0022381305135893E-2,7.5982863361061725E-3,5.9269679999999982E-4,8.1302842914150238E-3,6.3703859999999907E-5,5.9037019396551792E-5,2.6466389612053644E-2,null,1.0347827941553813E-2,7.3476466256103086E-3,2.9006368692066105E-4,5.5579520159790303E-3,5.5707579216829251E-5,5.9037019396551792E-5,2.3599197849280641E-2]
[2004,2,8,1,8.9405850803883323E-3,7.2227951969966635E-3,5.9269679999999982E-4,6.5570263876761738E-3,6.3703859999999907E-5,5.9037019396551792E-5,2.343584434445772E-2,null,9.2309036437550618E-3,6.9845415675508062E-3,2.9006368692066105E-4,4.4824555604647508E-3,5.5707579216829251E-5,5.9037019396551792E-5,2.1043672037908107E-2]
[2004,2,8,2,9.1436656707917473E-3,7.0269217071703321E-3,5.9269679999999982E-4,6.0353486932059842E-3,6.3703859999999907E-5,5.9037019396551792E-5,2.2921373750564616E-2,null,9.4405786644696336E-3,6.7951292286488087E-3,2.9006368692066105E-4,4.1258309345911515E-3,5.5707579216829251E-5,5.9037019396551792E-5,2.0707310093847082E-2]
[2004,2,8,3,8.6204230519884278E-3,6.9086031983341201E-3,5.9269679999999982E-4,6.1226127542975519E-3,6.3703859999999907E-5,5.9037019396551792E-5,2.2367076684016652E-2,null,8.9003453181001231E-3,6.6807136152141683E-3,2.9006368692066105E-4,4.1854856092473046E-3,5.5707579216829251E-5,5.9037019396551792E-5,2.0112315808699086E-2]
[2004,2,8,4,9.2886188608919673E-3,6.7516908896583308E-3,5.9269679999999982E-4,5.2894602580890425E-3,6.3703859999999907E-5,5.9037019396551792E-5,2.2045207688035893E-2,null,9.5902387726884038E-3,6.5289772704176094E-3,2.9006368692066105E-4,3.6159333734405398E-3,5.5707579216829251E-5,5.9037019396551792E-5,2.0080920682684043E-2]
[2004,2,8,5,9.6053666398594629E-3,6.75741291581285E-3,5.9269679999999982E-4,5.1132350120805725E-3,6.3703859999999907E-5,5.9037019396551792E-5,2.219145224714944E-2,null,9.9172719814474199E-3,6.5345105478312442E-3,2.9006368692066105E-4,3.4954638515625157E-3,5.5707579216829251E-5,5.9037019396551792E-5,2.0293017646978669E-2]
[2004,2,8,6,9.8635956115229999E-3,6.8974479426627327E-3,5.9269679999999982E-4,5.1164923572035474E-3,6.3703859999999907E-5,5.9037019396551792E-5,2.2592973590785832E-2,null,1.0183886160946792E-2,6.6699263306784166E-3,2.9006368692066105E-4,3.497690608616029E-3,5.5707579216829251E-5,5.9037019396551792E-5,2.0697274366378728E-2]
[2004,2,8,7,1.0051079128276269E-2,7.3695717008391533E-3,5.9269679999999982E-4,5.7221701701664941E-3,6.3703859999999907E-5,5.9037019396551792E-5,2.3858258678678468E-2,null,1.0377457640036905E-2,7.1264764506904985E-3,2.9006368692066105E-4,3.9117386419850186E-3,5.5707579216829251E-5,5.9037019396551792E-5,2.1761443998849911E-2]
[2004,2,8,8,1.1569742778136903E-2,7.7971460901355627E-3,2.8651753554643426E-4,5.0048970041962158E-3,3.0795295287565327E-5,5.9037019396551792E-5,2.4748135722699231E-2,null,1.1945435316339941E-2,7.5399467227678114E-3,1.4022065367658523E-4,3.4214027944400945E-3,2.6929786542568953E-5,5.9037019396551792E-5,2.3073935273767002E-2]
[2004,2,8,9,1.316864053359695E-2,8.1024651787778255E-3,0,5.4758775578986219E-3,0,5.9037019396551792E-5,2.6806020289669948E-2,null,1.3596252459084123E-2,7.835194449973942E-3,0,3.7433702957120106E-3,0,5.9037019396551792E-5,2.5174817204770075E-2]
[2004,2,8,10,1.3666396161569071E-2,8.6306482645681949E-3,0,6.3491733462323731E-3,0,5.9037019396551792E-5,2.870525479176619E-2,null,1.4110171201385033E-2,8.3459547051607519E-3,0,4.3403649287829301E-3,0,5.9037019396551792E-5,2.6796490835328715E-2]
[2004,2,8,11,1.3038430742618271E-2,8.9378564886216927E-3,0,7.0773250314208275E-3,0,5.9037019396551792E-5,2.911264928205734E-2,null,1.3461814497452929E-2,8.643029252101711E-3,0,4.8381374520518961E-3,0,5.9037019396551792E-5,2.6942981201606535E-2]
[2004,2,8,12,1.2747053402262993E-2,9.0543365237363733E-3,0,7.5042391173900293E-3,0,5.9037019396551792E-5,2.9364666062785948E-2,null,1.3160975555861383E-2,8.755667036347144E-3,0,5.1299806299427162E-3,0,5.9037019396551792E-5,2.7046623222151241E-2]
[2004,2,8,13,1.2216657020015748E-2,9.0316814357582573E-3,0,7.5970092892536081E-3,0,5.9037019396551792E-5,2.8904384764424168E-2,null,1.2613356149133705E-2,8.7337592569647991E-3,0,5.1933993426532109E-3,0,5.9037019396551792E-5,2.6540514748751715E-2]
[2004,2,8,14,1.2289209862257944E-2,8.9484357364775259E-3,0,7.1428458059397109E-3,0,5.9037019396551792E-5,2.8439528424071735E-2,null,1.2688264926333013E-2,8.6532595292156487E-3,0,4.8829281761856467E-3,0,5.9037019396551792E-5,2.6224452631734309E-2]
[2004,2,8,15,1.1750942685860152E-2,8.9851212946953831E-3,0,7.1534621667992768E-3,0,5.9037019396551792E-5,2.7948563166751365E-2,null,1.213251914512869E-2,8.6887349648763421E-3,0,4.8901856375642228E-3,0,5.9037019396551792E-5,2.5711439747569252E-2]
[2004,2,8,16,1.2207814723088876E-2,8.8672886961238158E-3,0,7.0945093288786888E-3,0,5.9037019396551792E-5,2.8228649767487929E-2,null,1.2604226725255118E-2,8.574789233301695E-3,0,4.8498848273312517E-3,0,5.9037019396551792E-5,2.6028900785888064E-2]
[2004,2,8,17,1.3377356780322106E-2,9.0270384933031911E-3,0,8.0085176458962893E-3,0,5.9037019396551792E-5,3.0471949938918136E-2,null,1.3811746137079795E-2,8.7292694682211489E-3,0,5.4747109940562816E-3,0,5.9037019396551792E-5,2.8015726599357228E-2]
[2004,2,8,18,1.5211436691715402E-2,8.9630941535339074E-3,1.6793075980243432E-4,8.4935279503743476E-3,1.8049426978765352E-5,5.9037019396551792E-5,3.2913076001801406E-2,null,1.5705382267690051E-2,8.6674344186389793E-3,8.2184711197499382E-5,5.8062693877019809E-3,1.5783814092865759E-5,5.9037019396551792E-5,3.0277054599321375E-2]
[2004,2,8,19,1.5184669198293381E-2,8.5154767892183097E-3,5.9269679999999982E-4,7.8250251112542291E-3,6.3703859999999907E-5,5.9037019396551792E-5,3.2240608778162469E-2,null,1.5677745580567021E-2,8.2345823160735031E-3,2.9006368692066105E-4,5.3492734735125268E-3,5.5707579216829251E-5,5.9037019396551792E-5,2.9607372636290537E-2]
[2004,2,8,20,1.5582098488641758E-2,8.1768357130842084E-3,5.9269679999999982E-4,7.1446927893792523E-3,6.3703859999999907E-5,5.9037019396551792E-5,3.1619064670501767E-2,null,1.6088080189703414E-2,7.9071117720212122E-3,2.9006368692066105E-4,4.8841907944365383E-3,5.5707579216829251E-5,5.9037019396551792E-5,2.9225154022298652E-2]
[2004,2,8,21,1.4870667545270101E-2,8.1329130951391347E-3,5.9269679999999982E-4,7.3803548499686124E-3,6.3703859999999907E-5,5.9037019396551792E-5,3.1099373169774399E-2,null,1.5353547669918447E-2,7.8646380007974925E-3,2.9006368692066105E-4,5.0452919783306191E-3,5.5707579216829251E-5,5.9037019396551792E-5,2.8609248915184047E-2]
[2004,2,8,22,1.4002244849069539E-2,8.0154988618995355E-3,5.9269679999999982E-4,7.100250068899059E-3,6.3703859999999907E-5,5.9037019396551792E-5,2.9833431459264686E-2,null,1.4456925563132437E-2,7.751096834210755E-3,2.9006368692066105E-4,4.8538092605276556E-3,5.5707579216829251E-5,5.9037019396551792E-5,2.7407602924008338E-2]
[2004,2,8,23,1.1553625625104189E-2,7.9828534177615162E-3,5.9269679999999982E-4,7.094037412643142E-3,6.3703859999999907E-5,5.9037019396551792E-5,2.7345954134905402E-2,null,1.1928794807321914E-2,7.7195282440245122E-3,2.9006368692066105E-4,4.8495622201875513E-3,5.5707579216829251E-5,5.9037019396551792E-5,2.4843656537671465E-2]
[2004,2,8,24,1.006027685178178E-2,7.953049267383841E-3,5.9269679999999982E-4,6.9595216372778119E-3,6.3703859999999907E-5,5.9037019396551792E-5,2.5688285435839987E-2,null,1.0386954031901405E-2,7.6907072236964032E-3,2.9006368692066105E-4,4.7576057524829516E-3,5.5707579216829251E-5,5.9037019396551792E-5,2.318103827421825E-2]
[2004,2,9,1,8.6359747422159183E-3,7.4504496881974023E-3,5.9269679999999982E-4,4.8432833074195519E-3,6.3703859999999907E-5,5.9037019396551792E-5,2.1645145417229426E-2,null,8.9164020026120117E-3,7.2046865686844893E-3,2.9006368692066105E-4,3.3109218887775265E-3,5.5707579216829251E-5,5.9037019396551792E-5,1.9777781726211516E-2]
[2004,2,9,2,8.4594094772705436E-3,7.2094258006609839E-3,5.9269679999999982E-4,4.6117434289104746E-3,6.3703859999999907E-5,5.9037019396551792E-5,2.0996016386238554E-2,null,8.7341033126616171E-3,6.9716131787632574E-3,2.9006368692066105E-4,3.1526386740198427E-3,5.5707579216829251E-5,5.9037019396551792E-5,1.9204126431582206E-2]
[2004,2,9,3,8.3782665389623475E-3,7.20182088708977E-3,5.9269679999999982E-4,4.3847719460853802E-3,6.3703859999999907E-5,5.9037019396551792E-5,2.0680297051534048E-2,null,8.6503255019076946E-3,6.9642591235108166E-3,2.9006368692066105E-4,2.997478464939635E-3,5.5707579216829251E-5,5.9037019396551792E-5,1.8957834356495638E-2]
[2004,2,9,4,8.5795381893090453E-3,7.0981264235634202E-3,5.9269679999999982E-4,4.4212388079674543E-3,6.3703859999999907E-5,5.9037019396551792E-5,2.0814341100236472E-2,null,8.858132842687369E-3,6.8639851615513491E-3,2.9006368692066105E-4,3.0224076139397406E-3,5.5707579216829251E-5,5.9037019396551792E-5,1.9090296884315947E-2]
[2004,2,9,5,8.9395150522809854E-3,7.2253527692095927E-3,5.9269679999999982E-4,4.3803975341628228E-3,6.3703859999999907E-5,5.9037019396551792E-5,2.1260703035049951E-2,null,9.2297988697088197E-3,6.9870147747989704E-3,2.9006368692066105E-4,2.9944880687010466E-3,5.5707579216829251E-5,5.9037019396551792E-5,1.9557072979346328E-2]
[2004,2,9,6,9.5772269830577284E-3,7.66643369109313E-3,5.9269679999999982E-4,4.7985488583780584E-3,6.3703859999999907E-5,5.9037019396551792E-5,2.2757647211925469E-2,null,9.8882185740731144E-3,7.4135460482912903E-3,2.9006368692066105E-4,3.2803409260064682E-3,5.5707579216829251E-5,5.9037019396551792E-5,2.0927876814508362E-2]
[2004,2,9,7,1.1070673274642484E-2,8.7254972271835936E-3,5.9269679999999982E-4,5.4182006242084252E-3,6.3703859999999907E-5,5.9037019396551792E-5,2.5929808805431054E-2,null,1.1430160034367727E-2,8.437674946972647E-3,2.9006368692066105E-4,3.7039417076837407E-3,5.5707579216829251E-5,5.9037019396551792E-5,2.3917547955161603E-2]
[2004,2,9,8,1.0847669121117162E-2,1.0394254075209374E-2,2.7663925594156549E-4,7.3408617647527513E-3,2.9733564330034571E-5,5.9037019396551792E-5,2.8948194800747437E-2,null,1.1199914492846635E-2,1.0051385602373432E-2,1.3538625908795002E-4,5.0182940696812863E-3,2.6001326926093518E-5,5.9037019396551792E-5,2.6430981750915399E-2]
[2004,2,9,9,1.0419652840902554E-2,1.1596373108585495E-2,0,9.282534216904479E-3,0,5.9037019396551792E-5,3.135759718578908E-2,null,1.0757999673503748E-2,1.1213851120051516E-2,0,6.3456427739821799E-3,0,5.9037019396551792E-5,2.8317493567537443E-2]
[2004,2,9,10,1.0089880197848816E-2,1.1994554984067584E-2,0,1.033411239653767E-2,0,5.9037019396551792E-5,3.247758459785062E-2,null,1.0417518657439947E-2,1.1598898429977515E-2,0,7.0645132161416676E-3,0,5.9037019396551792E-5,2.9080930303559131E-2]
[2004,2,9,11,9.8313474512315441E-3,1.2220096015047976E-2,0,1.0664453751825016E-2,0,5.9037019396551792E-5,3.2774934237501087E-2,null,1.0150590838810461E-2,1.1816999686223276E-2,0,7.2903382101728422E-3,0,5.9037019396551792E-5,2.9257928735206579E-2]
[2004,2,9,12,9.6873535016563771E-3,1.2110770667825888E-2,0,1.0106698886589912E-2,0,5.9037019396551792E-5,3.1963860075468725E-2,null,1.0001921119562697E-2,1.1711280582852172E-2,0,6.9090508324449922E-3,0,5.9037019396551792E-5,2.8622252534859862E-2]
[2004,2,9,13,9.385067823703944E-3,1.1822319536684266E-2,0,9.8053927532733808E-3,0,5.9037019396551792E-5,3.1071817133058142E-2,null,9.6898196249762952E-3,1.1432344400845593E-2,0,6.7030746364020377E-3,0,5.9037019396551792E-5,2.7825238662223927E-2]
[2004,2,9,14,9.4035514451690609E-3,1.1998892914943902E-2,0,9.2190888804380561E-3,0,5.9037019396551792E-5,3.0680570259947571E-2,null,9.7089034463591264E-3,1.1603093268360225E-2,0,6.3022708421924924E-3,0,5.9037019396551792E-5,2.7614267556911844E-2]
[2004,2,9,15,9.2233184056061557E-3,1.1859527694454254E-2,0,9.0528621067035662E-3,0,5.9037019396551792E-5,3.019474522616053E-2,null,9.5228178818611477E-3,1.1468325197408194E-2,0,6.1886363862408292E-3,0,5.9037019396551792E-5,2.717977946551017E-2]
[2004,2,9,16,9.3908170668207877E-3,1.1522727322707864E-2,0,9.4868504660467253E-3,0,5.9037019396551792E-5,3.045943187497193E-2,null,9.695755557441444E-3,1.1142634639629761E-2,0,6.4853156154370002E-3,0,5.9037019396551792E-5,2.7323705812508203E-2]
[2004,2,9,17,1.0781852655328458E-2,1.1344954001422847E-2,0,9.9576487044558005E-3,0,5.9037019396551792E-5,3.2143492380603655E-2,null,1.1131960835630094E-2,1.0970725410826892E-2,0,6.8071584839635175E-3,0,5.9037019396551792E-5,2.8909844730420506E-2]
[2004,2,9,18,1.3627723268619097E-2,1.0955629903708998E-2,1.4817419999999995E-4,9.5136968354615336E-3,1.5925964999999977E-5,5.9037019396551792E-5,3.4320187192186179E-2,null,1.4070242522754198E-2,1.0594243692937079E-2,7.2515921730165262E-5,6.5036680896756079E-3,1.3926894804207313E-5,5.9037019396551792E-5,3.1254597121901255E-2]
[2004,2,9,19,1.5187136634134502E-2,1.0421339045044449E-2,5.9269679999999982E-4,7.4458069328503023E-3,6.3703859999999907E-5,5.9037019396551792E-5,3.3769720291425803E-2,null,1.5680293138952937E-2,1.0077577137992164E-2,2.9006368692066105E-4,5.090035744103538E-3,5.5707579216829251E-5,5.9037019396551792E-5,3.1193677287186129E-2]
[2004,2,9,20,1.3715287334314522E-2,1.037804697775159E-2,5.9269679999999982E-4,8.3410792174736809E-3,6.3703859999999907E-5,5.9037019396551792E-5,3.3149851208936341E-2,null,1.4160649967661013E-2,1.0035713117857975E-2,2.9006368692066105E-4,5.7020537524315887E-3,5.5707579216829251E-5,5.9037019396551792E-5,3.0244188104088063E-2]
[2004,2,9,21,1.3054739797123035E-2,1.0113051265401352E-2,5.9269679999999982E-4,7.7349727168697247E-3,6.3703859999999907E-5,5.9037019396551792E-5,3.1618201458790664E-2,null,1.3478653139365131E-2,9.7794586460570043E-3,2.9006368692066105E-4,5.2877126634629209E-3,5.5707579216829251E-5,5.9037019396551792E-5,2.8891595715022544E-2]
[2004,2,9,22,1.2353712674285174E-2,9.3704176960701067E-3,5.9269679999999982E-4,7.2863599832429272E-3,6.3703859999999907E-5,5.9037019396551792E-5,2.9725928032994762E-2,null,1.2754862272840088E-2,9.06132184541651E-3,2.9006368692066105E-4,4.9810360507044054E-3,5.5707579216829251E-5,5.9037019396551792E-5,2.714299143509849E-2]
[2004,2,9,23,1.0896148728042086E-2,9.0169351392382462E-3,5.9269679999999982E-4,6.6988927609794016E-3,6.3703859999999907E-5,5.9037019396551792E-5,2.7327414307656287E-2,null,1.1249968328942076E-2,8.7194993869003281E-3,2.9006368692066105E-4,4.57943697799438E-3,5.5707579216829251E-5,5.9037019396551792E-5,2.4894675959974272E-2]
[2004,2,9,24,9.231161749972152E-3,8.5913437078771904E-3,5.9269679999999982E-4,5.8234797154198487E-3,6.3703859999999907E-5,5.9037019396551792E-5,2.4361422852665744E-2,null,9.5309159152041894E-3,8.307946662219616E-3,2.9006368692066105E-4,3.9809949645312507E-3,5.5707579216829251E-5,5.9037019396551792E-5,2.2165628808092547E-2]
[2004,2,10,1,8.4397530319091085E-3,8.5420250560684433E-3,5.9269679999999982E-4,6.3108425161101898E-3,6.3703859999999907E-5,5.9037019396551792E-5,2.4008058283484294E-2,null,8.7138085834600407E-3,{"$f":"F963*W$5","v":8.2602548525782474E-3},{"$f":"G963*X$5","v":2.9006368692066105E-4},{"$f":"H963*Y$5","v":4.3141615505349279E-3},{"$f":"I963*Z$5","v":5.5707579216829251E-5},{"$f":"J963","v":5.9037019396551792E-5},2.1633996252710702E-2]
[2004,2,10,2,8.3656906780803526E-3,8.115378942922408E-3,5.9269679999999982E-4,5.9146640543472576E-3,6.3703859999999907E-5,5.9037019396551792E-5,2.3111171354746572E-2,null,{"$f":"E964*V$5","v":8.6373412778334106E-3},7.8476822362120013E-3,2.9006368692066105E-4,4.0433295843553627E-3,5.5707579216829251E-5,5.9037019396551792E-5,{"$f":"SUM(M964:Q964)","v":2.0874124364538262E-2}]
[2004,2,10,3,8.6584110643744844E-3,7.9648989660057179E-3,5.9269679999999982E-4,5.410369583885544E-3,6.3703859999999907E-5,5.9037019396551792E-5,2.2749117293662295E-2,null,8.9395668767342073E-3,7.7021660440464339E-3,2.9006368692066105E-4,3.6985883221452142E-3,5.5707579216829251E-5,5.9037019396551792E-5,2.0686092509063343E-2]
[2004,2,10,4,8.3722588069244947E-3,7.8466449999945991E-3,5.9269679999999982E-4,5.948844359866398E-3,6.3703859999999907E-5,5.9037019396551792E-5,2.2883185846182045E-2,null,8.6441226868726288E-3,7.5878128444048544E-3,2.9006368692066105E-4,4.0666956182058003E-3,5.5707579216829251E-5,5.9037019396551792E-5,2.0644402415620773E-2]
[2004,2,10,5,9.3415254216361026E-3,7.8050989914555426E-3,5.9269679999999982E-4,5.5437686616718797E-3,6.3703859999999907E-5,5.9037019396551792E-5,2.3405830754160077E-2,null,9.6448633145903503E-3,7.5476372869243483E-3,2.9006368692066105E-4,3.7897814030680055E-3,5.5707579216829251E-5,5.9037019396551792E-5,2.1328053270720192E-2]
[2004,2,10,6,9.4384427012899116E-3,8.2997474779005643E-3,5.9269679999999982E-4,6.2598963217508005E-3,6.3703859999999907E-5,5.9037019396551792E-5,2.4713524180337829E-2,null,9.7449276908985177E-3,8.0259691266998875E-3,2.9006368692066105E-4,4.2793341701510435E-3,5.5707579216829251E-5,5.9037019396551792E-5,2.2396002253886937E-2]
[2004,2,10,7,1.1257890345456274E-2,9.1653102051605269E-3,5.9269679999999982E-4,6.4734618257514141E-3,6.3703859999999907E-5,5.9037019396551792E-5,2.7612100055764768E-2,null,1.1623456415489253E-2,8.8629801013961774E-3,2.9006368692066105E-4,4.4253299042432892E-3,5.5707579216829251E-5,5.9037019396551792E-5,2.5257537687266209E-2]
[2004,2,10,8,1.1373749493545037E-2,1.0989252145903291E-2,2.6676097574399992E-4,9.275111862707644E-3,2.8671833308799958E-5,5.9037019396551792E-5,3.1992583330605319E-2,null,1.174307774033978E-2,1.0626756860179859E-2,1.3055186420925114E-4,6.3405687707870926E-3,2.5072867253910511E-5,5.9037019396551792E-5,2.8866028102769895E-2]
[2004,2,10,9,1.0953173673211291E-2,1.2036000064845353E-2,0,1.0345981560848471E-2,0,5.9037019396551792E-5,3.3394192318301666E-2,null,1.1308844987395001E-2,1.16389763889349E-2,0,7.0726271077775184E-3,0,5.9037019396551792E-5,3.0020448484107419E-2]
[2004,2,10,10,1.0525540148876723E-2,1.2384819469183708E-2,0,1.1108036017731103E-2,0,5.9037019396551792E-5,3.4077432655188089E-2,null,1.0867325352776153E-2,1.1976289515324336E-2,0,7.5935759397130712E-3,0,5.9037019396551792E-5,3.0437190807813562E-2]
[2004,2,10,11,9.8508798949913726E-3,1.2573120409777613E-2,0,1.1264604629415122E-2,0,5.9037019396551792E-5,3.3747641953580661E-2,null,1.0170757539832025E-2,1.2158379095731368E-2,0,7.7006079695606739E-3,0,5.9037019396551792E-5,3.0029744605124066E-2]
[2004,2,10,12,8.9915404105233524E-3,1.2549999988542646E-2,0,1.1575668585310513E-2,0,5.9037019396551792E-5,3.3176246003773065E-2,null,9.2835135947127306E-3,1.2136021332736502E-2,0,7.9132547207441187E-3,0,5.9037019396551792E-5,2.9332789648193351E-2]
[2004,2,10,13,9.1260949781196213E-3,1.2211229017925568E-2,0,1.0878695149427867E-2,0,5.9037019396551792E-5,3.2275056164869607E-2,null,9.4224374164917791E-3,1.1808425178945738E-2,0,7.4367959925864613E-3,0,5.9037019396551792E-5,2.8667658588023975E-2]
[2004,2,10,14,9.4004557772559214E-3,1.2180220704016349E-2,0,9.9893825943658133E-3,0,5.9037019396551792E-5,3.1629096095034635E-2,null,9.7057072559574558E-3,1.1778439716042309E-2,0,6.8288521211203939E-3,0,5.9037019396551792E-5,2.8312999093120159E-2]
[2004,2,10,15,9.2163471627770121E-3,1.2084891351574301E-2,0,9.8329217564707121E-3,0,5.9037019396551792E-5,3.1193197290218577E-2,null,9.5156202689248084E-3,1.1686254930709334E-2,0,6.7218937666236045E-3,0,5.9037019396551792E-5,2.7923768966257749E-2]
[2004,2,10,16,9.7424774227268893E-3,1.1720058959122658E-2,0,9.9605501920042409E-3,0,5.9037019396551792E-5,3.1482123593250338E-2,null,1.0058835023886926E-2,1.1333457026190723E-2,0,6.8091419728540867E-3,0,5.9037019396551792E-5,2.8201434022931737E-2]
[2004,2,10,17,1.1066994569606367E-2,1.1480128482278173E-2,0,9.9821987144071631E-3,0,5.9037019396551792E-5,3.2588358785688255E-2,null,1.1426361874469146E-2,1.110144097933681E-2,0,6.8239411415448219E-3,0,5.9037019396551792E-5,2.9351743995350777E-2]
[2004,2,10,18,1.4286115643150372E-2,1.1188255309823293E-2,1.3829591980243436E-4,9.7494599540817808E-3,1.4864233978765359E-5,5.9037019396551792E-5,3.5436028080233196E-2,null,1.4750014205975773E-2,1.0819195636659545E-2,6.7681526851466348E-5,6.6648383579542394E-3,1.29984351320243E-5,5.9037019396551792E-5,3.2314728162573046E-2]
[2004,2,10,19,1.5227892765481933E-2,1.071983986259132E-2,5.9269679999999982E-4,8.1548613397279743E-3,6.3703859999999907E-5,5.9037019396551792E-5,3.4818031647197781E-2,null,1.5722372702871589E-2,1.0366231503959917E-2,2.9006368692066105E-4,5.5747531572825403E-3,5.5707579216829251E-5,5.9037019396551792E-5,3.2009128630251536E-2]
[2004,2,10,20,1.3876718602983229E-2,1.0658164006642844E-2,5.9269679999999982E-4,9.1310979582961659E-3,6.3703859999999907E-5,5.9037019396551792E-5,3.4381418247318787E-2,null,1.4327323230402924E-2,1.0306590109203836E-2,2.9006368692066105E-4,6.2421192773052993E-3,5.5707579216829251E-5,5.9037019396551792E-5,3.122180388304955E-2]
[2004,2,10,21,1.3289313235401719E-2,1.0295533829275311E-2,5.9269679999999982E-4,8.6035228382384758E-3,6.3703859999999907E-5,5.9037019396551792E-5,3.290380758231206E-2,null,1.3720843643304814E-2,9.9559217767381681E-3,2.9006368692066105E-4,5.8814631062534166E-3,5.5707579216829251E-5,5.9037019396551792E-5,2.9903999792433886E-2]
[2004,2,10,22,1.2245533715650224E-2,9.6342349427533808E-3,5.9269679999999982E-4,7.8545285997062876E-3,6.3703859999999907E-5,5.9037019396551792E-5,3.0449734937506443E-2,null,1.2643170528456217E-2,9.3164367248280613E-3,2.9006368692066105E-4,5.3694423836321498E-3,5.5707579216829251E-5,5.9037019396551792E-5,2.7674820903053916E-2]
[2004,2,10,23,1.0666044672028507E-2,9.3136537752015053E-3,5.9269679999999982E-4,8.2303906509157299E-3,6.3703859999999907E-5,5.9037019396551792E-5,2.8925526777542294E-2,null,1.101239233699074E-2,9.0064303589447951E-3,2.9006368692066105E-4,5.6263858274740071E-3,5.5707579216829251E-5,5.9037019396551792E-5,2.5990979789547033E-2]
[2004,2,10,24,8.9353094313508654E-3,8.9125824878357168E-3,5.9269679999999982E-4,7.4191715781241714E-3,6.3703859999999907E-5,5.9037019396551792E-5,2.5982501176707307E-2,null,9.2254566839101246E-3,8.6185889482784262E-3,2.9006368692066105E-4,5.0718275218335331E-3,5.5707579216829251E-5,5.9037019396551792E-5,2.3261644420159572E-2]
[2004,2,11,1,9.8490502798720438E-3,8.2057767941469996E-3,5.9269679999999982E-4,4.6345689145192185E-3,6.3703859999999907E-5,5.9037019396551792E-5,2.3404833667934815E-2,null,1.016886851347415E-2,7.9350981925384347E-3,2.9006368692066105E-4,3.1682424277395958E-3,5.5707579216829251E-5,5.9037019396551792E-5,2.1617980399889668E-2]
[2004,2,11,2,9.9050526523907292E-3,7.7586714978449475E-3,5.9269679999999982E-4,4.1513190582558486E-3,6.3703859999999907E-5,5.9037019396551792E-5,2.2530480887888078E-2,null,1.0226689394310642E-2,7.5027412667332677E-3,2.9006368692066105E-4,2.8378874959106236E-3,5.5707579216829251E-5,5.9037019396551792E-5,2.0913089423092023E-2]
[2004,2,11,3,9.7849526387439288E-3,7.6620426591629612E-3,5.9269679999999982E-4,4.0150923360126644E-3,6.3703859999999907E-5,5.9037019396551792E-5,2.2177525313316106E-2,null,1.0102689494570398E-2,7.4092998604645246E-3,2.9006368692066105E-4,2.7447614060491406E-3,5.5707579216829251E-5,5.9037019396551792E-5,2.0602522027221553E-2]
[2004,2,11,4,1.036567362800612E-2,7.432309536848882E-3,5.9269679999999982E-4,3.7948048424013676E-3,6.3703859999999907E-5,5.9037019396551792E-5,2.230822568665292E-2,null,1.0702267648302656E-2,7.1871447946649123E-3,2.9006368692066105E-4,2.5941704457176926E-3,5.5707579216829251E-5,5.9037019396551792E-5,2.082935415482275E-2]
[2004,2,11,5,1.0871218522288954E-2,7.4583526231343719E-3,5.9269679999999982E-4,3.7727295166875567E-3,6.3703859999999907E-5,5.9037019396551792E-5,2.2817738341507434E-2,null,1.122422858986941E-2,7.2123288146664693E-3,2.9006368692066105E-4,2.5790795095761328E-3,5.5707579216829251E-5,5.9037019396551792E-5,2.1361408180249501E-2]
[2004,2,11,6,1.1504421984525306E-2,7.8813715250988219E-3,5.9269679999999982E-4,3.9913433502490967E-3,6.3703859999999907E-5,5.9037019396551792E-5,2.4092574539269773E-2,null,1.1877993426761045E-2,7.6213938682981935E-3,2.9006368692066105E-4,2.7285263374376462E-3,5.5707579216829251E-5,5.9037019396551792E-5,2.2573684898634372E-2]
[2004,2,11,7,1.2923461708309766E-2,8.8087333736490345E-3,5.9269679999999982E-4,4.4706879254572682E-3,6.3703859999999907E-5,5.9037019396551792E-5,2.691832068681262E-2,null,1.3343112190145846E-2,8.5181654370189881E-3,2.9006368692066105E-4,3.0562115760633161E-3,5.5707579216829251E-5,5.9037019396551792E-5,2.5263260469365636E-2]
[2004,2,11,8,1.2905232973936644E-2,1.0591505086303247E-2,2.4700441594156547E-4,7.3594131152639949E-3,2.6548371330034579E-5,5.9037019396551792E-5,3.1188740982172038E-2,null,1.3324291532545373E-2,1.0242130023148293E-2,1.2088307474191696E-4,5.0309759775060813E-3,2.3215947965252059E-5,5.9037019396551792E-5,2.8741496555906913E-2]
[2004,2,11,9,1.2126532955421194E-2,1.1689164985498955E-2,0,8.6803986412602226E-3,0,5.9037019396551792E-5,3.2555133601576927E-2,null,1.252030557707654E-2,1.1303582131904464E-2,0,5.9340162531139624E-3,0,5.9037019396551792E-5,2.9757903962094968E-2]
[2004,2,11,10,1.1418588623171921E-2,1.2064178510654141E-2,0,9.6794037655059863E-3,0,5.9037019396551792E-5,3.3221207918728603E-2,null,1.1789372885605333E-2,1.1666225330749323E-2,0,6.616947174747056E-3,0,5.9037019396551792E-5,3.0072545391101713E-2]
[2004,2,11,11,1.0898617807011969E-2,1.2248047448508298E-2,0,9.694001615256527E-3,0,5.9037019396551792E-5,3.2899703890173347E-2,null,1.1252517583812408E-2,1.1844029103997357E-2,0,6.6269264258460182E-3,0,5.9037019396551792E-5,2.9723473113655779E-2]
[2004,2,11,12,1.0689624475546078E-2,1.2137128838020218E-2,0,9.4568714654681436E-3,0,5.9037019396551792E-5,3.234266179843099E-2,null,1.1036737823583874E-2,1.1736769293295384E-2,0,6.4648216399829424E-3,0,5.9037019396551792E-5,2.9238328756862199E-2]
[2004,2,11,13,1.0251119433633826E-2,1.1876860465630601E-2,0,9.2770987594724044E-3,0,5.9037019396551792E-5,3.1464115678133384E-2,null,1.058399365160884E-2,1.1485086223778205E-2,0,6.3419270353303019E-3,0,5.9037019396551792E-5,2.8411006910717348E-2]
[2004,2,11,14,9.8617552553797189E-3,1.1951925269546863E-2,0,8.9616677589829993E-3,0,5.9037019396551792E-5,3.0834385303306136E-2,null,1.0181986044782572E-2,1.1557674914017017E-2,0,6.1262949242953208E-3,0,5.9037019396551792E-5,2.7865955883094911E-2]
[2004,2,11,15,1.0385734942542956E-2,1.1748562756719058E-2,0,8.2161041893033266E-3,0,5.9037019396551792E-5,3.040943890796189E-2,null,1.0722980393586273E-2,1.136102058762576E-2,0,5.6166194447407848E-3,0,5.9037019396551792E-5,2.770062042595282E-2]
[2004,2,11,16,1.1259261424215293E-2,1.1339224603741312E-2,0,8.033583256389731E-3,0,5.9037019396551792E-5,3.0691106303742888E-2,null,1.1624872015900041E-2,1.096518500504599E-2,0,5.4918461218550563E-3,0,5.9037019396551792E-5,2.8081903142801089E-2]
[2004,2,11,17,1.2680828048769358E-2,1.108287165050538E-2,0,7.9468084838526711E-3,0,5.9037019396551792E-5,3.1769545202523959E-2,null,1.3092599733543634E-2,1.0717288199307224E-2,0,5.4325259302514571E-3,0,5.9037019396551792E-5,2.9242413863102314E-2]
[2004,2,11,18,1.4844919050269766E-2,1.0912392877021993E-2,1.2841764019756556E-4,8.5870970496275487E-3,1.3802503021234601E-5,5.9037019396551792E-5,3.4545666139534657E-2,null,1.5326963070120703E-2,1.0552432897820216E-2,6.2847132262831116E-5,5.8702342559879281E-3,1.2069975515548866E-5,5.9037019396551792E-5,3.1824547331707226E-2]
[2004,2,11,19,1.6493028934024854E-2,1.0334659612388507E-2,5.9269679999999982E-4,6.400070732933757E-3,6.3703859999999907E-5,5.9037019396551792E-5,3.394319695874367E-2,null,1.702859035675492E-2,9.993756943188787E-3,2.9006368692066105E-4,4.375158943713469E-3,5.5707579216829251E-5,5.9037019396551792E-5,3.1743277509794665E-2]
[2004,2,11,20,1.6411569657716705E-2,1.0101396939543187E-2,5.9269679999999982E-4,6.2891502189565416E-3,6.3703859999999907E-5,5.9037019396551792E-5,3.3517554495612986E-2,null,1.6944485935877593E-2,9.7681887538368858E-3,2.9006368692066105E-4,4.2993324569417747E-3,5.5707579216829251E-5,5.9037019396551792E-5,3.135777841279374E-2]
[2004,2,11,21,1.4997843597884907E-2,9.8634506223952752E-3,5.9269679999999982E-4,6.5003374055739617E-3,6.3703859999999907E-5,5.9037019396551792E-5,3.2077069305250699E-2,null,1.5484853381672763E-2,9.538091416499082E-3,2.9006368692066105E-4,4.4437023470388082E-3,5.5707579216829251E-5,5.9037019396551792E-5,2.9812418411348143E-2]
[2004,2,11,22,1.3703084074846853E-2,9.2139933226780216E-3,5.9269679999999982E-4,6.052144344120834E-3,6.3703859999999907E-5,5.9037019396551792E-5,2.9684659421042262E-2,null,1.4148050444109373E-2,8.910057340701022E-3,2.9006368692066105E-4,4.1373126268070609E-3,5.5707579216829251E-5,5.9037019396551792E-5,2.7541191677754946E-2]
[2004,2,11,23,1.2608127010518394E-2,8.8566674842438711E-3,5.9269679999999982E-4,6.0185147682544956E-3,6.3703859999999907E-5,5.9037019396551792E-5,2.8198746942413311E-2,null,1.3017537948116671E-2,8.5645183764035109E-3,2.9006368692066105E-4,4.1143230778216454E-3,5.5707579216829251E-5,5.9037019396551792E-5,2.6042150668479317E-2]
[2004,2,11,24,1.1073101274522608E-2,8.4351784647144733E-3,5.9269679999999982E-4,5.1059506663063085E-3,6.3703859999999907E-5,5.9037019396551792E-5,2.5329668084939944E-2,null,1.1432666876228629E-2,8.1569327399738049E-3,2.9006368692066105E-4,3.4904841924472854E-3,5.5707579216829251E-5,5.9037019396551792E-5,2.342585507478721E-2]
[2004,2,12,1,1.0489789558053596E-2,8.923386033453197E-3,5.9269679999999982E-4,6.5894831386288455E-3,6.3703859999999907E-5,5.9037019396551792E-5,2.671809640953219E-2,null,1.083041386922912E-2,8.6290361243901888E-3,2.9006368692066105E-4,4.5046433534033092E-3,5.5707579216829251E-5,5.9037019396551792E-5,2.4309864613160106E-2]
[2004,2,12,2,1.0576835944381869E-2,8.4943621216320483E-3,5.9269679999999982E-4,6.1733980206449051E-3,6.3703859999999907E-5,5.9037019396551792E-5,2.5960033766055376E-2,null,1.0920286824691053E-2,8.2141641442412764E-3,2.9006368692066105E-4,4.2202029774671777E-3,5.5707579216829251E-5,5.9037019396551792E-5,2.3700425212536992E-2]
[2004,2,12,3,1.0463677885399763E-2,8.4146626003111236E-3,5.9269679999999982E-4,6.0472350243175954E-3,6.3703859999999907E-5,5.9037019396551792E-5,2.5641013189425035E-2,null,1.08034542986778E-2,8.1370936189948499E-3,2.9006368692066105E-4,4.1339565616413804E-3,5.5707579216829251E-5,5.9037019396551792E-5,2.3420275745451517E-2]
[2004,2,12,4,1.1073762247313759E-2,8.1754916403928169E-3,5.9269679999999982E-4,5.8435759137836279E-3,6.3703859999999907E-5,5.9037019396551792E-5,2.5808267480886757E-2,null,1.1433349312119725E-2,7.9058120353781552E-3,2.9006368692066105E-4,3.9947329473872034E-3,5.5707579216829251E-5,5.9037019396551792E-5,2.3679665561022571E-2]
[2004,2,12,5,1.1604418625411403E-2,8.1826543709271754E-3,5.9269679999999982E-4,5.8423619163734952E-3,6.3703859999999907E-5,5.9037019396551792E-5,2.6344872592108624E-2,null,1.1981237157279704E-2,7.9127384935968794E-3,2.9006368692066105E-4,3.9939030453676437E-3,5.5707579216829251E-5,5.9037019396551792E-5,2.4233649962381715E-2]
[2004,2,12,6,1.2235455780832656E-2,8.5995868415987883E-3,5.9269679999999982E-4,6.0131800898834391E-3,6.3703859999999907E-5,5.9037019396551792E-5,2.7563660391711438E-2,null,1.2632765343069292E-2,8.3159178850710294E-3,2.9006368692066105E-4,4.1106762328474399E-3,5.5707579216829251E-5,5.9037019396551792E-5,2.540513072712525E-2]
[2004,2,12,7,1.3840916338486005E-2,9.5383268039246367E-3,5.9269679999999982E-4,7.150898657219561E-3,6.3703859999999907E-5,5.9037019396551792E-5,3.1245579479026751E-2,null,1.4290358395234916E-2,9.2236922451570426E-3,2.9006368692066105E-4,4.888433194140859E-3,5.5707579216829251E-5,5.9037019396551792E-5,2.8748255100670306E-2]
[2004,2,12,8,1.3541451206084182E-2,1.1219236800127846E-2,2.3712613574399991E-4,9.0778024088448012E-3,2.5486640308799963E-5,5.9037019396551792E-5,3.4160140210506174E-2,null,1.3981169034917848E-2,1.0849155160771042E-2,1.1604867986321806E-4,6.2056858518679259E-3,2.2287488293069046E-5,5.9037019396551792E-5,3.1174346215713102E-2]
[2004,2,12,9,1.285102891059128E-2,1.2377353795953422E-2,0,1.0865827915521986E-2,0,5.9037019396551792E-5,3.6153247641463243E-2,null,1.3268327355554473E-2,1.1969070107382608E-2,0,7.4279998095670343E-3,0,5.9037019396551792E-5,3.2665397272504115E-2]
[2004,2,12,10,1.2058911568003624E-2,1.2741346022047248E-2,0,1.1593622167154947E-2,0,5.9037019396551792E-5,3.6452916776602368E-2,null,1.245048838883929E-2,1.2321055559562508E-2,0,7.9255279873150907E-3,0,5.9037019396551792E-5,3.2697071935716887E-2]
[2004,2,12,11,1.1490235661058997E-2,1.2875338041280729E-2,0,1.1484727515826203E-2,0,5.9037019396551792E-5,3.5909338237562483E-2,null,1.186334644518219E-2,1.2450627671540078E-2,0,7.8510864025944909E-3,0,5.9037019396551792E-5,3.2165060519316759E-2]
[2004,2,12,12,1.1296038059059987E-2,1.2788831832626399E-2,0,1.1347294004081009E-2,0,5.9037019396551792E-5,3.5491200915163945E-2,null,1.1662842861156871E-2,1.2366974986711271E-2,0,7.7571353381189418E-3,0,5.9037019396551792E-5,3.1786953185987087E-2]
[2004,2,12,13,1.0829710739872853E-2,1.250758007350271E-2,0,1.1115353105878118E-2,0,5.9037019396551792E-5,3.4511680938650237E-2,null,1.1181372967278285E-2,1.2095000695738293E-2,0,7.5985779818754521E-3,0,5.9037019396551792E-5,3.087495164489203E-2]
[2004,2,12,14,1.0434136581106312E-2,1.2578119249405283E-2,0,1.0808539030197406E-2,0,5.9037019396551792E-5,3.3879831880105557E-2,null,1.0772953729532514E-2,1.2163213041899951E-2,0,7.3888364956815455E-3,0,5.9037019396551792E-5,3.0325003267114015E-2]
[2004,2,12,15,1.0961846325886961E-2,1.2376249924915933E-2,0,9.9995181954278291E-3,0,5.9037019396551792E-5,3.3396651465627272E-2,null,1.1317799258336448E-2,1.1968002649018322E-2,0,6.835780929798742E-3,0,5.9037019396551792E-5,3.0121582837153511E-2]
[2004,2,12,16,1.1850393532536885E-2,1.1944778509620353E-2,0,9.7948757496966032E-3,0,5.9037019396551792E-5,3.3649084811250396E-2,null,1.2235199358415459E-2,1.1550763899594129E-2,0,6.6958850967578538E-3,0,5.9037019396551792E-5,3.048184835476744E-2]
[2004,2,12,17,1.3335765392873834E-2,1.1703624345981019E-2,0,9.8159034965042379E-3,0,5.9037019396551792E-5,3.4914330254755641E-2,null,1.3768804194634972E-2,{"$f":"F1027*W$5","v":1.1317564530902732E-2},{"$f":"G1027*X$5","v":0},{"$f":"H1027*Y$5","v":6.7102598964047001E-3},{"$f":"I1027*Z$5","v":0},{"$f":"J1027","v":5.9037019396551792E-5},3.1796628621942408E-2]
[2004,2,12,18,1.5464242750101123E-2,1.150264892831738E-2,1.0866107980243435E-4,1.0039157901246442E-2,1.1679040978765362E-5,5.9037019396551792E-5,3.7185426719842693E-2,null,{"$f":"E1028*V$5","v":1.5966397441141623E-2},1.112321855812598E-2,5.3178342505433288E-5,6.8628790699092924E-3,1.0213056171182835E-5,5.9037019396551792E-5,{"$f":"SUM(M1028:Q1028)","v":3.4015886467853508E-2}]
[2004,2,12,19,1.7189119703058295E-2,1.0928483376893528E-2,5.9269679999999982E-4,7.9427693923297214E-3,6.3703859999999907E-5,5.9037019396551792E-5,3.6775810151678093E-2,null,1.7747284576258505E-2,1.0567992630877874E-2,2.9006368692066105E-4,5.4297647627365147E-3,5.5707579216829251E-5,5.9037019396551792E-5,3.4090813236010382E-2]
[2004,2,12,20,1.6981464909408446E-2,1.063548661994641E-2,5.9269679999999982E-4,7.3864643216539011E-3,6.3703859999999907E-5,5.9037019396551792E-5,3.5718853530405312E-2,null,1.7532886818828704E-2,1.0284660766656436E-2,2.9006368692066105E-4,5.0494684805601504E-3,5.5707579216829251E-5,5.9037019396551792E-5,3.3212787332182775E-2]
[2004,2,12,21,1.5684151907756409E-2,1.0516738605264187E-2,5.9269679999999982E-4,8.2845024874551604E-3,6.3703859999999907E-5,5.9037019396551792E-5,3.5200830679872307E-2,null,1.6193447486126725E-2,1.0169829815204704E-2,2.9006368692066105E-4,5.6633772757681616E-3,5.5707579216829251E-5,5.9037019396551792E-5,3.2372425843237081E-2]
[2004,2,12,22,1.4356151736786322E-2,9.8667612050535349E-3,5.9269679999999982E-4,7.8101918096983624E-3,6.3703859999999907E-5,5.9037019396551792E-5,3.2748542430934773E-2,null,1.4822324510740569E-2,9.541292795128652E-3,2.9006368692066105E-4,5.339133264962488E-3,5.5707579216829251E-5,5.9037019396551792E-5,3.00485218369692E-2]
[2004,2,12,23,1.3075535374806289E-2,9.450246042685205E-3,5.9269679999999982E-4,7.0496149602479003E-3,6.3703859999999907E-5,5.9037019396551792E-5,3.0290834057135948E-2,null,1.3500123990778582E-2,9.1385169464812416E-3,2.9006368692066105E-4,4.8191945417650917E-3,5.5707579216829251E-5,5.9037019396551792E-5,2.7803606745162406E-2]
[2004,2,12,24,1.172216167296327E-2,9.1758715982028349E-3,5.9269679999999982E-4,6.9908828987853061E-3,6.3703859999999907E-5,5.9037019396551792E-5,2.8604353849347966E-2,null,1.2102803555552393E-2,8.8731931126616644E-3,2.9006368692066105E-4,4.7790446567538974E-3,5.5707579216829251E-5,5.9037019396551792E-5,2.6100812591105443E-2]
[2004,2,13,1,9.3268024634420941E-3,8.7053762086796108E-3,5.9269679999999982E-4,6.2746706692383509E-3,6.3703859999999907E-5,5.9037019396551792E-5,2.5022287020756609E-2,null,9.6296622726878417E-3,8.4182176473691691E-3,2.9006368692066105E-4,4.2894340770497372E-3,5.5707579216829251E-5,5.9037019396551792E-5,2.2683085263244238E-2]
[2004,2,13,2,9.2006982708805699E-3,8.3011792548762942E-3,5.9269679999999982E-4,5.9221851403823116E-3,6.3703859999999907E-5,5.9037019396551792E-5,2.4139500345535726E-2,null,9.4994632264126279E-3,8.0273536745833173E-3,2.9006368692066105E-4,4.0484710817240369E-3,5.5707579216829251E-5,5.9037019396551792E-5,2.1921059248857469E-2]
[2004,2,13,3,9.1845644620414998E-3,8.2139557134105201E-3,5.9269679999999982E-4,5.6596674278445291E-3,6.3703859999999907E-5,5.9037019396551792E-5,2.3773625282693105E-2,null,9.4828055207411156E-3,7.943007319132174E-3,2.9006368692066105E-4,3.8690110779489861E-3,5.5707579216829251E-5,5.9037019396551792E-5,2.1640595183959763E-2]
[2004,2,13,4,9.4887375415132064E-3,8.0093289316829665E-3,5.9269679999999982E-4,5.7434242266012842E-3,6.3703859999999907E-5,5.9037019396551792E-5,2.3956928379194008E-2,null,9.7968557045245708E-3,7.745130427453931E-3,2.9006368692066105E-4,3.9262681493891088E-3,5.5707579216829251E-5,5.9037019396551792E-5,2.1814025547505098E-2]
[2004,2,13,5,1.0193471184069611E-2,7.9459740848847153E-3,5.9269679999999982E-4,5.6028323361139052E-3,6.3703859999999907E-5,5.9037019396551792E-5,2.4457715284464786E-2,null,1.0524473448828632E-2,7.683865425623034E-3,2.9006368692066105E-4,3.8301579823695211E-3,5.5707579216829251E-5,5.9037019396551792E-5,2.2384268122958673E-2]
[2004,2,13,6,1.0790070223047062E-2,8.377987168333146E-3,5.9269679999999982E-4,5.7246272223862842E-3,6.3703859999999907E-5,5.9037019396551792E-5,2.5608122293163046E-2,null,1.1140445244101623E-2,8.1016279755463712E-3,2.9006368692066105E-4,3.9134183099829465E-3,5.5707579216829251E-5,5.9037019396551792E-5,2.3501262795768429E-2]
[2004,2,13,7,1.2189755351063909E-2,9.4096536399060678E-3,5.9269679999999982E-4,7.1345667411162484E-3,6.3703859999999907E-5,5.9037019396551792E-5,2.9449413411482779E-2,null,1.2585580929534783E-2,9.0992635387900558E-3,2.9006368692066105E-4,4.8772685161569598E-3,5.5707579216829251E-5,5.9037019396551792E-5,2.6907884250619289E-2]
[2004,2,13,8,1.2322413546010061E-2,1.1043008312760021E-2,2.2724785554643432E-4,9.06319715340222E-3,2.4424909287565343E-5,5.9037019396551792E-5,3.2739328796402851E-2,null,1.2722546799675489E-2,1.0678739807457548E-2,1.1121428498451915E-4,6.1957015381562024E-3,2.1359028620886033E-5,5.9037019396551792E-5,2.9729561458894646E-2]
[2004,2,13,9,1.1868586485015703E-2,1.2058866654436111E-2,0,1.0443623150034392E-2,0,5.9037019396551792E-5,3.4430113308882758E-2,null,1.225398307221242E-2,1.1661088693264279E-2,0,7.1393759750997005E-3,0,5.9037019396551792E-5,3.1054447740576398E-2]
[2004,2,13,10,1.2340525739723811E-2,1.2449838775464685E-2,0,1.1135853314190286E-2,0,5.9037019396551792E-5,3.5985254848775336E-2,null,1.2741247132309804E-2,1.2039164072199718E-2,0,7.6125921503882197E-3,0,5.9037019396551792E-5,3.239300335489774E-2]
[2004,2,13,11,1.1416192076388044E-2,1.2638971989244949E-2,0,1.1431123981370896E-2,0,5.9037019396551792E-5,3.5545325066400443E-2,null,1.1786898518185212E-2,1.2222058472140897E-2,0,7.814442435211448E-3,0,5.9037019396551792E-5,3.1823399425537559E-2]
[2004,2,13,12,1.0622291541925484E-2,1.2528187187792854E-2,0,1.0933911662668048E-2,0,5.9037019396551792E-5,3.4143427411782938E-2,null,1.0967218455811575E-2,1.2114928056603603E-2,0,7.4745426100574705E-3,0,5.9037019396551792E-5,3.0556689122472648E-2]
[2004,2,13,13,1.0295738153107354E-2,1.2264827949029529E-2,0,1.0939457254702242E-2,0,5.9037019396551792E-5,3.3559060376235676E-2,null,1.0630061229565379E-2,1.1860256077103776E-2,0,7.4783336379381053E-3,0,5.9037019396551792E-5,2.996865094460726E-2]
[2004,2,13,14,9.314152389495579E-3,1.22914412375538E-2,0,1.0482266370239602E-2,0,5.9037019396551792E-5,3.2146897016685529E-2,null,9.6166014257033638E-3,1.1885991490455146E-2,0,7.1657929066540199E-3,0,5.9037019396551792E-5,2.8668385822812531E-2]
[2004,2,13,15,9.7629894191783896E-3,1.2096974513368688E-2,0,9.9265459278907245E-3,0,5.9037019396551792E-5,3.1845546879834354E-2,null,1.0080013085622525E-2,1.1697939513134629E-2,0,6.7858962828502125E-3,0,5.9037019396551792E-5,2.8563848881607366E-2]
[2004,2,13,16,1.0229276574738362E-2,1.1583912916894899E-2,0,9.6059788620649761E-3,0,5.9037019396551792E-5,3.1478205373094786E-2,null,1.0561441511681167E-2,1.1201801944569037E-2,0,6.5667531009021909E-3,0,5.9037019396551792E-5,2.8329996557152397E-2]
[2004,2,13,17,1.1231699130757391E-2,1.1419911708595168E-2,0,1.0468607532540204E-2,0,5.9037019396551792E-5,3.3179255391289311E-2,null,1.1596414720004621E-2,1.1043210537052135E-2,0,7.1564555745502146E-3,0,5.9037019396551792E-5,2.979608083160697E-2]
[2004,2,13,18,1.4609467975159105E-2,1.0991232770520437E-2,9.8782800197565548E-5,8.9022007730105036E-3,1.0617310021234603E-5,5.9037019396551792E-5,3.4671338648305398E-2,null,1.5083866430737161E-2,1.0628672151225897E-2,4.8343947916798055E-5,6.0856426367831814E-3,9.2845965547073996E-6,5.9037019396551792E-5,3.1855809763217745E-2]
[2004,2,13,19,1.4830326801056885E-2,1.0751187970443148E-2,5.9269679999999982E-4,8.831177793591178E-3,6.3703859999999907E-5,5.9037019396551792E-5,3.5128130244487764E-2,null,1.5311896981579672E-2,1.0396545552245021E-2,2.9006368692066105E-4,6.0370905446919748E-3,5.5707579216829251E-5,5.9037019396551792E-5,3.2091304344654153E-2]
[2004,2,13,20,1.5496525878546972E-2,1.0175823111209726E-2,5.9269679999999982E-4,7.4733533803485706E-3,6.3703859999999907E-5,5.9037019396551792E-5,3.3861140049501817E-2,null,1.5999728866917806E-2,9.8401598779710407E-3,2.9006368692066105E-4,5.1088667994416302E-3,5.5707579216829251E-5,5.9037019396551792E-5,3.1294526810467967E-2]
[2004,2,13,21,1.3747903671594111E-2,1.0023300429088972E-2,5.9269679999999982E-4,7.9711351669978815E-3,6.3703859999999907E-5,5.9037019396551792E-5,3.2457776947077521E-2,null,1.4194325422223883E-2,9.6926683619843051E-3,2.9006368692066105E-4,5.4491559191648551E-3,5.5707579216829251E-5,5.9037019396551792E-5,2.9681920969510531E-2]
[2004,2,13,22,1.3045856912620474E-2,9.402823259133726E-3,5.9269679999999982E-4,7.4892276716595121E-3,6.3703859999999907E-5,5.9037019396551792E-5,3.0653345522810266E-2,null,1.3469481809951622E-2,9.0926584673287382E-3,2.9006368692066105E-4,5.119718640070014E-3,5.5707579216829251E-5,5.9037019396551792E-5,2.8027630183487862E-2]
[2004,2,13,23,1.1672276734122179E-2,8.8537897027240065E-3,5.9269679999999982E-4,6.8969265802180692E-3,6.3703859999999907E-5,5.9037019396551792E-5,2.8138430696460808E-2,null,1.2051298753620937E-2,8.5617355223837569E-3,2.9006368692066105E-4,4.7148150810739729E-3,5.5707579216829251E-5,5.9037019396551792E-5,2.5673620623216153E-2]
[2004,2,13,24,1.03613740488085E-2,8.4325023965515031E-3,5.9269679999999982E-4,7.3306003231594797E-3,6.3703859999999907E-5,5.9037019396551792E-5,2.6839914447916037E-2,null,1.069782845322481E-2,8.154344945524139E-3,2.9006368692066105E-4,5.0112792350277928E-3,5.5707579216829251E-5,5.9037019396551792E-5,2.4209223899914232E-2]
[2004,2,14,1,9.525857498610785E-3,7.336655423244123E-3,5.9269679999999982E-4,4.742166807870693E-3,6.3703859999999907E-5,5.9037019396551792E-5,2.2320117409122153E-2,null,9.8351810203900492E-3,7.094645960853665E-3,2.9006368692066105E-4,3.2417975344041184E-3,5.5707579216829251E-5,5.9037019396551792E-5,2.0517395781785321E-2]
[2004,2,14,2,8.8560712421211427E-3,7.0993756245268033E-3,5.9269679999999982E-4,4.9453929837607012E-3,6.3703859999999907E-5,5.9037019396551792E-5,2.1616277529805199E-2,null,9.1436454732221721E-3,6.8651931559381481E-3,2.9006368692066105E-4,3.3807251897605578E-3,5.5707579216829251E-5,5.9037019396551792E-5,1.9735335085058366E-2]
[2004,2,14,3,9.3017138978870907E-3,6.8901686712978319E-3,5.9269679999999982E-4,4.3503415240679008E-3,6.3703859999999907E-5,5.9037019396551792E-5,2.1257661772649376E-2,null,9.603759031555862E-3,6.6628871758854392E-3,2.9006368692066105E-4,2.97394144869223E-3,5.5707579216829251E-5,5.9037019396551792E-5,1.9586358922271022E-2]
[2004,2,14,4,9.4321704989364097E-3,6.7608660401852396E-3,5.9269679999999982E-4,4.2073234009958752E-3,6.3703859999999907E-5,5.9037019396551792E-5,2.1115797619514078E-2,null,9.7384518176711257E-3,6.5378497662444855E-3,2.9006368692066105E-4,2.8761726823172281E-3,5.5707579216829251E-5,5.9037019396551792E-5,1.9498245532370326E-2]
[2004,2,14,5,9.8308992613265547E-3,6.7662070803118568E-3,5.9269679999999982E-4,4.1101178911003428E-3,6.3703859999999907E-5,5.9037019396551792E-5,2.1422661912135307E-2,null,1.015012809528866E-2,6.5430146249675766E-3,2.9006368692066105E-4,2.8097219236077669E-3,5.5707579216829251E-5,5.9037019396551792E-5,1.9848635910001494E-2]
[2004,2,14,6,9.7303238735945152E-3,7.0252541627859582E-3,5.9269679999999982E-4,4.4515182924489494E-3,6.3703859999999907E-5,5.9037019396551792E-5,2.1922534008225976E-2,null,1.0046286824863948E-2,6.7935166904623126E-3,2.9006368692066105E-4,3.0431070035040679E-3,5.5707579216829251E-5,5.9037019396551792E-5,2.0228681784967818E-2]
[2004,2,14,7,1.126371968359755E-2,7.3455688276835764E-3,5.9269679999999982E-4,3.5293594798606366E-3,6.3703859999999907E-5,5.9037019396551792E-5,2.2854085670538316E-2,null,1.1629475043823433E-2,7.1032653446403797E-3,2.9006368692066105E-4,2.4127090681096081E-3,5.5707579216829251E-5,5.9037019396551792E-5,2.149122072271091E-2]
[2004,2,14,8,1.1945461934673241E-2,8.117485645016298E-3,2.0749129574399995E-4,4.7325539417366475E-3,2.2301447308799967E-5,5.9037019396551792E-5,2.5084331283875536E-2,null,1.2333354820479285E-2,7.8497194458993728E-3,1.0154549551718503E-4,3.2352260730881262E-3,1.9502109332227585E-5,5.9037019396551792E-5,2.3539347944316197E-2]
[2004,2,14,9,1.2696400147560885E-2,8.5911230795291983E-3,0,5.3244553651545685E-3,0,5.9037019396551792E-5,2.6671015611641206E-2,null,1.3108677489326186E-2,8.3077333115948934E-3,0,3.63985641461508E-3,0,5.9037019396551792E-5,2.5056267215536158E-2]
[2004,2,14,10,1.3470012701158695E-2,8.8765870161598079E-3,0,5.621305376063198E-3,0,5.9037019396551792E-5,2.8026942112778255E-2,null,1.3907410779782218E-2,8.5837808357254741E-3,0,3.8427863562304262E-3,0,5.9037019396551792E-5,2.6333977971738122E-2]
[2004,2,14,11,1.4640031831449416E-2,8.8358254530437677E-3,0,5.0089669915517982E-3,0,5.9037019396551792E-5,2.8543861295441533E-2,null,1.5115422756174553E-2,8.5443638476789749E-3,0,3.4241850826869954E-3,0,5.9037019396551792E-5,2.7083971686540524E-2]
[2004,2,14,12,1.2895420058850486E-2,8.9612978173332272E-3,0,5.7537886821872886E-3,0,5.9037019396551792E-5,2.7669543577767554E-2,null,1.3314159972607157E-2,8.6656973370077342E-3,0,3.9333534055442454E-3,0,5.9037019396551792E-5,2.5913210715159136E-2]
[2004,2,14,13,1.251368524164072E-2,8.8408104811119447E-3,0,5.538168120399767E-3,0,5.9037019396551792E-5,2.6951700862548982E-2,null,1.2920029467338619E-2,8.5491844378809603E-3,0,3.7859528112822566E-3,0,5.9037019396551792E-5,2.5255166716501836E-2]
[2004,2,14,14,1.0716661403070968E-2,8.9585067256883078E-3,0,6.653082157214784E-3,0,5.9037019396551792E-5,2.638728730537061E-2,null,1.1064652693870485E-2,8.6629983132806201E-3,0,4.5481203439849613E-3,0,5.9037019396551792E-5,2.4275771351136066E-2]
[2004,2,14,15,1.0512296966356633E-2,8.7999559872743421E-3,0,6.1800360575025391E-3,0,5.9037019396551792E-5,2.5551326030530064E-2,null,1.0853652137804152E-2,8.509677584557937E-3,0,4.224740812678424E-3,0,5.9037019396551792E-5,2.3588070535040515E-2]
[2004,2,14,16,1.1358458269931716E-2,8.6313509138061031E-3,0,5.8154330197949418E-3,0,5.9037019396551792E-5,2.5864279222929314E-2,null,1.1727289980310595E-2,8.3466341765670044E-3,0,3.975494154649652E-3,0,5.9037019396551792E-5,2.4049418311527251E-2]
[2004,2,14,17,1.2347054989244759E-2,8.6867654706178927E-3,0,6.3441030363161283E-3,0,5.9037019396551792E-5,2.7436960515575329E-2,null,1.2747988399536947E-2,8.4002208095730595E-3,0,4.3368988090003299E-3,0,5.9037019396551792E-5,2.5485108018110339E-2]
[2004,2,14,18,1.3687501130482598E-2,8.7416657803786064E-3,8.8904519999999956E-5,7.0196529026565636E-3,9.5555789999999844E-6,5.9037019396551792E-5,2.9606316931914321E-2,null,1.4131961490576795E-2,8.4533101586597627E-3,4.3509553038099148E-5,4.7987121487239907E-3,8.3561368825243863E-6,5.9037019396551792E-5,2.7435849487881171E-2]
[2004,2,14,19,1.393724286719257E-2,8.3192416395814952E-3,5.9269679999999982E-4,6.0218819881201991E-3,6.3703859999999907E-5,5.9037019396551792E-5,2.8993804174290819E-2,null,1.4389812837738703E-2,8.044820247197066E-3,2.9006368692066105E-4,4.1166249464611709E-3,5.5707579216829251E-5,5.9037019396551792E-5,2.6897029297534431E-2]
[2004,2,14,20,1.4217770251473074E-2,7.9188983241514927E-3,5.9269679999999982E-4,5.3855017494880853E-3,6.3703859999999907E-5,5.9037019396551792E-5,2.8237608004509203E-2,null,1.4679449503621817E-2,7.6576827953315245E-3,2.9006368692066105E-4,3.6815883962670586E-3,5.5707579216829251E-5,5.9037019396551792E-5,2.6364491961357886E-2]
[2004,2,14,21,1.2791551238797244E-2,7.8259573408067402E-3,5.9269679999999982E-4,5.949971108575286E-3,6.3703859999999907E-5,5.9037019396551792E-5,2.7282917367575821E-2,null,1.3206918325569403E-2,7.5678075955237832E-3,2.9006368692066105E-4,4.0674658760508648E-3,5.5707579216829251E-5,5.9037019396551792E-5,2.518796306328154E-2]
[2004,2,14,22,1.269102020495045E-2,7.4355900406538828E-3,5.9269679999999982E-4,5.2943930055498918E-3,6.3703859999999907E-5,5.9037019396551792E-5,2.6136440930550776E-2,null,1.3103122849288724E-2,7.1903170866327174E-3,2.9006368692066105E-4,3.6193054540113621E-3,5.5707579216829251E-5,5.9037019396551792E-5,2.4258516656070293E-2]
[2004,2,14,23,1.2682839445084661E-2,6.9150212151943176E-3,5.9269679999999982E-4,4.0458855015844718E-3,6.3703859999999907E-5,5.9037019396551792E-5,2.4359183841260002E-2,null,1.3094676443894133E-2,6.6869199251424812E-3,2.9006368692066105E-4,2.7658119536725393E-3,5.5707579216829251E-5,5.9037019396551792E-5,2.2893179588846641E-2]
[2004,2,14,24,9.5447375920290241E-3,6.9984746473360608E-3,5.9269679999999982E-4,6.2864914118633186E-3,6.3703859999999907E-5,5.9037019396551792E-5,2.3545141330624957E-2,null,9.8546741879581498E-3,6.7676205334043843E-3,2.9006368692066105E-4,4.2975148670870772E-3,5.5707579216829251E-5,5.9037019396551792E-5,2.1265580854587102E-2]
[2004,2,15,1,9.7750215901397375E-3,7.625121717314871E-3,5.9269679999999982E-4,7.9810077719192733E-3,6.3703859999999907E-5,5.9037019396551792E-5,2.6096588758770436E-2,null,1.0092435965084075E-2,7.3735968056197268E-3,2.9006368692066105E-4,5.4559049407807113E-3,5.5707579216829251E-5,5.9037019396551792E-5,2.3267708977622002E-2]
[2004,2,15,2,1.0045853123753718E-2,7.4194066265197561E-3,5.9269679999999982E-4,7.3635398258043777E-3,6.3703859999999907E-5,5.9037019396551792E-5,2.5544237255474403E-2,null,1.037206193676293E-2,7.1746675042145842E-3,2.9006368692066105E-4,5.0337970423477499E-3,5.5707579216829251E-5,5.9037019396551792E-5,2.2926297749462754E-2]
[2004,2,15,3,9.5409018034690804E-3,7.349173143666456E-3,5.9269679999999982E-4,7.7129506396958047E-3,6.3703859999999907E-5,5.9037019396551792E-5,2.5318463266227893E-2,null,9.850713843721581E-3,7.1067507674051674E-3,2.9006368692066105E-4,5.2726581286105445E-3,5.5707579216829251E-5,5.9037019396551792E-5,2.2575894005874782E-2]
[2004,2,15,4,1.0348035425001508E-2,7.16765539827551E-3,5.9269679999999982E-4,6.797349019054843E-3,6.3703859999999907E-5,5.9037019396551792E-5,2.5028477521728411E-2,null,1.0684056697797669E-2,6.9312206293696407E-3,2.9006368692066105E-4,4.6467427619549693E-3,5.5707579216829251E-5,5.9037019396551792E-5,2.2607791355259768E-2]
[2004,2,15,5,1.0745533971190055E-2,7.20752606144802E-3,5.9269679999999982E-4,6.7459374441868145E-3,6.3703859999999907E-5,5.9037019396551792E-5,2.5414435156221445E-2,null,1.1094462811648982E-2,6.9697761050073834E-3,2.9006368692066105E-4,4.6115972423223855E-3,5.5707579216829251E-5,5.9037019396551792E-5,2.302160742511624E-2]
[2004,2,15,6,1.1044371818666554E-2,7.350449904488264E-3,5.9269679999999982E-4,6.744678487090692E-3,6.3703859999999907E-5,5.9037019396551792E-5,2.5854937889642063E-2,null,1.1403004517852724E-2,7.1079854125513358E-3,2.9006368692066105E-4,4.6107366053655926E-3,5.5707579216829251E-5,5.9037019396551792E-5,2.3467497801907138E-2]
[2004,2,15,7,1.1218088623620595E-2,7.8096285151378576E-3,5.9269679999999982E-4,7.3407664512770004E-3,6.3703859999999907E-5,5.9037019396551792E-5,2.7083921269432005E-2,null,1.1582362252655701E-2,7.5520173981662529E-3,2.9006368692066105E-4,5.0182289123379869E-3,5.5707579216829251E-5,5.9037019396551792E-5,2.4498379829297427E-2]
[2004,2,15,8,1.294961072886259E-2,8.210386944964598E-3,1.976130155464343E-4,6.5801996456372391E-3,2.1239716287565347E-5,5.9037019396551792E-5,2.8018087070694982E-2,null,1.3370110321356651E-2,7.9395562713209522E-3,9.6711100638486087E-5,4.4982970552003652E-3,1.8573649660044568E-5,5.9037019396551792E-5,2.5923248398176498E-2]
[2004,2,15,9,1.4577276167132478E-2,8.3841292558734948E-3,0,6.5387086255232728E-3,0,5.9037019396551792E-5,2.9559151067925799E-2,null,1.5050629290735676E-2,{"$f":"F1091*W$5","v":8.1075674580551576E-3},{"$f":"G1091*X$5","v":0},{"$f":"H1091*Y$5","v":4.4699333362181216E-3},{"$f":"I1091*Z$5","v":0},{"$f":"J1091","v":5.9037019396551792E-5},2.7628130085008955E-2]
[2004,2,15,10,1.4865852560751246E-2,8.8310778469144202E-3,0,6.8340098296215037E-3,0,5.9037019396551792E-5,3.058997725668372E-2,null,{"$f":"E1092*V$5","v":1.5348576333284427E-2},8.5397728477333342E-3,0,4.6718044964150487E-3,0,5.9037019396551792E-5,{"$f":"SUM(M1092:Q1092)","v":2.8560153677432809E-2}]
[2004,2,15,11,1.4100314584115033E-2,9.0909264304785582E-3,0,7.4584560768741455E-3,0,5.9037019396551792E-5,3.0708734110864288E-2,null,1.4558179817348898E-2,8.791049975724944E-3,0,5.0986828384741445E-3,0,5.9037019396551792E-5,2.8447912631547986E-2]
[2004,2,15,12,1.3731853932329638E-2,9.2071635286714304E-3,0,7.9040035929449984E-3,0,5.9037019396551792E-5,3.090205807334262E-2,null,1.4177754516033109E-2,8.903452836650198E-3,0,5.4032640347030725E-3,0,5.9037019396551792E-5,2.8484471387386377E-2]
[2004,2,15,13,1.3102132957602732E-2,9.1546754737117809E-3,0,7.8709171091065414E-3,0,5.9037019396551792E-5,3.0186762559817608E-2,null,1.3527585249940393E-2,8.8526961708903819E-3,0,5.380645749418044E-3,0,5.9037019396551792E-5,2.776092717024882E-2]
[2004,2,15,14,1.3133143512098235E-2,9.0188499722708235E-3,0,7.0291364444287881E-3,0,5.9037019396551792E-5,2.9240166948194399E-2,null,1.3559602778761334E-2,8.7213510565858424E-3,0,4.8051952024798367E-3,0,5.9037019396551792E-5,2.7086149037827013E-2]
[2004,2,15,15,1.241151276584021E-2,9.0382006639618574E-3,0,7.0554747137474847E-3,0,5.9037019396551792E-5,2.8564225162946103E-2,null,1.2814539248222283E-2,8.7400634396440097E-3,0,4.8232003338885658E-3,0,5.9037019396551792E-5,2.6377803021754857E-2]
[2004,2,15,16,1.2922046287047651E-2,8.8954162518838954E-3,0,6.9998032337884701E-3,0,5.9037019396551792E-5,2.887630279211657E-2,null,1.3341650807342771E-2,8.6019889637442195E-3,0,4.7851426961504281E-3,0,5.9037019396551792E-5,2.6728782467237418E-2]
[2004,2,15,17,1.405210071557068E-2,8.9710677285157209E-3,0,7.2916644602796458E-3,0,5.9037019396551792E-5,3.0373869923762599E-2,null,1.4508400348687295E-2,8.6751449745087646E-3,0,4.9846622497133472E-3,0,5.9037019396551792E-5,2.8168207572909408E-2]
[2004,2,15,18,1.5920670696791671E-2,8.8523043557303081E-3,6.9147960197565576E-5,7.4261296156085087E-3,7.4321170212346097E-6,5.9037019396551792E-5,3.233472176474584E-2,null,1.6437646510227652E-2,8.5602991715615657E-3,3.3840763570765015E-5,5.076584113002696E-3,6.4992175938659397E-6,5.9037019396551792E-5,3.0114869775956545E-2]
[2004,2,15,19,1.6017080509041368E-2,8.5561272557092855E-3,5.9269679999999982E-4,7.4976242990916512E-3,6.3703859999999907E-5,5.9037019396551792E-5,3.2786269743238852E-2,null,1.6537186940656708E-2,8.2738918721667748E-3,2.9006368692066105E-4,5.1254586671946696E-3,5.5707579216829251E-5,5.9037019396551792E-5,3.0282308746155642E-2]
[2004,2,15,20,1.6465317956484156E-2,8.154215476866131E-3,5.9269679999999982E-4,6.3997589465921113E-3,6.3703859999999907E-5,5.9037019396551792E-5,3.1734730059338946E-2,null,1.6999979548709087E-2,7.885237694766652E-3,2.9006368692066105E-4,4.3749458031314189E-3,5.5707579216829251E-5,5.9037019396551792E-5,2.960593431274465E-2]
[2004,2,15,21,1.5722950741066097E-2,8.1512466823752822E-3,5.9269679999999982E-4,6.757064259218749E-3,6.3703859999999907E-5,5.9037019396551792E-5,3.1346699362056682E-2,null,1.6233506194651009E-2,7.8823668299613653E-3,2.9006368692066105E-4,4.6192036558033341E-3,5.5707579216829251E-5,5.9037019396551792E-5,2.9080847946553197E-2]
[2004,2,15,22,1.4788641540122317E-2,8.0194667248718685E-3,5.9269679999999982E-4,6.438819820401182E-3,6.3703859999999907E-5,5.9037019396551792E-5,2.9962365764791922E-2,null,1.5268858117389915E-2,7.7549338118778127E-3,2.9006368692066105E-4,4.4016482472959192E-3,5.5707579216829251E-5,5.9037019396551792E-5,2.7771211442701137E-2]
[2004,2,15,23,1.2241571947048372E-2,8.1301146441593846E-3,5.9269679999999982E-4,7.2285403451640643E-3,6.3703859999999907E-5,5.9037019396551792E-5,2.8315664615768371E-2,null,1.2639080113355445E-2,7.8619318604931203E-3,2.9006368692066105E-4,4.9415099083820607E-3,5.5707579216829251E-5,5.9037019396551792E-5,2.5788293148368113E-2]
[2004,2,15,24,1.0712135749690049E-2,8.106380162039236E-3,5.9269679999999982E-4,7.0659664855565376E-3,6.3703859999999907E-5,5.9037019396551792E-5,2.6599920076682375E-2,null,1.1059980083531377E-2,7.838980292238576E-3,2.9006368692066105E-4,4.8303726248180344E-3,5.5707579216829251E-5,5.9037019396551792E-5,2.4075104266725475E-2]
[2004,2,16,1,1.1277778445917194E-2,7.8571048393683372E-3,5.9269679999999982E-4,5.4975024567148071E-3,6.3703859999999907E-5,5.9037019396551792E-5,2.5347823421396888E-2,null,1.1643990322091716E-2,7.597927651886334E-3,2.9006368692066105E-4,3.7581533150582926E-3,5.5707579216829251E-5,5.9037019396551792E-5,2.3345842555173829E-2]
[2004,2,16,2,1.1192459436591515E-2,7.6532255954187035E-3,5.9269679999999982E-4,5.4182190784818896E-3,6.3703859999999907E-5,5.9037019396551792E-5,2.497934178988866E-2,null,1.1555900834996115E-2,7.4007736394453936E-3,2.9006368692066105E-4,3.7039543232286255E-3,5.5707579216829251E-5,5.9037019396551792E-5,2.3006400063807622E-2]
[2004,2,16,3,1.1246584318537091E-2,7.6329880493878136E-3,5.9269679999999982E-4,5.2819763093336601E-3,6.3703859999999907E-5,5.9037019396551792E-5,2.4876986356655115E-2,null,1.1611783259409836E-2,7.3812036561324585E-3,2.9006368692066105E-4,3.6108172635258614E-3,5.5707579216829251E-5,5.9037019396551792E-5,2.2949575445205643E-2]
[2004,2,16,4,1.1672276900054093E-2,7.5227823926778637E-3,5.9269679999999982E-4,5.2417136708775491E-3,6.3703859999999907E-5,5.9037019396551792E-5,2.5152210643006059E-2,null,1.205129892494099E-2,7.2746332814678204E-3,2.9006368692066105E-4,3.5832932797935741E-3,5.5707579216829251E-5,5.9037019396551792E-5,2.3254996752339874E-2]
[2004,2,16,5,1.2268162696599302E-2,7.6401963655057283E-3,5.9269679999999982E-4,5.0439819875084668E-3,6.3703859999999907E-5,5.9037019396551792E-5,2.5667778729010049E-2,null,1.2666534317382683E-2,7.3881741962328554E-3,2.9006368692066105E-4,3.4481217201268893E-3,5.5707579216829251E-5,5.9037019396551792E-5,2.3848601499879916E-2]
[2004,2,16,6,1.2971980758461373E-2,8.0091342508688077E-3,5.9269679999999982E-4,5.0539240212641679E-3,6.3703859999999907E-5,5.9037019396551792E-5,2.6750476709990902E-2,null,1.3393206750267917E-2,7.7449421684486833E-3,2.9006368692066105E-4,3.4549182040596563E-3,5.5707579216829251E-5,5.9037019396551792E-5,2.4938838388913743E-2]
[2004,2,16,7,1.5056839595982294E-2,9.0510872006680822E-3,5.9269679999999982E-4,5.6558901902681634E-3,6.3703859999999907E-5,5.9037019396551792E-5,3.0479254666315091E-2,null,1.5545765097059121E-2,8.7525248965774453E-3,2.9006368692066105E-4,3.866428916680092E-3,5.5707579216829251E-5,5.9037019396551792E-5,2.8510490176454146E-2]
[2004,2,16,8,1.4012907613466715E-2,1.0833866309144883E-2,1.7785645574399994E-4,8.2484955094751233E-3,1.9116254308799972E-5,5.9037019396551792E-5,3.3351279161536074E-2,null,1.4467934568677532E-2,1.0476496634568167E-2,8.7042311171151967E-5,5.6387625084758572E-3,1.6716730371386123E-5,5.9037019396551792E-5,3.0686952753264093E-2]
[2004,2,16,9,1.3393216158215336E-2,1.2002186456286654E-2,0,9.9151440546528091E-3,0,5.9037019396551792E-5,3.5369583688551351E-2,null,1.3828120500487337E-2,1.1606278167805035E-2,0,6.7781018365458533E-3,0,5.9037019396551792E-5,3.2212500504838225E-2]
[2004,2,16,10,1.2684329200691643E-2,1.2446394021418871E-2,0,1.1144998530303984E-2,0,5.9037019396551792E-5,3.6334758771811054E-2,null,1.3096214574825961E-2,1.2035832948006557E-2,0,7.6188439209922774E-3,0,5.9037019396551792E-5,3.2750891443824794E-2]
[2004,2,16,11,1.2118861588439151E-2,1.2572762584969636E-2,0,1.0966173860550148E-2,0,5.9037019396551792E-5,3.5716835053355489E-2,null,1.2512385105564842E-2,1.2158033074256711E-2,0,7.4965974043711293E-3,0,5.9037019396551792E-5,3.2167015584192681E-2]
[2004,2,16,12,1.2010702158355223E-2,1.2551295588543026E-2,0,1.095022908487849E-2,0,5.9037019396551792E-5,3.557126385117329E-2,null,1.240071352386285E-2,1.2137274195625557E-2,0,7.4856973798563412E-3,0,5.9037019396551792E-5,3.2023685099344751E-2]
[2004,2,16,13,1.1500657847949833E-2,1.2270671636940574E-2,0,1.0806047630136583E-2,0,5.9037019396551792E-5,3.4636414134423539E-2,null,1.1874107061191264E-2,1.1865907003097007E-2,0,7.3871333471206418E-3,0,5.9037019396551792E-5,3.1127147411408915E-2]
[2004,2,16,14,1.157903058807716E-2,1.2389523914132295E-2,0,1.0040937482300205E-2,0,5.9037019396551792E-5,3.4068529003906216E-2,null,1.1955024719924734E-2,1.1980838777818907E-2,0,6.8640956111458394E-3,0,5.9037019396551792E-5,3.0799959108889479E-2]
[2004,2,16,15,1.1098727207298157E-2,1.2176292170704683E-2,0,9.4690540425360868E-3,0,5.9037019396551792E-5,3.2803110439935473E-2,null,1.1459124933962605E-2,1.1774640770694081E-2,0,6.4731497840364157E-3,0,5.9037019396551792E-5,2.97069154886931E-2]
[2004,2,16,16,1.1063205822702957E-2,1.1788491435301768E-2,0,9.6467216087166904E-3,0,5.9037019396551792E-5,3.255745588611797E-2,null,1.1422450099425175E-2,1.1399632164957246E-2,0,6.5946052918924285E-3,0,5.9037019396551792E-5,2.9416687556274849E-2]
[2004,2,16,17,1.2921768546388813E-2,1.1482266061186233E-2,0,9.2491047365657972E-3,0,5.9037019396551792E-5,3.3712176363537391E-2,null,1.3341364047892844E-2,1.1103508047325041E-2,0,6.3227900125064594E-3,0,5.9037019396551792E-5,3.0767662107724345E-2]
[2004,2,16,18,1.6930056510419147E-2,1.1003522178006396E-2,5.9269679999999978E-5,8.0407067482388128E-3,6.3703859999999907E-6,5.9037019396551792E-5,3.6098962522060907E-2,null,1.7479809086970763E-2,1.0640556176050793E-2,2.9006368692066101E-5,5.4967158194528668E-3,5.5707579216829256E-6,5.9037019396551792E-5,3.3651658209088171E-2]
[2004,2,16,19,1.9249006447723909E-2,1.0541552035290148E-2,5.9269679999999982E-4,6.254110229851121E-3,6.3703859999999907E-5,5.9037019396551792E-5,3.6760106392261731E-2,null,1.9874059936717425E-2,1.0193824740814931E-2,2.9006368692066105E-4,4.2753787339097279E-3,5.5707579216829251E-5,5.9037019396551792E-5,3.4689034677579569E-2]
[2004,2,16,20,1.6876052531763205E-2,1.0436560742402855E-2,5.9269679999999982E-4,6.8828290441829724E-3,6.3703859999999907E-5,5.9037019396551792E-5,3.4910879997745586E-2,null,1.742405149181674E-2,1.0092296727157958E-2,2.9006368692066105E-4,4.7051778499491844E-3,5.5707579216829251E-5,5.9037019396551792E-5,3.256729733506137E-2]
[2004,2,16,21,1.6168316890029566E-2,1.0318576793504654E-2,5.9269679999999982E-4,7.1232241574296718E-3,6.3703859999999907E-5,5.9037019396551792E-5,3.4325555520360443E-2,null,1.6693334267456898E-2,9.9782046377510855E-3,2.9006368692066105E-4,4.8695146008438401E-3,5.5707579216829251E-5,5.9037019396551792E-5,3.1886824772189314E-2]
[2004,2,16,22,1.5211317109563818E-2,9.4663995375901758E-3,5.9269679999999982E-4,6.1445343619257516E-3,6.3703859999999907E-5,5.9037019396551792E-5,3.1537688688476298E-2,null,1.5705258802468383E-2,9.1541375965962964E-3,2.9006368692066105E-4,4.2004714620100803E-3,5.5707579216829251E-5,5.9037019396551792E-5,2.9405639127212248E-2]
[2004,2,16,23,1.3468690458261398E-2,9.1826262632262647E-3,5.9269679999999982E-4,5.9532292498381181E-3,6.3703859999999907E-5,5.9037019396551792E-5,2.9319983650722331E-2,null,1.3906045601030622E-2,8.8797249659600449E-3,2.9006368692066105E-4,4.0696931773543657E-3,5.5707579216829251E-5,5.9037019396551792E-5,2.7201235010482522E-2]
[2004,2,16,24,1.1717425366540137E-2,8.9747382971819955E-3,5.9269679999999982E-4,6.4528616355410042E-3,6.3703859999999907E-5,5.9037019396551792E-5,2.7860462978659691E-2,null,1.2097913451848201E-2,8.6786944645229347E-3,2.9006368692066105E-4,4.4112473870021145E-3,5.5707579216829251E-5,5.9037019396551792E-5,2.5533626569510737E-2]
[2004,2,17,1,9.8299579957953839E-3,7.6293795249688882E-3,5.9269679999999982E-4,2.1593343108334113E-3,6.3703859999999907E-5,5.9037019396551792E-5,2.0334109510994233E-2,null,1.0149156264995306E-2,7.3777141637525571E-3,2.9006368692066105E-4,1.4761447516345664E-3,5.5707579216829251E-5,5.9037019396551792E-5,1.9348786446519918E-2]
[2004,2,17,2,9.9420633489138866E-3,7.1992452008389964E-3,5.9269679999999982E-4,1.7223054438696172E-3,6.3703859999999907E-5,5.9037019396551792E-5,1.9579051673019054E-2,null,1.0264901901693737E-2,6.9617683997407484E-3,2.9006368692066105E-4,1.1773869978931285E-3,5.5707579216829251E-5,5.9037019396551792E-5,1.8749828565465101E-2]
[2004,2,17,3,9.826019864976842E-3,7.0516045998356269E-3,5.9269679999999982E-4,1.5451784058835702E-3,6.3703859999999907E-5,5.9037019396551792E-5,1.913824055009259E-2,null,1.0145090255243641E-2,6.8189979228490587E-3,2.9006368692066105E-4,1.0563010010727633E-3,5.5707579216829251E-5,5.9037019396551792E-5,1.836616044530295E-2]
[2004,2,17,4,1.0425270866679595E-2,6.7686670123119561E-3,5.9269679999999982E-4,1.0819273530749244E-3,6.3703859999999907E-5,5.9037019396551792E-5,1.8991302911463028E-2,null,1.076380012774133E-2,6.5453934127968627E-3,2.9006368692066105E-4,7.3961747186568002E-4,5.5707579216829251E-5,5.9037019396551792E-5,1.839458227854136E-2]
[2004,2,17,5,1.0945780958134078E-2,6.7556558643174173E-3,5.9269679999999982E-4,8.6768491568216786E-4,6.3703859999999907E-5,5.9037019396551792E-5,1.9284559417530218E-2,null,1.1301212216169192E-2,6.5328114550463239E-3,2.9006368692066105E-4,5.9315897864021248E-4,5.5707579216829251E-5,5.9037019396551792E-5,1.8772953915993217E-2]
[2004,2,17,6,1.1633471161744943E-2,7.1521720995369204E-3,5.9269679999999982E-4,1.2096325200039234E-3,6.3703859999999907E-5,5.9037019396551792E-5,2.0710713460682338E-2,null,1.2011233087198191E-2,6.9162480680975925E-3,2.9006368692066105E-4,8.2691813252442758E-4,5.5707579216829251E-5,5.9037019396551792E-5,2.01001705539577E-2]
[2004,2,17,7,1.3144910933942688E-2,7.9953263541076777E-3,5.9269679999999982E-4,1.6548685668605026E-3,6.3703859999999907E-5,5.9037019396551792E-5,2.3510543534307423E-2,null,1.357175231217608E-2,7.7315897437629242E-3,2.9006368692066105E-4,1.1312864049630744E-3,5.5707579216829251E-5,5.9037019396551792E-5,2.2780399727039567E-2]
[2004,2,17,8,1.2864000417580014E-2,9.7077897373830987E-3,1.6797817554643432E-4,4.153496562278129E-3,1.8054523287565352E-5,5.9037019396551792E-5,2.6970356435471795E-2,null,1.3281720073150769E-2,9.387565215470791E-3,8.2207916292453039E-5,2.8393760616774095E-3,1.5788270699203106E-5,5.9037019396551792E-5,2.5606657537290627E-2]
[2004,2,17,9,1.2028457255510831E-2,1.0819895021908166E-2,0,5.4773888337607633E-3,0,5.9037019396551792E-5,2.8384778130576313E-2,null,1.2419045164304194E-2,1.0462986209061763E-2,0,3.7444034205602475E-3,0,5.9037019396551792E-5,2.6626434793926203E-2]
[2004,2,17,10,1.126646112273734E-2,1.1154558791207383E-2,0,6.5146957179762072E-3,0,5.9037019396551792E-5,2.8994752651317481E-2,null,1.1632305502939597E-2,1.0786610643102972E-2,0,4.4535178477644573E-3,0,5.9037019396551792E-5,2.6872433993807027E-2]
[2004,2,17,11,1.079592314956788E-2,1.1422163539979869E-2,0,6.9985363213810855E-3,0,5.9037019396551792E-5,2.9275660030325387E-2,null,1.1146488226776901E-2,1.1045388088745155E-2,0,4.7842766208551117E-3,0,5.9037019396551792E-5,2.6976152936377167E-2]
[2004,2,17,12,1.057398397861692E-2,1.1357476160124415E-2,0,6.8097796520689927E-3,0,5.9037019396551792E-5,2.880027681020688E-2,null,1.0917342249930585E-2,1.098283450925501E-2,0,4.6552404797892445E-3,0,5.9037019396551792E-5,2.6555417238974841E-2]
[2004,2,17,13,1.0129702732046263E-2,1.1116035215071925E-2,0,6.8046497844291174E-3,0,5.9037019396551792E-5,2.810942475094386E-2,null,1.0458634308454009E-2,1.0749357819021695E-2,0,4.6517336456898695E-3,0,5.9037019396551792E-5,2.5859725773165573E-2]
[2004,2,17,14,9.7926581491648602E-3,1.1198114302352893E-2,0,6.8194537648712293E-3,0,5.9037019396551792E-5,2.7869263235785532E-2,null,1.0110645218226291E-2,1.0828729417039445E-2,0,4.6618538100031432E-3,0,5.9037019396551792E-5,2.5601228445268881E-2]
[2004,2,17,15,1.0381826290492755E-2,1.1038024798539516E-2,0,6.123046847506944E-3,0,5.9037019396551792E-5,2.7601934955935766E-2,null,1.0718944819837133E-2,1.0673920681166932E-2,0,4.1857823601531502E-3,0,5.9037019396551792E-5,2.5578647861157214E-2]
[2004,2,17,16,1.1225677741048946E-2,1.0568024008218737E-2,0,5.5571916457861931E-3,0,5.9037019396551792E-5,2.7409930414450424E-2,null,1.159019780380726E-2,1.0219423500055908E-2,0,3.7989575030596598E-3,0,5.9037019396551792E-5,2.5608578806922827E-2]
[2004,2,17,17,1.2925141956688049E-2,1.0448115360296188E-2,0,6.1804579354605496E-3,0,5.9037019396551792E-5,2.961275227184134E-2,null,1.3344846999527787E-2,1.010347020041478E-2,0,4.2250292131036952E-3,0,5.9037019396551792E-5,2.7673346413046262E-2]
[2004,2,17,18,1.5007241714653237E-2,1.0134303361135633E-2,4.9391399802434386E-5,5.6965712661032385E-3,5.3086549787653718E-6,5.9037019396551792E-5,3.0951853416069857E-2,null,1.5494556673967525E-2,9.8000097127846578E-3,2.417197381336719E-5,3.8942389488198659E-3,4.6422982494999107E-6,5.9037019396551792E-5,2.9217619607634915E-2]
[2004,2,17,19,1.6788373094286921E-2,9.498015742681179E-3,5.9269679999999982E-4,3.3783329197291786E-3,6.3703859999999907E-5,5.9037019396551792E-5,3.0380159436093832E-2,null,1.7333524928778085E-2,9.1847108985719846E-3,2.9006368692066105E-4,2.3094656458303455E-3,5.5707579216829251E-5,5.9037019396551792E-5,2.9173472739317904E-2]
[2004,2,17,20,1.6636568133560806E-2,9.3235452196774992E-3,5.9269679999999982E-4,3.2576233146569523E-3,6.3703859999999907E-5,5.9037019396551792E-5,2.993317434729181E-2,null,1.7176790559326065E-2,9.0159955207999212E-3,2.9006368692066105E-4,2.2269472284156392E-3,5.5707579216829251E-5,5.9037019396551792E-5,2.8765504574679114E-2]
[2004,2,17,21,1.5131248930196923E-2,9.1384390854495571E-3,5.9269679999999982E-4,3.6083273423021291E-3,6.3703859999999907E-5,5.9037019396551792E-5,2.8593453037345163E-2,null,1.5622590650214237E-2,8.8369953617671287E-3,2.9006368692066105E-4,2.4666923698642208E-3,5.5707579216829251E-5,5.9037019396551792E-5,2.7272049647983077E-2]
[2004,2,17,22,1.3780630361799799E-2,8.5927793936611575E-3,5.9269679999999982E-4,3.2628922026427024E-3,6.3703859999999907E-5,5.9037019396551792E-5,2.6351739637500208E-2,null,1.4228114813091646E-2,8.3093349899739776E-3,2.9006368692066105E-4,2.2305490983568037E-3,5.5707579216829251E-5,5.9037019396551792E-5,2.5113770167559914E-2]
[2004,2,17,23,1.2619754321753093E-2,8.1640495071351443E-3,5.9269679999999982E-4,3.1676578842259225E-3,6.3703859999999907E-5,5.9037019396551792E-5,2.4666899392510714E-2,null,1.3029542821251752E-2,7.8947473362997577E-3,2.9006368692066105E-4,2.1654458678838128E-3,5.5707579216829251E-5,5.9037019396551792E-5,2.3435507291572812E-2]
[2004,2,17,24,1.1066962137469064E-2,7.7685562938988543E-3,5.9269679999999982E-4,2.3766179143272334E-3,6.3703859999999907E-5,5.9037019396551792E-5,2.1927574025091701E-2,null,1.1426328389195897E-2,7.5122999994734659E-3,2.9006368692066105E-4,1.6246822195497865E-3,5.5707579216829251E-5,5.9037019396551792E-5,2.0909081874356639E-2]
[2004,2,18,1,9.0493810776399938E-3,7.5305658866387359E-3,5.9269679999999982E-4,2.0857714115812441E-3,6.3703859999999907E-5,5.9037019396551792E-5,1.9381156055256529E-2,null,9.3432324632256453E-3,{"$f":"F1155*W$5","v":7.2821600263951996E-3},{"$f":"G1155*X$5","v":2.9006368692066105E-4},{"$f":"H1155*Y$5","v":1.4258563423311464E-3},{"$f":"I1155*Z$5","v":5.5707579216829251E-5},{"$f":"J1155","v":5.9037019396551792E-5},1.8397020098089481E-2]
[2004,2,18,2,9.1145906783654581E-3,7.1142183994355977E-3,5.9269679999999982E-4,1.7172365660440838E-3,6.3703859999999907E-5,5.9037019396551792E-5,1.866148332324169E-2,null,{"$f":"E1156*V$5","v":9.4105595492644436E-3},6.8795463219217803E-3,2.9006368692066105E-4,1.1739218571035349E-3,5.5707579216829251E-5,5.9037019396551792E-5,{"$f":"SUM(M1156:Q1156)","v":1.7809798994427247E-2}]
[2004,2,18,3,8.9862705029623447E-3,6.9719138543243003E-3,5.9269679999999982E-4,1.567708674598569E-3,6.3703859999999907E-5,5.9037019396551792E-5,1.8241330711281766E-2,null,9.2780725627814014E-3,6.7419358839303284E-3,2.9006368692066105E-4,1.0717029412678071E-3,5.5707579216829251E-5,5.9037019396551792E-5,1.7437482654117025E-2]
[2004,2,18,4,9.5006703457201185E-3,6.701626648198851E-3,5.9269679999999982E-4,1.1835451673129372E-3,6.3703859999999907E-5,5.9037019396551792E-5,1.8101279840628461E-2,null,9.8091759905957164E-3,6.480564465404526E-3,2.9006368692066105E-4,8.0908453048992993E-4,5.5707579216829251E-5,5.9037019396551792E-5,1.7444596252627662E-2]
[2004,2,18,5,9.9506261701274891E-3,6.6959259254187747E-3,5.9269679999999982E-4,1.0188035161584493E-3,6.3703859999999907E-5,5.9037019396551792E-5,1.8380793291101264E-2,null,1.0273742774727299E-2,6.4750517886448299E-3,2.9006368692066105E-4,6.9646532071437103E-4,5.5707579216829251E-5,5.9037019396551792E-5,1.7791031150223988E-2]
[2004,2,18,6,1.0597804830584005E-2,7.0861435908353993E-3,5.9269679999999982E-4,1.3407247806783958E-3,6.3703859999999907E-5,5.9037019396551792E-5,1.9740110881494351E-2,null,1.0941936612295375E-2,6.8523975987030113E-3,2.9006368692066105E-4,9.1653424782611325E-4,5.5707579216829251E-5,5.9037019396551792E-5,1.905663972496199E-2]
[2004,2,18,7,1.1973835276054176E-2,7.920184658863556E-3,5.9269679999999982E-4,1.7992691841766241E-3,6.3703859999999907E-5,5.9037019396551792E-5,2.2408726798490909E-2,null,1.2362649500635431E-2,7.6589266985602807E-3,2.9006368692066105E-4,1.2300002596517979E-3,5.5707579216829251E-5,5.9037019396551792E-5,2.1597347724984998E-2]
[2004,2,18,8,1.18699133516881E-2,9.5805049254196473E-3,1.4822161574399995E-4,4.0327857832854665E-3,1.5931061308799977E-5,5.9037019396551792E-5,2.5706393756842565E-2,null,1.225535302488228E-2,9.2644790644961263E-3,7.2539126825118906E-5,2.7568568417577453E-3,1.393135141054466E-5,5.9037019396551792E-5,2.4363159409371817E-2]
[2004,2,18,9,1.1086799167114738E-2,1.0668835660153057E-2,0,5.2398603809847418E-3,0,5.9037019396551792E-5,2.705453222764909E-2,null,1.1446809566612263E-2,1.0316909743847164E-2,0,3.5820263503816719E-3,0,5.9037019396551792E-5,2.53457456608411E-2]
[2004,2,18,10,1.0393093288322068E-2,1.0987003800440692E-2,0,6.1967860486608914E-3,0,5.9037019396551792E-5,2.7635920156820204E-2,null,1.0730577679474577E-2,1.0624582679421105E-2,0,4.2361912913811799E-3,0,5.9037019396551792E-5,2.5591351650276862E-2]
[2004,2,18,11,9.9885113114251377E-3,1.1242702160430754E-2,0,6.6134145103120415E-3,0,5.9037019396551792E-5,2.7903665001564486E-2,null,1.0312858121844319E-2,1.0871846484554023E-2,0,4.5210031030411182E-3,0,5.9037019396551792E-5,2.570570770943946E-2]
[2004,2,18,12,9.79830822763369E-3,1.1175388754534329E-2,0,6.4178235427913358E-3,0,5.9037019396551792E-5,2.7450557544355908E-2,null,1.0116478765970256E-2,1.0806753502029405E-2,0,4.3872949603397764E-3,0,5.9037019396551792E-5,2.5310527228339437E-2]
[2004,2,18,13,9.4123456251418453E-3,1.0931344699190042E-2,0,6.3893554535527433E-3,0,5.9037019396551792E-5,2.679208279728118E-2,null,9.7179831908305123E-3,1.0570759568603934E-2,0,4.3678338605425927E-3,0,5.9037019396551792E-5,2.4656576619977038E-2]
[2004,2,18,14,9.1050704380421649E-3,1.1009494003764782E-2,0,6.3895762371004123E-3,0,5.9037019396551792E-5,2.6563177698303912E-2,null,9.4007301678202156E-3,1.0646331013091854E-2,0,4.3679847906109492E-3,0,5.9037019396551792E-5,2.4415045971523018E-2]
[2004,2,18,15,9.6339718970425651E-3,1.086132560969129E-2,0,5.7540419210811537E-3,0,5.9037019396551792E-5,2.6308376447211561E-2,null,9.9468061081726677E-3,1.0503050153095455E-2,0,3.9335265224452335E-3,0,5.9037019396551792E-5,2.4383382783713353E-2]
[2004,2,18,16,1.0411176597464614E-2,1.0403316278855039E-2,0,5.2518398914186684E-3,0,5.9037019396551792E-5,2.6125369787134874E-2,null,1.0749248189598264E-2,1.0060148877024092E-2,0,3.590215675844373E-3,0,5.9037019396551792E-5,2.4399612742466728E-2]
[2004,2,18,17,1.1962365834723687E-2,1.0289992679400301E-2,0,5.9135607317463337E-3,0,5.9037019396551792E-5,2.8224956265266873E-2,null,1.2350807623754052E-2,9.9505634091563051E-3,0,4.0425753408560852E-3,0,5.9037019396551792E-5,2.6343946373766441E-2]
[2004,2,18,18,1.3832442808104877E-2,1.000228920372101E-2,2.9634839999999989E-5,5.5747140691057026E-3,3.1851929999999954E-6,5.9037019396551792E-5,2.950130313332814E-2,null,1.4281609712484588E-2,9.6723502201894601E-3,1.450318434603305E-5,3.8109360249074559E-3,2.7853789608414628E-6,5.9037019396551792E-5,2.7782184520888376E-2]
[2004,2,18,19,1.5426128768224023E-2,9.3933848943650831E-3,5.9269679999999982E-4,3.4214478547687833E-3,6.3703859999999907E-5,5.9037019396551792E-5,2.8956399196754443E-2,null,1.592704582253681E-2,9.0835314397364701E-3,2.9006368692066105E-4,2.3389394909670044E-3,5.5707579216829251E-5,5.9037019396551792E-5,2.7695288019377772E-2]
[2004,2,18,20,1.5355629468212634E-2,9.2135722050037533E-3,5.9269679999999982E-4,3.2457221324452101E-3,6.3703859999999907E-5,5.9037019396551792E-5,2.8530361485058151E-2,null,1.585425727016513E-2,8.9096501141605298E-3,2.9006368692066105E-4,2.218811448989558E-3,5.5707579216829251E-5,5.9037019396551792E-5,2.7328490099452707E-2]
[2004,2,18,21,1.4002650750846815E-2,9.0197010124040706E-3,5.9269679999999982E-4,3.5156384772598525E-3,6.3703859999999907E-5,5.9037019396551792E-5,2.7253427919907289E-2,null,1.4457344645346988E-2,8.7221740240138526E-3,2.9006368692066105E-4,2.4033292393935558E-3,5.5707579216829251E-5,5.9037019396551792E-5,2.5928619174891886E-2]
[2004,2,18,22,1.276084139886813E-2,8.4751464283017216E-3,5.9269679999999982E-4,3.1653438509956799E-3,6.3703859999999907E-5,5.9037019396551792E-5,2.5116769357562085E-2,null,1.317521127611437E-2,8.1955823064410321E-3,2.9006368692066105E-4,2.1638639692445915E-3,5.5707579216829251E-5,5.9037019396551792E-5,2.3880428817937484E-2]
[2004,2,18,23,1.1671514957033467E-2,8.0530576831189162E-3,5.9269679999999982E-4,3.0708812486516962E-3,6.3703859999999907E-5,5.9037019396551792E-5,2.3510891568200635E-2,null,1.205051224011643E-2,7.7874167271164895E-3,2.9006368692066105E-4,2.0992882923907392E-3,5.5707579216829251E-5,5.9037019396551792E-5,2.2282988525761147E-2]
[2004,2,18,24,1.0192188188411994E-2,7.6685620590911472E-3,5.9269679999999982E-4,2.3237547689334949E-3,6.3703859999999907E-5,5.9037019396551792E-5,2.0899942695833187E-2,null,1.0523148791752574E-2,7.4156042092037543E-3,2.9006368692066105E-4,1.5885443902954807E-3,5.5707579216829251E-5,5.9037019396551792E-5,1.9873068657389296E-2]
[2004,2,19,1,8.5928842457811093E-3,8.2265881323891656E-3,5.9269679999999982E-4,5.0883843177143302E-3,6.3703859999999907E-5,5.9037019396551792E-5,2.2623294375281155E-2,null,8.8719122721329837E-3,7.9552230407535975E-3,2.9006368692066105E-4,3.4784756427987487E-3,5.5707579216829251E-5,5.9037019396551792E-5,2.065138222182282E-2]
[2004,2,19,2,8.5588120988576381E-3,7.797171041176507E-3,5.9269679999999982E-4,4.7118131708858285E-3,6.3703859999999907E-5,5.9037019396551792E-5,2.1783233990316526E-2,null,8.8367337348942594E-3,7.5399708507650582E-3,2.9006368692066105E-4,3.22104745337061E-3,5.5707579216829251E-5,5.9037019396551792E-5,1.9943523305167417E-2]
[2004,2,19,3,8.8962021425903082E-3,7.6211450057340662E-3,5.9269679999999982E-4,4.0600112353927666E-3,6.3703859999999907E-5,5.9037019396551792E-5,2.1292796063113694E-2,null,9.1850795037735494E-3,7.3697512712274683E-3,2.9006368692066105E-4,2.7754684611060979E-3,5.5707579216829251E-5,5.9037019396551792E-5,1.9676070502244604E-2]
[2004,2,19,4,8.5246082972218178E-3,7.4801096930103769E-3,5.9269679999999982E-4,4.409161682071421E-3,6.3703859999999907E-5,5.9037019396551792E-5,2.1129317351700171E-2,null,8.8014192678530657E-3,7.2333681982835281E-3,2.9006368692066105E-4,3.0141515574704765E-3,5.5707579216829251E-5,5.9037019396551792E-5,1.9394710289744557E-2]
[2004,2,19,5,9.5769686683722481E-3,7.4073542729395803E-3,5.9269679999999982E-4,3.7558272500616595E-3,6.3703859999999907E-5,5.9037019396551792E-5,2.1455587870770041E-2,null,9.8879518713965008E-3,7.1630127137530522E-3,2.9006368692066105E-4,2.5675249336842153E-3,5.5707579216829251E-5,5.9037019396551792E-5,1.9964260784971256E-2]
[2004,2,19,6,9.6774899616179876E-3,7.9420290585051779E-3,5.9269679999999982E-4,4.7073398036152877E-3,6.3703859999999907E-5,5.9037019396551792E-5,2.3042296503135006E-2,null,9.9917372907794531E-3,7.6800505312529955E-3,2.9006368692066105E-4,3.2179894101646953E-3,5.5707579216829251E-5,5.9037019396551792E-5,2.1235548498334634E-2]
[2004,2,19,7,1.1678934413090428E-2,8.8249385044485117E-3,5.9269679999999982E-4,4.9380169492227611E-3,6.3703859999999907E-5,5.9037019396551792E-5,2.6157327546158252E-2,null,1.2058172620654737E-2,8.533836019749011E-3,2.9006368692066105E-4,3.3756828511951817E-3,5.5707579216829251E-5,5.9037019396551792E-5,2.4313462757736416E-2]
[2004,2,19,8,1.1584167445183787E-2,1.057267130958274E-2,1.3834333554643433E-4,7.6375493477227841E-3,1.4869330287565355E-5,5.9037019396551792E-5,3.0006637787719861E-2,null,1.1960328380989043E-2,1.0223917503924011E-2,6.7704731946419992E-5,5.2211129737662811E-3,1.3002891738361643E-5,5.9037019396551792E-5,2.7486066482364117E-2]
[2004,2,19,9,1.1153447330215217E-2,1.1631814115982103E-2,0,8.7359993729387887E-3,0,5.9037019396551792E-5,3.158029783853266E-2,null,1.1515621928004954E-2,1.1248123058076343E-2,0,5.9720255265472552E-3,0,5.9037019396551792E-5,2.8735770512628551E-2]
[2004,2,19,10,1.0699547742257318E-2,1.1972598811182194E-2,0,9.5277554552110864E-3,0,5.9037019396551792E-5,3.2258939028047148E-2,null,1.1046983318483718E-2,1.1577666511032049E-2,0,6.513278717198364E-3,0,5.9037019396551792E-5,2.9137928546714129E-2]
[2004,2,19,11,1.0050611518614694E-2,1.2258693275509207E-2,0,1.0203130853761021E-2,0,5.9037019396551792E-5,3.257147266728147E-2,null,1.0376974846160432E-2,1.1854323764053579E-2,0,6.974972788816116E-3,0,5.9037019396551792E-5,2.9206271399030127E-2]
[2004,2,19,12,9.0933784806842832E-3,1.2251930346607598E-2,0,1.063822447438614E-2,0,5.9037019396551792E-5,3.2042570321074576E-2,null,9.3886585493738739E-3,1.1847783919472174E-2,0,7.2724075868153036E-3,0,5.9037019396551792E-5,2.8508850055661349E-2]
[2004,2,19,13,9.2768065660249772E-3,1.1923311432839801E-2,0,1.0014789123453379E-2,0,5.9037019396551792E-5,3.1273944141714714E-2,null,9.5780429091349116E-3,1.1530004943259618E-2,0,6.8462203046303323E-3,0,5.9037019396551792E-5,2.7954268157024859E-2]
[2004,2,19,14,9.6710640462485658E-3,1.1941367092721551E-2,0,9.335278390523994E-3,0,5.9037019396551792E-5,3.100674654889066E-2,null,9.9851027131690716E-3,1.1547465012877274E-2,0,6.381699272819407E-3,0,5.9037019396551792E-5,2.7914266998865751E-2]
[2004,2,19,15,9.4778705584796369E-3,1.1852286761119277E-2,0,9.3201296564468482E-3,0,5.9037019396551792E-5,3.0709323995442312E-2,null,9.7856358489581564E-3,1.1461323116013578E-2,0,6.3713434311187048E-3,0,5.9037019396551792E-5,2.7618302396090439E-2]
[2004,2,19,16,9.9343003542008441E-3,1.1433216879008919E-2,0,9.0691488501101671E-3,0,5.9037019396551792E-5,3.049570310271648E-2,null,1.0256886827116542E-2,1.1056076818496309E-2,0,6.199770183671017E-3,0,5.9037019396551792E-5,2.7512733829283868E-2]
[2004,2,19,17,1.1583455339448165E-2,1.1331220935337435E-2,0,9.9728008558014718E-3,0,5.9037019396551792E-5,3.2946514149983619E-2,null,1.1959593151765164E-2,1.0957445348426208E-2,0,6.8175166617466748E-3,0,5.9037019396551792E-5,2.9734555161938046E-2]
[2004,2,19,18,1.4909231848948469E-2,1.0848882767944159E-2,1.9756559802434394E-5,8.5973376945150792E-3,2.1234619787653769E-6,5.9037019396551792E-5,3.4436369352585455E-2,null,1.539336423316825E-2,1.0491017755245182E-2,9.6687894673341381E-6,5.8772348737839968E-3,1.8569192886584487E-6,5.9037019396551792E-5,3.1773142570953421E-2]
[2004,2,19,19,1.5903322530525989E-2,1.0339320894910515E-2,5.9269679999999982E-4,6.8422319036949624E-3,6.3703859999999907E-5,5.9037019396551792E-5,3.3800313008528017E-2,null,1.641973501453084E-2,9.998264467027564E-3,2.9006368692066105E-4,4.6774251969384437E-3,5.5707579216829251E-5,5.9037019396551792E-5,3.1441195944634334E-2]
[2004,2,19,20,1.4314914439261134E-2,1.0300805845629644E-2,5.9269679999999982E-4,7.9718486771200858E-3,6.3703859999999907E-5,5.9037019396551792E-5,3.3303006641407416E-2,null,1.4779748156222244E-2,9.9610198885310888E-3,2.9006368692066105E-4,5.4496436825541769E-3,5.5707579216829251E-5,5.9037019396551792E-5,3.0536182993444998E-2]
[2004,2,19,21,1.3704357147503897E-2,9.9499142466689013E-3,5.9269679999999982E-4,7.4427554614790552E-3,6.3703859999999907E-5,5.9037019396551792E-5,3.1812464535048407E-2,null,1.4149364855965308E-2,9.6217029216503491E-3,2.9006368692066105E-4,5.0879497246174256E-3,5.5707579216829251E-5,5.9037019396551792E-5,2.9204788768370574E-2]
[2004,2,19,22,1.2613534942254876E-2,9.261447893515927E-3,5.9269679999999982E-4,6.7279580359112245E-3,6.3703859999999907E-5,5.9037019396551792E-5,2.9318378551078578E-2,null,1.302312148614272E-2,8.9559465585934885E-3,2.9006368692066105E-4,4.5993063205182188E-3,5.5707579216829251E-5,5.9037019396551792E-5,2.6924145631391914E-2]
[2004,2,19,23,1.0858343125652391E-2,8.9439040532927911E-3,5.9269679999999982E-4,6.926179159524125E-3,6.3703859999999907E-5,5.9037019396551792E-5,2.7443864017865856E-2,null,1.1210935103519401E-2,8.6488773297054202E-3,2.9006368692066105E-4,4.7348124669339435E-3,5.5707579216829251E-5,5.9037019396551792E-5,2.4940396166296255E-2]
[2004,2,19,24,9.0418732645173479E-3,8.5382831194099739E-3,5.9269679999999982E-4,6.1005556789409171E-3,6.3703859999999907E-5,5.9037019396551792E-5,2.439614974226479E-2,null,9.3354808564921569E-3,8.2566363487412437E-3,2.9006368692066105E-4,4.1704071492512061E-3,5.5707579216829251E-5,5.9037019396551792E-5,2.2108295620622095E-2]
[2004,2,20,1,8.369349356991157E-3,7.6750034188646163E-3,5.9269679999999982E-4,2.8792658867249636E-3,6.3703859999999907E-5,5.9037019396551792E-5,1.9639056341977289E-2,null,8.6411187613185964E-3,7.4218330920478998E-3,2.9006368692066105E-4,1.9682979175230627E-3,5.5707579216829251E-5,5.9037019396551792E-5,1.8377021037027045E-2]
[2004,2,20,2,8.1953363522559511E-3,7.2503961534955419E-3,5.9269679999999982E-4,2.3398422204521465E-3,6.3703859999999907E-5,5.9037019396551792E-5,1.8501012405600193E-2,null,8.4614552085389826E-3,7.0112320693181468E-3,2.9006368692066105E-4,1.5995419495929419E-3,5.5707579216829251E-5,5.9037019396551792E-5,1.7418000493587559E-2]
[2004,2,20,3,8.1438807342962515E-3,7.135910636381684E-3,5.9269679999999982E-4,1.9523664342211413E-3,6.3703859999999907E-5,5.9037019396551792E-5,1.7947595484295628E-2,null,8.4083287244168473E-3,6.9005230112104505E-3,2.9006368692066105E-4,1.3346592283946578E-3,5.5707579216829251E-5,5.9037019396551792E-5,1.6989282230159445E-2]
[2004,2,20,4,8.360551348660164E-3,6.8895027747273253E-3,5.9269679999999982E-4,1.728807124177366E-3,6.3703859999999907E-5,5.9037019396551792E-5,1.7694298926961408E-2,null,8.6320350641746046E-3,6.6622432448103447E-3,2.9006368692066105E-4,1.1818316182629059E-3,5.5707579216829251E-5,5.9037019396551792E-5,1.6821881193385346E-2]
[2004,2,20,5,9.0269470471941657E-3,6.8361386068128641E-3,5.9269679999999982E-4,1.5611480124310725E-3,6.3703859999999907E-5,5.9037019396551792E-5,1.8139671345834652E-2,null,9.3200699552326537E-3,6.6106393658617486E-3,2.9006368692066105E-4,1.0672180002481556E-3,5.5707579216829251E-5,5.9037019396551792E-5,1.7343698587480048E-2]
[2004,2,20,6,9.6115532228089849E-3,7.2464013563185038E-3,5.9269679999999982E-4,1.678514925940575E-3,6.3703859999999907E-5,5.9037019396551792E-5,1.9251907184464616E-2,null,9.9236594550386505E-3,7.0073690459074101E-3,2.9006368692066105E-4,1.1474513168417927E-3,5.5707579216829251E-5,5.9037019396551792E-5,1.8424251083925341E-2]
[2004,2,20,7,1.0931838424836493E-2,8.2008691622292625E-3,5.9269679999999982E-4,2.8623069956426957E-3,6.3703859999999907E-5,5.9037019396551792E-5,2.2710452262105003E-2,null,1.1286816941110273E-2,7.9303524454706065E-3,2.9006368692066105E-4,1.9567046325282209E-3,5.5707579216829251E-5,5.9037019396551792E-5,2.1519645285246587E-2]
[2004,2,20,8,1.1248940441334688E-2,9.936800942358345E-3,1.1858677574399997E-4,5.3823208371037148E-3,1.2745868308799981E-5,5.9037019396551792E-5,2.6758431884246103E-2,null,1.1614215890196514E-2,9.6090221773474909E-3,5.8035942479085859E-5,3.6794138894766831E-3,1.1145972449703197E-5,5.9037019396551792E-5,2.4971833871949477E-2]
[2004,2,20,9,1.0683293504506973E-2,1.0869218526768459E-2,0,6.2170990082896912E-3,0,5.9037019396551792E-5,2.7828648058961673E-2,null,1.1030201273334879E-2,1.0510682711670234E-2,0,4.2500774546287059E-3,0,5.9037019396551792E-5,2.5790961439633817E-2]
[2004,2,20,10,1.0997687352792225E-2,1.1155199368880852E-2,0,6.3081935546027996E-3,0,5.9037019396551792E-5,2.8520117295672429E-2,null,1.135480411460491E-2,1.0787230090458956E-2,0,4.3123506912312991E-3,0,5.9037019396551792E-5,2.6454384896295167E-2]
[2004,2,20,11,1.0187002234153166E-2,1.1387907694096137E-2,0,6.9479974634960428E-3,0,5.9037019396551792E-5,2.8581944411141896E-2,null,1.051779443925397E-2,1.1012262218084164E-2,0,4.7497277001778788E-3,0,5.9037019396551792E-5,2.6279784357516014E-2]
[2004,2,20,12,9.6186818675396916E-3,1.1405220906424296E-2,0,7.2835174505783556E-3,0,5.9037019396551792E-5,2.8366457243938895E-2,null,9.9310195810290696E-3,1.1029004330780941E-2,0,4.9790928640227024E-3,0,5.9037019396551792E-5,2.5939116775832712E-2]
[2004,2,20,13,9.3441532962053164E-3,1.116131708717817E-2,0,7.4910302663794889E-3,0,5.9037019396551792E-5,2.8055537669159525E-2,null,9.6475765214686666E-3,1.0793146007577019E-2,0,5.1209509137026179E-3,0,5.9037019396551792E-5,2.5561673442748303E-2]
[2004,2,20,14,8.5280039528241938E-3,1.1252110937872765E-2,0,7.6239541785667235E-3,0,5.9037019396551792E-5,2.7463106088660233E-2,null,8.8049251871403465E-3,1.0880944900797485E-2,0,5.2118191661809435E-3,0,5.9037019396551792E-5,2.4897689254118775E-2]
[2004,2,20,15,8.9847448427110045E-3,1.1109786932087199E-2,0,7.1768853813359195E-3,0,5.9037019396551792E-5,2.7330454175530674E-2,null,9.2764973613100668E-3,1.0743315644068321E-2,0,4.9061980053718415E-3,0,5.9037019396551792E-5,2.4926011010750232E-2]
[2004,2,20,16,9.4560283073170624E-3,1.0601424478222632E-2,0,6.9132465517610289E-3,0,5.9037019396551792E-5,2.7029736356697275E-2,null,9.7630843364976683E-3,1.0251722210562742E-2,0,4.7259715936246709E-3,0,5.9037019396551792E-5,2.474077814068508E-2]
[2004,2,20,17,1.0470554465565581E-2,1.0487253444490113E-2,0,7.8940267723679441E-3,0,5.9037019396551792E-5,2.891087170182019E-2,null,1.0810554175066031E-2,{"$f":"F1219*W$5","v":1.014131726217841E-2},{"$f":"G1219*X$5","v":0},{"$f":"H1219*Y$5","v":5.3964437701155407E-3},{"$f":"I1219*Z$5","v":0},{"$f":"J1219","v":5.9037019396551792E-5},2.6348315207359981E-2]
[2004,2,20,18,1.3751870031309982E-2,1.0030307024344912E-2,9.8782801975655986E-6,6.496877533100783E-3,1.0617310212346185E-6,5.9037019396551792E-5,3.0349031619371025E-2,null,{"$f":"E1220*V$5","v":1.4198420577521268E-2},9.6994438352570999E-3,4.8343948786989141E-6,4.4413371400548853E-3,9.2845967218301398E-7,5.9037019396551792E-5,{"$f":"SUM(M1220:Q1220)","v":2.8344964407384134E-2}]
[2004,2,20,19,1.3797260946769311E-2,9.7031770016716527E-3,5.9269679999999982E-4,5.6031501766748964E-3,6.3703859999999907E-5,5.9037019396551792E-5,2.9819025804512414E-2,null,1.4245285426201697E-2,9.3831046370606332E-3,2.9006368692066105E-4,3.8303752616826916E-3,5.5707579216829251E-5,5.9037019396551792E-5,2.7804536591082514E-2]
[2004,2,20,20,1.4585069046842413E-2,9.259106841549564E-3,5.9269679999999982E-4,4.9448876125274648E-3,6.3703859999999907E-5,5.9037019396551792E-5,2.9504501180315994E-2,null,1.5058675220734997E-2,8.9536827293798821E-3,2.9006368692066105E-4,3.3803797124114386E-3,5.5707579216829251E-5,5.9037019396551792E-5,2.7738508928663808E-2]
[2004,2,20,21,1.2809736635537755E-2,9.0425711517967203E-3,5.9269679999999982E-4,5.0256109617429715E-3,6.3703859999999907E-5,5.9037019396551792E-5,2.7593356428473999E-2,null,1.3225694238278218E-2,8.744289761050128E-3,2.9006368692066105E-4,3.4355630842872109E-3,5.5707579216829251E-5,5.9037019396551792E-5,2.5751318349753048E-2]
[2004,2,20,22,1.2014167312698647E-2,8.371930993784929E-3,5.9269679999999982E-4,4.1094921858611131E-3,6.3703859999999907E-5,5.9037019396551792E-5,2.5211028171741243E-2,null,1.2404291198653401E-2,8.0957715720739384E-3,2.9006368692066105E-4,2.809294184604906E-3,5.5707579216829251E-5,5.9037019396551792E-5,2.3655128221469732E-2]
[2004,2,20,23,1.084665299011797E-2,7.9481593179571257E-3,5.9269679999999982E-4,4.263817559241447E-3,6.3703859999999907E-5,5.9037019396551792E-5,2.3774067546713094E-2,null,1.119886536605475E-2,7.6859785758388094E-3,2.9006368692066105E-4,2.9147927120059276E-3,5.5707579216829251E-5,5.9037019396551792E-5,2.2145407920036976E-2]
[2004,2,20,24,9.3615883861408039E-3,7.3605914405913174E-3,5.9269679999999982E-4,3.8172689601862026E-3,6.3703859999999907E-5,5.9037019396551792E-5,2.1254886466314876E-2,null,9.6655777634195687E-3,7.1177924164243025E-3,2.9006368692066105E-4,2.6095271644072529E-3,5.5707579216829251E-5,5.9037019396551792E-5,1.9738668610388612E-2]
[2004,2,21,1,8.4318285928150459E-3,7.525722572135087E-3,5.9269679999999982E-4,5.8398504903761318E-3,6.3703859999999907E-5,5.9037019396551792E-5,2.2512839334722819E-2,null,8.705626822081966E-3,7.2774764751449127E-3,2.9006368692066105E-4,3.9921862068556411E-3,5.5707579216829251E-5,5.9037019396551792E-5,2.0321060770220011E-2]
[2004,2,21,2,7.8859544698776981E-3,7.2704145141926314E-3,5.9269679999999982E-4,5.9311162436786469E-3,6.3703859999999907E-5,5.9037019396551792E-5,2.1802922907145528E-2,null,8.1420270816682117E-3,7.030590097420783E-3,2.9006368692066105E-4,4.0545764824445503E-3,5.5707579216829251E-5,5.9037019396551792E-5,1.9572964927671035E-2]
[2004,2,21,3,8.1433154603271669E-3,7.0858451397428921E-3,5.9269679999999982E-4,5.4966112294208584E-3,6.3703859999999907E-5,5.9037019396551792E-5,2.144120950888747E-2,null,8.4077450948787311E-3,6.8521089924218357E-3,2.9006368692066105E-4,3.7575440622502044E-3,5.5707579216829251E-5,5.9037019396551792E-5,1.9363169415688261E-2]
[2004,2,21,4,8.1887779120971855E-3,6.9676250111563847E-3,5.9269679999999982E-4,5.4262797614538687E-3,6.3703859999999907E-5,5.9037019396551792E-5,2.129812036410399E-2,null,8.4546838027960078E-3,6.7377885140318342E-3,2.9006368692066105E-4,3.7094646950149583E-3,5.5707579216829251E-5,5.9037019396551792E-5,1.924770827798029E-2]
[2004,2,21,5,8.4760703527634457E-3,6.9883627156830099E-3,5.9269679999999982E-4,5.4277647039498115E-3,6.3703859999999907E-5,5.9037019396551792E-5,2.1607635451792818E-2,null,8.7513051998885441E-3,6.7578421574387565E-3,2.9006368692066105E-4,3.7104798180836135E-3,5.5707579216829251E-5,5.9037019396551792E-5,1.9565398441548403E-2]
[2004,2,21,6,8.4481167525954932E-3,7.2386096727456613E-3,5.9269679999999982E-4,5.7096583063931438E-3,6.3703859999999907E-5,5.9037019396551792E-5,2.2111822411130851E-2,null,8.7224438907766329E-3,6.9998343815134432E-3,2.9006368692066105E-4,3.9031853939078048E-3,5.5707579216829251E-5,5.9037019396551792E-5,1.997123493233537E-2]
[2004,2,21,7,9.590928360637253E-3,7.6131944974358453E-3,5.9269679999999982E-4,5.1318569638147101E-3,6.3703859999999907E-5,5.9037019396551792E-5,2.3051417501284359E-2,null,9.9023648626086081E-3,7.3620630211556444E-3,2.9006368692066105E-4,3.5081940231619889E-3,5.5707579216829251E-5,5.9037019396551792E-5,2.1118393173063729E-2]
[2004,2,21,8,1.024036614221187E-2,8.4075199743131913E-3,1.0870849554643436E-4,6.4736047564484299E-3,1.1684137287565363E-5,5.9037019396551792E-5,2.5300920525204041E-2,null,1.0572891179446582E-2,8.1301866021373358E-3,5.3201547600386945E-5,4.4254276132442479E-3,1.0217512777520183E-5,5.9037019396551792E-5,2.3191924455206077E-2]
[2004,2,21,9,1.0931987381725971E-2,8.8769113302503144E-3,0,7.0333709390596657E-3,0,5.9037019396551792E-5,2.6901306670432501E-2,null,1.1286970734925943E-2,8.5840944518788195E-3,0,4.8080899497145915E-3,0,5.9037019396551792E-5,2.4679155136519353E-2]
[2004,2,21,10,1.1589944758593942E-2,9.1800683362936279E-3,0,7.4398895069895318E-3,0,5.9037019396551792E-5,2.8268939621273654E-2,null,1.1966293295245707E-2,8.8772514156930816E-3,0,5.0859905265178496E-3,0,5.9037019396551792E-5,2.5929535237456638E-2]
[2004,2,21,11,1.2597290208043593E-2,9.1617018587797361E-3,0,6.972292201522433E-3,0,5.9037019396551792E-5,2.8790321287742313E-2,null,1.300634925313174E-2,8.8594907811815823E-3,0,4.7663358510557077E-3,0,5.9037019396551792E-5,2.6632175885369029E-2]
[2004,2,21,12,1.1263521772497514E-2,9.2311046913771747E-3,0,7.3547891259187256E-3,0,5.9037019396551792E-5,2.790845260918997E-2,null,1.1629270706156712E-2,8.9266042678528019E-3,0,5.0278149673885697E-3,0,5.9037019396551792E-5,2.5583689941398084E-2]
[2004,2,21,13,1.1036708790138086E-2,9.0888640423179186E-3,0,6.9998019708620018E-3,0,5.9037019396551792E-5,2.7184411822714558E-2,null,1.1395092655560759E-2,8.7890556182160396E-3,0,4.785141832799965E-3,0,5.9037019396551792E-5,2.4969290106576763E-2]
[2004,2,21,14,9.5884076003673845E-3,9.1593068498874563E-3,0,7.8083769112141507E-3,0,5.9037019396551792E-5,2.6615128380865542E-2,null,9.8997622482437826E-3,8.8571747748839458E-3,0,5.3378925803409458E-3,0,5.9037019396551792E-5,2.4094829603468676E-2]
[2004,2,21,15,9.4751065044579169E-3,8.9872755778919282E-3,0,7.250528542197209E-3,0,5.9037019396551792E-5,2.5771947643943607E-2,null,9.7827820406099081E-3,8.6908181861396015E-3,0,4.9565412823965168E-3,0,5.9037019396551792E-5,2.3430141509146026E-2]
[2004,2,21,16,1.0149243969725764E-2,8.8421274055363822E-3,0,7.0371946350027302E-3,0,5.9037019396551792E-5,2.608760302966143E-2,null,1.0478810088951291E-2,8.5504579217792198E-3,0,4.8107038704353813E-3,0,5.9037019396551792E-5,2.3839971881165892E-2]
[2004,2,21,17,1.0973412393947985E-2,8.9217240767571239E-3,0,7.7196897321459004E-3,0,5.9037019396551792E-5,2.7673863222247561E-2,null,1.1329740899610309E-2,8.6274289895745693E-3,0,5.2772650465394083E-3,0,5.9037019396551792E-5,2.5234434935724286E-2]
[2004,2,21,18,1.2185444986638721E-2,9.0097672487911493E-3,0,8.6077018587512478E-3,0,5.9037019396551792E-5,2.9861951113577666E-2,null,1.2581130599011598E-2,8.7125679389755406E-3,0,5.8843199307691725E-3,0,5.9037019396551792E-5,2.7178018468756313E-2]
[2004,2,21,19,1.2505620573665614E-2,8.565351491842255E-3,5.828185198024342E-4,7.4686823719214042E-3,6.2642128978765291E-5,5.9037019396551792E-5,2.9244152105607026E-2,null,1.2911702923569086E-2,8.2828118344448719E-3,2.8522929204196214E-4,5.1056736465611291E-3,5.4779119544646241E-5,5.9037019396551792E-5,2.6640196816161695E-2]
[2004,2,21,20,1.2619567414813475E-2,8.1844869305918895E-3,5.9269679999999982E-4,6.9619313526992858E-3,6.3703859999999907E-5,5.9037019396551792E-5,2.8481423377501203E-2,null,1.3029349845072404E-2,7.914510603812399E-3,2.9006368692066105E-4,4.759253060523441E-3,5.5707579216829251E-5,5.9037019396551792E-5,2.6048884775545733E-2]
[2004,2,21,21,1.1475094088932644E-2,8.0521237441187159E-3,5.9269679999999982E-4,7.2758361759959417E-3,6.3703859999999907E-5,5.9037019396551792E-5,2.7518491688443853E-2,null,1.1847713196121127E-2,7.7865135953523257E-3,2.9006368692066105E-4,4.9738418599962258E-3,5.5707579216829251E-5,5.9037019396551792E-5,2.4953839917607169E-2]
[2004,2,21,22,1.1285081595549935E-2,7.6721057189650613E-3,5.9269679999999982E-4,6.6894865317297198E-3,6.3703859999999907E-5,5.9037019396551792E-5,2.6362111525641271E-2,null,1.1651530619505095E-2,7.4190309766830409E-3,2.9006368692066105E-4,4.5730067759316758E-3,5.5707579216829251E-5,5.9037019396551792E-5,2.39893396382573E-2]
[2004,2,21,23,1.1128396691735735E-2,7.1688549261092445E-3,5.9269679999999982E-4,5.5568217651034684E-3,6.3703859999999907E-5,5.9037019396551792E-5,2.4569511062344999E-2,null,1.1489757845516004E-2,6.9323805891618878E-3,2.9006368692066105E-4,3.7987046485452869E-3,5.5707579216829251E-5,5.9037019396551792E-5,2.2566614349360668E-2]
[2004,2,21,24,8.6747034819538629E-3,7.1585814223756334E-3,5.9269679999999982E-4,7.1997177552084622E-3,6.3703859999999907E-5,5.9037019396551792E-5,2.3748440338934512E-2,null,8.9563883414869958E-3,6.9224459707884316E-3,2.9006368692066105E-4,4.921806467984703E-3,5.5707579216829251E-5,5.9037019396551792E-5,2.1146412046397622E-2]
[2004,2,22,1,8.0045492853650178E-3,7.2233882774369812E-3,5.9269679999999982E-4,6.8914575997719241E-3,6.3703859999999907E-5,5.9037019396551792E-5,2.2834832841970475E-2,null,8.2644729064737625E-3,6.9851150844338575E-3,2.9006368692066105E-4,4.7110764257199287E-3,5.5707579216829251E-5,5.9037019396551792E-5,2.030643568276504E-2]
[2004,2,22,2,8.0593955887471747E-3,7.0504489638613431E-3,5.9269679999999982E-4,6.5082742260022279E-3,6.3703859999999907E-5,5.9037019396551792E-5,2.23335564580073E-2,null,8.3211001783116429E-3,6.8178804070841512E-3,2.9006368692066105E-4,4.4491280450240957E-3,5.5707579216829251E-5,5.9037019396551792E-5,1.9933879896557379E-2]
[2004,2,22,3,7.609043959271122E-3,6.9249865439502626E-3,5.9269679999999982E-4,6.5440054150696942E-3,6.3703859999999907E-5,5.9037019396551792E-5,2.1793473597687629E-2,null,7.8561247365342961E-3,6.6965565341050538E-3,2.9006368692066105E-4,4.4735542799739063E-3,5.5707579216829251E-5,5.9037019396551792E-5,1.9372006816750748E-2]
[2004,2,22,4,8.0145394608166411E-3,6.8049298664078842E-3,5.9269679999999982E-4,5.9449523932536405E-3,6.3703859999999907E-5,5.9037019396551792E-5,2.1479859399874717E-2,null,8.2747874827737433E-3,6.5804600878005175E-3,2.9006368692066105E-4,4.064035026902205E-3,5.5707579216829251E-5,5.9037019396551792E-5,1.9265053863613955E-2]
[2004,2,22,5,8.2439473267139247E-3,6.8218037790893759E-3,5.9269679999999982E-4,5.8411638983395121E-3,6.3703859999999907E-5,5.9037019396551792E-5,2.1622352683539361E-2,null,8.5116446779323115E-3,6.5967773917412565E-3,2.9006368692066105E-4,3.9930840670258667E-3,5.5707579216829251E-5,5.9037019396551792E-5,1.9447277402836926E-2]
[2004,2,22,6,8.4309921861879539E-3,6.9693467326605611E-3,5.9269679999999982E-4,5.8978016420759716E-3,6.3703859999999907E-5,5.9037019396551792E-5,2.201357824032104E-2,null,8.704763255669672E-3,6.7394534422328539E-3,2.9006368692066105E-4,4.031802253339838E-3,5.5707579216829251E-5,5.9037019396551792E-5,1.9821790217379856E-2]
[2004,2,22,7,8.6327241397288357E-3,7.4333368955115438E-3,5.9269679999999982E-4,6.4649173758609436E-3,6.3703859999999907E-5,5.9037019396551792E-5,2.3246416090497875E-2,null,8.9130458466029124E-3,7.1881382645181246E-3,2.9006368692066105E-4,4.4194888240556849E-3,5.5707579216829251E-5,5.9037019396551792E-5,2.086644420131421E-2]
[2004,2,22,8,9.8121070385574823E-3,7.9305666054691956E-3,8.8951935743999955E-5,6.2132484389566508E-3,9.5606753087999858E-6,5.9037019396551792E-5,2.4113471713432682E-2,null,1.0130725651704314E-2,7.6689661826715482E-3,4.3532758133052799E-5,4.2474451629621237E-3,8.3605934888617333E-6,5.9037019396551792E-5,2.2099030348959901E-2]
[2004,2,22,9,1.1120025400971123E-2,8.2371984285144213E-3,0,6.7023211816359439E-3,0,5.9037019396551792E-5,2.6118582030518037E-2,null,1.14811147223057E-2,7.965483341967965E-3,0,4.5817806841695471E-3,0,5.9037019396551792E-5,2.4028378748443213E-2]
[2004,2,22,10,1.1736292867162754E-2,8.7413399094162132E-3,0,7.432439522775139E-3,0,5.9037019396551792E-5,2.7969109318750657E-2,null,1.2117393617707582E-2,8.452995036990046E-3,0,5.0808976351380099E-3,0,5.9037019396551792E-5,2.5651286289835637E-2]
[2004,2,22,11,1.1296524656072443E-2,9.0212767619833496E-3,0,7.9892205696505281E-3,0,5.9037019396551792E-5,2.8366059007102873E-2,null,1.1663345258941237E-2,8.7236977953705584E-3,0,5.4615192998942611E-3,0,5.9037019396551792E-5,2.5848562354206055E-2]
[2004,2,22,12,1.1140230605946651E-2,9.1178756356985399E-3,0,8.2944667065045861E-3,0,5.9037019396551792E-5,2.8611609967546331E-2,null,1.150197603043648E-2,8.8171102251073004E-3,0,5.6701889258124151E-3,0,5.9037019396551792E-5,2.5989275181356197E-2]
[2004,2,22,13,1.0729083526217932E-2,9.0812021539611459E-3,0,8.2938096377102016E-3,0,5.9037019396551792E-5,2.8163132337285832E-2,null,1.1077478188039992E-2,8.7816464675680925E-3,0,5.669739746337321E-3,0,5.9037019396551792E-5,2.5528864401945406E-2]
[2004,2,22,14,1.0723498197740697E-2,9.0093403440916261E-3,0,7.9183226385318873E-3,0,5.9037019396551792E-5,2.7710198199760762E-2,null,1.1071711492848512E-2,8.712155116302616E-3,0,5.413052692200643E-3,0,5.9037019396551792E-5,2.5196919301351772E-2]
[2004,2,22,15,1.0499932498955609E-2,9.0046654594468003E-3,0,7.6681889423855284E-3,0,5.9037019396551792E-5,2.7231823920184493E-2,null,1.0840886171577226E-2,8.707634439025367E-3,0,5.2420585386224071E-3,0,5.9037019396551792E-5,2.4790579149225E-2]
[2004,2,22,16,1.0867138636977908E-2,8.8982872319289825E-3,0,7.6802644282171302E-3,0,5.9037019396551792E-5,2.7504727316520573E-2,null,1.1220016222575189E-2,8.6047652406450043E-3,0,5.2503134739255363E-3,0,5.9037019396551792E-5,2.5075094937145728E-2]
[2004,2,22,17,1.1852930143943874E-2,9.074481995637429E-3,0,8.7040497408725926E-3,0,5.9037019396551792E-5,2.9690498899850447E-2,null,1.2237818338635324E-2,8.7751479827194515E-3,0,5.9501844056728459E-3,0,5.9037019396551792E-5,2.6963150727027624E-2]
[2004,2,22,18,1.3514447831168175E-2,9.051008529662969E-3,0,9.4445295089114235E-3,0,5.9037019396551792E-5,3.2069022889139119E-2,null,1.3953288806760002E-2,8.7524488206414137E-3,0,6.4563845423530383E-3,0,5.9037019396551792E-5,2.9162122169754452E-2]
[2004,2,22,19,1.3543023722051963E-2,8.5767756480134381E-3,5.7294024019756537E-4,8.6004435478928849E-3,6.1580398021234518E-5,5.9037019396551792E-5,3.1413800575573636E-2,null,1.3982792613603844E-2,8.2938591494351958E-3,2.8039489745332688E-4,5.8793580694096086E-3,5.3850659928170793E-5,5.9037019396551792E-5,2.8490255389830146E-2]
[2004,2,22,20,1.3692965734946935E-2,8.2725250958864561E-3,5.9269679999999982E-4,8.1272657982811129E-3,6.3703859999999907E-5,5.9037019396551792E-5,3.0808194308511058E-2,null,1.4137603541606784E-2,7.9996447116279581E-3,2.9006368692066105E-4,5.5558885407796998E-3,5.5707579216829251E-5,5.9037019396551792E-5,2.8038908060151933E-2]
[2004,2,22,21,1.3082275894316426E-2,8.2176006094815332E-3,5.9269679999999982E-4,8.2865149160710194E-3,6.3703859999999907E-5,5.9037019396551792E-5,3.0301829099265529E-2,null,1.3507083388351276E-2,7.9465319833962236E-3,2.9006368692066105E-4,5.6647529941663902E-3,5.5707579216829251E-5,5.9037019396551792E-5,2.7464139632051379E-2]
[2004,2,22,22,1.2314493351376857E-2,8.0917293975267795E-3,5.9269679999999982E-4,7.9466955145003158E-3,6.3703859999999907E-5,5.9037019396551792E-5,2.9068355942800501E-2,null,1.2714369420584353E-2,7.8248128029296989E-3,2.9006368692066105E-4,5.4324487031561725E-3,5.5707579216829251E-5,5.9037019396551792E-5,2.6317402192807711E-2]
[2004,2,22,23,1.0348179807259049E-2,8.0037663950221407E-3,5.9269679999999982E-4,7.5772825560549402E-3,6.3703859999999907E-5,5.9037019396551792E-5,2.6644666437732681E-2,null,1.0684205768434015E-2,7.7397513785581913E-3,2.9006368692066105E-4,5.1799139302592077E-3,5.5707579216829251E-5,5.9037019396551792E-5,2.3949642343388904E-2]
[2004,2,22,24,8.9110492105577924E-3,7.9738543277861566E-3,5.9269679999999982E-4,7.4291698471121246E-3,6.3703859999999907E-5,5.9037019396551792E-5,2.5029511064852628E-2,null,9.2004086855404961E-3,7.71082600115472E-3,2.9006368692066105E-4,5.0786624487913238E-3,5.5707579216829251E-5,5.9037019396551792E-5,2.2335668401624029E-2]
[2004,2,23,1,9.6746044081946082E-3,7.6378134346568238E-3,5.9269679999999982E-4,4.925761665990778E-3,6.3703859999999907E-5,5.9037019396551792E-5,2.295361718823876E-2,null,9.9887580377025428E-3,7.3858698695680632E-3,2.9006368692066105E-4,3.3673050044060455E-3,5.5707579216829251E-5,5.9037019396551792E-5,2.1087704177814141E-2]
[2004,2,23,2,9.5082339544019789E-3,7.4025427530904899E-3,5.9269679999999982E-4,4.6390326002674117E-3,6.3703859999999907E-5,5.9037019396551792E-5,2.2265246987156435E-2,null,9.8169852046810988E-3,7.1583599083678128E-3,2.9006368692066105E-4,3.1712938525500496E-3,5.5707579216829251E-5,5.9037019396551792E-5,2.0492410231736452E-2]
[2004,2,23,3,9.4672036395914375E-3,7.364634666477396E-3,5.9269679999999982E-4,4.3831661815614056E-3,6.3703859999999907E-5,5.9037019396551792E-5,2.193044216702679E-2,null,9.7746225540174588E-3,7.1217022710578738E-3,2.9006368692066105E-4,2.99638074659999E-3,5.5707579216829251E-5,5.9037019396551792E-5,2.023847683781281E-2]
[2004,2,23,4,9.7512798784259083E-3,7.2568768370251096E-3,5.9269679999999982E-4,4.3489946156948728E-3,6.3703859999999907E-5,5.9037019396551792E-5,2.2072589010542442E-2,null,1.0067923312813823E-2,7.0174989787713223E-3,2.9006368692066105E-4,2.9730206872724705E-3,5.5707579216829251E-5,5.9037019396551792E-5,2.0404214244995104E-2]
[2004,2,23,5,1.020573287861298E-2,7.3899096950501555E-3,5.9269679999999982E-4,4.2348551724929549E-3,6.3703859999999907E-5,5.9037019396551792E-5,2.2545935425552645E-2,null,1.0537133304958994E-2,7.1461435687650105E-3,2.9006368692066105E-4,2.8949937049790367E-3,5.5707579216829251E-5,5.9037019396551792E-5,2.0924041844840528E-2]
[2004,2,23,6,1.0913671112250813E-2,7.831581305655571E-3,5.9269679999999982E-4,4.6726803095412063E-3,6.3703859999999907E-5,5.9037019396551792E-5,2.4133370406844143E-2,null,1.1268059699784729E-2,7.5732460463159967E-3,2.9006368692066105E-4,3.1942957977328071E-3,5.5707579216829251E-5,5.9037019396551792E-5,2.2381372809971021E-2]
[2004,2,23,7,1.2647459079776414E-2,8.8569260855007378E-3,5.9269679999999982E-4,5.2774690574241834E-3,6.3703859999999907E-5,5.9037019396551792E-5,2.749729190209789E-2,null,1.3058147207820123E-2,8.5647684473495571E-3,2.9006368692066105E-4,3.6077360564070334E-3,5.5707579216829251E-5,5.9037019396551792E-5,2.5576422977714203E-2]
[2004,2,23,8,1.2159959508638494E-2,1.0607527948324008E-2,7.9073655546434349E-5,7.7840464051365044E-3,8.498944287565366E-6,5.9037019396551792E-5,3.0698143481329557E-2,null,1.2554817556898596E-2,1.0257624349480802E-2,3.8698363254353885E-5,5.3212599780287691E-3,7.4321338166787184E-6,5.9037019396551792E-5,2.8179832381479201E-2]
[2004,2,23,9,1.1674317804337024E-2,1.18165317005285E-2,0,9.7033096338480489E-3,0,5.9037019396551792E-5,3.3253196158110128E-2,null,1.2053406101441462E-2,{"$f":"F1283*W$5","v":1.1426747484262255E-2},{"$f":"G1283*X$5","v":0},{"$f":"H1283*Y$5","v":6.6332894900195723E-3},{"$f":"I1283*Z$5","v":0},{"$f":"J1283","v":5.9037019396551792E-5},3.0113443075723292E-2]
[2004,2,23,10,1.1209919626585324E-2,1.2255051545962263E-2,0,1.0916878230186099E-2,0,5.9037019396551792E-5,3.4440886422130237E-2,null,{"$f":"E1284*V$5","v":1.1573927992054108E-2},1.1850802161861539E-2,0,7.4628983677396399E-3,0,5.9037019396551792E-5,{"$f":"SUM(M1284:Q1284)","v":3.0887628521655289E-2}]
[2004,2,23,11,1.0892484930331965E-2,1.2477084087072335E-2,0,1.1327604670686286E-2,0,5.9037019396551792E-5,3.4756210707487134E-2,null,1.1246185560439987E-2,1.206551066050166E-2,0,7.7436754926434228E-3,0,5.9037019396551792E-5,3.1055371713585071E-2]
[2004,2,23,12,1.0710362386544943E-2,1.2363524199535092E-2,0,1.0763183391346855E-2,0,5.9037019396551792E-5,3.3896106996823439E-2,null,1.1058149135761105E-2,1.1955696698832072E-2,0,7.3578308807054965E-3,0,5.9037019396551792E-5,3.0371676715298675E-2]
[2004,2,23,13,1.0317648626410408E-2,1.2070531950306541E-2,0,1.0502923118834112E-2,0,5.9037019396551792E-5,3.2950140714947611E-2,null,1.0652683179474811E-2,1.1672369193636031E-2,0,7.1799140878303852E-3,0,5.9037019396551792E-5,2.9504966460941227E-2]
[2004,2,23,14,1.0371451778594585E-2,1.2214586444085327E-2,0,9.8901686309002257E-3,0,5.9037019396551792E-5,3.2535243872976689E-2,null,1.0708233426922471E-2,1.1811671855880806E-2,0,6.7610283613978592E-3,0,5.9037019396551792E-5,2.9280933644201135E-2]
[2004,2,23,15,1.0117900478643955E-2,1.2070951302526693E-2,0,9.7721593248980033E-3,0,5.9037019396551792E-5,3.2020048125465203E-2,null,1.044644881243151E-2,1.1672774712958288E-2,0,6.6803558982108206E-3,0,5.9037019396551792E-5,2.8799579423600619E-2]
[2004,2,23,16,1.02387145206579E-2,1.1744149218703285E-2,0,1.0258832816833277E-2,0,5.9037019396551792E-5,3.2300733575591017E-2,null,1.0571185926458823E-2,1.1356752636106943E-2,0,7.0130512651466843E-3,0,5.9037019396551792E-5,2.8940989827712451E-2]
[2004,2,23,17,1.1872858339211985E-2,1.1556778308807461E-2,0,1.0597927200593854E-2,0,5.9037019396551792E-5,3.4086600868009853E-2,null,1.2258393642003042E-2,1.1175562408082564E-2,0,7.2448599259851906E-3,0,5.9037019396551792E-5,3.0678815976070799E-2]
[2004,2,23,18,1.5220784448204853E-2,1.1160632619213393E-2,0,9.95442330666595E-3,0,5.9037019396551792E-5,3.6394877393480747E-2,null,1.5715033564407611E-2,1.0792484117710112E-2,0,6.804953566459296E-3,0,5.9037019396551792E-5,3.3312471248577023E-2]
[2004,2,23,19,1.6984437746445466E-2,1.0604046542334178E-2,5.6306195999999964E-4,7.540034565016231E-3,6.0518666999999895E-5,5.9037019396551792E-5,3.5811136500192423E-2,null,1.7535956189791629E-2,1.0254257782357369E-2,2.7556050257462791E-4,5.1544507927520277E-3,5.2922200255987776E-5,5.9037019396551792E-5,3.3273147467731641E-2]
[2004,2,23,20,1.5215858576493123E-2,1.0584103567276321E-2,5.9269679999999982E-4,8.6383926914731114E-3,6.3703859999999907E-5,5.9037019396551792E-5,3.5153792514639105E-2,null,1.5709947739853219E-2,1.0234972653197102E-2,2.9006368692066105E-4,5.9053005225276518E-3,5.5707579216829251E-5,5.9037019396551792E-5,3.2195992181715462E-2]
[2004,2,23,21,1.4454695081759736E-2,1.0332399518809703E-2,5.9269679999999982E-4,8.0270235080310889E-3,6.3703859999999907E-5,5.9037019396551792E-5,3.352955578799708E-2,null,1.492406775394042E-2,9.9915714018412663E-3,2.9006368692066105E-4,5.4873618055252173E-3,5.5707579216829251E-5,5.9037019396551792E-5,3.074877222744439E-2]
[2004,2,23,22,1.3690192369942485E-2,9.5770875093827545E-3,5.9269679999999982E-4,7.540173214707028E-3,6.3703859999999907E-5,5.9037019396551792E-5,3.1522890773428819E-2,null,1.4134740119929696E-2,9.261174376530833E-3,2.9006368692066105E-4,5.154545575209917E-3,5.5707579216829251E-5,5.9037019396551792E-5,2.8896231337807936E-2]
[2004,2,23,23,1.2080563549530399E-2,9.2215568252626366E-3,5.9269679999999982E-4,6.9618283130493041E-3,6.3703859999999907E-5,5.9037019396551792E-5,2.8979386367238895E-2,null,1.2472843453230818E-2,8.9173713509640429E-3,2.9006368692066105E-4,4.7591826214822205E-3,5.5707579216829251E-5,5.9037019396551792E-5,2.649516869181457E-2]
[2004,2,23,24,1.0249061339830948E-2,8.7879887477664946E-3,5.9269679999999982E-4,6.0816089287507513E-3,6.3703859999999907E-5,5.9037019396551792E-5,2.5834096695744747E-2,null,1.0581868727410551E-2,8.4981051005663995E-3,2.9006368692066105E-4,4.1574549418447711E-3,5.5707579216829251E-5,5.9037019396551792E-5,2.358320003595921E-2]
[2004,2,24,1,9.9448391253256739E-3,8.516080556075627E-3,5.9269679999999982E-4,5.5114971783216333E-3,6.3703859999999907E-5,5.9037019396551792E-5,2.4687854539119487E-2,null,1.0267767813081351E-2,8.2351661668676936E-3,2.9006368692066105E-4,3.7677202611059056E-3,5.5707579216829251E-5,5.9037019396551792E-5,2.261642550719244E-2]
[2004,2,24,2,1.0008235174114189E-2,8.0901204969327338E-3,5.9269679999999982E-4,5.098229094060591E-3,6.3703859999999907E-5,5.9037019396551792E-5,2.3912022444504067E-2,null,1.0333222457548105E-2,7.8232569740891086E-3,2.9006368692066105E-4,3.4852056404937048E-3,5.5707579216829251E-5,5.9037019396551792E-5,2.1987456338268409E-2]
[2004,2,24,3,9.891615785141479E-3,8.014203488580382E-3,5.9269679999999982E-4,4.9883606942994077E-3,6.3703859999999907E-5,5.9037019396551792E-5,2.360961764741782E-2,null,1.0212816205281456E-2,7.7498441905255394E-3,2.9006368692066105E-4,3.4100983906045646E-3,5.5707579216829251E-5,5.9037019396551792E-5,2.1718530052549048E-2]
[2004,2,24,4,1.0464089966195824E-2,7.7776381917297197E-3,5.9269679999999982E-4,4.794844887092772E-3,6.3703859999999907E-5,5.9037019396551792E-5,2.3752010724414865E-2,null,1.0803879760556153E-2,7.5210823186700982E-3,2.9006368692066105E-4,3.2778088503822586E-3,5.5707579216829251E-5,5.9037019396551792E-5,2.1948542195745997E-2]
[2004,2,24,5,1.0948745713577946E-2,7.7837105037996523E-3,5.9269679999999982E-4,4.7320361536022726E-3,6.3703859999999907E-5,5.9037019396551792E-5,2.4179930050376421E-2,null,1.1304273243113578E-2,7.5269543273463546E-3,2.9006368692066105E-4,3.2348721074084343E-3,5.5707579216829251E-5,5.9037019396551792E-5,2.2411870944005853E-2]
[2004,2,24,6,1.1564798002862612E-2,8.1994026591050272E-3,5.9269679999999982E-4,4.8981683891902387E-3,6.3703859999999907E-5,5.9037019396551792E-5,2.5377806730554432E-2,null,1.1940329974386748E-2,7.9289343169274603E-3,2.9006368692066105E-4,3.3484419360404086E-3,5.5707579216829251E-5,5.9037019396551792E-5,2.3563477493492104E-2]
[2004,2,24,7,1.3030672827600747E-2,9.1120799669500013E-3,5.9269679999999982E-4,5.6640425171721369E-3,6.3703859999999907E-5,5.9037019396551792E-5,2.8522232991119435E-2,null,1.3453804667519059E-2,8.8115057342998144E-3,2.9006368692066105E-4,3.8720019372691385E-3,5.5707579216829251E-5,5.9037019396551792E-5,2.6483083605225499E-2]
[2004,2,24,8,1.3058149323202799E-2,1.0947694911473944E-2,5.9317095743999983E-5,8.6062470085345264E-3,6.3754823087999913E-6,5.9037019396551792E-5,3.2736820840660617E-2,null,1.3482173379531762E-2,1.0586570447110177E-2,2.9029573787019758E-5,5.8833253791145011E-3,5.5752145280202718E-6,5.9037019396551792E-5,2.9986673994071483E-2]
[2004,2,24,9,1.2242830706630061E-2,1.2011242933173617E-2,0,9.7206763145368767E-3,0,5.9037019396551792E-5,3.4033786973737101E-2,null,1.2640379747362028E-2,1.1615035904601844E-2,0,6.6451615444872445E-3,0,5.9037019396551792E-5,3.0900577196451118E-2]
[2004,2,24,10,1.1531958808531558E-2,1.2399064913955041E-2,0,1.0654405785192772E-2,0,5.9037019396551792E-5,3.4644466527075923E-2,null,1.190642442616111E-2,1.199006505490976E-2,0,7.2834693093572654E-3,0,5.9037019396551792E-5,3.1179958790428137E-2]
[2004,2,24,11,1.1026920278694421E-2,1.2558625849958821E-2,0,1.0684267438477659E-2,0,5.9037019396551792E-5,3.4328850586527453E-2,null,1.1384986291699799E-2,1.2144362658493913E-2,0,7.3038830649070508E-3,0,5.9037019396551792E-5,3.0833232015100763E-2]
[2004,2,24,12,1.0821658352873792E-2,1.2445011594658655E-2,0,1.0443107480127931E-2,0,5.9037019396551792E-5,3.3768814447056927E-2,null,1.1173059103272494E-2,1.2034496122455302E-2,0,7.1390234574639742E-3,0,5.9037019396551792E-5,3.034657868319177E-2]
[2004,2,24,13,1.0405370734868124E-2,1.2191541960951126E-2,0,1.0320886613789328E-2,0,5.9037019396551792E-5,3.2976836329005131E-2,null,1.0743253799106456E-2,1.1789387526066156E-2,0,7.0554719251788569E-3,0,5.9037019396551792E-5,2.9588113250351468E-2]
[2004,2,24,14,1.0034423026786473E-2,1.2267806750603719E-2,0,1.0065075338588325E-2,0,5.9037019396551792E-5,3.2426342135375069E-2,null,1.0360260681834451E-2,1.1863136618895279E-2,0,6.8805965159370328E-3,0,5.9037019396551792E-5,2.9103993816666764E-2]
[2004,2,24,15,1.0530383500981434E-2,1.2073966123731687E-2,0,9.2432880959192852E-3,0,5.9037019396551792E-5,3.1906674740028958E-2,null,1.0872325978147912E-2,1.1675690086224551E-2,0,6.3188136928048659E-3,0,5.9037019396551792E-5,2.8866829757177328E-2]
[2004,2,24,16,1.1400121491148647E-2,1.1642328628479243E-2,0,9.093645940890795E-3,0,5.9037019396551792E-5,3.2195133079915235E-2,null,1.1770306089109287E-2,1.1258290735214598E-2,0,6.2165166651235266E-3,0,5.9037019396551792E-5,2.9245113489447413E-2]
[2004,2,24,17,1.2847571228859342E-2,1.1425754592667821E-2,0,9.2140517726104331E-3,0,5.9037019396551792E-5,3.3546414613534151E-2,null,1.326475739602595E-2,1.1048860685722665E-2,0,6.2988274197238832E-3,0,5.9037019396551792E-5,3.0612445501472501E-2]
[2004,2,24,18,1.4945202714368885E-2,1.1274569608721096E-2,0,9.7154676922967444E-3,0,5.9037019396551792E-5,3.5994277034783279E-2,null,1.5430503144066453E-2,1.0902662742133667E-2,0,6.6416008728744959E-3,0,5.9037019396551792E-5,3.2974766759074611E-2]
[2004,2,24,19,1.658191267571989E-2,1.0703587448318674E-2,5.4330540019756541E-4,7.6157212261310763E-3,5.8395205021234533E-5,5.9037019396551792E-5,3.5561958974784993E-2,null,1.712036033016338E-2,1.0350515197465786E-2,2.6589171310729384E-4,5.2061910290891709E-3,5.1065280967329338E-5,5.9037019396551792E-5,3.2994023550792957E-2]
[2004,2,24,20,1.649683912131393E-2,1.0464587489095557E-2,5.9269679999999982E-4,7.4322185198997534E-3,6.3703859999999907E-5,5.9037019396551792E-5,3.5109082809705795E-2,null,1.7032524268396486E-2,1.0119398973855994E-2,2.9006368692066105E-4,5.0807465551348067E-3,5.5707579216829251E-5,5.9037019396551792E-5,3.2578441063524775E-2]
[2004,2,24,21,1.5031026866015726E-2,1.0189697653387385E-2,5.9269679999999982E-4,7.3144560780407358E-3,6.3703859999999907E-5,5.9037019396551792E-5,3.32506182768404E-2,null,1.5519114176458149E-2,9.8535767496844857E-3,2.9006368692066105E-4,5.0002428509988931E-3,5.5707579216829251E-5,5.9037019396551792E-5,3.0718705043279018E-2]
[2004,2,24,22,1.3801068356820552E-2,9.5782882186672934E-3,5.9269679999999982E-4,7.0800881252375825E-3,6.3703859999999907E-5,5.9037019396551792E-5,3.117488238012198E-2,null,1.4249216470422994E-2,9.2623354788021386E-3,2.9006368692066105E-4,4.8400263334610477E-3,5.5707579216829251E-5,5.9037019396551792E-5,2.8697349548823671E-2]
[2004,2,24,23,1.2690170773148022E-2,9.2290387514591104E-3,5.9269679999999982E-4,6.9342585746154321E-3,6.3703859999999907E-5,5.9037019396551792E-5,2.9568905778619113E-2,null,1.3102245834747768E-2,8.9246064757459755E-3,2.9006368692066105E-4,4.7403356442036575E-3,5.5707579216829251E-5,5.9037019396551792E-5,2.7112959220834888E-2]
[2004,2,24,24,1.116753208483396E-2,8.8077013343901764E-3,5.9269679999999982E-4,6.0369491279115093E-3,6.3703859999999907E-5,5.9037019396551792E-5,2.6727620226532196E-2,null,1.1530164042593936E-2,8.5171674409653501E-3,2.9006368692066105E-4,4.1269250094081176E-3,5.5707579216829251E-5,5.9037019396551792E-5,2.452002775910489E-2]
[2004,2,25,1,8.8248846905199553E-3,7.7213691578677133E-3,5.9269679999999982E-4,2.8702756347653703E-3,6.3703859999999907E-5,5.9037019396551792E-5,2.0131967162549592E-2,null,9.1114462323198028E-3,7.4666693946904006E-3,2.9006368692066105E-4,1.9621520821239556E-3,5.5707579216829251E-5,5.9037019396551792E-5,1.8886038975271649E-2]
[2004,2,25,2,8.8580818061794984E-3,7.3034377469250109E-3,5.9269679999999982E-4,2.5074590257677457E-3,6.3703859999999907E-5,5.9037019396551792E-5,1.9384416258268807E-2,null,9.1457213242906888E-3,7.0625240143356799E-3,2.9006368692066105E-4,1.7141266464650435E-3,5.5707579216829251E-5,5.9037019396551792E-5,1.8268143251228903E-2]
[2004,2,25,3,8.7189241367046366E-3,7.159688277383643E-3,5.9269679999999982E-4,2.3539352486177342E-3,6.3703859999999907E-5,5.9037019396551792E-5,1.8947985342102566E-2,null,9.0020449287682418E-3,6.9235163146929499E-3,2.9006368692066105E-4,1.6091760990884136E-3,5.5707579216829251E-5,5.9037019396551792E-5,1.7880508608687097E-2]
[2004,2,25,4,9.1867945380018946E-3,6.8946893940005994E-3,5.9269679999999982E-4,2.0055883523923215E-3,6.3703859999999907E-5,5.9037019396551792E-5,1.8802509963791368E-2,null,9.4851080116993211E-3,6.667258776459962E-3,2.9006368692066105E-4,1.3710423186767688E-3,5.5707579216829251E-5,5.9037019396551792E-5,1.7869180372973539E-2]
[2004,2,25,5,9.6021925142334898E-3,6.8953577595370248E-3,5.9269679999999982E-4,1.8798633593020172E-3,6.3703859999999907E-5,5.9037019396551792E-5,1.9092851312469083E-2,null,9.9139947856550763E-3,6.6679050950588089E-3,2.9006368692066105E-4,1.2850953266948207E-3,5.5707579216829251E-5,5.9037019396551792E-5,1.8212766473546194E-2]
[2004,2,25,6,1.0241838174440595E-2,7.2958457558681489E-3,5.9269679999999982E-4,2.2517059965865599E-3,6.3703859999999907E-5,5.9037019396551792E-5,2.0504827606291857E-2,null,1.0574411011486845E-2,7.0551824553310473E-3,2.9006368692066105E-4,1.5392910548448003E-3,5.5707579216829251E-5,5.9037019396551792E-5,1.9514655787800182E-2]
[2004,2,25,7,1.1572300990578698E-2,8.157552071982252E-3,5.9269679999999982E-4,2.8315343866216684E-3,6.3703859999999907E-5,5.9037019396551792E-5,2.3276825128579169E-2,null,1.1948076599023135E-2,7.8884642277981185E-3,2.9006368692066105E-4,1.9356681375896675E-3,5.5707579216829251E-5,5.9037019396551792E-5,2.2117980230548409E-2]
[2004,2,25,8,1.161198484028109E-2,9.8379098094686646E-3,4.9438815546434384E-5,5.1385564107808823E-3,5.3137512875653723E-6,5.9037019396551792E-5,2.6702240646761188E-2,null,1.1989049062181008E-2,9.5133931016930448E-3,2.4195178908320844E-5,3.5127738390007658E-3,4.6467548558372577E-6,5.9037019396551792E-5,2.5044057936638976E-2]
[2004,2,25,9,1.0853778745033852E-2,1.0919024498611202E-2,0,6.2707630634388526E-3,0,5.9037019396551792E-5,2.8102603326480461E-2,null,1.1206222508392313E-2,1.0558845766437806E-2,0,4.2867627946255905E-3,0,5.9037019396551792E-5,2.605183106945571E-2]
[2004,2,25,10,1.0201771045128363E-2,1.1237339784834603E-2,0,7.2083656019014276E-3,0,5.9037019396551792E-5,2.8706513451260941E-2,null,1.0533042822868587E-2,1.08666609941406E-2,0,4.927718231366925E-3,0,5.9037019396551792E-5,2.6327422048376112E-2]
[2004,2,25,11,9.8348150522632044E-3,1.1490364872003429E-2,0,7.6004130412650594E-3,0,5.9037019396551792E-5,2.8984629984928248E-2,null,1.0154171039738077E-2,1.1111339707957473E-2,0,5.1957261850705061E-3,0,5.9037019396551792E-5,2.6461236932766058E-2]
[2004,2,25,12,9.6562352408173305E-3,1.1420192377098818E-2,0,7.3785061845718933E-3,0,5.9037019396551792E-5,2.8513970821884595E-2,null,9.9697923869592146E-3,1.1043481947327101E-2,0,5.0440282102752493E-3,0,5.9037019396551792E-5,2.6057302544561567E-2]
[2004,2,25,13,9.2943715973573867E-3,1.1168774980340111E-2,0,7.3078049999714869E-3,0,5.9037019396551792E-5,2.7829988597065536E-2,null,9.596178311938099E-3,1.0800357892086439E-2,0,4.9956961006715466E-3,0,5.9037019396551792E-5,2.5392232304696088E-2]
[2004,2,25,14,9.000076097016696E-3,1.1245118194112015E-2,0,7.2879822041276906E-3,0,5.9037019396551792E-5,2.7592213514652957E-2,null,9.2923264519077474E-3,1.0874182822109653E-2,0,4.9821450187937941E-3,0,5.9037019396551792E-5,2.5148654292811191E-2]
[2004,2,25,15,9.4947359759967598E-3,1.1098553234806905E-2,0,6.6752187644817957E-3,0,5.9037019396551792E-5,2.7327544994682013E-2,null,9.8030489200952742E-3,1.0732452505425802E-2,0,4.5632531728722042E-3,0,5.9037019396551792E-5,2.509875459839328E-2]
[2004,2,25,16,1.0235003425385802E-2,1.0643130582857705E-2,0,6.2002753444211616E-3,0,5.9037019396551792E-5,2.7137446372061225E-2,null,1.0567354324548936E-2,1.0292052583153872E-2,0,4.2385766124486872E-3,0,5.9037019396551792E-5,2.5097983520151492E-2]
[2004,2,25,17,1.1730227439800579E-2,1.0547866425855732E-2,0,6.9812387012145073E-3,0,5.9037019396551792E-5,2.9318369586267368E-2,null,1.2111131233866366E-2,1.0199930842701554E-2,0,4.7724517769221651E-3,0,5.9037019396551792E-5,2.7083513853490084E-2]
[2004,2,25,18,1.3505740853985003E-2,1.0281526440875781E-2,0,6.7978548668907049E-3,0,5.9037019396551792E-5,3.0644159181148038E-2,null,1.3944299096726087E-2,9.9423764409144397E-3,0,4.6470885651148999E-3,0,5.9037019396551792E-5,2.8533764102755425E-2]
[2004,2,25,19,1.500171031294798E-2,9.686161129134601E-3,5.334271199999999E-4,4.7404776446056396E-3,5.7333473999999917E-5,5.9037019396551792E-5,3.0078146700084768E-2,null,1.5488845656657469E-2,9.3666500560014038E-3,2.6105731822859498E-4,3.2406428037652112E-3,5.0136821295146328E-5,5.9037019396551792E-5,2.8407332655947828E-2]
[2004,2,25,20,1.4959579642242007E-2,9.4892901195694854E-3,5.9269679999999982E-4,4.4712983258215966E-3,6.3703859999999907E-5,5.9037019396551792E-5,2.9635605767029644E-2,null,1.544534691935596E-2,9.1762731018929719E-3,2.9006368692066105E-4,3.0566288524848865E-3,5.5707579216829251E-5,5.9037019396551792E-5,2.8024020139871306E-2]
[2004,2,25,21,1.3674589188885594E-2,9.2770288839257586E-3,5.9269679999999982E-4,4.6421494182521724E-3,6.3703859999999907E-5,5.9037019396551792E-5,2.8309205170460081E-2,null,1.4118630272578859E-2,8.9710135890454009E-3,2.9006368692066105E-4,3.1734245437019118E-3,5.5707579216829251E-5,5.9037019396551792E-5,2.6608839671463658E-2]
[2004,2,25,22,1.2467913360074667E-2,8.7153416957412039E-3,5.9269679999999982E-4,4.191080774853452E-3,6.3703859999999907E-5,5.9037019396551792E-5,2.6089773510065875E-2,null,1.2872771281824964E-2,8.4278544094154653E-3,2.9006368692066105E-4,2.8650690439354313E-3,5.5707579216829251E-5,5.9037019396551792E-5,2.4511466001313348E-2]
[2004,2,25,23,1.1400681992865478E-2,8.2774633920221115E-3,5.9269679999999982E-4,4.0281026439028585E-3,6.3703859999999907E-5,5.9037019396551792E-5,2.4421685708187001E-2,null,1.1770884791430635E-2,8.0044201114131686E-3,2.9006368692066105E-4,2.7536553960223037E-3,5.5707579216829251E-5,5.9037019396551792E-5,2.2874731565003595E-2]
[2004,2,25,24,9.9330857129464305E-3,7.8749370414358793E-3,5.9269679999999982E-4,3.1861308198852822E-3,6.3703859999999907E-5,5.9037019396551792E-5,2.1709591253664146E-2,null,1.0255632744046988E-2,7.6151716347468068E-3,2.9006368692066105E-4,2.1780741704509692E-3,5.5707579216829251E-5,5.9037019396551792E-5,2.0394649815382252E-2]
[2004,2,26,1,8.8334540412328914E-3,7.7797387571219047E-3,5.9269679999999982E-4,3.0816100030528126E-3,6.3703859999999907E-5,5.9037019396551792E-5,2.0410240480804163E-2,null,9.1202938468785168E-3,{"$f":"F1347*W$5","v":7.5231135940831374E-3},{"$f":"G1347*X$5","v":2.9006368692066105E-4},{"$f":"H1347*Y$5","v":2.1066225872339826E-3},{"$f":"I1347*Z$5","v":5.5707579216829251E-5},{"$f":"J1347","v":5.9037019396551792E-5},1.9095801294333126E-2]
[2004,2,26,2,8.8623247515327245E-3,7.3602058779820905E-3,5.9269679999999982E-4,2.7143872308960943E-3,6.3703859999999907E-5,5.9037019396551792E-5,1.9652355539807459E-2,null,{"$f":"E1348*V$5","v":9.1501020465106758E-3},7.1174195721171347E-3,2.9006368692066105E-4,1.85558504984098E-3,5.5707579216829251E-5,5.9037019396551792E-5,{"$f":"SUM(M1348:Q1348)","v":1.8468877934606276E-2}]
[2004,2,26,3,8.7213929731007611E-3,7.2156194922399948E-3,5.9269679999999982E-4,2.5574435515717604E-3,6.3703859999999907E-5,5.9037019396551792E-5,1.9209893696309068E-2,null,9.0045939331879644E-3,6.9776025630819737E-3,2.9006368692066105E-4,1.7482966196175848E-3,5.5707579216829251E-5,5.9037019396551792E-5,1.8076264382025014E-2]
[2004,2,26,4,9.1844131822718094E-3,6.9509125580311561E-3,5.9269679999999982E-4,2.2116425970073557E-3,6.3703859999999907E-5,5.9037019396551792E-5,1.9062406016706872E-2,null,9.4826493286166956E-3,6.7216273436863918E-3,2.9006368692066105E-4,1.5119032730063059E-3,5.5707579216829251E-5,5.9037019396551792E-5,1.8061951211446884E-2]
[2004,2,26,5,9.5968578074642139E-3,6.9526156315262121E-3,5.9269679999999982E-4,2.0918502910241606E-3,6.3703859999999907E-5,5.9037019396551792E-5,1.9356761409411137E-2,null,9.9084868503564235E-3,6.7232742390079927E-3,2.9006368692066105E-4,1.4300119313663696E-3,5.5707579216829251E-5,5.9037019396551792E-5,1.8407544286868277E-2]
[2004,2,26,6,1.023802456315113E-2,7.3563298954199144E-3,5.9269679999999982E-4,2.478462756156017E-3,6.3703859999999907E-5,5.9037019396551792E-5,2.0788254894123614E-2,null,1.0570473564660796E-2,7.1136714440611327E-3,2.9006368692066105E-4,1.6943044767391271E-3,5.5707579216829251E-5,5.9037019396551792E-5,1.9724220751598544E-2]
[2004,2,26,7,1.1568242490985736E-2,8.2260502262789213E-3,5.9269679999999982E-4,3.08883742366959E-3,6.3703859999999907E-5,5.9037019396551792E-5,2.3598567820330797E-2,null,1.1943886311883759E-2,7.9547028782010164E-3,2.9006368692066105E-4,2.1115633316836891E-3,5.5707579216829251E-5,5.9037019396551792E-5,2.2355923787905952E-2]
[2004,2,26,8,1.1629404169864384E-2,9.9155948552370737E-3,2.9682255743999984E-5,5.4344246904075135E-3,3.190289308799995E-6,5.9037019396551792E-5,2.707133327995832E-2,null,1.2007034032009763E-2,9.5885156015767681E-3,1.4526389440986701E-5,3.7150326582835636E-3,2.7898355671788086E-6,5.9037019396551792E-5,2.5327898516878257E-2]
[2004,2,26,9,1.0873994838403829E-2,1.0997412179636065E-2,0,6.5606065512207861E-3,0,5.9037019396551792E-5,2.8491050588657231E-2,null,1.1227095058485344E-2,1.0634647724207524E-2,0,4.4849029997518766E-3,0,5.9037019396551792E-5,2.6346645782444746E-2]
[2004,2,26,10,1.0227001631466174E-2,1.1317186552448061E-2,0,7.5000827454593097E-3,0,5.9037019396551792E-5,2.9103307948770099E-2,null,1.05590926964804E-2,1.0943873908562244E-2,0,5.1271392882474573E-3,0,5.9037019396551792E-5,2.6630105893290103E-2]
[2004,2,26,11,9.8641963764027028E-3,1.1570538761422583E-2,0,7.8914978307912404E-3,0,5.9037019396551792E-5,2.938526998801308E-2,null,1.0184506433855916E-2,1.1188868953631385E-2,0,5.3947149577603104E-3,0,5.9037019396551792E-5,2.676809034524761E-2]
[2004,2,26,12,9.6859206844691521E-3,1.1499845351794925E-2,0,7.6633025038543041E-3,0,5.9037019396551792E-5,2.8908105559514931E-2,null,1.0000441775954256E-2,1.1120507461351833E-2,0,5.2387181153466487E-3,0,5.9037019396551792E-5,2.635966735265274E-2]
[2004,2,26,13,9.3253309001029329E-3,1.1246725193516178E-2,0,7.5835733419372916E-3,0,5.9037019396551792E-5,2.8214666454952953E-2,null,9.6281429247629183E-3,1.087573681247367E-2,0,5.1842143808736871E-3,0,5.9037019396551792E-5,2.5688094118110273E-2]
[2004,2,26,14,9.0318631721078204E-3,1.1322935135582801E-2,0,7.559769944097401E-3,0,5.9037019396551792E-5,2.7973605271184577E-2,null,9.3251457164910713E-3,1.0949432866938334E-2,0,5.1679421155666708E-3,0,5.9037019396551792E-5,2.5442520698996073E-2]
[2004,2,26,15,9.5227657571991253E-3,1.1175762241281152E-2,0,6.9477116997442891E-3,0,5.9037019396551792E-5,2.770527671762112E-2,null,9.8319888839911648E-3,1.0807114668812757E-2,0,4.7495323489253E-3,0,5.9037019396551792E-5,2.5388635901729219E-2]
[2004,2,26,16,1.0259122581139974E-2,1.0719982807192632E-2,0,6.4744123842912938E-3,0,5.9037019396551792E-5,2.7512554792020451E-2,null,1.0592256677217539E-2,1.0366369733340994E-2,0,4.4259797165454992E-3,0,5.9037019396551792E-5,2.5384606127104033E-2]
[2004,2,26,17,1.1752493599549453E-2,1.0628870786886615E-2,0,7.2832224714615579E-3,0,5.9037019396551792E-5,2.9723623877294179E-2,null,1.2134120420067297E-2,1.0278263165762348E-2,0,4.9788912130449368E-3,0,5.9037019396551792E-5,2.7391274798874578E-2]
[2004,2,26,18,1.3520443016363969E-2,1.0365114179636909E-2,0,7.1231433309032737E-3,0,5.9037019396551792E-5,3.1067737546300704E-2,null,1.3959478667532117E-2,1.0023206925510961E-2,0,4.8694593469389043E-3,0,5.9037019396551792E-5,2.8852144939981981E-2]
[2004,2,26,19,1.5007102582464793E-2,9.770981666223132E-3,5.2354883980243417E-4,5.0769587271422886E-3,5.6271742978765294E-5,5.9037019396551792E-5,3.0493900578007965E-2,null,1.5494413023880455E-2,9.4486726734117898E-3,2.5622292334989601E-4,3.470664983063186E-3,4.9208361622963312E-5,5.9037019396551792E-5,2.8719181965328289E-2]
[2004,2,26,20,1.4966417927874783E-2,9.5708098931233561E-3,5.9269679999999982E-4,4.7925779519104221E-3,6.3703859999999907E-5,5.9037019396551792E-5,3.0045243452305113E-2,null,1.5452407257711567E-2,9.2551038359003669E-3,2.9006368692066105E-4,3.2762591484880531E-3,5.5707579216829251E-5,5.9037019396551792E-5,2.8329541508237473E-2]
[2004,2,26,21,1.3686071168030188E-2,9.3544977385726213E-3,5.9269679999999982E-4,4.9445000433106902E-3,6.3703859999999907E-5,5.9037019396551792E-5,2.8700506629310053E-2,null,1.413048509440208E-2,9.0459270291629555E-3,2.9006368692066105E-4,3.3801147658200901E-3,5.5707579216829251E-5,5.9037019396551792E-5,2.6902298155522614E-2]
[2004,2,26,22,1.2479204580262067E-2,8.788238947686388E-3,5.9269679999999982E-4,4.467518966641504E-3,6.3703859999999907E-5,5.9037019396551792E-5,2.6450400173986508E-2,null,1.2884429150368594E-2,8.498347047304889E-3,2.9006368692066105E-4,3.0540452408642838E-3,5.5707579216829251E-5,5.9037019396551792E-5,2.4782592704675255E-2]
[2004,2,26,23,1.1411584283935124E-2,8.3456624416848313E-3,5.9269679999999982E-4,4.2865678828087955E-3,6.3703859999999907E-5,5.9037019396551792E-5,2.4759252287825304E-2,null,1.1782141101555219E-2,8.0703695235513941E-3,2.9006368692066105E-4,2.9303450841251699E-3,5.5707579216829251E-5,5.9037019396551792E-5,2.3128626975369271E-2]
[2004,2,26,24,9.9407256729092813E-3,7.9374771217941096E-3,5.9269679999999982E-4,3.4160301046209777E-3,6.3703859999999907E-5,5.9037019396551792E-5,2.200967057872092E-2,null,1.0263520788691171E-2,7.6756487463062843E-3,2.9006368692066105E-4,2.3352358572099581E-3,5.5707579216829251E-5,5.9037019396551792E-5,2.06201766583449E-2]
[2004,2,27,1,8.8383978052086754E-3,8.0202460927408462E-3,5.9269679999999982E-4,4.3354829388844614E-3,6.3703859999999907E-5,5.9037019396551792E-5,2.1909564516230533E-2,null,9.125398144694331E-3,7.7556874712477403E-3,2.9006368692066105E-4,2.9637839559755121E-3,5.5707579216829251E-5,5.9037019396551792E-5,2.0190640838055073E-2]
[2004,2,27,2,8.7289084331421771E-3,7.632609827496431E-3,5.9269679999999982E-4,4.0596386469742398E-3,6.3703859999999907E-5,5.9037019396551792E-5,2.1136594587009398E-2,null,9.0123534351508709E-3,7.3808379103996683E-3,2.9006368692066105E-4,2.7752137555536651E-3,5.5707579216829251E-5,5.9037019396551792E-5,1.9514176367241697E-2]
[2004,2,27,3,8.7208270562097335E-3,7.5415077935102664E-3,5.9269679999999982E-4,3.8384625369028563E-3,6.3703859999999907E-5,5.9037019396551792E-5,2.0816235066019408E-2,null,9.0040096398509538E-3,7.2927409997286608E-3,2.9006368692066105E-4,2.6240153272089539E-3,5.5707579216829251E-5,5.9037019396551792E-5,1.9266537232926057E-2]
[2004,2,27,4,9.0171607120325577E-3,7.3392231862252702E-3,5.9269679999999982E-4,3.9049130934024172E-3,6.3703859999999907E-5,5.9037019396551792E-5,2.0976734671056797E-2,null,9.3099658383219552E-3,7.0971290227138297E-3,2.9006368692066105E-4,2.6694416605598857E-3,5.5707579216829251E-5,5.9037019396551792E-5,1.942230778773316E-2]
[2004,2,27,5,9.7028247528064635E-3,7.282808407621146E-3,5.9269679999999982E-4,3.7141542633622646E-3,6.3703859999999907E-5,5.9037019396551792E-5,2.1415225103186424E-2,null,1.0017894752980497E-2,7.0425751615786659E-3,2.9006368692066105E-4,2.5390368203371408E-3,5.5707579216829251E-5,5.9037019396551792E-5,1.9945278001033791E-2]
[2004,2,27,6,1.0276105714714172E-2,7.6848716014939773E-3,5.9269679999999982E-4,3.7461080496938113E-3,6.3703859999999907E-5,5.9037019396551792E-5,2.2422523045298515E-2,null,1.0609791286886019E-2,7.4313757593797401E-3,2.9006368692066105E-4,2.5608807811131635E-3,5.5707579216829251E-5,5.9037019396551792E-5,2.0947819093516409E-2]
[2004,2,27,7,1.1595460395392977E-2,8.6392558536902888E-3,5.9269679999999982E-4,4.8358102974092746E-3,6.3703859999999907E-5,5.9037019396551792E-5,2.5785964225889094E-2,null,1.197198803573171E-2,8.3542783613603164E-3,2.9006368692066105E-4,3.3058132567096526E-3,5.5707579216829251E-5,5.9037019396551792E-5,2.3977850919939168E-2]
[2004,2,27,8,1.1705061002907189E-2,1.0275032907477742E-2,9.9256959415655953E-6,6.6164981820401245E-3,1.0668273300346182E-6,5.9037019396551792E-5,2.866662163509321E-2,null,1.2085147592758907E-2,9.9360971054630147E-3,4.8575999736525649E-6,4.5231111350463229E-3,9.3291627852036004E-7,5.9037019396551792E-5,2.6550146349520416E-2]
[2004,2,27,9,1.1177676877626205E-2,1.1246128901237152E-2,0,7.664234932920044E-3,0,5.9037019396551792E-5,3.0147077731179951E-2,null,1.1540638256966829E-2,1.0875160189698738E-2,0,5.2393555341403754E-3,0,5.9037019396551792E-5,2.7655153980805942E-2]
[2004,2,27,10,1.1614771764724963E-2,1.1610487186125708E-2,0,8.224465663050835E-3,0,5.9037019396551792E-5,3.1508761633298056E-2,null,1.1991926483599463E-2,1.1227499625730903E-2,0,5.6223354404188932E-3,0,5.9037019396551792E-5,2.884176154974926E-2]
[2004,2,27,11,1.0707798860876567E-2,1.1796172728186633E-2,0,8.5605492313595363E-3,0,5.9037019396551792E-5,3.1123557839819287E-2,null,1.1055502367320304E-2,1.1407060080048785E-2,0,5.8520858746061912E-3,0,5.9037019396551792E-5,2.8314648321975285E-2]
[2004,2,27,12,9.9490278517674786E-3,1.1706052910148028E-2,0,8.1819372670941474E-3,0,5.9037019396551792E-5,2.9896055048406207E-2,null,1.0272092555794126E-2,1.1319912985609158E-2,0,5.5932625598686505E-3,0,5.9037019396551792E-5,2.7185268101271934E-2]
[2004,2,27,13,9.6380709665821879E-3,1.143769330217175E-2,0,8.249577996063762E-3,0,5.9037019396551792E-5,2.9384379284214251E-2,null,9.9510382826454892E-3,1.1060405580810896E-2,0,5.6395025082473229E-3,0,5.9037019396551792E-5,2.6650946371703711E-2]
[2004,2,27,14,8.6959198314434626E-3,1.1459205767763467E-2,0,7.9337249576002435E-3,0,5.9037019396551792E-5,2.8147887576203727E-2,null,8.97829362800346E-3,1.1081208428745493E-2,0,5.4235818873982966E-3,0,5.9037019396551792E-5,2.548308394414725E-2]
[2004,2,27,15,9.1418809696354811E-3,1.1300198797277507E-2,0,7.3829079076245304E-3,0,5.9037019396551792E-5,2.788402469393407E-2,null,9.4387360105204487E-3,1.0927446517380304E-2,0,5.0470372767035931E-3,0,5.9037019396551792E-5,2.5413219804604349E-2]
[2004,2,27,16,9.6156791053129912E-3,1.0784595690211826E-2,0,7.1030688001844583E-3,0,5.9037019396551792E-5,2.7562380615105825E-2,null,9.9279193131460892E-3,1.0428851273373379E-2,0,4.8557361763240355E-3,0,5.9037019396551792E-5,2.5212506762843503E-2]
[2004,2,27,17,1.0574763044365242E-2,1.0624530801052943E-2,0,7.7934915754868323E-3,0,5.9037019396551792E-5,2.9051822440301567E-2,null,1.0918146613491834E-2,1.0274066340207822E-2,0,5.327716800657383E-3,0,5.9037019396551792E-5,2.651992975435704E-2]
[2004,2,27,18,1.3923240337071268E-2,1.0138991108207162E-2,0,6.237025398426561E-3,0,5.9037019396551792E-5,3.0358293863101543E-2,null,1.4375355617639982E-2,9.8045428282041384E-3,0,4.2636993547078145E-3,0,5.9037019396551792E-5,2.8443597800551935E-2]
[2004,2,27,19,1.4129507360241126E-2,9.9236945197829513E-3,5.0379227999999973E-4,6.0880826425786239E-3,5.4148280999999918E-5,5.9037019396551792E-5,3.0758262102999253E-2,null,1.4588320540924673E-2,9.596348087776492E-3,2.4655413388256184E-4,4.1618804440204443E-3,4.735144233430486E-5,5.9037019396551792E-5,2.8640454648938479E-2]
[2004,2,27,20,1.4794456995991164E-2,9.3737479953047466E-3,5.9269679999999982E-4,4.7652409778384582E-3,6.3703859999999907E-5,5.9037019396551792E-5,2.9648883648530924E-2,null,1.5274862412666698E-2,9.0645422902446288E-3,2.9006368692066105E-4,3.2575712914946057E-3,5.5707579216829251E-5,5.9037019396551792E-5,2.7942747260543424E-2]
[2004,2,27,21,1.3089051308979053E-2,9.2358262554473568E-3,5.9269679999999982E-4,5.379779660930427E-3,6.3703859999999907E-5,5.9037019396551792E-5,2.8420094904753387E-2,null,1.3514078814191402E-2,8.9311700847716797E-3,2.9006368692066105E-4,3.6776767134162843E-3,5.5707579216829251E-5,5.9037019396551792E-5,2.6468696878516856E-2]
[2004,2,27,22,1.2423288966937755E-2,8.6534044331295999E-3,5.9269679999999982E-4,5.0479991215753922E-3,6.3703859999999907E-5,5.9037019396551792E-5,2.68401302010393E-2,null,1.2826697845969915E-2,8.3679602308471806E-3,2.9006368692066105E-4,3.4508678772827098E-3,5.5707579216829251E-5,5.9037019396551792E-5,2.4991297220237296E-2]
[2004,2,27,23,1.1108137165222446E-2,8.1397648110514073E-3,5.9269679999999982E-4,4.6747271110068669E-3,6.3703859999999907E-5,5.9037019396551792E-5,2.463806676667727E-2,null,1.1468840451919191E-2,7.871263703630409E-3,2.9006368692066105E-4,3.1956950137902815E-3,5.5707579216829251E-5,5.9037019396551792E-5,2.2881570435477366E-2]
[2004,2,27,24,9.8361681335252128E-3,7.7021041803155867E-3,5.9269679999999982E-4,5.2473736730567393E-3,6.3703859999999907E-5,5.9037019396551792E-5,2.3501083666294092E-2,null,1.0155568058237367E-2,7.4480398983748034E-3,2.9006368692066105E-4,3.5871625197112351E-3,5.5707579216829251E-5,5.9037019396551792E-5,2.1536541742460894E-2]
[2004,2,28,1,8.0225820119128738E-3,7.0930119610825388E-3,5.9269679999999982E-4,4.3113819058407856E-3,6.3703859999999907E-5,5.9037019396551792E-5,2.014241355823275E-2,null,8.2830911914853981E-3,6.8590394065051238E-3,2.9006368692066105E-4,2.9473082239603698E-3,5.5707579216829251E-5,5.9037019396551792E-5,1.8435210088088381E-2]
[2004,2,28,2,7.535617266658079E-3,6.8854669648146074E-3,5.9269679999999982E-4,4.6306158842615887E-3,6.3703859999999907E-5,5.9037019396551792E-5,1.9767137795130826E-2,null,7.7803137333061732E-3,6.6583405615242624E-3,2.9006368692066105E-4,3.1655400926548535E-3,5.5707579216829251E-5,5.9037019396551792E-5,1.7949965653622779E-2]
[2004,2,28,3,7.727357072761315E-3,6.6775800972066956E-3,5.9269679999999982E-4,3.9526963044191482E-3,6.3703859999999907E-5,5.9037019396551792E-5,1.9073071153783712E-2,null,7.9782797119191048E-3,6.4573111222901072E-3,2.9006368692066105E-4,2.7021067906440599E-3,5.5707579216829251E-5,5.9037019396551792E-5,1.7483468890990762E-2]
[2004,2,28,4,7.7779321564977735E-3,6.561270364825629E-3,5.9269679999999982E-4,3.9227949446637711E-3,6.3703859999999907E-5,5.9037019396551792E-5,1.8977435145383727E-2,null,8.030497069122065E-3,6.3448380231132034E-3,2.9006368692066105E-4,2.6816658913130986E-3,5.5707579216829251E-5,5.9037019396551792E-5,1.7402772249685856E-2]
[2004,2,28,5,7.9881145575671844E-3,6.5366411000338329E-3,5.9269679999999982E-4,3.6147611708444295E-3,6.3703859999999907E-5,5.9037019396551792E-5,1.8854954507841998E-2,null,8.2475045104069417E-3,6.3210211877988021E-3,2.9006368692066105E-4,2.4710906060187551E-3,5.5707579216829251E-5,5.9037019396551792E-5,1.7385387570361989E-2]
[2004,2,28,6,7.9684500455838546E-3,6.7747659367914555E-3,5.9269679999999982E-4,3.916988038496585E-3,6.3703859999999907E-5,5.9037019396551792E-5,1.9375641700268446E-2,null,8.2272014526442276E-3,6.5512911560365065E-3,2.9006368692066105E-4,2.6776962262089407E-3,5.5707579216829251E-5,5.9037019396551792E-5,1.7801960101027164E-2]
[2004,2,28,7,9.134130181307553E-3,7.1772986251052856E-3,5.9269679999999982E-4,3.5227028995181405E-3,6.3703859999999907E-5,5.9037019396551792E-5,2.054956938532753E-2,null,9.430733538693949E-3,6.9405457613719839E-3,2.9006368692066105E-4,2.4081585563675806E-3,5.5707579216829251E-5,5.9037019396551792E-5,1.9125209122571003E-2]
[2004,2,28,8,9.6527472022965265E-3,7.8750903216981277E-3,4.7415743999999984E-8,4.3099432881044371E-3,5.0963087999999923E-9,5.9037019396551792E-5,2.1896870343548442E-2,null,9.9661910848965699E-3,7.6153198588531203E-3,2.3205094953652884E-8,2.9463247690083203E-3,4.4566063373463403E-9,5.9037019396551792E-5,2.0527863374459301E-2]
[2004,2,28,9,1.0348553359567527E-2,8.346027532997723E-3,0,4.8971498126824369E-3,0,5.9037019396551792E-5,2.3650767724644237E-2,null,1.0684591450728233E-2,8.0707225718355136E-3,0,3.3477456259051108E-3,0,5.9037019396551792E-5,2.2103059648468856E-2]
[2004,2,28,10,1.0985920201582443E-2,8.6304079369929447E-3,0,5.239930626062231E-3,0,5.9037019396551792E-5,2.4915295784034171E-2,null,1.134265486061288E-2,8.3457223051143191E-3,0,3.5820743706914235E-3,0,5.9037019396551792E-5,2.3270451536418622E-2]
[2004,2,28,11,1.2033490087986052E-2,8.6470259235908505E-3,0,4.9816629455158882E-3,0,5.9037019396551792E-5,2.5721215976489343E-2,null,1.2424241422850609E-2,8.3617921250380978E-3,0,3.4055197356621797E-3,0,5.9037019396551792E-5,2.4191553283550889E-2]
[2004,2,28,12,1.091132622242867E-2,8.8418827485637081E-3,0,6.1908469592458527E-3,0,5.9037019396551792E-5,2.6003092949634782E-2,null,1.1265638666730539E-2,8.5502213351463692E-3,0,4.2321312643508521E-3,0,5.9037019396551792E-5,2.404799126622776E-2]
[2004,2,28,13,1.0657273872519572E-2,8.6768387729764876E-3,0,5.6843360891382566E-3,0,5.9037019396551792E-5,2.5077485754030869E-2,null,1.1003336732193324E-2,8.3906215574256725E-3,0,3.8858748468966172E-3,0,5.9037019396551792E-5,2.3279833136515615E-2]
[2004,2,28,14,9.2457325151622232E-3,8.7549259003496041E-3,0,6.5765215923879522E-3,0,5.9037019396551792E-5,2.4636217027296334E-2,null,9.5459598220935023E-3,8.4661328757107256E-3,0,4.4957826974314323E-3,0,5.9037019396551792E-5,2.250787539523566E-2]
[2004,2,28,15,9.1585885171031091E-3,8.5963518582184099E-3,0,6.1119554485230786E-3,0,5.9037019396551792E-5,2.3925932843241151E-2,null,9.4559860852538626E-3,8.3127896119753204E-3,0,4.1782001574732887E-3,0,5.9037019396551792E-5,2.1946975854702473E-2]
[2004,2,28,16,9.8385525138047231E-3,8.4615734501717835E-3,0,5.9610609836496494E-3,0,5.9037019396551792E-5,2.4320223967022707E-2,null,1.0158029864082548E-2,8.1824570512789539E-3,0,4.0750470369693825E-3,0,5.9037019396551792E-5,2.2415533952330882E-2]
[2004,2,28,17,1.0740035642859809E-2,8.5881523453271939E-3,0,7.0140729031917398E-3,0,5.9037019396551792E-5,2.6401297910775293E-2,null,1.1088785941672143E-2,{"$f":"F1411*W$5","v":8.3048605710624359E-3},{"$f":"G1411*X$5","v":0},{"$f":"H1411*Y$5","v":4.7948975995442738E-3},{"$f":"I1411*Z$5","v":0},{"$f":"J1411","v":5.9037019396551792E-5},2.4188544112278852E-2]
[2004,2,28,18,1.1856375344684627E-2,8.6135818871972015E-3,0,7.5199379457590561E-3,0,5.9037019396551792E-5,2.8048932197037437E-2,null,{"$f":"E1412*V$5","v":1.2241375411890076E-2},8.3294512852375661E-3,0,5.140712522168708E-3,0,5.9037019396551792E-5,{"$f":"SUM(M1412:Q1412)","v":2.571153921929635E-2}]
[2004,2,28,19,1.2165001100971922E-2,8.1500638730355422E-3,4.9391399980243411E-4,6.3124023787113227E-3,5.3086549978765295E-5,5.9037019396551792E-5,2.7233504921896537E-2,null,1.2560022859753222E-2,7.881223037181067E-3,2.417197390038629E-4,4.3152278898138342E-3,4.6422982662121843E-5,5.9037019396551792E-5,2.5044616508414108E-2]
[2004,2,28,20,1.2287142698764393E-2,7.7884766005164802E-3,5.9269679999999982E-4,5.8764567784847224E-3,6.3703859999999907E-5,5.9037019396551792E-5,2.6667513757162149E-2,null,1.2686130637933172E-2,7.5315632079425389E-3,2.9006368692066105E-4,4.0172106691620186E-3,5.5707579216829251E-5,5.9037019396551792E-5,2.4580675781175218E-2]
[2004,2,28,21,1.11239964713565E-2,7.6274891485898846E-3,5.9269679999999982E-4,6.0484751545391898E-3,6.3703859999999907E-5,5.9037019396551792E-5,2.5515398453882128E-2,null,1.1485214741237391E-2,7.3758861439849523E-3,2.9006368692066105E-4,4.1348043283390918E-3,5.5707579216829251E-5,5.9037019396551792E-5,2.3341676479698925E-2]
[2004,2,28,22,1.0936478934117668E-2,7.2619822287272257E-3,5.9269679999999982E-4,5.4918932517494289E-3,6.3703859999999907E-5,5.9037019396551792E-5,2.4405792093990873E-2,null,1.1291608136948949E-2,7.0224359622506382E-3,2.9006368692066105E-4,3.7543188006762701E-3,5.5707579216829251E-5,5.9037019396551792E-5,2.2414134166013348E-2]
[2004,2,28,23,1.0807274973054278E-2,6.7912174211487066E-3,5.9269679999999982E-4,4.5096660747745623E-3,6.3703859999999907E-5,5.9037019396551792E-5,2.2823596148374099E-2,null,1.1158208666529074E-2,6.5671999660203359E-3,2.9006368692066105E-4,3.0828574688528143E-3,5.5707579216829251E-5,5.9037019396551792E-5,2.1154037367539714E-2]
[2004,2,28,24,8.2621479037499092E-3,6.7090818158319077E-3,5.9269679999999982E-4,5.6089770834857394E-3,6.3703859999999907E-5,5.9037019396551792E-5,2.1295644482464109E-2,null,8.5304362638709587E-3,6.4877737142903028E-3,2.9006368692066105E-4,3.8343585994474539E-3,5.5707579216829251E-5,5.9037019396551792E-5,1.9198339843746207E-2]
[2004,2,29,1,7.1920125263323035E-3,6.2747095542772524E-3,5.9269679999999982E-4,3.8543278040386233E-3,6.3703859999999907E-5,5.9037019396551792E-5,1.8036487564044731E-2,null,7.425551464286197E-3,6.0677298069286385E-3,2.9006368692066105E-4,2.6348609988116546E-3,5.5707579216829251E-5,5.9037019396551792E-5,1.6473913536163981E-2]
[2004,2,29,2,7.2439652676460804E-3,6.1373520251530051E-3,5.9269679999999982E-4,3.5437907474956056E-3,6.3703859999999907E-5,5.9037019396551792E-5,1.7640545719691245E-2,null,7.4791912143455496E-3,5.9349032009377474E-3,2.9006368692066105E-4,2.422574441837019E-3,5.5707579216829251E-5,5.9037019396551792E-5,1.6182440123257806E-2]
[2004,2,29,3,6.8194023774156651E-3,6.0280685544043481E-3,5.9269679999999982E-4,3.6510429808289022E-3,6.3703859999999907E-5,5.9037019396551792E-5,1.7213951592045466E-2,null,7.0408419234218624E-3,5.8292245926881868E-3,2.9006368692066105E-4,2.4958932515005985E-3,5.5707579216829251E-5,5.9037019396551792E-5,1.5711731033748139E-2]
[2004,2,29,4,7.2047436887361363E-3,5.9315794630916381E-3,5.9269679999999982E-4,3.1144768902582652E-3,6.3703859999999907E-5,5.9037019396551792E-5,1.6966237721482591E-2,null,7.4386960328313321E-3,5.7359183240334897E-3,2.9006368692066105E-4,2.1290907538386106E-3,5.5707579216829251E-5,5.9037019396551792E-5,1.5649476376840922E-2]
[2004,2,29,5,7.421520707701983E-3,5.9366181027258325E-3,5.9269679999999982E-4,3.0052124442969267E-3,6.3703859999999907E-5,5.9037019396551792E-5,1.7078788934121295E-2,null,7.6625122323598846E-3,5.7407907573517672E-3,2.9006368692066105E-4,2.0543963734284566E-3,5.5707579216829251E-5,5.9037019396551792E-5,1.5803470629277599E-2]
[2004,2,29,6,7.5845930386256172E-3,6.0901905597149798E-3,5.9269679999999982E-4,2.9975841013513281E-3,6.3703859999999907E-5,5.9037019396551792E-5,1.7387805379088479E-2,null,7.83087984590909E-3,5.889297419968703E-3,2.9006368692066105E-4,2.0491815540527258E-3,5.5707579216829251E-5,5.9037019396551792E-5,1.6115130086068009E-2]
[2004,2,29,7,7.7471645392046887E-3,6.5146772633535048E-3,5.9269679999999982E-4,3.3843038124544917E-3,6.3703859999999907E-5,5.9037019396551792E-5,1.8361583294409237E-2,null,7.9987303661572442E-3,6.2997818578589973E-3,2.9006368692066105E-4,2.3135474139543569E-3,5.5707579216829251E-5,5.9037019396551792E-5,1.6957830904108091E-2]
[2004,2,29,8,8.8759165730550454E-3,6.9867266188393508E-3,4.7415743999999984E-8,3.1247095544214899E-3,5.0963087999999923E-9,5.9037019396551792E-5,1.9046442277765238E-2,null,9.1641352214860902E-3,6.7562600294534814E-3,2.3205094953652884E-8,2.1360859159235187E-3,4.4566063373463403E-9,5.9037019396551792E-5,1.8056508828564379E-2]
[2004,2,29,9,1.0066652162154806E-2,7.2583340345396636E-3,0,3.2461896265766066E-3,0,5.9037019396551792E-5,2.0630212842667629E-2,null,1.03935363612706E-2,7.0189081086628581E-3,0,2.2191310331340875E-3,0,5.9037019396551792E-5,1.9631575503067548E-2]
[2004,2,29,10,1.0631620493591346E-2,7.7185327595944899E-3,0,3.6826939999676494E-3,0,5.9037019396551792E-5,2.2091884272550037E-2,null,1.0976850337075555E-2,7.4639265588351492E-3,0,2.5175302372842006E-3,0,5.9037019396551792E-5,2.0958307133194905E-2]
[2004,2,29,11,1.0199467564984535E-2,7.982130633098437E-3,0,4.1647857570709206E-3,0,5.9037019396551792E-5,2.2405420974550446E-2,null,1.0530664544147252E-2,7.718829301387212E-3,0,2.8470934797538757E-3,0,5.9037019396551792E-5,2.1096587325288338E-2]
[2004,2,29,12,1.0049095508484698E-2,8.0726992914316401E-3,0,4.4185422482452335E-3,0,5.9037019396551792E-5,2.2599374067558124E-2,null,1.0375409608169057E-2,7.8064104305196839E-3,0,3.0205642159714615E-3,0,5.9037019396551792E-5,2.1202384254660204E-2]
[2004,2,29,13,9.6642636617598719E-3,8.0566316211636794E-3,0,4.4652048203162259E-3,0,5.9037019396551792E-5,2.224513712263633E-2,null,9.9780815066830078E-3,7.7908727740003724E-3,0,3.0524632649120494E-3,0,5.9037019396551792E-5,2.0821417545595428E-2]
[2004,2,29,14,9.665899399581776E-3,7.9959646106129625E-3,0,4.1664789655856873E-3,0,5.9037019396551792E-5,2.1887379995176981E-2,null,9.9797703601623589E-3,7.7322069465175823E-3,0,2.8482509757701046E-3,0,5.9037019396551792E-5,2.0560228282450046E-2]
[2004,2,29,15,9.4955591700785612E-3,7.9854521580008525E-3,0,3.9694782025473932E-3,0,5.9037019396551792E-5,2.1509526550023361E-2,null,9.803898844924679E-3,7.722041261316274E-3,0,2.7135790813033575E-3,0,5.9037019396551792E-5,2.0239519187544311E-2]
[2004,2,29,16,9.8439617961527601E-3,7.8717718851240275E-3,0,3.9503145358247282E-3,0,5.9037019396551792E-5,2.1725085236498069E-2,null,1.0163614796577191E-2,7.6121108853797036E-3,0,2.7004785873627887E-3,0,5.9037019396551792E-5,2.0476204269319682E-2]
[2004,2,29,17,1.0733925958555971E-2,8.0003331940729054E-3,0,4.6582581076075125E-3,0,5.9037019396551792E-5,2.3451554279632941E-2,null,1.1082477863778426E-2,7.7364314263671527E-3,0,3.1844366214187798E-3,0,5.9037019396551792E-5,2.2003345911564359E-2]
[2004,2,29,18,1.2291811151225226E-2,7.9196810462999825E-3,0,5.0597422994220409E-3,0,5.9037019396551792E-5,2.5330271516343802E-2,null,1.2690950684322076E-2,7.6584396983355365E-3,0,3.4588956431820771E-3,0,5.9037019396551792E-5,2.3808286025839689E-2]
[2004,2,29,19,1.2367365866770052E-2,7.4657140434212961E-3,4.9391399980243411E-4,4.3736160831194812E-3,5.3086549978765295E-5,5.9037019396551792E-5,2.481273356248858E-2,null,1.2768958811615163E-2,7.2194474085886138E-3,2.417197390038629E-4,2.9898521939706389E-3,4.6422982662121843E-5,5.9037019396551792E-5,2.32664011358404E-2]
[2004,2,29,20,1.2490562059454027E-2,7.2041156018601013E-3,5.9269679999999982E-4,3.9242696413271079E-3,6.3703859999999907E-5,5.9037019396551792E-5,2.4334384982037788E-2,null,1.2896155429478326E-2,6.9664781440232238E-3,2.9006368692066105E-4,2.6826740102175758E-3,5.5707579216829251E-5,5.9037019396551792E-5,2.2891078849856614E-2]
[2004,2,29,21,1.1912517651347381E-2,7.137634904564291E-3,5.9269679999999982E-4,4.1688342763349087E-3,6.3703859999999907E-5,5.9037019396551792E-5,2.3934424511643133E-2,null,1.2299340770810361E-2,6.9021904020842824E-3,2.9006368692066105E-4,2.8498610921765767E-3,5.5707579216829251E-5,5.9037019396551792E-5,2.239716353120871E-2]
[2004,2,29,22,1.1198943729292846E-2,7.0362570522804774E-3,5.9269679999999982E-4,4.0095051098342554E-3,6.3703859999999907E-5,5.9037019396551792E-5,2.2960143570804132E-2,null,1.1562595685566375E-2,6.8041566348247939E-3,2.9006368692066105E-4,2.740941916608309E-3,5.5707579216829251E-5,5.9037019396551792E-5,2.1453465503136968E-2]
[2004,2,29,23,9.3664819105291185E-3,7.0121078763916312E-3,5.9269679999999982E-4,3.9517235011502427E-3,6.3703859999999907E-5,5.9037019396551792E-5,2.1045750967467546E-2,null,9.6706301902686771E-3,6.7808040520341483E-3,2.9006368692066105E-4,2.7014417715997357E-3,5.5707579216829251E-5,5.9037019396551792E-5,1.9498647280040048E-2]
[2004,2,29,24,7.9916501295726108E-3,7.017767606919508E-3,5.9269679999999982E-4,4.0451367751333815E-3,6.3703859999999907E-5,5.9037019396551792E-5,1.9769992191022052E-2,null,8.2511548894609078E-3,6.7862770887263044E-3,2.9006368692066105E-4,2.7653001160123669E-3,5.5707579216829251E-5,5.9037019396551792E-5,1.8148503360337069E-2]
[2004,3,1,1,7.3986408895384539E-3,7.100656970070702E-3,5.9269680000000014E-4,4.7428477540946397E-3,6.3703823633477972E-5,5.1125724774193741E-5,1.9949671962111469E-2,null,7.6388894610361765E-3,6.866432234573173E-3,2.9006368692066121E-4,3.2422630367534219E-3,5.5707547415131495E-5,5.1125724774193741E-5,1.8093355966698563E-2]
[2004,3,1,2,7.10053867431898E-3,6.9989723701930646E-3,5.9269680000000014E-4,4.7132342459847614E-3,6.3703823633477972E-5,5.1125724774193741E-5,1.952027163890448E-2,null,7.3311072745306178E-3,6.7681018382024644E-3,2.9006368692066121E-4,3.2220189159822324E-3,5.5707547415131495E-5,5.1125724774193741E-5,1.7666999263051108E-2]
[2004,3,1,3,7.2062755341132847E-3,6.9043554397614877E-3,5.9269680000000014E-4,4.5508718457458594E-3,6.3703823633477972E-5,5.1125724774193741E-5,1.9369029168028306E-2,null,7.4402776202718013E-3,6.6766059746802362E-3,2.9006368692066121E-4,3.1110261883749248E-3,5.5707547415131495E-5,5.1125724774193741E-5,1.7573681017662757E-2]
[2004,3,1,4,7.936547740838568E-3,6.8267780664733168E-3,5.9269680000000014E-4,4.2460358490477006E-3,6.3703823633477972E-5,5.1125724774193741E-5,1.9716888004767261E-2,null,8.1942632166708985E-3,6.6015875955549438E-3,2.9006368692066121E-4,2.9026369387910541E-3,5.5707547415131495E-5,5.1125724774193741E-5,1.8044258985352689E-2]
[2004,3,1,5,8.6034499356713694E-3,7.0316155559593651E-3,5.9269680000000014E-4,4.3856547331195773E-3,6.3703823633477972E-5,5.1125724774193741E-5,2.0728246573157985E-2,null,8.8828210509690284E-3,6.7996682445124225E-3,2.9006368692066121E-4,2.9980819478930636E-3,5.5707547415131495E-5,5.1125724774193741E-5,1.902634247771031E-2]
[2004,3,1,6,9.6719427006875091E-3,7.7470227843929665E-3,5.9269680000000014E-4,4.9466865244913545E-3,6.3703823633477972E-5,5.1125724774193741E-5,2.3073178357979507E-2,null,9.986009899263619E-3,7.4914768017865559E-3,2.9006368692066121E-4,3.3816094684713622E-3,5.5707547415131495E-5,5.1125724774193741E-5,2.1204867403857335E-2]
[2004,3,1,7,1.1294643493069195E-2,9.0143838563197277E-3,5.7298765594156567E-4,5.2098506531072205E-3,6.1585459172820643E-5,5.1125724774193741E-5,2.6204576842384721E-2,null,1.1661403010837221E-2,8.7170322614857267E-3,2.8041810254828068E-4,3.5615113694071475E-3,5.3855085790322829E-5,5.1125724774193741E-5,2.4274219830068697E-2]
[2004,3,1,8,1.1066667629940239E-2,1.0686041442827282E-2,0,8.5928152254853302E-3,0,5.1125724774193741E-5,3.0396650023027046E-2,null,1.1426024318422398E-2,1.0333547970601861E-2,0,5.8741432640739112E-3,0,5.1125724774193741E-5,2.7633715553098171E-2]
[2004,3,1,9,1.1046769725943536E-2,1.1470141101996987E-2,0,9.6455097919247341E-3,0,5.1125724774193741E-5,3.2213546344639445E-2,null,1.1405480289943863E-2,1.1091783046248261E-2,0,6.593776880567506E-3,0,5.1125724774193741E-5,2.9091040216759633E-2]
[2004,3,1,10,1.0461994731271327E-2,1.197031894542978E-2,0,1.0341656348414826E-2,0,5.1125724774193741E-5,3.2825095749890128E-2,null,1.0801716489190224E-2,1.1575461849722701E-2,0,7.0696703448522051E-3,0,5.1125724774193741E-5,2.9446848683765129E-2]
[2004,3,1,11,1.0077650335063963E-2,1.2197598948509367E-2,0,1.0705858862011123E-2,0,5.1125724774193741E-5,3.303223387035864E-2,null,1.0404891666708551E-2,1.1795244715730383E-2,0,7.3186432001808421E-3,0,5.1125724774193741E-5,2.9518779582619774E-2]
[2004,3,1,12,1.0196479879379347E-2,1.1887075629093972E-2,0,1.044579479574676E-2,0,5.1125724774193741E-5,3.2580476028994269E-2,null,1.0527579842453642E-2,1.1494964426313824E-2,0,7.1408605360612151E-3,0,5.1125724774193741E-5,2.916340480482868E-2]
[2004,3,1,13,9.6354577363034072E-3,1.190460903421519E-2,0,1.0214654245846217E-2,0,5.1125724774193741E-5,3.1805846741139003E-2,null,9.9483401955868141E-3,1.1511919468447759E-2,0,6.9828503067447889E-3,0,5.1125724774193741E-5,2.8443109970779361E-2]
[2004,3,1,14,1.054004734486462E-2,1.1813539102913943E-2,0,9.1111393045269981E-3,0,5.1125724774193741E-5,3.1515851477079755E-2,null,1.0882303626244977E-2,1.1423853601511361E-2,0,6.2284753214512951E-3,0,5.1125724774193741E-5,2.8534632549207635E-2]
[2004,3,1,15,9.8548184652785236E-3,1.1415972676980732E-2,0,8.6834747340404483E-3,0,5.1125724774193741E-5,3.0005391601073902E-2,null,1.017482400332272E-2,1.1039401439701795E-2,0,5.9361191040668186E-3,0,5.1125724774193741E-5,2.7150344547091334E-2]
[2004,3,1,16,1.0489172621000159E-2,1.1140811534965303E-2,0,8.9654222856518535E-3,0,5.1125724774193741E-5,3.0646532166391509E-2,null,1.0829776899003643E-2,1.0773316858627053E-2,0,6.1288615601373464E-3,0,5.1125724774193741E-5,2.7731955317768044E-2]
[2004,3,1,17,1.2001943586267272E-2,1.0704756317742734E-2,0,8.147136537849306E-3,0,5.1125724774193741E-5,3.0904962166633507E-2,null,1.2391670543535073E-2,1.0351645510157301E-2,0,5.5694723975162532E-3,0,5.1125724774193741E-5,2.8312788451208631E-2]
[2004,3,1,18,1.2762554813534716E-2,9.8994485210610831E-3,0,6.6024614108581847E-3,0,5.1125724774193741E-5,2.9315590470228178E-2,null,1.3176980328759901E-2,9.5729018759844013E-3,0,4.513515443445369E-3,0,5.1125724774193741E-5,2.7263397648189674E-2]
[2004,3,1,19,1.3576586254629968E-2,9.7340386265296914E-3,4.8403572019756566E-4,5.7840520346567319E-3,5.2024789321908279E-5,5.1125724774193741E-5,2.9681863150110059E-2,null,1.4017444988306652E-2,9.4129482496488389E-3,2.3688534441522786E-4,3.9540417670872038E-3,4.5494497074259902E-5,5.1125724774193741E-5,2.7666814846532183E-2]
[2004,3,1,20,1.3416787268752332E-2,9.8972683664842551E-3,5.9269680000000014E-4,7.1260255941126803E-3,6.3703823633477972E-5,5.1125724774193741E-5,3.114760757775694E-2,null,1.3852457011821542E-2,9.5707936367431905E-3,2.9006368692066121E-4,4.8714296938592722E-3,5.5707547415131495E-5,5.1125724774193741E-5,2.86404515767598E-2]
[2004,3,1,21,1.3671723854652667E-2,9.1503781617188369E-3,5.9269680000000014E-4,5.3953573916152228E-3,6.3703823633477972E-5,5.1125724774193741E-5,2.8924985756394402E-2,null,1.4115671895249694E-2,8.8485406115224614E-3,2.9006368692066121E-4,3.6883258219296681E-3,5.5707547415131495E-5,5.1125724774193741E-5,2.6998309563037622E-2]
[2004,3,1,22,1.2032521695534322E-2,9.083372750013384E-3,5.9269680000000014E-4,6.1789798742490814E-3,6.3703823633477972E-5,5.1125724774193741E-5,2.8002400668204461E-2,null,1.2423241584771682E-2,8.7837454635855249E-3,2.9006368692066121E-4,4.2240187941570062E-3,5.5707547415131495E-5,5.1125724774193741E-5,2.577677707685001E-2]
[2004,3,1,23,9.8536140073833857E-3,8.4377764248876469E-3,5.9269680000000014E-4,5.32300807887672E-3,6.3703823633477972E-5,5.1125724774193741E-5,2.4321924859555425E-2,null,1.0173580434286351E-2,8.159445002930938E-3,2.9006368692066121E-4,3.6388670337524501E-3,5.5707547415131495E-5,5.1125724774193741E-5,2.2317663705305534E-2]
[2004,3,1,24,7.7985302200932151E-3,8.1339146933365955E-3,5.9269680000000014E-4,5.0575499516197229E-3,6.3703823633477972E-5,5.1125724774193741E-5,2.1697521213457208E-2,null,8.0517639927727928E-3,7.8656065599291506E-3,2.9006368692066121E-4,3.4573969300435354E-3,5.5707547415131495E-5,5.1125724774193741E-5,1.9720538717081276E-2]
[2004,3,2,1,7.8118521663999184E-3,8.1397576992317915E-3,5.9269680000000014E-4,5.297143398885245E-3,6.3703823633477972E-5,5.1125724774193741E-5,2.195627961292463E-2,null,8.0655185291480698E-3,7.8712568264037441E-3,2.9006368692066121E-4,3.6211856532313452E-3,5.5707547415131495E-5,5.1125724774193741E-5,1.9903732243118956E-2]
[2004,3,2,2,7.6870922916576307E-3,7.8265730252385993E-3,5.9269680000000014E-4,4.8840804991365245E-3,6.3703823633477972E-5,5.1125724774193741E-5,2.1105272164440431E-2,null,7.9367074533629733E-3,7.568402970775265E-3,2.9006368692066121E-4,3.3388112990148855E-3,5.5707547415131495E-5,5.1125724774193741E-5,1.9189692957488919E-2]
[2004,3,2,3,7.455291478755427E-3,7.6385179185154842E-3,5.9269680000000014E-4,4.9235297988166624E-3,6.3703823633477972E-5,5.1125724774193741E-5,2.0724865544495246E-2,null,7.6973796074552197E-3,7.3865511150776313E-3,2.9006368692066121E-4,3.3657792753890576E-3,5.5707547415131495E-5,5.1125724774193741E-5,1.8795481232257702E-2]
[2004,3,2,4,7.7138779796024973E-3,7.5100744281347744E-3,5.9269680000000014E-4,4.9456807960185428E-3,6.3703823633477972E-5,5.1125724774193741E-5,2.0877159552163488E-2,null,7.9643629258211602E-3,7.262344506254164E-3,2.9006368692066121E-4,3.380921941394493E-3,5.5707547415131495E-5,5.1125724774193741E-5,1.895340060780561E-2]
[2004,3,2,5,8.3879384405183936E-3,7.6014658333753557E-3,5.9269680000000014E-4,4.6567131314753625E-3,6.3703823633477972E-5,5.1125724774193741E-5,2.1353643753776786E-2,null,8.6603114693262675E-3,7.3507212428789472E-3,2.9006368692066121E-4,3.1833804586942622E-3,5.5707547415131495E-5,5.1125724774193741E-5,1.9540184405235271E-2]
[2004,3,2,6,8.7953333527247043E-3,8.1001063948155962E-3,5.9269680000000014E-4,5.0494160397350331E-3,6.3703823633477972E-5,5.1125724774193741E-5,2.2652382135683005E-2,null,9.0809353038649766E-3,7.8329134736782394E-3,2.9006368692066121E-4,3.4518364981647827E-3,5.5707547415131495E-5,5.1125724774193741E-5,2.0711456510043795E-2]
[2004,3,2,7,1.0619822350760701E-2,9.372370133520198E-3,5.5323109554643443E-4,5.5239382758212096E-3,5.946199834256883E-5,5.1125724774193741E-5,2.6179949578765304E-2,null,1.0964669085103148E-2,9.0632098790871703E-3,2.707493127908828E-4,3.7762251325778387E-3,5.1998167506013413E-5,5.1125724774193741E-5,2.4126851577065053E-2]
[2004,3,2,8,1.0731431736752728E-2,1.0945297310282225E-2,0,7.3397710027277218E-3,0,5.1125724774193741E-5,2.9067625774536868E-2,null,1.1079902649636972E-2,1.058425193402359E-2,0,5.0175484127302295E-3,0,5.1125724774193741E-5,2.6681702996390791E-2]
[2004,3,2,9,1.0319010458731941E-2,1.1878253198701783E-2,0,9.0389158060770018E-3,0,5.1125724774193741E-5,3.1287305188284917E-2,null,1.0654089233197918E-2,{"$f":"F1475*W$5","v":1.1486433015672873E-2},{"$f":"G1475*X$5","v":0},{"$f":"H1475*Y$5","v":6.1791025413093902E-3},{"$f":"I1475*Z$5","v":0},{"$f":"J1475","v":5.1125724774193741E-5},2.831962479018018E-2]
[2004,3,2,10,9.9825417248190444E-3,1.2293641829194134E-2,0,9.3998800792441262E-3,0,5.1125724774193741E-5,3.1727189358031496E-2,null,{"$f":"E1476*V$5","v":1.030669469089898E-2},1.1888119492615793E-2,0,6.4258616997639167E-3,0,5.1125724774193741E-5,{"$f":"SUM(M1476:Q1476)","v":2.8620675883278691E-2}]
[2004,3,2,11,9.8384750436243135E-3,1.2355849268295378E-2,0,9.2281382730684397E-3,0,5.1125724774193741E-5,3.1473588309762324E-2,null,1.0157949878291439E-2,1.1948274935538248E-2,0,6.3084571068064534E-3,0,5.1125724774193741E-5,2.8414681920636137E-2]
[2004,3,2,12,9.5030912828407733E-3,1.2175984111692724E-2,0,9.3152662644809345E-3,0,5.1125724774193741E-5,3.1045467383788623E-2,null,9.8116755403553149E-3,1.1774342873423618E-2,0,6.3680187627291884E-3,0,5.1125724774193741E-5,2.7954037176508122E-2]
[2004,3,2,13,8.896108104090323E-3,1.2153373941691498E-2,0,9.1670584091448348E-3,0,5.1125724774193741E-5,3.026766617970085E-2,null,9.1849824116566059E-3,1.1752478530338185E-2,0,6.266702238137422E-3,0,5.1125724774193741E-5,2.7204163180132215E-2]
[2004,3,2,14,8.9102279055486792E-3,1.2048199250295353E-2,0,8.5182178949235188E-3,0,5.1125724774193741E-5,2.9527770775541747E-2,null,9.199560711125725E-3,1.1650773167819232E-2,0,5.8231477061177804E-3,0,5.1125724774193741E-5,2.6673481585062737E-2]
[2004,3,2,15,8.7674177871251997E-3,1.1676850337226739E-2,0,8.2839876431688546E-3,0,5.1125724774193741E-5,2.8779381492294989E-2,null,9.0521132643795292E-3,1.1291673698894647E-2,0,5.6630253225354796E-3,0,5.1125724774193741E-5,2.6006812285809658E-2]
[2004,3,2,16,9.0935842673417547E-3,1.1318475778403987E-2,0,7.9338306557590627E-3,0,5.1125724774193741E-5,2.8397016426278999E-2,null,9.3888710183330313E-3,1.094512060766329E-2,0,5.423654143825481E-3,0,5.1125724774193741E-5,2.5757645769821799E-2]
[2004,3,2,17,1.069407914461146E-2,1.0840447686929241E-2,0,7.6885138746040967E-3,0,5.1125724774193741E-5,2.9274166430918996E-2,null,1.1041337144605668E-2,1.0482860916740493E-2,0,5.2559528864643528E-3,0,5.1125724774193741E-5,2.6780150947810513E-2]
[2004,3,2,18,1.2559577916999853E-2,1.0267925208347921E-2,0,6.8635293454773552E-3,0,5.1125724774193741E-5,2.9742158195599323E-2,null,1.2967412369059843E-2,9.9292238633638171E-3,0,4.6919843630446817E-3,0,5.1125724774193741E-5,2.7588620595468343E-2]
[2004,3,2,19,1.3653807791149008E-2,1.0122785534423568E-2,4.7415744000000009E-4,6.1788865965820925E-3,5.0963058906782372E-5,5.1125724774193741E-5,3.0531726145835648E-2,null,1.4097174061563121E-2,9.7888718171024285E-3,2.3205094953652894E-4,4.2239550285150303E-3,4.456603793210519E-5,5.1125724774193741E-5,2.8386617894649219E-2]
[2004,3,2,20,1.3152509962334925E-2,1.0154679568590893E-2,5.9269680000000014E-4,6.7699609030055499E-3,6.3703823633477972E-5,5.1125724774193741E-5,3.0784676782339041E-2,null,1.3579598096120216E-2,9.8197137835880893E-3,2.9006368692066121E-4,4.6280199437417398E-3,5.5707547415131495E-5,5.1125724774193741E-5,2.8373103057785839E-2]
[2004,3,2,21,1.2366048655612773E-2,9.8045538050343956E-3,5.9269680000000014E-4,7.1875704048563437E-3,6.3703823633477972E-5,5.1125724774193741E-5,3.0065699213911189E-2,null,1.2767598827994182E-2,9.4811373899991239E-3,2.9006368692066121E-4,4.9135024053027065E-3,5.5707547415131495E-5,5.1125724774193741E-5,2.7508009857631809E-2]
[2004,3,2,22,1.1483349080992668E-2,9.2967061992377531E-3,5.9269680000000014E-4,6.455825435674971E-3,6.3703823633477972E-5,5.1125724774193741E-5,2.7943407064313065E-2,null,1.1856236244176806E-2,8.9900418216043946E-3,2.9006368692066121E-4,4.4132734734634374E-3,5.5707547415131495E-5,5.1125724774193741E-5,2.5605322773580436E-2]
[2004,3,2,23,1.0004696185521713E-2,8.7330493298264644E-3,5.9269680000000014E-4,5.776473260142875E-3,6.3703823633477972E-5,5.1125724774193741E-5,2.5221745123898725E-2,null,1.0329568550963718E-2,8.4449779333363572E-3,2.9006368692066121E-4,3.948860833238135E-3,5.5707547415131495E-5,5.1125724774193741E-5,2.3069178551874004E-2]
[2004,3,2,24,8.7732074057881252E-3,8.4541169029953202E-3,5.9269680000000014E-4,5.6953395541217301E-3,6.3703823633477972E-5,5.1125724774193741E-5,2.3630190211312848E-2,null,9.0580908834649726E-3,8.1752464683558686E-3,2.9006368692066121E-4,3.8933969369239277E-3,5.5707547415131495E-5,5.1125724774193741E-5,2.1472505523080564E-2]
[2004,3,3,1,7.8613394356026253E-3,7.8030808721565341E-3,5.9269680000000014E-4,4.4833646644674022E-3,6.3703823633477972E-5,5.1125724774193741E-5,2.0855311320634236E-2,null,8.1166127483177745E-3,7.5456857380090392E-3,2.9006368692066121E-4,3.0648775346709149E-3,5.5707547415131495E-5,5.1125724774193741E-5,1.9072947255333525E-2]
[2004,3,3,2,7.7607425463734302E-3,7.5038669284431172E-3,5.9269680000000014E-4,4.0748397580650814E-3,6.3703823633477972E-5,5.1125724774193741E-5,2.00469755812893E-2,null,8.0127492781995671E-3,7.2563417693019983E-3,2.9006368692066121E-4,2.7856054027586316E-3,5.5707547415131495E-5,5.1125724774193741E-5,1.8400467684595991E-2]
[2004,3,3,3,7.5384663683474027E-3,7.3320930150137494E-3,5.9269680000000014E-4,4.1075590217215432E-3,6.3703823633477972E-5,5.1125724774193741E-5,1.9685644753490369E-2,null,7.7832553509887895E-3,7.0902340498048191E-3,2.9006368692066121E-4,2.8079726522769297E-3,5.5707547415131495E-5,5.1125724774193741E-5,1.8027233287406332E-2]
[2004,3,3,4,7.8276888161681688E-3,7.1888389947064608E-3,5.9269680000000014E-4,4.1062471566531917E-3,6.3703823633477972E-5,5.1125724774193741E-5,1.9830301315935495E-2,null,8.081869426403248E-3,6.9517054563357598E-3,2.9006368692066121E-4,2.8070758468467633E-3,5.5707547415131495E-5,5.1125724774193741E-5,1.8186421963921565E-2]
[2004,3,3,5,8.5373554674094826E-3,7.2920691482073752E-3,5.9269680000000014E-4,3.7459429948195145E-3,6.3703823633477972E-5,5.1125724774193741E-5,2.0282893958844046E-2,null,8.8145803639865829E-3,7.0515304241614563E-3,2.9006368692066121E-4,2.5607679477805934E-3,5.5707547415131495E-5,5.1125724774193741E-5,1.8772649970264427E-2]
[2004,3,3,6,8.9574784205494317E-3,7.8017274669550671E-3,5.9269680000000014E-4,4.0497761073760036E-3,6.3703823633477972E-5,5.1125724774193741E-5,2.1516508343288176E-2,null,9.2483455442398908E-3,7.5443769767013233E-3,2.9006368692066121E-4,2.7684716147037356E-3,5.5707547415131495E-5,5.1125724774193741E-5,1.9906965369980743E-2]
[2004,3,3,7,1.078756294920199E-2,9.0568789941910966E-3,5.4335281594156549E-4,4.3698698168501042E-3,5.840026799114674E-5,5.1125724774193741E-5,2.4867190568950096E-2,null,1.1137856554092605E-2,8.7581256399889406E-3,2.6591491820224754E-4,2.9872912050288051E-3,5.1069708419566249E-5,5.1125724774193741E-5,2.3200258025732164E-2]
[2004,3,3,8,1.0826978954010994E-2,1.0587211872656955E-2,0,6.144753761829342E-3,0,5.1125724774193741E-5,2.7610070313271486E-2,null,1.1178552474901168E-2,1.0237978426937539E-2,0,4.2006214462040831E-3,0,5.1125724774193741E-5,2.561715234804279E-2]
[2004,3,3,9,1.0365771213202065E-2,1.1478232131913239E-2,0,7.8233166002089002E-3,0,5.1125724774193741E-5,2.97184456700984E-2,null,1.0702368402283823E-2,1.1099607182643249E-2,0,5.3481055165176235E-3,0,5.1125724774193741E-5,2.7150081101444696E-2]
[2004,3,3,10,9.9888131805953052E-3,1.1879286097243352E-2,0,8.2170460511179263E-3,0,5.1125724774193741E-5,3.0136271053730779E-2,null,1.0313169793306284E-2,1.1487431842664625E-2,0,5.6172633118656721E-3,0,5.1125724774193741E-5,2.7417864947836584E-2]
[2004,3,3,11,9.833957493473381E-3,1.1963134312203454E-2,0,8.0471683649681117E-3,0,5.1125724774193741E-5,2.9895385895419142E-2,null,1.0153285634310297E-2,1.156851421130181E-2,0,5.5011330519185268E-3,0,5.1125724774193741E-5,2.7222932897530635E-2]
[2004,3,3,12,9.475747525359058E-3,1.1773808970506203E-2,0,8.1880508695630402E-3,0,5.1125724774193741E-5,2.9488733090202498E-2,null,9.7834438767334803E-3,1.1385434021041804E-2,0,5.5974418859474143E-3,0,5.1125724774193741E-5,2.6766319783722698E-2]
[2004,3,3,13,8.847030883397531E-3,1.1768753497945369E-2,0,8.0830217632928119E-3,0,5.1125724774193741E-5,2.8749931869409908E-2,null,9.13431155608674E-3,1.1380545310053647E-2,0,5.5256428304645104E-3,0,5.1125724774193741E-5,2.6040499696604897E-2]
[2004,3,3,14,8.882967218348671E-3,1.1651897516842537E-2,0,7.4611505852719816E-3,0,5.1125724774193741E-5,2.8047141045237384E-2,null,9.1714148152427129E-3,1.1267543980904919E-2,0,5.1005248341344485E-3,0,5.1125724774193741E-5,2.5539483630282082E-2]
[2004,3,3,15,8.7210667695133796E-3,1.1269018013249733E-2,0,7.295066943609773E-3,0,5.1125724774193741E-5,2.7336277451147081E-2,null,9.0042571371219023E-3,1.0897294273517516E-2,0,4.986988224846097E-3,0,5.1125724774193741E-5,2.4888539635485516E-2]
[2004,3,3,16,9.0527088436938852E-3,1.0945595906797383E-2,0,6.9236551504645834E-3,0,5.1125724774193741E-5,2.6973085625730045E-2,null,9.3466682884558987E-3,1.0584540680930454E-2,0,4.7330870265018489E-3,0,5.1125724774193741E-5,2.4664295995888205E-2]
[2004,3,3,17,1.0766448795337896E-2,1.0393472112519873E-2,0,6.595206163962304E-3,0,5.1125724774193741E-5,2.7806252796594266E-2,null,1.1116056781696681E-2,1.0050629433776631E-2,0,4.5085556766443526E-3,0,5.1125724774193741E-5,2.5675241892117662E-2]
[2004,3,3,18,1.2765511322593827E-2,9.8168443268685582E-3,0,5.6172958278346173E-3,0,5.1125724774193741E-5,2.8250777202071198E-2,null,1.3180032841543031E-2,9.4930224924139484E-3,0,3.8400453848373671E-3,0,5.1125724774193741E-5,2.6513100718794345E-2]
[2004,3,3,19,1.3908873283738025E-2,9.6270594811561552E-3,4.5440088019756564E-4,4.9104551236048254E-3,4.8839598140234375E-5,5.1125724774193741E-5,2.9000754091610997E-2,null,1.4360522037536285E-2,9.3094979554977295E-3,2.2238216006919477E-4,3.3568412832048686E-3,4.2709119703503322E-5,5.1125724774193741E-5,2.7291952556011582E-2]
[2004,3,3,20,1.3324419903357186E-2,9.6820516869734786E-3,5.9269680000000014E-4,5.5270220087554316E-3,6.3703823633477972E-5,5.1125724774193741E-5,2.9241019947493774E-2,null,1.3757090294529137E-2,9.3626761693258228E-3,2.9006368692066121E-4,3.7783332064242354E-3,5.5707547415131495E-5,5.1125724774193741E-5,2.7243870904614994E-2]
[2004,3,3,21,1.2502938723438051E-2,9.330579423599477E-3,5.9269680000000014E-4,6.0170492786384491E-3,6.3703823633477972E-5,5.1125724774193741E-5,2.8558093774083651E-2,null,1.2908933988335538E-2,9.0227976920297121E-3,2.9006368692066121E-4,4.1133212529562467E-3,5.5707547415131495E-5,5.1125724774193741E-5,2.6390824167657291E-2]
[2004,3,3,22,1.1602338862831199E-2,8.8465833012099267E-3,5.9269680000000014E-4,5.3857717669299763E-3,6.3703823633477972E-5,5.1125724774193741E-5,2.6542220279378775E-2,null,1.1979089860675831E-2,8.5547668337314087E-3,2.9006368692066121E-4,3.681772983168539E-3,5.5707547415131495E-5,5.1125724774193741E-5,2.4561400911911575E-2]
[2004,3,3,23,1.0096770924238198E-2,8.3454998840477804E-3,5.9269680000000014E-4,4.8072380493288684E-3,6.3703823633477972E-5,5.1125724774193741E-5,2.395703520602252E-2,null,1.0424633139407731E-2,8.0702123280969838E-3,2.9006368692066121E-4,3.2862809527793666E-3,5.5707547415131495E-5,5.1125724774193741E-5,2.2126897654619875E-2]
[2004,3,3,24,8.8455168463357995E-3,8.0846319397308436E-3,5.9269680000000014E-4,4.8076113212925107E-3,6.3703823633477972E-5,5.1125724774193741E-5,2.2445286455766825E-2,null,9.1327483552330752E-3,7.8179494643401924E-3,2.9006368692066121E-4,3.2865361256107801E-3,5.5707547415131495E-5,5.1125724774193741E-5,2.0583005179519841E-2]
[2004,3,4,1,7.400510654911624E-3,7.354616916067723E-3,5.9269680000000014E-4,2.9358762190091416E-3,6.3703823633477972E-5,5.1125724774193741E-5,1.8398530138396162E-2,null,7.6408199414064173E-3,7.1120149696404381E-3,2.9006368692066121E-4,2.0069973650659149E-3,5.5707547415131495E-5,5.1125724774193741E-5,1.7105603510448566E-2]
[2004,3,4,2,7.3589279564958421E-3,7.0982472818571438E-3,5.9269680000000014E-4,2.7485861445818347E-3,6.3703823633477972E-5,5.1125724774193741E-5,1.7913287731342493E-2,null,7.5978869701442348E-3,6.8641020331714452E-3,2.9006368692066121E-4,1.8789638044393476E-3,5.5707547415131495E-5,5.1125724774193741E-5,1.668672404209082E-2]
[2004,3,4,3,7.1720959810204973E-3,6.9558794870356565E-3,5.9269680000000014E-4,2.9132457476380609E-3,6.3703823633477972E-5,5.1125724774193741E-5,1.7748747564101889E-2,null,7.4049881891720161E-3,6.7264304318466975E-3,2.9006368692066121E-4,1.9915269252299712E-3,5.5707547415131495E-5,5.1125724774193741E-5,1.6468716780584477E-2]
[2004,3,4,4,7.5125633185448839E-3,6.8730970171401225E-3,5.9269680000000014E-4,3.1108851699252109E-3,6.3703823633477972E-5,5.1125724774193741E-5,1.820407185401789E-2,null,7.7565111776873204E-3,6.6463786532374551E-3,2.9006368692066121E-4,2.126635414203438E-3,5.5707547415131495E-5,5.1125724774193741E-5,1.6875296479464008E-2]
[2004,3,4,5,8.3241094346915897E-3,7.0645408332679063E-3,5.9269680000000014E-4,3.1388137501197843E-3,6.3703823633477972E-5,5.1125724774193741E-5,1.9234990366486952E-2,null,8.5944098088458661E-3,6.8315074371950923E-3,2.9006368692066121E-4,2.1457276996675228E-3,5.5707547415131495E-5,5.1125724774193741E-5,1.7917416180044277E-2]
[2004,3,4,6,8.8796673930207088E-3,7.6641255896823914E-3,5.9269680000000014E-4,3.9443860275580516E-3,6.3703823633477972E-5,5.1125724774193741E-5,2.1195705358668826E-2,null,9.1680078380292802E-3,7.4113140827148424E-3,2.9006368692066121E-4,2.6964257937221879E-3,5.5707547415131495E-5,5.1125724774193741E-5,1.9621518948802104E-2]
[2004,3,4,7,1.0580202381493575E-2,8.8835400185958216E-3,5.2359625554643458E-4,3.8179607410858312E-3,5.6276807160894947E-5,5.1125724774193741E-5,2.3912701928656754E-2,null,1.0923762576705211E-2,8.5905044840097027E-3,2.5624612844484982E-4,2.6100000734603553E-3,4.9212790135256854E-5,5.1125724774193741E-5,2.2429726052755374E-2]
[2004,3,4,8,1.0880081171676151E-2,1.050666074965668E-2,0,6.5051621917432082E-3,0,5.1125724774193741E-5,2.7943029837850231E-2,null,1.1233379027093151E-2,1.0160084391240354E-2,0,4.447000624079914E-3,0,5.1125724774193741E-5,2.584046404241342E-2]
[2004,3,4,9,1.0274759999790703E-2,1.1357895505967238E-2,0,7.6485617206345754E-3,0,5.1125724774193741E-5,2.9332342951166712E-2,null,1.0608401873924918E-2,1.0983240022410305E-2,0,5.2286411533516404E-3,0,5.1125724774193741E-5,2.6820283049686863E-2]
[2004,3,4,10,9.9110336844583872E-3,1.171161692618251E-2,0,8.0702146327747987E-3,0,5.1125724774193741E-5,2.9743990968189891E-2,null,1.0232864642374426E-2,1.1325293465079421E-2,0,5.5168877347839497E-3,0,5.1125724774193741E-5,2.7075045842237796E-2]
[2004,3,4,11,9.7674786049308342E-3,1.1796839746574405E-2,0,7.9364856746512481E-3,0,5.1125724774193741E-5,2.9551929750930683E-2,null,1.0084648044156798E-2,1.140770509593649E-2,0,5.4254691440241663E-3,0,5.1125724774193741E-5,2.6917822284117456E-2]
[2004,3,4,12,9.3875059457127069E-3,1.1596024187655676E-2,0,7.9841647233528466E-3,0,5.1125724774193741E-5,2.9018820581495425E-2,null,9.6923369176514663E-3,1.1213513708748601E-2,0,5.4580630676008398E-3,0,5.1125724774193741E-5,2.6363913694000908E-2]
[2004,3,4,13,8.844629545720982E-3,1.1650118644024141E-2,0,8.174378823387481E-3,0,5.1125724774193741E-5,2.8720252737906796E-2,null,9.1318322422041433E-3,1.1265823786602768E-2,0,5.5880955243836194E-3,0,5.1125724774193741E-5,2.5985751553190529E-2]
[2004,3,4,14,8.9116694728557846E-3,1.1554950836470823E-2,0,7.6699978827665166E-3,0,5.1125724774193741E-5,2.8187743916867319E-2,null,9.2010490889878251E-3,1.1173795217382751E-2,0,5.2432951502188697E-3,0,5.1125724774193741E-5,2.5618139456589448E-2]
[2004,3,4,15,8.7145311560646657E-3,1.1147478946453092E-2,0,7.3621611428432857E-3,0,5.1125724774193741E-5,2.7275296970135237E-2,null,8.9975092993176131E-3,1.0779764336565205E-2,0,5.0328545594691262E-3,0,5.1125724774193741E-5,2.4810128195351944E-2]
[2004,3,4,16,9.0645413116983344E-3,1.0839257370815678E-2,0,7.0612950351486405E-3,0,5.1125724774193741E-5,2.7016219442436845E-2,null,9.3588849802087089E-3,1.0481709864807419E-2,0,4.8271791697946306E-3,0,5.1125724774193741E-5,2.466777401481076E-2]
[2004,3,4,17,1.0705842802082756E-2,1.0244987247338825E-2,0,6.5264331636026027E-3,0,5.1125724774193741E-5,2.7528388937798378E-2,null,1.1053482791410581E-2,9.9070425418984771E-3,0,4.4615416950548352E-3,0,5.1125724774193741E-5,2.5422067028363894E-2]
[2004,3,4,18,1.2376520441986805E-2,9.4269185253172873E-3,0,4.4376805279694783E-3,0,5.1125724774193741E-5,2.6292245220047767E-2,null,1.277841065408023E-2,9.1159589186983504E-3,0,3.0336473550799004E-3,0,5.1125724774193741E-5,2.4928016927858478E-2]
[2004,3,4,19,1.3645312286578474E-2,9.328627181893109E-3,4.4452260000000003E-4,4.2036848424824849E-3,4.7777867725108469E-5,5.1125724774193741E-5,2.7721050503453373E-2,null,1.4088402691077794E-2,9.0209098476459072E-3,2.1754776519049586E-4,2.8736853235853681E-3,4.1780660561348611E-5,5.1125724774193741E-5,2.6242326288060912E-2]
[2004,3,4,20,1.3157333586241139E-2,9.4278765124122619E-3,5.9269680000000014E-4,5.1313469565308426E-3,6.3703823633477972E-5,5.1125724774193741E-5,2.8424083403591916E-2,null,1.3584578352679672E-2,9.1168853052984861E-3,2.9006368692066121E-4,3.5078453765575242E-3,5.5707547415131495E-5,5.1125724774193741E-5,2.6555080268871475E-2]
[2004,3,4,21,1.2174280211445418E-2,8.930281639178219E-3,5.9269680000000014E-4,5.0186497539144101E-3,6.3703823633477972E-5,5.1125724774193741E-5,2.6830737952945719E-2,null,1.2569603281382281E-2,8.6357042692712573E-3,2.9006368692066121E-4,3.4308043258357685E-3,5.5707547415131495E-5,5.1125724774193741E-5,2.4981883110825099E-2]
[2004,3,4,22,1.1437338817811187E-2,8.5777035354903976E-3,5.9269680000000014E-4,4.9575910435868701E-3,6.3703823633477972E-5,5.1125724774193741E-5,2.5680159745296131E-2,null,1.1808731936322984E-2,8.2947564292937641E-3,2.9006368692066121E-4,3.3890639179983239E-3,5.5707547415131495E-5,5.1125724774193741E-5,2.3838323517950868E-2]
[2004,3,4,23,9.8166212209945466E-3,7.9966976484740354E-3,5.9269680000000014E-4,3.9433095657833645E-3,6.3703823633477972E-5,5.1125724774193741E-5,2.246415478365962E-2,null,1.0135386418615226E-2,7.7329158041373278E-3,2.9006368692066121E-4,2.6956899125799914E-3,5.5707547415131495E-5,5.1125724774193741E-5,2.0909763369668342E-2]
[2004,3,4,24,8.3811303835000048E-3,7.6351057102487926E-3,5.9269680000000014E-4,3.2645182672846346E-3,6.3703823633477972E-5,5.1125724774193741E-5,1.9988280709441104E-2,null,8.6532823411682256E-3,7.3832514630972233E-3,2.9006368692066121E-4,2.2316606940809879E-3,5.5707547415131495E-5,5.1125724774193741E-5,1.8613965732682231E-2]
[2004,3,5,1,7.1717073426485678E-3,7.9848814243154657E-3,5.9269680000000014E-4,4.7885471003038761E-3,6.3703823633477972E-5,5.1125724774193741E-5,2.0652662215675584E-2,null,7.404586930939888E-3,{"$f":"F1539*W$5","v":7.7214893540503392E-3},{"$f":"G1539*X$5","v":2.9006368692066121E-4},{"$f":"H1539*Y$5","v":3.2735036138708479E-3},{"$f":"I1539*Z$5","v":5.5707547415131495E-5},{"$f":"J1539","v":5.1125724774193741E-5},1.8745351133196871E-2]
[2004,3,5,2,7.240055064314653E-3,7.6701695509664714E-3,5.9269680000000014E-4,4.750689345201075E-3,6.3703823633477972E-5,5.1125724774193741E-5,2.0368440308889874E-2,null,{"$f":"E1540*V$5","v":7.4751540389419993E-3},7.4171586757941091E-3,2.9006368692066121E-4,3.2476236349239574E-3,5.5707547415131495E-5,5.1125724774193741E-5,{"$f":"SUM(M1540:Q1540)","v":1.8485707583995859E-2}]
[2004,3,5,3,6.9867274613051571E-3,7.5096789721659923E-3,5.9269680000000014E-4,4.6890812488748828E-3,6.3703823633477972E-5,5.1125724774193741E-5,1.9893014030753706E-2,null,7.2136003852763574E-3,7.2619620949332334E-3,2.9006368692066121E-4,3.2055076607582873E-3,5.5707547415131495E-5,5.1125724774193741E-5,1.8026841375303672E-2]
[2004,3,5,4,7.4201548296400086E-3,7.3032886326108446E-3,5.9269680000000014E-4,4.7094460634126813E-3,6.3703823633477972E-5,5.1125724774193741E-5,2.014041587407121E-2,null,7.6611020015231067E-3,7.0623798187580394E-3,2.9006368692066121E-4,3.2194292725935478E-3,5.5707547415131495E-5,5.1125724774193741E-5,1.8288682327210485E-2]
[2004,3,5,5,8.2002977727760502E-3,7.427738962992432E-3,5.9269680000000014E-4,4.7744401717401859E-3,6.3703823633477972E-5,5.1125724774193741E-5,2.1110003255916342E-2,null,8.4665777362421916E-3,7.1827249873441662E-3,2.9006368692066121E-4,3.2638599619099163E-3,5.5707547415131495E-5,5.1125724774193741E-5,1.9258933919832071E-2]
[2004,3,5,6,9.8033059374222162E-3,7.8229999800098395E-3,5.9269680000000014E-4,4.3387509546929477E-3,6.3703823633477972E-5,5.1125724774193741E-5,2.2672583220532679E-2,null,1.0121638761326547E-2,7.5649477872566477E-3,2.9006368692066121E-4,2.9660180076273353E-3,5.5707547415131495E-5,5.1125724774193741E-5,2.0998375790546326E-2]
[2004,3,5,7,1.1135356009094703E-2,9.1323212666165558E-3,5.0383969574399991E-4,6.0119738030563075E-3,5.4153346394346937E-5,5.1125724774193741E-5,2.6888769845680109E-2,null,1.1496943145738453E-2,8.8310793474296861E-3,2.4657733897751559E-4,4.109851601867465E-3,4.7355871906654965E-5,5.1125724774193741E-5,2.4731807305919774E-2]
[2004,3,5,8,1.1475694960722014E-2,1.0680015538461471E-2,0,8.5015031901279903E-3,0,5.1125724774193741E-5,3.070833941408567E-2,null,1.1848333579411488E-2,1.032772083880909E-2,0,5.8117213495618479E-3,0,5.1125724774193741E-5,2.7987775767782424E-2]
[2004,3,5,9,1.1123261770770602E-2,1.1357748526870229E-2,0,9.541763187110636E-3,0,5.1125724774193741E-5,3.2073899209525657E-2,null,1.1484456183463549E-2,1.0983097891616805E-2,0,6.5228545572255823E-3,0,5.1125724774193741E-5,2.8990408632305936E-2]
[2004,3,5,10,1.1473478488250539E-2,1.1714163679713063E-2,0,9.4171431277172805E-3,0,5.1125724774193741E-5,3.2655911020455071E-2,null,1.1846045133674521E-2,1.1327756210514021E-2,0,6.4376629101059249E-3,0,5.1125724774193741E-5,2.9611464254294464E-2]
[2004,3,5,11,1.108038250039926E-2,1.1794399871371762E-2,0,9.4897024563145062E-3,0,5.1125724774193741E-5,3.2415610552859721E-2,null,1.1440184537977995E-2,1.1405345703304178E-2,0,6.4872652674405713E-3,0,5.1125724774193741E-5,2.9332795508722743E-2]
[2004,3,5,12,1.0805750201517477E-2,1.1626026846852263E-2,0,9.2408851600370399E-3,0,5.1125724774193741E-5,3.1723787933180973E-2,null,1.1156634382630605E-2,1.1242526689814817E-2,0,6.3171710193321686E-3,0,5.1125724774193741E-5,2.871633209177759E-2]
[2004,3,5,13,1.0605673707848207E-2,1.1530961257734425E-2,0,9.0095701149136322E-3,0,5.1125724774193741E-5,3.1197330805270457E-2,null,1.0950061007640566E-2,1.1150596967217485E-2,0,6.1590415031567676E-3,0,5.1125724774193741E-5,2.8259699478014818E-2]
[2004,3,5,14,9.6341999733797045E-3,1.1473753039188501E-2,0,9.1145256173109975E-3,0,5.1125724774193741E-5,3.0273604354653396E-2,null,9.9470415906016824E-3,1.1095275838825851E-2,0,6.2307902422203557E-3,0,5.1125724774193741E-5,2.7273107671647888E-2]
[2004,3,5,15,9.9080314094610756E-3,1.1158291184431707E-2,0,8.8209018372716764E-3,0,5.1125724774193741E-5,2.993835015593865E-2,null,1.0229764877542142E-2,1.0790219918308861E-2,0,6.030065787611537E-3,0,5.1125724774193741E-5,2.7050050583462538E-2]
[2004,3,5,16,1.0177863864510915E-2,1.0756312369767004E-2,0,8.6811006747007334E-3,0,5.1125724774193741E-5,2.9666402633752847E-2,null,1.0508359328590611E-2,1.0401500916354068E-2,0,5.9344961709170939E-3,0,5.1125724774193741E-5,2.6844356415861772E-2]
[2004,3,5,17,1.0996831206718127E-2,1.0377600435760704E-2,0,7.9521011746463387E-3,0,5.1125724774193741E-5,2.9377658541899367E-2,null,1.1353920167766542E-2,1.0035281305656198E-2,0,5.4361440720546508E-3,0,5.1125724774193741E-5,2.6825345545477393E-2]
[2004,3,5,18,1.172460945643794E-2,9.840928980995917E-3,0,6.8702166312846645E-3,0,5.1125724774193741E-5,2.8486880793492715E-2,null,1.2105330823420466E-2,9.5163126817803274E-3,0,4.696555865381126E-3,0,5.1125724774193741E-5,2.631819937058192E-2]
[2004,3,5,19,1.2202922347986506E-2,9.4798688967348433E-3,4.3464431980243451E-4,5.8174878086221828E-3,4.6716137309982569E-5,5.1125724774193741E-5,2.8032765235230142E-2,null,1.2599175485011552E-2,9.1671626507849185E-3,2.12713370311797E-4,3.9768988309556007E-3,4.0852201419193913E-5,5.1125724774193741E-5,2.5996802538483063E-2]
[2004,3,5,20,1.4121895124605604E-2,9.142145748407441E-3,5.9269680000000014E-4,5.002365265196978E-3,6.3703823633477972E-5,5.1125724774193741E-5,2.8973932486617695E-2,null,1.4580461120871817E-2,8.8405797554540772E-3,2.9006368692066121E-4,3.4196720697359652E-3,5.5707547415131495E-5,5.1125724774193741E-5,2.7186484180397655E-2]
[2004,3,5,21,1.415961799426428E-2,8.5678755490193759E-3,5.9269680000000014E-4,4.2398849579934825E-3,6.3703823633477972E-5,5.1125724774193741E-5,2.7674904849684812E-2,null,1.4619408927067298E-2,8.285252632195832E-3,2.9006368692066121E-4,2.8984321218240806E-3,5.5707547415131495E-5,5.1125724774193741E-5,2.6148864915423006E-2]
[2004,3,5,22,1.2784067888408157E-2,7.9958652119486856E-3,5.9269680000000014E-4,3.7592761557137511E-3,6.3703823633477972E-5,5.1125724774193741E-5,2.5246735604478265E-2,null,1.3199191975923041E-2,7.7321108266521473E-3,2.9006368692066121E-4,2.5698826436282829E-3,5.5707547415131495E-5,5.1125724774193741E-5,2.3846956680539266E-2]
[2004,3,5,23,1.0142619847961573E-2,7.8083855264267097E-3,5.9269680000000014E-4,5.4164327987996138E-3,6.3703823633477972E-5,5.1125724774193741E-5,2.4074964521595573E-2,null,1.0471970868790646E-2,7.5508154111121797E-3,2.9006368692066121E-4,3.7027332027357433E-3,5.5707547415131495E-5,5.1125724774193741E-5,2.2071290716974366E-2]
[2004,3,5,24,8.7154233323157217E-3,7.3586849591925924E-3,5.9269680000000014E-4,4.931695885311632E-3,6.3703823633477972E-5,5.1125724774193741E-5,2.1713330525227621E-2,null,8.9984304463043823E-3,7.1159488228827476E-3,2.9006368692066121E-4,3.3713617021862729E-3,5.5707547415131495E-5,5.1125724774193741E-5,1.9831512205709199E-2]
[2004,3,6,1,8.4451228195225134E-3,7.1641376597611009E-3,5.9269680000000014E-4,5.1942499806980416E-3,6.3703823633477972E-5,5.1125724774193741E-5,2.1511036808389328E-2,null,8.7193527387475385E-3,6.9278189281988967E-3,2.9006368692066121E-4,3.5508465776779357E-3,5.5707547415131495E-5,5.1125724774193741E-5,1.9543789478960169E-2]
[2004,3,6,2,8.0863656804521841E-3,6.9731305020278153E-3,5.9269680000000014E-4,5.2699710257144575E-3,6.3703823633477972E-5,5.1125724774193741E-5,2.1036993556602129E-2,null,8.3489460424864929E-3,6.7431123988703897E-3,2.9006368692066121E-4,3.6026103192294359E-3,5.5707547415131495E-5,5.1125724774193741E-5,1.9040439994922113E-2]
[2004,3,6,3,8.2979471707312555E-3,6.8014545862326988E-3,5.9269680000000014E-4,4.9511076150902016E-3,6.3703823633477972E-5,5.1125724774193741E-5,2.075803572046183E-2,null,8.5673980041877928E-3,6.5770994444234827E-3,2.9006368692066121E-4,3.3846317747679125E-3,5.5707547415131495E-5,5.1125724774193741E-5,1.8874900457714984E-2]
[2004,3,6,4,8.1551320762139248E-3,6.7594785975111761E-3,5.9269680000000014E-4,5.2358258029124947E-3,6.3703823633477972E-5,5.1125724774193741E-5,2.0857962825045272E-2,null,8.4199454197640897E-3,6.5365080902360581E-3,2.9006368692066121E-4,3.5792682683114113E-3,5.5707547415131495E-5,5.1125724774193741E-5,1.8881493012647351E-2]
[2004,3,6,5,8.9078583668440875E-3,6.7836424140978041E-3,5.9269680000000014E-4,4.8300795620806591E-3,6.3703823633477972E-5,5.1125724774193741E-5,2.1229106691430227E-2,null,9.1971142287908935E-3,6.5598748307813468E-3,2.9006368692066121E-4,3.3018956628308809E-3,5.5707547415131495E-5,5.1125724774193741E-5,1.9404655956738917E-2]
[2004,3,6,6,8.7954579844057804E-3,7.1308456865089203E-3,5.9269680000000014E-4,5.4006195284240976E-3,6.3703823633477972E-5,5.1125724774193741E-5,2.2034449547746474E-2,null,9.0810639825843927E-3,6.8956251355322658E-3,2.9006368692066121E-4,3.6919230766918575E-3,5.5707547415131495E-5,5.1125724774193741E-5,2.0014383429144311E-2]
[2004,3,6,7,1.0221725380037129E-2,7.5655039574116824E-3,4.8408313594156563E-4,4.5700029125174749E-3,5.2029885627798954E-5,5.1125724774193741E-5,2.2944470996309849E-2,null,1.0553645114683033E-2,7.3159456178384054E-3,2.3690854951018147E-4,3.1241043966293899E-3,4.5498953678053111E-5,5.1125724774193741E-5,2.1276102632339065E-2]
[2004,3,6,8,1.1232886477509358E-2,8.2054286592944808E-3,0,4.9521059911138508E-3,0,5.1125724774193741E-5,2.444154685269188E-2,null,1.1597640622264998E-2,7.9347615413830012E-3,0,3.3853142756294389E-3,0,5.1125724774193741E-5,2.2917716439277439E-2]
[2004,3,6,9,1.2866991341680118E-2,8.6827557105189218E-3,0,5.2221978575450545E-3,0,5.1125724774193741E-5,2.6823070634518286E-2,null,1.3284808118499658E-2,8.3963433168125264E-3,0,3.5699520545464641E-3,0,5.1125724774193741E-5,2.5251103489858651E-2]
[2004,3,6,10,1.3869798332315357E-2,8.9583419346699108E-3,0,5.3588012949950603E-3,0,5.1125724774193741E-5,2.8238067286754522E-2,null,1.4320178244795218E-2,8.6628389581159555E-3,0,3.6633356710783758E-3,0,5.1125724774193741E-5,2.6646352873989552E-2]
[2004,3,6,11,1.4388083955171315E-2,9.0228711661258874E-3,0,5.0252023085802068E-3,0,5.1125724774193741E-5,2.8487283154651603E-2,null,1.4855293631708927E-2,8.7252396059446218E-3,0,3.4352837244778348E-3,0,5.1125724774193741E-5,2.7015816962131387E-2]
[2004,3,6,12,1.2885128547167904E-2,9.076193676906168E-3,0,5.8562565325650838E-3,0,5.1125724774193741E-5,2.7868704481413348E-2,null,1.3303534275090012E-2,8.7768032018757242E-3,0,4.0034015582492708E-3,0,5.1125724774193741E-5,2.6083739035215006E-2]
[2004,3,6,13,1.1955505995389795E-2,9.0383417685565709E-3,0,6.0951183887722514E-3,0,5.1125724774193741E-5,2.7140091877492813E-2,null,1.2343725031805823E-2,8.7401998897135829E-3,0,4.16669015772038E-3,0,5.1125724774193741E-5,2.5250615079239785E-2]
[2004,3,6,14,1.1237605496543342E-2,8.9023126527260701E-3,0,5.8100319620040938E-3,0,5.1125724774193741E-5,2.6001075836047702E-2,null,1.1602512877224162E-2,8.6086578775144314E-3,0,3.9718019319719333E-3,0,5.1125724774193741E-5,2.4182972686710526E-2]
[2004,3,6,15,1.0989087975286067E-2,8.7727501087931838E-3,0,5.6545879292520867E-3,0,5.1125724774193741E-5,2.5467551738105533E-2,null,1.1345925498223334E-2,8.4833691286276894E-3,0,3.8655386766859902E-3,0,5.1125724774193741E-5,2.3694833303537013E-2]
[2004,3,6,16,1.1114222877768533E-2,8.5761554762086665E-3,0,5.1901468904806854E-3,0,5.1125724774193741E-5,2.493165096923208E-2,null,1.1475123779644549E-2,8.2932594348328406E-3,0,3.5480416599496124E-3,0,5.1125724774193741E-5,2.3316424874426998E-2]
[2004,3,6,17,1.2310239225179518E-2,8.4294759180158375E-3,0,5.0240698972633443E-3,0,5.1125724774193741E-5,2.5814910765232898E-2,null,1.2709977154456027E-2,8.1514182994599591E-3,0,3.434509595611502E-3,0,5.1125724774193741E-5,2.4295905049527489E-2]
[2004,3,6,18,1.342815578564808E-2,8.0640380363007098E-3,0,4.7622878546061346E-3,0,5.1125724774193741E-5,2.6305607401329121E-2,null,1.3864194687051237E-2,7.7980348785568789E-3,0,3.2555525038810091E-3,0,5.1125724774193741E-5,2.4917782069489122E-2]
[2004,3,6,19,1.3764089202002431E-2,7.9463273084692324E-3,4.2476604019756569E-4,4.7743040384658885E-3,4.5654406958560485E-5,5.1125724774193741E-5,2.7006266720867866E-2,null,1.4211036528966775E-2,7.6842069976517857E-3,2.0787897572316174E-4,3.2637668997021014E-3,3.9923742332746756E-5,5.1125724774193741E-5,2.540681314437657E-2]
[2004,3,6,20,1.3598550728344266E-2,7.8603802961235564E-3,5.9269680000000014E-4,5.3947449106144137E-3,6.3703823633477972E-5,5.1125724774193741E-5,2.7561202283489912E-2,null,1.4040122692127985E-2,7.6010950632880939E-3,2.9006368692066121E-4,3.6879071231620507E-3,5.5707547415131495E-5,5.1125724774193741E-5,2.5674896112913927E-2]
[2004,3,6,21,1.3858954238325638E-2,7.4568444928012987E-3,5.9269680000000014E-4,4.5749150807620712E-3,6.3703823633477972E-5,5.1125724774193741E-5,2.6598240160296684E-2,null,1.4308982021525392E-2,7.2108704320440441E-3,2.9006368692066121E-4,3.1274624090209995E-3,5.5707547415131495E-5,5.1125724774193741E-5,2.4993086096926232E-2]
[2004,3,6,22,1.2679757920834971E-2,7.1206375967983442E-3,5.9269680000000014E-4,4.8620872672521433E-3,6.3703823633477972E-5,5.1125724774193741E-5,2.5370009133293136E-2,null,1.3091494856428769E-2,6.8857537734121751E-3,2.9006368692066121E-4,3.3237764831205922E-3,5.5707547415131495E-5,5.1125724774193741E-5,2.3646796347297331E-2]
[2004,3,6,23,1.0691369576282183E-2,7.0120757520148501E-3,5.9269680000000014E-4,5.5755636276170932E-3,6.3703823633477972E-5,5.1125724774193741E-5,2.39865353043218E-2,null,1.1038539591208565E-2,6.7807729873232102E-3,2.9006368692066121E-4,3.8115167924761941E-3,5.5707547415131495E-5,5.1125724774193741E-5,2.1976600605343764E-2]
[2004,3,6,24,9.5702308451980876E-3,6.7256889712858725E-3,5.9269680000000014E-4,5.3712198298402989E-3,6.3703823633477972E-5,5.1125724774193741E-5,2.2374665994731934E-2,null,9.8809952577151704E-3,6.5038330603500146E-3,2.9006368692066121E-4,3.6718251184709449E-3,5.5707547415131495E-5,5.1125724774193741E-5,2.0402424670871926E-2]
[2004,3,7,1,9.2437291741890061E-3,6.688378537994007E-3,5.9269680000000014E-4,5.4161968726092425E-3,6.3703823633477972E-5,5.1125724774193741E-5,2.2055830933199932E-2,null,9.5438914286580523E-3,6.4677533619614015E-3,2.9006368692066121E-4,3.7025719209898169E-3,5.5707547415131495E-5,5.1125724774193741E-5,2.0059987945945067E-2]
[2004,3,7,2,8.8587694100869738E-3,6.5360685243595375E-3,5.9269680000000014E-4,5.3471796675636889E-3,6.3703823633477972E-5,5.1125724774193741E-5,2.1449543950417874E-2,null,9.1464312560633754E-3,6.3204674993044439E-3,2.9006368692066121E-4,3.6553909983835535E-3,5.5707547415131495E-5,5.1125724774193741E-5,1.946806098808717E-2]
[2004,3,7,3,8.4385278121382693E-3,6.4821888884900652E-3,5.9269680000000014E-4,5.3210522566987514E-3,6.3703823633477972E-5,5.1125724774193741E-5,2.094929530573476E-2,null,8.7125435783686114E-3,6.2683651558057231E-3,2.9006368692066121E-4,3.6375300121395142E-3,5.5707547415131495E-5,5.1125724774193741E-5,1.8964209980649641E-2]
[2004,3,7,4,9.0774885054135755E-3,6.3756481032241855E-3,5.9269680000000014E-4,4.9370863104587848E-3,6.3703823633477972E-5,5.1125724774193741E-5,2.1097749267504219E-2,null,9.3722525950312094E-3,6.165338761863602E-3,2.9006368692066121E-4,3.3750466562714873E-3,5.5707547415131495E-5,5.1125724774193741E-5,1.9258409247502096E-2]
[2004,3,7,5,8.8893014260395583E-3,6.5028798995398571E-3,5.9269680000000014E-4,5.137138649627229E-3,6.3703823633477972E-5,5.1125724774193741E-5,2.123684632361432E-2,null,9.1779547072440067E-3,6.2883736459830464E-3,2.9006368692066121E-4,3.511804641838688E-3,5.5707547415131495E-5,5.1125724774193741E-5,1.9323904229401535E-2]
[2004,3,7,6,9.7182817558279146E-3,6.6033809149208551E-3,5.9269680000000014E-4,4.6904398076523506E-3,6.3703823633477972E-5,5.1125724774193741E-5,2.1719628826808796E-2,null,1.0033853675604613E-2,6.3855594999861504E-3,2.9006368692066121E-4,3.2064363865230219E-3,5.5707547415131495E-5,5.1125724774193741E-5,1.9971620796449582E-2]
[2004,3,7,7,1.0639617221632437E-2,7.1308801864921334E-3,4.7420485574400001E-4,4.3040927436557609E-3,5.096815521267304E-5,5.1125724774193741E-5,2.2650888887511201E-2,null,1.0985106734766412E-2,6.8956584974870583E-3,2.3207415463148256E-4,2.9423252722936199E-3,4.4570494535898393E-5,5.1125724774193741E-5,2.1099735153714473E-2]
[2004,3,7,8,1.2212335318459748E-2,7.8334682860980026E-3,0,5.7993358543033174E-3,0,5.1125724774193741E-5,2.5896265183635265E-2,null,1.2608894113340543E-2,7.5750707821665717E-3,0,3.964489954773125E-3,0,5.1125724774193741E-5,2.4148454850280242E-2]
[2004,3,7,9,1.3355492554549302E-2,8.14055250435251E-3,0,5.5067756315077846E-3,0,5.1125724774193741E-5,2.7053946415183792E-2,null,1.378917193644982E-2,7.8720254138068685E-3,0,3.764492559626847E-3,0,5.1125724774193741E-5,2.5425689909883534E-2]
[2004,3,7,10,1.3735027772244489E-2,8.7031399170281604E-3,0,6.5282193391656513E-3,0,5.1125724774193741E-5,2.9017512753212495E-2,null,1.4181031416836723E-2,8.4160551228103647E-3,0,4.4627627443706653E-3,0,5.1125724774193741E-5,2.7059849284017751E-2]
[2004,3,7,11,1.2252572937779999E-2,9.0524430045904828E-3,0,7.9021400479157514E-3,0,5.1125724774193741E-5,2.9258281715060428E-2,null,1.2650438328116159E-2,8.7538359774810524E-3,0,5.4019900947667888E-3,0,5.1125724774193741E-5,2.6806264400364002E-2]
[2004,3,7,12,1.2516837193576444E-2,9.1249958792394732E-3,0,7.8902974375453551E-3,0,5.1125724774193741E-5,2.9583256235135469E-2,null,1.2923283769416928E-2,8.8239955978233111E-3,0,5.3938943556974799E-3,0,5.1125724774193741E-5,2.7141173722937721E-2]
[2004,3,7,13,1.2613993816305119E-2,8.9184106062650606E-3,0,6.9543186591825698E-3,0,5.1125724774193741E-5,2.8537848806526944E-2,null,1.3023595260745202E-2,8.6242248183702828E-3,0,4.7540489392699026E-3,0,5.1125724774193741E-5,2.6401869018385385E-2]
[2004,3,7,14,1.3206493396159816E-2,8.7762594225375776E-3,0,5.6500581090007419E-3,0,5.1125724774193741E-5,2.7683936652472332E-2,null,1.3635334479311702E-2,8.4867626829308058E-3,0,3.8624420415997399E-3,0,5.1125724774193741E-5,2.598453920384225E-2]
[2004,3,7,15,1.3096945431460283E-2,8.5641982379597633E-3,0,4.8788535266786953E-3,0,5.1125724774193741E-5,2.6591122920872939E-2,null,1.3522229274515983E-2,8.28169662219525E-3,0,3.3352380829909226E-3,0,5.1125724774193741E-5,2.5139163979702159E-2]
[2004,3,7,16,1.325298829103163E-2,8.6758135923672864E-3,0,6.0913567547737062E-3,0,5.1125724774193741E-5,2.8071284362946817E-2,null,1.3683339155809852E-2,8.3896301937798935E-3,0,4.164118663229386E-3,0,5.1125724774193741E-5,2.623708801281913E-2]
[2004,3,7,17,1.493940412223619E-2,8.2672816873623697E-3,0,5.0960331671332766E-3,0,5.1125724774193741E-5,2.835384470150603E-2,null,1.5424516260124846E-2,{"$f":"F1603*W$5","v":7.9945742639974671E-3},{"$f":"G1603*X$5","v":0},{"$f":"H1603*Y$5","v":3.4837044806258393E-3},{"$f":"I1603*Z$5","v":0},{"$f":"J1603","v":5.1125724774193741E-5},2.690279500474815E-2]
[2004,3,7,18,1.5279239941623796E-2,7.8584974862825115E-3,0,4.7258611029990611E-3,0,5.1125724774193741E-5,2.7914724255679563E-2,null,{"$f":"E1604*V$5","v":1.5775387223854583E-2},7.5992743604660013E-3,0,3.2306507747072969E-3,0,5.1125724774193741E-5,{"$f":"SUM(M1604:Q1604)","v":2.6605312359027879E-2}]
[2004,3,7,19,1.6399886560485275E-2,7.6473679711273803E-3,4.0500947980243445E-4,4.2111123880597297E-3,4.3530946128308665E-5,5.1125724774193741E-5,2.8758033070377321E-2,null,1.6932423465263618E-2,7.395109236782162E-3,1.9821018596576391E-4,2.8787628756653631E-3,3.8066824048437334E-5,5.1125724774193741E-5,2.7442572587725346E-2]
[2004,3,7,20,1.7249879948865388E-2,7.6751709789147663E-3,5.9269680000000014E-4,4.6299457678395852E-3,6.3703823633477972E-5,5.1125724774193741E-5,3.0262523044027417E-2,null,1.7810017827983433E-2,7.4219951249040739E-3,2.9006368692066121E-4,3.1650819936776078E-3,5.5707547415131495E-5,5.1125724774193741E-5,2.8742866180900911E-2]
[2004,3,7,21,1.5201304145515982E-2,7.8662049631332987E-3,5.9269680000000014E-4,6.1250879165231599E-3,6.3703823633477972E-5,5.1125724774193741E-5,2.9900123373580115E-2,null,1.5694920697581188E-2,7.6067275958100746E-3,2.9006368692066121E-4,4.1871776574449572E-3,5.5707547415131495E-5,5.1125724774193741E-5,2.7834597185172016E-2]
[2004,3,7,22,1.3099442427957486E-2,7.7742191849001219E-3,5.9269680000000014E-4,5.8576132969979967E-3,6.3703823633477972E-5,5.1125724774193741E-5,2.7438801258263278E-2,null,1.3524807353451223E-2,7.5177760923865406E-3,2.9006368692066121E-4,4.0043290573802759E-3,5.5707547415131495E-5,5.1125724774193741E-5,2.5392683737553833E-2]
[2004,3,7,23,1.0676532170253826E-2,7.700282582972868E-3,5.9269680000000014E-4,5.5095312801068741E-3,6.3703823633477972E-5,5.1125724774193741E-5,2.4593872381741242E-2,null,1.1023220385123107E-2,7.4462783888743196E-3,2.9006368692066121E-4,3.7663763514030842E-3,5.5707547415131495E-5,5.1125724774193741E-5,2.2581646359736307E-2]
[2004,3,7,24,9.0568270595419494E-3,7.7152690470802055E-3,5.9269680000000014E-4,6.1954653281772968E-3,6.3703823633477972E-5,5.1125724774193741E-5,2.3675087783207125E-2,null,9.3509202309558417E-3,7.460770504274716E-3,2.9006368692066121E-4,4.2352884322914806E-3,5.5707547415131495E-5,5.1125724774193741E-5,2.1392750401857834E-2]
[2004,3,8,1,7.4776279035616757E-3,6.5759547512207403E-3,5.9269680000000014E-4,3.202528880912445E-3,6.3703823633477972E-5,5.1125724774193741E-5,1.7963637884102535E-2,null,7.7204413403595615E-3,6.3590380252416421E-3,2.9006368692066121E-4,2.1892840658343697E-3,5.5707547415131495E-5,5.1125724774193741E-5,1.6614534665771369E-2]
[2004,3,8,2,7.2041146176672005E-3,6.4804640681817181E-3,5.9269680000000014E-4,3.1848814940652627E-3,6.3703823633477972E-5,5.1125724774193741E-5,1.7576986528321854E-2,null,7.4380465345747632E-3,6.266697231018763E-3,2.9006368692066121E-4,2.1772201175407502E-3,5.5707547415131495E-5,5.1125724774193741E-5,1.6227735117470072E-2]
[2004,3,8,3,7.350801502927426E-3,6.3835359355227861E-3,5.9269680000000014E-4,2.9989351294325514E-3,6.3703823633477972E-5,5.1125724774193741E-5,1.744079891629044E-2,null,7.5894966344804042E-3,6.1729664033880844E-3,2.9006368692066121E-4,2.0501051317504465E-3,5.5707547415131495E-5,5.1125724774193741E-5,1.6158339403954728E-2]
[2004,3,8,4,8.2305501824793455E-3,6.2755480158769566E-3,5.9269680000000014E-4,2.540404393839612E-3,6.3703823633477972E-5,5.1125724774193741E-5,1.775402894060359E-2,null,8.4978125018030145E-3,6.0685406107429795E-3,2.9006368692066121E-4,1.7366484634555699E-3,5.5707547415131495E-5,5.1125724774193741E-5,1.6648772810337359E-2]
[2004,3,8,5,8.9791346838713048E-3,6.4437898669502669E-3,5.9269680000000014E-4,2.5342534040791805E-3,6.3703823633477972E-5,5.1125724774193741E-5,1.8664704303308424E-2,null,9.2707050294649138E-3,6.2312327777189792E-3,2.9006368692066121E-4,1.7324435790119401E-3,5.5707547415131495E-5,5.1125724774193741E-5,1.7580152620531628E-2]
[2004,3,8,6,1.0136758731478564E-2,7.0924786806118092E-3,5.9269680000000014E-4,2.8394297176379492E-3,6.3703823633477972E-5,5.1125724774193741E-5,2.0776193478135998E-2,null,1.0465919430208829E-2,6.8585237170091067E-3,2.9006368692066121E-4,1.9410654729553071E-3,5.5707547415131495E-5,5.1125724774193741E-5,1.9611279854509035E-2]
[2004,3,8,7,1.1864899381060862E-2,8.2884126051789072E-3,4.5444829594156578E-4,2.8881230428435319E-3,4.8844694446125071E-5,5.1125724774193741E-5,2.359585374424519E-2,null,1.2250176240665532E-2,8.0150081500242332E-3,2.2240536516414849E-4,1.9743527671372413E-3,4.2713576307296545E-5,5.1125724774193741E-5,2.2504656099298449E-2]
[2004,3,8,8,1.1237751298664618E-2,9.9130722964585419E-3,0,6.1686472924610946E-3,0,5.1125724774193741E-5,2.7370596612358449E-2,null,1.1602663413830039E-2,9.5860762527977018E-3,0,4.2169553272817517E-3,0,5.1125724774193741E-5,2.5405694993909492E-2]
[2004,3,8,9,1.1155805335936441E-2,1.0663516444014353E-2,0,7.1361693577504087E-3,0,5.1125724774193741E-5,2.9006616862475399E-2,null,1.1518056502857532E-2,1.0311765989218345E-2,0,4.8783640825644072E-3,0,5.1125724774193741E-5,2.6708186574640285E-2]
[2004,3,8,10,1.049249784080664E-2,1.1157458989496698E-2,0,7.8562008861115199E-3,0,5.1125724774193741E-5,2.9557283441189051E-2,null,1.0833210095304774E-2,1.0789415174444839E-2,0,5.3705855770635365E-3,0,5.1125724774193741E-5,2.6993210846813148E-2]
[2004,3,8,11,1.0001051642220709E-2,1.1395104368949745E-2,0,8.2965174256712879E-3,0,5.1125724774193741E-5,2.9743799161615934E-2,null,1.0325805662099672E-2,1.101922150092304E-2,0,5.6715908200535327E-3,0,5.1125724774193741E-5,2.7016617983076245E-2]
[2004,3,8,12,1.0176250186746368E-2,1.1085350317581285E-2,0,8.0242911574636248E-3,0,5.1125724774193741E-5,2.9337017386565474E-2,null,1.0506693251502516E-2,1.0719685104210602E-2,0,5.4854939405403688E-3,0,5.1125724774193741E-5,2.6711872296253485E-2]
[2004,3,8,13,9.4610657571866427E-3,1.1140949768108173E-2,0,7.9863605081626817E-3,0,5.1125724774193741E-5,2.8639501758231694E-2,null,9.768285362374415E-3,1.0773450531963491E-2,0,5.459564130315629E-3,0,5.1125724774193741E-5,2.6001300024653538E-2]
[2004,3,8,14,1.0571751675410371E-2,1.1022300973210736E-2,0,6.7332025299624895E-3,0,5.1125724774193741E-5,2.837838090335779E-2,null,1.0915037459403117E-2,1.0658715527398286E-2,0,4.6028915144967113E-3,0,5.1125724774193741E-5,2.6176644501298113E-2]
[2004,3,8,15,9.8004256785641005E-3,1.0664868316002786E-2,0,6.5018683909894102E-3,0,5.1125724774193741E-5,2.7018288110330493E-2,null,1.0118664974739955E-2,1.0313073267888124E-2,0,4.4447489455550762E-3,0,5.1125724774193741E-5,2.4876487188183156E-2]
[2004,3,8,16,1.0482670190991833E-2,1.0376509513334903E-2,0,6.6852947160420664E-3,0,5.1125724774193741E-5,2.7595600145142996E-2,null,1.0823063322171991E-2,1.0034226368776201E-2,0,4.5701412044932442E-3,0,5.1125724774193741E-5,2.5427430895441437E-2]
[2004,3,8,17,1.2241819685746006E-2,9.9019941419155339E-3,0,5.633365849609758E-3,0,5.1125724774193741E-5,2.7828305402045495E-2,null,1.2639335896620873E-2,9.5753635261057474E-3,0,3.8510310289699198E-3,0,5.1125724774193741E-5,2.6065730451696544E-2]
[2004,3,8,18,1.3085841519329466E-2,9.1185199137412114E-3,0,4.1416694594216333E-3,0,5.1125724774193741E-5,2.6397156617266503E-2,null,1.351076479629373E-2,8.8177332507708237E-3,0,2.8312909237156454E-3,0,5.1125724774193741E-5,2.5159788970780202E-2]
[2004,3,8,19,1.402980436106966E-2,8.9431612070330346E-3,3.9513120019756567E-4,3.2652745611259841E-3,4.2469215776886582E-5,5.1125724774193741E-5,2.6726966269977327E-2,null,1.4485379987250616E-2,8.6481589872302346E-3,1.9337579137712868E-4,2.2321777048926071E-3,3.7138364961990177E-5,5.1125724774193741E-5,2.559623083571258E-2]
[2004,3,8,20,1.3771212406797365E-2,9.0876458440015302E-3,5.9269680000000014E-4,4.480410740949097E-3,6.3703823633477972E-5,5.1125724774193741E-5,2.8046795340155667E-2,null,1.4218391038375897E-2,8.7878776038121595E-3,2.9006368692066121E-4,3.0628581999729947E-3,5.5707547415131495E-5,5.1125724774193741E-5,2.6414898076496846E-2]
[2004,3,8,21,1.4255690852409063E-2,8.3608562264587041E-3,5.9269680000000014E-4,2.7213657653644453E-3,6.3703823633477972E-5,5.1125724774193741E-5,2.6045439192639887E-2,null,1.4718601461822096E-2,8.085062120866857E-3,2.9006368692066121E-4,1.86035565297449E-3,5.5707547415131495E-5,5.1125724774193741E-5,2.5009790469999241E-2]
[2004,3,8,22,1.2339741347672009E-2,8.3636563059747374E-3,5.9269680000000014E-4,3.8037747540225334E-3,6.3703823633477972E-5,5.1125724774193741E-5,2.5214698756076955E-2,null,1.2740437269489417E-2,8.0877698359880495E-3,2.9006368692066121E-4,2.6003023762371032E-3,5.5707547415131495E-5,5.1125724774193741E-5,2.3774280716050367E-2]
[2004,3,8,23,1.0048134100773085E-2,7.8069413873946046E-3,5.9269680000000014E-4,3.3380209063693738E-3,6.3703823633477972E-5,5.1125724774193741E-5,2.1900622742944735E-2,null,1.0374416981638638E-2,7.5494189089514571E-3,2.9006368692066121E-4,2.2819079088693042E-3,5.5707547415131495E-5,5.1125724774193741E-5,2.0551515033795192E-2]
[2004,3,8,24,7.8209025874255746E-3,7.5848496356188139E-3,5.9269680000000014E-4,3.4242060077816759E-3,6.3703823633477972E-5,5.1125724774193741E-5,1.9537484579233738E-2,null,8.0748628353284908E-3,7.3346531527891893E-3,2.9006368692066121E-4,2.3408249947881403E-3,5.5707547415131495E-5,5.1125724774193741E-5,1.8096112217241615E-2]
[2004,3,9,1,7.806837906189845E-3,7.2593736399926738E-3,5.9269680000000014E-4,2.5225482146998732E-3,6.3703823633477972E-5,5.1125724774193741E-5,1.8296286109290065E-2,null,8.0603414459451562E-3,7.0199134213295425E-3,2.9006368692066121E-4,1.724441782447848E-3,5.5707547415131495E-5,5.1125724774193741E-5,1.715046788405834E-2]
[2004,3,9,2,7.8007769940580465E-3,6.9980646817895285E-3,5.9269680000000014E-4,2.307372919298111E-3,6.3703823633477972E-5,5.1125724774193741E-5,1.7813740943553362E-2,null,8.0540837239528196E-3,6.7672240911236716E-3,2.9006368692066121E-4,1.5773455771983065E-3,5.5707547415131495E-5,5.1125724774193741E-5,1.6744424626610591E-2]
[2004,3,9,3,7.631541846300282E-3,6.8531841682305823E-3,5.9269680000000014E-4,2.4578631514927075E-3,6.3703823633477972E-5,5.1125724774193741E-5,1.7650115514431245E-2,null,7.8793531746607689E-3,6.6271226564739204E-3,2.9006368692066121E-4,1.6802223597844094E-3,5.5707547415131495E-5,5.1125724774193741E-5,1.6532469425254895E-2]
[2004,3,9,4,8.0284579132357658E-3,6.7609698164978645E-3,5.9269680000000014E-4,2.6059568049436703E-3,6.3703823633477972E-5,5.1125724774193741E-5,1.8102910883084977E-2,null,8.2891578950002286E-3,6.5379501193556407E-3,2.9006368692066121E-4,1.781460814707887E-3,5.5707547415131495E-5,5.1125724774193741E-5,1.6954340063399551E-2]
[2004,3,9,5,8.923957601860948E-3,6.937633835239973E-3,5.9269680000000014E-4,2.5589806933242489E-3,6.3703823633477972E-5,5.1125724774193741E-5,1.9128098478832841E-2,null,9.2137362379594873E-3,6.7087866374543276E-3,2.9006368692066121E-4,1.749347426673755E-3,5.5707547415131495E-5,5.1125724774193741E-5,1.8017641536423365E-2]
[2004,3,9,6,9.5350311628979861E-3,7.525648804311667E-3,5.9269680000000014E-4,3.3097112646602932E-3,6.3703823633477972E-5,5.1125724774193741E-5,2.1077917580277623E-2,null,9.8446525717856143E-3,7.2774051406525216E-3,2.9006368692066121E-4,2.2625551255509185E-3,5.5707547415131495E-5,5.1125724774193741E-5,1.9730384072324851E-2]
[2004,3,9,7,1.1326200362122583E-2,8.7418069376401751E-3,4.3469173554643443E-4,3.1792694150144939E-3,4.6721233615873244E-5,5.1125724774193741E-5,2.3779815408713753E-2,null,1.169398459413532E-2,8.4534466596589038E-3,2.1273657540675061E-4,2.1733836384022543E-3,4.0856658022987122E-5,5.1125724774193741E-5,2.2574408125626215E-2]
[2004,3,9,8,1.151036285959617E-2,1.0362690191080222E-2,0,5.8635672620342095E-3,0,5.1125724774193741E-5,2.7787746037484795E-2,null,1.1884127213850553E-2,1.0020862895482187E-2,0,4.0083992535493119E-3,0,5.1125724774193741E-5,2.5913389362882053E-2]
[2004,3,9,9,1.0837913900220592E-2,1.1222098149902451E-2,0,7.0582006977530174E-3,0,5.1125724774193741E-5,2.9169338472650252E-2,null,1.1189842500542986E-2,1.0851922125068789E-2,0,4.8250638466214571E-3,0,5.1125724774193741E-5,2.6866828472233234E-2]
[2004,3,9,10,1.0397903494997649E-2,1.1587054407088002E-2,0,7.5426143693405742E-3,0,5.1125724774193741E-5,2.9578697996200418E-2,null,1.0735544083119259E-2,1.12048398084762E-2,0,5.1562143754425444E-3,0,5.1125724774193741E-5,2.7096598267038002E-2]
[2004,3,9,11,1.0237248564534283E-2,1.1675096109413146E-2,0,7.4242352228679562E-3,0,5.1125724774193741E-5,2.9387705621589582E-2,null,1.0569672367826877E-2,1.1289977336648617E-2,0,5.0752890852307237E-3,0,5.1125724774193741E-5,2.6934938789706216E-2]
[2004,3,9,12,9.7999434501047818E-3,1.148402099811816E-2,0,7.5224676408047466E-3,0,5.1125724774193741E-5,2.8857557813801882E-2,null,1.0118167087364328E-2,1.1105205095298182E-2,0,5.1424418496036481E-3,0,5.1125724774193741E-5,2.636581403226616E-2]
[2004,3,9,13,9.2056530981546227E-3,1.1546766513145193E-2,0,7.7571043481668572E-3,0,5.1125724774193741E-5,2.8560649684240869E-2,null,9.5045789467739904E-3,1.116588086498717E-2,0,5.3028420907222712E-3,0,5.1125724774193741E-5,2.5973301902483432E-2]
[2004,3,9,14,9.2951683254310843E-3,1.1448541955671344E-2,0,7.2362662189723332E-3,0,5.1125724774193741E-5,2.8031102224848958E-2,null,9.5970009113555254E-3,1.1070896376860517E-2,0,4.9467914009312464E-3,0,5.1125724774193741E-5,2.5614688689147288E-2]
[2004,3,9,15,9.040690415866073E-3,1.1051134150183668E-2,0,6.980775603187616E-3,0,5.1125724774193741E-5,2.7123725894011554E-2,null,9.3342595983947393E-3,1.0686597603187411E-2,0,4.7721351980031627E-3,0,5.1125724774193741E-5,2.4792992399585313E-2]
[2004,3,9,16,9.408351357873183E-3,1.0740615173173589E-2,0,6.6659959989404114E-3,0,5.1125724774193741E-5,2.6866088254761378E-2,null,9.7138592217666415E-3,1.0386321512936079E-2,0,4.5569483886240365E-3,0,5.1125724774193741E-5,2.4657129123326758E-2]
[2004,3,9,17,1.1257870699208033E-2,1.0113223315865307E-2,0,5.9531897547600299E-3,0,5.1125724774193741E-5,2.7375409494607563E-2,null,1.1623436131288292E-2,9.7796250212046354E-3,0,4.0696661780833671E-3,0,5.1125724774193741E-5,2.5472727330576296E-2]
[2004,3,9,18,1.3199449590926745E-2,9.2536590594285515E-3,0,3.6419020326990035E-3,0,5.1125724774193741E-5,2.6146136407828494E-2,null,1.3628061947725992E-2,8.9484146496908723E-3,0,2.4896443985373416E-3,0,5.1125724774193741E-5,2.5066120995954205E-2]
[2004,3,9,19,1.4563888683331446E-2,9.1493129386308845E-3,3.8525292000000005E-4,3.3760113751844208E-3,4.1407485361760676E-5,5.1125724774193741E-5,2.7566999127282707E-2,null,1.50368070887334E-2,8.8475105262530336E-3,1.8854139649842976E-4,2.3078786123736745E-3,3.6209905819835465E-5,5.1125724774193741E-5,2.641694752967837E-2]
[2004,3,9,20,1.392439880169674E-2,9.2620841735606176E-3,5.9269680000000014E-4,4.372118172940539E-3,6.3703823633477972E-5,5.1125724774193741E-5,2.8266127496605568E-2,null,1.4376551699913824E-2,8.9565618500837673E-3,2.9006368692066121E-4,2.9888282060508563E-3,5.5707547415131495E-5,5.1125724774193741E-5,2.6667712990384243E-2]
[2004,3,9,21,1.2858225447996334E-2,8.7805030849822056E-3,5.9269680000000014E-4,4.3353830244883384E-3,6.3703823633477972E-5,5.1125724774193741E-5,2.6681637905874554E-2,null,1.3275757578829284E-2,8.4908663624530343E-3,2.9006368692066121E-4,2.9637156533922995E-3,5.5707547415131495E-5,5.1125724774193741E-5,2.5076110829010415E-2]
[2004,3,9,22,1.2052083571058834E-2,8.4408183913459618E-3,5.9269680000000014E-4,4.3370240471148928E-3,6.3703823633477972E-5,5.1125724774193741E-5,2.5537452357927364E-2,null,1.2443438673265812E-2,8.1623866260277737E-3,2.9006368692066121E-4,2.9648374745597532E-3,5.5707547415131495E-5,5.1125724774193741E-5,2.3916434008189134E-2]
[2004,3,9,23,1.0350392155462589E-2,7.8763742980345695E-3,5.9269680000000014E-4,3.4050261873650226E-3,6.3703823633477972E-5,5.1125724774193741E-5,2.2339318989269854E-2,null,1.0686489955979874E-2,7.6165614815004515E-3,2.9006368692066121E-4,2.3277134580041909E-3,5.5707547415131495E-5,5.1125724774193741E-5,2.0976536129820311E-2]
[2004,3,9,24,8.8523409927989873E-3,7.5276909389983999E-3,5.9269680000000014E-4,2.7896447906014367E-3,6.3703823633477972E-5,5.1125724774193741E-5,1.9877203070806496E-2,null,9.139794095292161E-3,7.2793799127756405E-3,2.9006368692066121E-4,1.9070319477217394E-3,5.5707547415131495E-5,5.1125724774193741E-5,1.8671977190125335E-2]
[2004,3,10,1,8.4284066006153641E-3,8.2702888674326593E-3,5.9269680000000014E-4,5.4084968740995866E-3,6.3703823633477972E-5,5.1125724774193741E-5,2.2814718690555284E-2,null,8.7020937109957321E-3,7.9974822481821469E-3,2.9006368692066121E-4,3.6973081170801592E-3,5.5707547415131495E-5,5.1125724774193741E-5,2.0742655310593831E-2]
[2004,3,10,2,8.337139980407228E-3,7.9447022815778146E-3,5.9269680000000014E-4,4.941068620574007E-3,6.3703823633477972E-5,5.1125724774193741E-5,2.1930437230966725E-2,null,8.6078634822738444E-3,7.6826355744614655E-3,2.9006368692066121E-4,3.3777690073898267E-3,5.5707547415131495E-5,5.1125724774193741E-5,2.0014039298460934E-2]
[2004,3,10,3,8.1224358652144304E-3,7.7501936410436061E-3,5.9269680000000014E-4,4.955002227068483E-3,6.3703823633477972E-5,5.1125724774193741E-5,2.1535158081734191E-2,null,8.3861874978229112E-3,7.4945430634590932E-3,2.9006368692066121E-4,3.3872941744725578E-3,5.5707547415131495E-5,5.1125724774193741E-5,1.9613795970090355E-2]
[2004,3,10,4,8.4459753203510336E-3,7.6128609735360547E-3,5.9269680000000014E-4,4.927043485761823E-3,6.3703823633477972E-5,5.1125724774193741E-5,2.1693406128056585E-2,null,8.720232921971962E-3,7.3617404989909799E-3,2.9006368692066121E-4,3.3681812705395834E-3,5.5707547415131495E-5,5.1125724774193741E-5,1.9795925925838318E-2]
[2004,3,10,5,9.2183870732966758E-3,7.6941330346283259E-3,5.9269680000000014E-4,4.5684748637722294E-3,6.3703823633477972E-5,5.1125724774193741E-5,2.2188521320104907E-2,null,9.5177264193925439E-3,7.4403316916660175E-3,2.9006368692066121E-4,3.1230598056532638E-3,5.5707547415131495E-5,5.1125724774193741E-5,2.0426889151047622E-2]
[2004,3,10,6,9.6986278554551282E-3,8.1946141097445861E-3,5.9269680000000014E-4,4.9372673888419148E-3,6.3703823633477972E-5,5.1125724774193741E-5,2.3538035702449306E-2,null,1.0013561574032524E-2,7.9243037243183576E-3,2.9006368692066121E-4,3.3751704434514299E-3,5.5707547415131495E-5,5.1125724774193741E-5,2.1658806976138107E-2]
[2004,3,10,7,1.1657159413173924E-2,9.501609685165547E-3,4.2481345594156566E-4,5.5231533548508261E-3,4.5659503264451161E-5,5.1125724774193741E-5,2.7203521137170505E-2,null,1.2035690543221915E-2,9.188186290022082E-3,2.0790218081811538E-4,3.775688551945064E-3,3.9928198936539958E-5,5.1125724774193741E-5,2.5247395764943718E-2]
[2004,3,10,8,1.1656288641024488E-2,1.1098026396580639E-2,0,7.3986608011249498E-3,0,5.1125724774193741E-5,3.0204101563504268E-2,null,1.2034791495370479E-2,1.0731943045668137E-2,0,5.0578061284497254E-3,0,5.1125724774193741E-5,2.7824540669488338E-2]
[2004,3,10,9,1.1184395139953828E-2,1.2062401951085367E-2,0,9.2126416741878225E-3,0,5.1125724774193741E-5,3.2510564490001212E-2,null,1.1547574674622066E-2,{"$f":"F1667*W$5","v":1.166450737339114E-2},{"$f":"G1667*X$5","v":0},{"$f":"H1667*Y$5","v":6.2978634608892633E-3},{"$f":"I1667*Z$5","v":0},{"$f":"J1667","v":5.1125724774193741E-5},2.9509945508902471E-2]
[2004,3,10,10,1.0765011006812816E-2,1.2497424722000869E-2,0,9.6540861369864492E-3,0,5.1125724774193741E-5,3.2967647590574321E-2,null,{"$f":"E1668*V$5","v":1.1114572305321166E-2},1.2085180332186078E-2,0,6.5996397646459655E-3,0,5.1125724774193741E-5,{"$f":"SUM(M1668:Q1668)","v":2.9799392402153211E-2}]
[2004,3,10,11,1.0599414866994715E-2,1.2562348157773944E-2,0,9.4912427732374016E-3,0,5.1125724774193741E-5,3.2704131522780254E-2,null,1.094359892978764E-2,1.214796218097141E-2,0,6.4883182450782527E-3,0,5.1125724774193741E-5,2.9579879355837304E-2]
[2004,3,10,12,1.019599577975612E-2,1.239005093147527E-2,0,9.6220982472104595E-3,0,5.1125724774193741E-5,3.2259270683216039E-2,null,1.0527080023153697E-2,1.1981348410784876E-2,0,6.5777724903791721E-3,0,5.1125724774193741E-5,2.9086200924317747E-2]
[2004,3,10,13,9.5254391670550938E-3,1.2371622409881685E-2,0,9.5028704313309988E-3,0,5.1125724774193741E-5,3.1451057733041972E-2,null,9.8347491047774804E-3,1.1963527778801233E-2,0,6.496267040400289E-3,0,5.1125724774193741E-5,2.8294543923979003E-2]
[2004,3,10,14,9.558806022626572E-3,1.2258330956661222E-2,0,8.8139718559119493E-3,0,5.1125724774193741E-5,3.0682234559973938E-2,null,9.8691994484525307E-3,1.1853973396780878E-2,0,6.0253283759186069E-3,0,5.1125724774193741E-5,2.7748501221152015E-2]
[2004,3,10,15,9.3449994183339366E-3,1.189359500805437E-2,0,8.614867103231446E-3,0,5.1125724774193741E-5,2.9904587254393947E-2,null,9.6484501188641297E-3,1.1501268754776917E-2,0,5.8892181709261308E-3,0,5.1125724774193741E-5,2.7038937044567175E-2]
[2004,3,10,16,9.6884196382881552E-3,1.152789933475748E-2,0,8.2398264668511381E-3,0,5.1125724774193741E-5,2.9507271164670969E-2,null,1.0003021875769425E-2,1.1147636045894671E-2,0,5.632836255321406E-3,0,5.1125724774193741E-5,2.6783494176985501E-2]
[2004,3,10,17,1.1530334376092065E-2,1.1015581547606143E-2,0,7.8216766376853677E-3,0,5.1125724774193741E-5,3.0418718286157772E-2,null,1.1904747245172403E-2,1.0652217751099039E-2,0,5.3469844200482886E-3,0,5.1125724774193741E-5,2.7903949416319733E-2]
[2004,3,10,18,1.3703005529916231E-2,1.0393866675161331E-2,0,6.7570081194887862E-3,0,5.1125724774193741E-5,3.0905006049340544E-2,null,1.4147969348668778E-2,1.0051010981237842E-2,0,4.619165278064729E-3,0,5.1125724774193741E-5,2.8818145607971347E-2]
[2004,3,10,19,1.4919059965890069E-2,1.0251294285260814E-2,3.7537463980243449E-4,6.0882443922250567E-3,4.0345754946634769E-5,5.1125724774193741E-5,3.1725444762899201E-2,null,1.5403511488596363E-2,9.9131415336783588E-3,1.8370700161973087E-4,4.1619910178627914E-3,3.5281446677680761E-5,5.1125724774193741E-5,2.9697632488434923E-2]
[2004,3,10,20,1.4244120243299727E-2,1.0292824213576288E-2,5.9269680000000014E-4,6.7438142729256551E-3,6.3703823633477972E-5,5.1125724774193741E-5,3.198828507820934E-2,null,1.470665513204306E-2,9.9533015413631187E-3,2.9006368692066121E-4,4.6101458190303743E-3,5.5707547415131495E-5,5.1125724774193741E-5,2.9615873726772348E-2]
[2004,3,10,21,1.3359293992033949E-2,9.9455786803725101E-3,5.9269680000000014E-4,7.228795125414831E-3,6.3703823633477972E-5,5.1125724774193741E-5,3.1241194146228966E-2,null,1.3793096814163417E-2,9.6175103698487134E-3,2.9006368692066121E-4,4.9416840789716279E-3,5.5707547415131495E-5,5.1125724774193741E-5,2.8698062497319553E-2]
[2004,3,10,22,1.2383342057055508E-2,9.4333636170303888E-3,5.9269680000000014E-4,6.5116931317071684E-3,6.3703823633477972E-5,5.1125724774193741E-5,2.903592515420074E-2,null,1.2785453780545422E-2,9.122191410379071E-3,2.9006368692066121E-4,4.4514652466734013E-3,5.5707547415131495E-5,5.1125724774193741E-5,2.6704881671933692E-2]
[2004,3,10,23,1.0791356337635196E-2,8.8646384414684462E-3,5.9269680000000014E-4,5.8443345565751597E-3,6.3703823633477972E-5,5.1125724774193741E-5,2.6207855684086477E-2,null,1.1141773121386067E-2,8.5722264008663077E-3,2.9006368692066121E-4,3.9952515639670753E-3,5.5707547415131495E-5,5.1125724774193741E-5,2.4055022320555248E-2]
[2004,3,10,24,9.4761468498372765E-3,8.5843095671751021E-3,5.9269680000000014E-4,5.7860925335259054E-3,6.3703823633477972E-5,5.1125724774193741E-5,2.4554075298945956E-2,null,9.7838561680710021E-3,8.3011445521243218E-3,2.9006368692066121E-4,3.9554366746202031E-3,5.5707547415131495E-5,5.1125724774193741E-5,2.2386208629151323E-2]
[2004,3,11,1,8.6004752379520641E-3,8.7502486898744149E-3,5.9269680000000014E-4,6.6616225428211369E-3,6.3703823633477972E-5,5.1125724774193741E-5,2.4719872819055293E-2,null,8.8797497589037655E-3,8.4616099493237604E-3,2.9006368692066121E-4,4.5539586457831148E-3,5.5707547415131495E-5,5.1125724774193741E-5,2.2241089588346436E-2]
[2004,3,11,2,8.4842273141979042E-3,8.4129345169237889E-3,5.9269680000000014E-4,6.1570605332778739E-3,6.3703823633477972E-5,5.1125724774193741E-5,2.376174871280724E-2,null,8.7597270340694488E-3,8.1354225387659587E-3,2.9006368692066121E-4,4.2090344909059508E-3,5.5707547415131495E-5,5.1125724774193741E-5,2.1449955298077156E-2]
[2004,3,11,3,8.2580413873669135E-3,8.211964943626195E-3,5.9269680000000014E-4,6.155930289753757E-3,6.3703823633477972E-5,5.1125724774193741E-5,2.3333462969154541E-2,null,8.5261964007409628E-3,7.9410822175709633E-3,2.9006368692066121E-4,4.2082618439666488E-3,5.5707547415131495E-5,5.1125724774193741E-5,2.1021311696614368E-2]
[2004,3,11,4,8.5645683784074909E-3,8.0805373503714875E-3,5.9269680000000014E-4,6.1522931957047177E-3,6.3703823633477972E-5,5.1125724774193741E-5,2.3504925272891369E-2,null,8.8426769322793794E-3,7.813989940526702E-3,2.9006368692066121E-4,4.205775486358772E-3,5.5707547415131495E-5,5.1125724774193741E-5,2.1208213593500648E-2]
[2004,3,11,5,9.3147844029542945E-3,8.1775979061112242E-3,5.9269680000000014E-4,5.8414754981571679E-3,6.3703823633477972E-5,5.1125724774193741E-5,2.4041384155630358E-2,null,9.6172539618949553E-3,7.9078488230844776E-3,2.9006368692066121E-4,3.9932970800980599E-3,5.5707547415131495E-5,5.1125724774193741E-5,2.1864171099413288E-2]
[2004,3,11,6,9.7942935018900026E-3,8.7079949113895248E-3,5.9269680000000014E-4,6.2937772462427358E-3,6.3703823633477972E-5,5.1125724774193741E-5,2.5503592007929936E-2,null,1.0112333674104022E-2,8.4207499686425255E-3,2.9006368692066121E-4,4.302495543829209E-3,5.5707547415131495E-5,5.1125724774193741E-5,2.3181350420911555E-2]
[2004,3,11,7,1.1784072098154361E-2,1.008769524696642E-2,4.0505689554643447E-4,7.1036790849688808E-3,4.3536042434199347E-5,5.1125724774193741E-5,2.9475165092844487E-2,null,1.2166724335271436E-2,9.754939030047401E-3,1.9823339106071755E-4,4.8561533737339077E-3,3.8071280652230549E-5,5.1125724774193741E-5,2.7014121410765694E-2]
[2004,3,11,8,1.1852947830128312E-2,1.1732166402301234E-2,0,9.0900698445079732E-3,0,5.1125724774193741E-5,3.2726309801711713E-2,null,1.2237836599125317E-2,1.134516508904604E-2,0,6.2140720061930601E-3,0,5.1125724774193741E-5,2.979707369436442E-2]
[2004,3,11,9,1.1435813567345323E-2,1.2736570811909325E-2,0,1.1001864443426155E-2,0,5.1125724774193741E-5,3.5225374547454995E-2,null,1.1807157157943674E-2,1.2316437866163699E-2,0,7.5209958804805851E-3,0,5.1125724774193741E-5,3.164459090458796E-2]
[2004,3,11,10,1.1047529190677854E-2,1.3180953223937213E-2,0,1.1441016750610851E-2,0,5.1125724774193741E-5,3.5720624890000108E-2,null,1.1406264416007235E-2,1.27461617257005E-2,0,7.8212052413778807E-3,0,5.1125724774193741E-5,3.1973631383085614E-2]
[2004,3,11,11,1.0883191005496035E-2,1.3244104309409171E-2,0,1.1256685240445411E-2,0,5.1125724774193741E-5,3.5435106280124806E-2,null,1.1236589843396707E-2,1.2807229687546941E-2,0,7.6951941879127182E-3,0,5.1125724774193741E-5,3.1739013718856367E-2]
[2004,3,11,12,1.0492614642069629E-2,1.3062544800441805E-2,0,1.1346811810581345E-2,0,5.1125724774193741E-5,3.4953096977866971E-2,null,1.0833330689336869E-2,1.2631659163562821E-2,0,7.7568057053241353E-3,0,5.1125724774193741E-5,3.1221795558223825E-2]
[2004,3,11,13,9.8273079536258003E-3,1.303012116245263E-2,0,1.1168838201485547E-2,0,5.1125724774193741E-5,3.4077393042338165E-2,null,1.0146420170690586E-2,1.2600305062950807E-2,0,7.6351409831557438E-3,0,5.1125724774193741E-5,3.0381866216797136E-2]
[2004,3,11,14,9.841308684120767E-3,1.2908691000403164E-2,0,1.0443245089689151E-2,0,5.1125724774193741E-5,3.324437049898727E-2,null,1.016087553272553E-2,1.2482880438375877E-2,0,7.1391175288778126E-3,0,5.1125724774193741E-5,2.9782873499979223E-2]
[2004,3,11,15,9.6349329183437367E-3,1.2532387413192457E-2,0,1.0183338765545778E-2,0,5.1125724774193741E-5,3.2401784821856162E-2,null,9.9477983357451304E-3,1.211898973191025E-2,0,6.9614426990119377E-3,0,5.1125724774193741E-5,2.9028230766667315E-2]
[2004,3,11,16,9.9672585495689265E-3,1.2158299345978492E-2,0,9.7946069009831552E-3,0,5.1125724774193741E-5,3.1971290521304763E-2,null,1.0290915240579344E-2,1.175724146352973E-2,0,6.6957013088120281E-3,0,5.1125724774193741E-5,2.8743858012921106E-2]
[2004,3,11,17,1.1753562919911493E-2,1.1663943803186454E-2,0,9.4902161448862619E-3,0,5.1125724774193741E-5,3.2958848592758404E-2,null,1.2135224463386336E-2,1.1279192904266155E-2,0,6.48761643061404E-3,0,5.1125724774193741E-5,2.9902033798266531E-2]
[2004,3,11,18,1.3844240700287024E-2,1.1054525068796072E-2,0,8.5358514057051939E-3,0,5.1125724774193741E-5,3.3485742899562479E-2,null,1.429379070566944E-2,1.0689876667781456E-2,0,5.8352021685799706E-3,0,5.1125724774193741E-5,3.0818869542030867E-2]
[2004,3,11,19,1.5048935872562605E-2,1.0927321815084448E-2,3.5561808000000004E-4,7.9534671791087128E-3,3.8222294180086772E-5,5.1125724774193741E-5,3.4374690965710046E-2,null,1.5537604724034532E-2,1.0566869384749815E-2,1.740382121523967E-4,5.4370778877717105E-3,3.3424528449078886E-5,5.1125724774193741E-5,3.1749014737157535E-2]
[2004,3,11,20,1.4421883394282695E-2,1.0956464009507567E-2,5.9269680000000014E-4,8.5736065051577985E-3,6.3703823633477972E-5,5.1125724774193741E-5,3.4659480257355733E-2,null,1.4890190605771004E-2,1.0595050284632253E-2,2.9006368692066121E-4,5.8610119709921289E-3,5.5707547415131495E-5,5.1125724774193741E-5,3.1692024095731179E-2]
[2004,3,11,21,1.355798416958094E-2,1.0577562166868249E-2,5.9269680000000014E-4,9.0069339731024996E-3,6.3703823633477972E-5,5.1125724774193741E-5,3.3850006657959363E-2,null,1.3998238856591941E-2,1.0228647029693453E-2,2.9006368692066121E-4,6.1572394075388986E-3,5.5707547415131495E-5,5.1125724774193741E-5,3.0729896528160088E-2]
[2004,3,11,22,1.2573898117257887E-2,1.0024031046787103E-2,5.9269680000000014E-4,8.1551305366348477E-3,6.3703823633477972E-5,5.1125724774193741E-5,3.1460586049087504E-2,null,1.2982197574675877E-2,9.6933748792734434E-3,2.9006368692066121E-4,5.5749371832572326E-3,5.5707547415131495E-5,5.1125724774193741E-5,2.859628087154235E-2]
[2004,3,11,23,1.0968728009492836E-2,9.4061481592720882E-3,5.9269680000000014E-4,7.3139538143019633E-3,6.3703823633477972E-5,5.1125724774193741E-5,2.8396356331474564E-2,null,1.1324904403883576E-2,9.0958736911570422E-3,2.9006368692066121E-4,4.9998994979672641E-3,5.5707547415131495E-5,5.1125724774193741E-5,2.5766448827343677E-2]
[2004,3,11,24,9.6517526900287715E-3,9.0934480692565767E-3,5.9269680000000014E-4,7.151746869267929E-3,6.3703823633477972E-5,5.1125724774193741E-5,2.660447397696095E-2,null,9.9651642788392888E-3,8.7934884348509542E-3,2.9006368692066121E-4,4.8890130412526239E-3,5.5707547415131495E-5,5.1125724774193741E-5,2.3993436989278662E-2]
[2004,3,12,1,7.5598018149599265E-3,8.3813997548101444E-3,5.9269680000000014E-4,5.6887142097724148E-3,6.3703823633477972E-5,5.1125724774193741E-5,2.233744212795016E-2,null,7.8052836019484161E-3,8.1049279932613096E-3,2.9006368692066121E-4,3.8888677784513618E-3,5.5707547415131495E-5,5.1125724774193741E-5,2.0144850607996884E-2]
[2004,3,12,2,7.6401603683642063E-3,8.0583968223117055E-3,5.9269680000000014E-4,5.6239521912190603E-3,6.3703823633477972E-5,5.1125724774193741E-5,2.2030035730302645E-2,null,7.8882515572619438E-3,7.7925797476106166E-3,2.9006368692066121E-4,3.8445957482644761E-3,5.5707547415131495E-5,5.1125724774193741E-5,1.9871198287472833E-2]
[2004,3,12,3,7.3724322648343948E-3,7.8919734650989403E-3,5.9269680000000014E-4,5.5438924776013863E-3,6.3703823633477972E-5,5.1125724774193741E-5,2.1515824555942396E-2,null,7.6118297902089066E-3,7.6316460890254682E-3,2.9006368692066121E-4,3.7898660450030653E-3,5.5707547415131495E-5,5.1125724774193741E-5,1.9379113158573234E-2]
[2004,3,12,4,7.8401182531361042E-3,7.6825850151398924E-3,5.9269680000000014E-4,5.5531791194149086E-3,6.3703823633477972E-5,5.1125724774193741E-5,2.1783408736098579E-2,null,8.0947024718880257E-3,7.4291645991568199E-3,2.9006368692066121E-4,3.7962144957754008E-3,5.5707547415131495E-5,5.1125724774193741E-5,1.9665852801156038E-2]
[2004,3,12,5,8.6635827061753313E-3,7.8187784516723768E-3,5.9269680000000014E-4,5.6422044098219989E-3,6.3703823633477972E-5,5.1125724774193741E-5,2.2832091916077383E-2,null,8.9449064520208798E-3,7.5608655117182432E-3,2.9006368692066121E-4,3.8570731662174265E-3,5.5707547415131495E-5,5.1125724774193741E-5,2.0708616364292345E-2]
[2004,3,12,6,1.0367864630697757E-2,8.2320817586032363E-3,5.9269680000000014E-4,5.2146693419516605E-3,6.3703823633477972E-5,5.1125724774193741E-5,2.4522142079660327E-2,null,1.0704529797205424E-2,7.960535452306499E-3,2.9006368692066121E-4,3.5648054782497635E-3,5.5707547415131495E-5,5.1125724774193741E-5,2.2575641962097482E-2]
[2004,3,12,7,1.18076640872175E-2,9.6203992475743915E-3,3.8530033574400003E-4,7.176369908559947E-3,4.1412581667651351E-5,5.1125724774193741E-5,2.9082271885537688E-2,null,1.2191082403099017E-2,9.3030574186927038E-3,1.8856460159338341E-4,4.9058456224966912E-3,3.6214362423628674E-5,5.1125724774193741E-5,2.6624764408305426E-2]
[2004,3,12,8,1.2124237120011818E-2,1.1221395916923286E-2,0,9.8166686601989898E-3,0,5.1125724774193741E-5,3.3213427421908283E-2,null,1.2517935191329373E-2,1.0851243056190424E-2,0,6.710782970745937E-3,0,5.1125724774193741E-5,3.0079961218265734E-2]
[2004,3,12,9,1.1778205018846907E-2,1.1927942130039414E-2,0,1.0933115849061616E-2,0,5.1125724774193741E-5,3.4690388722722128E-2,null,1.2160666740240415E-2,1.1534482890674059E-2,0,7.4739985830985511E-3,0,5.1125724774193741E-5,3.1169148214013023E-2]
[2004,3,12,10,1.2142226382363756E-2,1.2301810380815171E-2,0,1.0824716456423869E-2,0,5.1125724774193741E-5,3.5319878944376985E-2,null,1.2536508600776283E-2,1.1896018593557703E-2,0,7.3998955626816583E-3,0,5.1125724774193741E-5,3.1832422757015644E-2]
[2004,3,12,11,1.1714959997257796E-2,1.2385021205163363E-2,0,1.0908867928823012E-2,0,5.1125724774193741E-5,3.5059974856018361E-2,null,1.2095368027126336E-2,1.1976484596770944E-2,0,7.4574224373768379E-3,0,5.1125724774193741E-5,3.152927506127412E-2]
[2004,3,12,12,1.1392837390234292E-2,1.2215863340922541E-2,0,1.0651890970983782E-2,0,5.1125724774193741E-5,3.4311717426914808E-2,null,1.1762785458964031E-2,1.181290663255573E-2,0,7.2817501546264245E-3,0,5.1125724774193741E-5,3.0857442246146186E-2]
[2004,3,12,13,1.1193191216548522E-2,1.2110979963562226E-2,0,1.0387014791279349E-2,0,5.1125724774193741E-5,3.374231169616429E-2,null,1.1556656377302445E-2,1.1711482974686703E-2,0,7.1006778766831329E-3,0,5.1125724774193741E-5,3.0368817228672278E-2]
[2004,3,12,14,1.0175336300985011E-2,1.2049022207332838E-2,0,1.0467747811767583E-2,0,5.1125724774193741E-5,3.274323204485962E-2,null,1.050574969005451E-2,1.1651568978510225E-2,0,7.1558678599476129E-3,0,5.1125724774193741E-5,2.9313186528512346E-2]
[2004,3,12,15,1.0451573049069742E-2,1.1726082211396283E-2,0,1.0151847015250138E-2,0,5.1125724774193741E-5,3.2380628000490352E-2,null,1.0790956394258663E-2,1.1339281593374141E-2,0,6.9399145911661665E-3,0,5.1125724774193741E-5,2.9070152578798972E-2]
[2004,3,12,16,1.0722338628156275E-2,1.1317744884692551E-2,0,9.9952865750649912E-3,0,5.1125724774193741E-5,3.2086495812688014E-2,null,1.1070514269735507E-2,1.0944413823465518E-2,0,6.8328881474453221E-3,0,5.1125724774193741E-5,2.8847816240646348E-2]
[2004,3,12,17,1.158210637125825E-2,1.0925785406871084E-2,0,9.2151788872914375E-3,0,5.1125724774193741E-5,3.1774196390194964E-2,null,1.1958200379897591E-2,1.0565383657031075E-2,0,6.2995979277515228E-3,0,5.1125724774193741E-5,2.882318196468019E-2]
[2004,3,12,18,1.2342564066477543E-2,1.0364984239709879E-2,0,8.0520760841080365E-3,0,5.1125724774193741E-5,3.0810750115069657E-2,null,1.274335164758358E-2,1.0023081271827468E-2,0,5.5044880228531119E-3,0,5.1125724774193741E-5,2.8270920942264161E-2]
[2004,3,12,19,1.2846860288334634E-2,1.0008641110971305E-2,3.4573979980243448E-4,7.0300622355815925E-3,3.7160563764960872E-5,5.1125724774193741E-5,3.031958972322912E-2,null,1.3264023369849698E-2,9.678492601222409E-3,1.6920381727369781E-4,4.8058280835230668E-3,3.2496069306924188E-5,5.1125724774193741E-5,2.7950043941175794E-2]
[2004,3,12,20,1.4851231947778638E-2,9.6499143322639949E-3,5.9269680000000014E-4,6.128864867954182E-3,6.3703823633477972E-5,5.1125724774193741E-5,3.1337537496404486E-2,null,1.5333480959956026E-2,9.3315989085538641E-3,2.9006368692066121E-4,4.189759623101739E-3,5.5707547415131495E-5,5.1125724774193741E-5,2.9200610725947422E-2]
[2004,3,12,21,1.4911729610299355E-2,9.0371355621361067E-3,5.9269680000000014E-4,5.2761459276011152E-3,6.3703823633477972E-5,5.1125724774193741E-5,2.9932537448444253E-2,null,1.5395943101793493E-2,8.7390334716367871E-3,2.9006368692066121E-4,3.6068315502662965E-3,5.5707547415131495E-5,5.1125724774193741E-5,2.8087579358032369E-2]
[2004,3,12,22,1.3433175561122812E-2,8.4360481847826612E-3,5.9269680000000014E-4,4.7295369259395996E-3,6.3703823633477972E-5,5.1125724774193741E-5,2.7306287020252746E-2,null,1.3869377464610413E-2,8.1577737711539377E-3,2.9006368692066121E-4,3.2331636078125701E-3,5.5707547415131495E-5,5.1125724774193741E-5,2.5606086077912715E-2]
[2004,3,12,23,1.0676317928778132E-2,8.2414548893424856E-3,5.9269680000000014E-4,6.4136262254151149E-3,6.3703823633477972E-5,5.1125724774193741E-5,2.6038925391943409E-2,null,1.102299918680098E-2,7.9695993977017109E-3,2.9006368692066121E-4,4.3844256278863583E-3,5.5707547415131495E-5,5.1125724774193741E-5,2.3722795446724843E-2]
[2004,3,12,24,9.1794622479496706E-3,7.7648368120228697E-3,5.9269680000000014E-4,5.8328124564021016E-3,6.3703823633477972E-5,5.1125724774193741E-5,2.3484637864782314E-2,null,9.4775376276191332E-3,7.5087032097176983E-3,2.9006368692066121E-4,3.9873749292037887E-3,5.5707547415131495E-5,5.1125724774193741E-5,2.1319387000876416E-2]
[2004,3,13,1,9.9001795601262148E-3,6.7446775789946692E-3,5.9269680000000014E-4,3.4376074965834654E-3,6.3703823633477972E-5,5.1125724774193741E-5,2.0789990984112022E-2,null,1.0221658063056993E-2,{"$f":"F1731*W$5","v":6.5221953032538636E-3},{"$f":"G1731*X$5","v":2.9006368692066121E-4},{"$f":"H1731*Y$5","v":2.3499864003470672E-3},{"$f":"I1731*Z$5","v":5.5707547415131495E-5},{"$f":"J1731","v":5.1125724774193741E-5},1.9439611000993718E-2]
[2004,3,13,2,9.4521533869058767E-3,6.5718180529107696E-3,5.9269680000000014E-4,3.6003396044894396E-3,6.3703823633477972E-5,5.1125724774193741E-5,2.0331837392713759E-2,null,{"$f":"E1732*V$5","v":9.7590835897208902E-3},6.3550377814979983E-3,2.9006368692066121E-4,2.4612318641933396E-3,5.5707547415131495E-5,5.1125724774193741E-5,{"$f":"SUM(M1732:Q1732)","v":1.8921124469748023E-2}]
[2004,3,13,3,9.9235499084364756E-3,6.3612085240485512E-3,5.9269680000000014E-4,3.0699455006771544E-3,6.3703823633477972E-5,5.1125724774193741E-5,2.0062230281569855E-2,null,1.0245787293016029E-2,6.1513754916587239E-3,2.9006368692066121E-4,2.0986486047543493E-3,5.5707547415131495E-5,5.1125724774193741E-5,1.8841582623764896E-2]
[2004,3,13,4,9.716422432399759E-3,6.3295967050155701E-3,5.9269680000000014E-4,3.4052607448718727E-3,6.3703823633477972E-5,5.1125724774193741E-5,2.0158806230694878E-2,null,1.0031933976250091E-2,6.1208064310610258E-3,2.9006368692066121E-4,2.3278738041029659E-3,5.5707547415131495E-5,5.1125724774193741E-5,1.8826385445749879E-2]
[2004,3,13,5,1.083018400303316E-2,6.2925420225375863E-3,5.9269680000000014E-4,2.687258108778302E-3,6.3703823633477972E-5,5.1125724774193741E-5,2.0517510482756723E-2,null,1.1181861598233827E-2,6.0849740472011752E-3,2.9006368692066121E-4,1.8370392827359429E-3,5.5707547415131495E-5,5.1125724774193741E-5,1.9449646162506742E-2]
[2004,3,13,6,1.047752350738549E-2,6.6717668604835767E-3,5.9269680000000014E-4,3.439040517085273E-3,6.3703823633477972E-5,5.1125724774193741E-5,2.1295857233362015E-2,null,1.0817749515521993E-2,6.4516896430113482E-3,2.9006368692066121E-4,2.3509660289678489E-3,5.5707547415131495E-5,5.1125724774193741E-5,1.9966176421836984E-2]
[2004,3,13,7,1.1218007813722062E-2,7.2258219536456957E-3,3.6554377594156563E-4,3.2755876911089257E-3,3.9289120901103361E-5,5.1125724774193741E-5,2.217537608009355E-2,null,1.1582278818699186E-2,6.9874684825544072E-3,1.7889581212604926E-4,2.2392278742993854E-3,3.4357444195026806E-5,5.1125724774193741E-5,2.1022228431874054E-2]
[2004,3,13,8,1.244541837571673E-2,7.7954751438347441E-3,0,3.3302506534224701E-3,0,5.1125724774193741E-5,2.3622269897748138E-2,null,1.2849545840625217E-2,7.5383308948816681E-3,0,2.2765960782514605E-3,0,5.1125724774193741E-5,2.2664472813758343E-2]
[2004,3,13,9,1.323863576037175E-2,8.3894412863557647E-3,0,4.2447641435327558E-3,0,5.1125724774193741E-5,2.5923966915034465E-2,null,1.3668520569959581E-2,8.1127042640561E-3,0,2.9017675868745433E-3,0,5.1125724774193741E-5,2.4682992420890226E-2]
[2004,3,13,10,1.4543654754125007E-2,8.6062746597133713E-3,0,4.0904755488165292E-3,0,5.1125724774193741E-5,2.7291530687429105E-2,null,1.5015916123638855E-2,8.3223850964959014E-3,0,2.7962942017739621E-3,0,5.1125724774193741E-5,2.613459542190872E-2]
[2004,3,13,11,1.538481439424063E-2,8.6168580495591639E-3,0,3.4795958388242751E-3,0,5.1125724774193741E-5,2.7532394007398264E-2,null,1.5884389888734522E-2,8.3326193789706789E-3,0,2.3786900942205209E-3,0,5.1125724774193741E-5,2.6595699361925722E-2]
[2004,3,13,12,1.5002004377892056E-2,8.4959995962428543E-3,0,3.3854209354026617E-3,0,5.1125724774193741E-5,2.6934550634311764E-2,null,1.5489149270474616E-2,8.2157476045461933E-3,0,2.3143110915232255E-3,0,5.1125724774193741E-5,2.6019207966544035E-2]
[2004,3,13,13,1.4093122208969492E-2,8.4596478684868352E-3,0,3.6264653238802509E-3,0,5.1125724774193741E-5,2.6230361126110772E-2,null,1.4550753891490438E-2,8.1805949874998469E-3,0,2.4790916941270099E-3,0,5.1125724774193741E-5,2.5210440573117294E-2]
[2004,3,13,14,1.3478344576369488E-2,8.3126464666191703E-3,0,3.2874079202007299E-3,0,5.1125724774193741E-5,2.5129524687963582E-2,null,1.3916013207537346E-2,8.0384426248993023E-3,0,2.2473083132797909E-3,0,5.1125724774193741E-5,2.420176414571644E-2]
[2004,3,13,15,1.3146599545912544E-2,8.1996783516090077E-3,0,3.2164796858980054E-3,0,5.1125724774193741E-5,2.4613883308193755E-2,null,1.3573495756732033E-2,7.9292009153428093E-3,0,2.1988209899952999E-3,0,5.1125724774193741E-5,2.370151766207014E-2]
[2004,3,13,16,1.3105744001234662E-2,8.0330994478292287E-3,0,2.9059760202288605E-3,0,5.1125724774193741E-5,2.4095945194066947E-2,null,1.3531313551334544E-2,7.7681168411036974E-3,0,1.9865572593903342E-3,0,5.1125724774193741E-5,2.3285987651828578E-2]
[2004,3,13,17,1.4681484294207677E-2,7.8219496147470067E-3,0,2.3950385385924397E-3,0,5.1125724774193741E-5,2.494959817232132E-2,null,1.5158221262768626E-2,7.5639320697069631E-3,0,1.6372747614709223E-3,0,5.1125724774193741E-5,2.4359428093946513E-2]
[2004,3,13,18,1.6383056735412523E-2,7.3651615694515634E-3,0,1.6245046527015893E-3,0,5.1125724774193741E-5,2.5423848682339871E-2,null,1.6915047142328263E-2,7.1222117934276437E-3,0,1.1105292983400322E-3,0,5.1125724774193741E-5,2.5147788234095938E-2]
[2004,3,13,19,1.6624105950004707E-2,7.2746424032689499E-3,3.358615201975657E-4,1.7791860208505848E-3,3.6098833413538796E-5,5.1125724774193741E-5,2.6101020452509539E-2,null,1.7163923703906337E-2,7.0346785238805032E-3,1.6436942268506258E-4,1.2162711876914163E-3,3.1567610220477031E-5,5.1125724774193741E-5,2.5610810448383797E-2]
[2004,3,13,20,1.6070431384969719E-2,7.2345654970229923E-3,5.9269680000000014E-4,2.6248302253457914E-3,6.3703823633477972E-5,5.1125724774193741E-5,2.6637353455746176E-2,null,1.6592270225539801E-2,6.995923608374921E-3,2.9006368692066121E-4,1.7943628930624106E-3,5.5707547415131495E-5,5.1125724774193741E-5,2.5728327961312927E-2]
[2004,3,13,21,1.7099003331905428E-2,6.7181176293191463E-3,5.9269680000000014E-4,1.1820243894427531E-3,6.3703823633477972E-5,5.1125724774193741E-5,2.5706671699075003E-2,null,1.7654241947464365E-2,6.4965114692974637E-3,2.9006368692066121E-4,8.080449099641913E-4,5.5707547415131495E-5,5.1125724774193741E-5,2.5304569561061818E-2]
[2004,3,13,22,1.5428964886852779E-2,6.4722545143981762E-3,5.9269680000000014E-4,1.9108657605626353E-3,6.3703823633477972E-5,5.1125724774193741E-5,2.4519611510221265E-2,null,1.5929974035573082E-2,6.2587584804259131E-3,2.9006368692066121E-4,1.3062889101428915E-3,5.5707547415131495E-5,5.1125724774193741E-5,2.3840792660477683E-2]
[2004,3,13,23,1.2742428620217945E-2,6.4849778789372687E-3,5.9269680000000014E-4,3.2475783478968247E-3,6.3703823633477972E-5,5.1125724774193741E-5,2.318251119545971E-2,null,1.3156200597953444E-2,6.2710621476459588E-3,2.9006368692066121E-4,2.220080378345729E-3,5.5707547415131495E-5,5.1125724774193741E-5,2.1993114358280927E-2]
[2004,3,13,24,1.132955526637356E-2,6.2562442481188148E-3,5.9269680000000014E-4,3.331344494281093E-3,6.3703823633477972E-5,5.1125724774193741E-5,2.1624670357181141E-2,null,1.1697448438793846E-2,6.0498736037685671E-3,2.9006368692066121E-4,2.2773438399271212E-3,5.5707547415131495E-5,5.1125724774193741E-5,2.0370437116825332E-2]
[2004,3,14,1,9.1417545787601251E-3,6.6347586609531942E-3,5.9269680000000014E-4,5.2817915485335216E-3,6.3703823633477972E-5,5.1125724774193741E-5,2.1765831136654513E-2,null,9.4386055154822204E-3,6.4159022087964543E-3,2.9006368692066121E-4,3.6106909590050357E-3,5.5707547415131495E-5,5.1125724774193741E-5,1.9810969917619506E-2]
[2004,3,14,2,8.7607224015760574E-3,6.4836078147389991E-3,5.9269680000000014E-4,5.2156581721065354E-3,6.3703823633477972E-5,5.1125724774193741E-5,2.1167514736829266E-2,null,9.0452004663572286E-3,6.269737276860891E-3,2.9006368692066121E-4,3.5654814534501079E-3,5.5707547415131495E-5,5.1125724774193741E-5,1.9226190431004021E-2]
[2004,3,14,3,8.3447013681284422E-3,6.4303298949063767E-3,5.9269680000000014E-4,5.191288208471743E-3,6.3703823633477972E-5,5.1125724774193741E-5,2.0673845819914237E-2,null,8.6156704032795735E-3,6.2182168009849697E-3,2.9006368692066121E-4,3.5488218775166624E-3,5.5707547415131495E-5,5.1125724774193741E-5,1.8728480316116999E-2]
[2004,3,14,4,8.9699937210586198E-3,6.3258710073404176E-3,5.9269680000000014E-4,4.8169564394691406E-3,6.3703823633477972E-5,5.1125724774193741E-5,2.0820347516275855E-2,null,9.261267241425725E-3,6.1172036305425989E-3,2.9006368692066121E-4,3.292924551469911E-3,5.5707547415131495E-5,5.1125724774193741E-5,1.9017166657774028E-2]
[2004,3,14,5,8.787332916984374E-3,6.4516037458370529E-3,5.9269680000000014E-4,5.0111504367430738E-3,6.3703823633477972E-5,5.1125724774193741E-5,2.0957613447972177E-2,null,9.0726750780785181E-3,6.2387889052845586E-3,2.9006368692066121E-4,3.4256777099024352E-3,5.5707547415131495E-5,5.1125724774193741E-5,1.9082912927601305E-2]
[2004,3,14,6,9.6034648381686238E-3,6.5523654425855248E-3,5.9269680000000014E-4,4.5706923992083464E-3,6.3703823633477972E-5,5.1125724774193741E-5,2.1434049028370167E-2,null,9.9153084244766147E-3,6.3362268417290653E-3,2.9006368692066121E-4,3.1245757373360816E-3,5.5707547415131495E-5,5.1125724774193741E-5,1.9721882237877558E-2]
[2004,3,14,7,1.0539096830470872E-2,7.0955464599418028E-3,3.4578721554643439E-4,4.2843441290275289E-3,3.7165660070851541E-5,5.1125724774193741E-5,2.2353066019831686E-2,null,1.0881322246760101E-2,6.8614903015052761E-3,1.692270223686514E-4,2.9288249015130218E-3,3.250052591071739E-5,5.1125724774193741E-5,2.087336499805777E-2]
[2004,3,14,8,1.2065638852617145E-2,7.7737559048019645E-3,0,5.6652499186010665E-3,0,5.1125724774193741E-5,2.5555770400794372E-2,null,1.2457434121751976E-2,7.5173280942065083E-3,0,3.8728273302031965E-3,0,5.1125724774193741E-5,2.3847589546161681E-2]
[2004,3,14,9,1.3194328776363012E-2,8.0790461238855558E-3,0,5.3737263862660041E-3,0,5.1125724774193741E-5,2.6698227011288767E-2,null,1.362277485013782E-2,7.8125479041552502E-3,0,3.6735386280900518E-3,0,5.1125724774193741E-5,2.5108861382383125E-2]
[2004,3,14,10,1.3575528281381307E-2,8.6358856706170682E-3,0,6.3734380734598384E-3,0,5.1125724774193741E-5,2.8635977750232407E-2,null,1.4016352660564313E-2,8.3510193483157611E-3,0,4.3569525639476038E-3,0,5.1125724774193741E-5,2.6724324572827678E-2]
[2004,3,14,11,1.2123334530242095E-2,8.9794172820659261E-3,0,7.7197034394285964E-3,0,5.1125724774193741E-5,2.8873580976510813E-2,null,1.2517003292676295E-2,8.68321910678738E-3,0,5.2772744169890459E-3,0,5.1125724774193741E-5,2.6477496816452721E-2]
[2004,3,14,12,1.2381773218497021E-2,9.0523306984563352E-3,0,7.7090535745963171E-3,0,5.1125724774193741E-5,2.9194283216323866E-2,null,1.2783833998681507E-2,8.7537273759160285E-3,0,5.2699940519251856E-3,0,5.1125724774193741E-5,2.6807555426522724E-2]
[2004,3,14,13,1.2478421059075788E-2,8.8487009368148784E-3,0,6.7843753036344158E-3,0,5.1125724774193741E-5,2.8162623024299276E-2,null,1.2883620186692464E-2,8.5568146162732506E-3,0,4.6378737869977411E-3,0,5.1125724774193741E-5,2.6078308589963458E-2]
[2004,3,14,14,1.3059653538330846E-2,8.7095413856225976E-3,0,5.4996161596563339E-3,0,5.1125724774193741E-5,2.731993680838397E-2,null,1.3483726439514038E-2,8.4222454303397552E-3,0,3.75959826570257E-3,0,5.1125724774193741E-5,2.5665570135556363E-2]
[2004,3,14,15,1.2955386599226414E-2,8.4987853141216714E-3,0,4.7361934198297791E-3,0,5.1125724774193741E-5,2.6241491057952059E-2,null,1.3376073745708402E-2,8.2184414317681195E-3,0,3.23771406045484E-3,0,5.1125724774193741E-5,2.4832229237931359E-2]
[2004,3,14,16,1.3116785601186676E-2,8.6070229307567588E-3,0,5.9272573958594893E-3,0,5.1125724774193741E-5,2.7702191652577118E-2,null,1.3542713693977726E-2,8.3231086848109224E-3,0,4.051938531513549E-3,0,5.1125724774193741E-5,2.5917760910302196E-2]
[2004,3,14,17,1.478375617927786E-2,8.2020139374380414E-3,0,4.9441405410951067E-3,0,5.1125724774193741E-5,2.7981036382585204E-2,null,1.5263814119171156E-2,7.9314594587269905E-3,0,3.3798690061403259E-3,0,5.1125724774193741E-5,2.6575142584038473E-2]
[2004,3,14,18,1.5111190209631064E-2,7.7978885829679198E-3,0,4.5874833345044023E-3,0,5.1125724774193741E-5,2.7547687851877584E-2,null,1.5601880583132988E-2,7.540664723473877E-3,0,3.1360542059029714E-3,0,5.1125724774193741E-5,2.6278599512509836E-2]
[2004,3,14,19,1.6154677493123167E-2,7.6114197054174826E-3,3.2598324000000008E-4,4.2016685872604204E-3,3.5037102998412882E-5,5.1125724774193741E-5,2.8379911853573678E-2,null,1.6679251972230146E-2,7.3603467730428409E-3,1.5953502780636367E-4,2.8723069892769315E-3,3.063915107832232E-5,5.1125724774193741E-5,2.7102079913434607E-2]
[2004,3,14,20,1.6974253634626499E-2,7.6277478869557153E-3,5.9269680000000014E-4,4.5550880069132153E-3,6.3703823633477972E-5,5.1125724774193741E-5,2.9864615876903103E-2,null,1.7525441379625084E-2,7.3761363475172382E-3,2.9006368692066121E-4,3.1139084026518037E-3,5.5707547415131495E-5,5.1125724774193741E-5,2.8361257364129921E-2]
[2004,3,14,21,1.5036564193182902E-2,7.8027690509221183E-3,5.9269680000000014E-4,5.9601223171316135E-3,6.3703823633477972E-5,5.1125724774193741E-5,2.9506981909644309E-2,null,1.5524831311641648E-2,7.5453842026180964E-3,2.9006368692066121E-4,4.0744053541844696E-3,5.5707547415131495E-5,5.1125724774193741E-5,2.7490392102780009E-2]
[2004,3,14,22,1.2957443272568455E-2,7.713164549118804E-3,5.9269680000000014E-4,5.6998894297045884E-3,6.3703823633477972E-5,5.1125724774193741E-5,2.7078023599799522E-2,null,1.3378197203320666E-2,7.4587354260135536E-3,2.9006368692066121E-4,3.8965072820560044E-3,5.5707547415131495E-5,5.1125724774193741E-5,2.5079211145726019E-2]
[2004,3,14,23,1.0563617517441141E-2,7.6412768116496891E-3,5.9269680000000014E-4,5.3580802421181505E-3,6.3703823633477972E-5,5.1125724774193741E-5,2.4270500919616654E-2,null,1.0906639169161268E-2,7.3892190024052815E-3,2.9006368692066121E-4,3.6628427513787434E-3,5.5707547415131495E-5,5.1125724774193741E-5,2.230447215728109E-2]
[2004,3,14,24,8.9613173516784449E-3,7.6561954257400771E-3,5.9269680000000014E-4,6.0387568889729085E-3,6.3703823633477972E-5,5.1125724774193741E-5,2.3363796014799106E-2,null,9.2523091330909916E-3,7.4036455059129395E-3,2.9006368692066121E-4,4.1281608148087019E-3,5.5707547415131495E-5,5.1125724774193741E-5,2.1129886688148428E-2]
[2004,3,15,1,7.3284174637143432E-3,6.8332826601303848E-3,5.9269680000000014E-4,4.0002769826373409E-3,6.3703823633477972E-5,5.1125724774193741E-5,1.8869503454889743E-2,null,7.5663857410348239E-3,6.6078776264278547E-3,2.9006368692066121E-4,2.7346334670732835E-3,5.5707547415131495E-5,5.1125724774193741E-5,1.7254668068871756E-2]
[2004,3,15,2,7.038946201591594E-3,6.7357209597344557E-3,5.9269680000000014E-4,3.9811585977277426E-3,6.3703823633477972E-5,5.1125724774193741E-5,1.8463352107461469E-2,null,7.2675147718235782E-3,6.513534130145467E-3,2.9006368692066121E-4,2.7215639282795702E-3,5.5707547415131495E-5,5.1125724774193741E-5,1.6848384064584408E-2]
[2004,3,15,3,7.1563581444060919E-3,6.6415325910780046E-3,5.9269680000000014E-4,3.8148817250971208E-3,6.3703823633477972E-5,5.1125724774193741E-5,1.8320298808988892E-2,null,7.3887393137301392E-3,6.4224526917108938E-3,2.9006368692066121E-4,2.6078952241699372E-3,5.5707547415131495E-5,5.1125724774193741E-5,1.6764858463946763E-2]
[2004,3,15,4,7.9250510592232485E-3,6.5542350083414129E-3,5.9269680000000014E-4,3.4625100714206106E-3,6.3703823633477972E-5,5.1125724774193741E-5,1.8649322487392945E-2,null,8.1823932149585124E-3,6.3380347373399922E-3,2.9006368692066121E-4,2.3670100751729682E-3,5.5707547415131495E-5,5.1125724774193741E-5,1.7233209261807266E-2]
[2004,3,15,5,8.6091157057993778E-3,6.7435050945207509E-3,5.9269680000000014E-4,3.5457746753602749E-3,6.3703823633477972E-5,5.1125724774193741E-5,1.9605921824088077E-2,null,8.8886707999115255E-3,6.521061494759779E-3,2.9006368692066121E-4,2.42393067680738E-3,5.5707547415131495E-5,5.1125724774193741E-5,1.8179434205814478E-2]
[2004,3,15,6,9.6903307090118792E-3,7.4283121581622501E-3,5.9269680000000014E-4,3.997718742481054E-3,6.3703823633477972E-5,5.1125724774193741E-5,2.1823887958062855E-2,null,1.000499500275703E-2,7.1832792748991528E-3,2.9006368692066121E-4,2.7328846258858962E-3,5.5707547415131495E-5,5.1125724774193741E-5,2.0266930137877875E-2]
[2004,3,15,7,1.1369791521308363E-2,8.6873226813255506E-3,3.3590893594156562E-4,4.3054842608491201E-3,3.6103929719429464E-5,5.1125724774193741E-5,2.4785737053918223E-2,null,1.1738991244879709E-2,8.4007596399349026E-3,1.643926277800162E-4,2.9432765287949782E-3,3.1572066824270234E-5,5.1125724774193741E-5,2.3278992108213874E-2]
[2004,3,15,8,1.0971155511722785E-2,1.0295628273127883E-2,0,7.4329245305555063E-3,0,5.1125724774193741E-5,2.8750834040180369E-2,null,1.1327410731934615E-2,9.9560131052330372E-3,0,5.0812291918061452E-3,0,5.1125724774193741E-5,2.6364653028973797E-2]
[2004,3,15,9,1.0926065933985991E-2,1.1060062366939891E-2,0,8.4320991357582243E-3,0,5.1125724774193741E-5,3.0469353161458299E-2,null,1.1280857006011358E-2,1.0695231310686672E-2,0,5.7642759724907322E-3,0,5.1125724774193741E-5,2.7740364289188763E-2]
[2004,3,15,10,1.0317577242001967E-2,1.1553827424296125E-2,0,9.125260097901957E-3,0,5.1125724774193741E-5,3.1047790488974242E-2,null,1.0652609477072781E-2,1.1172708862471991E-2,0,6.238128451550134E-3,0,5.1125724774193741E-5,2.8063446791094904E-2]
[2004,3,15,11,9.9035935894393433E-3,1.1782194203570361E-2,0,9.506798630536108E-3,0,5.1125724774193741E-5,3.1243712148320005E-2,null,1.0225182952685926E-2,1.1393542655897539E-2,0,6.4989524007036496E-3,0,5.1125724774193741E-5,2.8117678009287116E-2]
[2004,3,15,12,1.0039753383271389E-2,1.1474208712536705E-2,0,9.2513270781148585E-3,0,5.1125724774193741E-5,3.0816414898697148E-2,null,1.0365764125586365E-2,1.1095716481174822E-2,0,6.3243092297010951E-3,0,5.1125724774193741E-5,2.7785789836462283E-2]
[2004,3,15,13,9.4412585905989856E-3,1.1505070258846506E-2,0,9.086273633553953E-3,0,5.1125724774193741E-5,3.0083728207773639E-2,null,9.7478350177289015E-3,1.1125560017805812E-2,0,6.2114768745139305E-3,0,5.1125724774193741E-5,2.7084871910048644E-2]
[2004,3,15,14,1.0402685846761054E-2,1.1407788749683168E-2,0,7.9478350087971317E-3,0,5.1125724774193741E-5,2.9809435330015548E-2,null,1.0740481727347416E-2,1.1031487470270761E-2,0,5.4332276740257238E-3,0,5.1125724774193741E-5,2.72051968716439E-2]
[2004,3,15,15,9.7020151826060271E-3,1.1027058554755529E-2,0,7.600558112153339E-3,0,5.1125724774193741E-5,2.8380757574289088E-2,null,1.0017058894426958E-2,1.0663316173706855E-2,0,5.195825357129819E-3,0,5.1125724774193741E-5,2.5876200425263632E-2]
[2004,3,15,16,1.034562145686262E-2,1.0747390442898165E-2,0,7.8430453793865307E-3,0,5.1125724774193741E-5,2.8987183003921512E-2,null,1.0681564343316524E-2,1.0392873291261782E-2,0,5.3615923275654124E-3,0,5.1125724774193741E-5,2.6436029962143719E-2]
[2004,3,15,17,1.1922942469348802E-2,1.0301463660200206E-2,0,6.9560885409367633E-3,0,5.1125724774193741E-5,2.9231620395259963E-2,null,1.2310104103367407E-2,{"$f":"F1795*W$5","v":9.9616560042018933E-3},{"$f":"G1795*X$5","v":0},{"$f":"H1795*Y$5","v":4.7552588499582844E-3},{"$f":"I1795*Z$5","v":0},{"$f":"J1795","v":5.1125724774193741E-5},2.7027018957527585E-2]
[2004,3,15,18,1.2713601906752629E-2,9.5104674179989045E-3,0,5.4531109341796492E-3,0,5.1125724774193741E-5,2.7728305983705379E-2,null,{"$f":"E1796*V$5","v":1.3126437823820444E-2},9.1967518386056237E-3,0,3.7278067806293322E-3,0,5.1125724774193741E-5,{"$f":"SUM(M1796:Q1796)","v":2.6050996443055398E-2}]
[2004,3,15,19,1.3592899658811317E-2,9.3633084569031202E-3,3.0622668019756558E-4,4.7282713712879171E-3,3.2913642231864879E-5,5.1125724774193741E-5,2.8074745534205976E-2,null,1.4034288121138079E-2,9.0544471140803478E-3,1.4986623833902947E-4,3.2322984606940274E-3,2.8782232849720445E-5,5.1125724774193741E-5,2.6499682167101204E-2]
[2004,3,15,20,1.3366357306698601E-2,9.4956093586010606E-3,5.9269680000000014E-4,5.8916355875265596E-3,6.3703823633477972E-5,5.1125724774193741E-5,2.9461128601233896E-2,null,1.380038948869072E-2,9.1823838923124033E-3,2.9006368692066121E-4,4.0275870704403012E-3,5.5707547415131495E-5,5.1125724774193741E-5,2.735613168577922E-2]
[2004,3,15,21,1.3693177230942362E-2,8.7680748546102531E-3,5.9269680000000014E-4,4.1900703862826887E-3,6.3703823633477972E-5,5.1125724774193741E-5,2.7358848820242979E-2,null,1.4137821905297446E-2,8.4788480940020481E-3,2.9006368692066121E-4,2.8643783311642032E-3,5.5707547415131495E-5,5.1125724774193741E-5,2.5826819564799496E-2]
[2004,3,15,22,1.1983723860037878E-2,8.7262693796670981E-3,5.9269680000000014E-4,5.0686997643813077E-3,6.3703823633477972E-5,5.1125724774193741E-5,2.6486219352493956E-2,null,1.2372859186590654E-2,8.4384216289663111E-3,2.9006368692066121E-4,3.4650190650261305E-3,5.5707547415131495E-5,5.1125724774193741E-5,2.4622071114918889E-2]
[2004,3,15,23,9.7928685111448987E-3,8.121165037520986E-3,5.9269680000000014E-4,4.3834609940617197E-3,6.3703823633477972E-5,5.1125724774193741E-5,2.3005020891135281E-2,null,1.011086241107783E-2,7.8532774686857609E-3,2.9006368692066121E-4,2.9965822836768899E-3,5.5707547415131495E-5,5.1125724774193741E-5,2.1306493397776276E-2]
[2004,3,15,24,7.7043711375344116E-3,7.8521992878431476E-3,5.9269680000000014E-4,4.2586180332082578E-3,6.3703823633477972E-5,5.1125724774193741E-5,2.052271480699349E-2,null,7.9545473777001101E-3,7.5931839165865019E-3,2.9006368692066121E-4,2.9112382586605734E-3,5.5707547415131495E-5,5.1125724774193741E-5,1.8804740787282979E-2]
[2004,3,16,1,9.1554972478311101E-3,7.8810095620059847E-3,5.9269680000000014E-4,4.0431134367916012E-3,6.3703823633477972E-5,5.1125724774193741E-5,2.1787146595036368E-2,null,9.4527944363259515E-3,7.6210438450455761E-3,2.9006368692066121E-4,2.7639169396051679E-3,5.5707547415131495E-5,5.1125724774193741E-5,2.0183526455312493E-2]
[2004,3,16,2,9.1457730667608393E-3,7.5509218625638506E-3,5.9269680000000014E-4,3.5384724618918446E-3,6.3703823633477972E-5,5.1125724774193741E-5,2.0942693739624211E-2,null,9.4427544917734408E-3,7.3018445330327612E-3,2.9006368692066121E-4,2.418938803139343E-3,5.5707547415131495E-5,5.1125724774193741E-5,1.9509309062281339E-2]
[2004,3,16,3,8.9711375420207847E-3,7.3545104577724899E-3,5.9269680000000014E-4,3.5320442599213252E-3,6.3703823633477972E-5,5.1125724774193741E-5,2.0565218608122274E-2,null,9.2624482045274136E-3,7.1119120230154842E-3,2.9006368692066121E-4,2.4145444133713378E-3,5.5707547415131495E-5,5.1125724774193741E-5,1.9134675875250032E-2]
[2004,3,16,4,9.4143113134936181E-3,7.1964239054253028E-3,5.9269680000000014E-4,3.3980769285230838E-3,6.3703823633477972E-5,5.1125724774193741E-5,2.0716338495849678E-2,null,9.7200127089890793E-3,6.95904016855686E-3,2.9006368692066121E-4,2.322962868011797E-3,5.5707547415131495E-5,5.1125724774193741E-5,1.934778697989353E-2]
[2004,3,16,5,1.036350697207745E-2,7.2429665749935883E-3,5.9269680000000014E-4,2.8751541664716654E-3,6.3703823633477972E-5,5.1125724774193741E-5,2.1189154061950377E-2,null,1.0700030636750625E-2,7.0040475654715119E-3,2.9006368692066121E-4,1.965487100206983E-3,5.5707547415131495E-5,5.1125724774193741E-5,2.0015336536764915E-2]
[2004,3,16,6,1.0955450443368129E-2,7.7096084245601385E-3,5.9269680000000014E-4,3.105300940206006E-3,6.3703823633477972E-5,5.1125724774193741E-5,2.2477886156541949E-2,null,1.1311195688802993E-2,7.4552966050139341E-3,2.9006368692066121E-4,2.122817973175168E-3,5.5707547415131495E-5,5.1125724774193741E-5,2.1235081501327892E-2]
[2004,3,16,7,1.3066485575946274E-2,8.9714703600330681E-3,3.1615237554643449E-4,3.5390651916529089E-3,3.3980468889177658E-5,5.1125724774193741E-5,2.5978279696842056E-2,null,1.3490780326966758E-2,8.6755343246831245E-3,1.547238380226184E-4,2.4193439997416211E-3,2.9715148539960828E-5,5.1125724774193741E-5,2.4770097637954083E-2]
[2004,3,16,8,1.2822217210652572E-2,1.055368028510692E-2,0,5.4166899082315556E-3,0,5.1125724774193741E-5,2.8843713128765242E-2,null,1.3238580082467123E-2,1.0205552923973455E-2,0,3.7029089655792511E-3,0,5.1125724774193741E-5,2.7147041972019826E-2]
[2004,3,16,9,1.2192795435434814E-2,1.1516823745422892E-2,0,7.2855492448390454E-3,0,5.1125724774193741E-5,3.1046294150470947E-2,null,1.2588719731486153E-2,1.113692579979428E-2,0,4.980481820989334E-3,0,5.1125724774193741E-5,2.8706127352269767E-2]
[2004,3,16,10,1.1609199222286346E-2,1.1970248116997338E-2,0,7.8522166046792376E-3,0,5.1125724774193741E-5,3.1482789668737111E-2,null,1.1986172989634683E-2,1.1575393357661515E-2,0,5.3678618783311116E-3,0,5.1125724774193741E-5,2.8929428225627309E-2]
[2004,3,16,11,1.1409314804724808E-2,1.20414730134968E-2,0,7.729227136857893E-3,0,5.1125724774193741E-5,3.1231140679853695E-2,null,1.1779797927845269E-2,1.1644268805002436E-2,0,5.2837849215949702E-3,0,5.1125724774193741E-5,2.8707851654442677E-2]
[2004,3,16,12,1.0886680110662468E-2,1.1892031299637664E-2,0,7.9764804145405158E-3,0,5.1125724774193741E-5,3.0806317549614843E-2,null,1.1240192246741084E-2,1.1499756627388818E-2,0,5.4528099893413262E-3,0,5.1125724774193741E-5,2.819275886347123E-2]
[2004,3,16,13,1.0112993256262278E-2,1.1897103967243746E-2,0,7.9732851379450669E-3,0,5.1125724774193741E-5,3.0034508086225289E-2,null,1.0441382242787975E-2,1.150466196622049E-2,0,5.4506256630178253E-3,0,5.1125724774193741E-5,2.739666987202629E-2]
[2004,3,16,14,1.0199354891853561E-2,1.1781435269696034E-2,0,7.2683963971045809E-3,0,5.1125724774193741E-5,2.930031228342837E-2,null,1.0530548212295822E-2,1.1392808756479422E-2,0,4.968755945087772E-3,0,5.1125724774193741E-5,2.6892112913863016E-2]
[2004,3,16,15,9.8684553734677653E-3,1.1440924191593031E-2,0,7.1971830327583024E-3,0,5.1125724774193741E-5,2.8557688322593294E-2,null,1.018890372901872E-2,1.1063529894992265E-2,0,4.9200737037606163E-3,0,5.1125724774193741E-5,2.6172507327771599E-2]
[2004,3,16,16,1.025170825572206E-2,1.1074371549197054E-2,0,6.8010634308520619E-3,0,5.1125724774193741E-5,2.8178268960545372E-2,null,1.0584601593920323E-2,1.0709068485291092E-2,0,4.6492819748282909E-3,0,5.1125724774193741E-5,2.5942952054039708E-2]
[2004,3,16,17,1.2528950349662444E-2,1.048789669002034E-2,0,5.9806905300879634E-3,0,5.1125724774193741E-5,2.9048663294544943E-2,null,1.2935790263751051E-2,1.0141939289388301E-2,0,4.0884660114220697E-3,0,5.1125724774193741E-5,2.7166195564561423E-2]
[2004,3,16,18,1.5269277671329443E-2,9.7762969757352047E-3,0,4.416348888613939E-3,0,5.1125724774193741E-5,2.951304926045278E-2,null,1.5765101458847776E-2,9.4538126502793206E-3,0,3.0190648111354718E-3,0,5.1125724774193741E-5,2.8237978920262571E-2]
[2004,3,16,19,1.6674675558784855E-2,9.6120907986304033E-3,2.9634840000000007E-4,3.6304418081949462E-3,3.1851911816738986E-5,5.1125724774193741E-5,3.0296534202201141E-2,null,1.7216135408370279E-2,9.295023035129496E-3,1.4503184346033061E-4,2.4818100626638525E-3,2.7853773707565747E-5,5.1125724774193741E-5,2.9165854123331524E-2]
[2004,3,16,20,1.5686837129903201E-2,9.6901639640670605E-3,5.9269680000000014E-4,4.4630082212502222E-3,6.3703823633477972E-5,5.1125724774193741E-5,3.0547535663628157E-2,null,1.6196219902772421E-2,9.3705208520313728E-3,2.9006368692066121E-4,3.0509616455627621E-3,5.5707547415131495E-5,5.1125724774193741E-5,2.896347363470235E-2]
[2004,3,16,21,1.4626760517865239E-2,9.3860722546223099E-3,5.9269680000000014E-4,5.1137382904744375E-3,6.3703823633477972E-5,5.1125724774193741E-5,2.9834097411369661E-2,null,1.5101720496666917E-2,9.0764600172665143E-3,2.9006368692066121E-4,3.4958078982235572E-3,5.5707547415131495E-5,5.1125724774193741E-5,2.8019759646492785E-2]
[2004,3,16,22,1.3518926194679834E-2,8.9178152726846465E-3,5.9269680000000014E-4,4.5838842694254566E-3,6.3703823633477972E-5,5.1125724774193741E-5,2.7728152085197612E-2,null,1.3957912591633826E-2,8.6236491226699963E-3,2.9006368692066121E-4,3.1335938453184975E-3,5.5707547415131495E-5,5.1125724774193741E-5,2.6060926793958116E-2]
[2004,3,16,23,1.1770697955134281E-2,8.4015855672952139E-3,5.9269680000000014E-4,4.147648585091558E-3,6.3703823633477972E-5,5.1125724774193741E-5,2.5027458455928728E-2,null,1.2152915907251779E-2,8.1244479495291236E-3,2.9006368692066121E-4,2.8353783199714E-3,5.5707547415131495E-5,5.1125724774193741E-5,2.3458513411088098E-2]
[2004,3,16,24,1.0330304360722565E-2,8.1587784829678534E-3,5.9269680000000014E-4,4.2515545203198344E-3,6.3703823633477972E-5,5.1125724774193741E-5,2.3448163712417928E-2,null,1.066574987062825E-2,7.8896501839652543E-3,2.9006368692066121E-4,2.9064095633418181E-3,5.5707547415131495E-5,5.1125724774193741E-5,2.1807580852271118E-2]
[2004,3,17,1,8.7762523656812075E-3,7.7262121630205195E-3,5.9269680000000014E-4,3.8814712140069741E-3,6.3703823633477972E-5,5.1125724774193741E-5,2.1091462091116373E-2,null,9.0612347192564127E-3,7.4713526467941986E-3,2.9006368692066121E-4,2.6534165332489238E-3,5.5707547415131495E-5,5.1125724774193741E-5,1.953177513363533E-2]
[2004,3,17,2,8.7468746305642206E-3,7.4136251454466721E-3,5.9269680000000014E-4,3.4059460474386962E-3,6.3703823633477972E-5,5.1125724774193741E-5,2.0273972171857262E-2,null,9.0309030307037779E-3,7.1690767330829658E-3,2.9006368692066121E-4,2.3283422844963091E-3,5.5707547415131495E-5,5.1125724774193741E-5,1.887409328261885E-2]
[2004,3,17,3,8.5601401501075487E-3,7.2352088431876889E-3,5.9269680000000014E-4,3.4056746094961532E-3,6.3703823633477972E-5,5.1125724774193741E-5,1.9908549951199065E-2,null,8.838104910607221E-3,6.9965457328997199E-3,2.9006368692066121E-4,2.3281567265249149E-3,5.5707547415131495E-5,5.1125724774193741E-5,1.8508578604367651E-2]
[2004,3,17,4,8.9678365782748324E-3,7.0734124963330713E-3,5.9269680000000014E-4,3.3060704084684404E-3,6.3703823633477972E-5,5.1125724774193741E-5,2.0054845831484019E-2,null,9.2590400519292956E-3,6.8400864565029799E-3,2.9006368692066121E-4,2.2600661961007192E-3,5.5707547415131495E-5,5.1125724774193741E-5,1.870496393886879E-2]
[2004,3,17,5,9.8545631717078443E-3,7.150330920481885E-3,5.9269680000000014E-4,2.8001420094134126E-3,6.3703823633477972E-5,5.1125724774193741E-5,2.0512562450010815E-2,null,1.0174560419862507E-2,6.9144676228139511E-3,2.9006368692066121E-4,1.9142079622824848E-3,5.5707547415131495E-5,5.1125724774193741E-5,1.9349007239294738E-2]
[2004,3,17,6,1.03959395273407E-2,7.6450341398520069E-3,5.9269680000000014E-4,3.0116457352167632E-3,6.3703823633477972E-5,5.1125724774193741E-5,2.1760145750817143E-2,null,1.0733516341529897E-2,7.3928523900753254E-3,2.9006368692066121E-4,2.0587942420583444E-3,5.5707547415131495E-5,5.1125724774193741E-5,2.0530934207999361E-2]
[2004,3,17,7,1.2438494507661218E-2,8.9201567800029479E-3,2.9639581574400004E-4,3.4107387578374308E-3,3.1857008122629661E-5,5.1125724774193741E-5,2.5148768594142425E-2,null,1.2842397140815547E-2,8.6259133922151447E-3,1.4505504855528425E-4,2.3316186341869067E-3,2.7858230311358956E-5,5.1125724774193741E-5,2.397284244608424E-2]
[2004,3,17,8,1.223783789735512E-2,1.0453498293937763E-2,0,5.1802442537847273E-3,0,5.1125724774193741E-5,2.7922706169851805E-2,null,1.2635224811648737E-2,1.0108675570738804E-2,0,3.5412721082814223E-3,0,5.1125724774193741E-5,2.6285172490668966E-2]
[2004,3,17,9,1.1643662814299648E-2,1.1371955680233668E-2,0,6.9882101180649744E-3,0,5.1125724774193741E-5,3.0054954337372482E-2,null,1.2021755682963145E-2,1.0996836402888005E-2,0,4.7772175143735848E-3,0,5.1125724774193741E-5,2.7795809600224736E-2]
[2004,3,17,10,1.1109573735573192E-2,1.1800061759120075E-2,0,7.5167495930133204E-3,0,5.1125724774193741E-5,3.047751081248078E-2,null,1.1470323670563829E-2,1.1410820826057948E-2,0,5.1385329290652383E-3,0,5.1125724774193741E-5,2.8019677425687017E-2]
[2004,3,17,11,1.0918207068282821E-2,1.1889449000037567E-2,0,7.3751183947300767E-3,0,5.1125724774193741E-5,3.0233900187824656E-2,null,1.1272742947322481E-2,1.1497259508419662E-2,0,5.0417122797731728E-3,0,5.1125724774193741E-5,2.7811714735515317E-2]
[2004,3,17,12,1.0439073984815035E-2,1.1718268598124432E-2,0,7.6141736568986736E-3,0,5.1125724774193741E-5,2.9822641964612335E-2,null,1.0778051460550758E-2,1.1331725722661831E-2,0,5.2051330936927201E-3,0,5.1125724774193741E-5,2.7314910276905309E-2]
[2004,3,17,13,9.701571210567507E-3,1.1728728974319128E-2,0,7.5940495128608791E-3,0,5.1125724774193741E-5,2.9075475422521705E-2,null,1.0016600505734132E-2,1.1341841049256505E-2,0,5.1913760068657789E-3,0,5.1125724774193741E-5,2.6549817561856415E-2]
[2004,3,17,14,9.7815454011966948E-3,1.160348786168206E-2,0,6.9285659469106656E-3,0,5.1125724774193741E-5,2.8364724934563615E-2,null,1.0099171617249495E-2,1.1220731183432862E-2,0,4.7364441011168634E-3,0,5.1125724774193741E-5,2.605634690179922E-2]
[2004,3,17,15,9.4972035047743274E-3,1.1238509780419004E-2,0,6.8589744892619412E-3,0,5.1125724774193741E-5,2.7645813499229465E-2,null,9.8055965744354677E-3,1.0867792395844542E-2,0,4.6888706130972548E-3,0,5.1125724774193741E-5,2.5362259583377265E-2]
[2004,3,17,16,9.8644022772124088E-3,1.0908228227448993E-2,0,6.4547534493077001E-3,0,5.1125724774193741E-5,2.7278509678743297E-2,null,1.0184719020674058E-2,1.0548405624823608E-2,0,4.4125406517591132E-3,0,5.1125724774193741E-5,2.5145665297256779E-2]
[2004,3,17,17,1.2013781535620998E-2,1.0287375840851548E-2,0,5.7688279123071749E-3,0,5.1125724774193741E-5,2.8121111013553916E-2,null,1.2403892894627466E-2,9.9480328905522421E-3,0,3.9436343891319729E-3,0,5.1125724774193741E-5,2.6295560174311679E-2]
[2004,3,17,18,1.4573994105704046E-2,9.6213610987131333E-3,0,4.3241876097121577E-3,0,5.1125724774193741E-5,2.857066853890353E-2,null,1.5047240654250889E-2,9.3039875418759188E-3,0,2.9560623443695509E-3,0,5.1125724774193741E-5,2.7307290540496361E-2]
[2004,3,17,19,1.5930083845432489E-2,9.4286971306892682E-3,2.864701198024344E-4,3.6019694211216154E-3,3.0790181401613072E-5,5.1125724774193741E-5,2.9329136423221616E-2,null,1.6447365322509674E-2,9.1176788543761659E-3,1.4019744858163164E-4,2.4623460248194375E-3,2.6925314565411036E-5,5.1125724774193741E-5,2.8194512964852324E-2]
[2004,3,17,20,1.5024132560443049E-2,9.5047205119339097E-3,5.9269680000000014E-4,4.3357452343327635E-3,6.3703823633477972E-5,5.1125724774193741E-5,2.9572124655117396E-2,null,1.5511995999083875E-2,9.1911945019788766E-3,2.9006368692066121E-4,2.9639632640370041E-3,5.5707547415131495E-5,5.1125724774193741E-5,2.8012924999435553E-2]
[2004,3,17,21,1.4026419010309156E-2,9.1771763897272596E-3,5.9269680000000014E-4,4.9703434877641549E-3,6.3703823633477972E-5,5.1125724774193741E-5,2.8881465236208242E-2,null,1.4481884707423899E-2,8.8744548638799645E-3,2.9006368692066121E-4,3.3977816294931905E-3,5.5707547415131495E-5,5.1125724774193741E-5,2.7099892435132847E-2]
[2004,3,17,22,1.2976151758905968E-2,8.7113766007125924E-3,5.9269680000000014E-4,4.4477108150450641E-3,6.3703823633477972E-5,5.1125724774193741E-5,2.6842765523071299E-2,null,1.3397513191385128E-2,8.424020108387777E-3,2.9006368692066121E-4,3.0405041699555456E-3,5.5707547415131495E-5,5.1125724774193741E-5,2.5207808704064246E-2]
[2004,3,17,23,1.12906592784501E-2,8.2325436426754061E-3,5.9269680000000014E-4,3.9975777061912214E-3,6.3703823633477972E-5,5.1125724774193741E-5,2.4228306975724402E-2,null,1.1657289420852424E-2,7.9609821005103415E-3,2.9006368692066121E-4,2.7327882119225827E-3,5.5707547415131495E-5,5.1125724774193741E-5,2.2696830967621144E-2]
[2004,3,17,24,9.9016173017498869E-3,7.9890877739592532E-3,5.9269680000000014E-4,4.1012096612985565E-3,6.3703823633477972E-5,5.1125724774193741E-5,2.269944108541537E-2,null,1.0223142491008119E-2,7.7255569515847257E-3,2.9006368692066121E-4,2.8036321594604144E-3,5.5707547415131495E-5,5.1125724774193741E-5,2.1098102836389052E-2]
[2004,3,18,1,8.4126064390974663E-3,7.2342164439622263E-3,5.9269680000000014E-4,2.158108243233437E-3,6.3703823633477972E-5,5.1125724774193741E-5,1.8512457474700802E-2,null,8.6857804868368995E-3,6.9955860692995763E-3,2.9006368692066121E-4,1.4753065983001009E-3,5.5707547415131495E-5,5.1125724774193741E-5,1.7502444388772371E-2]
[2004,3,18,2,8.4529873384019839E-3,6.9648579558536051E-3,5.9269680000000014E-4,1.8988379746071649E-3,6.3703823633477972E-5,5.1125724774193741E-5,1.8024209617270429E-2,null,8.7274726341825849E-3,6.7351127337757343E-3,2.9006368692066121E-4,1.2980665830011997E-3,5.5707547415131495E-5,5.1125724774193741E-5,1.7106423185295313E-2]
[2004,3,18,3,8.307568907660854E-3,6.8136414996191764E-3,5.9269680000000014E-4,2.0299157692626477E-3,6.3703823633477972E-5,5.1125724774193741E-5,1.785865252495035E-2,null,8.5773321780348161E-3,6.5888843560548398E-3,2.9006368692066121E-4,1.3876728091727487E-3,5.5707547415131495E-5,5.1125724774193741E-5,1.6899660577598199E-2]
[2004,3,18,4,8.7826081581405535E-3,6.7102900663813855E-3,5.9269680000000014E-4,2.1163722724245582E-3,6.3703823633477972E-5,5.1125724774193741E-5,1.8316796845354168E-2,null,9.0677968969264874E-3,6.4889421090677636E-3,2.9006368692066121E-4,1.4467754283210893E-3,5.5707547415131495E-5,5.1125724774193741E-5,1.7349285668651133E-2]
[2004,3,18,5,9.7954782603302728E-3,6.8707680322211712E-3,5.9269680000000014E-4,1.9803242513731943E-3,6.3703823633477972E-5,5.1125724774193741E-5,1.9354096892332313E-2,null,1.0113556904005077E-2,6.6441264930234452E-3,2.9006368692066121E-4,1.3537715005653497E-3,5.5707547415131495E-5,5.1125724774193741E-5,1.8457226131929669E-2]
[2004,3,18,6,1.049010331352828E-2,7.4430197405980919E-3,5.9269680000000014E-4,2.6863033642600476E-3,6.3703823633477972E-5,5.1125724774193741E-5,2.1326952766794093E-2,null,1.083073781296753E-2,7.1975017079156708E-3,2.9006368692066121E-4,1.8363866088527455E-3,5.5707547415131495E-5,5.1125724774193741E-5,2.021039736407174E-2]
[2004,3,18,7,1.2421058644665828E-2,8.6712576920159774E-3,2.7663925594156559E-4,2.6109592667235659E-3,2.9733547356081668E-5,5.1125724774193741E-5,2.4060774131477215E-2,null,1.2824395100701953E-2,8.3852245759389547E-3,1.3538625908795008E-4,1.7848805527561355E-3,2.6001312082757088E-5,5.1125724774193741E-5,2.3155887800567751E-2]
[2004,3,18,8,1.2453180165727917E-2,1.0302718736953166E-2,0,5.3090347242370521E-3,0,5.1125724774193741E-5,2.811605935169233E-2,null,1.2857559671381493E-2,9.962869680557436E-3,0,3.6293146943992571E-3,0,5.1125724774193741E-5,2.6449744046338187E-2]
[2004,3,18,9,1.1693472198376608E-2,1.1182551443702771E-2,0,6.5868271990657222E-3,0,5.1125724774193741E-5,2.9513976565919295E-2,null,1.2073182476717143E-2,{"$f":"F1859*W$5","v":1.0813679920246722E-2},{"$f":"G1859*X$5","v":0},{"$f":"H1859*Y$5","v":4.502827723823816E-3},{"$f":"I1859*Z$5","v":0},{"$f":"J1859","v":5.1125724774193741E-5},2.738969012078768E-2]
[2004,3,18,10,1.1151266192716631E-2,1.1564785634793915E-2,0,7.160993463798399E-3,0,5.1125724774193741E-5,2.9928171016083142E-2,null,{"$f":"E1860*V$5","v":1.1513369964637657E-2},1.1183305601634637E-2,0,4.8953341152605566E-3,0,5.1125724774193741E-5,{"$f":"SUM(M1860:Q1860)","v":2.7592009681532848E-2}]
[2004,3,18,11,1.0967215815050632E-2,1.1653861685709199E-2,0,7.0627182378242724E-3,0,5.1125724774193741E-5,2.9734921463358301E-2,null,1.1323343105482957E-2,1.1269443359015571E-2,0,4.8281520868411511E-3,0,5.1125724774193741E-5,2.7420938551339678E-2]
[2004,3,18,12,1.0450646725303561E-2,1.1472577522538241E-2,0,7.2241614352407104E-3,0,5.1125724774193741E-5,2.9198511407856707E-2,null,1.07899999909191E-2,1.1094139098175845E-2,0,4.9385164372605164E-3,0,5.1125724774193741E-5,2.682265552635546E-2]
[2004,3,18,13,9.7854370849889526E-3,1.1546701608303223E-2,0,7.514830715931637E-3,0,5.1125724774193741E-5,2.8898095133998006E-2,null,1.0103189671747639E-2,1.1165818101118847E-2,0,5.137221163527615E-3,0,5.1125724774193741E-5,2.6406228936394101E-2]
[2004,3,18,14,9.9035761000509873E-3,1.1442621468423514E-2,0,6.9649654299971022E-3,0,5.1125724774193741E-5,2.8362288723245799E-2,null,1.0225164895382378E-2,1.1065171184860081E-2,0,4.7613271892291056E-3,0,5.1125724774193741E-5,2.6051663269471566E-2]
[2004,3,18,15,9.5681309932593283E-3,1.1055906595217421E-2,0,6.7690293373147779E-3,0,5.1125724774193741E-5,2.7444192650565722E-2,null,9.8788272194113499E-3,1.0691212622692734E-2,0,4.6273831151606645E-3,0,5.1125724774193741E-5,2.5197422957264751E-2]
[2004,3,18,16,9.9586733045487555E-3,1.074215600734005E-2,0,6.4315568222317746E-3,0,5.1125724774193741E-5,2.7183511858894772E-2,null,1.0282051215593658E-2,1.0387811520611892E-2,0,4.3966831816388257E-3,0,5.1125724774193741E-5,2.5066545917844379E-2]
[2004,3,18,17,1.209271261901728E-2,1.0070189507532058E-2,0,5.4848221228116978E-3,0,5.1125724774193741E-5,2.7698849974135232E-2,null,1.2485387027145314E-2,9.7380107410103729E-3,0,3.7494848989422049E-3,0,5.1125724774193741E-5,2.5972882667097894E-2]
[2004,3,18,18,1.4397405650451568E-2,9.150550362440335E-3,0,2.8559714158159152E-3,0,5.1125724774193741E-5,2.6455053153482014E-2,null,1.4864918020958039E-2,8.8487071319711882E-3,0,1.9523735602792673E-3,0,5.1125724774193741E-5,2.5665998713208495E-2]
[2004,3,18,19,1.5901404371249872E-2,9.0517598394302557E-3,2.7659184019756562E-4,2.5820960352388594E-3,2.9728451050190989E-5,5.1125724774193741E-5,2.7892706261940934E-2,null,1.6417754568811459E-2,8.7531753474439315E-3,1.3536305399299643E-4,1.7651493293612186E-3,2.5996855478963876E-5,5.1125724774193741E-5,2.7097439155088571E-2]
[2004,3,18,20,1.5053335959665863E-2,9.1791542825886887E-3,5.9269680000000014E-4,3.6600733460988677E-3,6.3703823633477972E-5,5.1125724774193741E-5,2.8600089936761094E-2,null,1.5542147690709432E-2,8.876367513280926E-3,2.9006368692066121E-4,2.5020665088011126E-3,5.5707547415131495E-5,5.1125724774193741E-5,2.7266352947127266E-2]
[2004,3,18,21,1.387052799168602E-2,8.7064048098753465E-3,5.9269680000000014E-4,3.7124238823666219E-3,6.3703823633477972E-5,5.1125724774193741E-5,2.6996883032335665E-2,null,1.4320931597655552E-2,8.4192123187688279E-3,2.9006368692066121E-4,2.5378539128029852E-3,5.5707547415131495E-5,5.1125724774193741E-5,2.5623769063563159E-2]
[2004,3,18,22,1.296711872260483E-2,8.3776263178445172E-3,5.9269680000000014E-4,3.7869067193887643E-3,6.3703823633477972E-5,5.1125724774193741E-5,2.5839178108245785E-2,null,1.3388186834445776E-2,8.1012790281972131E-3,2.9006368692066121E-4,2.5887712017125721E-3,5.5707547415131495E-5,5.1125724774193741E-5,2.4424008298691357E-2]
[2004,3,18,23,1.1142337883685727E-2,7.8344974670682375E-3,5.9269680000000014E-4,2.9188963212710439E-3,6.3703823633477972E-5,5.1125724774193741E-5,2.2603258020432684E-2,null,1.1504151735671108E-2,7.5760660142160869E-3,2.9006368692066121E-4,1.995389719689451E-3,5.5707547415131495E-5,5.1125724774193741E-5,2.142137870391244E-2]
[2004,3,18,24,9.5522489479703196E-3,7.4885406271180139E-3,5.9269680000000014E-4,2.3637364761947698E-3,6.3703823633477972E-5,5.1125724774193741E-5,2.0112052399690775E-2,null,9.8624294525526488E-3,7.2415210266722606E-3,2.9006368692066121E-4,1.6158763263643989E-3,5.5707547415131495E-5,5.1125724774193741E-5,1.9065598039925104E-2]
[2004,3,19,1,7.0908931151165708E-3,7.4794719017568607E-3,5.9269680000000014E-4,3.4693289090224999E-3,6.3703823633477972E-5,5.1125724774193741E-5,1.8747220274303606E-2,null,7.3211485048542482E-3,7.2327514454336821E-3,2.9006368692066121E-4,2.3716715077671609E-3,5.5707547415131495E-5,5.1125724774193741E-5,1.7271342692390886E-2]
[2004,3,19,2,7.1963523084019867E-3,7.1660742179642332E-3,5.9269680000000014E-4,3.4192698396730073E-3,6.3703823633477972E-5,5.1125724774193741E-5,1.8489222714446901E-2,null,7.4300321677032493E-3,6.929691606420949E-3,2.9006368692066121E-4,2.3374505758247399E-3,5.5707547415131495E-5,5.1125724774193741E-5,1.7042945584284732E-2]
[2004,3,19,3,6.935209063121635E-3,7.0161267605545873E-3,5.9269680000000014E-4,3.3987973991632401E-3,6.3703823633477972E-5,5.1125724774193741E-5,1.8057659571247137E-2,null,7.1604090823317807E-3,6.7846903678891249E-3,2.9006368692066121E-4,2.3234553896879623E-3,5.5707547415131495E-5,5.1125724774193741E-5,1.6614326074244661E-2]
[2004,3,19,4,7.4269926177285535E-3,6.7976828581945547E-3,5.9269680000000014E-4,3.3500337838459869E-3,6.3703823633477972E-5,5.1125724774193741E-5,1.828223560817677E-2,null,7.6681618261782323E-3,6.5734521319155952E-3,2.9006368692066121E-4,2.2901200444104134E-3,5.5707547415131495E-5,5.1125724774193741E-5,1.6877505236840035E-2]
[2004,3,19,5,8.2534136885710468E-3,6.8936984988541006E-3,5.9269680000000014E-4,3.3077288348192886E-3,6.3703823633477972E-5,5.1125724774193741E-5,1.9162367370652109E-2,null,8.5214184313695089E-3,6.6663005673247115E-3,2.9006368692066121E-4,2.2611999146460574E-3,5.5707547415131495E-5,5.1125724774193741E-5,1.7794690147676071E-2]
[2004,3,19,6,9.9993452457425233E-3,7.2276045267626364E-3,5.9269680000000014E-4,2.6463049845055421E-3,6.3703823633477972E-5,5.1125724774193741E-5,2.0580781105418375E-2,null,1.0324043855537065E-2,6.98919225509577E-3,2.9006368692066121E-4,1.8090432752835626E-3,5.5707547415131495E-5,5.1125724774193741E-5,1.9468050620252194E-2]
[2004,3,19,7,1.1358987346566977E-2,8.4891882122666001E-3,2.6676097574400003E-4,4.2132433296051741E-3,2.8671816940955765E-5,5.1125724774193741E-5,2.4407977405897906E-2,null,1.172783623711553E-2,8.2091609032460527E-3,1.3055186420925116E-4,2.8802196108094146E-3,2.5072852940602384E-5,5.1125724774193741E-5,2.2972841468320848E-2]
[2004,3,19,8,1.1477426683798772E-2,9.9507912201689079E-3,0,6.3958054299427707E-3,0,5.1125724774193741E-5,2.7875149058684642E-2,null,1.1850121534977649E-2,9.6225509669980811E-3,0,4.3722431355439385E-3,0,5.1125724774193741E-5,2.5844915637519669E-2]
[2004,3,19,9,1.1079292255438482E-2,1.0602055202763343E-2,0,7.382247595160484E-3,0,5.1125724774193741E-5,2.9114720778136507E-2,null,1.1439058890596919E-2,1.0252332129804824E-2,0,5.0465858798201405E-3,0,5.1125724774193741E-5,2.6737976900221883E-2]
[2004,3,19,10,1.1438061458254521E-2,1.093488790407021E-2,0,7.2189607262347147E-3,0,5.1125724774193741E-5,2.9643035813333638E-2,null,1.1809478042337469E-2,1.0574185896098055E-2,0,4.9349611752219046E-3,0,5.1125724774193741E-5,2.7318625113657426E-2]
[2004,3,19,11,1.0986367043106928E-2,1.102722634636733E-2,0,7.3601852394268473E-3,0,5.1125724774193741E-5,2.9424904353675299E-2,null,1.1343116211969583E-2,1.0663478430486307E-2,0,5.031503810100083E-3,0,5.1125724774193741E-5,2.7038098452555975E-2]
[2004,3,19,12,1.0647851025529757E-2,1.0878445128989118E-2,0,7.2194885912306717E-3,0,5.1125724774193741E-5,2.8796910470523743E-2,null,1.0993607906637642E-2,1.0519604961987433E-2,0,4.9353220295553181E-3,0,5.1125724774193741E-5,2.6448534898180394E-2]
[2004,3,19,13,1.0472682221334262E-2,1.0790444139453707E-2,0,7.0047736451209061E-3,0,5.1125724774193741E-5,2.8319025730683071E-2,null,1.0812751023292579E-2,1.0434506803638534E-2,0,4.7885405241592871E-3,0,5.1125724774193741E-5,2.6035798351090399E-2]
[2004,3,19,14,9.4505728538360981E-3,1.0755004021800903E-2,0,7.2238212231823789E-3,0,5.1125724774193741E-5,2.7480523823593579E-2,null,9.7574517336016641E-3,1.0400235726008114E-2,0,4.9382838645450145E-3,0,5.1125724774193741E-5,2.5095971324154791E-2]
[2004,3,19,15,9.7440520222933282E-3,1.0444442040107454E-2,0,6.9365799353906261E-3,0,5.1125724774193741E-5,2.7176199722565599E-2,null,1.0060460753830169E-2,1.0099918049640824E-2,0,4.7419225520334276E-3,0,5.1125724774193741E-5,2.4902301355504419E-2]
[2004,3,19,16,1.0027378148171973E-2,1.0047340552046053E-2,0,6.8034973525966111E-3,0,5.1125724774193741E-5,2.6929341777588833E-2,null,1.0352987042012485E-2,9.7159154891010464E-3,0,4.6509458305782235E-3,0,5.1125724774193741E-5,2.4719848361691756E-2]
[2004,3,19,17,1.0943269264705381E-2,9.6608557290833973E-3,0,6.0119862426082802E-3,0,5.1125724774193741E-5,2.6667236961171254E-2,null,1.1298618963063887E-2,9.342179388659954E-3,0,4.1098601056823976E-3,0,5.1125724774193741E-5,2.4750658457406236E-2]
[2004,3,19,18,1.1777817297849262E-2,9.1286133775657276E-3,0,4.9010870879915942E-3,0,5.1125724774193741E-5,2.5858643488180781E-2,null,1.2160266429171538E-2,8.82749376809412E-3,0,3.3504371907333054E-3,0,5.1125724774193741E-5,2.4338197387998962E-2]
[2004,3,19,19,1.2328461351150516E-2,8.7933326900821156E-3,2.6671356000000006E-4,3.9781263914789424E-3,2.8666720635065086E-5,5.1125724774193741E-5,2.5446426438120832E-2,null,1.2728790989066428E-2,8.5032727657458809E-3,1.3052865911429755E-4,2.7194910786436507E-3,2.5068396336809171E-5,5.1125724774193741E-5,2.410715188890707E-2]
[2004,3,19,20,1.4378822550341041E-2,8.3958129413243474E-3,5.9269680000000014E-4,2.818598067294344E-3,6.3703823633477972E-5,5.1125724774193741E-5,2.6300759907367407E-2,null,1.4845731490660508E-2,8.1188657414022463E-3,2.9006368692066121E-4,1.9268247270141515E-3,5.5707547415131495E-5,5.1125724774193741E-5,2.5237193193412701E-2]
[2004,3,19,21,1.4515285464082853E-2,7.8452931079207155E-3,5.9269680000000014E-4,2.0534774096230661E-3,6.3703823633477972E-5,5.1125724774193741E-5,2.5121582330034309E-2,null,1.4986625626376513E-2,7.5865055463121703E-3,2.9006368692066121E-4,1.403779806400292E-3,5.5707547415131495E-5,5.1125724774193741E-5,2.4322682213424769E-2]
[2004,3,19,22,1.3036112021323792E-2,7.3411789227962997E-3,5.9269680000000014E-4,1.8326231923806342E-3,6.3703823633477972E-5,5.1125724774193741E-5,2.2917440484908402E-2,null,1.3459420482670495E-2,7.0990202466794782E-3,2.9006368692066121E-4,1.2528014275438243E-3,5.5707547415131495E-5,5.1125724774193741E-5,2.2157013391229594E-2]
[2004,3,19,23,1.020558808495341E-2,7.2125773752715842E-3,5.9269680000000014E-4,3.7280860415403187E-3,6.3703823633477972E-5,5.1125724774193741E-5,2.1853777850172989E-2,null,1.0536983809561581E-2,6.9746607944398209E-3,2.9006368692066121E-4,2.5485607375626005E-3,5.5707547415131495E-5,5.1125724774193741E-5,2.0405976575899796E-2]
[2004,3,19,24,8.745523194318941E-3,6.8110782716528026E-3,5.9269680000000014E-4,3.4459037749411175E-3,6.3703823633477972E-5,5.1125724774193741E-5,1.9710031589320536E-2,null,9.0295077106381794E-3,6.5864056796158775E-3,2.9006368692066121E-4,2.3556578277375861E-3,5.5707547415131495E-5,5.1125724774193741E-5,1.831734245232744E-2]
[2004,3,20,1,8.6136621597982816E-3,6.9120757948065064E-3,5.9269680000000014E-4,4.4139799435099413E-3,6.3703823633477972E-5,5.1125724774193741E-5,2.0647244246522405E-2,null,8.8933648863060173E-3,6.6840716634139563E-3,2.9006368692066121E-4,3.0174453741336916E-3,5.5707547415131495E-5,5.1125724774193741E-5,1.894065315818946E-2]
[2004,3,20,2,8.2398868243189101E-3,6.7281882789622053E-3,5.9269680000000014E-4,4.5166343367950071E-3,6.3703823633477972E-5,5.1125724774193741E-5,2.0192235788483798E-2,null,8.5074523229559194E-3,6.5062499249958104E-3,2.9006368692066121E-4,3.0876210496276336E-3,5.5707547415131495E-5,5.1125724774193741E-5,1.8447094531915155E-2]
[2004,3,20,3,8.5045773644889192E-3,6.5509290136446631E-3,5.9269680000000014E-4,4.1614474714001919E-3,6.3703823633477972E-5,5.1125724774193741E-5,1.9924480197941449E-2,null,8.78073789093093E-3,6.3348377953318406E-3,2.9006368692066121E-4,2.8448113908491699E-3,5.5707547415131495E-5,5.1125724774193741E-5,1.8306158311447735E-2]
[2004,3,20,4,8.3482187560372113E-3,6.511269115620423E-3,5.9269680000000014E-4,4.4533787418652559E-3,6.3703823633477972E-5,5.1125724774193741E-5,2.0020392961930564E-2,null,8.619302007763131E-3,6.2964861324700284E-3,2.9006368692066121E-4,3.0443788272452015E-3,5.5707547415131495E-5,5.1125724774193741E-5,1.8305938201814153E-2]
[2004,3,20,5,9.1706171586578549E-3,6.5198047864956244E-3,5.9269680000000014E-4,3.9786859262405869E-3,6.3703823633477972E-5,5.1125724774193741E-5,2.037663421980174E-2,null,9.4684053207019642E-3,6.3047402427429556E-3,2.9006368692066121E-4,2.7198735827781957E-3,5.5707547415131495E-5,5.1125724774193741E-5,1.8838790380558908E-2]
[2004,3,20,6,9.0058676776855265E-3,6.8679162281525983E-3,5.9269680000000014E-4,4.5683265029194103E-3,6.3703823633477972E-5,5.1125724774193741E-5,2.1149636757165208E-2,null,9.2983060967093255E-3,6.6413687595537575E-3,2.9006368692066121E-4,3.1229583845379049E-3,5.5707547415131495E-5,5.1125724774193741E-5,1.9408404475136781E-2]
[2004,3,20,7,1.0607219941025061E-2,7.3038387206938024E-3,2.4700441594156564E-4,3.7873795255288722E-3,2.6548356174407771E-5,5.1125724774193741E-5,2.2023116684137901E-2,null,1.0951657450081188E-2,7.062911761444554E-3,1.2088307474191704E-4,2.5890944172048463E-3,2.3215934712000515E-5,5.1125724774193741E-5,2.0747762638184505E-2]
[2004,3,20,8,1.1608514187799557E-2,7.885607106277703E-3,0,3.9148295093830426E-3,0,5.1125724774193741E-5,2.3460076528234498E-2,null,1.1985465710716878E-2,7.6254897331261111E-3,0,2.6762206318990552E-3,0,5.1125724774193741E-5,2.2287176075742043E-2]
[2004,3,20,9,1.3332458999938582E-2,8.328152869122054E-3,0,4.0342313784238635E-3,0,5.1125724774193741E-5,2.5745968972258695E-2,null,1.376539043655099E-2,8.0534375278268552E-3,0,2.7578450665387932E-3,0,5.1125724774193741E-5,2.4576673030916641E-2]
[2004,3,20,10,1.4386937090662348E-2,8.5827198600944149E-3,0,4.0833614360597913E-3,0,5.1125724774193741E-5,2.7104144111590751E-2,null,1.4854109526230423E-2,8.2996072836731948E-3,0,2.7914309158271269E-3,0,5.1125724774193741E-5,2.5945147725730745E-2]
[2004,3,20,11,1.4967974211620586E-2,8.6341632035317906E-3,0,3.6900907582687009E-3,0,5.1125724774193741E-5,2.7343353898195272E-2,null,1.5454014077083082E-2,8.3493536991276381E-3,0,2.5225867428426163E-3,0,5.1125724774193741E-5,2.6325954519053337E-2]
[2004,3,20,12,1.3257747708201052E-2,8.7252203133264122E-3,0,4.7155192968597135E-3,0,5.1125724774193741E-5,2.6749613043161372E-2,null,1.3688253120712188E-2,8.4374071674920767E-3,0,3.223581001963711E-3,0,5.1125724774193741E-5,2.5349241290167975E-2]
[2004,3,20,13,1.2282504802487573E-2,8.7003734487580836E-3,0,5.0162542795321209E-3,0,5.1125724774193741E-5,2.6050258255551972E-2,null,1.2681342139948296E-2,8.4133799102229026E-3,0,3.4291667531267389E-3,0,5.1125724774193741E-5,2.4523888803297936E-2]
[2004,3,20,14,1.1538284286645897E-2,8.5750351488162284E-3,0,4.7925358139940524E-3,0,5.1125724774193741E-5,2.4956980974230374E-2,null,1.1912955305119158E-2,8.2921760629486429E-3,0,3.2762303425436555E-3,0,5.1125724774193741E-5,2.3481361710611454E-2]
[2004,3,20,15,1.1276529841526953E-2,8.451599656664293E-3,0,4.6656254793285695E-3,0,5.1125724774193741E-5,2.444488070229401E-2,null,1.1642701173035825E-2,8.1728122567860679E-3,0,3.1894730379869868E-3,0,5.1125724774193741E-5,2.300498646780888E-2]
[2004,3,20,16,1.1371970043800892E-2,8.2640581270382214E-3,0,4.2433458701110803E-3,0,5.1125724774193741E-5,2.3930499765724388E-2,null,1.1741240508326504E-2,7.9914570371530883E-3,0,2.9007980395203956E-3,0,5.1125724774193741E-5,2.2633495584999989E-2]
[2004,3,20,17,1.2637560528500335E-2,8.1014318172313426E-3,0,3.9881731387410857E-3,0,5.1125724774193741E-5,2.4778291209246957E-2,null,1.3047927230914731E-2,7.8341951752501169E-3,0,2.7263591458843773E-3,0,5.1125724774193741E-5,2.3608481552049226E-2]
[2004,3,20,18,1.3867218649688831E-2,7.7199954384384812E-3,0,3.6109436668721102E-3,0,5.1125724774193741E-5,2.5249283479773618E-2,null,1.4317514794747731E-2,7.465340989247087E-3,0,2.4684809181974615E-3,0,5.1125724774193741E-5,2.4251336702192278E-2]
[2004,3,20,19,1.4213467373224856E-2,7.6276997976482928E-3,2.4695700019756567E-4,3.7560140296597445E-3,2.6543259868517093E-5,5.1125724774193741E-5,2.5921807185373173E-2,null,1.4675006902366644E-2,7.3760898445004025E-3,1.208598696469634E-4,2.5676526182775838E-3,2.3211478108207303E-5,5.1125724774193741E-5,2.47628207128998E-2]
[2004,3,20,20,1.3933159334269149E-2,7.5284432376952265E-3,5.9269680000000014E-4,4.285330271399242E-3,6.3703823633477972E-5,5.1125724774193741E-5,2.6454459191771289E-2,null,1.4385596704386884E-2,7.2801073958865259E-3,2.9006368692066121E-4,2.9294990393151517E-3,5.5707547415131495E-5,5.1125724774193741E-5,2.4940974373924354E-2]
[2004,3,20,21,1.4351133238467088E-2,7.1109463781689249E-3,5.9269680000000014E-4,3.3605610394273448E-3,6.3703823633477972E-5,5.1125724774193741E-5,2.5530167004471034E-2,null,1.4817143051808668E-2,6.8763822326843495E-3,2.9006368692066121E-4,2.2973165924380042E-3,5.5707547415131495E-5,5.1125724774193741E-5,2.4336613111266819E-2]
[2004,3,20,22,1.3081077777614874E-2,6.8038951560303535E-3,5.9269680000000014E-4,3.7587573557471203E-3,6.3703823633477972E-5,5.1125724774193741E-5,2.4351256637800023E-2,null,1.3505846366419652E-2,6.5794595087386547E-3,2.9006368692066121E-4,2.5695279862489005E-3,5.5707547415131495E-5,5.1125724774193741E-5,2.3000605095743001E-2]
[2004,3,20,23,1.0962336254398424E-2,6.7283374152125224E-3,5.9269680000000014E-4,4.6251358256521836E-3,6.3703823633477972E-5,5.1125724774193741E-5,2.3023335843670806E-2,null,1.1318305095800214E-2,6.5063941417860087E-3,2.9006368692066121E-4,3.1617938641462164E-3,5.5707547415131495E-5,5.1125724774193741E-5,2.1332264336068232E-2]
[2004,3,20,24,9.7929639616214769E-3,6.4631023543745662E-3,5.9269680000000014E-4,4.5126000384666017E-3,6.3703823633477972E-5,5.1125724774193741E-5,2.1476192702870319E-2,null,1.0110960961021053E-2,6.2499082167296145E-3,2.9006368692066121E-4,3.0848631587933493E-3,5.5707547415131495E-5,5.1125724774193741E-5,1.9791503570879814E-2]
[2004,3,21,1,9.2839901639458402E-3,6.5368640094730594E-3,5.9269680000000014E-4,4.9248918105125458E-3,6.3703823633477972E-5,5.1125724774193741E-5,2.145327233233912E-2,null,9.5854597727547675E-3,{"$f":"F1923*W$5","v":6.3212367442698932E-3},{"$f":"G1923*X$5","v":2.9006368692066121E-4},{"$f":"H1923*Y$5","v":3.3667103616069056E-3},{"$f":"I1923*Z$5","v":5.5707547415131495E-5},{"$f":"J1923","v":5.1125724774193741E-5},1.9619178112967362E-2]
[2004,3,21,2,8.8949902626429458E-3,6.3889035111003396E-3,5.9269680000000014E-4,4.8721289921021763E-3,6.3703823633477972E-5,5.1125724774193741E-5,2.0863549114253133E-2,null,{"$f":"E1924*V$5","v":9.1838282716761744E-3},6.1781569222545173E-3,2.9006368692066121E-4,3.3306411169850047E-3,5.5707547415131495E-5,5.1125724774193741E-5,{"$f":"SUM(M1924:Q1924)","v":1.9038397545251492E-2}]
[2004,3,21,3,8.4689500020723157E-3,6.3385908182573437E-3,5.9269680000000014E-4,4.8619018369748922E-3,6.3703823633477972E-5,5.1125724774193741E-5,2.0376969005712228E-2,null,8.7439536372616467E-3,6.1295038613614931E-3,2.9006368692066121E-4,3.3236497209378282E-3,5.5707547415131495E-5,5.1125724774193741E-5,1.8542878453896763E-2]
[2004,3,21,4,9.1433296647214068E-3,6.2262251696459103E-3,5.9269680000000014E-4,4.4442850035600195E-3,6.3703823633477972E-5,5.1125724774193741E-5,2.0521366186335009E-2,null,9.4402317476145123E-3,6.020844745037981E-3,2.9006368692066121E-4,3.0381622474387926E-3,5.5707547415131495E-5,5.1125724774193741E-5,1.884500997442708E-2]
[2004,3,21,5,8.9386914764944571E-3,6.3547857678714903E-3,5.9269680000000014E-4,4.6556589539935717E-3,6.3703823633477972E-5,5.1125724774193741E-5,2.0656662546767193E-2,null,9.2289485507799779E-3,6.145164598746298E-3,2.9006368692066121E-4,3.1826598113404783E-3,5.5707547415131495E-5,5.1125724774193741E-5,1.8902544195202549E-2]
[2004,3,21,6,9.7979100604185972E-3,6.4467723886585124E-3,5.9269680000000014E-4,4.174047129758501E-3,6.3703823633477972E-5,5.1125724774193741E-5,2.1126255927243282E-2,null,1.0116067669474491E-2,6.2341169169309041E-3,2.9006368692066121E-4,2.8534246562730071E-3,5.5707547415131495E-5,5.1125724774193741E-5,1.9549380477014197E-2]
[2004,3,21,7,1.0797551905098178E-2,6.9956251781478143E-3,2.2724785554643443E-4,3.9361004082358823E-3,2.4424895344155958E-5,5.1125724774193741E-5,2.2032075967146663E-2,null,1.1148169871235764E-2,6.7648650577958498E-3,1.112142849845192E-4,2.6907616529658908E-3,2.13590164276911E-5,5.1125724774193741E-5,2.0736369883409714E-2]
[2004,3,21,8,1.2334604774047813E-2,7.6414717904954394E-3,0,5.161586509553214E-3,0,5.1125724774193741E-5,2.5188788798870661E-2,null,1.2735133901112776E-2,7.389407549611148E-3,0,3.5285174685359636E-3,0,5.1125724774193741E-5,2.3653058919259888E-2]
[2004,3,21,9,1.3505305490720791E-2,7.9356671801641687E-3,0,4.8227435342026613E-3,0,5.1125724774193741E-5,2.6314841929861818E-2,null,1.3943849596351579E-2,7.6738985080391908E-3,0,3.2968806732595014E-3,0,5.1125724774193741E-5,2.4914628777650272E-2]
[2004,3,21,10,1.3858203281708489E-2,8.4910985781976069E-3,0,5.8243391214004145E-3,0,5.1125724774193741E-5,2.8224766706080706E-2,null,1.4308206679854661E-2,8.2110082531833602E-3,0,3.9815824639385308E-3,0,5.1125724774193741E-5,2.6500797396976552E-2]
[2004,3,21,11,1.2290462088264646E-2,8.8519747788399217E-3,0,7.2653931422596895E-3,0,5.1125724774193741E-5,2.8458955734138452E-2,null,1.2689557814606447E-2,8.559980466208884E-3,0,4.9667028869508885E-3,0,5.1125724774193741E-5,2.6216241167766219E-2]
[2004,3,21,12,1.2566660009987485E-2,8.921453441027365E-3,0,7.2358135861888976E-3,0,5.1125724774193741E-5,2.8775052761977941E-2,null,1.2974724431679586E-2,8.6271672811289307E-3,0,4.9464819761680986E-3,0,5.1125724774193741E-5,2.6548373688976619E-2]
[2004,3,21,13,1.2677014959793889E-2,8.7187409523655883E-3,0,6.3113237158983863E-3,0,5.1125724774193741E-5,2.7758205352832056E-2,null,1.3088662825992154E-2,8.4311415369809333E-3,0,4.3144905040176148E-3,0,5.1125724774193741E-5,2.5834294866990702E-2]
[2004,3,21,14,1.3311265398356654E-2,8.5724420414857658E-3,0,4.9927889465138774E-3,0,5.1125724774193741E-5,2.6927622111130495E-2,null,1.3743508636611964E-2,8.2896684927566671E-3,0,3.4131255926605451E-3,0,5.1125724774193741E-5,2.5446302722029177E-2]
[2004,3,21,15,1.320052431535566E-2,8.3650280916786664E-3,0,4.247985528120112E-3,0,5.1125724774193741E-5,2.5864663659928632E-2,null,1.3629171570592694E-2,8.0890963714925941E-3,0,2.903969760909275E-3,0,5.1125724774193741E-5,2.4622237702994564E-2]
[2004,3,21,16,1.3323505718658018E-2,8.4766535331410788E-3,0,5.4531033440172929E-3,0,5.1125724774193741E-5,2.7304388320590584E-2,null,1.3756146424436212E-2,8.1970396973970322E-3,0,3.7278015919106288E-3,0,5.1125724774193741E-5,2.5680987713743872E-2]
[2004,3,21,17,1.50586828711848E-2,8.0612596826069409E-3,0,4.4081597024328463E-3,0,5.1125724774193741E-5,2.757922798099878E-2,null,1.5547668227070217E-2,7.7953481726024364E-3,0,3.0134665931380407E-3,0,5.1125724774193741E-5,2.6356482992810695E-2]
[2004,3,21,18,1.5435839990957776E-2,7.6521217227548278E-3,0,4.0130163514520848E-3,0,5.1125724774193741E-5,2.7152103789938882E-2,null,1.5937072387969865E-2,7.3997061795083698E-3,0,2.7433422401060997E-3,0,5.1125724774193741E-5,2.6080120807584335E-2]
[2004,3,21,19,1.6613827935553348E-2,7.4582686704393998E-3,2.3707872000000005E-4,3.5865930453772127E-3,2.5481529453391186E-5,5.1125724774193741E-5,2.7972375625597543E-2,null,1.7153311941902335E-2,7.2122476312642342E-3,1.1602547476826447E-4,2.4518345647641855E-3,2.2283018966052595E-5,5.1125724774193741E-5,2.6955702631665072E-2]
[2004,3,21,20,1.7447550419049888E-2,7.4541087497246193E-3,5.9269680000000014E-4,3.8265739348546661E-3,6.3703823633477972E-5,5.1125724774193741E-5,2.9435759452036848E-2,null,1.8014107051125151E-2,7.208224931138086E-3,2.9006368692066121E-4,2.6158881477214317E-3,5.5707547415131495E-5,5.1125724774193741E-5,2.8183991364320465E-2]
[2004,3,21,21,1.532299093362883E-2,7.6606020825157276E-3,5.9269680000000014E-4,5.3921428692141893E-3,6.3703823633477972E-5,5.1125724774193741E-5,2.9083262233766422E-2,null,1.5820558897507466E-2,7.4079068031786101E-3,2.9006368692066121E-4,3.6861283389611945E-3,5.5707547415131495E-5,5.1125724774193741E-5,2.7260365273983064E-2]
[2004,3,21,22,1.3187468862521168E-2,7.5864331178308493E-3,5.9269680000000014E-4,5.2077576087471078E-3,6.3703823633477972E-5,5.1125724774193741E-5,2.6689185937506802E-2,null,1.3615692181262219E-2,7.3361844017073418E-3,2.9006368692066121E-4,3.5600805411969819E-3,5.5707547415131495E-5,5.1125724774193741E-5,2.4857728358502341E-2]
[2004,3,21,23,1.0718261316665582E-2,7.5337290370752564E-3,5.9269680000000014E-4,4.9624605474164916E-3,6.3703823633477972E-5,5.1125724774193741E-5,2.3921977249565005E-2,null,1.10663045598387E-2,7.2852188360534717E-3,2.9006368692066121E-4,3.3923927645252826E-3,5.5707547415131495E-5,5.1125724774193741E-5,2.2089687394753251E-2]
[2004,3,21,24,9.0610660673481891E-3,7.5602893985190949E-3,5.9269680000000014E-4,5.6994115391582976E-3,6.3703823633477972E-5,5.1125724774193741E-5,2.3028293353433257E-2,null,9.3552968877688696E-3,7.310903068195455E-3,2.9006368692066121E-4,3.8961805908075838E-3,5.5707547415131495E-5,5.1125724774193741E-5,2.0908151781107703E-2]
[2004,3,22,1,8.4981368891944679E-3,6.7378144496722994E-3,5.9269680000000014E-4,3.2772798485418064E-3,6.3703823633477972E-5,5.1125724774193741E-5,1.9220757535816247E-2,null,8.7740882806058209E-3,6.5155585634975571E-3,2.9006368692066121E-4,2.2403846517844439E-3,5.5707547415131495E-5,5.1125724774193741E-5,1.7875802730223617E-2]
[2004,3,22,2,8.2539114358930691E-3,6.6312692149419639E-3,5.9269680000000014E-4,3.21433859016499E-3,6.3703823633477972E-5,5.1125724774193741E-5,1.8807045589407698E-2,null,8.5219323415361495E-3,6.4125278668625586E-3,2.9006368692066121E-4,2.1973573133366271E-3,5.5707547415131495E-5,5.1125724774193741E-5,1.7477588756071128E-2]
[2004,3,22,3,8.4749075318180066E-3,6.5198625348031111E-3,5.9269680000000014E-4,2.9590332463019604E-3,6.3703823633477972E-5,5.1125724774193741E-5,1.8661329661330751E-2,null,8.7501046198363679E-3,6.3047960861447264E-3,2.9006368692066121E-4,2.0228277643376978E-3,5.5707547415131495E-5,5.1125724774193741E-5,1.7423499704654587E-2]
[2004,3,22,4,9.6655742381918826E-3,6.3666229336802709E-3,5.9269680000000014E-4,2.2567550624731959E-3,6.3703823633477972E-5,5.1125724774193741E-5,1.8996478582753024E-2,null,9.979434640136009E-3,6.1566112996949557E-3,2.9006368692066121E-4,1.5427426519744444E-3,5.5707547415131495E-5,5.1125724774193741E-5,1.8024559826141203E-2]
[2004,3,22,5,1.0620316074711674E-2,6.5170159096299141E-3,5.9269680000000014E-4,2.126026900783081E-3,6.3703823633477972E-5,5.1125724774193741E-5,1.997088523353234E-2,null,1.0965178841251887E-2,6.3020433607375746E-3,2.9006368692066121E-4,1.453375438754358E-3,5.5707547415131495E-5,5.1125724774193741E-5,1.9066368875079617E-2]
[2004,3,22,6,1.2059695507372679E-2,7.1541489833459627E-3,5.9269680000000014E-4,2.3087675629943102E-3,6.3703823633477972E-5,5.1125724774193741E-5,2.2230138402120625E-2,null,1.2451297784277421E-2,6.9181597417311211E-3,2.9006368692066121E-4,1.5782989710114907E-3,5.5707547415131495E-5,5.1125724774193741E-5,2.129352773135583E-2]
[2004,3,22,7,1.4136989261589244E-2,8.3858634865682583E-3,2.0749129574400006E-4,2.4433511047043327E-3,2.2301434577607968E-5,5.1125724774193741E-5,2.5247122307957639E-2,null,1.4596045394476825E-2,8.1092444828142606E-3,1.0154549551718508E-4,1.6703017645367626E-3,1.9502098199089235E-5,5.1125724774193741E-5,2.449663923554412E-2]
[2004,3,22,8,1.2912907321603825E-2,1.0118685082888249E-2,0,6.203309405922508E-3,0,5.1125724774193741E-5,2.9286027535188778E-2,null,1.3332215081530976E-2,9.7849066244847446E-3,0,4.2406507303557103E-3,0,5.1125724774193741E-5,2.7357772436371434E-2]
[2004,3,22,9,1.2789315347727294E-2,1.0903302858598205E-2,0,7.292792394707706E-3,0,5.1125724774193741E-5,3.1036536325807398E-2,null,1.3204609830673479E-2,1.0543642725899359E-2,0,4.985433318129116E-3,0,5.1125724774193741E-5,2.8733685874701952E-2]
[2004,3,22,10,1.199602439484522E-2,1.1429772750214933E-2,0,8.1488179104143646E-3,0,5.1125724774193741E-5,3.1625740780248705E-2,null,1.2385559144205542E-2,1.10527462989302E-2,0,5.5706218023467147E-3,0,5.1125724774193741E-5,2.9008927245482458E-2]
[2004,3,22,11,1.1301760254338373E-2,1.1703898607543698E-2,0,8.7685275344177374E-3,0,5.1125724774193741E-5,3.1825312121073999E-2,null,1.1668750867486501E-2,1.1317829745578307E-2,0,5.9942621365092113E-3,0,5.1125724774193741E-5,2.8980842749574017E-2]
[2004,3,22,12,1.1567333809293576E-2,1.137360759671489E-2,0,8.3979911672143956E-3,0,5.1125724774193741E-5,3.1390058297997049E-2,null,1.1942948123491417E-2,1.0998433828678789E-2,0,5.7409593889944707E-3,0,5.1125724774193741E-5,2.868234134116468E-2]
[2004,3,22,13,1.0511125487448767E-2,1.1474873630927538E-2,0,8.6066095431398572E-3,0,5.1125724774193741E-5,3.0643734386290356E-2,null,1.0852442618648305E-2,1.1096359466336818E-2,0,5.883573211769343E-3,0,5.1125724774193741E-5,2.7832375296754468E-2]
[2004,3,22,14,1.2013959623465522E-2,1.129056091266367E-2,0,7.0086902260437173E-3,0,5.1125724774193741E-5,3.0364336486947103E-2,null,1.2404076765338178E-2,1.0918126551373709E-2,0,4.7912179420767234E-3,0,5.1125724774193741E-5,2.8113421258788608E-2]
[2004,3,22,15,1.1000287834447927E-2,1.0954937692528303E-2,0,6.9027120867413477E-3,0,5.1125724774193741E-5,2.8909063338491772E-2,null,1.1357489039067381E-2,1.0593574315274662E-2,0,4.7187701171455248E-3,0,5.1125724774193741E-5,2.6669833471487568E-2]
[2004,3,22,16,1.1811064125423789E-2,1.0649667855501262E-2,0,7.0149198373043826E-3,0,5.1125724774193741E-5,2.9526777543003629E-2,null,1.2194592847302068E-2,1.0298374215052879E-2,0,4.7954765730450818E-3,0,5.1125724774193741E-5,2.7288443635400027E-2]
[2004,3,22,17,1.4071137697941567E-2,1.009501996809303E-2,0,5.5584836018053724E-3,0,5.1125724774193741E-5,2.9775766992614163E-2,null,1.4528055499704087E-2,9.7620221353804711E-3,0,3.7998406984442218E-3,0,5.1125724774193741E-5,2.8089918333528779E-2]
[2004,3,22,18,1.500724178039487E-2,9.2746819029107409E-3,0,3.9114152768853997E-3,0,5.1125724774193741E-5,2.8244464684965203E-2,null,1.5494556741843921E-2,8.9687440263607962E-3,0,2.6738866249058028E-3,0,5.1125724774193741E-5,2.7137187393110516E-2]
[2004,3,22,19,1.6224169185314375E-2,9.0886170681377908E-3,2.2720043980243443E-4,2.9818225703109004E-3,2.4419799038265276E-5,5.1125724774193741E-5,2.859735478737796E-2,null,1.6751000197753513E-2,8.7888167908119433E-3,1.1119107988956554E-4,2.0384067975889745E-3,2.1354559823897887E-5,5.1125724774193741E-5,2.7710769425867896E-2]
[2004,3,22,20,1.5847049681410964E-2,9.2342719714097847E-3,5.9269680000000014E-4,4.2206963872901716E-3,6.3703823633477972E-5,5.1125724774193741E-5,3.0009544388518595E-2,null,1.636163487418546E-2,8.9296670708868733E-3,2.9006368692066121E-4,2.8853146032476597E-3,5.5707547415131495E-5,5.1125724774193741E-5,2.8522387782655791E-2]
[2004,3,22,21,1.6687138088857786E-2,8.4150892986986411E-3,5.9269680000000014E-4,2.0583786220809918E-3,6.3703823633477972E-5,5.1125724774193741E-5,2.7868132358045094E-2,null,1.722900262155893E-2,8.1375062421612469E-3,2.9006368692066121E-4,1.407130329295295E-3,5.5707547415131495E-5,5.1125724774193741E-5,2.7119410427351266E-2]
[2004,3,22,22,1.418719340326975E-2,8.4944514551979853E-3,5.9269680000000014E-4,3.5900853987787841E-3,6.3703823633477972E-5,5.1125724774193741E-5,2.6979256605654194E-2,null,1.4647879764398178E-2,8.2142505310191984E-3,2.9006368692066121E-4,2.4542219760690116E-3,5.5707547415131495E-5,5.1125724774193741E-5,2.5662123505822181E-2]
[2004,3,22,23,1.1500182576480812E-2,7.9557120477714138E-3,5.9269680000000014E-4,3.2698353927359861E-3,6.3703823633477972E-5,5.1125724774193741E-5,2.3433256365395887E-2,null,1.1873616356713234E-2,7.6932821686858431E-3,2.9006368692066121E-4,2.2352955396856807E-3,5.5707547415131495E-5,5.1125724774193741E-5,2.2147965299420553E-2]
[2004,3,22,24,8.8123975590481182E-3,7.7724449559360229E-3,5.9269680000000014E-4,3.6123745755303844E-3,6.3703823633477972E-5,5.1125724774193741E-5,2.0904743438922201E-2,null,9.0985536188759389E-3,7.516060388754897E-3,2.9006368692066121E-4,2.4694591031387109E-3,5.5707547415131495E-5,5.1125724774193741E-5,1.9429844345105342E-2]
[2004,3,23,1,8.137016214624081E-3,7.2024846054250993E-3,5.9269680000000014E-4,2.2346536222079528E-3,6.3703823633477972E-5,5.1125724774193741E-5,1.8281680790664806E-2,null,8.4012413001504568E-3,6.9649009482027563E-3,2.9006368692066121E-4,1.527633863637491E-3,5.5707547415131495E-5,5.1125724774193741E-5,1.72395473463265E-2]
[2004,3,23,2,8.1586223139928134E-3,6.9368762969708843E-3,5.9269680000000014E-4,1.9964940726825186E-3,6.3703823633477972E-5,5.1125724774193741E-5,1.7799519032053891E-2,null,8.4235489924990997E-3,6.7080540876055294E-3,2.9006368692066121E-4,1.3648253687602266E-3,5.5707547415131495E-5,5.1125724774193741E-5,1.6842199683200648E-2]
[2004,3,23,3,8.0031444369527555E-3,6.7898484923135686E-3,5.9269680000000014E-4,2.1355049432683921E-3,6.3703823633477972E-5,5.1125724774193741E-5,1.7636024220942393E-2,null,8.2630224398419841E-3,6.5658761931469169E-3,2.9006368692066121E-4,1.4598547331370149E-3,5.5707547415131495E-5,5.1125724774193741E-5,1.6634524600461709E-2]
[2004,3,23,4,8.4447869415205743E-3,6.6904554839969108E-3,5.9269680000000014E-4,2.2456892468876392E-3,6.3703823633477972E-5,5.1125724774193741E-5,1.8088458020812801E-2,null,8.7190059541194555E-3,6.4697617971025325E-3,2.9006368692066121E-4,1.5351779383878433E-3,5.5707547415131495E-5,5.1125724774193741E-5,1.7069716923945624E-2]
[2004,3,23,5,9.4069826868534729E-3,6.8563078495764256E-3,5.9269680000000014E-4,2.1420112360352149E-3,6.3703823633477972E-5,5.1125724774193741E-5,1.9112828120872789E-2,null,9.7124461072792389E-3,6.6301432989826397E-3,2.9006368692066121E-4,1.4643025066346891E-3,5.5707547415131495E-5,5.1125724774193741E-5,1.8152663147232365E-2]
[2004,3,23,6,1.0062930860688317E-2,7.4367937458140526E-3,5.9269680000000014E-4,2.8538387403408993E-3,6.3703823633477972E-5,5.1125724774193741E-5,2.1061089695250945E-2,null,1.0389694221750909E-2,7.1914810859566606E-3,2.9006368692066121E-4,1.9509156398018358E-3,5.5707547415131495E-5,5.1125724774193741E-5,1.9877862181845198E-2]
[2004,3,23,7,1.1964125571003792E-2,8.6783098520209247E-3,1.8773473594156561E-4,2.8593570268057285E-3,2.0177973811059975E-5,5.1125724774193741E-5,2.3760830884357265E-2,null,1.2352624502167937E-2,8.3920441109461286E-3,9.1876706049850908E-5,1.954688001294082E-3,1.7645179970487363E-5,5.1125724774193741E-5,2.2808878500428488E-2]
[2004,3,23,8,1.202259148474216E-2,1.0274973527417039E-2,0,5.4168737252663548E-3,0,5.1125724774193741E-5,2.7765564462199747E-2,null,1.2412988920302811E-2,9.9360396841336046E-3,0,3.7030346249316815E-3,0,5.1125724774193741E-5,2.6052063229368098E-2]
[2004,3,23,9,1.1298070632681574E-2,1.1142305928801968E-2,0,6.6545511567465149E-3,0,5.1125724774193741E-5,2.9146053443004253E-2,null,1.1664941436482871E-2,1.0774761957869907E-2,0,4.5491245682674347E-3,0,5.1125724774193741E-5,2.6988827962620213E-2]
[2004,3,23,10,1.0798226458639554E-2,1.1516650442528432E-2,0,7.1890833835414952E-3,0,5.1125724774193741E-5,2.9555086009483676E-2,null,1.1148866328871031E-2,1.1136758213529252E-2,0,4.914536694219534E-3,0,5.1125724774193741E-5,2.7200161236619814E-2]
[2004,3,23,11,1.0623973324962538E-2,1.1606868744184113E-2,0,7.0822768551503856E-3,0,5.1125724774193741E-5,2.9364244649071232E-2,null,1.0968954849685707E-2,1.1224000542971178E-2,0,4.8415225733704128E-3,0,5.1125724774193741E-5,2.7034477966027301E-2]
[2004,3,23,12,1.0141208319771606E-2,1.1423113198517635E-2,0,7.2190737977214552E-3,0,5.1125724774193741E-5,2.8834521040784891E-2,null,1.0470513505475508E-2,1.1046306421516761E-2,0,4.9350384721373814E-3,0,5.1125724774193741E-5,2.6451858399129648E-2]
[2004,3,23,13,9.5062827186074977E-3,1.1492389162195586E-2,0,7.48805120094967E-3,0,5.1125724774193741E-5,2.8537848806526947E-2,null,9.8149706083830758E-3,1.1113297224210708E-2,0,5.1189143917166804E-3,0,5.1125724774193741E-5,2.6047182224310468E-2]
[2004,3,23,14,9.6131308085092623E-3,1.1391481528007803E-2,0,6.9529846010357417E-3,0,5.1125724774193741E-5,2.8008722662326999E-2,null,9.9252882680814312E-3,1.1015718164269918E-2,0,4.7531369624065076E-3,0,5.1125724774193741E-5,2.5694143394757854E-2]
[2004,3,23,15,9.3129280599614488E-3,1.1001481552658348E-2,0,6.7365372219937332E-3,0,5.1125724774193741E-5,2.7102072559387725E-2,null,9.6153373397563982E-3,1.0638582863478791E-2,0,4.6051711467498284E-3,0,5.1125724774193741E-5,2.4859091349985016E-2]
[2004,3,23,16,9.6943450534954113E-3,1.0688847290135943E-2,0,6.4103212256539687E-3,0,5.1125724774193741E-5,2.6844639294059516E-2,null,1.0009139700982833E-2,1.0336261263257271E-2,0,4.3821662935965766E-3,0,5.1125724774193741E-5,2.4727567257836681E-2]
[2004,3,23,17,1.1708143609982947E-2,1.0035326086838211E-2,0,5.5589594547978986E-3,0,5.1125724774193741E-5,2.7353554876393252E-2,null,1.2088330298211852E-2,{"$f":"F1987*W$5","v":9.7042973372128468E-3},{"$f":"G1987*X$5","v":0},{"$f":"H1987*Y$5","v":3.800165996798415E-3},{"$f":"I1987*Z$5","v":0},{"$f":"J1987","v":5.1125724774193741E-5},2.5592793632223117E-2]
[2004,3,23,18,1.3862154264175877E-2,9.1422015313037952E-3,0,3.0697811405725034E-3,0,5.1125724774193741E-5,2.6125262660826369E-2,null,{"$f":"E1988*V$5","v":1.4312285958573747E-2},8.8406336982764493E-3,0,2.0985362463739718E-3,0,5.1125724774193741E-5,{"$f":"SUM(M1988:Q1988)","v":2.5251455903224168E-2}]
[2004,3,23,19,1.5328298899557039E-2,9.0510767306326411E-3,2.1732216019756563E-4,2.8738121170438185E-3,2.3358068686843193E-5,5.1125724774193741E-5,2.7544993700892102E-2,null,1.5826039223636807E-2,8.7525147719102261E-3,1.0635668530093032E-4,1.9645696604157418E-3,2.0426100737450727E-5,5.1125724774193741E-5,2.6669906442001155E-2]
[2004,3,23,20,1.4544652875118065E-2,9.1571756859747475E-3,5.9269680000000014E-4,3.8342045143627723E-3,6.3703823633477972E-5,5.1125724774193741E-5,2.8243559423863258E-2,null,1.5016946655603922E-2,8.8551139102838027E-3,2.9006368692066121E-4,2.6211044960359614E-3,5.5707547415131495E-5,5.1125724774193741E-5,2.6838936296259483E-2]
[2004,3,23,21,1.3412184326665933E-2,8.6865381793857048E-3,5.9269680000000014E-4,3.8540878085581865E-3,6.3703823633477972E-5,5.1125724774193741E-5,2.6660336663017498E-2,null,1.3847704603059107E-2,8.4000010158483494E-3,2.9006368692066121E-4,2.6346969352541564E-3,5.5707547415131495E-5,5.1125724774193741E-5,2.5228173788497409E-2]
[2004,3,23,22,1.2550927865028533E-2,8.3558890364853079E-3,5.9269680000000014E-4,3.9027209550905064E-3,6.3703823633477972E-5,5.1125724774193741E-5,2.551706420501202E-2,null,1.2958481432712525E-2,8.0802587803460672E-3,2.9006368692066121E-4,2.667943090631297E-3,5.5707547415131495E-5,5.1125724774193741E-5,2.4052454538025684E-2]
[2004,3,23,23,1.0783450182643563E-2,7.8024347457623568E-3,5.9269680000000014E-4,3.0280736154992419E-3,6.3703823633477972E-5,5.1125724774193741E-5,2.2321484892312834E-2,null,1.1133610237831562E-2,7.5450609249643743E-3,2.9006368692066121E-4,2.0700245222135755E-3,5.5707547415131495E-5,5.1125724774193741E-5,2.1094466919345307E-2]
[2004,3,23,24,9.2345958893353224E-3,7.4622542199025187E-3,5.9269680000000014E-4,2.456957348959829E-3,6.3703823633477972E-5,5.1125724774193741E-5,1.9861333806605343E-2,null,9.5344615678964496E-3,7.2161017120093533E-3,2.9006368692066121E-4,1.6796031431822289E-3,5.5707547415131495E-5,5.1125724774193741E-5,1.8775937657423827E-2]
[2004,3,24,1,7.8869870702437186E-3,7.0449619879944143E-3,5.9269680000000014E-4,2.0375119821708434E-3,6.3703823633477972E-5,5.1125724774193741E-5,1.7676987388816651E-2,null,8.1430932126199933E-3,6.8125744265077328E-3,2.9006368692066121E-4,1.3928656641005268E-3,5.5707547415131495E-5,5.1125724774193741E-5,1.6694304537564045E-2]
[2004,3,24,2,7.9004500260484601E-3,6.7744619390281945E-3,5.9269680000000014E-4,1.8283367235189737E-3,6.3703823633477972E-5,5.1125724774193741E-5,1.7210775037003304E-2,null,8.1569933373519081E-3,6.5509971860489838E-3,2.9006368692066121E-4,1.2498711501516483E-3,5.5707547415131495E-5,5.1125724774193741E-5,1.6303632907888336E-2]
[2004,3,24,3,7.7388251039896281E-3,6.6320951063809468E-3,5.9269680000000014E-4,1.9742423652722918E-3,6.3703823633477972E-5,5.1125724774193741E-5,1.7052688924050541E-2,null,7.9901201329094871E-3,6.4133265151598631E-3,2.9006368692066121E-4,1.349613856145565E-3,5.5707547415131495E-5,5.1125724774193741E-5,1.6098831738550708E-2]
[2004,3,24,4,8.1549628946597161E-3,6.5403938198223439E-3,5.9269680000000014E-4,2.087274215777318E-3,6.3703823633477972E-5,5.1125724774193741E-5,1.749015727866705E-2,null,8.4197707445486363E-3,6.3246501190697768E-3,2.9006368692066121E-4,1.4268836758550196E-3,5.5707547415131495E-5,5.1125724774193741E-5,1.6517075773809228E-2]
[2004,3,24,5,9.0753809662497513E-3,6.7232758686470101E-3,5.9269680000000014E-4,1.9744622131048074E-3,6.3703823633477972E-5,5.1125724774193741E-5,1.8480645396409243E-2,null,9.3700766198828514E-3,6.5014995571524015E-3,2.9006368692066121E-4,1.3497641465487222E-3,5.5707547415131495E-5,5.1125724774193741E-5,1.7567111557919769E-2]
[2004,3,24,6,9.6938954686183396E-3,7.3160662158549116E-3,5.9269680000000014E-4,2.6469772856354801E-3,6.3703823633477972E-5,5.1125724774193741E-5,2.0364465318516406E-2,null,1.0008675517191434E-2,7.0747359162060377E-3,2.9006368692066121E-4,1.8095028677512491E-3,5.5707547415131495E-5,5.1125724774193741E-5,1.9238685535484516E-2]
[2004,3,24,7,1.1536752951260923E-2,8.6237787309535463E-3,1.7785645574400002E-4,2.5662777709635951E-3,1.9116243395934068E-5,5.1125724774193741E-5,2.297490787709219E-2,null,1.1911374244231323E-2,8.3393117723663743E-3,8.7042311171151994E-5,1.7543357894323837E-3,1.6716720828332659E-5,5.1125724774193741E-5,2.2108780838029564E-2]
[2004,3,24,11,1.0273651008671756E-2,1.1421189547629036E-2,0,6.6470137602451058E-3,0,5.1125724774193741E-5,2.8392980041320091E-2,null,1.0607256871660668E-2,1.1044446224844085E-2,0,4.5439719208840617E-3,0,5.1125724774193741E-5,2.6195675017388814E-2]
[2004,3,24,14,9.3018411247511971E-3,1.1216816134475687E-2,0,6.5125128960604123E-3,0,5.1125724774193741E-5,2.7082295880061492E-2,null,9.6038903897290584E-3,1.0846814344036311E-2,0,4.4520256466270107E-3,0,5.1125724774193741E-5,2.4902730380392379E-2]
[2004,3,24,18,1.3405078239717856E-2,8.9726351444747339E-3,0,2.8322943498832916E-3,0,5.1125724774193741E-5,2.5261133458850074E-2,null,1.3840367767347345E-2,8.6766606871408938E-3,0,1.9361876568574584E-3,0,5.1125724774193741E-5,2.44532161113457E-2]
[2004,3,24,21,1.3009103218220512E-2,8.480381007219857E-3,5.9269680000000014E-4,3.581498146755025E-3,6.3703823633477972E-5,5.1125724774193741E-5,2.5778508720603069E-2,null,1.343153465006135E-2,8.2006442157220184E-3,2.9006368692066121E-4,2.4483516358709979E-3,5.5707547415131495E-5,5.1125724774193741E-5,2.4426301735990166E-2]
[2004,3,24,24,8.9556375511474842E-3,7.2750295165901436E-3,5.9269680000000014E-4,2.2661997843664685E-3,6.3703823633477972E-5,5.1125724774193741E-5,1.9204393200511771E-2,null,9.2464448981504771E-3,7.0350528677473141E-3,2.9006368692066121E-4,1.5491991680328687E-3,5.5707547415131495E-5,5.1125724774193741E-5,1.8176468168266458E-2]
[2004,3,25,4,6.9153998496116155E-3,6.4582004453311616E-3,5.9269680000000014E-4,2.1702731151990303E-3,6.3703823633477972E-5,5.1125724774193741E-5,1.6251399758549483E-2,null,7.1399566242962694E-3,6.2451680037593988E-3,2.9006368692066121E-4,1.4836226389503262E-3,5.5707547415131495E-5,5.1125724774193741E-5,1.5214518501341786E-2]
[2004,3,25,5,7.6605867837367114E-3,6.6584711980526828E-3,5.9269680000000014E-4,2.1522197854765314E-3,6.3703823633477972E-5,5.1125724774193741E-5,1.7178804115673598E-2,null,7.9093412589308562E-3,6.4388325559164078E-3,2.9006368692066121E-4,1.4712811836297235E-3,5.5707547415131495E-5,5.1125724774193741E-5,1.6165226232812781E-2]
[2004,3,25,9,9.6628373197121132E-3,1.0983162822219623E-2,0,6.7854192396985778E-3,0,5.1125724774193741E-5,2.7482545106404507E-2,null,9.9766088484746791E-3,1.0620868401040864E-2,0,4.6385874332054745E-3,0,5.1125724774193741E-5,2.5236064682721018E-2]
[2004,3,25,12,8.8675795835054094E-3,1.1173920605118182E-2,0,7.1089901374254824E-3,0,5.1125724774193741E-5,2.7201616050823271E-2,null,9.1555275133193732E-3,1.0805333781499503E-2,0,4.8597840677724064E-3,0,5.1125724774193741E-5,2.4820645362591279E-2]
[2004,3,25,15,8.2921433707653456E-3,1.0757599860133691E-2,0,6.6380266598687499E-3,0,5.1125724774193741E-5,2.573889561554198E-2,null,8.5614057433042786E-3,1.0402745937116624E-2,0,4.5378282399420166E-3,0,5.1125724774193741E-5,2.3501979920362917E-2]
[2004,3,25,19,1.2732816808054305E-2,8.7719369732720022E-3,1.8768732019756564E-4,3.0344806411230271E-3,2.0172877505169299E-5,5.1125724774193741E-5,2.4798220344926264E-2,null,1.3146276671149251E-2,8.4825828154770546E-3,9.1853500954897278E-5,2.0744044355973852E-3,1.7640723366694158E-5,5.1125724774193741E-5,2.3812758146545286E-2]
[2004,3,25,21,1.1411400279558547E-2,8.4286970914552815E-3,5.9269680000000014E-4,3.8822884472871399E-3,6.3703823633477972E-5,5.1125724774193741E-5,2.4429912166708641E-2,null,1.1781951122190899E-2,8.1506651635426669E-3,2.9006368692066121E-4,2.6539752029330599E-3,5.5707547415131495E-5,5.1125724774193741E-5,2.293236272300242E-2]
[2004,3,26,2,6.03621170563645E-3,6.996302822275524E-3,5.9269680000000014E-4,3.4463724595495413E-3,6.3703823633477972E-5,5.1125724774193741E-5,1.7186413335869188E-2,null,6.2322194942544288E-3,6.7655203489191485E-3,2.9006368692066121E-4,2.3559782257053419E-3,5.5707547415131495E-5,5.1125724774193741E-5,1.5699489303214714E-2]
[2004,3,26,3,5.836262985612955E-3,6.8430696812784349E-3,5.9269680000000014E-4,3.398401275279858E-3,6.3703823633477972E-5,5.1125724774193741E-5,1.6785260290578922E-2,null,6.0257780419743423E-3,6.6173418094991783E-3,2.9006368692066121E-4,2.3231845950321662E-3,5.5707547415131495E-5,5.1125724774193741E-5,1.531207568084148E-2]
[2004,3,26,6,7.8287793235221406E-3,7.1816828500440525E-3,5.9269680000000014E-4,3.4126059145854477E-3,6.3703823633477972E-5,5.1125724774193741E-5,1.9130594436559314E-2,null,8.0829953446979481E-3,6.9447853667451284E-3,2.9006368692066121E-4,2.3328950431339775E-3,5.5707547415131495E-5,5.1125724774193741E-5,1.7706446988912848E-2]
[2004,3,26,10,9.4210572814502382E-3,1.071154095056593E-2,0,7.3705685515292503E-3,0,5.1125724774193741E-5,2.7554292508319613E-2,null,{"$f":"E2052*V$5","v":9.726977731930141E-3},1.0358206342727203E-2,0,5.0386019567778108E-3,0,5.1125724774193741E-5,{"$f":"SUM(M2052:Q2052)","v":2.5123786031435152E-2}]
[2004,3,26,13,8.9116097305878446E-3,1.0510691551663785E-2,0,6.8501510839117929E-3,0,5.1125724774193741E-5,2.6323578090937615E-2,null,9.2009874067697315E-3,1.0163982231813336E-2,0,4.6828388358806277E-3,0,5.1125724774193741E-5,2.4047808474463694E-2]
[2004,3,26,18,9.7360805318724812E-3,8.9653945369151875E-3,0,5.2839610028028311E-3,0,5.1125724774193741E-5,2.4036561796364694E-2,null,1.0052230413275236E-2,8.6696589207755671E-3,0,3.6121740218719041E-3,0,5.1125724774193741E-5,2.2334063355922706E-2]
[2004,3,26,21,1.1427967104043887E-2,7.8746092752309295E-3,5.9269680000000014E-4,3.3413340214120276E-3,6.3703823633477972E-5,5.1125724774193741E-5,2.3351436749094515E-2,null,1.179905590438716E-2,7.6148546803516629E-3,2.9006368692066121E-4,2.2841727908550339E-3,5.5707547415131495E-5,5.1125724774193741E-5,2.2043854609929654E-2]
[2004,3,26,24,7.2327346225911759E-3,6.6753689240011023E-3,5.9269680000000014E-4,3.705571084759406E-3,6.3703823633477972E-5,5.1125724774193741E-5,1.832120097975936E-2,null,7.4675958879293356E-3,6.4551728876113858E-3,2.9006368692066121E-4,2.5331692647745834E-3,5.5707547415131495E-5,5.1125724774193741E-5,1.6801709274651098E-2]
[2004,3,27,1,6.6857172161425733E-3,6.048526634794972E-3,5.9269680000000014E-4,2.5957547221284009E-3,6.3703823633477972E-5,5.1125724774193741E-5,1.6037524921473621E-2,null,6.9028157393168999E-3,5.8490078357379171E-3,2.9006368692066121E-4,1.7744865583697433E-3,5.5707547415131495E-5,5.1125724774193741E-5,1.4872081367760352E-2]
[2004,3,27,4,6.3352270074529347E-3,5.7202071015277313E-3,5.9269680000000014E-4,2.6629441872326361E-3,6.3703823633477972E-5,5.1125724774193741E-5,1.5425904644620972E-2,null,6.5409444170931941E-3,5.5315183645568084E-3,2.9006368692066121E-4,1.8204180177927498E-3,5.5707547415131495E-5,5.1125724774193741E-5,1.4238652033778545E-2]
[2004,3,27,7,8.2632141077839637E-3,6.9134263488385044E-3,1.1858677574400002E-4,3.3590239250120501E-3,1.2745861032586272E-5,5.1125724774193741E-5,1.8718122743185298E-2,null,8.5315370896686497E-3,6.6853776676018689E-3,5.8035942479085886E-5,2.2962658040698411E-3,1.1145966086819508E-5,5.1125724774193741E-5,1.7582362469906264E-2]
[2004,3,27,11,1.1504311209643877E-2,8.2064018187761462E-3,0,3.8521146504932884E-3,0,5.1125724774193741E-5,2.3613953403687504E-2,null,1.1877879054799097E-2,7.9357025998882148E-3,0,2.633348062637706E-3,0,5.1125724774193741E-5,2.2446929717325016E-2]
[2004,3,27,15,9.1387636060748113E-3,7.9577870949395606E-3,0,4.4395656906888294E-3,0,5.1125724774193741E-5,2.1587242116477397E-2,null,9.4355174199704621E-3,7.6952887676278395E-3,0,3.0349360731075749E-3,0,5.1125724774193741E-5,2.0165742260705877E-2]
[2004,3,27,18,1.0866388274918728E-2,7.0273593453019584E-3,0,2.8916106461442091E-3,0,5.1125724774193741E-5,2.083648399113909E-2,null,1.1219241494768904E-2,6.7955524306971184E-3,0,1.9767369312207045E-3,0,5.1125724774193741E-5,1.9991530856686729E-2]
[2004,3,27,22,1.0198527589220267E-2,6.0545199870348067E-3,5.9269680000000014E-4,2.7870525772394302E-3,6.3703823633477972E-5,5.1125724774193741E-5,1.974762650190218E-2,null,1.0529694045502094E-2,5.8548034891804379E-3,2.9006368692066121E-4,1.905259882076209E-3,5.5707547415131495E-5,5.1125724774193741E-5,1.8635528651094538E-2]
[2004,3,28,1,7.4821867643165927E-3,5.955735907789919E-3,5.9269680000000014E-4,3.7021364093350008E-3,6.3703823633477972E-5,5.1125724774193741E-5,1.7847585429849187E-2,null,7.7251482363820878E-3,5.7592779358620989E-3,2.9006368692066121E-4,2.5308212827711172E-3,5.5707547415131495E-5,5.1125724774193741E-5,1.6361018689351099E-2]
[2004,3,28,2,7.1706037339191358E-3,5.8054455466427955E-3,5.9269680000000014E-4,3.6734011362195228E-3,6.3703823633477972E-5,5.1125724774193741E-5,1.7356976765189127E-2,null,7.4034474858420346E-3,5.6139451047345053E-3,2.9006368692066121E-4,2.5111775331287437E-3,5.5707547415131495E-5,5.1125724774193741E-5,1.5874341358041076E-2]
[2004,3,28,5,7.116985035159229E-3,5.809020976002212E-3,5.9269680000000014E-4,3.5513296298964156E-3,6.3703823633477972E-5,5.1125724774193741E-5,1.718486198946553E-2,null,7.3480876813878573E-3,5.6174025937400186E-3,2.9006368692066121E-4,2.4277281049976118E-3,5.5707547415131495E-5,5.1125724774193741E-5,1.5738989614461279E-2]
[2004,3,28,8,9.6031223963942407E-3,7.0587243462610638E-3,0,4.242294182815699E-3,0,5.1125724774193741E-5,2.0955266650245202E-2,null,9.9149548629373519E-3,6.8258828148475975E-3,0,2.9000790944855074E-3,0,5.1125724774193741E-5,1.9640916772270454E-2]
[2004,3,28,13,1.0256123421064436E-2,7.9934439242928292E-3,0,4.792144122533779E-3,0,5.1125724774193741E-5,2.3092837192665239E-2,null,1.0589160128454726E-2,7.7297694084313513E-3,0,3.2759625779411844E-3,0,5.1125724774193741E-5,2.1594892114827263E-2]
[2004,3,28,16,1.0876181351748693E-2,7.7655971737455596E-3,0,4.0223871453149854E-3,0,5.1125724774193741E-5,2.2715291395583433E-2,null,1.1229352572263328E-2,7.5094384898846765E-3,0,2.7497482181475601E-3,0,5.1125724774193741E-5,2.1488539280295565E-2]
[2004,3,28,19,1.3230093702388129E-2,6.878799258823445E-3,1.5805248019756563E-4,2.935952431828634E-3,1.69876863234954E-5,5.1125724774193741E-5,2.3271011284335459E-2,null,1.3659701134379336E-2,6.6518927987973273E-3,7.7350316608864204E-5,2.0070494649899223E-3,1.4855345995937582E-5,5.1125724774193741E-5,2.2410849060771388E-2]
[2004,3,28,23,8.7319693038624309E-3,6.8810995567568888E-3,5.9269680000000014E-4,3.5807744599860984E-3,6.3703823633477972E-5,5.1125724774193741E-5,1.9901369669013094E-2,null,9.0155136984256569E-3,6.6541172183046905E-3,2.9006368692066121E-4,2.447856915613732E-3,5.5707547415131495E-5,5.1125724774193741E-5,1.8463259066679876E-2]
[2004,3,29,2,6.4010016121012871E-3,6.5394372487124494E-3,5.9269680000000014E-4,3.6628502445196524E-3,6.3703823633477972E-5,5.1125724774193741E-5,1.7310815453741062E-2,null,{"$f":"E2116*V$5","v":6.6088548538549745E-3},6.3237251017465449E-3,2.9006368692066121E-4,2.5039648271898392E-3,5.5707547415131495E-5,5.1125724774193741E-5,{"$f":"SUM(M2116:Q2116)","v":1.5782316017127151E-2}]
[2004,3,29,5,7.6537329344996225E-3,6.5822677494134663E-3,5.9269680000000014E-4,3.43853514165525E-3,6.3703823633477972E-5,5.1125724774193741E-5,1.8382062173976012E-2,null,7.9022648515897787E-3,6.3651427806847016E-3,2.9006368692066121E-4,2.3506205487497599E-3,5.5707547415131495E-5,5.1125724774193741E-5,1.6963799415360033E-2]
[2004,3,29,7,1.0136450814751409E-2,8.5378341337396871E-3,8.8951935744000009E-5,4.4146156263571686E-3,9.5606698509123717E-6,5.1125724774193741E-5,2.3238538905217373E-2,null,1.0465601514813683E-2,8.2562021734681225E-3,4.3532758133052826E-5,3.0178799339394295E-3,8.3605887160629339E-6,5.1125724774193741E-5,2.1791576969070352E-2]
[2004,3,29,10,9.380790282477864E-3,1.1223605843382068E-2,0,8.4541721943147512E-3,0,5.1125724774193741E-5,2.9109694044948876E-2,null,9.6854031834867158E-3,1.0853380085247957E-2,0,5.7793653587785666E-3,0,5.1125724774193741E-5,2.6318148627513239E-2]
[2004,3,29,14,9.5045840054356016E-3,1.108435158555921E-2,0,7.3085830363166238E-3,0,5.1125724774193741E-5,2.794864435208563E-2,null,9.8132167346189816E-3,1.0718719316709674E-2,0,4.9962279748985679E-3,0,5.1125724774193741E-5,2.5528164026227224E-2]
[2004,3,29,17,1.0822946681785902E-2,1.0022940345668615E-2,0,6.5098835117764729E-3,0,5.1125724774193741E-5,2.7406896264005186E-2,null,1.1174389266784412E-2,9.6923201564006398E-3,0,4.450228170529264E-3,0,5.1125724774193741E-5,2.5316937593714318E-2]
[2004,3,29,21,1.2283127883228289E-2,8.5791777725984005E-3,5.9269680000000014E-4,4.0811986885623481E-3,6.3703823633477972E-5,5.1125724774193741E-5,2.5651030692796711E-2,null,1.2681985453358784E-2,8.296182036704805E-3,2.9006368692066121E-4,2.7899524377834797E-3,5.5707547415131495E-5,5.1125724774193741E-5,2.4113891162182866E-2]
[2004,3,29,24,7.0870534738647351E-3,7.6268523096360286E-3,5.9269680000000014E-4,3.8201944124016578E-3,6.3703823633477972E-5,5.1125724774193741E-5,1.9241626544310095E-2,null,7.3171841828212269E-3,7.3752703120218794E-3,2.9006368692066121E-4,2.6115270358085161E-3,5.5707547415131495E-5,5.1125724774193741E-5,1.7649752764987415E-2]
[2004,3,30,2,6.2048842489220487E-3,7.0114174427780632E-3,5.9269680000000014E-4,3.1731799457837091E-3,6.3703823633477972E-5,5.1125724774193741E-5,1.7097007985891494E-2,null,6.4063691701891539E-3,6.7801363933034115E-3,2.9006368692066121E-4,2.1692208100712422E-3,5.5707547415131495E-5,5.1125724774193741E-5,1.5701497607899604E-2]
[2004,3,30,5,6.959445389609467E-3,7.0252352298190521E-3,5.9269680000000014E-4,3.6662761829588881E-3,6.3703823633477972E-5,5.1125724774193741E-5,1.835848315079508E-2,null,7.1854324105005956E-3,6.7934983820248252E-3,2.9006368692066121E-4,2.5063068364938774E-3,5.5707547415131495E-5,5.1125724774193741E-5,1.6831008863355094E-2]
[2004,3,30,8,9.7101495820920997E-3,1.0423037634248272E-2,0,6.4853979334185971E-3,0,5.1125724774193741E-5,2.6669710874533164E-2,null,1.0025457434028181E-2,1.0079219696942917E-2,0,4.4334895590959263E-3,0,5.1125724774193741E-5,2.4538166690067025E-2]
[2004,3,30,11,8.4283368422729908E-3,1.166276490019557E-2,0,8.0630674722178865E-3,0,5.1125724774193741E-5,2.820529493946064E-2,null,8.7020216874613646E-3,1.1278052888978532E-2,0,5.5120018569964086E-3,0,5.1125724774193741E-5,2.5492076433436303E-2]
[2004,3,30,15,7.7491018747514878E-3,1.0965708770832857E-2,0,7.2664706884022177E-3,0,5.1125724774193741E-5,2.6032407058760757E-2,null,8.0007306108389221E-3,1.0603990095051552E-2,0,4.9674395093789016E-3,0,5.1125724774193741E-5,2.3572160215269377E-2]
[2004,3,30,18,1.0281478967979872E-2,9.4228746006085502E-3,0,5.3386716062660588E-3,0,5.1125724774193741E-5,2.5094150899628673E-2,null,1.0615339020362428E-2,9.1120483882937264E-3,0,3.6495747938393693E-3,0,5.1125724774193741E-5,2.3376962202495525E-2]
[2004,3,30,23,8.5587106712967254E-3,7.9078215202250876E-3,5.9269680000000014E-4,4.2664412463749397E-3,6.3703823633477972E-5,5.1125724774193741E-5,2.1440499786304426E-2,null,8.8366290137788968E-3,7.6469713747042639E-3,2.9006368692066121E-4,2.916586293468791E-3,5.5707547415131495E-5,5.1125724774193741E-5,1.9745957916287745E-2]
[2004,3,31,2,6.2040129148097384E-3,6.9189370494547771E-3,5.9269680000000014E-4,2.9252290777291813E-3,6.3703823633477972E-5,5.1125724774193741E-5,1.675570539040137E-2,null,6.4054695421267918E-3,6.6907065903348143E-3,2.9006368692066121E-4,1.9997188618524593E-3,5.5707547415131495E-5,5.1125724774193741E-5,1.5441666228649857E-2]
[2004,3,31,5,6.9789195539606092E-3,6.9240083151530804E-3,5.9269680000000014E-4,3.381544050630114E-3,6.3703823633477972E-5,5.1125724774193741E-5,1.7991998268151479E-2,null,7.2055389396652658E-3,6.6956105735025253E-3,2.9006368692066121E-4,2.3116608103319449E-3,5.5707547415131495E-5,5.1125724774193741E-5,1.6558581557835531E-2]
[2004,3,31,6,8.9601554417430215E-3,7.2881367452730713E-3,5.9269680000000014E-4,2.8701901040619742E-3,6.3703823633477972E-5,5.1125724774193741E-5,1.9826008639485745E-2,null,9.2511094936311364E-3,7.0477277368353056E-3,2.9006368692066121E-4,1.9620936123917387E-3,5.5707547415131495E-5,5.1125724774193741E-5,1.8606702077193976E-2]
[2004,3,31,9,9.0886924952920077E-3,1.1088032712586706E-2,0,7.2089949698710487E-3,0,5.1125724774193741E-5,2.7436845902523956E-2,null,9.3838204007244044E-3,1.0722279016803298E-2,0,4.9281484742526799E-3,0,5.1125724774193741E-5,2.5034247891780381E-2]
[2004,3,31,13,8.2153936683576588E-3,1.1272255837482568E-2,0,7.325533817302065E-3,0,5.1125724774193741E-5,2.6864309047916486E-2,null,8.4821638255503391E-3,1.0900425293756337E-2,0,5.0078157157417667E-3,0,5.1125724774193741E-5,2.4390404835048441E-2]
[2004,3,31,16,8.3978822080718052E-3,1.0447601167232153E-2,0,6.3737856701774603E-3,0,5.1125724774193741E-5,2.5270394770255614E-2,null,8.6705781307713659E-3,1.0102972968701635E-2,0,4.3571901848976479E-3,0,5.1125724774193741E-5,2.3130741284370648E-2]
[2004,3,31,20,1.1813120109280081E-2,9.1203163035121701E-3,5.9269680000000014E-4,4.9463153752659595E-3,6.3703823633477972E-5,5.1125724774193741E-5,2.6587278136465886E-2,null,1.2196715593039613E-2,8.819470384205259E-3,2.9006368692066121E-4,3.3813557467672283E-3,5.5707547415131495E-5,5.1125724774193741E-5,2.4743312958347894E-2]
[2004,3,31,24,6.8640410133091372E-3,7.4718178772979057E-3,5.9282304000000008E-4,3.6530856922669668E-3,6.3717392073016509E-5,5.1125724774193741E-5,1.8696610739721224E-2,null,7.0869300645240788E-3,7.22534989928229E-3,2.9012546832362615E-4,2.4972896715700962E-3,5.5719412707445678E-5,5.1125724774193741E-5,1.7155414516407539E-2]
[2004,4,1,3,5.8499709470176322E-3,6.0803537027571998E-3,5.925495200000009E-4,2.9998270561447599E-3,6.3703860000000084E-5,5.8857571850000142E-5,1.5645262657769592E-2,null,6.0399311281248737E-3,5.8797850449889668E-3,2.8999160861720239E-4,2.0507148626885711E-3,5.5707579216829407E-5,5.8857571850000142E-5,1.4316130223636443E-2]
[2004,4,1,6,8.5464635111457028E-3,6.6415179307122603E-3,5.925495200000009E-4,2.9732704759281693E-3,6.3703860000000084E-5,5.8857571850000142E-5,1.8876362869636131E-2,null,8.8239841640014808E-3,6.4224385149370625E-3,2.8999160861720239E-4,2.0325604915421448E-3,5.5707579216829407E-5,5.8857571850000142E-5,1.7624682358314721E-2]
[2004,4,1,7,9.2815303959535057E-3,8.4258128466926947E-3,2.9674879961600044E-5,5.6091849355434219E-3,3.1902893088000035E-6,5.8857571850000142E-5,2.3408250919310022E-2,null,9.5829201312079247E-3,8.1478760594789583E-3,1.4522779759549496E-5,3.8345006894066258E-3,2.7898355671788162E-6,5.8857571850000142E-5,2.1582609495420235E-2]
[2004,4,1,13,7.7380107855417124E-3,1.0619792623461754E-2,0,7.9385638586123592E-3,0,5.8857571850000142E-5,2.6355224839465827E-2,null,7.9892793719234384E-3,1.0269484457787307E-2,0,5.4268898135016695E-3,0,5.8857571850000142E-5,2.3685653643212415E-2]
[2004,4,1,15,7.1987571672325144E-3,1.0233760385472239E-2,0,7.745245999559185E-3,0,5.8857571850000142E-5,2.5236621124113935E-2,null,7.4325151170786911E-3,9.8961860131943375E-3,0,5.2947355928203727E-3,0,5.8857571850000142E-5,2.2623436723093401E-2]
[2004,4,1,18,9.7782456699482267E-3,8.7521250708299317E-3,0,5.9988978676427376E-3,0,5.8857571850000142E-5,2.4588126180270897E-2,null,1.0095764737170504E-2,8.4634244353257743E-3,0,4.1009127481954717E-3,0,5.8857571850000142E-5,2.266010192069175E-2]
[2004,4,1,21,1.0776899637641401E-2,7.8325224792771785E-3,5.925495200000009E-4,4.6286504949027184E-3,6.3703860000000084E-5,5.8857571850000142E-5,2.3953183563671297E-2,null,1.1126846983616613E-2,7.5741561740578344E-3,2.8999160861720239E-4,3.1641965308115303E-3,5.5707579216829407E-5,5.8857571850000142E-5,2.2210898876320009E-2]
[2004,4,2,1,5.4641639536281792E-3,6.4613691394934426E-3,5.925495200000009E-4,3.6297374210315526E-3,6.3703860000000084E-5,5.8857571850000142E-5,1.6270381466003174E-2,null,5.641596215024287E-3,6.2482321742761693E-3,2.8999160861720239E-4,2.4813285358297973E-3,5.5707579216829407E-5,5.8857571850000142E-5,1.4716856112964284E-2]
[2004,4,2,4,5.6101803565550184E-3,5.9007215274905931E-3,5.925495200000009E-4,3.6408165267776821E-3,6.3703860000000084E-5,5.8857571850000142E-5,1.5866829362673293E-2,null,5.7923540607028633E-3,5.7060782790071644E-3,2.8999160861720239E-4,2.488902334716752E-3,5.5707579216829407E-5,5.8857571850000142E-5,1.433303386226081E-2]
[2004,4,2,7,8.4712143707034657E-3,7.8285030953667324E-3,1.9799054430750192E-5,4.8027493346852338E-3,2.1285582875653825E-6,5.8857571850000142E-5,2.1183251985323746E-2,null,8.7462915344417701E-3,7.5702693749402118E-3,9.6895861859322543E-6,3.2832124179399285E-3,1.8613758949957998E-6,5.8857571850000142E-5,1.9611324289402838E-2]
[2004,4,2,10,8.7067378411218917E-3,9.9630560576786289E-3,0,6.9980135399925619E-3,0,5.8857571850000142E-5,2.5726665010643083E-2,null,8.9894629199525778E-3,9.6344112323205038E-3,0,4.7839192417318101E-3,0,5.8857571850000142E-5,2.3407793394004891E-2]
[2004,4,2,12,8.2676574248402926E-3,9.8690085086132247E-3,0,6.7968059252702861E-3,0,5.8857571850000142E-5,2.4992329430573806E-2,null,8.5361246900590975E-3,9.5434659683530688E-3,0,4.6463714970537001E-3,0,5.8857571850000142E-5,2.2725962155465865E-2]
[2004,4,2,16,7.7960169055519496E-3,9.1323835197457317E-3,0,6.3842420078274132E-3,0,5.8857571850000142E-5,2.3371500004975097E-2,null,8.0491690659141735E-3,8.8311395470555346E-3,0,4.3643382526451285E-3,0,5.8857571850000142E-5,2.1244646865614836E-2]
[2004,4,2,19,9.4506570812833424E-3,7.8475930271563119E-3,9.8758253530849979E-5,4.6180200859038236E-3,1.0617310021234631E-5,5.8857571850000142E-5,2.2084503329745563E-2,null,9.757538696081489E-3,7.5887295996135444E-3,4.83319348661976E-5,3.1569294659699629E-3,9.284596554707425E-6,5.8857571850000142E-5,2.0560814293085899E-2]
[2004,4,2,22,9.7751895824334557E-3,6.3574830911864288E-3,5.925495200000009E-4,3.0418573914977806E-3,6.3703860000000084E-5,5.8857571850000142E-5,1.9889641016967663E-2,null,1.0092609412421388E-2,6.1477729472181122E-3,2.8999160861720239E-4,2.0794472635167023E-3,5.5707579216829407E-5,5.8857571850000142E-5,1.8665528810990234E-2]
[2004,4,3,2,6.0427187948350605E-3,5.3161784535732913E-3,5.925495200000009E-4,2.890117462971676E-3,6.3703860000000084E-5,5.8857571850000142E-5,1.496412566323003E-2,null,6.2389378815695335E-3,5.1408171458246828E-3,2.8999160861720239E-4,1.9757161747346401E-3,5.5707579216829407E-5,5.8857571850000142E-5,1.3701170389962889E-2]
[2004,4,3,3,6.199775251283071E-3,5.1839782349094822E-3,5.925495200000009E-4,2.6269687168922486E-3,6.3703860000000084E-5,5.8857571850000142E-5,1.4725833154934804E-2,null,6.4010942732447666E-3,5.0129777294612475E-3,2.8999160861720239E-4,1.7958247894704288E-3,5.5707579216829407E-5,5.8857571850000142E-5,1.3555595980010472E-2]
[2004,4,3,7,8.1292920465593551E-3,6.2898799839380577E-3,4.7403961600000079E-8,3.5163011740026247E-3,5.0963088000000064E-9,5.8857571850000142E-5,1.7994383276620438E-2,null,8.3932663130000008E-3,6.0823998195309002E-3,2.3199328689376197E-8,2.4037822661962427E-3,4.4566063373463519E-9,5.8857571850000142E-5,1.6879476054662172E-2]
[2004,4,3,10,1.1049589268037011E-2,7.4020681850726997E-3,0,4.0009538044806807E-3,0,5.8857571850000142E-5,2.2511468829440395E-2,null,{"$f":"E2244*V$5","v":1.1408391388171816E-2},7.1579009946153823E-3,0,2.7350961499505132E-3,0,5.8857571850000142E-5,{"$f":"SUM(M2244:Q2244)","v":2.1301388532737713E-2}]
[2004,4,3,13,9.4733511106117625E-3,7.4897286249471853E-3,0,4.4907062720064258E-3,0,5.8857571850000142E-5,2.1512643579415371E-2,null,9.7809696456374329E-3,7.242669836792677E-3,0,3.0698963385601134E-3,0,5.8857571850000142E-5,2.0093535820990223E-2]
[2004,4,3,17,9.9858230495269585E-3,6.9639264928809874E-3,0,4.2210037664398492E-3,0,5.8857571850000142E-5,2.1229610880697795E-2,null,1.0310082566740469E-2,6.7342119963640481E-3,0,2.88552473102467E-3,0,5.8857571850000142E-5,1.9929819294129188E-2]
[2004,4,3,20,1.0604332987728622E-2,6.0340877234172155E-3,5.925495200000009E-4,3.129241737917004E-3,6.3703860000000084E-5,5.8857571850000142E-5,2.048277340091284E-2,null,1.0948676751674557E-2,5.8350452113027041E-3,2.8999160861720239E-4,2.1391841665495486E-3,5.5707579216829407E-5,5.8857571850000142E-5,1.926860531736084E-2]
[2004,4,3,24,7.3053353467279107E-3,5.0937947242409767E-3,5.925495200000009E-4,3.2034113108198015E-3,6.3703860000000084E-5,5.8857571850000142E-5,1.6317652333638692E-2,null,7.5425541018434451E-3,4.9257690433789176E-3,2.8999160861720239E-4,2.189887304651951E-3,5.5707579216829407E-5,5.8857571850000142E-5,1.5003909637708344E-2]
[2004,4,4,4,6.8003900191319563E-3,4.5311993749689201E-3,5.925495200000009E-4,1.727800565852568E-3,6.3703860000000084E-5,5.8857571850000142E-5,1.3774500911803446E-2,null,7.0212121960852884E-3,4.3817316595783406E-3,2.8999160861720239E-4,1.1811435238900658E-3,5.5707579216829407E-5,5.8857571850000142E-5,1.2929786567387726E-2]
[2004,4,4,7,8.1794162327157444E-3,5.2551707510757016E-3,0,1.2950848088705222E-3,0,5.8857571850000142E-5,1.4788529364511969E-2,null,8.4450181310824889E-3,5.0818218645778367E-3,0,8.8533425970433886E-4,0,5.8857571850000142E-5,1.4412174255364665E-2]
[2004,4,4,8,9.2999288426225523E-3,5.7523159091814498E-3,0,1.7963004204395805E-3,0,5.8857571850000142E-5,1.6907402744093584E-2,null,9.6019160119998077E-3,5.5625680199360922E-3,0,1.2279707800166651E-3,0,5.8857571850000142E-5,1.6392454811952565E-2]
[2004,4,4,11,9.1665586888013545E-3,6.8272307716645267E-3,0,3.0497813203255722E-3,0,5.8857571850000142E-5,1.9102428352641455E-2,null,9.4642150642646507E-3,6.6020253676555797E-3,0,2.0848641486617154E-3,0,5.8857571850000142E-5,1.8151104580581945E-2]
[2004,4,4,14,1.0012902916074654E-2,6.5678535673556384E-3,0,1.4349399108003369E-3,0,5.8857571850000142E-5,1.8074553966080629E-2,null,1.0338041770365281E-2,6.3512040698394867E-3,0,9.8094074993944E-4,0,5.8857571850000142E-5,1.7670186590144209E-2]
[2004,4,4,18,1.1804963725999321E-2,5.6978864490304579E-3,0,6.6352403136491248E-4,0,5.8857571850000142E-5,1.8225231778244692E-2,null,1.2188294355786205E-2,5.5099339888504493E-3,0,4.5359234629337966E-4,0,5.8857571850000142E-5,1.8151820690930034E-2]
[2004,4,4,21,1.1617739537208854E-2,5.594582595720674E-3,5.925495200000009E-4,1.5940458093696361E-3,6.3703860000000084E-5,5.8857571850000142E-5,1.9521478894149166E-2,null,1.1994990625553157E-2,5.4100377523033606E-3,2.8999160861720239E-4,1.0897072970872622E-3,5.5707579216829407E-5,5.8857571850000142E-5,1.8840434862777811E-2]
[2004,4,5,1,6.9555269431037575E-3,5.8800651914268486E-3,5.925495200000009E-4,3.257822643720975E-3,6.3703860000000084E-5,5.8857571850000142E-5,1.6808525730101581E-2,null,7.1813867242505134E-3,5.6861033200147635E-3,2.8999160861720239E-4,2.2270834919623393E-3,5.5707579216829407E-5,5.8857571850000142E-5,1.5440272724061649E-2]
[2004,4,5,5,8.6921012164328897E-3,5.6916004870403401E-3,5.925495200000009E-4,2.3656984485287236E-3,6.3703860000000084E-5,5.8857571850000142E-5,1.7464511103851953E-2,null,8.9743510149755366E-3,5.5038553777844341E-3,2.8999160861720239E-4,1.6172175522918008E-3,5.5707579216829407E-5,5.8857571850000142E-5,1.6441123132885802E-2]
[2004,4,5,8,1.0656214754360507E-2,8.9791683415387964E-3,0,5.9163491487193185E-3,0,5.8857571850000142E-5,2.5610589816468621E-2,null,1.1002243222363064E-2,8.6829783778988867E-3,0,4.0444815334541419E-3,0,5.8857571850000142E-5,2.3729703133716092E-2]
[2004,4,5,9,1.0596501187350681E-2,9.7014379535393519E-3,0,6.7846109282034897E-3,0,5.8857571850000142E-5,2.7141407640943523E-2,null,1.09405906371758E-2,9.3814229537736576E-3,0,4.6380348625520221E-3,0,5.8857571850000142E-5,2.4960048453501478E-2]
[2004,4,5,12,9.6009176198968774E-3,1.0136516352761551E-2,0,7.6542726569663079E-3,0,5.8857571850000142E-5,2.7450564201474736E-2,null,9.9126784929660164E-3,9.8021497059006604E-3,0,5.2325452124177664E-3,0,5.8857571850000142E-5,2.4947373411284442E-2]
[2004,4,5,18,1.2408162951373824E-2,8.2159479319631606E-3,0,4.016776084958016E-3,0,5.8857571850000142E-5,2.4699744540145001E-2,null,1.2811080658623769E-2,7.9449338216721257E-3,0,2.7459124353993811E-3,0,5.8857571850000142E-5,2.3501926915695276E-2]
[2004,4,5,20,1.3047998841367175E-2,8.1744937711769484E-3,5.925495200000009E-4,4.305702996657489E-3,6.3703860000000084E-5,5.8857571850000142E-5,2.6243306561051609E-2,null,1.3471693291380947E-2,7.9048470822226085E-3,2.8999160861720239E-4,2.9434260590061635E-3,5.5707579216829407E-5,5.8857571850000142E-5,2.4665665620443752E-2]
[2004,4,5,23,9.4333949133934454E-3,6.9845510105799556E-3,5.925495200000009E-4,3.3592933536936388E-3,6.3703860000000084E-5,5.8857571850000142E-5,2.049235022951704E-2,null,9.7397159912986121E-3,6.7541561865632985E-3,2.8999160861720239E-4,2.296449988488285E-3,5.5707579216829407E-5,5.8857571850000142E-5,1.9136021354184227E-2]
[2004,4,6,3,7.1249739743747698E-3,6.8151278397116759E-3,5.925495200000009E-4,4.6601017572431742E-3,6.3703860000000084E-5,5.8857571850000142E-5,1.9315314523179621E-2,null,7.3563360373345215E-3,6.5903216672171302E-3,2.8999160861720239E-4,3.1856969606445687E-3,5.5707579216829407E-5,5.8857571850000142E-5,1.7478053853030251E-2]
[2004,4,6,6,8.5914297494318753E-3,7.2496288670815777E-3,5.4321779749245058E-4,4.6102010736539991E-3,5.8400301330034685E-5,5.8857571850000142E-5,2.1111735360839937E-2,null,8.8704105453970665E-3,7.0104900928801639E-3,2.6584884065778872E-4,3.1515843029548437E-3,5.1069737573666817E-5,5.8857571850000142E-5,1.9349403519463529E-2]
[2004,4,6,9,9.8574282852002901E-3,1.0799500556548396E-2,0,8.4435902413364499E-3,0,5.8857571850000142E-5,2.9159376654935135E-2,null,1.017751856928331E-2,1.0443264482615398E-2,0,5.7721314190071309E-3,0,5.8857571850000142E-5,2.6392914470905839E-2]
[2004,4,6,11,9.3182135776242649E-3,1.1269738669613651E-2,0,8.6861777267685427E-3,0,5.8857571850000142E-5,2.9332987545856462E-2,null,9.6207944886805615E-3,1.089799115806047E-2,0,5.9379668997088667E-3,0,5.8857571850000142E-5,2.6456752546449899E-2]
[2004,4,6,14,8.3870913885346499E-3,1.0958440686698453E-2,0,8.1151218156319763E-3,0,5.8857571850000142E-5,2.7519511462715078E-2,null,8.6594369118814379E-3,1.0596961758463204E-2,0,5.5475867802966062E-3,0,5.8857571850000142E-5,2.4803985450641247E-2]
[2004,4,6,17,1.0161084783133521E-2,9.7798286312792571E-3,0,7.2833867491067638E-3,0,5.8857571850000142E-5,2.7283157735369545E-2,null,1.0491035397099238E-2,9.4572278094077374E-3,0,4.979003515055128E-3,0,5.8857571850000142E-5,2.4927266721562105E-2]
[2004,4,6,21,1.1759442365141894E-2,8.7735908052318651E-3,5.925495200000009E-4,6.7727108056367911E-3,6.3703860000000084E-5,5.8857571850000142E-5,2.8020854927860554E-2,null,1.2141294825886394E-2,8.4841820935618335E-3,2.8999160861720239E-4,4.6298998075109798E-3,5.5707579216829407E-5,5.8857571850000142E-5,2.5601075914793242E-2]
[2004,4,6,24,8.2895813506065376E-3,7.5446746257434288E-3,5.925495200000009E-4,5.4736750907774931E-3,6.3703860000000084E-5,5.8857571850000142E-5,2.2023042018977458E-2,null,8.5587605292599313E-3,7.2958033697345529E-3,2.8999160861720239E-4,3.7418646648955172E-3,5.5707579216829407E-5,5.8857571850000142E-5,1.9942127751724034E-2]
[2004,4,7,4,6.9064369407945735E-3,6.85412511258599E-3,5.925495200000009E-4,5.236481187801856E-3,6.3703860000000084E-5,5.8857571850000142E-5,1.9712154193032422E-2,null,7.1307026720197723E-3,6.6280325625122129E-3,2.8999160861720239E-4,3.5797162966504591E-3,5.5707579216829407E-5,5.8857571850000142E-5,1.7684150719016474E-2]
[2004,4,7,8,9.6367388704932753E-3,1.0133452242516248E-2,0,7.6165197248296811E-3,0,5.8857571850000142E-5,2.7445568409689206E-2,null,9.9496629307495657E-3,9.7991866694594806E-3,0,5.2067368916067164E-3,0,5.8857571850000142E-5,2.4955586491815764E-2]
[2004,4,7,11,8.8474991021283231E-3,1.1469532653913967E-2,0,9.3413816240482082E-3,0,5.8857571850000142E-5,2.9717270951940499E-2,null,9.1347949788101162E-3,1.1091194668644905E-2,0,6.385871510573223E-3,0,5.8857571850000142E-5,2.6611861158028244E-2]
[2004,4,7,12,8.5304963587950304E-3,1.1298193746026195E-2,0,9.4254937591879036E-3,0,5.8857571850000142E-5,2.9313041435859128E-2,null,8.8074985264857079E-3,1.0925507605445533E-2,0,6.4433714938839674E-3,0,5.8857571850000142E-5,2.6176377625815209E-2]
[2004,4,7,15,7.8569687704866595E-3,1.0773351269626698E-2,0,8.4842305024058814E-3,0,5.8857571850000142E-5,2.7173408114369239E-2,null,8.1121001590205594E-3,1.0417977765148681E-2,0,5.7999135497229376E-3,0,5.8857571850000142E-5,2.4329991473892178E-2]
[2004,4,7,19,1.2361550665839306E-2,9.3522454805329558E-3,3.9503301530849908E-5,7.0115647604481988E-3,4.2469240212346262E-6,5.8857571850000142E-5,2.8827968704222544E-2,null,1.2762954779554829E-2,9.0437490648887595E-3,1.9332774004477367E-5,4.7931830055007981E-3,3.7138386330244875E-6,5.8857571850000142E-5,2.6622933462581887E-2]
[2004,4,7,22,1.0228446967101847E-2,8.5041811075090637E-3,5.925495200000009E-4,6.9363451843815899E-3,6.3703860000000084E-5,5.8857571850000142E-5,2.6384084210842498E-2,null,1.0560584965036184E-2,8.2236592376419212E-3,2.8999160861720239E-4,4.7417620736544238E-3,5.5707579216829407E-5,5.8857571850000142E-5,2.3871705464166559E-2]
[2004,4,8,1,6.4318890374731623E-3,6.8645525176677163E-3,5.925495200000009E-4,3.9551006231160514E-3,6.3703860000000084E-5,5.8857571850000142E-5,1.7966653130106931E-2,null,6.6407452553049733E-3,6.6381160055904954E-3,2.8999160861720239E-4,2.7037504094241092E-3,5.5707579216829407E-5,5.8857571850000142E-5,1.6328310858153609E-2]
[2004,4,8,5,7.2648773916617199E-3,6.6318872363963395E-3,5.925495200000009E-4,4.1716031490497138E-3,6.3703860000000084E-5,5.8857571850000142E-5,1.8783478728957775E-2,null,7.5007823965823886E-3,6.4131255020467215E-3,2.8999160861720239E-4,2.851753924104175E-3,5.5707579216829407E-5,5.8857571850000142E-5,1.7111361010567316E-2]
[2004,4,8,9,9.1132080534119843E-3,1.0774285400287777E-2,0,8.6974619939472007E-3,0,5.8857571850000142E-5,2.8643813019496964E-2,null,9.4091320277313196E-3,1.041888108225153E-2,0,5.945680949213961E-3,0,5.8857571850000142E-5,2.5773694059196807E-2]
[2004,4,8,12,8.3611283963928949E-3,1.0994555404513268E-2,0,8.9231069416259821E-3,0,5.8857571850000142E-5,2.8337648314382145E-2,null,8.632630849793866E-3,1.0631885183660534E-2,0,6.0999343242369025E-3,0,5.8857571850000142E-5,2.5364450357691304E-2]
[2004,4,8,13,7.9121326744996581E-3,1.1033796122610301E-2,0,9.0413054925671098E-3,0,5.8857571850000142E-5,2.8046091861527067E-2,null,8.1690553446128675E-3,1.0669831493809716E-2,0,6.1807361573514861E-3,0,5.8857571850000142E-5,2.5019622995774069E-2]
[2004,4,8,16,8.0842586437475609E-3,1.025012515203799E-2,0,7.98881732410512E-3,0,5.8857571850000142E-5,2.6382058691740672E-2,null,8.3467705861131839E-3,9.9120109658898375E-3,0,5.461243636791754E-3,0,5.8857571850000142E-5,2.3720025188794777E-2]
[2004,4,8,20,1.1554747282131243E-2,8.9565009958453325E-3,5.925495200000009E-4,6.5305126114643813E-3,6.3703860000000084E-5,5.8857571850000142E-5,2.7756871841290956E-2,null,1.1929952886781477E-2,8.661058745138445E-3,2.8999160861720239E-4,4.4643304506081184E-3,5.5707579216829407E-5,5.8857571850000142E-5,2.5401041270362072E-2]
[2004,4,8,22,9.9938199615297423E-3,8.1212762723205257E-3,5.925495200000009E-4,6.2471521033491259E-3,6.3703860000000084E-5,5.8857571850000142E-5,2.5077359289049396E-2,null,1.0318339154366621E-2,7.8533850342555923E-3,2.8999160861720239E-4,4.2706220818871116E-3,5.5707579216829407E-5,5.8857571850000142E-5,2.2788045458343356E-2]
[2004,4,9,3,5.7432159907434225E-3,6.4499802121186708E-3,5.925495200000009E-4,4.1460186168896518E-3,6.3703860000000084E-5,5.8857571850000142E-5,1.7054325771601746E-2,null,5.9297096262880258E-3,6.2372189260129496E-3,2.8999160861720239E-4,2.8342640557305629E-3,5.5707579216829407E-5,5.8857571850000142E-5,1.5346891795865569E-2]
[2004,4,9,7,9.3639988842346075E-3,7.971680722021977E-3,0,5.6572661555788191E-3,0,5.8857571850000142E-5,2.3051803333685405E-2,null,9.6680665351763697E-3,7.7087240947047503E-3,0,3.8673695417429017E-3,0,5.8857571850000142E-5,2.1244160171624022E-2]
[2004,4,9,10,9.5502048376916743E-3,1.0238631723003606E-2,0,8.1482905644937841E-3,0,5.8857571850000142E-5,2.7995984697039063E-2,null,9.8603189659514107E-3,9.9008966630950226E-3,0,5.570261302858954E-3,0,5.8857571850000142E-5,2.5331476931905385E-2]
[2004,4,9,13,8.7994894336769873E-3,1.0072807611581124E-2,0,7.8143870202818638E-3,0,5.8857571850000142E-5,2.6745541637389979E-2,null,9.0852263410243148E-3,9.7405424833705168E-3,0,5.3420011571891652E-3,0,5.8857571850000142E-5,2.4167769981583993E-2]
[2004,4,9,14,7.9780603558173048E-3,1.0015675534795125E-2,0,7.9010363795849348E-3,0,5.8857571850000142E-5,2.5953629842047361E-2,null,8.237123828747573E-3,9.6852949851002831E-3,0,5.4012356149227428E-3,0,5.8857571850000142E-5,2.3323654428770598E-2]
[2004,4,9,19,1.0259375268842722E-2,8.2412047368399695E-3,1.975165046915019E-5,5.4512399478810879E-3,2.1234619787653824E-6,5.8857571850000142E-5,2.4032552637861696E-2,null,1.059251757019211E-2,7.9693574968164732E-3,9.6663868572428769E-6,3.726527753759271E-3,1.8569192886584534E-6,5.8857571850000142E-5,2.2299926126913755E-2]
[2004,4,9,22,1.0606797656495253E-2,6.845280828242175E-3,5.925495200000009E-4,3.4768942065703827E-3,6.3703860000000084E-5,5.8857571850000142E-5,2.164408364315781E-2,null,1.0951221453133576E-2,6.6194800188016699E-3,2.8999160861720239E-4,2.3768432286136428E-3,5.5707579216829407E-5,5.8857571850000142E-5,2.0293243888382918E-2]
[2004,4,10,1,6.8546406130682302E-3,5.9978518039102736E-3,5.925495200000009E-4,3.851842785557336E-3,6.3703860000000084E-5,5.8857571850000142E-5,1.7419446154385843E-2,null,7.0772244146078463E-3,5.8000045824143347E-3,2.8999160861720239E-4,2.6331622127689081E-3,5.5707579216829407E-5,5.8857571850000142E-5,1.585609039762512E-2]
[2004,4,10,4,6.4780524451177948E-3,5.5437569448068226E-3,5.925495200000009E-4,3.395080379430301E-3,6.3703860000000084E-5,5.8857571850000142E-5,1.6132000721204919E-2,null,6.6884076805269789E-3,5.3608886539524567E-3,2.8999160861720239E-4,2.3209143940010175E-3,5.5707579216829407E-5,5.8857571850000142E-5,1.4715909916314484E-2]
[2004,4,10,8,9.288837740346596E-3,6.9167158368806164E-3,0,3.6382629878852399E-3,0,5.8857571850000142E-5,1.990267413696245E-2,null,9.5904647595938582E-3,6.6885586474496215E-3,0,2.4871567073651828E-3,0,5.8857571850000142E-5,1.8766180114408663E-2]
[2004,4,10,11,1.2201529758621573E-2,7.8451609255653885E-3,0,4.5740933938826847E-3,0,5.8857571850000142E-5,2.4679641649919648E-2,null,1.259773767550273E-2,7.5863777241698977E-3,0,3.1269006948073143E-3,0,5.8857571850000142E-5,2.3311016094479942E-2]
[2004,4,10,12,1.1087277083328132E-2,8.0659846772422761E-3,0,5.9914107794349393E-3,0,5.8857571850000142E-5,2.520353011185535E-2,null,1.144730300171477E-2,7.7999173069246558E-3,0,4.0957944921164949E-3,0,5.8857571850000142E-5,2.3343014800755922E-2]
[2004,4,10,16,9.6551799356554297E-3,7.6858594730882098E-3,0,5.8376400206318936E-3,0,5.8857571850000142E-5,2.3237537001225533E-2,null,9.9687028139417138E-3,7.4323310446986687E-3,0,3.9906751053577242E-3,0,5.8857571850000142E-5,2.1391708963998109E-2]
[2004,4,10,19,1.1998274928863916E-2,7.1439699658184686E-3,0,5.6997719667663408E-3,0,5.8857571850000142E-5,2.4900874433298727E-2,null,1.2387882757535855E-2,6.9083164928089901E-3,0,3.8964269830958406E-3,0,5.8857571850000142E-5,2.3192626233440684E-2]
[2004,4,10,23,9.0405678112049498E-3,6.0866616956910076E-3,5.925495200000009E-4,5.2187284190522258E-3,6.3703860000000084E-5,5.8857571850000142E-5,2.1061068877798187E-2,null,9.3341330125166419E-3,5.8858849602783161E-3,2.8999160861720239E-4,3.5675803081259981E-3,5.5707579216829407E-5,5.8857571850000142E-5,1.9133297468754987E-2]
[2004,4,11,2,6.6181600398709881E-3,5.4172936804335499E-3,5.925495200000009E-4,4.3072485432727146E-3,6.3703860000000084E-5,5.8857571850000142E-5,1.7057813215427254E-2,null,6.8330648472891388E-3,5.238596950713997E-3,2.8999160861720239E-4,2.9444826117192035E-3,5.5707579216829407E-5,5.8857571850000142E-5,1.5361843597556371E-2]
[2004,4,11,5,6.6173178366697805E-3,5.4146522647749093E-3,5.925495200000009E-4,4.1415827885573639E-3,6.3703860000000084E-5,5.8857571850000142E-5,1.6888663841852055E-2,null,6.8321952960764482E-3,5.2360426657091239E-3,2.8999160861720239E-4,2.83123167455688E-3,5.5707579216829407E-5,5.8857571850000142E-5,1.5245168824176484E-2]
[2004,4,11,9,9.9066738357779013E-3,6.8662788978819909E-3,0,4.6829196726023512E-3,0,5.8857571850000142E-5,2.151472997811224E-2,null,1.0228363220743844E-2,{"$f":"F2435*W$5","v":6.6397854388277845E-3},{"$f":"G2435*X$5","v":0},{"$f":"H2435*Y$5","v":3.2012955392582204E-3},{"$f":"I2435*Z$5","v":0},{"$f":"J2435","v":5.8857571850000142E-5},2.0069444198829851E-2]
[2004,4,11,13,9.5220358547695901E-3,7.5441541206798446E-3,0,5.5697613024594259E-3,0,5.8857571850000142E-5,2.2694808849758861E-2,null,9.8312352801793561E-3,7.2953000342316663E-3,0,3.8075502590006701E-3,0,5.8857571850000142E-5,2.0934085573411695E-2]
[2004,4,11,14,9.883208209640006E-3,7.386784980672639E-3,0,4.686880818753689E-3,0,5.8857571850000142E-5,2.2015731580916333E-2,null,1.0204135619096784E-2,7.1431219273005589E-3,0,3.2040034224574171E-3,0,5.8857571850000142E-5,2.0551260968854759E-2]
[2004,4,11,17,1.1267821228951532E-2,6.9486139351585211E-3,0,4.2731864078289182E-3,0,5.8857571850000142E-5,2.2548479143788974E-2,null,1.1633709774505226E-2,6.7194045439857002E-3,0,2.9211973602356481E-3,0,5.8857571850000142E-5,2.1274311678726572E-2]
[2004,4,11,20,1.2905607431808257E-2,6.4206773896319609E-3,5.8267369446915105E-4,4.0359017357746224E-3,6.2642128978765454E-5,5.8857571850000142E-5,2.4066359952512759E-2,null,1.332467814980816E-2,6.2088826965999806E-3,2.8515841504358515E-4,2.7589869412472656E-3,5.4779119544646384E-5,5.8857571850000142E-5,2.2632485322243635E-2]
[2004,4,11,24,6.8284013819062883E-3,6.4273448028512471E-3,5.925495200000009E-4,4.8568258794476904E-3,6.3703860000000084E-5,5.8857571850000142E-5,1.8827683016055224E-2,null,7.0501331434701881E-3,6.2153301762125149E-3,2.8999160861720239E-4,3.320179740386087E-3,5.5707579216829407E-5,5.8857571850000142E-5,1.6931342247902818E-2]
[2004,4,12,3,6.0036060635387254E-3,6.0009298848550472E-3,5.925495200000009E-4,4.1470312633718059E-3,6.3703860000000084E-5,5.8857571850000142E-5,1.6866678163615582E-2,null,6.1985550821672293E-3,5.8029811287126426E-3,2.8999160861720239E-4,2.8349563120349218E-3,5.5707579216829407E-5,5.8857571850000142E-5,1.5182191710748826E-2]
[2004,4,12,6,8.1533177893001411E-3,6.78648431751402E-3,4.3458371843075087E-4,4.6123115465386468E-3,4.6721260287565436E-5,5.8857571850000142E-5,2.0092276203921126E-2,null,8.4180722193490532E-3,6.5626229901850327E-3,2.1268371221797397E-4,3.1530270454966122E-3,4.0856681346776379E-5,5.8857571850000142E-5,1.838726264859545E-2]
[2004,4,12,11,8.4925760012032683E-3,1.0831761871359086E-2,0,9.3814896334046324E-3,0,5.8857571850000142E-5,2.8764685077816987E-2,null,8.7683468195315258E-3,1.0474461614497636E-2,0,6.4132897881474561E-3,0,5.8857571850000142E-5,2.5656098222176616E-2]
[2004,4,12,14,8.8655027343773497E-3,1.0470750614142807E-2,0,8.0490998132664721E-3,0,5.8857571850000142E-5,2.7444210733636627E-2,null,9.1533832247732254E-3,1.0125358799921175E-2,0,5.5024534112785269E-3,0,5.8857571850000142E-5,2.4781195435972927E-2]
[2004,4,12,15,8.2837812306381896E-3,1.010815819004977E-2,0,7.6780935978173525E-3,0,5.8857571850000142E-5,2.6128890590355312E-2,null,8.5527720678708133E-3,9.7747269753873864E-3,0,5.2488294703207016E-3,0,5.8857571850000142E-5,2.3576328513578902E-2]
[2004,4,12,18,1.0755595432853485E-2,8.7318509652830698E-3,0,5.9819031305318989E-3,0,5.8857571850000142E-5,2.5528207100518455E-2,null,1.1104850988965721E-2,8.4438190984617509E-3,0,4.0892949584601292E-3,0,5.8857571850000142E-5,2.3637965045887603E-2]
[2004,4,12,21,1.1457510666336754E-2,8.0323689626714927E-3,5.925495200000009E-4,4.9830767246892716E-3,6.3703860000000084E-5,5.8857571850000142E-5,2.5188067305547519E-2,null,1.1829558804853589E-2,7.76741045198293E-3,2.8999160861720239E-4,3.406486210698625E-3,5.5707579216829407E-5,5.8857571850000142E-5,2.3349154655369176E-2]
[2004,4,13,3,6.2339264349314033E-3,6.2188484210130169E-3,5.925495200000009E-4,3.5103958677328026E-3,6.3703860000000084E-5,5.8857571850000142E-5,1.6678281675527224E-2,null,6.4363544136878618E-3,6.013711328396008E-3,2.8999160861720239E-4,2.399745333696602E-3,5.5707579216829407E-5,5.8857571850000142E-5,1.5195510263614502E-2]
[2004,4,13,5,7.1685756896447657E-3,6.303028490849418E-3,5.925495200000009E-4,3.4095420621108978E-3,6.3703860000000084E-5,5.8857571850000142E-5,1.7596257194455081E-2,null,7.4013535869401556E-3,6.0951146052293532E-3,2.8999160861720239E-4,2.3308005597890875E-3,5.5707579216829407E-5,5.8857571850000142E-5,1.6172967939792629E-2]
[2004,4,13,9,8.9677550548370125E-3,1.0434249971859254E-2,0,7.7804394989859386E-3,0,5.8857571850000142E-5,2.7241302097532206E-2,null,9.2589558812634556E-3,1.0090062180493591E-2,0,5.3187942572012507E-3,0,5.8857571850000142E-5,2.4667812318958298E-2]
[2004,4,13,12,8.1932615488131948E-3,1.0620395840032498E-2,0,8.0302397810388167E-3,0,5.8857571850000142E-5,2.6902754741734508E-2,null,8.4593130321056059E-3,1.0270067776446868E-2,0,5.4895604852277357E-3,0,5.8857571850000142E-5,2.4218941293780209E-2]
[2004,4,13,15,7.4610474216473439E-3,1.0067458061072098E-2,0,6.9225108561223846E-3,0,5.8857571850000142E-5,2.4509873910691825E-2,null,7.7033224572504522E-3,9.7353693949914447E-3,0,4.7323047742683306E-3,0,5.8857571850000142E-5,2.2170996626510227E-2]
[2004,4,13,16,7.6950907262745812E-3,9.7083389292949435E-3,0,6.3622616205375728E-3,0,5.8857571850000142E-5,2.3824548847957098E-2,null,7.9449656130455987E-3,9.3880962915476041E-3,0,4.3493122174573344E-3,0,5.8857571850000142E-5,2.1682374122050537E-2]
[2004,4,13,19,1.1796738392771199E-2,8.3497559119793414E-3,0,4.5832658773242467E-3,0,5.8857571850000142E-5,2.4788617753924786E-2,null,1.2179801929643633E-2,8.0743279652138993E-3,0,3.1331711056574482E-3,0,5.8857571850000142E-5,2.338730100051498E-2]
[2004,4,13,24,7.1612328621596891E-3,6.7525054867232977E-3,5.925495200000009E-4,3.5440909775869933E-3,6.3703860000000084E-5,5.8857571850000142E-5,1.817294027831998E-2,null,7.3937723232557311E-3,6.5297649969010396E-3,2.8999160861720239E-4,2.4227796824389308E-3,5.5707579216829407E-5,5.8857571850000142E-5,1.6692016190429732E-2]
[2004,4,14,3,5.6370262390374563E-3,5.8113805566209036E-3,5.925495200000009E-4,2.346660946004827E-3,6.3703860000000084E-5,5.8857571850000142E-5,1.4510178693513188E-2,null,5.8200716823348687E-3,5.619684340413396E-3,2.8999160861720239E-4,1.6042033055890595E-3,5.5707579216829407E-5,5.8857571850000142E-5,1.3389658516171354E-2]
[2004,4,14,6,8.2895511765241903E-3,6.4471278303767244E-3,4.049562424307507E-4,2.2628287585834072E-3,4.353606728756543E-5,5.8857571850000142E-5,1.7506857647052638E-2,null,8.5587293753651723E-3,6.2344606339252229E-3,1.9818413178711379E-4,1.5468946976262598E-3,3.8071302385934911E-5,5.8857571850000142E-5,1.6576340141089704E-2]
[2004,4,14,10,8.0140828757586258E-3,1.0352264233375156E-2,0,6.9417116039866365E-3,0,5.8857571850000142E-5,2.5366916284970419E-2,null,8.2743160714916168E-3,1.0010780852036896E-2,0,4.7454306172862813E-3,0,5.8857571850000142E-5,2.3030527540814791E-2]
[2004,4,14,13,7.3666393834867939E-3,1.0301147214604641E-2,0,6.716475977427621E-3,0,5.8857571850000142E-5,2.4443120147369057E-2,null,7.6058488024929342E-3,9.9613499969905851E-3,0,4.5914570586954905E-3,0,5.8857571850000142E-5,2.215865585817901E-2]
[2004,4,14,16,7.6666992024917741E-3,9.6735323206135794E-3,0,6.5059460390248514E-3,0,5.8857571850000142E-5,2.3905035133980207E-2,null,7.9156521600688614E-3,9.3544378257417963E-3,0,4.447536470727223E-3,0,5.8857571850000142E-5,2.1717626456537881E-2]
[2004,4,14,17,8.9820278497235954E-3,8.9508591810489434E-3,0,5.6196073648899364E-3,0,5.8857571850000142E-5,2.3611351967512476E-2,null,9.2736921421614285E-3,8.6556030332032401E-3,0,3.8416255770638784E-3,0,5.8857571850000142E-5,2.1770920752428546E-2]
[2004,4,14,21,1.0446390485664805E-2,7.415185125267309E-3,5.925495200000009E-4,3.6386618802821354E-3,6.3703860000000084E-5,5.8857571850000142E-5,2.2215348443064251E-2,null,1.0785605542721715E-2,7.1705852548677599E-3,2.8999160861720239E-4,2.4874293946073526E-3,5.5707579216829407E-5,5.8857571850000142E-5,2.0789319380030858E-2]
[2004,4,15,1,5.9400782792144412E-3,6.7316443651201392E-3,5.925495200000009E-4,3.8984819828573256E-3,6.3703860000000084E-5,5.8857571850000142E-5,1.7285315579041907E-2,null,6.1329644244500891E-3,6.5095920074961094E-3,2.8999160861720239E-4,2.6650452824582222E-3,5.5707579216829407E-5,5.8857571850000142E-5,1.5653300902238453E-2]
[2004,4,15,4,6.3327464726310023E-3,6.2555405993263659E-3,5.925495200000009E-4,3.7992254241181289E-3,6.3703860000000084E-5,5.8857571850000142E-5,1.7102623447925496E-2,null,6.5383833343765317E-3,6.0491931657794271E-3,2.8999160861720239E-4,2.5971924041368363E-3,5.5707579216829407E-5,5.8857571850000142E-5,1.5530468092126826E-2]
[2004,4,15,7,9.1434448213126209E-3,8.3224304350725271E-3,0,4.9411149909563508E-3,0,5.8857571850000142E-5,2.24658478191915E-2,null,9.4403506435690697E-3,8.0479038559731798E-3,0,3.3778007066946471E-3,0,5.8857571850000142E-5,2.0866055206236897E-2]
[2004,4,15,11,8.0051630983938218E-3,1.1014180858360556E-2,0,8.6856700408412413E-3,0,5.8857571850000142E-5,2.7763871569445618E-2,null,8.2651066512313184E-3,1.0650863265475097E-2,0,5.9376198400093545E-3,0,5.8857571850000142E-5,2.4853589756715772E-2]
[2004,4,15,14,7.2845666901979215E-3,1.0777643743971008E-2,0,8.361158591461389E-3,0,5.8857571850000142E-5,2.648222659748032E-2,null,7.5211110457665993E-3,1.0422128646444324E-2,0,5.7157802339584916E-3,0,5.8857571850000142E-5,2.3659019926169415E-2]
[2004,4,15,18,9.819727358594231E-3,8.8423996723758364E-3,0,5.9804315810549373E-3,0,5.8857571850000142E-5,2.4701416183875006E-2,null,1.0138593418674968E-2,8.5507212075302021E-3,0,4.0882889910069699E-3,0,5.8857571850000142E-5,2.2777603617212139E-2]
[2004,4,15,19,1.0741492462416399E-2,8.8404123940306004E-3,0,6.4030081040489396E-3,0,5.8857571850000142E-5,2.6043770532345939E-2,null,1.1090290067054576E-2,8.548799482238259E-3,0,4.3771669630060473E-3,0,5.8857571850000142E-5,2.4016256512298884E-2]
[2004,4,15,22,9.5420111039033664E-3,7.8500592354836078E-3,5.925495200000009E-4,6.0191843592514623E-3,6.3703860000000084E-5,5.8857571850000142E-5,2.4126365650488434E-2,null,9.8518591653452559E-3,7.5911144567369204E-3,2.8999160861720239E-4,4.1147808176125412E-3,5.5707579216829407E-5,5.8857571850000142E-5,2.1903453627528751E-2]
[2004,4,16,2,5.5831646919658915E-3,6.6242277791158828E-3,5.925495200000009E-4,4.4202440114072643E-3,6.3703860000000084E-5,5.8857571850000142E-5,1.7342747434339043E-2,null,5.764461143801791E-3,6.4057187022827635E-3,2.8999160861720239E-4,3.0217275600389151E-3,5.5707579216829407E-5,5.8857571850000142E-5,1.55376065939575E-2]
[2004,4,16,5,6.2575575232344943E-3,6.4381830358502413E-3,5.925495200000009E-4,4.5632999898962698E-3,6.3703860000000084E-5,5.8857571850000142E-5,1.7974151500831006E-2,null,6.4607528503854107E-3,6.2258108954957852E-3,2.8999160861720239E-4,3.1195222047944969E-3,5.5707579216829407E-5,5.8857571850000142E-5,1.6151785138509723E-2]
[2004,4,16,8,8.9057858495080241E-3,9.3768906012538303E-3,0,7.8051370744871649E-3,0,5.8857571850000142E-5,2.614667109709902E-2,null,9.1949744126986355E-3,9.0675812331030576E-3,0,5.3356777922200426E-3,0,5.8857571850000142E-5,2.3598233438021737E-2]
[2004,4,16,11,8.6600443832648248E-3,1.0360392656555251E-2,0,8.5210384838675362E-3,0,5.8857571850000142E-5,2.760033309553761E-2,null,8.941253232734479E-3,1.0018641148228546E-2,0,5.825075891830081E-3,0,5.8857571850000142E-5,2.4784970272793104E-2]
[2004,4,16,16,8.0284037381261296E-3,9.3967739029318965E-3,0,7.7754786750474031E-3,0,5.8857571850000142E-5,2.5259513887955429E-2,null,8.289101960717131E-3,9.0868086572903524E-3,0,5.3154029832406082E-3,0,5.8857571850000142E-5,2.2691313601248091E-2]
[2004,4,16,19,9.5467694310518922E-3,8.3282165642778756E-3,0,5.9347061607997239E-3,0,5.8857571850000142E-5,2.3868549727979492E-2,null,9.8567720048315498E-3,8.0534991219121579E-3,0,4.0570305893841262E-3,0,5.8857571850000142E-5,2.1967301716127832E-2]
[2004,4,16,20,1.077815714587502E-2,8.0130010160313365E-3,5.2341874246915093E-4,5.240203247157944E-3,5.6271742978765449E-5,5.8857571850000142E-5,2.4669909466362216E-2,null,1.1128145325641369E-2,7.7486813831533826E-3,2.561592541818649E-4,3.5822607374793743E-3,4.9208361622963447E-5,5.8857571850000142E-5,2.2764455062078953E-2]
[2004,4,16,23,7.7948462693454802E-3,6.769873070290775E-3,5.925495200000009E-4,5.2188422534339756E-3,6.3703860000000084E-5,5.8857571850000142E-5,2.0498672544920233E-2,null,8.0479604168239138E-3,6.5465596873285625E-3,2.8999160861720239E-4,3.5676581265649183E-3,5.5707579216829407E-5,5.8857571850000142E-5,1.8507877418551425E-2]
[2004,4,17,3,5.5699393598487917E-3,5.3929299548956325E-3,5.925495200000009E-4,3.3963081437172926E-3,6.3703860000000084E-5,5.8857571850000142E-5,1.5074288410311719E-2,null,5.7508063588708365E-3,5.2150368954834757E-3,2.8999160861720239E-4,2.3217537072094422E-3,5.5707579216829407E-5,5.8857571850000142E-5,1.3633296149397785E-2]
[2004,4,17,8,7.9692766750489741E-3,7.1676462142797126E-3,0,5.0216536023867846E-3,0,5.8857571850000142E-5,2.0217434063565472E-2,null,8.2280549244106715E-3,6.9312117483203159E-3,0,3.4328577897829466E-3,0,5.8857571850000142E-5,1.8592124462513931E-2]
[2004,4,17,10,9.7321767675554345E-3,7.7815451054717225E-3,0,5.4715746425660306E-3,0,5.8857571850000142E-5,2.3044154087443189E-2,null,1.0048199885973656E-2,7.5248603575992926E-3,0,3.7404287753309072E-3,0,5.8857571850000142E-5,2.1313489018903856E-2]
[2004,4,17,14,8.0937119381356212E-3,7.679555558229292E-3,0,5.5769330001005134E-3,0,5.8857571850000142E-5,2.1409058068315428E-2,null,8.3565308477546348E-3,7.4262350729634155E-3,0,3.8124529106095891E-3,0,5.8857571850000142E-5,1.959521883132764E-2]
[2004,4,17,17,9.0769631683108205E-3,7.262606430868495E-3,0,5.3335368802045749E-3,0,5.8857571850000142E-5,2.1731964051233892E-2,null,9.3717101991888322E-3,7.0230395742434115E-3,0,3.6460646384693955E-3,0,5.8857571850000142E-5,2.0040814411901638E-2]
[2004,4,17,18,9.3914344003074683E-3,6.7065746062596101E-3,0,4.347957656151682E-3,0,5.8857571850000142E-5,2.0504824234568758E-2,null,9.6963929369731378E-3,6.4853492084032249E-3,0,2.9723118102914217E-3,0,5.8857571850000142E-5,1.9154053955667785E-2]
[2004,4,17,21,9.6555688619232548E-3,6.114524464414778E-3,5.925495200000009E-4,4.2925258740318956E-3,6.3703860000000084E-5,5.8857571850000142E-5,2.0777730152219925E-2,null,9.9691043694182888E-3,5.9128286380416215E-3,2.8999160861720239E-4,2.9344180326399696E-3,5.5707579216829407E-5,5.8857571850000142E-5,1.9162050227933908E-2]
[2004,4,18,1,5.9848456325913828E-3,5.5435495779589932E-3,5.925495200000009E-4,4.5703865417668641E-3,6.3703860000000084E-5,5.8857571850000142E-5,1.6813892704167242E-2,null,6.1791854627482375E-3,5.3606881273794479E-3,2.8999160861720239E-4,3.1243666498155767E-3,5.5707579216829407E-5,5.8857571850000142E-5,1.5009939427777293E-2]
[2004,4,18,5,5.6711707516324591E-3,5.4090431206359289E-3,5.925495200000009E-4,4.3942289007416835E-3,6.3703860000000084E-5,5.8857571850000142E-5,1.6189553724860074E-2,null,5.8553249351022772E-3,5.2306185467456811E-3,2.8999160861720239E-4,3.0039433434497905E-3,5.5707579216829407E-5,5.8857571850000142E-5,1.4435586013131781E-2]
[2004,4,18,8,7.5773536054786865E-3,6.6518045976393094E-3,0,5.4535681029718817E-3,0,5.8857571850000142E-5,1.9741583877939881E-2,null,7.8234053339824253E-3,6.4323858622982889E-3,0,3.7281193062581241E-3,0,5.8857571850000142E-5,1.7983910502538839E-2]
[2004,4,18,11,8.1600777216124035E-3,7.601107522641818E-3,0,6.4845188705850163E-3,0,5.8857571850000142E-5,2.2304561686689237E-2,null,8.4250516600961334E-3,7.350374751507638E-3,0,4.4328886220471155E-3,0,5.8857571850000142E-5,2.0208315033650885E-2]
[2004,4,18,15,8.4161488753633201E-3,7.209845869937068E-3,0,4.5864453244444667E-3,0,5.8857571850000142E-5,2.0271297641594854E-2,null,8.6894379530474703E-3,6.9720193914883915E-3,0,3.135344610777089E-3,0,5.8857571850000142E-5,1.8796801955312952E-2]
[2004,4,18,18,9.7064320869867451E-3,6.7271562024178054E-3,0,4.7878767040572335E-3,0,5.8857571850000142E-5,2.1280322565311784E-2,null,1.0021619224469733E-2,6.5052518928865443E-3,0,3.2730453236023923E-3,0,5.8857571850000142E-5,1.979991644095867E-2]
[2004,4,18,22,8.4892328289680376E-3,6.5215866821527598E-3,5.925495200000009E-4,5.1915816827867063E-3,6.3703860000000084E-5,5.8857571850000142E-5,2.0917512145757503E-2,null,8.7648950878506104E-3,6.3064633601714378E-3,2.8999160861720239E-4,3.5490224997952965E-3,5.5707579216829407E-5,5.8857571850000142E-5,1.8966080135651375E-2]
[2004,4,18,23,7.0210464983340793E-3,6.4052763473602045E-3,5.925495200000009E-4,4.6072932704019258E-3,6.3703860000000084E-5,5.8857571850000142E-5,1.8748727067946211E-2,null,7.2490338296328513E-3,6.1939896784543999E-3,2.8999160861720239E-4,3.1495964965796105E-3,5.5707579216829407E-5,5.8857571850000142E-5,1.6938319192500894E-2]
[2004,4,19,2,4.822646396981935E-3,5.82233428074446E-3,5.925495200000009E-4,4.0395401871728869E-3,6.3703860000000084E-5,5.8857571850000142E-5,1.5399631816749283E-2,null,4.9792473085563619E-3,5.6302767411909064E-3,2.8999160861720239E-4,2.7614742267540442E-3,5.5707579216829407E-5,5.8857571850000142E-5,1.3716697464335343E-2]
[2004,4,19,6,6.2047421537720126E-3,6.6687193038489061E-3,3.2594963996160044E-4,4.9092252208056877E-3,3.5042219308800037E-5,5.8857571850000142E-5,1.8202536109547009E-2,null,6.4062224609272396E-3,6.4487426141376543E-3,1.5951858406815068E-4,3.356000508085954E-3,3.0643625175593509E-5,5.8857571850000142E-5,1.6401127792394592E-2]
[2004,4,19,9,7.5956284925130652E-3,9.8129372218367667E-3,0,7.9459901458002521E-3,0,5.8857571850000142E-5,2.5413413432000084E-2,null,7.8422736429127754E-3,{"$f":"F2627*W$5","v":9.4892442685049153E-3},{"$f":"G2627*X$5","v":0},{"$f":"H2627*Y$5","v":5.4319665053328232E-3},{"$f":"I2627*Z$5","v":0},{"$f":"J2627","v":5.8857571850000142E-5},2.2763484416750513E-2]
[2004,4,19,13,6.9696665290259405E-3,1.0132112314902273E-2,0,7.9311417675931688E-3,0,5.8857571850000142E-5,2.5091778183371383E-2,null,7.1959854506243133E-3,9.7978909411628769E-3,0,5.421815990217722E-3,0,5.8857571850000142E-5,2.2415692382004915E-2]
[2004,4,19,16,7.3932576860838966E-3,9.5289042986634685E-3,0,7.1961695607715382E-3,0,5.8857571850000142E-5,2.4177189117368904E-2,null,7.633331454268504E-3,9.2145805539250291E-3,0,4.9193808831322012E-3,0,5.8857571850000142E-5,2.1767292891325733E-2]
[2004,4,19,19,9.3267426875447406E-3,8.3675074810872947E-3,0,5.6630499925876786E-3,0,5.8857571850000142E-5,2.3416157733069713E-2,null,9.6296005557483209E-3,8.0914939749015778E-3,0,3.8713234365159825E-3,0,5.8857571850000142E-5,2.1592417967165881E-2]
[2004,4,19,21,8.9715579586078023E-3,7.8596431165299119E-3,5.925495200000009E-4,5.2727429137647101E-3,6.3703860000000084E-5,5.8857571850000142E-5,2.2819054940752422E-2,null,9.2628822728764194E-3,7.600382200556405E-3,2.8999160861720239E-4,3.6045052124736039E-3,5.5707579216829407E-5,5.8857571850000142E-5,2.0813468873740457E-2]
[2004,4,19,24,5.4061936248643071E-3,6.8118515649876711E-3,5.925495200000009E-4,4.1841177058952054E-3,6.3703860000000084E-5,5.8857571850000142E-5,1.7117273847597186E-2,null,5.5817434744928063E-3,6.5871534648283868E-3,2.8999160861720239E-4,2.8603090131952085E-3,5.5707579216829407E-5,5.8857571850000142E-5,1.5374905140350432E-2]
[2004,4,20,3,5.5045246129367701E-3,5.6749528326578372E-3,5.925495200000009E-4,2.0769956451332948E-3,6.3703860000000084E-5,5.8857571850000142E-5,1.3971584042577902E-2,null,5.6832674651411579E-3,5.4877568687078989E-3,2.8999160861720239E-4,1.4198571315935042E-3,5.5707579216829407E-5,5.8857571850000142E-5,1.2936580653276592E-2]
[2004,4,20,7,8.7309444371271826E-3,7.9724861125123267E-3,0,4.1418239978174964E-3,0,5.8857571850000142E-5,2.0904112119307004E-2,null,9.0144555522310068E-3,7.7095029183048289E-3,0,2.8313965678675654E-3,0,5.8857571850000142E-5,1.9555355038403402E-2]
[2004,4,20,10,7.786303621811359E-3,1.0229413059397107E-2,0,6.3507623334065968E-3,0,5.8857571850000142E-5,2.4425336586465063E-2,null,8.0391403725492937E-3,9.8919820895261024E-3,0,4.341451177941236E-3,0,5.8857571850000142E-5,2.2272573640016634E-2]
[2004,4,20,12,7.4501669005771027E-3,1.0177779335026541E-2,0,6.1308385660428536E-3,0,5.8857571850000142E-5,2.3817642373496498E-2,null,7.6920886240404128E-3,9.8420515731100153E-3,0,4.1911088648843966E-3,0,5.8857571850000142E-5,2.1725249062034824E-2]
[2004,4,20,18,9.1833093955805672E-3,8.3808824535746892E-3,0,4.3347192879455163E-3,0,5.8857571850000142E-5,2.1957768708950772E-2,null,9.4815096997782587E-3,8.1044277559039653E-3,0,2.9632619157708298E-3,0,5.8857571850000142E-5,2.0549199371453053E-2]
[2004,4,20,21,1.0202233441929432E-2,7.3417665531804559E-3,5.925495200000009E-4,3.1316384484930018E-3,6.3703860000000084E-5,5.8857571850000142E-5,2.139074939545289E-2,null,1.0533520234612613E-2,7.0995884932838127E-3,2.8999160861720239E-4,2.1408225843342317E-3,5.5707579216829407E-5,5.8857571850000142E-5,2.0119630500064687E-2]
[2004,4,20,22,8.5999502515270582E-3,6.9221271373699472E-3,5.925495200000009E-4,3.2070107284582318E-3,6.3703860000000084E-5,5.8857571850000142E-5,1.9444199069205238E-2,null,8.879207725126341E-3,6.6937914489027146E-3,2.8999160861720239E-4,2.1923479062499773E-3,5.5707579216829407E-5,5.8857571850000142E-5,1.8111046268113065E-2]
[2004,4,21,1,4.9040445442739451E-3,6.1162504814902255E-3,5.925495200000009E-4,2.310391512980283E-3,6.3703860000000084E-5,5.8857571850000142E-5,1.4045797490594456E-2,null,5.063288615436928E-3,5.9144977201187072E-3,2.8999160861720239E-4,1.5794091211335372E-3,5.5707579216829407E-5,5.8857571850000142E-5,1.2902894644523204E-2]
[2004,4,21,4,5.0033991280498914E-3,5.6596332156716653E-3,5.925495200000009E-4,2.1714726679825332E-3,6.3703860000000084E-5,5.8857571850000142E-5,1.3549615963554092E-2,null,5.1658694399752377E-3,5.4729425899251683E-3,2.8999160861720239E-4,1.4844426664638022E-3,5.5707579216829407E-5,5.8857571850000142E-5,1.2468953884198239E-2]
[2004,4,21,9,7.3485198312577653E-3,1.0084030960647482E-2,0,6.6107968427622319E-3,0,5.8857571850000142E-5,2.4102205206517478E-2,null,7.587140872397727E-3,9.7513956151488758E-3,0,4.5192136366320537E-3,0,5.8857571850000142E-5,2.1857750124178656E-2]
[2004,4,21,12,7.088863348608E-3,1.0457459250609929E-2,0,7.0904960239651276E-3,0,5.8857571850000142E-5,2.4695676195033055E-2,null,7.3190528277938018E-3,1.0112505869919309E-2,0,4.8471412878269057E-3,0,5.8857571850000142E-5,2.2278699985540017E-2]
[2004,4,21,16,7.120651841042833E-3,9.9088258986303607E-3,0,6.6665440680912149E-3,0,5.8857571850000142E-5,2.3754879379614409E-2,null,7.3518735557448001E-3,9.5819699281222328E-3,0,4.5573230547405483E-3,0,5.8857571850000142E-5,2.1491166538607581E-2]
[2004,4,21,19,9.0258695087586938E-3,8.3460882928793022E-3,0,4.5708935395008194E-3,0,5.8857571850000142E-5,2.2001708912988815E-2,null,9.318957426983009E-3,8.070781327470548E-3,0,3.1247132390585272E-3,0,5.8857571850000142E-5,2.0514451993512085E-2]
[2004,4,21,22,7.9491891972640876E-3,7.111477471554428E-3,5.925495200000009E-4,3.849130004352567E-3,6.3703860000000084E-5,5.8857571850000142E-5,1.962490762502108E-2,null,8.2073151663063504E-3,6.8768958072390925E-3,2.8999160861720239E-4,2.6313077256162414E-3,5.5707579216829407E-5,5.8857571850000142E-5,1.8061217886995714E-2]
[2004,4,21,23,6.6922775922634596E-3,6.6434176684134587E-3,5.925495200000009E-4,3.1233603292715323E-3,6.3703860000000084E-5,5.8857571850000142E-5,1.7174166541798451E-2,null,6.9095891438865327E-3,6.4242755872310382E-3,2.8999160861720239E-4,2.1351635707294969E-3,5.5707579216829407E-5,5.8857571850000142E-5,1.5814727489681098E-2]
[2004,4,22,2,4.8314517699831862E-3,5.9337136002644746E-3,5.925495200000009E-4,2.579003250053656E-3,6.3703860000000084E-5,5.8857571850000142E-5,1.4059279572151319E-2,null,{"$f":"E2692*V$5","v":4.9883386095160905E-3},5.7379820638167704E-3,2.8999160861720239E-4,1.7630350672962079E-3,5.5707579216829407E-5,5.8857571850000142E-5,{"$f":"SUM(M2692:Q2692)","v":1.28350549284631E-2}]
[2004,4,22,6,6.9795980527483968E-3,6.5174918844942142E-3,2.7657051349245035E-4,2.9623923722917399E-3,2.9733564330034663E-5,5.8857571850000142E-5,1.6824643959206836E-2,null,7.2062394706569359E-3,6.3025036349297868E-3,1.3535261678004773E-4,2.0251240999143681E-3,2.6001326926093599E-5,5.8857571850000142E-5,1.5695221149207232E-2]
[2004,4,22,10,7.1677559013327424E-3,1.0312965685793251E-2,0,6.8388284221949213E-3,0,5.8857571850000142E-5,2.4378407581170915E-2,null,7.4005071784726427E-3,9.9727786199863E-3,0,4.6750985394457311E-3,0,5.8857571850000142E-5,2.2048384337904674E-2]
[2004,4,22,13,6.6173118229738929E-3,1.0312170478456756E-2,0,6.5022721792468543E-3,0,5.8857571850000142E-5,2.3490612052527501E-2,null,6.8321890871039055E-3,9.9720096436350294E-3,0,4.4450249796615165E-3,0,5.8857571850000142E-5,2.1249223710400451E-2]
[2004,4,22,17,7.9753787487779875E-3,9.0419118121248514E-3,0,5.6151079141503893E-3,0,5.8857571850000142E-5,2.2691256046903228E-2,null,8.2343551445990763E-3,8.7436521705855363E-3,0,3.838549702910859E-3,0,5.8857571850000142E-5,2.0816557018095469E-2]
[2004,4,22,20,9.3420383783661756E-3,8.0802270863787867E-3,4.5428796553085053E-4,4.1671728148515406E-3,4.8839626021234679E-5,5.8857571850000142E-5,2.2151423442998589E-2,null,9.6453929280447426E-3,7.8136899110097593E-3,2.2232690003651904E-4,2.8487252987811715E-3,4.2709144084805069E-5,5.8857571850000142E-5,2.0572844181956994E-2]
[2004,4,22,23,6.7638458212751235E-3,6.6771403847435927E-3,5.925495200000009E-4,3.5283108396531133E-3,6.3703860000000084E-5,5.8857571850000142E-5,1.7684407997521832E-2,null,6.9834813355071921E-3,6.4568859143349392E-3,2.8999160861720239E-4,2.4119922060975877E-3,5.5707579216829407E-5,5.8857571850000142E-5,1.6198058643773751E-2]
[2004,4,23,3,5.1877170557298319E-3,5.812398425520139E-3,5.925495200000009E-4,2.8524771657937324E-3,6.3703860000000084E-5,5.8857571850000142E-5,1.4567703598893705E-2,null,5.3561725370244798E-3,5.6206686335358129E-3,2.8999160861720239E-4,1.9499848524236721E-3,5.5707579216829407E-5,5.8857571850000142E-5,1.3272525210817995E-2]
[2004,4,23,4,5.4997020507663273E-3,5.6684740079164676E-3,5.925495200000009E-4,2.8655895801509516E-3,6.3703860000000084E-5,5.8857571850000142E-5,1.4748876590683748E-2,null,5.678288304794144E-3,5.4814917567282883E-3,2.8999160861720239E-4,1.9589486435038946E-3,5.5707579216829407E-5,5.8857571850000142E-5,1.3464427892860358E-2]
[2004,4,23,8,8.560668140351264E-3,8.7706869955232452E-3,0,5.0975786422915188E-3,0,5.8857571850000142E-5,2.248779135001603E-2,null,8.8386500457433171E-3,8.4813740699281933E-3,0,3.4847609844900975E-3,0,5.8857571850000142E-5,2.0804785100161607E-2]
[2004,4,23,11,8.2214069914601281E-3,9.7489686727735368E-3,0,5.7087975628957021E-3,0,5.8857571850000142E-5,2.3738030798979369E-2,null,8.4883724132029988E-3,9.4273858082049716E-3,0,3.9025969801592354E-3,0,5.8857571850000142E-5,2.1818355201567208E-2]
[2004,4,23,14,7.0899450483479336E-3,9.5124255615580723E-3,0,5.5082072733359903E-3,0,5.8857571850000142E-5,2.2169435455091997E-2,null,7.3201696524737327E-3,9.1986453901616652E-3,0,3.7654712457711476E-3,0,5.8857571850000142E-5,2.0284286288406547E-2]
[2004,4,23,18,8.8424368754820327E-3,7.9084500175975476E-3,0,4.0512663263646701E-3,0,5.8857571850000142E-5,2.0861010791294252E-2,null,9.1295683716054871E-3,7.6475791402442405E-3,0,2.7694903448410146E-3,0,5.8857571850000142E-5,1.9546637856690745E-2]
[2004,4,23,20,1.0703568143524501E-2,7.1760009845990361E-3,4.4441214000000067E-4,2.7870654100889741E-3,4.7777895000000063E-5,5.8857571850000142E-5,2.1217682145062512E-2,null,1.1051134270168973E-2,6.9392909252858929E-3,2.174937064629018E-4,1.9052686547536993E-3,4.1780684412622052E-5,5.8857571850000142E-5,2.0154968241084089E-2]
[2004,4,24,1,5.5276304653868822E-3,5.177899850317959E-3,5.925495200000009E-4,1.8517752398176939E-3,6.3703860000000084E-5,5.8857571850000142E-5,1.3272416507372537E-2,null,5.707123610533887E-3,5.0070998485737053E-3,2.8999160861720239E-4,1.2658939784125965E-3,5.5707579216829407E-5,5.8857571850000142E-5,1.232581662535422E-2]
[2004,4,24,2,5.257179056249439E-3,5.0179350996196019E-3,5.925495200000009E-4,1.8919527882326754E-3,6.3703860000000084E-5,5.8857571850000142E-5,1.2882177895951719E-2,null,5.4278901067286662E-3,4.8524117506666574E-3,2.8999160861720239E-4,1.2933597936542523E-3,5.5707579216829407E-5,5.8857571850000142E-5,1.1919360838883607E-2]
[2004,4,24,5,5.7643946680761308E-3,4.9296135197316763E-3,5.925495200000009E-4,1.6840941056986229E-3,6.3703860000000084E-5,5.8857571850000142E-5,1.3093213245356431E-2,null,5.9515760173578054E-3,4.7670035770698916E-3,2.8999160861720239E-4,1.1512653056609161E-3,5.5707579216829407E-5,5.8857571850000142E-5,1.2215544087922643E-2]
[2004,4,24,9,8.8776619890181038E-3,6.9317022806711943E-3,0,3.005858959530954E-3,0,5.8857571850000142E-5,1.8874080801070253E-2,null,9.1659373145737792E-3,6.7030507432034349E-3,0,2.0548383383732884E-3,0,5.8857571850000142E-5,1.7923826396150502E-2]
[2004,4,24,12,8.8975754832783839E-3,7.1724770573068277E-3,0,3.0654576273027199E-3,0,5.8857571850000142E-5,1.9194367739737931E-2,null,9.1864974395627283E-3,6.9358832394825227E-3,0,2.0955806450158152E-3,0,5.8857571850000142E-5,1.8217961324061064E-2]
[2004,4,24,17,8.7449404083202193E-3,6.6225638810059623E-3,0,2.8495893388885579E-3,0,5.8857571850000142E-5,1.8275951200064741E-2,null,9.0289060004200283E-3,{"$f":"F2755*W$5","v":6.4041096900934466E-3},{"$f":"G2755*X$5","v":0},{"$f":"H2755*Y$5","v":1.9480107020995118E-3},{"$f":"I2755*Z$5","v":0},{"$f":"J2755","v":5.8857571850000142E-5},1.7381026392612985E-2]
[2004,4,24,20,9.3926527153621493E-3,5.7034502197913679E-3,4.3453631446915082E-4,1.9968075435904072E-3,4.6716163978765433E-5,5.8857571850000142E-5,1.7633020529041844E-2,null,9.6976508131385551E-3,5.5153142311378201E-3,2.1266051288928455E-4,1.3650396609303406E-3,4.0852224740439029E-5,5.8857571850000142E-5,1.6831517442836442E-2]
[2004,4,24,23,7.1214554828558704E-3,4.947776289619777E-3,5.925495200000009E-4,2.1708521670060622E-3,6.3703860000000084E-5,5.8857571850000142E-5,1.4955194891331711E-2,null,7.3527032934044209E-3,4.7845672235260518E-3,2.8999160861720239E-4,1.4840184851523646E-3,5.5707579216829407E-5,5.8857571850000142E-5,1.3966988189916868E-2]
[2004,4,24,24,6.3821030286192798E-3,4.7492350813955258E-3,5.925495200000009E-4,2.2009406642922048E-3,6.3703860000000084E-5,5.8857571850000142E-5,1.4047389726157012E-2,null,6.5893425958139943E-3,4.59257516451119E-3,2.8999160861720239E-4,1.504587313763423E-3,5.5707579216829407E-5,5.8857571850000142E-5,1.3032204261922638E-2]
[2004,4,25,3,5.7283679149361891E-3,4.5454938878569714E-3,5.925495200000009E-4,2.0843768430436668E-3,6.3703860000000084E-5,5.8857571850000142E-5,1.3073349597686829E-2,null,5.9143794039547698E-3,4.3955546487025503E-3,2.8999160861720239E-4,1.4249029998972252E-3,5.5707579216829407E-5,5.8857571850000142E-5,1.2080536240388575E-2]
[2004,4,25,6,6.643683712734578E-3,4.7981999430733238E-3,2.2719138643075048E-4,1.6646643110686029E-3,2.4424909287565407E-5,5.8857571850000142E-5,1.341702183444482E-2,null,6.8594173245286136E-3,4.6399248542656722E-3,1.1118664920195308E-4,1.1379828837475758E-3,2.1359028620886087E-5,5.8857571850000142E-5,1.2769870740364701E-2]
[2004,4,25,10,9.689973790502444E-3,6.8081033222164317E-3,0,3.0831871381127372E-3,0,5.8857571850000142E-5,1.9640121822681614E-2,null,1.0004626494394363E-2,6.5835288628942378E-3,0,2.1077007341562294E-3,0,5.8857571850000142E-5,1.8695856091444831E-2]
[2004,4,25,14,9.3821273355608192E-3,6.9809960407177813E-3,0,2.6487450171310601E-3,0,5.8857571850000142E-5,1.9070725965259661E-2,null,9.6867836533401277E-3,6.75071848217095E-3,0,1.8107113084991258E-3,0,5.8857571850000142E-5,1.8248213444010203E-2]
[2004,4,25,17,1.0715356141647918E-2,6.3254481325101634E-3,0,2.0320701565263483E-3,0,5.8857571850000142E-5,1.913173200253443E-2,null,1.1063305048015348E-2,6.1167947048082786E-3,0,1.389145572068399E-3,0,5.8857571850000142E-5,1.8569245324892025E-2]
[2004,4,25,21,1.0557972790828461E-2,5.5781446289525343E-3,5.925495200000009E-4,1.7464916456723036E-3,6.3703860000000084E-5,5.8857571850000142E-5,1.8597720017303296E-2,null,1.0900811147058856E-2,5.3941420140127564E-3,2.8999160861720239E-4,1.1939209522113139E-3,5.5707579216829407E-5,5.8857571850000142E-5,1.7834573301116957E-2]
[2004,4,25,24,6.1050258888531127E-3,5.4394762097961704E-3,5.925495200000009E-4,2.168495062244986E-3,6.3703860000000084E-5,5.8857571850000142E-5,1.4428108112744271E-2,null,6.3032682107405681E-3,5.2600477594633658E-3,2.8999160861720239E-4,1.4824071423396009E-3,5.5707579216829407E-5,5.8857571850000142E-5,1.3391422300377567E-2]
[2004,4,26,1,5.466886324011459E-3,5.8567555576545588E-3,5.925495200000009E-4,3.7753283304644315E-3,6.3703860000000084E-5,5.8857571850000142E-5,1.5814081163980448E-2,null,5.6444069861835248E-3,5.6635625859130069E-3,2.8999160861720239E-4,2.5808560873380676E-3,5.5707579216829407E-5,5.8857571850000142E-5,1.4234524847268629E-2]
[2004,4,26,4,5.7354949399991608E-3,5.6545317433515556E-3,5.925495200000009E-4,3.5244152364992372E-3,6.3703860000000084E-5,5.8857571850000142E-5,1.5629552871699957E-2,null,5.9217378576836236E-3,5.4680093965417623E-3,2.8999160861720239E-4,2.4093291288143736E-3,5.5707579216829407E-5,5.8857571850000142E-5,1.4144775570873791E-2]
[2004,4,26,7,8.2676530642060916E-3,7.7061007778937004E-3,0,4.7397252948153355E-3,0,5.8857571850000142E-5,2.0772336708765129E-2,null,8.5361201878264396E-3,7.4519046627979611E-3,0,3.2401284891503883E-3,0,5.8857571850000142E-5,1.9228153339774789E-2]
[2004,4,26,12,7.6111161089112336E-3,1.0094518147888989E-2,0,8.062010220368173E-3,0,5.8857571850000142E-5,2.5826502049018398E-2,null,7.8582641729907834E-3,9.7615368683918666E-3,0,5.5112791079708042E-3,0,5.8857571850000142E-5,2.3131080149353455E-2]
[2004,4,26,15,7.418848305002927E-3,9.6739172165114726E-3,0,6.6336132142203628E-3,0,5.8857571850000142E-5,2.3785236307584764E-2,null,7.6597530514348677E-3,9.3548100253300018E-3,0,4.5348111598179225E-3,0,5.8857571850000142E-5,2.1549374236582791E-2]
[2004,4,26,19,1.0192245463785308E-2,8.2397608284109306E-3,0,5.0379127718073475E-3,0,5.8857571850000142E-5,2.3528776635853586E-2,null,1.0523207926971073E-2,7.9679612176520639E-3,0,3.4439727373321463E-3,0,5.8857571850000142E-5,2.1935141881955281E-2]
[2004,4,26,22,8.8888553068501158E-3,7.6266359016859877E-3,5.925495200000009E-4,4.9668664139197937E-3,6.3703860000000084E-5,5.8857571850000142E-5,2.2197468574305899E-2,null,9.1774941016780007E-3,7.3750610425795948E-3,2.8999160861720239E-4,3.3954046634622017E-3,5.5707579216829407E-5,5.8857571850000142E-5,2.0293658995553829E-2]
[2004,4,27,1,5.2600829684812389E-3,6.0861626585267696E-3,5.925495200000009E-4,2.4115165648122675E-3,6.3703860000000084E-5,5.8857571850000142E-5,1.4472873143670278E-2,null,5.4308883147609864E-3,5.8854023845271962E-3,2.8999160861720239E-4,1.6485393219420185E-3,5.5707579216829407E-5,5.8857571850000142E-5,1.3310529209064233E-2]
[2004,4,27,4,5.5322092883518552E-3,5.6419620730047996E-3,5.925495200000009E-4,2.3267178290403748E-3,6.3703860000000084E-5,5.8857571850000142E-5,1.4216000142247031E-2,null,5.7118511169790961E-3,5.4558543537040769E-3,2.8999160861720239E-4,1.5905699708661245E-3,5.5707579216829407E-5,5.8857571850000142E-5,1.3103974629383328E-2]
[2004,4,27,6,7.7656269633709606E-3,6.3954068845587346E-3,1.9756391043075045E-4,2.4021418669357445E-3,2.1239716287565402E-5,5.8857571850000142E-5,1.6840836913433757E-2,null,8.0177923019228159E-3,6.1844457731786515E-3,9.6687068771092964E-5,1.6421306750737863E-3,1.8573649660044615E-5,5.8857571850000142E-5,1.5959629468606393E-2]
[2004,4,27,9,7.7767939306084945E-3,9.9311521473156462E-3,0,6.2737026323049644E-3,0,5.8857571850000142E-5,2.4040506282079106E-2,null,8.0293218827763961E-3,{"$f":"F2819*W$5","v":9.6035597154188034E-3},{"$f":"G2819*X$5","v":0},{"$f":"H2819*Y$5","v":4.2887723163249451E-3},{"$f":"I2819*Z$5","v":0},{"$f":"J2819","v":5.8857571850000142E-5},2.1921653914520143E-2]
[2004,4,27,13,6.9678675736683125E-3,1.0269919407160107E-2,0,6.2165743942877837E-3,0,5.8857571850000142E-5,2.3513218946966202E-2,null,7.194128079611525E-3,9.9311522808417842E-3,0,4.2497188227106821E-3,0,5.8857571850000142E-5,2.137499918316399E-2]
[2004,4,27,16,7.2833716311012106E-3,9.67585460067329E-3,0,5.9775211482980418E-3,0,5.8857571850000142E-5,2.2995604951922544E-2,null,7.5198771807263205E-3,9.3566835022653796E-3,0,4.0862993870732379E-3,0,5.8857571850000142E-5,2.096286007006494E-2]
[2004,4,27,20,1.0003143118870654E-2,7.9851108385544378E-3,3.9503301353085041E-4,3.6881289206334377E-3,4.2469240021234668E-5,5.8857571850000142E-5,2.2172742703460615E-2,null,1.0327965053152406E-2,7.7217112007515933E-3,1.9332773917479879E-4,2.5212456089967251E-3,3.7138386163122125E-5,5.8857571850000142E-5,2.0801387988238645E-2]
[2004,4,27,23,7.1667157642590178E-3,6.6076290926156602E-3,5.925495200000009E-4,3.2119730240723313E-3,6.3703860000000084E-5,5.8857571850000142E-5,1.770142883279701E-2,null,7.3994332660812807E-3,6.3896675458169462E-3,2.8999160861720239E-4,2.1957401862642677E-3,5.5707579216829407E-5,5.8857571850000142E-5,1.6330540185996528E-2]
[2004,4,28,1,5.4091877007320533E-3,6.2044323086750709E-3,5.925495200000009E-4,1.954176873991101E-3,6.3703860000000084E-5,5.8857571850000142E-5,1.4282907835248226E-2,null,5.5848347739534962E-3,5.9997707509435649E-3,2.8999160861720239E-4,1.3358968649899588E-3,5.5707579216829407E-5,5.8857571850000142E-5,1.3266201577721052E-2]
[2004,4,28,4,5.7539149572190997E-3,5.6567114923749742E-3,5.925495200000009E-4,1.6526127703734505E-3,6.3703860000000084E-5,5.8857571850000142E-5,1.3778350171817525E-2,null,5.9407560094650487E-3,5.4701172436072898E-3,2.8999160861720239E-4,1.1297443176038306E-3,5.5707579216829407E-5,5.8857571850000142E-5,1.2886316758510201E-2]
[2004,4,28,7,8.8636208814469129E-3,8.0084235560164054E-3,0,3.8068677133322225E-3,0,5.8857571850000142E-5,2.073776972264554E-2,null,9.1514402643387144E-3,7.7442549168233689E-3,0,2.6024167573355326E-3,0,5.8857571850000142E-5,1.9498111938497618E-2]
[2004,4,28,10,7.965827559899533E-3,1.0472007321648024E-2,0,6.4457144875802166E-3,0,5.8857571850000142E-5,2.4942406940977775E-2,null,8.2244938096386038E-3,1.0126574053236415E-2,0,4.4063615178254242E-3,0,5.8857571850000142E-5,2.2757429380700446E-2]
[2004,4,28,14,6.8225332595848644E-3,1.0818039283757951E-2,0,6.6671869819984455E-3,0,5.8857571850000142E-5,2.4366617097191262E-2,null,7.0440744715564614E-3,1.0461191684934309E-2,0,4.5577625577786609E-3,0,5.8857571850000142E-5,2.206302871426943E-2]
[2004,4,28,17,9.0013038400481877E-3,9.4008456594257932E-3,0,5.2872826520568468E-3,0,5.8857571850000142E-5,2.374828972338083E-2,null,9.2935940621951159E-3,9.0907461014112095E-3,0,3.6144447379386508E-3,0,5.8857571850000142E-5,2.1998784901544978E-2]
[2004,4,28,22,8.790862363821126E-3,7.1993609231992845E-3,5.925495200000009E-4,3.250866500436505E-3,6.3703860000000084E-5,5.8857571850000142E-5,1.9956200739306918E-2,null,9.0763191330674124E-3,6.9618803048430919E-3,2.8999160861720239E-4,2.2223281956890981E-3,5.5707579216829407E-5,5.8857571850000142E-5,1.8606226821433633E-2]
[2004,4,29,1,4.5469781241225249E-3,6.2442951290178654E-3,5.925495200000009E-4,2.6716580187765874E-3,6.3703860000000084E-5,5.8857571850000142E-5,1.4178042223766979E-2,null,4.694627539097709E-3,6.0383186424578959E-3,2.8999160861720239E-4,1.8263748891468974E-3,5.5707579216829407E-5,5.8857571850000142E-5,1.2905020258536532E-2]
[2004,4,29,4,4.4657761800698343E-3,5.8210796104213912E-3,5.925495200000009E-4,2.6752229216436257E-3,6.3703860000000084E-5,5.8857571850000142E-5,1.3677189663984853E-2,null,4.6107888065655177E-3,5.6290634578586183E-3,2.8999160861720239E-4,1.8288118960665136E-3,5.5707579216829407E-5,5.8857571850000142E-5,1.2414363348324681E-2]
[2004,4,29,5,4.749927061116291E-3,6.0519782443968842E-3,5.925495200000009E-4,2.9026133028158215E-3,6.3703860000000084E-5,5.8857571850000142E-5,1.4419629560178997E-2,null,4.9041666313548128E-3,5.8523455893474251E-3,2.8999160861720239E-4,1.984258468677111E-3,5.5707579216829407E-5,5.8857571850000142E-5,1.3086469877213378E-2]
[2004,4,29,8,7.1605041849485051E-3,9.6783802932504572E-3,0,6.2514439988057289E-3,0,5.8857571850000142E-5,2.314918604885469E-2,null,7.3930199844475476E-3,9.3591258814705123E-3,0,4.2735560689594445E-3,0,5.8857571850000142E-5,2.1025701934877503E-2]
[2004,4,29,12,6.6267397019177613E-3,1.0726432105515249E-2,0,7.5161651286081198E-3,0,5.8857571850000142E-5,2.4928194507891129E-2,null,6.8419231080111883E-3,1.0372606292870548E-2,0,5.1381333827513927E-3,0,5.8857571850000142E-5,2.2352662783633129E-2]
[2004,4,29,15,6.2271298388716003E-3,1.0411951751312614E-2,0,7.0625822696822934E-3,0,5.8857571850000142E-5,2.3760521431716509E-2,null,6.4293371186485045E-3,1.0068499496789755E-2,0,4.8280591375196103E-3,0,5.8857571850000142E-5,2.1325895752957867E-2]
[2004,4,29,19,8.276820937076693E-3,8.6368914201158803E-3,0,5.236291477573719E-3,0,5.8857571850000142E-5,2.2208861406616293E-2,null,8.5455857597465986E-3,8.3519919218125026E-3,0,3.5795866086460629E-3,0,5.8857571850000142E-5,2.0477164290205165E-2]
[2004,4,29,23,6.1949236099539491E-3,6.8324697977283572E-3,5.925495200000009E-4,3.59336144084979E-3,6.3703860000000084E-5,5.8857571850000142E-5,1.7335865800382096E-2,null,6.3960850894810078E-3,6.60709157738717E-3,2.8999160861720239E-4,2.4564615145624201E-3,5.5707579216829407E-5,5.8857571850000142E-5,1.5805337369264628E-2]
[2004,4,30,2,4.6882850921332675E-3,6.2750318540174691E-3,5.925495200000009E-4,4.1326178378765606E-3,6.3703860000000084E-5,5.8857571850000142E-5,1.5811045735877299E-2,null,{"$f":"E2884*V$5","v":4.8405230251503612E-3},6.0680414751777519E-3,2.8999160861720239E-4,2.8251031353910185E-3,5.5707579216829407E-5,5.8857571850000142E-5,{"$f":"SUM(M2884:Q2884)","v":1.4079366823553163E-2}]
[2004,4,30,5,4.8633642426890384E-3,6.2349500982111028E-3,5.925495200000009E-4,4.5732612438917101E-3,6.3703860000000084E-5,5.8857571850000142E-5,1.6386686536641853E-2,null,5.0212873436238682E-3,6.0292818700810446E-3,2.8999160861720239E-4,3.1263318278951426E-3,5.5707579216829407E-5,5.8857571850000142E-5,1.4522600229434086E-2]
[2004,4,30,6,5.4629300859602029E-3,6.8461153718227565E-3,1.580606094924501E-4,5.0566857906502154E-3,1.6992792330034644E-5,5.8857571850000142E-5,1.7599642222105659E-2,null,5.6403222812213168E-3,6.6202870338380269E-3,7.7354295056607231E-5,3.4568061800733683E-3,1.4859811082727715E-5,5.8857571850000142E-5,1.5809629601272048E-2]
[2004,4,30,9,6.7421094576412613E-3,9.9004172628889067E-3,0,8.1960493239400817E-3,0,5.8857571850000142E-5,2.4897433616320248E-2,null,6.9610391489538835E-3,9.5738386625580374E-3,0,5.6029097175798867E-3,0,5.8857571850000142E-5,2.2137787529091808E-2]
[2004,4,30,12,7.1242240533140704E-3,9.9996389399883891E-3,0,7.4429396161507545E-3,0,5.8857571850000142E-5,2.4625660181303213E-2,null,7.3555617648468153E-3,9.6697873789762454E-3,0,5.0880756147821645E-3,0,5.8857571850000142E-5,2.2113424758605223E-2]
[2004,4,30,17,6.9761842947336714E-3,8.9074695185213625E-3,0,6.8619585150058301E-3,0,5.8857571850000142E-5,2.2804469900110865E-2,null,7.2027148611360043E-3,8.6136446371446185E-3,0,4.6909105260086025E-3,0,5.8857571850000142E-5,2.0507270024289224E-2]
[2004,4,30,20,8.2210929715873481E-3,7.9277545486546985E-3,3.6540553753085036E-4,5.878683764282625E-3,3.9284047021234663E-5,5.8857571850000142E-5,2.2491078440926755E-2,null,8.4880481964809615E-3,7.6662468853392158E-3,1.7882815874393866E-4,4.0187330612163879E-3,3.435300720228065E-5,5.8857571850000142E-5,2.0386209308982786E-2]
[2004,4,30,24,5.374376738344332E-3,6.0458963463847423E-3,5.925495200000009E-4,4.7196355827812059E-3,6.3703860000000084E-5,5.8857571850000142E-5,1.6855019619360281E-2,null,5.5488934304443E-3,5.8464643109341768E-3,2.8999160861720239E-4,3.2263949404209261E-3,5.5707579216829407E-5,5.8857571850000142E-5,1.4967451869633434E-2]
[2004,5,1,3,4.5324315436155648E-3,5.7227630990539348E-3,5.9244432000000341E-4,4.072350484286098E-3,6.3703860000000206E-5,5.6958940500000212E-5,1.5040652247455601E-2,null,4.6796086022162266E-3,5.5339900490614094E-3,2.8994012411473279E-4,2.7839037077474456E-3,5.5707579216829516E-5,5.6958940500000212E-5,1.3343150062356646E-2]
[2004,5,1,4,4.4996259211626637E-3,5.7000811781555971E-3,5.9244432000000341E-4,4.2336786001785495E-3,6.3703860000000206E-5,5.6958940500000212E-5,1.5146492819996814E-2,null,4.6457377160143377E-3,5.5120563218788625E-3,2.8994012411473279E-4,2.8941893871677025E-3,5.5707579216829516E-5,5.6958940500000212E-5,1.3397631128392465E-2]
[2004,5,1,9,6.7256972401463395E-3,8.3532392998151919E-3,0,7.2572277251063133E-3,0,5.6958940500000212E-5,2.2393123205567845E-2,null,6.9440939941442393E-3,8.0776964488094918E-3,0,4.9611209177229691E-3,0,5.6958940500000212E-5,1.9982911360676699E-2]
[2004,5,1,11,6.9980517244208002E-3,8.6972135983901019E-3,0,7.4340070286192618E-3,0,5.6958940500000212E-5,2.3186231291930166E-2,null,7.2252923697177706E-3,8.410324291775963E-3,0,5.0819691994221268E-3,0,5.6958940500000212E-5,2.071758586091586E-2]
[2004,5,1,15,6.3853223349085641E-3,8.101693885168116E-3,0,6.6522556970008886E-3,0,5.6958940500000212E-5,2.1196230857577568E-2,null,6.5926664393755651E-3,7.8344485985229629E-3,0,4.5475553666671567E-3,0,5.6958940500000212E-5,1.8974670404565686E-2]
[2004,5,1,18,7.1142387552768343E-3,7.3021527265657634E-3,0,5.9857196033867776E-3,0,5.6958940500000212E-5,2.0459070025729376E-2,null,7.3452522243405583E-3,7.0612813821040411E-3,0,4.0919039413981669E-3,0,5.6958940500000212E-5,1.8498437547842764E-2]
[2004,5,1,21,7.1523086226046723E-3,6.7337799893075322E-3,5.9244432000000341E-4,6.13217281533774E-3,6.3703860000000206E-5,5.6958940500000212E-5,2.073136854774995E-2,null,7.3845582959090363E-3,6.5116571852427687E-3,2.8994012411473279E-4,4.1920209724187127E-3,5.5707579216829516E-5,5.6958940500000212E-5,1.8433884156902079E-2]
[2004,5,2,1,5.7027554342559319E-3,5.4485262663414892E-3,5.9244432000000341E-4,3.9437159440452946E-3,6.3703860000000206E-5,5.6958940500000212E-5,1.580810476514272E-2,null,5.8879352351323506E-3,5.2687992877021497E-3,2.8994012411473279E-4,2.6959677172420657E-3,5.5707579216829516E-5,5.6958940500000212E-5,1.4198349943408128E-2]
[2004,5,2,2,5.4689761739788213E-3,5.309099074129936E-3,5.9244432000000341E-4,3.8823779765987921E-3,6.3703860000000206E-5,5.6958940500000212E-5,1.5373560345207553E-2,null,5.6465646977320611E-3,5.1339712892489436E-3,2.8994012411473279E-4,2.6540364061579842E-3,5.5707579216829516E-5,5.6958940500000212E-5,1.3780220096470551E-2]
[2004,5,2,6,5.8855753858477328E-3,5.5439700258848434E-3,1.284103317430822E-4,3.9384152064656595E-3,1.3807599330034669E-5,5.6958940500000212E-5,1.5567137489771352E-2,null,6.0766917138332481E-3,5.3610947062640761E-3,6.2843555531434664E-5,2.692344074567231E-3,1.2074432121886271E-5,5.6958940500000212E-5,1.4205048482317876E-2]
[2004,5,2,9,7.8121533724459973E-3,6.8756569152678302E-3,0,4.645641686001005E-3,0,5.6958940500000212E-5,1.9390410914214833E-2,null,8.0658295159529905E-3,6.6488541096769655E-3,0,3.1758118964535808E-3,0,5.6958940500000212E-5,1.7890495522083539E-2]
[2004,5,2,12,7.7998108743576209E-3,7.6347054305903267E-3,0,5.7117710973592075E-3,0,5.6958940500000212E-5,2.1203246342807156E-2,null,8.0530862324259475E-3,7.3828643872025116E-3,0,3.9046297211155971E-3,0,5.6958940500000212E-5,1.9340580340744058E-2]
[2004,5,2,16,8.3138087622904085E-3,7.2253642167043452E-3,0,4.5234369886045043E-3,0,5.6958940500000212E-5,2.011956890809926E-2,null,8.5837746531433872E-3,6.9870258446826875E-3,0,3.0922714174356231E-3,0,5.6958940500000212E-5,1.8663071915261696E-2]
[2004,5,2,19,9.9185733135190822E-3,6.457422243701905E-3,0,4.1788291513697503E-3,0,5.6958940500000212E-5,2.0611783649090741E-2,null,1.0240649098172693E-2,6.2444154721592038E-3,0,2.8566936989905863E-3,0,5.6958940500000212E-5,1.9341758269322482E-2]
[2004,5,2,23,6.676984274754781E-3,6.3572371639717285E-3,5.9244432000000341E-4,3.8798702026501663E-3,6.3703860000000206E-5,5.6958940500000212E-5,1.7627198761876677E-2,null,6.8937992219690472E-3,6.147535132243879E-3,2.8994012411473279E-4,2.6523220642267801E-3,5.5707579216829516E-5,5.6958940500000212E-5,1.6039304121771267E-2]
[2004,5,3,3,5.4496519924513535E-3,5.4825086277057022E-3,5.9244432000000341E-4,2.6344665999542649E-3,6.3703860000000206E-5,5.6958940500000212E-5,1.4279734340611324E-2,null,5.6266130216313806E-3,5.3016606950989104E-3,2.8994012411473279E-4,1.8009504250308128E-3,5.5707579216829516E-5,5.6958940500000212E-5,1.3074871845092668E-2]
[2004,5,3,6,7.4458200746057258E-3,6.3836942082027646E-3,1.185362595456007E-4,2.9928488293306963E-3,1.2745868308800044E-5,5.6958940500000212E-5,1.7010604180493587E-2,null,7.6876006479921826E-3,6.1731194552305038E-3,5.8011220032875747E-5,2.0459444698709256E-3,1.1145972449703251E-5,5.6958940500000212E-5,1.5975821765576194E-2]
[2004,5,3,7,8.6989682449571341E-3,7.6133348712742127E-3,0,2.9499510438512852E-3,0,5.6958940500000212E-5,1.9319213100582634E-2,null,8.9814410295614121E-3,7.3621987645738542E-3,0,2.0166190705687035E-3,0,5.6958940500000212E-5,1.8360258864703969E-2]
[2004,5,3,10,7.7045320611122802E-3,1.0218345802168101E-2,0,6.2203255337472049E-3,0,5.6958940500000212E-5,2.4200162337527586E-2,null,7.9547135267863216E-3,9.8812799006855676E-3,0,4.2522831430189794E-3,0,5.6958940500000212E-5,2.2088276570490867E-2]
[2004,5,3,13,7.158062945665452E-3,1.0171355156057219E-2,0,6.0623476549687139E-3,0,5.6958940500000212E-5,2.3448724697191385E-2,null,7.3904994732739955E-3,9.8358393043380486E-3,0,4.1442877226418413E-3,0,5.6958940500000212E-5,2.1370626500253887E-2]
[2004,5,3,17,9.1217307404640839E-3,8.9914486115877969E-3,0,4.6144134633315775E-3,0,5.6958940500000212E-5,2.278455175588346E-2,null,9.4179314633674044E-3,8.6948535666974917E-3,0,3.1544639389997119E-3,0,5.6958940500000212E-5,2.1267248969064605E-2]
[2004,5,3,20,1.0265168534723491E-2,8.1668973719317781E-3,3.2584437600000191E-4,4.1135350822781962E-3,3.5037123000000122E-5,5.6958940500000212E-5,2.2963441428433467E-2,null,1.0598498954927807E-2,7.8975012604396971E-3,1.5946706826310307E-4,2.8120579531874445E-3,3.063916856925624E-5,5.6958940500000212E-5,2.1498164405387307E-2]
[2004,5,4,1,5.35831845897529E-3,6.5119262810621921E-3,5.9244432000000341E-4,2.5478415927911889E-3,6.3703860000000206E-5,5.6958940500000212E-5,1.5131193453328674E-2,null,5.5323137068347917E-3,6.297121620424429E-3,2.8994012411473279E-4,1.7417326146887315E-3,5.5707579216829516E-5,5.6958940500000212E-5,1.3916815645279515E-2]
[2004,5,4,4,5.6827595631617133E-3,6.0188491874062786E-3,5.9244432000000341E-4,2.447921039089038E-3,6.3703860000000206E-5,5.6958940500000212E-5,1.4862636910157033E-2,null,5.8672900583699745E-3,5.8203093389300161E-3,2.8994012411473279E-4,1.6734258220870235E-3,5.5707579216829516E-5,5.6958940500000212E-5,1.3706672922718578E-2]
[2004,5,4,7,8.6017162344145214E-3,8.5561957631556818E-3,0,4.6191003719578431E-3,0,5.6958940500000212E-5,2.1833971310028049E-2,null,8.8810310529873378E-3,8.2739581198027646E-3,0,3.1576679614316915E-3,0,5.6958940500000212E-5,2.0312657134221795E-2]
[2004,5,4,8,8.5248431469727385E-3,9.9821788610826787E-3,0,5.7325112903019865E-3,0,5.6958940500000212E-5,2.4296492238857402E-2,null,8.8016617436420669E-3,9.6529032442938222E-3,0,3.9188079457688025E-3,0,5.6958940500000212E-5,2.2373372933704692E-2]
[2004,5,4,11,7.2326606789954182E-3,1.1090604005500175E-2,0,6.9667241094481611E-3,0,5.6958940500000212E-5,2.5346947734443757E-2,null,7.4675195432380905E-3,1.0724765492156212E-2,0,4.7625294418995063E-3,0,5.6958940500000212E-5,2.2954814477293806E-2]
[2004,5,4,17,8.6848277387905799E-3,9.3518961055790058E-3,0,5.6525503340767828E-3,0,5.6958940500000212E-5,2.3746233118946369E-2,null,8.9668413530610783E-3,9.0434112145383102E-3,0,3.8641457541501462E-3,0,5.6958940500000212E-5,2.1874398321749533E-2]
[2004,5,4,19,9.7175201310968004E-3,8.4916556144935349E-3,0,4.4129549557958888E-3,0,5.6958940500000212E-5,2.2679089641886224E-2,null,1.0033067319405058E-2,8.2115469148866804E-3,0,3.0167446812270873E-3,0,5.6958940500000212E-5,2.1261358915518825E-2]
[2004,5,4,22,8.4928154738349582E-3,7.3844003446664934E-3,5.9244432000000341E-4,3.7187940904095935E-3,6.3703860000000206E-5,5.6958940500000212E-5,2.0309117029411048E-2,null,8.7685940683154221E-3,7.1408159517254337E-3,2.8994012411473279E-4,2.5422086572824648E-3,5.5707579216829516E-5,5.6958940500000212E-5,1.8797266380654883E-2]
[2004,5,5,2,5.1954862529788861E-3,6.4705946722649283E-3,5.9244432000000341E-4,2.9079637328710936E-3,6.3703860000000206E-5,5.6958940500000212E-5,1.5287151778614911E-2,null,5.3641940155463568E-3,6.2571533904214136E-3,2.8994012411473279E-4,1.9879160816763828E-3,5.5707579216829516E-5,5.6958940500000212E-5,1.3954911190975715E-2]
[2004,5,5,5,5.8906612618479541E-3,6.4759973950085899E-3,5.9244432000000341E-4,3.2441857844344281E-3,6.3703860000000206E-5,5.6958940500000212E-5,1.6323951561790975E-2,null,6.0819427383333232E-3,6.2623778970773338E-3,2.8994012411473279E-4,2.2177611845439729E-3,5.5707579216829516E-5,5.6958940500000212E-5,1.4907729523286192E-2]
[2004,5,5,8,8.4476469512546615E-3,1.0139645993773712E-2,0,6.6004872382045094E-3,0,5.6958940500000212E-5,2.5244739123732884E-2,null,8.7219588340527229E-3,9.8051761114880762E-3,0,4.5121658772448395E-3,0,5.6958940500000212E-5,2.3039300822785637E-2]
[2004,5,5,10,7.6608633841010638E-3,1.1193512967329566E-2,0,7.5961679695389179E-3,0,5.6958940500000212E-5,2.6507503261469549E-2,null,{"$f":"E3012*V$5","v":7.9096268410586701E-3},1.0824279863250349E-2,0,5.1928242072167684E-3,0,5.6958940500000212E-5,{"$f":"SUM(M3012:Q3012)","v":2.3926730911525786E-2}]
[2004,5,5,13,7.1147741629113397E-3,1.1036487215524891E-2,0,7.3339510147623892E-3,0,5.6958940500000212E-5,2.554217133369862E-2,null,7.3458050177248628E-3,1.0672433817399331E-2,0,5.0135698047645699E-3,0,5.6958940500000212E-5,2.3031808639888764E-2]
[2004,5,5,16,7.4497663603789229E-3,1.0337842246579639E-2,0,7.1353236067841575E-3,0,5.6958940500000212E-5,2.497989115424272E-2,null,7.691675077506086E-3,9.9968345939037782E-3,0,4.877785917875522E-3,0,5.6958940500000212E-5,2.2566295589285384E-2]
[2004,5,5,20,1.0042742829288498E-2,8.6561434161294918E-3,3.060962321974832E-4,4.9911706025236027E-3,3.2913661021234733E-5,5.6958940500000212E-5,2.4086025681660309E-2,null,1.0368850644855968E-2,8.3706088648031196E-3,1.4980239755592531E-4,3.4120192748589902E-3,2.8782249280597781E-5,5.6958940500000212E-5,2.2330063431354599E-2]
[2004,5,5,23,7.1827824394545201E-3,7.3408928241078912E-3,5.9244432000000341E-4,3.9920999431990829E-3,6.3703860000000206E-5,5.6958940500000212E-5,1.9228882327261498E-2,null,7.4160216581464176E-3,7.0987435853417128E-3,2.8994012411473279E-4,2.7290435527232287E-3,5.5707579216829516E-5,5.6958940500000212E-5,1.7589456499542924E-2]
[2004,5,6,3,5.0317474340910492E-3,6.1418609346484323E-3,5.9244432000000341E-4,2.6025574650248079E-3,6.3703860000000206E-5,5.6958940500000212E-5,1.4489272954264294E-2,null,5.1951382718443753E-3,5.9392633779794873E-3,2.8994012411473279E-4,1.7791369884457488E-3,5.5707579216829516E-5,5.6958940500000212E-5,1.3259186341601175E-2]
[2004,5,6,6,7.1767406528858695E-3,6.9516764760394253E-3,7.9039971348119004E-5,3.2087198594466094E-3,8.4989442875654084E-6,5.6958940500000212E-5,1.7481634844507588E-2,null,7.4097836827622691E-3,6.7223660628300801E-3,3.8681878328580173E-5,2.1935162870447859E-3,7.4321338166787557E-6,5.6958940500000212E-5,1.6371780044782392E-2]
[2004,5,6,7,7.9211011821821616E-3,8.6609934526635998E-3,0,5.0396203116314132E-3,0,5.6958940500000212E-5,2.1678673886977175E-2,null,8.178315077561114E-3,8.3752989163486356E-3,0,3.4451400303894815E-3,0,5.6958940500000212E-5,1.999875402429923E-2]
[2004,5,6,11,6.8507258767979487E-3,1.112550431779024E-2,0,7.1334755112572815E-3,0,5.6958940500000212E-5,2.5166664646345469E-2,null,7.0731825590719093E-3,1.0758514570630958E-2,0,4.8765225393894622E-3,0,5.6958940500000212E-5,2.2708219669092328E-2]
[2004,5,6,14,6.2483146437911519E-3,1.0809405662533949E-2,0,6.6027576176114992E-3,0,5.6958940500000212E-5,2.37174368644366E-2,null,6.4512098362800481E-3,1.0452842855336786E-2,0,4.5137179336489979E-3,0,5.6958940500000212E-5,2.1417770625265835E-2]
[2004,5,6,18,8.4875664995359579E-3,8.8544121835486284E-3,0,5.3724330933161016E-3,0,5.6958940500000212E-5,2.2771370716900687E-2,null,8.7631746493907134E-3,8.5623374698398317E-3,0,3.6726545187649017E-3,0,5.6958940500000212E-5,2.0998166637995447E-2]
[2004,5,6,21,9.3035493965568945E-3,7.8781790416143499E-3,5.9244432000000341E-4,4.2885077959264857E-3,6.3703860000000206E-5,5.6958940500000212E-5,2.2183343354597731E-2,null,9.605654132514789E-3,7.6183066931820717E-3,2.8994012411473279E-4,2.9316712301290281E-3,5.5707579216829516E-5,5.6958940500000212E-5,2.0501279759157449E-2]
[2004,5,6,24,5.4436815459520749E-3,6.8396633384571782E-3,5.9244432000000341E-4,3.2734749997907976E-3,6.3703860000000206E-5,5.6958940500000212E-5,1.6269927004700053E-2,null,5.6204487028704156E-3,6.6140478294845866E-3,2.8994012411473279E-4,2.2377836152120212E-3,5.5707579216829516E-5,5.6958940500000212E-5,1.4817927850898586E-2]
[2004,5,7,4,5.2070822992439933E-3,6.1619444806600941E-3,5.9244432000000341E-4,3.7429000835295725E-3,6.3703860000000206E-5,5.6958940500000212E-5,1.5825033983933662E-2,null,5.3761666084761565E-3,5.9586844411712832E-3,2.8994012411473279E-4,2.5586877800604759E-3,5.5707579216829516E-5,5.6958940500000212E-5,1.4239186533039478E-2]
[2004,5,7,8,8.0416025025738785E-3,9.5952505436436575E-3,0,6.434810684296419E-3,0,5.6958940500000212E-5,2.4128622671013955E-2,null,8.3027293152737186E-3,9.278738278639103E-3,0,4.3989075576352475E-3,0,5.6958940500000212E-5,2.1980375151548069E-2]
[2004,5,7,11,7.818112421871774E-3,1.057960707965828E-2,0,7.0154083408664617E-3,0,5.6958940500000212E-5,2.5470086782896514E-2,null,8.0719820675548299E-3,1.0230624488280389E-2,0,4.7958105194681536E-3,0,5.6958940500000212E-5,2.3098417075303371E-2]
[2004,5,7,12,7.7550244605115101E-3,1.0344858604923754E-2,0,6.769654888717629E-3,0,5.6958940500000212E-5,2.4926496894652893E-2,null,8.0068455147273218E-3,1.0003619508216132E-2,0,4.6278107489992797E-3,0,5.6958940500000212E-5,2.2638275771942735E-2]
[2004,5,7,15,7.1214516286685616E-3,9.9237041940903881E-3,0,6.4215009188635071E-3,0,5.6958940500000212E-5,2.3523615682122457E-2,null,7.3526993140639908E-3,9.596357442963865E-3,0,4.3898088551829638E-3,0,5.6958940500000212E-5,2.1338865612210819E-2]
[2004,5,7,19,8.7732928578666425E-3,8.2086997279662687E-3,0,4.987378939847585E-3,0,5.6958940500000212E-5,2.2026330466180497E-2,null,9.05817911034228E-3,7.9379247094481728E-3,0,3.4094272524328693E-3,0,5.6958940500000212E-5,2.0405531072223322E-2]
[2004,5,7,21,9.7965972935299094E-3,7.2365445367089014E-3,5.9244432000000341E-4,3.9988964187515803E-3,6.3703860000000206E-5,5.6958940500000212E-5,2.1745145369490394E-2,null,1.0114712274436333E-2,6.997837366770814E-3,2.8994012411473279E-4,2.7336896983738107E-3,5.5707579216829516E-5,5.6958940500000212E-5,2.0191887042912519E-2]
[2004,5,8,2,5.3515372878206527E-3,5.2970495566435627E-3,5.9244432000000341E-4,2.7144656845568779E-3,6.3703860000000206E-5,5.6958940500000212E-5,1.4076159649521096E-2,null,{"$f":"E3076*V$5","v":5.5253123375779215E-3},5.122319241328839E-3,2.8994012411473279E-4,1.8556386816288098E-3,5.5707579216829516E-5,5.6958940500000212E-5,{"$f":"SUM(M3076:Q3076)","v":1.2848917963867133E-2}]
[2004,5,8,6,5.9017930835378275E-3,5.6594848024767806E-3,4.9417755348118856E-5,3.1718420194059281E-3,5.3137512875653986E-6,5.6958940500000212E-5,1.4844810352556219E-2,null,6.0934360323934723E-3,5.4727990723394447E-3,2.4184872122843545E-5,2.1683061888425025E-3,4.6467548558372806E-6,5.6958940500000212E-5,1.3763372920554101E-2]
[2004,5,8,9,8.8915560616447589E-3,7.3806693715908357E-3,0,4.2942360754586895E-3,0,5.6958940500000212E-5,2.0623420449194282E-2,null,9.1802825553474864E-3,7.1372080498226945E-3,0,2.935587145198286E-3,0,5.6958940500000212E-5,1.9253077750368469E-2]
[2004,5,8,10,9.4895466061028933E-3,7.520088313737734E-3,0,4.1090528130572268E-3,0,5.6958940500000212E-5,2.1175646673397854E-2,null,9.7976910410491752E-3,7.2720280703507416E-3,0,2.8089938245100315E-3,0,5.6958940500000212E-5,1.987871293590995E-2]
[2004,5,8,13,8.2907262997401737E-3,7.5335907965386395E-3,0,4.3548148961818764E-3,0,5.6958940500000212E-5,2.023609093296069E-2,null,8.5599426571670613E-3,7.28508515556718E-3,0,2.9769994952091698E-3,0,5.6958940500000212E-5,1.8822027307943412E-2]
[2004,5,8,18,9.1705965167846251E-3,6.3928005361304809E-3,0,3.2218593200957087E-3,0,5.6958940500000212E-5,1.8842215313510813E-2,null,9.4683840085460925E-3,6.181925398664332E-3,0,2.2024985672684494E-3,0,5.6958940500000212E-5,1.7852807974478874E-2]
[2004,5,8,21,9.4620427482196533E-3,5.7807616828439781E-3,5.9244432000000341E-4,3.137080954820526E-3,6.3703860000000206E-5,5.6958940500000212E-5,1.909299250638416E-2,null,9.7692940782476423E-3,5.5900754714348806E-3,2.8994012411473279E-4,2.1445431416887862E-3,5.5707579216829516E-5,5.6958940500000212E-5,1.7849560394702868E-2]
[2004,5,8,24,6.4349655725033051E-3,5.0712859031225837E-3,5.9244432000000341E-4,3.1300098068157002E-3,6.3703860000000206E-5,5.6958940500000212E-5,1.5349368402941592E-2,null,6.6439216915409171E-3,4.9040027060468895E-3,2.8994012411473279E-4,2.1397092269202452E-3,5.5707579216829516E-5,5.6958940500000212E-5,1.4033281327839615E-2]
[2004,5,9,3,4.6347666321332566E-3,4.7911356873625455E-3,5.9244432000000341E-4,2.7634518494268146E-3,6.3703860000000206E-5,5.6958940500000212E-5,1.2902461289422618E-2,null,4.7852667144077984E-3,4.6330936225458174E-3,2.8994012411473279E-4,1.8891261642352219E-3,5.5707579216829516E-5,5.6958940500000212E-5,1.16531342045204E-2]
[2004,5,9,7,5.6959358625080303E-3,5.8690110879948566E-3,0,3.1390170849650801E-3,0,5.6958940500000212E-5,1.4760922975967969E-2,null,5.8808942183386469E-3,5.6754138510755276E-3,0,2.1458667016104834E-3,0,5.6958940500000212E-5,1.3702174771024657E-2]
[2004,5,9,10,7.4506980973589442E-3,7.3317979781159044E-3,0,4.5439420132579395E-3,0,5.6958940500000212E-5,1.9383397029232786E-2,null,7.6926370698373004E-3,7.0899487450964953E-3,0,3.1062888784524046E-3,0,5.6958940500000212E-5,1.7888874693386198E-2]
[2004,5,9,11,7.0897589072696273E-3,7.5968114460726391E-3,0,4.8714723624482476E-3,0,5.6958940500000212E-5,1.9615001656290515E-2,null,7.3199774670247332E-3,7.3462203868113647E-3,0,3.3301922377111694E-3,0,5.6958940500000212E-5,1.7996390091547267E-2]
[2004,5,9,15,7.482709144563675E-3,7.2954936889661082E-3,0,3.8060534466569404E-3,0,5.6958940500000212E-5,1.8641215220686725E-2,null,7.7256875793538125E-3,7.0548420018300426E-3,0,2.6018601156552155E-3,0,5.6958940500000212E-5,1.7382389696839071E-2]
[2004,5,9,18,8.3290926925287476E-3,6.3401378430555282E-3,0,3.1194604781374733E-3,0,5.6958940500000212E-5,1.7845649954221748E-2,null,8.5995548829672103E-3,6.1309998554627022E-3,0,2.1324975894801757E-3,0,5.6958940500000212E-5,1.6863052327910088E-2]
[2004,5,9,22,7.1387294892322779E-3,5.8351559173161361E-3,5.9244432000000341E-4,2.8296356400013991E-3,6.3703860000000206E-5,5.6958940500000212E-5,1.6516628167049817E-2,null,7.3705382210929897E-3,5.6426754388081589E-3,2.8994012411473279E-4,1.9343701334574993E-3,5.5707579216829516E-5,5.6958940500000212E-5,1.5293231496690211E-2]
[2004,5,10,1,4.8936841286748274E-3,5.5858098913516277E-3,5.9244432000000341E-4,2.7792837786744904E-3,6.3703860000000206E-5,5.6958940500000212E-5,1.3971884919200948E-2,null,5.05259177655616E-3,5.4015544274056918E-3,2.8994012411473279E-4,1.8999490456899173E-3,5.5707579216829516E-5,5.6958940500000212E-5,1.2699742952983331E-2]
[2004,5,10,4,5.0624455838724396E-3,5.4195532851758332E-3,5.9244432000000341E-4,2.6137455099158576E-3,6.3703860000000206E-5,5.6958940500000212E-5,1.3808851499464134E-2,null,5.2268332515493579E-3,5.2407820193499282E-3,2.8994012411473279E-4,1.7867852593337341E-3,5.5707579216829516E-5,5.6958940500000212E-5,1.2600048233564582E-2]
[2004,5,10,8,7.134780147670986E-3,9.0834707586075498E-3,0,5.0132852832142916E-3,0,5.6958940500000212E-5,2.1288495129992827E-2,null,7.3664606365634799E-3,8.7838402392341839E-3,0,3.4271371144968159E-3,0,5.6958940500000212E-5,1.9577437990294478E-2]
[2004,5,10,12,6.6305038532784881E-3,1.0110456979201128E-2,0,6.0200295491932626E-3,0,5.6958940500000212E-5,2.2817949322172879E-2,null,6.8458094888463302E-3,9.7769499358818738E-3,0,4.1153585987789235E-3,0,5.6958940500000212E-5,2.0738118023507127E-2]
[2004,5,10,13,6.442510654555908E-3,1.0128270960311742E-2,0,5.6476916445084152E-3,0,5.6958940500000212E-5,2.2275432199876065E-2,null,6.6517117774005756E-3,9.7941762988282277E-3,0,3.8608243003714587E-3,0,5.6958940500000212E-5,2.0306712376600262E-2]
[2004,5,10,16,6.9480030704920743E-3,9.4840241349124239E-3,0,4.9745132556033318E-3,0,5.6958940500000212E-5,2.1463499401507831E-2,null,7.1736185365444674E-3,9.1711808228336651E-3,0,3.4006321287792227E-3,0,5.6958940500000212E-5,1.9745431488157356E-2]
[2004,5,10,19,9.0675022402993792E-3,8.1395889796906234E-3,0,3.5238365300851292E-3,0,5.6958940500000212E-5,2.078788669057513E-2,null,9.3619420560450816E-3,7.8710936723039252E-3,0,2.4089335187267476E-3,0,5.6958940500000212E-5,1.9641969247075754E-2]
[2004,5,10,23,6.4593391188922048E-3,6.8399597826353711E-3,5.9244432000000341E-4,3.0216131805497221E-3,6.3703860000000206E-5,5.6958940500000212E-5,1.70340192025773E-2,null,6.6690866954136566E-3,6.6143344950522201E-3,2.8994012411473279E-4,2.065608097625606E-3,5.5707579216829516E-5,5.6958940500000212E-5,1.5694676991423046E-2]
[2004,5,11,2,4.3901780929436309E-3,6.4133395416758956E-3,5.9244432000000341E-4,2.952132625578465E-3,6.3703860000000206E-5,5.6958940500000212E-5,1.4468757380697994E-2,null,4.5327358993296225E-3,6.2017868974436081E-3,2.8994012411473279E-4,2.018110423899534E-3,5.5707579216829516E-5,5.6958940500000212E-5,1.3098280924004327E-2]
[2004,5,11,5,4.6774208248998852E-3,6.4860123575115284E-3,5.9244432000000341E-4,3.573512074894218E-3,6.3703860000000206E-5,5.6958940500000212E-5,1.5450052377805635E-2,null,4.8293059735715618E-3,6.2720625025508943E-3,2.8994012411473279E-4,2.4428922690631983E-3,5.5707579216829516E-5,5.6958940500000212E-5,1.3889908448517216E-2]
[2004,5,11,10,6.4146636580831298E-3,1.1111652229078773E-2,0,7.5051551165108863E-3,0,5.6958940500000212E-5,2.5088429944172791E-2,null,6.6229605336176533E-3,1.0745119411725875E-2,0,5.1306068170449033E-3,0,5.6958940500000212E-5,2.2498686762388431E-2]
[2004,5,11,13,6.0387576491515594E-3,1.0948123474726238E-2,0,7.1309353460309111E-3,0,5.6958940500000212E-5,2.417477541040871E-2,null,6.2348481096145096E-3,1.0586984873626274E-2,0,4.8747860544235272E-3,0,5.6958940500000212E-5,2.1696619037664309E-2]
[2004,5,11,14,5.8545122145025738E-3,1.0849770679675234E-2,0,6.7296599869180801E-3,0,5.6958940500000212E-5,2.349090182159589E-2,null,6.0446198595889879E-3,1.0491876378011697E-2,0,4.6004697929984658E-3,0,5.6958940500000212E-5,2.1136966030599152E-2]
[2004,5,11,17,7.1346546386937262E-3,9.5899530273014233E-3,0,6.570573349945155E-3,0,5.6958940500000212E-5,2.3352139956440306E-2,null,7.3663310520603294E-3,9.2736155080097339E-3,0,4.4917164132903739E-3,0,5.6958940500000212E-5,2.1131662973360436E-2]
[2004,5,11,20,8.2787320948652463E-3,8.7085518322101534E-3,2.3697772800000138E-4,5.4898814775238402E-3,2.5481544000000088E-5,5.6958940500000212E-5,2.2796583617099242E-2,null,8.547558976626202E-3,8.4212885186796538E-3,1.1597604964589313E-4,3.7529435296264481E-3,2.2283031686731811E-5,5.6958940500000212E-5,2.0860050106264925E-2]
[2004,5,11,24,5.0132112755038585E-3,6.8921998504998918E-3,5.9244432000000341E-4,3.4960091193335994E-3,6.3703860000000206E-5,5.6958940500000212E-5,1.6114527365837353E-2,null,5.1760002073547202E-3,6.6648513539053046E-3,2.8994012411473279E-4,2.3899103938097928E-3,5.5707579216829516E-5,5.6958940500000212E-5,1.4576409658401379E-2]
[2004,5,12,2,4.3326423799217731E-3,6.3213192490280514E-3,5.9244432000000341E-4,2.7421314111276051E-3,6.3703860000000206E-5,5.6958940500000212E-5,1.4109200160577432E-2,null,4.4733318873769233E-3,6.1128020181098692E-3,2.8994012411473279E-4,1.8745512774564442E-3,5.5707579216829516E-5,5.6958940500000212E-5,1.2806332886274798E-2]
[2004,5,12,8,6.7519443858065501E-3,1.0128477434155231E-2,0,6.3621234537242013E-3,0,5.6958940500000212E-5,2.3299504214185984E-2,null,6.9711934367796512E-3,9.7943759618538476E-3,0,4.3492177650997794E-3,0,5.6958940500000212E-5,2.111478716373328E-2]
[2004,5,12,11,6.1150792459429152E-3,1.1105476785297929E-2,0,7.0293394700519114E-3,0,5.6958940500000212E-5,2.4306854441792758E-2,null,6.3136480203120687E-3,1.0739147673277121E-2,0,4.80533399303511E-3,0,5.6958940500000212E-5,2.18581296866243E-2]
[2004,5,12,14,5.7429424244659685E-3,1.078479887633896E-2,0,6.3224382775979287E-3,0,5.6958940500000212E-5,2.2907138518902859E-2,null,5.92942717676994E-3,1.0429047757132395E-2,0,4.3220885409853901E-3,0,5.6958940500000212E-5,2.0680563474887725E-2]
[2004,5,12,15,5.9376672947653334E-3,1.0365062091095114E-2,0,6.2137697753198986E-3,0,5.6958940500000212E-5,2.2573458101680346E-2,null,6.1304751505450597E-3,1.0023156555179887E-2,0,4.2478015542502089E-3,0,5.6958940500000212E-5,2.0401433259975156E-2]
[2004,5,12,18,7.2542290792453707E-3,8.9692585487011912E-3,0,5.712948802984512E-3,0,5.6958940500000212E-5,2.1993395371431072E-2,null,7.4897883123026541E-3,8.6733954729275742E-3,0,3.9054348136707616E-3,0,5.6958940500000212E-5,2.0068618598900991E-2]
[2004,5,12,23,5.9765466997526171E-3,7.1374676872403755E-3,5.9244432000000341E-4,3.9200788174969603E-3,6.3703860000000206E-5,5.6958940500000212E-5,1.7747200324989956E-2,null,6.170617047069415E-3,6.9020287006490554E-3,2.8994012411473279E-4,2.6798091168238752E-3,5.5707579216829516E-5,5.6958940500000212E-5,1.6098102567873911E-2]
[2004,5,13,2,4.2985413835325784E-3,6.2491255330881469E-3,5.9244432000000341E-4,2.6176652269161581E-3,6.3703860000000206E-5,5.6958940500000212E-5,1.3878439264036885E-2,null,4.4381235638729965E-3,6.0429897091428516E-3,2.8994012411473279E-4,1.7894648211083319E-3,5.5707579216829516E-5,5.6958940500000212E-5,1.2616225797455742E-2]
[2004,5,13,5,4.5496048522489924E-3,6.3202347904693411E-3,5.8261764334812196E-4,3.2476348160988752E-3,6.2647225287565592E-5,5.6958940500000212E-5,1.4819698267952895E-2,null,4.6973395623060056E-3,6.1117533318775985E-3,2.8513098382610308E-4,2.2201189806314767E-3,5.4783576150983849E-5,5.6958940500000212E-5,1.336912643479217E-2]
[2004,5,13,9,6.2470897131818781E-3,1.0633377103124045E-2,0,6.7710361192843899E-3,0,5.6958940500000212E-5,2.3708461876090312E-2,null,6.4499451297398355E-3,{"$f":"F3203*W$5","v":1.0282620835088199E-2},{"$f":"G3203*X$5","v":0},{"$f":"H3203*Y$5","v":4.6287549734492376E-3},{"$f":"I3203*Z$5","v":0},{"$f":"J3203","v":5.6958940500000212E-5},2.1361320938277271E-2]
[2004,5,13,12,6.0838252992776115E-3,1.076183054199773E-2,0,6.5634968050043542E-3,0,5.6958940500000212E-5,2.3466111586779696E-2,null,6.2813791958939305E-3,1.0406837064240199E-2,0,4.4868788091168748E-3,0,5.6958940500000212E-5,2.1175095069251002E-2]
[2004,5,13,15,5.8651851491066404E-3,1.0332902544155691E-2,0,5.9492151567207144E-3,0,5.6958940500000212E-5,2.2204261790483043E-2,null,6.0556393655878012E-3,9.9920578342185887E-3,0,4.0669490990251789E-3,0,5.6958940500000212E-5,2.0114646298831571E-2]
[2004,5,13,16,6.3150243745776777E-3,1.0125543673155366E-2,0,6.1804652839004045E-3,0,5.6958940500000212E-5,2.2677992272133449E-2,null,6.5200857645838937E-3,9.7915389749126513E-3,0,4.2250342365782309E-3,0,5.6958940500000212E-5,2.0536658976074776E-2]
[2004,5,13,20,8.009288545441088E-3,8.5878476973441781E-3,2.172295841974827E-4,4.9718130917786449E-3,2.3358082021234699E-5,5.6958940500000212E-5,2.1866495941282628E-2,null,8.2693660597418697E-3,8.3045659723035327E-3,1.063113789387154E-4,3.3987862670067457E-3,2.0426112398073352E-5,5.6958940500000212E-5,2.0099455790388937E-2]
[2004,5,13,24,4.9051494944403282E-3,6.737215256920775E-3,5.9244432000000341E-4,3.1015913904624314E-3,6.3703860000000206E-5,5.6958940500000212E-5,1.5457063262323538E-2,null,5.0644294455308558E-3,6.5149791359261182E-3,2.8994012411473279E-4,2.1202820840553441E-3,5.5707579216829516E-5,5.6958940500000212E-5,1.404533836884388E-2]
[2004,5,14,3,4.487294688254124E-3,6.2659667521315016E-3,5.9244432000000341E-4,3.5842216238754117E-3,6.3703860000000206E-5,5.6958940500000212E-5,1.5050590184761041E-2,null,4.6330060634699067E-3,6.059275397889149E-3,2.8994012411473279E-4,2.4502134348695533E-3,5.5707579216829516E-5,5.6958940500000212E-5,1.3488142599560172E-2]
[2004,5,14,6,5.8062731753874049E-3,6.9363915041556912E-3,0,4.3539240724675124E-3,0,5.6958940500000212E-5,1.715354769251061E-2,null,5.9948144030181174E-3,6.7075852863344131E-3,0,2.9763905182925376E-3,0,5.6958940500000212E-5,1.5678790207645066E-2]
[2004,5,14,10,6.6864080868385889E-3,1.0567932097829271E-2,0,7.3954021691726903E-3,0,5.6958940500000212E-5,2.470670129434055E-2,null,6.9035290439572418E-3,1.0219334621454452E-2,0,5.0555784917055199E-3,0,5.6958940500000212E-5,2.2178442157117215E-2]
[2004,5,14,13,6.5956921351440654E-3,1.0326724598134633E-2,0,6.6237979152037581E-3,0,5.6958940500000212E-5,2.3603173588982455E-2,null,6.8098673650498348E-3,9.9860836760693843E-3,0,4.528101313150644E-3,0,5.6958940500000212E-5,2.1324052354269863E-2]
[2004,5,14,17,6.9697758000909276E-3,9.092833183538318E-3,0,6.1068836989122141E-3,0,5.6958940500000212E-5,2.222645162304146E-2,null,7.1960982699379129E-3,8.7928938319664293E-3,0,4.1747330534995684E-3,0,5.6958940500000212E-5,2.0163725155403912E-2]
[2004,5,14,18,7.1576609611891254E-3,8.6390770168224412E-3,0,5.6988114518466779E-3,0,5.6958940500000212E-5,2.1552508370358242E-2,null,7.3900844355629406E-3,8.3541054236674663E-3,0,3.8957703645025946E-3,0,5.6958940500000212E-5,1.9639960223733002E-2]
[2004,5,14,21,7.7561448374638461E-3,7.4760301840923228E-3,5.9244432000000341E-4,4.992903998430393E-3,6.3703860000000206E-5,5.6958940500000212E-5,2.0938186140486568E-2,null,8.0080022725455974E-3,7.2294232574626688E-3,2.8994012411473279E-4,3.4132042434196598E-3,5.5707579216829516E-5,5.6958940500000212E-5,1.8996277476759488E-2]
[2004,5,15,1,4.6031388356598153E-3,5.567256394740568E-3,5.9244432000000341E-4,3.1644165300393954E-3,6.3703860000000206E-5,5.6958940500000212E-5,1.4047918880939782E-2,null,4.7526119005353766E-3,5.3836129428738808E-3,2.8994012411473279E-4,2.1632300424108295E-3,5.5707579216829516E-5,5.6958940500000212E-5,1.2645102589151649E-2]
[2004,5,15,4,4.3293701650683573E-3,5.2565682690864368E-3,5.9244432000000341E-4,3.2131292517149548E-3,6.3703860000000206E-5,5.6958940500000212E-5,1.3512174806369752E-2,null,4.4699534172050097E-3,5.0831732835743826E-3,2.8994012411473279E-4,2.1965305962335768E-3,5.5707579216829516E-5,5.6958940500000212E-5,1.2095305000344531E-2]
[2004,5,15,7,5.5274308351392701E-3,6.5428457936364953E-3,0,4.2687273319922088E-3,0,5.6958940500000212E-5,1.6395962901267973E-2,null,5.7069174978954503E-3,6.327021211224599E-3,0,2.9181490868115307E-3,0,5.6958940500000212E-5,1.4952087795931579E-2]
[2004,5,15,10,6.7182914545047111E-3,7.9465812063541971E-3,0,5.7899687812607839E-3,0,5.6958940500000212E-5,2.0511800382619693E-2,null,6.9364477279268153E-3,7.6844525203729874E-3,0,3.9580865203255071E-3,0,5.6958940500000212E-5,1.8578986768625311E-2]
[2004,5,15,15,6.0124622883089736E-3,7.5483768938256627E-3,0,5.2913433437226281E-3,0,5.6958940500000212E-5,1.8909141466357263E-2,null,6.2076988861539421E-3,7.2993835135167452E-3,0,3.6172206715494753E-3,0,5.6958940500000212E-5,1.7124303071220162E-2]
[2004,5,15,16,6.447104684502469E-3,7.4481199256056542E-3,0,5.223165895620119E-3,0,5.6958940500000212E-5,1.9175349446228243E-2,null,6.6564549846282826E-3,7.2024336564502677E-3,0,3.5706138160517204E-3,0,5.6958940500000212E-5,1.7429502457130271E-2]
[2004,5,15,19,7.3437906016197542E-3,6.3408144740204463E-3,0,3.9871062424227431E-3,0,5.6958940500000212E-5,1.7728670258562944E-2,null,7.5822580752759336E-3,6.1316541668437492E-3,0,2.7256298037936417E-3,0,5.6958940500000212E-5,1.6439542045913327E-2]
[2004,5,15,22,6.5722049609014677E-3,5.7282992689393561E-3,5.9244432000000341E-4,4.2841342482297616E-3,6.3703860000000206E-5,5.6958940500000212E-5,1.7297745598570589E-2,null,6.785617515588295E-3,5.5393436009253507E-3,2.8994012411473279E-4,2.9286814246847516E-3,5.5707579216829516E-5,5.6958940500000212E-5,1.5599290244529959E-2]
[2004,5,16,2,4.619827855468198E-3,5.0819663913045775E-3,5.9244432000000341E-4,3.4282618398898562E-3,6.3703860000000206E-5,5.6958940500000212E-5,1.3843163207162635E-2,null,{"$f":"E3268*V$5","v":4.7698428459796325E-3},4.9143308839384474E-3,2.8994012411473279E-4,2.3435976063517893E-3,5.5707579216829516E-5,5.6958940500000212E-5,{"$f":"SUM(M3268:Q3268)","v":1.2373419039601432E-2}]
[2004,5,16,7,5.157812359841453E-3,5.8769286375136261E-3,0,3.5267906051549883E-3,0,5.6958940500000212E-5,1.4618490543010067E-2,null,5.3252967762370844E-3,5.6830702295576395E-3,0,2.4109529570269816E-3,0,5.6958940500000212E-5,1.3419319962821705E-2]
[2004,5,16,9,5.8721700277458103E-3,6.8904781027366215E-3,0,4.6405400495763433E-3,0,5.6958940500000212E-5,1.7460147120558774E-2,null,6.0628510571160144E-3,6.6631864003113836E-3,0,3.1723243615243068E-3,0,5.6958940500000212E-5,1.5898361818951705E-2]
[2004,5,16,13,6.4235835195273145E-3,7.3718641351176277E-3,0,4.5654266704540803E-3,0,5.6958940500000212E-5,1.8417833265599023E-2,null,6.6321700406875572E-3,7.1286932659361448E-3,0,3.1209760270804049E-3,0,5.6958940500000212E-5,1.6881839333704109E-2]
[2004,5,16,16,6.8422814319721121E-3,7.1469189135603831E-3,0,4.0705608001894425E-3,0,5.6958940500000212E-5,1.8116720086221939E-2,null,7.0644639063426502E-3,6.9111681655370915E-3,0,2.7826802599593436E-3,0,5.6958940500000212E-5,1.6758312331839085E-2]
[2004,5,16,17,7.5416921528869982E-3,6.7941126451481837E-3,0,3.9063163570652332E-3,0,5.6958940500000212E-5,1.8299080095600415E-2,null,7.7865858831623318E-3,6.5699996871560152E-3,0,2.6704009470773244E-3,0,5.6958940500000212E-5,1.7026986517395669E-2]
[2004,5,16,20,8.0986460165427751E-3,6.5148071017619427E-3,1.8760736819748255E-4,4.6527143315600872E-3,2.017288902123469E-5,5.6958940500000212E-5,1.9530906647583522E-2,null,8.3616251454921593E-3,6.2999074133726274E-3,9.1814372732978771E-5,3.1806468349667291E-3,1.7640733437231877E-5,5.6958940500000212E-5,1.7951634500001725E-2]
[2004,5,16,24,5.0354654124195502E-3,6.0567003308065505E-3,5.9244432000000341E-4,3.474217729775519E-3,6.3703860000000206E-5,5.6958940500000212E-5,1.5279490593501623E-2,null,5.1989769803171852E-3,5.8569119113757164E-3,2.8994012411473279E-4,2.3750135595560131E-3,5.5707579216829516E-5,5.6958940500000212E-5,1.3776550154580477E-2]
[2004,5,17,4,4.3269785730886785E-3,5.5253154691560693E-3,5.9244432000000341E-4,2.9976267101161492E-3,6.3703860000000206E-5,5.6958940500000212E-5,1.35630278728609E-2,null,4.4674841654814262E-3,5.3430554952186718E-3,2.8994012411473279E-4,2.0492106818743184E-3,5.5707579216829516E-5,5.6958940500000212E-5,1.220539804590598E-2]
[2004,5,17,7,5.8141843449621596E-3,7.9299421152034897E-3,0,4.2247514267708492E-3,0,5.6958940500000212E-5,1.8025836827436498E-2,null,6.0029824639892225E-3,7.6683622920585108E-3,0,2.8880866729624056E-3,0,5.6958940500000212E-5,1.6559431429010139E-2]
[2004,5,17,10,5.9844998533309865E-3,1.0260412612082636E-2,0,6.2781459104155456E-3,0,5.6958940500000212E-5,2.2580017316329172E-2,null,6.1788284553481593E-3,9.921959080206608E-3,0,4.2918097902492373E-3,0,5.6958940500000212E-5,2.0392597325804004E-2]
[2004,5,17,14,6.2001155669476424E-3,1.0166058563676972E-2,0,5.2562703287013348E-3,0,5.6958940500000212E-5,2.1679403399825947E-2,null,6.4014456396352063E-3,9.8307174271925375E-3,0,3.5932443716370729E-3,0,5.6958940500000212E-5,1.982540743846482E-2]
[2004,5,17,17,6.8722957007639092E-3,9.199290180892777E-3,0,5.130633572812935E-3,0,5.6958940500000212E-5,2.125917839496962E-2,null,7.0954527980833688E-3,8.8958392018542599E-3,0,3.507357699579574E-3,0,5.6958940500000212E-5,1.9498649699517204E-2]
[2004,5,17,18,7.390256580890966E-3,8.4719944740350665E-3,0,4.2466566745015767E-3,0,5.6958940500000212E-5,2.0165866669927611E-2,null,7.6302328972264726E-3,8.1925343236318796E-3,0,2.903061341918825E-3,0,5.6958940500000212E-5,1.8725828562777179E-2]
[2004,5,17,21,7.2669320993407451E-3,7.7862599878985366E-3,5.9244432000000341E-4,4.1308750980064545E-3,6.3703860000000206E-5,5.6958940500000212E-5,1.9897174305745738E-2,null,7.5029038247026543E-3,7.5294197132778108E-3,2.8994012411473279E-4,2.8239117791939651E-3,5.5707579216829516E-5,5.6958940500000212E-5,1.8201883020505995E-2]
[2004,5,18,1,4.4615226072338776E-3,6.4427275927478479E-3,5.9244432000000341E-4,2.6310381723045609E-3,6.3703860000000206E-5,5.6958940500000212E-5,1.4248395492786291E-2,null,4.6063971117673175E-3,6.2302055440621226E-3,2.8994012411473279E-4,1.7986067140750431E-3,5.5707579216829516E-5,5.6958940500000212E-5,1.2980857073236046E-2]
[2004,5,18,5,4.5333357116772435E-3,6.3176421608244406E-3,5.3324728354560316E-4,3.2956528529676943E-3,5.7338570308800198E-5,5.6958940500000212E-5,1.4794175519823781E-2,null,4.6805421304115377E-3,6.1092462236140826E-3,2.6096930691318877E-4,2.2529446402581904E-3,5.0141277901483922E-5,5.6958940500000212E-5,1.3353843579098482E-2]
[2004,5,18,8,6.6033115237797875E-3,1.0062023763847676E-2,0,6.1566707325908946E-3,0,5.6958940500000212E-5,2.2878964960718357E-2,null,6.8177341703750203E-3,9.7301143553815451E-3,0,4.2087680188569575E-3,0,5.6958940500000212E-5,2.0756616544613526E-2]
[2004,5,18,12,6.0593763416245238E-3,1.0818141064080775E-2,0,6.4912221890553786E-3,0,5.6958940500000212E-5,2.3425698535260678E-2,null,6.2561363320034055E-3,1.0461290107896076E-2,0,4.4374710844888579E-3,0,5.6958940500000212E-5,2.1154897524388341E-2]
[2004,5,18,15,5.8418631855334247E-3,1.0403108082055475E-2,0,5.8640916670388617E-3,0,5.6958940500000212E-5,2.2166021875127763E-2,null,6.0315600915143682E-3,1.0059947547876426E-2,0,4.0087577425945067E-3,0,5.6958940500000212E-5,2.0100265381985304E-2]
[2004,5,18,18,7.0763363739302738E-3,9.0087496999600447E-3,0,5.4543849502255047E-3,0,5.6958940500000212E-5,2.1596429964615825E-2,null,{"$f":"E3332*V$5","v":7.3061190773559808E-3},8.7115839553633754E-3,0,3.7286777120502583E-3,0,5.6958940500000212E-5,{"$f":"SUM(M3332:Q3332)","v":1.9746380744769615E-2}]
[2004,5,18,20,7.9198551252534222E-3,8.6653452588132968E-3,1.6785922380251953E-4,5.0007695405303648E-3,1.8049426978765441E-5,5.6958940500000212E-5,2.1828837515878368E-2,null,8.1770285586878627E-3,8.3795071723101397E-3,8.2149701735860923E-5,3.4185812147535487E-3,1.5783814092865837E-5,5.6958940500000212E-5,2.0073050461580276E-2]
[2004,5,18,23,5.9041289305207757E-3,7.072336015251343E-3,5.9244432000000341E-4,3.737302707367485E-3,6.3703860000000206E-5,5.6958940500000212E-5,1.7426874773639606E-2,null,6.0958477289695103E-3,6.8390454845998674E-3,2.8994012411473279E-4,2.5548613519788509E-3,5.5707579216829516E-5,5.6958940500000212E-5,1.5835402268879792E-2]
[2004,5,19,2,4.362604475303236E-3,6.372508530675663E-3,5.9244432000000341E-4,2.8514909043385311E-3,6.3703860000000206E-5,5.6958940500000212E-5,1.4299711030817433E-2,null,4.5042669115330008E-3,6.16230275234493E-3,2.8994012411473279E-4,1.9493106332147563E-3,5.5707579216829516E-5,5.6958940500000212E-5,1.2961528000424249E-2]
[2004,5,19,6,5.6773367336196154E-3,7.1874857581065744E-3,0,4.1905840897899366E-3,0,5.6958940500000212E-5,1.7112365522016126E-2,null,5.8616911387769583E-3,6.9503968580680742E-3,0,2.864729504547739E-3,0,5.6958940500000212E-5,1.5676817501392774E-2]
[2004,5,19,9,6.3966255390886769E-3,1.078349747738693E-2,0,7.1910360431492199E-3,0,5.6958940500000212E-5,2.4428118000124829E-2,null,6.6043366810559648E-3,1.0427789286577921E-2,0,4.9158715538645693E-3,0,5.6958940500000212E-5,2.1947997521498452E-2]
[2004,5,19,11,6.1732755730835778E-3,1.1163076020371886E-2,0,7.2417518785237818E-3,0,5.6958940500000212E-5,2.4635062412479248E-2,null,6.3737340978367142E-3,1.0794846919989871E-2,0,4.950541458305641E-3,0,5.6958940500000212E-5,2.2119122476132229E-2]
[2004,5,19,17,7.0694227387895119E-3,9.549179490668679E-3,0,6.4037443815654991E-3,0,5.6958940500000212E-5,2.3079305551523689E-2,null,7.2989809427441371E-3,9.2341869414091088E-3,0,4.3776702904372664E-3,0,5.6958940500000212E-5,2.091083817459051E-2]
[2004,5,19,20,8.2185647908484625E-3,8.6762014416077674E-3,1.5798515219748237E-4,5.4035433952906156E-3,1.6987696021234681E-5,5.6958940500000212E-5,2.2530241416465563E-2,null,8.4854379206897451E-3,8.3900052492907034E-3,7.7317366527242129E-5,3.6939218643311008E-3,1.4855354476390402E-5,5.6958940500000212E-5,2.0661537755315183E-2]
[2004,5,19,21,7.9155181721405222E-3,8.0630032173364622E-3,5.9244432000000341E-4,5.0231303590075422E-3,6.3703860000000206E-5,5.6958940500000212E-5,2.1714758868984531E-2,null,8.1725507760894416E-3,7.7970341944901779E-3,2.8994012411473279E-4,3.4338673168970374E-3,5.5707579216829516E-5,5.6958940500000212E-5,1.9749099990808216E-2]
[2004,5,19,24,4.9807305425009713E-3,6.8549591987121057E-3,5.9244432000000341E-4,3.3774567799497259E-3,6.3703860000000206E-5,5.6958940500000212E-5,1.5926253641662808E-2,null,5.1424647604088741E-3,6.6288391351838555E-3,2.8994012411473279E-4,2.3088667070135772E-3,5.5707579216829516E-5,5.6958940500000212E-5,1.4425818305937869E-2]
[2004,5,20,4,4.3438820057999173E-3,6.1727797753806449E-3,5.9244432000000341E-4,3.1558076117195206E-3,6.3703860000000206E-5,5.6958940500000212E-5,1.4385576513400085E-2,null,4.4849364862415532E-3,5.9691623190991829E-3,2.8994012411473279E-4,2.1573448908938191E-3,5.5707579216829516E-5,5.6958940500000212E-5,1.2957091399566118E-2]
[2004,5,20,8,6.8038850947085734E-3,1.0169099448441431E-2,0,6.486682517234498E-3,0,5.6958940500000212E-5,2.3516626000884503E-2,null,7.0248207637109315E-3,9.8336580042766453E-3,0,4.4343677147610141E-3,0,5.6958940500000212E-5,2.1292846482748588E-2]
[2004,5,20,11,6.1554473040510227E-3,1.1144277257261581E-2,0,7.1766799787982873E-3,0,5.6958940500000212E-5,2.453336348061089E-2,null,6.3553269094821785E-3,1.0776668259404692E-2,0,4.9060575899315933E-3,0,5.6958940500000212E-5,2.2038052758818462E-2]
[2004,5,20,15,5.9804593124477773E-3,1.0376437226486762E-2,0,6.3699575621767729E-3,0,5.6958940500000212E-5,2.2783813041611312E-2,null,6.1746567100735266E-3,1.0034156466407124E-2,0,4.3545732480456028E-3,0,5.6958940500000212E-5,2.0563386424526254E-2]
[2004,5,20,18,7.3107234258042303E-3,8.986892584878595E-3,0,5.8437717242875538E-3,0,5.6958940500000212E-5,2.2198346675470378E-2,null,7.5481171425540059E-3,8.6904478266667459E-3,0,3.9948668056074129E-3,0,5.6958940500000212E-5,2.0233431774828167E-2]
[2004,5,20,21,7.8876552155011034E-3,8.0493001889515477E-3,5.9244432000000341E-4,4.9750524769686805E-3,6.3703860000000206E-5,5.6958940500000212E-5,2.1625115001921335E-2,null,8.1437830538815537E-3,7.7837831789559758E-3,2.8994012411473279E-4,3.4010007464520095E-3,5.5707579216829516E-5,5.6958940500000212E-5,1.9674214682621101E-2]
[2004,5,20,22,6.9544648616975705E-3,7.5548134936352564E-3,5.9244432000000341E-4,4.4348515138665683E-3,6.3703860000000206E-5,5.6958940500000212E-5,1.9657236989699397E-2,null,7.1802901549506094E-3,7.3056077934108357E-3,2.8994012411473279E-4,3.0317134098360537E-3,5.5707579216829516E-5,5.6958940500000212E-5,1.7863259061529062E-2]
[2004,5,21,1,3.9746082458267983E-3,6.0211981459306245E-3,5.9244432000000341E-4,1.0561396308215044E-3,6.3703860000000206E-5,5.6958940500000212E-5,1.176505314307893E-2,null,4.1036716734994616E-3,5.8225808138931395E-3,2.8994012411473279E-4,7.2198870050312806E-4,5.5707579216829516E-5,5.6958940500000212E-5,1.0993888891227292E-2]
[2004,5,21,5,4.3741412816664218E-3,5.9801975591887756E-3,5.0362506754560296E-4,2.6921160317585073E-3,5.4153377308800185E-5,5.6958940500000212E-5,1.3661192257968108E-2,null,4.5161783409235481E-3,5.7829326867371196E-3,2.4647230070745207E-4,1.8403602124665076E-3,4.7355898940642441E-5,5.6958940500000212E-5,1.243329943977527E-2]
[2004,5,21,9,6.1730935026257632E-3,1.0045230641606062E-2,0,6.4948530411892457E-3,0,5.6958940500000212E-5,2.2770136125921072E-2,null,6.3735461151893432E-3,{"$f":"F3395*W$5","v":9.7138751768991918E-3},{"$f":"G3395*X$5","v":0},{"$f":"H3395*Y$5","v":4.4399531750546773E-3},{"$f":"I3395*Z$5","v":0},{"$f":"J3395","v":5.6958940500000212E-5},2.0527374467143214E-2]
[2004,5,21,12,6.7696636913086704E-3,1.0299005805271738E-2,0,6.3688613395383774E-3,0,5.6958940500000212E-5,2.3494489776618787E-2,null,6.9894881233413982E-3,9.9592792249292329E-3,0,4.3538238581590193E-3,0,5.6958940500000212E-5,2.130259120642965E-2]
[2004,5,21,16,6.4248461404193425E-3,9.4649086707509628E-3,0,5.8871523420817766E-3,0,5.6958940500000212E-5,2.1833866093752079E-2,null,6.6334736613888994E-3,9.1526959080081311E-3,0,4.0245222744055217E-3,0,5.6958940500000212E-5,1.9810691843802554E-2]
[2004,5,21,19,7.0200478774693357E-3,8.1131394105516605E-3,0,4.5138447935875224E-3,0,5.6958940500000212E-5,1.9703991022108517E-2,null,7.2480027815642733E-3,7.8455165778333908E-3,0,3.0857140871232511E-3,0,5.6958940500000212E-5,1.8179233446520913E-2]
[2004,5,21,22,6.7412367489147959E-3,6.6548154560821405E-3,5.9244432000000341E-4,3.6038651128047485E-3,6.3703860000000206E-5,5.6958940500000212E-5,1.7713024438301687E-2,null,6.960138101640913E-3,6.435297403519437E-3,2.8994012411473279E-4,2.4636419405628844E-3,5.5707579216829516E-5,5.6958940500000212E-5,1.6204725149054796E-2]
[2004,5,22,2,4.3190221145616697E-3,5.3577640581832378E-3,5.9244432000000341E-4,2.7308069556923591E-3,6.3703860000000206E-5,5.6958940500000212E-5,1.3120700248937271E-2,null,4.4592693449357935E-3,5.1810309932463407E-3,2.8994012411473279E-4,1.8668097548158828E-3,5.5707579216829516E-5,5.6958940500000212E-5,1.1852757796329579E-2]
[2004,5,22,3,4.1734610021342284E-3,5.2742366574867489E-3,5.9244432000000341E-4,2.7509581481776992E-3,6.3703860000000206E-5,5.6958940500000212E-5,1.2911762928298679E-2,null,4.3089815739438368E-3,5.1002588563821135E-3,2.8994012411473279E-4,1.8805853322599018E-3,5.5707579216829516E-5,5.6958940500000212E-5,1.1635473465917416E-2]
[2004,5,22,7,5.1048628781455154E-3,6.5982881495808476E-3,0,4.017551887684591E-3,0,5.6958940500000212E-5,1.5777661855910955E-2,null,5.2706279196547429E-3,6.3806347263713802E-3,0,2.7464427827001174E-3,0,5.6958940500000212E-5,1.4397705428726242E-2]
[2004,5,22,10,6.4846424527626361E-3,7.9655955324277761E-3,0,5.2310920019815448E-3,0,5.6958940500000212E-5,1.973828892767196E-2,null,6.6952116788150306E-3,7.7028396332867117E-3,0,3.5760321897827432E-3,0,5.6958940500000212E-5,1.7974083501884487E-2]
[2004,5,22,13,6.1898358446655557E-3,7.8233920350658619E-3,0,4.7923212323752956E-3,0,5.6958940500000212E-5,1.8862508052606714E-2,null,6.3908321143438191E-3,7.5653269098485071E-3,0,3.2760836521823085E-3,0,5.6958940500000212E-5,1.7232242676374635E-2]
[2004,5,22,17,6.7591534193682445E-3,7.2397677027598115E-3,0,4.5584634012506E-3,0,5.6958940500000212E-5,1.8614343463878656E-2,null,6.9786365619861407E-3,7.0009542123475876E-3,0,3.1162158594503315E-3,0,5.6958940500000212E-5,1.7095806633784062E-2]
[2004,5,22,19,6.9404217638362716E-3,6.3784186153391809E-3,0,3.6843135193420132E-3,0,5.6958940500000212E-5,1.7060112839017465E-2,null,7.1657910497967617E-3,6.1680178849043091E-3,0,2.5186373585912832E-3,0,5.6958940500000212E-5,1.5852446293292355E-2]
[2004,5,22,22,6.302993323398216E-3,5.6893560016469773E-3,5.9244432000000341E-4,3.939981847219695E-3,6.3703860000000206E-5,5.6958940500000212E-5,1.6645438292764891E-2,null,6.5076640412657736E-3,5.5016849297653322E-3,2.8994012411473279E-4,2.6934150474662234E-3,5.5707579216829516E-5,5.6958940500000212E-5,1.5048411721828891E-2]
[2004,5,23,1,4.7501670523234308E-3,5.1017150991979135E-3,5.9244432000000341E-4,3.3562286094653555E-3,6.3703860000000206E-5,5.6958940500000212E-5,1.3921217881486703E-2,null,4.9044144155533341E-3,4.9334281540983132E-3,2.8994012411473279E-4,2.2943548955307075E-3,5.5707579216829516E-5,5.6958940500000212E-5,1.2477845168513918E-2]
[2004,5,23,4,4.2258482877879236E-3,4.8460123833992154E-3,5.9244432000000341E-4,2.9501642134688194E-3,6.3703860000000206E-5,5.6958940500000212E-5,1.273513200515596E-2,null,4.3630699788613069E-3,4.686160136838975E-3,2.8994012411473279E-4,2.0167647956704404E-3,5.5707579216829516E-5,5.6958940500000212E-5,1.1411642614702283E-2]
[2004,5,23,8,5.5894767245169156E-3,6.7912640053418511E-3,0,5.0095900612828551E-3,0,5.6958940500000212E-5,1.744728973164162E-2,null,5.7709781405923654E-3,6.5672450135711149E-3,0,3.4246110200274005E-3,0,5.6958940500000212E-5,1.576283417419088E-2]
[2004,5,23,11,6.5359648335020833E-3,7.727900922952528E-3,0,5.3401146654670243E-3,0,5.6958940500000212E-5,1.9660939362421637E-2,null,6.7482005992396173E-3,7.4729857007049105E-3,0,3.6505612850256186E-3,0,5.6958940500000212E-5,1.7871747584970146E-2]
[2004,5,23,14,6.4378144612933655E-3,7.6499826248821482E-3,0,4.7207660921788994E-3,0,5.6958940500000212E-5,1.8865522118854415E-2,null,6.6468630894110084E-3,7.3976376426606125E-3,0,3.2271677691143373E-3,0,5.6958940500000212E-5,1.7271668501185958E-2]
[2004,5,23,16,6.9962426326824123E-3,7.4288575610137637E-3,0,4.632508109596963E-3,0,5.6958940500000212E-5,1.9114567243793141E-2,null,7.2234245331757969E-3,7.1838066869028931E-3,0,3.1668336387647399E-3,0,5.6958940500000212E-5,1.7574064858843431E-2]
[2004,5,23,22,6.3515340692781612E-3,6.0126986121251044E-3,5.9244432000000341E-4,3.4779707489475402E-3,6.3703860000000206E-5,5.6958940500000212E-5,1.655531055085081E-2,null,6.5577810016195937E-3,5.81436164865997E-3,2.8994012411473279E-4,2.3775791648565766E-3,5.5707579216829516E-5,5.6958940500000212E-5,1.5095369518467704E-2]
[2004,5,23,23,5.6865111988385706E-3,6.0711801367397218E-3,5.9244432000000341E-4,3.5940646271615979E-3,6.3703860000000206E-5,5.6958940500000212E-5,1.6064863083239893E-2,null,5.8711635171121218E-3,5.8709140814043438E-3,2.8994012411473279E-4,2.4569422204810862E-3,5.5707579216829516E-5,5.6958940500000212E-5,1.4544667522329115E-2]
[2004,5,24,2,4.2734431117451592E-3,5.5640644145714679E-3,5.9244432000000341E-4,2.9499235594805263E-3,6.3703860000000206E-5,5.6958940500000212E-5,1.3500538206297158E-2,null,{"$f":"E3460*V$5","v":4.4122103013279476E-3},5.3805262544705948E-3,2.8994012411473279E-4,2.0166002819497091E-3,5.5707579216829516E-5,5.6958940500000212E-5,{"$f":"SUM(M3460:Q3460)","v":1.2154984541079814E-2}]
[2004,5,24,5,4.5498296839970179E-3,5.8178542112476183E-3,4.8387692374308425E-4,3.3754447687024034E-3,5.2029915330034796E-5,5.6958940500000212E-5,1.4335994443520159E-2,null,4.6975716947876521E-3,5.6259444528215484E-3,2.3680763000027435E-4,2.3074912739330837E-3,4.5498979651983982E-5,5.6958940500000212E-5,1.2913314031194544E-2]
[2004,5,24,9,6.3402959694002364E-3,9.8178033622831722E-3,0,6.0643555436111964E-3,0,5.6958940500000212E-5,2.2279413815794603E-2,null,6.5461779783074422E-3,9.493949892753489E-3,0,4.1456603374641953E-3,0,5.6958940500000212E-5,2.0185788208525127E-2]
[2004,5,24,13,6.1750899817559117E-3,1.0128241750360195E-2,0,5.6371505246661773E-3,0,5.6958940500000212E-5,2.1997441197282287E-2,null,6.3756074239640446E-3,9.7941480524062815E-3,0,3.8536182745822121E-3,0,5.6958940500000212E-5,2.0023373750952537E-2]
[2004,5,24,16,6.3945055335140541E-3,9.5465418037517409E-3,0,5.1976338884373689E-3,0,5.6958940500000212E-5,2.1195640166203164E-2,null,6.6021478346876784E-3,9.2316362621483704E-3,0,3.5531598543319318E-3,0,5.6958940500000212E-5,1.9386943951167981E-2]
[2004,5,24,20,7.7561992591939121E-3,8.4701278425079723E-3,1.086147918025192E-4,5.1386134997422582E-3,1.1679040978765419E-5,5.6958940500000212E-5,2.1542193374725429E-2,null,8.0080584614573794E-3,8.1907292654602587E-3,5.3155689324387645E-5,3.5128128656444347E-3,1.0213056171182885E-5,5.6958940500000212E-5,1.9774969338057644E-2]
[2004,5,24,23,5.7512426046365372E-3,6.9464157439941086E-3,5.9244432000000341E-4,3.4106736493068049E-3,6.3703860000000206E-5,5.6958940500000212E-5,1.6821439118437455E-2,null,5.9379968802839075E-3,6.7172788631180433E-3,2.8994012411473279E-4,2.3315741252772451E-3,5.5707579216829516E-5,5.6958940500000212E-5,1.5332497572010759E-2]
[2004,5,24,24,4.8291938590960979E-3,6.6670061385460076E-3,5.9244432000000341E-4,2.7970516244307975E-3,6.3703860000000206E-5,5.6958940500000212E-5,1.5006358742572907E-2,null,4.9860073797758113E-3,6.4470859599000882E-3,2.8994012411473279E-4,1.9120953410224368E-3,5.5707579216829516E-5,5.6958940500000212E-5,1.36908363840299E-2]
[2004,5,25,3,4.0604014815558481E-3,6.1641330046514568E-3,5.9244432000000341E-4,2.3916603109463553E-3,6.3703860000000206E-5,5.6958940500000212E-5,1.3329301917653663E-2,null,4.192250786072084E-3,5.9608007737506161E-3,2.8994012411473279E-4,1.6349653677913167E-3,5.5707579216829516E-5,5.6958940500000212E-5,1.2133664630945579E-2]
[2004,5,25,6,5.0057065194565233E-3,7.1900122944061765E-3,0,4.039605308609329E-3,0,5.6958940500000212E-5,1.6292283062972028E-2,null,5.1682517569658533E-3,6.9528400531643211E-3,0,2.761518744486264E-3,0,5.6958940500000212E-5,1.4882610554616439E-2]
[2004,5,25,11,6.1466436546298298E-3,1.1392576070919858E-2,0,7.1445472915862996E-3,0,5.6958940500000212E-5,2.4740725957635989E-2,null,6.3462373880705776E-3,1.1016776602209554E-2,0,4.8840913305404831E-3,0,5.6958940500000212E-5,2.2247105320820616E-2]
[2004,5,25,14,5.8266796716447316E-3,1.1333003133758377E-2,0,6.6280732072568635E-3,0,5.6958940500000212E-5,2.3844714953159971E-2,null,6.0158835387585999E-3,1.0959168758631423E-2,0,4.5310239499532154E-3,0,5.6958940500000212E-5,2.1506076247343239E-2]
[2004,5,25,18,7.0163402578054795E-3,9.4660599250364959E-3,0,5.9199531210477139E-3,0,5.6958940500000212E-5,2.2459312244389691E-2,null,7.2441747681225334E-3,9.1538091866201939E-3,0,4.0469452486884645E-3,0,5.6958940500000212E-5,2.0444929203431193E-2]
[2004,5,25,21,7.4135158034243061E-3,8.352183776540862E-3,5.9244432000000341E-4,5.0675545189866437E-3,6.3703860000000206E-5,5.6958940500000212E-5,2.1546361219451814E-2,null,7.6542473929337934E-3,8.0766757433922681E-3,2.8994012411473279E-4,3.4642361626426575E-3,5.5707579216829516E-5,5.6958940500000212E-5,1.9540807002300282E-2]
[2004,5,25,24,4.8486888983888116E-3,6.8953972249538639E-3,5.9244432000000341E-4,2.8955142756288362E-3,6.3703860000000206E-5,5.6958940500000212E-5,1.5352707519471515E-2,null,5.0061354617328864E-3,6.6679432586557097E-3,2.8994012411473279E-4,1.9794054953921475E-3,5.5707579216829516E-5,5.6958940500000212E-5,1.3999131919112307E-2]
[2004,5,26,3,4.2885565766605438E-3,6.180296309981047E-3,5.9244432000000341E-4,2.2271988636317179E-3,6.3703860000000206E-5,5.6958940500000212E-5,1.3409158870773312E-2,null,4.4278145304810501E-3,5.9764309106802192E-3,2.8994012411473279E-4,1.5225377084512361E-3,5.5707579216829516E-5,5.6958940500000212E-5,1.2272430852944069E-2]
[2004,5,26,5,4.6130654543417287E-3,6.3485031703942266E-3,4.7400285154560276E-4,2.7568123225248514E-3,5.0968184308800173E-5,5.6958940500000212E-5,1.4300310923615209E-2,null,4.7628608562510421E-3,6.1390892412101486E-3,2.3197529450171543E-4,1.8845873104132368E-3,4.4570519979800966E-5,5.6958940500000212E-5,1.3063083222355944E-2]
[2004,5,26,8,6.7825667769466592E-3,1.0228386826144789E-2,0,5.8897205863528623E-3,0,5.6958940500000212E-5,2.295763312994431E-2,null,7.0028101978097303E-3,9.890989707960058E-3,0,4.0262779545161276E-3,0,5.6958940500000212E-5,2.0920077860285914E-2]
[2004,5,26,12,6.8020954271438127E-3,1.1208864536190237E-2,0,6.6540023448903142E-3,0,5.6958940500000212E-5,2.4721921248724365E-2,null,7.0229729820841004E-3,1.0839125039931955E-2,0,4.5487493944293212E-3,0,5.6958940500000212E-5,2.2410847416445376E-2]
[2004,5,26,15,6.7093089464665863E-3,1.0872809601115602E-2,0,5.9248322271482487E-3,0,5.6958940500000212E-5,2.3563909715230438E-2,null,6.9271735400035809E-3,1.0514155329592479E-2,0,4.0502806594337297E-3,0,5.6958940500000212E-5,2.1491609529029791E-2]
[2004,5,26,19,8.4308794235526188E-3,9.021989478492299E-3,0,4.5152620317276768E-3,0,5.6958940500000212E-5,2.2025089874272596E-2,null,8.7046468314074983E-3,8.7243870019653551E-3,0,3.0866829267475323E-3,0,5.6958940500000212E-5,2.0515716760120387E-2]
[2004,5,26,22,7.4275864659870267E-3,7.678650095862289E-3,5.9244432000000341E-4,3.8264183322793497E-3,6.3703860000000206E-5,5.6958940500000212E-5,1.964576201462867E-2,null,7.6687749578696913E-3,7.4253594784923424E-3,2.8994012411473279E-4,2.6157817760847002E-3,5.5707579216829516E-5,5.6958940500000212E-5,1.8055563915778297E-2]
[2004,5,26,24,5.2667217228507986E-3,6.8766546973536135E-3,5.9244432000000341E-4,2.5882030070577752E-3,6.3703860000000206E-5,5.6958940500000212E-5,1.5444686547762191E-2,null,5.4377426426767727E-3,6.6498189785765306E-3,2.8994012411473279E-4,1.7693241226545244E-3,5.5707579216829516E-5,5.6958940500000212E-5,1.4202533447239389E-2]
[2004,5,27,3,4.6007722248624068E-3,6.2013252000821337E-3,5.9244432000000341E-4,2.0018812206044892E-3,6.3703860000000206E-5,5.6958940500000212E-5,1.3517085766049035E-2,null,4.7501684411826919E-3,5.996766134513172E-3,2.8994012411473279E-4,1.3685080824981596E-3,5.5707579216829516E-5,5.6958940500000212E-5,1.2461090361525587E-2]
[2004,5,27,6,5.791060679805316E-3,7.1967431501427735E-3,0,3.4770465980848704E-3,0,5.6958940500000212E-5,1.652180936853296E-2,null,5.9791079274757793E-3,6.9593488825572683E-3,0,2.376947405133775E-3,0,5.6958940500000212E-5,1.5315404215166823E-2]
[2004,5,27,10,7.3310080619749234E-3,1.116102890719904E-2,0,6.2030399975048604E-3,0,5.6958940500000212E-5,2.4752035907178824E-2,null,7.5690604611686942E-3,1.0792867333602711E-2,0,4.2404665597899202E-3,0,5.6958940500000212E-5,2.2602394354561326E-2]
[2004,5,27,13,7.4655900835643354E-3,1.1241127892030136E-2,0,5.7654943160150036E-3,0,5.6958940500000212E-5,2.4529171232109473E-2,null,7.7080126284265965E-3,1.0870324145517305E-2,0,3.9413555059381713E-3,0,5.6958940500000212E-5,2.2519692279882073E-2]
[2004,5,27,16,8.2082808577444068E-3,1.0532722561558908E-2,0,5.1735620095807889E-3,0,5.6958940500000212E-5,2.3971524369384101E-2,null,8.4748200478426319E-3,1.0185286519168956E-2,0,3.5367040524406494E-3,0,5.6958940500000212E-5,2.2196810619452237E-2]
[2004,5,27,21,9.3310859439061471E-3,8.1470763015560888E-3,5.9244432000000341E-4,3.6586392094108753E-3,6.3703860000000206E-5,5.6958940500000212E-5,2.1849908575373115E-2,null,9.6340848462742514E-3,7.8783340147714383E-3,2.8994012411473279E-4,2.5010861171431437E-3,5.5707579216829516E-5,5.6958940500000212E-5,2.0359152681520394E-2]
[2004,5,27,24,5.8385481715990013E-3,6.8498761882036709E-3,5.9244432000000341E-4,2.1674662972377E-3,6.3703860000000206E-5,5.6958940500000212E-5,1.5568997777540375E-2,null,6.0281374324902409E-3,6.623923794624397E-3,2.8994012411473279E-4,1.4817038672336796E-3,5.5707579216829516E-5,5.6958940500000212E-5,1.4479412797679881E-2]
[2004,5,28,3,3.8627319294547292E-3,5.7057467105092055E-3,5.9244432000000341E-4,1.2587614227162036E-3,6.3703860000000206E-5,5.6958940500000212E-5,1.1540347183180141E-2,null,3.9881625108257402E-3,5.5175349690157124E-3,2.8994012411473279E-4,8.6050319229421721E-4,5.5707579216829516E-5,5.6958940500000212E-5,1.0711848375467231E-2]
[2004,5,28,4,3.89185201745242E-3,5.653003401127189E-3,5.9244432000000341E-4,1.6613030592158775E-3,6.3703860000000206E-5,5.6958940500000212E-5,1.1919265598295491E-2,null,4.0182281859451443E-3,5.4665314687445061E-3,2.8994012411473279E-4,1.1356850949075477E-3,5.5707579216829516E-5,5.6958940500000212E-5,1.0966092452928761E-2]
[2004,5,28,7,5.874554442617635E-3,8.4452537732914914E-3,0,5.4326433731057867E-3,0,5.6958940500000212E-5,1.9809410529514914E-2,null,6.0653128986767899E-3,8.166675700924898E-3,0,3.713814930128758E-3,0,5.6958940500000212E-5,1.7945803529730447E-2]
[2004,5,28,11,6.82073603678429E-3,1.0795636647998066E-2,0,7.214620106796377E-3,0,5.6958940500000212E-5,2.4887951732078729E-2,null,7.0422188893602966E-3,1.0439528030293695E-2,0,4.9319938798982488E-3,0,5.6958940500000212E-5,2.2413740799552238E-2]
[2004,5,28,14,6.4184767966075935E-3,1.0442059892996619E-2,0,6.6491733119526716E-3,0,5.6958940500000212E-5,2.3566668942056883E-2,null,6.6268974923270807E-3,1.0097614480861446E-2,0,4.5454482142505007E-3,0,5.6958940500000212E-5,2.1269960187439027E-2]
[2004,5,28,18,7.0319968627738597E-3,8.7869436957560276E-3,0,5.6055422779947026E-3,0,5.6958940500000212E-5,2.1481441777024587E-2,null,7.2603397741654238E-3,8.4970945210042937E-3,0,3.8320105285290038E-3,0,5.6958940500000212E-5,1.9589444823698718E-2]
[2004,5,28,22,7.0194850274449992E-3,6.8652458628687685E-3,5.9244432000000341E-4,4.0832697808785238E-3,6.3703860000000206E-5,5.6958940500000212E-5,1.8681107791692297E-2,null,7.2474216546812098E-3,6.6387864798660807E-3,2.8994012411473279E-4,2.7913682593342861E-3,5.5707579216829516E-5,5.6958940500000212E-5,1.702322409721314E-2]
[2004,5,29,1,5.0587489704084932E-3,5.5844060704948731E-3,5.9244432000000341E-4,2.7363764372561844E-3,6.3703860000000206E-5,5.6958940500000212E-5,1.4092638598659554E-2,null,5.2230166017007088E-3,5.4001969134709936E-3,2.8994012411473279E-4,1.8706171138424678E-3,5.5707579216829516E-5,5.6958940500000212E-5,1.2839478332345734E-2]
[2004,5,29,4,4.5850664273419791E-3,5.3114784219899722E-3,5.9244432000000341E-4,2.9455378905621286E-3,6.3703860000000206E-5,5.6958940500000212E-5,1.3555189860394085E-2,null,4.7339526452078382E-3,5.1362721511145817E-3,2.8994012411473279E-4,2.0136021903046034E-3,5.5707579216829516E-5,5.6958940500000212E-5,1.2229474689958586E-2]
[2004,5,29,5,4.8220910302500851E-3,5.4506939369729536E-3,4.5425470774308415E-4,3.0695178267337664E-3,4.8844722330034797E-5,5.6958940500000212E-5,1.3902361164529923E-2,null,4.9786739079631607E-3,5.2708954547977518E-3,2.2231062379453776E-4,2.098356242129546E-3,4.2713600691142514E-5,5.6958940500000212E-5,1.2612949829376139E-2]
[2004,5,29,8,6.219475952121252E-3,7.2977343990849475E-3,0,4.4788309376531223E-3,0,5.6958940500000212E-5,1.8053000229359323E-2,null,6.4214346949863594E-3,7.0570087991071373E-3,0,3.0617782290151543E-3,0,5.6958940500000212E-5,1.654022172310865E-2]
[2004,5,29,11,7.4958526511337926E-3,8.1038956553585E-3,0,5.0935592240886731E-3,0,5.6958940500000212E-5,2.0750266471080966E-2,null,7.7392578816996797E-3,7.8365777403575972E-3,0,3.4820132658737683E-3,0,5.6958940500000212E-5,1.9057848887931043E-2]
[2004,5,29,16,7.6417880174336119E-3,7.3893227332412145E-3,0,4.1483227978380685E-3,0,5.6958940500000212E-5,1.9236392489012894E-2,null,7.8899320593309296E-3,7.1455759686820377E-3,0,2.8358392192412603E-3,0,5.6958940500000212E-5,1.7871347247254227E-2]
[2004,5,29,19,8.6139369285237639E-3,6.2173094986592431E-3,0,2.8969020211732401E-3,0,5.6958940500000212E-5,1.7785107388856247E-2,null,8.8936485773180082E-3,6.0122231694691658E-3,0,1.9803541735526802E-3,0,5.6958940500000212E-5,1.6886225920339854E-2]
[2004,5,29,23,6.4248196266031591E-3,5.3695871416586365E-3,5.9244432000000341E-4,3.371897106784177E-3,6.3703860000000206E-5,5.6958940500000212E-5,1.5879410995545976E-2,null,6.6334462866164184E-3,5.1924640763863529E-3,2.8994012411473279E-4,2.3050660531162377E-3,5.5707579216829516E-5,5.6958940500000212E-5,1.4476624119450571E-2]
[2004,5,30,2,4.4983534899999148E-3,4.8996564759045454E-3,5.9244432000000341E-4,2.9848891426001549E-3,6.3703860000000206E-5,5.6958940500000212E-5,1.3096006229004618E-2,null,4.6444239664832909E-3,4.7380347066887218E-3,2.8994012411473279E-4,2.0405031402291945E-3,5.5707579216829516E-5,5.6958940500000212E-5,1.176860951673277E-2]
[2004,5,30,3,4.3608994256167915E-3,4.8684336652255553E-3,5.9244432000000341E-4,3.0248763105748221E-3,6.3703860000000206E-5,5.6958940500000212E-5,1.2967316521917172E-2,null,4.5025064954951387E-3,4.7078418224804231E-3,2.8994012411473279E-4,2.067838809302018E-3,5.5707579216829516E-5,5.6958940500000212E-5,1.1623834830609144E-2]
[2004,5,30,8,5.5555763933331868E-3,6.8125079646541636E-3,0,5.0689760617883559E-3,0,5.6958940500000212E-5,1.7494019360275705E-2,null,5.735976998291867E-3,6.5877882122676399E-3,0,3.4652079449810588E-3,0,5.6958940500000212E-5,1.5788973155540568E-2]
[2004,5,30,10,6.3987938780059568E-3,7.5838787863114201E-3,0,5.4411970961787534E-3,0,5.6958940500000212E-5,1.9480828700996131E-2,null,6.6065754302465874E-3,7.3337143282540375E-3,0,3.7196623495661966E-3,0,5.6958940500000212E-5,1.7659952108066822E-2]
[2004,5,30,14,6.4457115797186626E-3,7.6637896083893561E-3,0,4.7495900064553212E-3,0,5.6958940500000212E-5,1.8916050135063339E-2,null,6.6550166429639119E-3,7.4109891842173608E-3,0,3.2468721148320146E-3,0,5.6958940500000212E-5,1.7312877942013288E-2]
[2004,5,30,17,7.4964398773955214E-3,7.0225512172174716E-3,0,4.4006122606125228E-3,0,5.6958940500000212E-5,1.8976562295725516E-2,null,7.7398641763650024E-3,6.7909029051945579E-3,0,3.0083070786638606E-3,0,5.6958940500000212E-5,1.7539074160223423E-2]
[2004,5,30,20,7.6016576445111549E-3,6.3436493928633146E-3,5.9244432000000345E-5,4.0720026735050034E-3,6.3703860000000221E-6,5.6958940500000212E-5,1.8139883469379475E-2,null,7.8484985734567515E-3,6.1343955720696485E-3,2.8994012411473281E-5,2.7836659404612504E-3,5.5707579216829527E-6,5.6958940500000212E-5,1.6801124856320807E-2]
[2004,5,30,24,4.8789843636862836E-3,5.81592215003771E-3,5.9244432000000341E-4,2.9030731563164857E-3,6.3703860000000206E-5,5.6958940500000212E-5,1.4311086790540484E-2,null,5.0374146809885846E-3,5.6240761232533402E-3,2.8994012411473279E-4,1.9845728296021981E-3,5.5707579216829516E-5,5.6958940500000212E-5,1.2991711337175686E-2]
[2004,5,31,1,4.7542090279768592E-3,5.1083071302349984E-3,5.9244432000000341E-4,3.3709815298937217E-3,6.3703860000000206E-5,5.6958940500000212E-5,1.3946604808605583E-2,null,4.9085876421880257E-3,4.9398027381114731E-3,2.8994012411473279E-4,2.3044401546554096E-3,5.5707579216829516E-5,5.6958940500000212E-5,1.2498478238286471E-2]
[2004,5,31,5,4.3226707018173436E-3,4.9151598957133322E-3,4.3450656334812111E-4,2.8622246555196477E-3,4.6721260287565544E-5,5.6958940500000212E-5,1.263824201718601E-2,null,4.4630364090697547E-3,4.7530267253103609E-3,2.126459527974199E-4,1.9566483439119207E-3,4.0856681346776474E-5,5.6958940500000212E-5,1.1426214112436231E-2]
[2004,5,31,8,5.5532285357628051E-3,6.8085120265456781E-3,0,5.0604065505188908E-3,0,5.6958940500000212E-5,1.7479106053327375E-2,null,5.7335529011207555E-3,6.5839240855606156E-3,0,3.4593497325583551E-3,0,5.6958940500000212E-5,1.5776826719239728E-2]
[2004,5,31,11,6.5415805193908931E-3,7.7376413335740659E-3,0,5.3606115150702707E-3,0,5.6958940500000212E-5,1.969679230853523E-2,null,6.7539986376081475E-3,7.4824048107607283E-3,0,3.6645731574879228E-3,0,5.6958940500000212E-5,1.7900976605856798E-2]
[2004,5,31,15,6.6219189024764591E-3,7.5016034235816445E-3,0,4.5384651784180037E-3,0,5.6958940500000212E-5,1.8718946444976108E-2,null,6.8369457676326325E-3,7.2541529291975625E-3,0,3.1025448537481334E-3,0,5.6958940500000212E-5,1.7193643550578327E-2]
[2004,5,31,18,7.0988616723484908E-3,6.6221833258640391E-3,0,4.1420593265486258E-3,0,5.6958940500000212E-5,1.7920063265261157E-2,null,7.329375816973782E-3,6.4037416880755281E-3,0,2.8315574411837642E-3,0,5.6958940500000212E-5,1.6564674946233076E-2]
[2004,5,31,22,6.3269311305303782E-3,6.0265688151324489E-3,5.9244432000000341E-4,3.5188931547460237E-3,6.3703860000000206E-5,5.6958940500000212E-5,1.6585500220908853E-2,null,6.5323791565622532E-3,5.8277743243364795E-3,2.8994012411473279E-4,2.4055541728211271E-3,5.5707579216829516E-5,5.6958940500000212E-5,1.5111355357051423E-2]
[2004,6,1,2,4.9650074242145936E-3,5.6868051503436035E-3,5.9241276000000429E-4,2.1440869477097114E-3,6.3703859999999935E-5,5.8857571850000142E-5,1.3510873714117912E-2,null,{"$f":"E3652*V$5","v":5.1262310812283827E-3},5.4992182217284682E-3,2.89924678763992E-4,1.4657214860297936E-3,5.5707579216829278E-5,5.8857571850000142E-5,{"$f":"SUM(M3652:Q3652)","v":1.2436803046967466E-2}]
[2004,6,1,5,4.5509517584669413E-3,5.7417163593556477E-3,4.3448341682333225E-4,2.9336917429706676E-3,4.6721260287565327E-5,5.8857571850000142E-5,1.3766422109754156E-2,null,4.6987302052452842E-3,5.5523181105400143E-3,2.1263462497125369E-4,2.0055040331519603E-3,4.0856681346776284E-5,5.8857571850000142E-5,1.2510043655255289E-2]
[2004,6,1,6,4.9732183849140552E-3,6.5313531968188695E-3,0,4.0039747034176076E-3,0,5.8857571850000142E-5,1.5567403857000532E-2,null,5.1347086681377283E-3,6.3159077131947523E-3,0,2.7371612697833204E-3,0,5.8857571850000142E-5,1.4187777651115801E-2]
[2004,6,1,9,6.1140527741026292E-3,9.5485972591619062E-3,0,6.6770183446892128E-3,0,5.8857571850000142E-5,2.2398525949803752E-2,null,6.3125882168914302E-3,9.2336239155929156E-3,0,4.5644833857507736E-3,0,5.8857571850000142E-5,2.0110695518235119E-2]
[2004,6,1,12,6.3588888220483669E-3,1.0080759910836855E-2,0,7.4482578697693067E-3,0,5.8857571850000142E-5,2.3946764174504531E-2,null,6.565374577826852E-3,9.7482324653227048E-3,0,5.0917112316143992E-3,0,5.8857571850000142E-5,2.1405318274763958E-2]
[2004,6,1,16,6.7769008635933424E-3,9.6811850250505659E-3,0,7.2504218925141624E-3,0,5.8857571850000142E-5,2.3767365353008073E-2,null,6.996960300991114E-3,9.3618380954139224E-3,0,4.9564683754968744E-3,0,5.8857571850000142E-5,2.131526677190191E-2]
[2004,6,1,19,7.4303196547577171E-3,8.3436409098929035E-3,0,5.6047172999229835E-3,0,5.8857571850000142E-5,2.1437535436423606E-2,null,7.6715968987108767E-3,8.0684146747088421E-3,0,3.8314465644199392E-3,0,5.8857571850000142E-5,1.957145813783966E-2]
[2004,6,1,24,5.5479893146835168E-3,6.1030137660592993E-3,5.9241276000000429E-4,2.5146716356076806E-3,6.3703859999999935E-5,5.8857571850000142E-5,1.4880648908200501E-2,null,5.7281435521221837E-3,5.9016976355775325E-3,2.89924678763992E-4,1.7190572661043425E-3,5.5707579216829278E-5,5.8857571850000142E-5,1.3694530711784879E-2]
[2004,6,2,3,4.6033834293841515E-3,5.4610479242748677E-3,5.9241276000000429E-4,2.3967469040373315E-3,6.3703859999999935E-5,5.8857571850000142E-5,1.3176152449546355E-2,null,4.7528644367039732E-3,5.2809079018805915E-3,2.89924678763992E-4,1.6384426189317606E-3,5.5707579216829278E-5,5.8857571850000142E-5,1.2017847215497146E-2]
[2004,6,2,6,4.9626265190566348E-3,6.4736477207438543E-3,0,3.9662121567238858E-3,0,5.8857571850000142E-5,1.5461343968374374E-2,null,5.1237728633488563E-3,6.2601057299834818E-3,0,2.7113463763549944E-3,0,5.8857571850000142E-5,1.4095224969687332E-2]
[2004,6,2,7,5.3887537978987163E-3,7.8592823672345123E-3,0,4.6229204410668835E-3,0,5.8857571850000142E-5,1.7929814178050112E-2,null,5.5637373416910219E-3,7.600033351062482E-3,0,3.1602794028087401E-3,0,5.8857571850000142E-5,1.6324050095562245E-2]
[2004,6,2,10,6.0994305280647702E-3,9.822911453826598E-3,0,6.6424184229500038E-3,0,5.8857571850000142E-5,2.2623617976691372E-2,null,6.2974911574689056E-3,9.498889487016212E-3,0,4.5408304976240679E-3,0,5.8857571850000142E-5,2.0337211142109186E-2]
[2004,6,2,16,6.7598314644996722E-3,9.5971829639903434E-3,0,7.1895653834736029E-3,0,5.8857571850000142E-5,2.360543738381362E-2,null,6.9793366245903266E-3,9.2806069554974766E-3,0,4.9148661946894238E-3,0,5.8857571850000142E-5,2.1174809774777228E-2]
[2004,6,2,18,7.0998738978555413E-3,8.5165300961812154E-3,0,6.0899596873938569E-3,0,5.8857571850000142E-5,2.1765221253280613E-2,null,7.330420911454436E-3,8.2356008782873205E-3,0,4.1631636125593263E-3,0,5.8857571850000142E-5,1.9729185402301085E-2]
[2004,6,2,21,7.266057668592449E-3,7.346582250384771E-3,5.9241276000000429E-4,5.2822520753390816E-3,6.3703859999999935E-5,5.8857571850000142E-5,2.0609866186166309E-2,null,7.5020009994503827E-3,7.1042453382285878E-3,2.89924678763992E-4,3.6110057802087761E-3,5.5707579216829278E-5,5.8857571850000142E-5,1.8562884375868567E-2]
[2004,6,3,1,5.3954647701746896E-3,5.6698537660271487E-3,5.9241276000000429E-4,2.2126884487381152E-3,6.3703859999999935E-5,5.8857571850000142E-5,1.3992981176789957E-2,null,5.5706662325721466E-3,5.4828260016590077E-3,2.89924678763992E-4,1.5126182287848546E-3,5.5707579216829278E-5,5.8857571850000142E-5,1.2911742720996829E-2]
[2004,6,3,4,4.5199330608927911E-3,5.3493453765180894E-3,5.9241276000000429E-4,2.4006833462821187E-3,6.3703859999999935E-5,5.8857571850000142E-5,1.2984935975543004E-2,null,4.666704268923752E-3,5.1728900131367758E-3,2.89924678763992E-4,1.6411336142679632E-3,5.5707579216829278E-5,5.8857571850000142E-5,1.1826360154309313E-2]
[2004,6,3,7,5.380860759236006E-3,7.8174209601408369E-3,0,4.5947798617706299E-3,0,5.8857571850000142E-5,1.7851919152997473E-2,null,5.5555880003787025E-3,7.5595527988735565E-3,0,3.141042192420466E-3,0,5.8857571850000142E-5,1.6256182991672724E-2]
[2004,6,3,9,6.0875778157962572E-3,9.4202137988029302E-3,0,6.5826287571777537E-3,0,5.8857571850000142E-5,2.2149277943626942E-2,null,6.2852535640805498E-3,9.1094753566200483E-3,0,4.4999576226417643E-3,0,5.8857571850000142E-5,1.9894686543342362E-2]
[2004,6,3,12,6.3306635988559391E-3,9.9431393950640875E-3,0,7.3476281674021773E-3,0,5.8857571850000142E-5,2.3680288733172204E-2,null,6.5362328255511208E-3,9.6151515476521655E-3,0,5.022919657163635E-3,0,5.8857571850000142E-5,2.1174304030366922E-2]
[2004,6,3,16,6.7490211330756373E-3,9.543982080716799E-3,0,7.1510239545440933E-3,0,5.8857571850000142E-5,2.3502884740186528E-2,null,6.9681752602237801E-3,9.2291609750259559E-3,0,4.8885188487738981E-3,0,5.8857571850000142E-5,2.1085855084023636E-2]
[2004,6,3,19,7.4051143289380044E-3,8.2201552834487296E-3,0,5.5148542572815828E-3,0,5.8857571850000142E-5,2.1198981441518321E-2,null,7.6455731058763798E-3,7.9490023880011938E-3,0,3.7700151973104066E-3,0,5.8857571850000142E-5,1.9364590691187979E-2]
[2004,6,3,22,6.9448394672741677E-3,6.8097268054322932E-3,5.9241276000000429E-4,4.4564866495140241E-3,6.3703859999999935E-5,5.8857571850000142E-5,1.8926027114070491E-2,null,7.1703522048436902E-3,6.5850987933292202E-3,2.89924678763992E-4,3.0465034271931011E-3,5.5707579216829278E-5,5.8857571850000142E-5,1.7147586683346833E-2]
[2004,6,4,2,5.3282873750145907E-3,5.8393128943466707E-3,5.9241276000000429E-4,1.9965820891616943E-3,6.3703859999999935E-5,5.8857571850000142E-5,1.3879156550372961E-2,null,5.5013074539032227E-3,5.6466952923514514E-3,2.89924678763992E-4,1.364885537796184E-3,5.5707579216829278E-5,5.8857571850000142E-5,1.2858520542031678E-2]
[2004,6,4,5,4.8835618682027881E-3,5.9225373605881169E-3,4.2460987121827401E-4,2.8598646553177425E-3,4.5659529330034568E-5,5.8857571850000142E-5,1.4195090856506958E-2,null,5.0421408261726837E-3,5.7271744874617201E-3,2.0780254718513695E-4,1.9550350217438705E-3,3.9928221730300849E-5,5.8857571850000142E-5,1.2972081104293714E-2]
[2004,6,4,6,5.3211242337356723E-3,6.6194942774340723E-3,0,3.6359534450614737E-3,0,5.8857571850000142E-5,1.563542952808122E-2,null,5.4939117111931241E-3,6.4011413415304575E-3,0,2.4855778784173567E-3,0,5.8857571850000142E-5,1.4380630931140939E-2]
[2004,6,4,10,6.7774448373596067E-3,9.8704100338339006E-3,0,6.8000187110570896E-3,0,5.8857571850000142E-5,2.3506731154100596E-2,null,6.9975219386664974E-3,9.5448212623763379E-3,0,4.6485677928535312E-3,0,5.8857571850000142E-5,2.1190910993896368E-2]
[2004,6,4,13,6.9827118486764624E-3,9.8975687367817457E-3,0,6.7605080071874825E-3,0,5.8857571850000142E-5,2.3699646164495689E-2,null,7.209454377726199E-3,9.571084098921788E-3,0,4.6215578398981702E-3,0,5.8857571850000142E-5,2.1402096316546156E-2]
[2004,6,4,17,7.4759909982871223E-3,8.831693670122525E-3,0,6.3475600040455993E-3,0,5.8857571850000142E-5,2.2714102244305246E-2,null,7.7187512815180548E-3,8.5403683571833398E-3,0,4.3392620302694163E-3,0,5.8857571850000142E-5,2.0598381668970808E-2]
[2004,6,4,20,7.6165194508577058E-3,7.6283049508592349E-3,1.9747091802529224E-5,4.8140194263824754E-3,2.1234619787653777E-6,5.8857571850000142E-5,2.0139571953730711E-2,null,7.8638429721872207E-3,7.3766750359174765E-3,9.664155862158174E-6,3.2909167769295763E-3,1.8569192886584494E-6,5.8857571850000142E-5,1.854295586018509E-2]
[2004,6,4,23,6.5049897598198122E-3,5.7795377865792032E-3,5.9241276000000429E-4,3.4071204166550243E-3,6.3703859999999935E-5,5.8857571850000142E-5,1.6406622154904044E-2,null,6.7162197033644186E-3,5.5888919470371175E-3,2.89924678763992E-4,2.329145096245498E-3,5.5707579216829278E-5,5.8857571850000142E-5,1.4979889004627853E-2]
[2004,6,5,3,4.9338839578600482E-3,4.9658826426348841E-3,5.9241276000000429E-4,2.5130941227168727E-3,6.3703859999999935E-5,5.8857571850000142E-5,1.3127834915061809E-2,null,5.0940969740759694E-3,4.8020763140957734E-3,2.89924678763992E-4,1.7179788608927369E-3,5.5707579216829278E-5,5.8857571850000142E-5,1.1959784407045301E-2]
[2004,6,5,7,5.37062303682682E-3,6.0942650111020149E-3,0,3.5782634958812483E-3,0,5.8857571850000142E-5,1.5102009115660082E-2,null,5.5450178387795469E-3,5.8932374700880171E-3,0,2.4461403928565466E-3,0,5.8857571850000142E-5,1.3884395701724112E-2]
[2004,6,5,10,6.6833374730963738E-3,7.6202142690924689E-3,0,5.5211449065717885E-3,0,5.8857571850000142E-5,1.9883554220610632E-2,null,6.9003587212852109E-3,7.3688512361877951E-3,0,3.7743155545489886E-3,0,5.8857571850000142E-5,1.8043525512021992E-2]
[2004,6,5,11,6.9129607072803941E-3,7.7812950814762577E-3,0,5.6562582359140478E-3,0,5.8857571850000142E-5,2.04093715965207E-2,null,7.1374382781667417E-3,7.5246185809821273E-3,0,3.8666805167430411E-3,0,5.8857571850000142E-5,1.8528737375891911E-2]
[2004,6,5,14,6.8926366532083656E-3,7.6185373183429352E-3,0,4.9303254455081349E-3,0,5.8857571850000142E-5,1.9500356988909437E-2,null,7.1164542616731349E-3,7.3672296019177659E-3,0,3.370424854421101E-3,0,5.8857571850000142E-5,1.7854108718012001E-2]
[2004,6,5,18,7.3793777351529475E-3,6.8189339681160414E-3,0,4.3903211356931798E-3,0,5.8857571850000142E-5,1.8647490410812172E-2,null,7.6190007937500231E-3,6.5940022453488175E-3,0,3.0012719521612672E-3,0,5.8857571850000142E-5,1.7214274991260107E-2]
[2004,6,5,20,7.6249569450059897E-3,6.184390553138997E-3,9.8735461974709903E-6,3.9076972131760878E-3,1.0617310212346187E-6,5.8857571850000142E-5,1.778683756038978E-2,null,7.8725544485366145E-3,5.9803900997122241E-3,4.8320780760414254E-6,2.6713449155450946E-3,9.2845967218301419E-7,5.8857571850000142E-5,1.6530050001542156E-2]
[2004,6,6,1,5.8343948079644858E-3,4.7427764236374773E-3,5.9241276000000429E-4,2.3312529618481005E-3,6.3703859999999935E-5,5.8857571850000142E-5,1.3623398385300068E-2,null,6.0238492008853773E-3,4.5863295542797897E-3,2.89924678763992E-4,1.5936702376745124E-3,5.5707579216829278E-5,5.8857571850000142E-5,1.2549481250820501E-2]
[2004,6,6,5,5.336817107737625E-3,4.671236859627499E-3,4.147363250208031E-4,2.6333834542081672E-3,4.4597798308799959E-5,5.8857571850000142E-5,1.3159629116752895E-2,null,5.5101141639971778E-3,4.5171498191600781E-3,2.0297046910909555E-4,1.8002099746520382E-3,3.8999762058117846E-5,5.8857571850000142E-5,1.2069444188976507E-2]
[2004,6,6,8,6.294959112138029E-3,6.6393229185354235E-3,0,5.3600404432117346E-3,0,5.8857571850000142E-5,1.8353180045735187E-2,null,6.4993689432012143E-3,6.420315908193793E-3,0,3.6641827664666924E-3,0,5.8857571850000142E-5,1.6583867617861701E-2]
[2004,6,6,9,6.9189484633034488E-3,7.1221980607705454E-3,0,5.6247233207018816E-3,0,5.8857571850000142E-5,1.9724727416625877E-2,null,7.1436204685261153E-3,{"$f":"F3779*W$5","v":6.8872627633781427E-3},{"$f":"G3779*X$5","v":0},{"$f":"H3779*Y$5","v":3.8451229008842377E-3},{"$f":"I3779*Z$5","v":0},{"$f":"J3779","v":5.8857571850000142E-5},1.7876006132788495E-2]
[2004,6,6,12,7.9925575210057446E-3,7.8616908089709191E-3,0,6.0922096423785153E-3,0,5.8857571850000142E-5,2.2005315544205182E-2,null,8.25209174569695E-3,7.6023623471037863E-3,0,4.164701706603104E-3,0,5.8857571850000142E-5,2.0019155799403839E-2]
[2004,6,6,15,8.2629541603575756E-3,7.5436600572191198E-3,0,4.6341683448197736E-3,0,5.8857571850000142E-5,2.0499640134246471E-2,null,8.5312687012327852E-3,7.2948222681197498E-3,0,3.167968593874903E-3,0,5.8857571850000142E-5,1.8994059563227441E-2]
[2004,6,6,21,8.7272997945449671E-3,5.7864768606682177E-3,5.9241276000000429E-4,2.7165805011204387E-3,6.3703859999999935E-5,5.8857571850000142E-5,1.794533134818363E-2,null,9.0106925608618889E-3,5.5956021264196359E-3,2.89924678763992E-4,1.8570843935573928E-3,5.5707579216829278E-5,5.8857571850000142E-5,1.6809011338819738E-2]
[2004,6,6,23,7.1368386361035799E-3,5.435593509747468E-3,5.9241276000000429E-4,1.0238692917260307E-3,6.3703859999999935E-5,5.8857571850000142E-5,1.4311275629427083E-2,null,7.3685859682058952E-3,5.2562931355061796E-3,2.89924678763992E-4,6.9992834076621185E-4,5.5707579216829278E-5,5.8857571850000142E-5,1.3670439702459108E-2]
[2004,6,7,2,6.0292441491988317E-3,5.5640483500186185E-3,5.9241276000000429E-4,2.2684620661312998E-3,6.3703859999999935E-5,5.8857571850000142E-5,1.4576728757198756E-2,null,6.2250256874140731E-3,5.3805107198286618E-3,2.89924678763992E-4,1.5507456887995329E-3,5.5707579216829278E-5,5.8857571850000142E-5,1.3501914354023089E-2]
[2004,6,7,6,5.9566363664515908E-3,6.5480655660960958E-3,0,3.4993801355827363E-3,0,5.8857571850000142E-5,1.6062939639980425E-2,null,6.1500601856823486E-3,6.3320688024580312E-3,0,2.392214857698906E-3,0,5.8857571850000142E-5,1.4874343845839286E-2]
[2004,6,7,9,7.5405553593351805E-3,9.614892746255696E-3,0,6.2057228270844264E-3,0,5.8857571850000142E-5,2.3420028504525302E-2,null,7.785412175664968E-3,9.2977325567378481E-3,0,4.2423005716812415E-3,0,5.8857571850000142E-5,2.1325445304084058E-2]
[2004,6,7,10,7.9939235371732729E-3,1.0201489193775774E-2,0,7.0742774527414991E-3,0,5.8857571850000142E-5,2.5328547755540547E-2,null,8.2535021191238438E-3,9.8649793302287049E-3,0,4.8360540936529146E-3,0,5.8857571850000142E-5,2.2954535543005462E-2]
[2004,6,7,14,8.7197122197562055E-3,1.0627848051236666E-2,0,7.4482116011631398E-3,0,5.8857571850000142E-5,2.6854629444006014E-2,null,9.0028586024424925E-3,1.0277274166425546E-2,0,5.0916796018848961E-3,0,5.8857571850000142E-5,2.4371812370752935E-2]
[2004,6,7,17,1.0096965792727485E-2,9.4452477417463435E-3,0,7.4125143488726532E-3,0,5.8857571850000142E-5,2.7013585455196484E-2,null,1.0424834335664089E-2,9.1336835212320906E-3,0,5.0672765664901412E-3,0,5.8857571850000142E-5,2.4625794423386322E-2]
[2004,6,7,21,1.042692427688258E-2,7.6854550817260945E-3,5.9241276000000429E-4,5.101018401312646E-3,6.3703859999999935E-5,5.8857571850000142E-5,2.3928371951771325E-2,null,1.0765507227459092E-2,7.4319399927303912E-3,2.89924678763992E-4,3.4871124416963532E-3,5.5707579216829278E-5,5.8857571850000142E-5,2.203019191986666E-2]
[2004,6,7,24,7.2108183518813035E-3,6.7022354505706962E-3,5.9241276000000429E-4,2.6965921299175319E-3,6.3703859999999935E-5,5.8857571850000142E-5,1.7324620124219536E-2,null,7.444967952359766E-3,6.4811531856100143E-3,2.89924678763992E-4,1.8434201225379105E-3,5.5707579216829278E-5,5.8857571850000142E-5,1.6115173518488513E-2]
[2004,6,8,4,5.9420790756072985E-3,6.8372196743825848E-3,5.9241276000000429E-4,4.3524400452215097E-3,6.3703859999999935E-5,5.8857571850000142E-5,1.7846712987061399E-2,null,6.1350301906775984E-3,6.611684772961369E-3,2.89924678763992E-4,2.9753760208988365E-3,5.5707579216829278E-5,5.8857571850000142E-5,1.6067723242518622E-2]
[2004,6,8,7,7.593946201789342E-3,9.5182911515526488E-3,0,6.738350670486796E-3,0,5.8857571850000142E-5,2.3909445595678785E-2,null,7.8405367248663791E-3,9.204317495768697E-3,0,4.6064108401414278E-3,0,5.8857571850000142E-5,2.1651265060776505E-2]
[2004,6,8,11,9.3970792749409129E-3,1.2107801149392602E-2,0,1.0043263796085932E-2,0,5.8857571850000142E-5,3.1607001792269447E-2,null,9.7022211119028416E-3,1.1708409017984665E-2,0,6.8656859049082402E-3,0,5.8857571850000142E-5,2.8276316034795745E-2]
[2004,6,8,12,9.4913139572533802E-3,1.2060132463920164E-2,0,1.0398772742064875E-2,0,5.8857571850000142E-5,3.2009076735088418E-2,null,9.7995157816034156E-3,1.1662312748317322E-2,0,7.1087157415264573E-3,0,5.8857571850000142E-5,2.8570544271447194E-2]
[2004,6,8,15,1.0045755995035698E-2,1.1888608409387907E-2,0,1.0134523117264961E-2,0,5.8857571850000142E-5,3.2127745093538565E-2,null,1.0371961654082431E-2,1.1496446645784947E-2,0,6.9280717834265901E-3,0,5.8857571850000142E-5,2.8796480083293968E-2]
[2004,6,8,18,1.1398631062086191E-2,1.0366883517720794E-2,0,8.0979411080481494E-3,0,5.8857571850000142E-5,2.9922313259705138E-2,null,1.1768767262853547E-2,1.0024917899594662E-2,0,5.535841859094736E-3,0,5.8857571850000142E-5,2.7329527021542944E-2]
[2004,6,8,22,1.0141666199584398E-2,8.6073796512347658E-3,5.9241276000000429E-4,6.2027004633800151E-3,6.3703859999999935E-5,5.8857571850000142E-5,2.5666720506049186E-2,null,1.0470986253555673E-2,8.3234536383834223E-3,2.89924678763992E-4,4.2402344505172258E-3,5.5707579216829278E-5,5.8857571850000142E-5,2.3380306600437144E-2]
[2004,6,9,1,7.0165195769002356E-3,6.537948984036231E-3,5.9241276000000429E-4,2.7738463700786083E-3,6.3703859999999935E-5,5.8857571850000142E-5,1.7043289122865082E-2,null,7.2443599100646206E-3,{"$f":"F3843*W$5","v":6.3222859294855228E-3},{"$f":"G3843*X$5","v":2.89924678763992E-4},{"$f":"H3843*Y$5","v":1.8962319732009399E-3},{"$f":"I3843*Z$5","v":5.5707579216829278E-5},{"$f":"J3843","v":5.8857571850000142E-5},1.5808510070731904E-2]
[2004,6,9,4,5.5770800601385303E-3,6.2690309678243589E-3,5.9241276000000429E-4,3.3251193436530948E-3,6.3703859999999935E-5,5.8857571850000142E-5,1.5886204563465987E-2,null,5.7581789318882437E-3,6.0622385362995536E-3,2.89924678763992E-4,2.2730882582964527E-3,5.5707579216829278E-5,5.8857571850000142E-5,1.4439137984465071E-2]
[2004,6,9,9,8.2502546463690922E-3,1.053120190685349E-2,0,7.5578820202176662E-3,0,5.8857571850000142E-5,2.6398196145290247E-2,null,8.518156808789935E-3,1.018381602530748E-2,0,5.1666515099793031E-3,0,5.8857571850000142E-5,2.3868624344076717E-2]
[2004,6,9,12,9.3763364223939279E-3,1.1034187727556106E-2,0,8.229845745920757E-3,0,5.8857571850000142E-5,2.8699227467720793E-2,null,9.6808046977156035E-3,1.0670210181138852E-2,0,5.6260133244093206E-3,0,5.8857571850000142E-5,2.5977028203263777E-2]
[2004,6,9,13,9.4255127534860813E-3,1.1318269383655622E-2,0,8.2426848333094424E-3,0,5.8857571850000142E-5,2.9045324542301146E-2,null,9.7315778819964411E-3,1.0944921021123736E-2,0,5.6347902661591466E-3,0,5.8857571850000142E-5,2.6311289169279325E-2]
[2004,6,9,16,1.0651851099212772E-2,1.0614430529409791E-2,0,8.1159702779099955E-3,0,5.8857571850000142E-5,2.9441109478382556E-2,null,1.0997737870661677E-2,1.026429923963096E-2,0,5.5481667984681208E-3,0,5.8857571850000142E-5,2.6810203908760759E-2]
[2004,6,9,19,1.1087521870763476E-2,9.3758042791067513E-3,0,6.3163419283656323E-3,0,5.8857571850000142E-5,2.6838525650085862E-2,null,1.1447555737884557E-2,9.0665307447553925E-3,0,4.3179210094094608E-3,0,5.8857571850000142E-5,2.4832007492049411E-2]
[2004,6,9,23,8.3929817204299647E-3,7.5281731755372696E-3,5.9241276000000429E-4,4.1605455300932912E-3,6.3703859999999935E-5,5.8857571850000142E-5,2.0796674617910529E-2,null,8.6655185145580529E-3,7.279846242092651E-3,2.89924678763992E-4,2.844194813823656E-3,5.5707579216829278E-5,5.8857571850000142E-5,1.9135191828455182E-2]
[2004,6,10,1,6.2759917697717627E-3,6.0822606887931327E-3,5.9241276000000429E-4,2.3237882804159997E-3,6.3703859999999935E-5,5.8857571850000142E-5,1.5397014930830899E-2,null,6.4797856935383735E-3,5.881629126521592E-3,2.89924678763992E-4,1.5885672991145417E-3,5.5707579216829278E-5,5.8857571850000142E-5,1.4295614377155328E-2]
[2004,6,10,7,6.2925476616563381E-3,8.3865674434457534E-3,0,4.9051790397120166E-3,0,5.8857571850000142E-5,1.9643151716664108E-2,null,6.4968791881305976E-3,8.1099252187258469E-3,0,3.3532344940622708E-3,0,5.8857571850000142E-5,1.7960038900918716E-2]
[2004,6,10,10,7.3190706985356586E-3,1.0369620330509524E-2,0,7.0379380004064124E-3,0,5.8857571850000142E-5,2.4785486601301594E-2,null,7.556735467817861E-3,1.0027564434926778E-2,0,4.811212043224415E-3,0,5.8857571850000142E-5,2.2395511945969056E-2]
[2004,6,10,13,7.9339141485925083E-3,1.0622454035627444E-2,0,6.961742464258425E-3,0,5.8857571850000142E-5,2.5576968220328379E-2,null,8.191544106451407E-3,1.0272058079687507E-2,0,4.7591239343018916E-3,0,5.8857571850000142E-5,2.3222726120440802E-2]
[2004,6,10,14,7.8846406757338144E-3,1.0603726193032707E-2,0,6.8828313413656387E-3,0,5.8857571850000142E-5,2.5430055781982163E-2,null,8.1406706260178392E-3,1.0253948000209153E-2,0,4.7051794203285926E-3,0,5.8857571850000142E-5,2.3099798046555584E-2]
[2004,6,10,17,8.8127681582744824E-3,9.4590709850593535E-3,0,6.7364098732314208E-3,0,5.8857571850000142E-5,2.5067106588415256E-2,null,9.0989362521955996E-3,9.1470507862430432E-3,0,4.6050840897312968E-3,0,5.8857571850000142E-5,2.2851071128169941E-2]
[2004,6,10,22,8.2473285597906877E-3,7.2412081824058446E-3,5.9241276000000429E-4,4.6215237041544645E-3,6.3703859999999935E-5,5.8857571850000142E-5,2.0825034638200998E-2,null,8.5151357063659137E-3,7.0023471758320173E-3,2.89924678763992E-4,3.1593245780498608E-3,5.5707579216829278E-5,5.8857571850000142E-5,1.9022439718228614E-2]
[2004,6,11,1,6.4106347879717591E-3,5.9390789013795799E-3,5.9241276000000429E-4,1.7470610922810238E-3,6.3703859999999935E-5,5.8857571850000142E-5,1.4811748973482367E-2,null,6.6188008380880115E-3,5.7431703832469634E-3,2.89924678763992E-4,1.1943102321938443E-3,5.5707579216829278E-5,5.8857571850000142E-5,1.390191371150964E-2]
[2004,6,11,4,5.1795534477380115E-3,5.6674419478015313E-3,5.9241276000000429E-4,2.4288389087091353E-3,6.3703859999999935E-5,5.8857571850000142E-5,1.3990808496098683E-2,null,5.3477438404592867E-3,5.4804937405065384E-3,2.89924678763992E-4,1.660381067289686E-3,5.5707579216829278E-5,5.8857571850000142E-5,1.2834250906236333E-2]
[2004,6,11,8,6.9449137372285035E-3,9.062970620115518E-3,0,5.6779219192945813E-3,0,5.8857571850000142E-5,2.1744663848488603E-2,null,7.1704288864910242E-3,8.7640163254261768E-3,0,3.8814900496452922E-3,0,5.8857571850000142E-5,1.9815935261562494E-2]
[2004,6,11,11,7.386723103646773E-3,1.0028685414530667E-2,0,6.9326134040103718E-3,0,5.8857571850000142E-5,2.440687949403781E-2,null,7.6265846809548E-3,9.6978757164270582E-3,0,4.7392109874323466E-3,0,5.8857571850000142E-5,2.2063671384814201E-2]
[2004,6,11,14,7.7084676493612905E-3,9.8442267350458985E-3,0,6.2639315638549293E-3,0,5.8857571850000142E-5,2.3875483520112116E-2,null,7.9587769114061718E-3,9.5195016549705445E-3,0,4.282092706160822E-3,0,5.8857571850000142E-5,2.1760371272537538E-2]
[2004,6,11,15,7.4007943814152072E-3,9.5017104626404121E-3,0,6.4728850339720017E-3,0,5.8857571850000142E-5,2.343424744987762E-2,null,7.6411128810733638E-3,9.1882837432161815E-3,0,4.4249356030210589E-3,0,5.8857571850000142E-5,2.1254332227310605E-2]
[2004,6,11,19,8.3828258166925122E-3,7.9693372231169884E-3,0,4.6672563042829494E-3,0,5.8857571850000142E-5,2.1078276915942447E-2,null,8.6550328284454824E-3,7.7064578992680844E-3,0,3.190587887913265E-3,0,5.8857571850000142E-5,1.9552078615626831E-2]
[2004,6,11,23,7.1873467938174595E-3,5.7687496669103439E-3,5.9241276000000429E-4,3.1241014117056971E-3,6.3703859999999935E-5,5.8857571850000142E-5,1.6795172064283506E-2,null,7.4207342261653347E-3,5.5784596880282793E-3,2.89924678763992E-4,2.1356701828553881E-3,5.5707579216829278E-5,5.8857571850000142E-5,1.5480496355029823E-2]
[2004,6,12,2,5.0027980054218567E-3,4.1488301861699571E-3,5.9241276000000429E-4,1.9418219986874282E-3,6.3703859999999935E-5,5.8857571850000142E-5,1.1808424382129246E-2,null,5.1652487977009824E-3,4.0119754335638542E-3,2.89924678763992E-4,1.3274509359621478E-3,5.5707579216829278E-5,5.8857571850000142E-5,1.0850307425207805E-2]
[2004,6,12,5,4.5188729867879449E-3,4.1928202551853823E-3,4.0486277882333208E-4,2.3529991943935084E-3,4.3536067287565335E-5,5.8857571850000142E-5,1.1571948854327732E-2,null,4.6656097721062516E-3,4.054514430893507E-3,1.9813839103305413E-4,1.6085362020963618E-3,3.8071302385934823E-5,5.8857571850000142E-5,1.0564870098515108E-2]
[2004,6,12,9,5.6800191270141758E-3,6.2585670275502846E-3,0,5.0397561223362196E-3,0,5.8857571850000142E-5,1.703719984875068E-2,null,5.8644606348152153E-3,6.0521197631914587E-3,0,3.4452328720852347E-3,0,5.8857571850000142E-5,1.5361813270091909E-2]
[2004,6,12,12,6.3857854242523856E-3,6.5682178040021889E-3,0,5.0466295365953519E-3,0,5.8857571850000142E-5,1.8059490336699926E-2,null,6.5931445661505834E-3,6.3515562916495851E-3,0,3.4499316138842813E-3,0,5.8857571850000142E-5,1.6394632471684448E-2]
[2004,6,12,16,6.1008756857503258E-3,6.3922820771761752E-3,0,5.0400073693853929E-3,0,5.8857571850000142E-5,1.7592022704161894E-2,null,6.298983242296179E-3,6.1814240417770536E-3,0,3.4454046273392222E-3,0,5.8857571850000142E-5,1.5925811911412454E-2]
[2004,6,12,17,6.2055644894633251E-3,6.2311021631180344E-3,0,4.9937947098182001E-3,0,5.8857571850000142E-5,1.748931893424956E-2,null,6.4070714994925093E-3,6.0255608643105989E-3,0,3.4138131435486191E-3,0,5.8857571850000142E-5,1.5846445507351727E-2]
[2004,6,12,20,6.5889175992770443E-3,5.2593335724763039E-3,0,3.9553903353398119E-3,0,5.8857571850000142E-5,1.586249907894316E-2,null,6.8028728465415536E-3,5.0858473697067775E-3,0,2.703948459895703E-3,0,5.8857571850000142E-5,1.4592668676144033E-2]
[2004,6,12,24,5.606421270399382E-3,3.9603944418693873E-3,5.9241276000000429E-4,2.6231195120226068E-3,6.3703859999999935E-5,5.8857571850000142E-5,1.2904909416141381E-2,null,5.7884729095500857E-3,3.8297554961320176E-3,2.89924678763992E-4,1.793193430566075E-3,5.5707579216829278E-5,5.8857571850000142E-5,1.1757054094228999E-2]
[2004,6,13,3,4.6826389326150245E-3,4.0450367317726296E-3,5.9241276000000429E-4,2.1534497860183047E-3,6.3703859999999935E-5,5.8857571850000142E-5,1.1596099642255962E-2,null,4.8346935236130966E-3,3.9116057460806394E-3,2.89924678763992E-4,1.472122025566582E-3,5.5707579216829278E-5,5.8857571850000142E-5,1.0564053553241137E-2]
[2004,6,13,6,4.6349949574147594E-3,4.251079350690027E-3,0,2.372530692731275E-3,0,5.8857571850000142E-5,1.131746257268606E-2,null,4.7855024538648958E-3,4.110851771651736E-3,0,1.6218881497860765E-3,0,5.8857571850000142E-5,1.0518242375302708E-2]
[2004,6,13,9,5.7035088372780502E-3,5.92772120878145E-3,0,3.9437137455616555E-3,0,5.8857571850000142E-5,1.5633801363471155E-2,null,5.8887131026476814E-3,5.7321873394392013E-3,0,2.6959662143344015E-3,0,5.8857571850000142E-5,1.4316866656421285E-2]
[2004,6,13,14,6.8239213094713888E-3,6.5664621055496397E-3,0,3.6303530535273703E-3,0,5.8857571850000142E-5,1.70795940403984E-2,null,7.0455075941809903E-3,6.349858507275606E-3,0,2.4817493889941629E-3,0,5.8857571850000142E-5,1.5877115490450757E-2]
[2004,6,13,15,7.0319938877427893E-3,6.5220898833444254E-3,0,3.5635223390358809E-3,0,5.8857571850000142E-5,1.7176463681973096E-2,null,7.2603367025291833E-3,6.3069499625939308E-3,0,2.4360631754469309E-3,0,5.8857571850000142E-5,1.6003349840570044E-2]
[2004,6,13,18,7.6812023595778057E-3,5.63558767471929E-3,0,3.4332915628139957E-3,0,5.8857571850000142E-5,1.680893916896109E-2,null,7.9306262634846521E-3,5.4496902235330064E-3,0,2.3470359804189248E-3,0,5.8857571850000142E-5,1.5727352467436582E-2]
[2004,6,13,21,7.7308363486280045E-3,5.3796791116701289E-3,5.5291857580253316E-4,3.6679106999813727E-3,5.9456935978765326E-5,5.8857571850000142E-5,1.7449659243910804E-2,null,7.981871966786843E-3,5.2022231491720599E-3,2.7059636674975102E-4,2.5074242103586344E-3,5.1993740583804807E-5,5.8857571850000142E-5,1.6014109433651096E-2]
[2004,6,14,1,6.0476854201572516E-3,5.161106303846614E-3,5.9241276000000429E-4,1.7321351957697891E-3,6.3703859999999935E-5,5.8857571850000142E-5,1.365590111162366E-2,null,6.2440657830851003E-3,4.9908602598554104E-3,2.89924678763992E-4,1.1841067247110239E-3,5.5707579216829278E-5,5.8857571850000142E-5,1.2764665025632357E-2]
[2004,6,14,6,5.6239159270149571E-3,6.3357316107276011E-3,0,3.3425465721641638E-3,0,5.8857571850000142E-5,1.5361051681756723E-2,null,5.8065356524295416E-3,6.1267389686437759E-3,0,2.2850017039232314E-3,0,5.8857571850000142E-5,1.4218276324996549E-2]
[2004,6,14,8,6.8304789429867183E-3,9.0250374004913862E-3,0,5.5393724108691988E-3,0,5.8857571850000142E-5,2.1453746326197301E-2,null,7.0522781670872142E-3,8.7273343841514275E-3,0,3.7867760775300891E-3,0,5.8857571850000142E-5,1.9566388628768732E-2]
[2004,6,14,12,7.9151490148545722E-3,1.0142142460540349E-2,0,6.9624494838461575E-3,0,5.8857571850000142E-5,2.5078598531091078E-2,null,8.1721696315328659E-3,9.8075902289354085E-3,0,4.7596072606902592E-3,0,5.8857571850000142E-5,2.2739367121158535E-2]
[2004,6,14,15,8.1336083209437634E-3,9.8369742317006362E-3,0,6.3241885039812791E-3,0,5.8857571850000142E-5,2.435362862847568E-2,null,8.3977227453905252E-3,9.5124883852180184E-3,0,4.3232850150454706E-3,0,5.8857571850000142E-5,2.2233496145654015E-2]
[2004,6,14,16,8.631619221004326E-3,9.6947807017937378E-3,0,6.8388246968939291E-3,0,5.8857571850000142E-5,2.5224082191541992E-2,null,8.9119050489718382E-3,9.3749853004448987E-3,0,4.6750959927888847E-3,0,5.8857571850000142E-5,2.2961986342205622E-2]
[2004,6,14,19,1.0158547225325948E-2,8.1365044578817231E-3,0,4.0310314799741533E-3,0,5.8857571850000142E-5,2.2384940735031826E-2,null,1.0488415439747279E-2,7.8681108976020701E-3,0,2.7556575806647419E-3,0,5.8857571850000142E-5,2.1112183918014088E-2]
[2004,6,14,23,7.8191176528951654E-3,6.5172423844201948E-3,5.9241276000000429E-4,2.5478206358427462E-3,6.3703859999999935E-5,5.8857571850000142E-5,1.7599154865008113E-2,null,8.0730199404270408E-3,6.3022623649518121E-3,2.89924678763992E-4,1.7417182882876279E-3,5.5707579216829278E-5,5.8857571850000142E-5,1.6462632851647303E-2]
[2004,6,15,3,4.9350832048991088E-3,5.6059329198969287E-3,5.9241276000000429E-4,2.1867975450587636E-3,6.3703859999999935E-5,5.8857571850000142E-5,1.3442787861704806E-2,null,5.0953351630494085E-3,5.4210136707465682E-3,2.89924678763992E-4,1.4949189214614785E-3,5.5707579216829278E-5,5.8857571850000142E-5,1.2356900013238276E-2]
[2004,6,15,6,5.447051634929239E-3,6.6026465008952092E-3,0,3.6656667779643251E-3,0,5.8857571850000142E-5,1.5774222485638773E-2,null,5.6239282253333607E-3,6.3848493115964749E-3,0,2.5058902405180571E-3,0,5.8857571850000142E-5,1.4514667777447893E-2]
[2004,6,15,10,6.8007112984560646E-3,9.9147234420106072E-3,0,6.3071423646456626E-3,0,5.8857571850000142E-5,2.3081434676962335E-2,null,7.0215439079874637E-3,9.5876729330894635E-3,0,4.3116320861823201E-3,0,5.8857571850000142E-5,2.0920848927259247E-2]
[2004,6,15,13,6.9825894901338319E-3,1.0239640955720639E-2,0,6.537411279236442E-3,0,5.8857571850000142E-5,2.3818499296940913E-2,null,7.2093280459585504E-3,9.9018726049113406E-3,0,4.4690464559871404E-3,0,5.8857571850000142E-5,2.1580247106857034E-2]
[2004,6,15,16,7.70790186479192E-3,9.6288044846395728E-3,0,6.6875582702253427E-3,0,5.8857571850000142E-5,2.4083122191506833E-2,null,7.9581927546875653E-3,9.3111853976905416E-3,0,4.5716885950991921E-3,0,5.8857571850000142E-5,2.1841066747477298E-2]
[2004,6,15,17,7.9732535987984115E-3,9.0767930904672913E-3,0,6.2347870111853377E-3,0,5.8857571850000142E-5,2.3343691272301043E-2,null,8.2321609867767858E-3,8.7773828429730614E-3,0,4.2621691685010375E-3,0,5.8857571850000142E-5,2.1271712998250883E-2]
[2004,6,15,20,9.0521088937524693E-3,7.9401894829565466E-3,0,4.3009927521522259E-3,0,5.8857571850000142E-5,2.135214870071124E-2,null,9.3460488569477272E-3,7.6782716365819395E-3,0,2.9402060839099145E-3,0,5.8857571850000142E-5,1.9964526577439582E-2]
[2004,6,15,24,6.0512386629662709E-3,6.1605508490892476E-3,5.9241276000000429E-4,2.1515795353930028E-3,6.3703859999999935E-5,5.8857571850000142E-5,1.5078343239298526E-2,null,6.2477344067487653E-3,5.9573367804151706E-3,2.89924678763992E-4,1.4708435016108749E-3,5.5707579216829278E-5,5.8857571850000142E-5,1.4021546946755632E-2]
[2004,6,16,4,4.7218807259929241E-3,5.1221195900625158E-3,5.9241276000000429E-4,2.0964434849126633E-3,6.3703859999999935E-5,5.8857571850000142E-5,1.2655417992818109E-2,null,4.875209575999212E-3,4.953159575344728E-3,2.89924678763992E-4,1.4331518893699715E-3,5.5707579216829278E-5,5.8857571850000142E-5,1.1607153298694734E-2]
[2004,6,16,7,5.9266200442461853E-3,7.4639454048090548E-3,0,3.9494689429734513E-3,0,5.8857571850000142E-5,1.7398891963878692E-2,null,6.1190691738496009E-3,7.2177371109035417E-3,0,2.6999005307630441E-3,0,5.8857571850000142E-5,1.6036706815516187E-2]
[2004,6,16,11,6.8689554470568251E-3,9.5789717371645416E-3,0,6.2596398692775874E-3,0,5.8857571850000142E-5,2.2766424625348957E-2,null,7.0920040797010087E-3,9.2629964505209824E-3,0,4.2791588564117687E-3,0,5.8857571850000142E-5,2.0634159386633762E-2]
[2004,6,16,14,6.8877477076368394E-3,9.6521183104453651E-3,0,5.9259122458256153E-3,0,5.8857571850000142E-5,2.2524635835757818E-2,null,7.1114065623240942E-3,9.3337301855459277E-3,0,4.0510189721138287E-3,0,5.8857571850000142E-5,2.0496155719983852E-2]
[2004,6,16,17,7.7480246990375735E-3,8.5484280116486788E-3,0,5.8478420667839575E-3,0,5.8857571850000142E-5,2.2203152349320208E-2,null,7.9996184570891235E-3,8.2664465980432072E-3,0,3.997649336632496E-3,0,5.8857571850000142E-5,2.0263714391764828E-2]
[2004,6,16,19,8.4377517159418269E-3,7.7390989626493576E-3,0,4.4253082228313057E-3,0,5.8857571850000142E-5,2.0661016473272488E-2,null,8.7117422807864928E-3,7.48381435797739E-3,0,3.0251895108249797E-3,0,5.8857571850000142E-5,1.9220746149588862E-2]
[2004,6,16,22,7.885893211088086E-3,6.400118481560392E-3,5.9241276000000429E-4,3.4447570882269836E-3,6.3703859999999935E-5,5.8857571850000142E-5,1.8445742972725467E-2,null,8.1419638336839729E-3,6.1890019518061872E-3,2.89924678763992E-4,2.3548739400522257E-3,5.5707579216829278E-5,5.8857571850000142E-5,1.7031471983523207E-2]
[2004,6,17,1,5.8679253216487176E-3,5.8778032049424649E-3,5.9241276000000429E-4,1.967714240228069E-3,6.3703859999999935E-5,5.8857571850000142E-5,1.4428416958669256E-2,null,6.0584685169773073E-3,{"$f":"F4035*W$5","v":5.6839159482017032E-3},{"$f":"G4035*X$5","v":2.89924678763992E-4},{"$f":"H4035*Y$5","v":1.3451511578622573E-3},{"$f":"I4035*Z$5","v":5.5707579216829278E-5},{"$f":"J4035","v":5.8857571850000142E-5},1.343316788102209E-2]
[2004,6,17,5,4.9171392514118411E-3,5.8938074246974413E-3,4.0486277882333208E-4,2.7186477745112913E-3,4.3536067287565335E-5,5.8857571850000142E-5,1.4036850868581471E-2,null,5.0768085337360392E-3,5.6993922472086764E-3,1.9813839103305413E-4,1.8584976044487267E-3,3.8071302385934823E-5,5.8857571850000142E-5,1.2870908078812429E-2]
[2004,6,17,8,6.5212054923536825E-3,9.0436903493863897E-3,0,4.9582618902035015E-3,0,5.8857571850000142E-5,2.0582015303793576E-2,null,6.7329619929558911E-3,8.7453720403996241E-3,0,3.3895225161446711E-3,0,5.8857571850000142E-5,1.8867856549500187E-2]
[2004,6,17,10,6.9456207331533995E-3,9.9695483167457546E-3,0,6.2522522169048715E-3,0,5.8857571850000142E-5,2.3226278838654028E-2,null,7.1711588399784709E-3,9.6406893354765381E-3,0,4.2741085757663985E-3,0,5.8857571850000142E-5,2.1085956751221407E-2]
[2004,6,17,16,7.8486234433084029E-3,9.696933982576773E-3,0,6.629838478111493E-3,0,5.8857571850000142E-5,2.4234253475846672E-2,null,8.1034838424858535E-3,9.377067552360608E-3,0,4.5322307085797981E-3,0,5.8857571850000142E-5,2.2012782103426259E-2]
[2004,6,17,19,8.8229846283541281E-3,8.267856241411721E-3,0,4.7089571182030877E-3,0,5.8857571850000142E-5,2.1858655559818939E-2,null,9.1094844713598445E-3,7.9951298656075146E-3,0,3.2190950242553646E-3,0,5.8857571850000142E-5,2.0323709361222724E-2]
[2004,6,17,20,8.9345049298760019E-3,8.0379932469335121E-3,0,4.4547862080078354E-3,0,5.8857571850000142E-5,2.148614195666735E-2,null,9.2246260586737495E-3,7.7728492116520579E-3,0,3.0453409866241588E-3,0,5.8857571850000142E-5,2.0042816256949966E-2]
[2004,6,17,23,7.0044310692784321E-3,6.5032209601553906E-3,5.9241276000000429E-4,2.8129014324250858E-3,6.3703859999999935E-5,5.8857571850000142E-5,1.7035527653708912E-2,null,7.2318788645793046E-3,6.2887034562547316E-3,2.89924678763992E-4,1.9229304445855134E-3,5.5707579216829278E-5,5.8857571850000142E-5,1.5789145023400369E-2]
[2004,6,18,3,5.281325801783812E-3,5.6382252223295109E-3,5.9241276000000429E-4,2.0289510526404092E-3,6.3703859999999935E-5,5.8857571850000142E-5,1.3663476268603736E-2,null,5.4528209450724566E-3,5.4522407680822477E-3,2.89924678763992E-4,1.3870133182492786E-3,5.5707579216829278E-5,5.8857571850000142E-5,1.2637707289384804E-2]
[2004,6,18,6,5.6223646939735595E-3,6.6342895070131674E-3,0,3.5455600663921545E-3,0,5.8857571850000142E-5,1.5861071839228882E-2,null,5.8049340477688404E-3,6.4154485305311388E-3,0,2.4237839677497064E-3,0,5.8857571850000142E-5,1.4644166546049685E-2]
[2004,6,18,11,7.3204448979423244E-3,9.9749632891530503E-3,0,6.8320501131287903E-3,0,5.8857571850000142E-5,2.4186315872074166E-2,null,7.5581542902099291E-3,9.6459256877244361E-3,0,4.6704648126056E-3,0,5.8857571850000142E-5,2.1874544790539966E-2]
[2004,6,18,14,7.6385478296047893E-3,9.7913706204385033E-3,0,6.170946461946024E-3,0,5.8857571850000142E-5,2.3659722483839317E-2,null,7.8865866561647381E-3,9.4683890705062786E-3,0,4.2185270649007347E-3,0,5.8857571850000142E-5,2.157350279157175E-2]
[2004,6,18,17,8.3462310453282958E-3,8.7686868717583629E-3,0,5.8681240903495661E-3,0,5.8857571850000142E-5,2.3041899579286224E-2,null,8.6172497521377241E-3,8.4794399229400751E-3,0,4.0115143516460108E-3,0,5.8857571850000142E-5,2.1108204026723809E-2]
[2004,6,18,20,8.4897872410981193E-3,7.557901603451855E-3,0,4.3236700324909214E-3,0,5.8857571850000142E-5,2.0430216448890898E-2,null,8.7654675028442271E-3,7.3085940377651216E-3,0,2.9557085228724069E-3,0,5.8857571850000142E-5,1.9029770063481756E-2]
[2004,6,18,21,8.4554645857612184E-3,6.8731205124463735E-3,5.3317148400000396E-4,4.0500002594783865E-3,5.7333473999999944E-5,5.8857571850000142E-5,2.002794788753598E-2,null,8.7300303226861033E-3,6.6464013735193783E-3,2.6093221088759283E-4,2.7686248475532488E-3,5.0136821295146348E-5,5.8857571850000142E-5,1.8456125575941468E-2]
[2004,6,18,24,6.3323225572402752E-3,5.3554371735423699E-3,5.9241276000000429E-4,2.6292179693640926E-3,6.3703859999999935E-5,5.8857571850000142E-5,1.5031951891996742E-2,null,6.5379456536107062E-3,5.1787808640299127E-3,2.89924678763992E-4,1.797362403268698E-3,5.5707579216829278E-5,5.8857571850000142E-5,1.3859721178890137E-2]
[2004,6,19,4,5.4049832047841457E-3,5.2152313631920562E-3,5.9241276000000429E-4,2.6750844557221422E-3,6.3703859999999935E-5,5.8857571850000142E-5,1.4010273215548348E-2,null,5.5804937496674208E-3,5.0431999312061347E-3,2.89924678763992E-4,1.8287172392353536E-3,5.5707579216829278E-5,5.8857571850000142E-5,1.2798043178089731E-2]
[2004,6,19,8,6.6166031352544062E-3,7.0863788262739572E-3,0,4.581270233489078E-3,0,5.8857571850000142E-5,1.8343109766867441E-2,null,6.8314573868859365E-3,6.8526250745837413E-3,0,3.1318068615204305E-3,0,5.8857571850000142E-5,1.6815889322990107E-2]
[2004,6,19,11,7.9910872213130694E-3,8.1433245741858295E-3,0,6.1109305154699615E-3,0,5.8857571850000142E-5,2.230419988281886E-2,null,8.2505737024516253E-3,7.8747060431824632E-3,0,4.1774995019335029E-3,0,5.8857571850000142E-5,2.0302779247567591E-2]
[2004,6,19,15,8.1934277238174865E-3,7.8283562801468674E-3,0,5.0326318424309636E-3,0,5.8857571850000142E-5,2.1113273418245319E-2,null,8.4594846031424923E-3,7.57012740261815E-3,0,3.4403626357635323E-3,0,5.8857571850000142E-5,1.9469974641524172E-2]
[2004,6,19,18,8.8263234023105951E-3,7.0617378212380925E-3,0,4.4318247329169945E-3,0,5.8857571850000142E-5,2.0378743528315684E-2,null,{"$f":"E4100*V$5","v":9.1129316619411437E-3},6.8287968862930379E-3,0,3.0296442689945243E-3,0,5.8857571850000142E-5,{"$f":"SUM(M4100:Q4100)","v":1.8971372817228709E-2}]
[2004,6,19,19,8.6164627158630668E-3,6.7426058405648144E-3,0,4.3400506092843485E-3,0,5.8857571850000142E-5,1.975797673756223E-2,null,8.8962563819912008E-3,6.5201919039069699E-3,0,2.9669064658407805E-3,0,5.8857571850000142E-5,1.838335475173895E-2]
[2004,6,20,1,6.1378517324931266E-3,4.8241045890526444E-3,5.9241276000000429E-4,2.5320726136225592E-3,6.3703859999999935E-5,5.8857571850000142E-5,1.4209003127018335E-2,null,6.3371599747516971E-3,4.6649750006010531E-3,2.89924678763992E-4,1.730952766602391E-3,5.5707579216829278E-5,5.8857571850000142E-5,1.3078719999935963E-2]
[2004,6,20,2,5.6683221585105917E-3,4.7638398082560287E-3,5.9241276000000429E-4,2.5981592270953491E-3,6.3703859999999935E-5,5.8857571850000142E-5,1.3745295385711974E-2,null,5.8523838425013127E-3,4.6066981347820798E-3,2.89924678763992E-4,1.7761303044860498E-3,5.5707579216829278E-5,5.8857571850000142E-5,1.2580844539750263E-2]
[2004,6,20,6,5.4048279188917622E-3,4.8908739278913258E-3,0,2.6886882303016934E-3,0,5.8857571850000142E-5,1.3043247648934782E-2,null,5.5803334213335434E-3,4.7295418628527435E-3,0,1.8380169295831043E-3,0,5.8857571850000142E-5,1.2147892213769391E-2]
[2004,6,20,9,6.8311507864795137E-3,6.7426599158381968E-3,0,4.3851114000754247E-3,0,5.8857571850000142E-5,1.8017779674243135E-2,null,7.0529718266732384E-3,6.5202441954346144E-3,0,2.9977105194312955E-3,0,5.8857571850000142E-5,1.6570926541539147E-2]
[2004,6,20,12,8.0600342306739875E-3,7.5070006291913152E-3,0,4.7861181066184691E-3,0,5.8857571850000142E-5,2.0412010538333771E-2,null,8.3217595582108627E-3,7.2593721007095892E-3,0,3.2718431269965005E-3,0,5.8857571850000142E-5,1.8852974785916951E-2]
[2004,6,20,16,9.0281399612833508E-3,7.3817197532943905E-3,0,4.1293606649436933E-3,0,5.8857571850000142E-5,2.0598077951371436E-2,null,9.3213016056127515E-3,7.1382237832707815E-3,0,2.8228764960485618E-3,0,5.8857571850000142E-5,1.9282401884932094E-2]
[2004,6,20,18,9.4346325197139213E-3,6.3474926248689653E-3,0,3.5311315062650939E-3,0,5.8857571850000142E-5,1.9372114222697981E-2,null,9.7409937851555568E-3,6.1381120298903509E-3,0,2.4139204449045645E-3,0,5.8857571850000142E-5,1.8293026259950471E-2]
[2004,6,20,21,9.1917116377439618E-3,6.1254505710601585E-3,5.3317148400000396E-4,4.1440109719550313E-3,5.7333473999999944E-5,5.8857571850000142E-5,2.0110535710609154E-2,null,9.4901847794407659E-3,5.9233943323406769E-3,2.6093221088759283E-4,2.8328916075095914E-3,5.0136821295146348E-5,5.8857571850000142E-5,1.8557539751473773E-2]
[2004,6,20,24,6.78951057833978E-3,5.7055480358132512E-3,5.9241276000000429E-4,2.2964381248743761E-3,6.3703859999999935E-5,5.8857571850000142E-5,1.5506470930877411E-2,null,7.0099794782320906E-3,5.51734284787224E-3,2.89924678763992E-4,1.5698704311230473E-3,5.5707579216829278E-5,5.8857571850000142E-5,1.44428250152082E-2]
[2004,6,21,3,5.09400777150445E-3,5.1811613119887292E-3,5.9241276000000429E-4,2.0426393590195018E-3,6.3703859999999935E-5,5.8857571850000142E-5,1.3032782634362685E-2,null,5.2594203261308965E-3,5.0102537265377303E-3,2.89924678763992E-4,1.3963707954675539E-3,5.5707579216829278E-5,5.8857571850000142E-5,1.2011677106117001E-2]
[2004,6,21,7,6.4304859590323914E-3,7.8726131943651113E-3,0,4.475833403679871E-3,0,5.8857571850000142E-5,1.8837790128927376E-2,null,6.6392966161191785E-3,7.6129244429021369E-3,0,3.0597290817292238E-3,0,5.8857571850000142E-5,1.7311950140750539E-2]
[2004,6,21,10,7.4167390853258144E-3,1.0010969387036876E-2,0,6.4813673465847106E-3,0,5.8857571850000142E-5,2.3967933390797402E-2,null,7.6575753412036164E-3,9.6807440759655219E-3,0,4.4307342054802313E-3,0,5.8857571850000142E-5,2.176905362264937E-2]
[2004,6,21,13,7.6430116644351535E-3,1.0350896173755324E-2,0,6.654305299660452E-3,0,5.8857571850000142E-5,2.4707070709700931E-2,null,7.8911954405821161E-3,1.0009457919706546E-2,0,4.5489564976516792E-3,0,5.8857571850000142E-5,2.2449609857940343E-2]
[2004,6,21,15,8.0739703346333624E-3,9.809723731923823E-3,0,6.2654320128830675E-3,0,5.8857571850000142E-5,2.4207983651290253E-2,null,8.3361481951581828E-3,9.4861367798856639E-3,0,4.2831184296659181E-3,0,5.8857571850000142E-5,2.2105403404709761E-2]
[2004,6,21,21,9.6074939828146959E-3,7.3514933055799083E-3,5.3317148400000396E-4,4.3525180626506604E-3,5.7333473999999944E-5,5.8857571850000142E-5,2.1960867880895268E-2,null,9.9194684034556446E-3,7.1089943956524002E-3,2.6093221088759283E-4,2.9754293544739106E-3,5.0136821295146348E-5,5.8857571850000142E-5,2.0314961185764695E-2]
[2004,6,21,22,8.6739567527738363E-3,6.9716474813967221E-3,5.9241276000000429E-4,3.8581062153130435E-3,6.3703859999999935E-5,5.8857571850000142E-5,2.0218684641333605E-2,null,8.9556173645266701E-3,6.7416782976725993E-3,2.89924678763992E-4,2.6374439624334846E-3,5.5707579216829278E-5,5.8857571850000142E-5,1.8680371882613574E-2]
[2004,6,22,1,5.8244754145016561E-3,5.8503255275805799E-3,5.9241276000000429E-4,1.9759776758754653E-3,6.3703859999999935E-5,5.8857571850000142E-5,1.4365752809807706E-2,null,6.0136077050060169E-3,5.6573446590429521E-3,2.89924678763992E-4,1.3508001336138009E-3,5.5707579216829278E-5,5.8857571850000142E-5,1.3367384755643592E-2]
[2004,6,22,4,4.8396008028057042E-3,5.5425971356500396E-3,5.9241276000000429E-4,2.2336805680929594E-3,6.3703859999999935E-5,5.8857571850000142E-5,1.3330852698398708E-2,null,4.9967522576272712E-3,5.3597671026630964E-3,2.89924678763992E-4,1.5269686731120139E-3,5.5707579216829278E-5,5.8857571850000142E-5,1.2229120291383204E-2]
[2004,6,22,8,6.3822418060805403E-3,9.0215207733352273E-3,0,5.0300037625289028E-3,0,5.8857571850000142E-5,2.049262391379467E-2,null,6.5894858796551863E-3,8.7239337576792853E-3,0,3.4385660513556247E-3,0,5.8857571850000142E-5,1.8751985688690097E-2]
[2004,6,22,12,7.1756401543602586E-3,1.0092012761264181E-2,0,6.9846185839536274E-3,0,5.8857571850000142E-5,2.4311129071428066E-2,null,7.4086474488627343E-3,9.7591141253198996E-3,0,4.7747623020416253E-3,0,5.8857571850000142E-5,2.1942523876224262E-2]
[2004,6,22,16,7.7280236210341031E-3,9.6509112918933739E-3,0,6.6912076861155908E-3,0,5.8857571850000142E-5,2.4129000170893068E-2,null,7.978967904338807E-3,9.3325629821268564E-3,0,4.5741833760536248E-3,0,5.8857571850000142E-5,2.1885714262519288E-2]
[2004,6,22,19,8.696341007315582E-3,8.2326612651268186E-3,0,4.7758607211302101E-3,0,5.8857571850000142E-5,2.1763720565422612E-2,null,8.9787284802930641E-3,7.9610958430267453E-3,0,3.2648310651411305E-3,0,5.8857571850000142E-5,2.0204655388460939E-2]
[2004,6,22,22,8.0783357204553471E-3,6.872277208013939E-3,5.9241276000000429E-4,3.7646274681528025E-3,6.3703859999999935E-5,5.8857571850000142E-5,1.9430214588472092E-2,null,8.3406553337322525E-3,6.6455858866196682E-3,2.89924678763992E-4,2.5735408598348383E-3,5.5707579216829278E-5,5.8857571850000142E-5,1.7905414338167582E-2]
[2004,6,22,23,7.0312876306402343E-3,6.4571448931061235E-3,5.9241276000000429E-4,2.7581321237611393E-3,6.3703859999999935E-5,5.8857571850000142E-5,1.6961538839357502E-2,null,7.2596075118551073E-3,6.2441472703464443E-3,2.89924678763992E-4,1.885489541095338E-3,5.5707579216829278E-5,5.8857571850000142E-5,1.5734876581277712E-2]
[2004,6,23,2,6.4666413722803857E-3,6.5806994820822289E-3,5.9241276000000429E-4,2.8980952484224747E-3,6.3703859999999935E-5,5.8857571850000142E-5,1.6660410294635095E-2,null,6.6766260674796345E-3,6.3636262447640075E-3,2.89924678763992E-4,1.9811698768611619E-3,5.5707579216829278E-5,5.8857571850000142E-5,1.5367054447085625E-2]
[2004,6,23,5,5.6437323172629809E-3,6.593903556741337E-3,4.147363250208031E-4,3.6350295761697041E-3,4.4597798308799959E-5,5.8857571850000142E-5,1.6390857145353627E-2,null,5.8269955202460014E-3,6.3763947652331933E-3,2.0297046910909555E-4,2.4849463114529724E-3,3.8999762058117846E-5,5.8857571850000142E-5,1.493030682809938E-2]
[2004,6,23,10,8.7493253190906867E-3,1.1097246959301577E-2,0,8.0634044731305587E-3,0,5.8857571850000142E-5,2.7968834323372823E-2,null,9.0334332979564533E-3,1.0731189319177709E-2,0,5.5122322345373207E-3,0,5.8857571850000142E-5,2.5276854851671485E-2]
[2004,6,23,13,9.7620664222803234E-3,1.1523723897385709E-2,0,8.6615939082941486E-3,0,5.8857571850000142E-5,3.0006241799810179E-2,null,1.0079060117181095E-2,1.1143598340949365E-2,0,5.9211611302483202E-3,0,5.8857571850000142E-5,2.7143819588378783E-2]
[2004,6,23,17,1.1435712954557069E-2,1.0305540580888312E-2,0,7.8957355685077956E-3,0,5.8857571850000142E-5,2.9695846675803175E-2,null,1.1807053278058258E-2,9.9655984421690574E-3,0,5.397611922004204E-3,0,5.8857571850000142E-5,2.7170263642231518E-2]
[2004,6,23,20,1.1303124577665254E-2,9.2890769582895417E-3,0,6.4256802146355988E-3,0,5.8857571850000142E-5,2.7076739322440396E-2,null,1.1670159493102848E-2,8.9826642414462584E-3,0,4.3926658678690271E-3,0,5.8857571850000142E-5,2.5045489602418133E-2]
[2004,6,23,23,8.6807885117972453E-3,7.699185404303424E-3,5.9241276000000429E-4,4.5679610347599143E-3,6.3703859999999935E-5,5.8857571850000142E-5,2.1662909142710587E-2,null,8.9626709643409359E-3,7.4452174021213029E-3,2.89924678763992E-4,3.1227085464730795E-3,5.5707579216829278E-5,5.8857571850000142E-5,1.9876229170916141E-2]
[2004,6,23,24,7.5470665691317234E-3,7.3380360298932173E-3,5.9241276000000429E-4,4.0960221928723999E-3,6.3703859999999935E-5,5.8857571850000142E-5,1.9696098983747346E-2,null,7.7921348173820076E-3,7.0959810263326152E-3,2.89924678763992E-4,2.800085948828219E-3,5.5707579216829278E-5,5.8857571850000142E-5,1.8033834050523664E-2]
[2004,6,24,6,6.2117218993102512E-3,7.0504829389926001E-3,0,4.3499116648774254E-3,0,5.8857571850000142E-5,1.7670974075030276E-2,null,6.4134288526725329E-3,6.8179132614999355E-3,0,2.973647592208415E-3,0,5.8857571850000142E-5,1.6204989706380884E-2]
[2004,6,24,7,6.6667837783228809E-3,8.547505875972531E-3,0,5.2190731074040382E-3,0,5.8857571850000142E-5,2.049222033354945E-2,null,6.8832674951486315E-3,8.2655548802545512E-3,0,3.5678159408850966E-3,0,5.8857571850000142E-5,1.8716638316288281E-2]
[2004,6,24,11,7.9640748358852723E-3,1.088014213404055E-2,0,7.9109651891919961E-3,0,5.8857571850000142E-5,2.6814039730967819E-2,null,8.2226841711927675E-3,1.0521245989041196E-2,0,5.4080230586816417E-3,0,5.8857571850000142E-5,2.4151953218915605E-2]
[2004,6,24,14,8.3595454574664201E-3,1.0860686926960895E-2,0,7.2501728633051557E-3,0,5.8857571850000142E-5,2.6529262819582469E-2,null,8.6309965096949964E-3,1.0502432538175295E-2,0,4.9562981363828872E-3,0,5.8857571850000142E-5,2.408972718425318E-2]
[2004,6,24,18,9.9068303759373977E-3,9.0400414955279264E-3,0,5.8700287720740802E-3,0,5.8857571850000142E-5,2.4875758215389406E-2,null,1.022852484407338E-2,8.7418435489010765E-3,0,4.0128164130809026E-3,0,5.8857571850000142E-5,2.2983184806055358E-2]
[2004,6,24,21,9.4299114901699923E-3,7.9148668337816683E-3,5.2329793780253305E-4,5.5720821068782215E-3,5.6271742978765334E-5,5.8857571850000142E-5,2.3555287683461181E-2,null,9.7361194544011934E-3,7.6537842891023951E-3,2.5610013281155146E-4,3.8091367864990702E-3,4.9208361622963345E-5,5.8857571850000142E-5,2.1504349024437173E-2]
[2004,6,24,23,7.7811047287064568E-3,6.9284123057460562E-3,5.9241276000000429E-4,3.5404386007720783E-3,6.3703859999999935E-5,5.8857571850000142E-5,1.8964929827074595E-2,null,8.033772661054572E-3,6.6998692925331477E-3,2.89924678763992E-4,2.4202828773637374E-3,5.5707579216829278E-5,5.8857571850000142E-5,1.7499557088932277E-2]
[2004,6,25,2,5.8141116649154823E-3,5.9666752194245248E-3,5.9241276000000429E-4,2.0767311459333805E-3,6.3703859999999935E-5,5.8857571850000142E-5,1.4572492222123392E-2,null,{"$f":"E4228*V$5","v":6.0029074238770082E-3},5.7698563995660212E-3,2.89924678763992E-4,1.4196763170231034E-3,5.5707579216829278E-5,5.8857571850000142E-5,{"$f":"SUM(M4228:Q4228)","v":1.3538072398446954E-2}]
[2004,6,25,5,5.2684711138384016E-3,6.0772425835127694E-3,4.147363250208031E-4,3.0403022961777437E-3,4.4597798308799959E-5,5.8857571850000142E-5,1.4904207688708516E-2,null,5.4395488398659517E-3,5.8767765502038228E-3,2.0297046910909555E-4,2.0783841832037343E-3,3.8999762058117846E-5,5.8857571850000142E-5,1.3636679804440721E-2]
[2004,6,25,9,7.4620186723831153E-3,9.6026765502036284E-3,0,6.2932220726852183E-3,0,5.8857571850000142E-5,2.3416774867121966E-2,null,7.7043252464275829E-3,9.2859193283690716E-3,0,4.3021160210619082E-3,0,5.8857571850000142E-5,2.1292360595858564E-2]
[2004,6,25,12,7.8872476063218833E-3,1.0060430887460607E-2,0,7.1647103769502465E-3,0,5.8857571850000142E-5,2.5171246442582736E-2,null,8.1433622088223252E-3,9.7285740221678772E-3,0,4.8978750380874918E-3,0,5.8857571850000142E-5,2.2769811269077695E-2]
[2004,6,25,15,7.5896147767573171E-3,9.6504454538802326E-3,0,6.7367655404426321E-3,0,5.8857571850000142E-5,2.4035683342930179E-2,null,7.8360646498566045E-3,9.3321125104081134E-3,0,4.6053272277597739E-3,0,5.8857571850000142E-5,2.1773504388024494E-2]
[2004,6,25,20,8.7681733313935643E-3,7.7225298981528452E-3,0,4.5960845977857682E-3,0,5.8857571850000142E-5,2.1145645399182178E-2,null,9.0528933426716283E-3,7.4677918463935868E-3,0,3.1419341243512245E-3,0,5.8857571850000142E-5,1.9662619313416438E-2]
[2004,6,25,23,7.3463737662054426E-3,5.867969274420683E-3,5.9241276000000429E-4,3.2968987223282622E-3,6.3703859999999935E-5,5.8857571850000142E-5,1.7226215954804391E-2,null,7.5849251203487173E-3,5.674406403125532E-3,2.89924678763992E-4,2.2537963302946048E-3,5.5707579216829278E-5,5.8857571850000142E-5,1.5858760111749675E-2]
[2004,6,26,2,6.2735044468335043E-3,5.4814342409897909E-3,5.9241276000000429E-4,2.5626887015319216E-3,6.3703859999999935E-5,5.8857571850000142E-5,1.5032601581205221E-2,null,6.4772176022817587E-3,5.3006217484761371E-3,2.89924678763992E-4,1.7518822619826337E-3,5.5707579216829278E-5,5.8857571850000142E-5,1.3875353870721351E-2]
[2004,6,26,3,5.6402184924167851E-3,5.4211973666052219E-3,5.9241276000000429E-4,2.6532193826332901E-3,6.3703859999999935E-5,5.8857571850000142E-5,1.4429609433505302E-2,null,5.8233675945247405E-3,5.242371868538616E-3,2.89924678763992E-4,1.8137700341072335E-3,5.5707579216829278E-5,5.8857571850000142E-5,1.3225141755151411E-2]
[2004,6,26,6,5.7574749541045361E-3,5.7658301378469617E-3,0,3.0546953199372356E-3,0,5.8857571850000142E-5,1.4636857983738734E-2,null,5.9444316065234131E-3,5.5756364635639695E-3,0,2.0882234129960516E-3,0,5.8857571850000142E-5,1.3608291483083432E-2]
[2004,6,26,10,8.0929748971979593E-3,8.1487747711436898E-3,0,6.2159416088515647E-3,0,5.8857571850000142E-5,2.2516548849043215E-2,null,8.3557698736331561E-3,7.8799764580516733E-3,0,4.2492862436070665E-3,0,5.8857571850000142E-5,2.0485032575291894E-2]
[2004,6,26,13,9.1420670073862377E-3,8.3265728288606025E-3,0,6.3896262104177533E-3,0,5.8857571850000142E-5,2.3917123618514592E-2,null,9.4389280892866485E-3,8.051909607321911E-3,0,4.3680189529218729E-3,0,5.8857571850000142E-5,2.1858856649530432E-2]
[2004,6,26,17,9.2188172138745906E-3,7.8249212815214575E-3,0,5.8382984707922208E-3,0,5.8857571850000142E-5,2.2940894538038267E-2,null,9.5181705274897544E-3,7.5668057120497076E-3,0,3.9911252291498127E-3,0,5.8857571850000142E-5,2.1076101468689275E-2]
[2004,6,26,21,9.1210329357261019E-3,6.2179813446636336E-3,5.2329793780253305E-4,4.2996897570888992E-3,5.6271742978765334E-5,5.8857571850000142E-5,2.0277131290109933E-2,null,9.4172109995229753E-3,6.0128728537280534E-3,2.5610013281155146E-4,2.9393153421130164E-3,4.9208361622963345E-5,5.8857571850000142E-5,1.8674707689798561E-2]
[2004,6,26,24,7.2414303618986526E-3,5.1119021148289786E-3,5.9241276000000429E-4,2.9836603570939676E-3,6.3703859999999935E-5,5.8857571850000142E-5,1.6051967025671604E-2,null,7.4765739951714004E-3,4.9432791372957946E-3,2.89924678763992E-4,2.0396631289040642E-3,5.5707579216829278E-5,5.8857571850000142E-5,1.4805148519352079E-2]
[2004,6,27,1,6.9508255016875421E-3,5.3983258670287845E-3,5.9241276000000429E-4,3.7163832163226006E-3,6.3703859999999935E-5,5.8857571850000142E-5,1.6780508776888935E-2,null,7.1765326176892958E-3,5.220254816186049E-3,2.89924678763992E-4,2.5405605571654465E-3,5.5707579216829278E-5,5.8857571850000142E-5,1.5282980249021612E-2]
[2004,6,27,4,6.0194109818951522E-3,5.1648897154696416E-3,5.9241276000000429E-4,3.6007591386376138E-3,6.3703859999999935E-5,5.8857571850000142E-5,1.5500034027852412E-2,null,6.2148732176285897E-3,4.9945188705493946E-3,2.89924678763992E-4,2.4615186623643554E-3,5.5707579216829278E-5,5.8857571850000142E-5,1.4016543008523161E-2]
[2004,6,27,7,6.4348526593131835E-3,6.308310626652526E-3,0,4.4545149521717353E-3,0,5.8857571850000142E-5,1.7256535809987445E-2,null,6.6438051118351427E-3,6.1002225026673971E-3,0,3.0451555531427377E-3,0,5.8857571850000142E-5,1.5789183167645278E-2]
[2004,6,27,10,8.4526365510044013E-3,8.1926569633190942E-3,0,6.4879291815819777E-3,0,5.8857571850000142E-5,2.3192080267755474E-2,null,8.7271104560211546E-3,7.9224111370041952E-3,0,4.4352199482592496E-3,0,5.8857571850000142E-5,2.1084741541284601E-2]
[2004,6,27,15,1.0234892341723503E-2,8.5009683436442288E-3,0,6.6247875256909552E-3,0,5.8857571850000142E-5,2.5419505782908688E-2,null,1.0567239633779387E-2,8.2205524511211013E-3,0,4.5287778217947706E-3,0,5.8857571850000142E-5,2.3316569906695256E-2]
[2004,6,27,18,1.1200978558615859E-2,7.39609408155839E-3,0,6.0434011398726849E-3,0,5.8857571850000142E-5,2.4699331351896933E-2,null,{"$f":"E4292*V$5","v":1.1564696589840908E-2},7.1521239549532448E-3,0,4.1313356759483518E-3,0,5.8857571850000142E-5,{"$f":"SUM(M4292:Q4292)","v":2.2848156220742506E-2}]
[2004,6,27,22,9.8693097111486553E-3,6.6520022435383793E-3,5.9241276000000429E-4,5.1850564114323894E-3,6.3703859999999935E-5,5.8857571850000142E-5,2.2421342557969428E-2,null,1.0189785808741761E-2,6.4325769885811282E-3,2.89924678763992E-4,3.5445617523258838E-3,5.5707579216829278E-5,5.8857571850000142E-5,2.0512556807629596E-2]
[2004,6,28,1,7.2856950631595254E-3,5.96247887200335E-3,5.9241276000000429E-4,3.2551758055212395E-3,6.3703859999999935E-5,5.8857571850000142E-5,1.721832393253412E-2,null,7.5222760592404524E-3,5.7657984743174602E-3,2.89924678763992E-4,2.2252740841752433E-3,5.5707579216829278E-5,5.8857571850000142E-5,1.5858980875713979E-2]
[2004,6,28,2,6.7635633332179066E-3,5.9588723689537482E-3,5.9241276000000429E-4,3.0983221766440671E-3,6.3703859999999935E-5,5.8857571850000142E-5,1.6535732070665728E-2,null,6.983189674501426E-3,5.7623109366292929E-3,2.89924678763992E-4,2.1180472134307549E-3,5.5707579216829278E-5,5.8857571850000142E-5,1.5209180082542295E-2]
[2004,6,28,7,7.6638860530219965E-3,8.4190824706203704E-3,0,5.0928969047605603E-3,0,5.8857571850000142E-5,2.123472300025293E-2,null,7.9127476620458014E-3,8.1413676939279117E-3,0,3.4815604970759055E-3,0,5.8857571850000142E-5,1.9535675853049619E-2]
[2004,6,28,9,8.6615036592957387E-3,1.0240903088017735E-2,0,7.6062413337653614E-3,0,5.8857571850000142E-5,2.6567505652928834E-2,null,8.9427598943578393E-3,9.9030931040743897E-3,0,5.1997104701078664E-3,0,5.8857571850000142E-5,2.4045563468540095E-2]
[2004,6,28,13,9.7796545206140038E-3,1.1319435702449636E-2,0,9.157562603578754E-3,0,5.8857571850000142E-5,3.0315510398492392E-2,null,1.0097219336016922E-2,1.0946048867321173E-2,0,6.2602108007168301E-3,0,5.8857571850000142E-5,2.7303479004054922E-2]
[2004,6,28,16,1.0977886822494435E-2,1.0654829009878127E-2,0,9.3957941152934647E-3,0,5.8857571850000142E-5,3.1087367519516029E-2,null,1.1334360621742784E-2,1.0303365121799999E-2,0,6.4230684897404033E-3,0,5.8857571850000142E-5,2.8060794233283184E-2]
[2004,6,28,19,1.2829075580493402E-2,9.0264384327096003E-3,0,6.3777639701782587E-3,0,5.8857571850000142E-5,2.829213555523126E-2,null,1.3245661157204928E-2,8.7286892014345838E-3,0,4.3599097946575372E-3,0,5.8857571850000142E-5,2.6334260153297047E-2]
[2004,6,28,23,9.5916909814110132E-3,7.446012593193321E-3,5.9241276000000429E-4,4.5490767930873883E-3,6.3703859999999935E-5,5.8857571850000142E-5,2.2301754559541725E-2,null,9.9031522471942929E-3,7.2003958372363558E-3,2.89924678763992E-4,3.1097990705787524E-3,5.5707579216829278E-5,5.8857571850000142E-5,2.0558979412990223E-2]
[2004,6,28,24,8.1553479878765326E-3,7.139986388767487E-3,5.9241276000000429E-4,3.6426113667399557E-3,6.3703859999999935E-5,5.8857571850000142E-5,1.9652919935233978E-2,null,8.4201683425074204E-3,6.9044643194133368E-3,2.89924678763992E-4,2.4901293071114584E-3,5.5707579216829278E-5,5.8857571850000142E-5,1.8160394227013037E-2]
[2004,6,29,4,5.8835666854901644E-3,6.4888106629976223E-3,5.9241276000000429E-4,3.4101084715421836E-3,6.3703859999999935E-5,5.8857571850000142E-5,1.6497460011879975E-2,null,6.0746177869835877E-3,6.2747685021609144E-3,2.89924678763992E-4,2.3311877635236247E-3,5.5707579216829278E-5,5.8857571850000142E-5,1.5026206310648948E-2]
[2004,6,29,7,7.3209537377197332E-3,9.0077317797770048E-3,0,5.253645399175182E-3,0,5.8857571850000142E-5,2.1641188488521923E-2,null,7.5586796530260235E-3,8.71059961264882E-3,0,3.5914499408608836E-3,0,5.8857571850000142E-5,1.9860729206535727E-2]
[2004,6,29,10,9.1841113145876563E-3,1.1394902573467985E-2,0,8.4702550907309986E-3,0,5.8857571850000142E-5,2.9108126550636642E-2,null,9.4823376586889978E-3,1.1019026361937086E-2,0,5.790359804157783E-3,0,5.8857571850000142E-5,2.6291723824783869E-2]
[2004,6,29,14,1.0723251943179342E-2,1.185777922837278E-2,0,9.0731981252076977E-3,0,5.8857571850000142E-5,3.1713086868609817E-2,null,1.1071457241912218E-2,1.1466634406835787E-2,0,6.202538312789864E-3,0,5.8857571850000142E-5,2.8740629961537867E-2]
[2004,6,29,17,1.2047794355479384E-2,1.058085047374737E-2,0,8.2179871336832151E-3,0,5.8857571850000142E-5,3.0905489534759967E-2,null,1.2439010178333413E-2,1.0231826867340468E-2,0,5.6179066462871356E-3,0,5.8857571850000142E-5,2.8288743691961014E-2]
[2004,6,29,21,1.0848111319350578E-2,8.9291244605760531E-3,5.2329793780253305E-4,7.1222037325271454E-3,5.6271742978765334E-5,5.8857571850000142E-5,2.7537866765085073E-2,null,1.1200371050135381E-2,8.6345852617641262E-3,2.5610013281155146E-4,4.8688170271255207E-3,4.9208361622963345E-5,5.8857571850000142E-5,2.5009081833459543E-2]
[2004,6,30,1,6.4768407477019518E-3,6.1713351355509984E-3,5.9241276000000429E-4,2.4549144150689617E-3,6.3703859999999935E-5,5.8857571850000142E-5,1.5818064490171917E-2,null,6.687156636888284E-3,5.9677653326604008E-3,2.89924678763992E-4,1.6782065710415415E-3,5.5707579216829278E-5,5.8857571850000142E-5,1.4678760798571047E-2]
[2004,6,30,4,5.2612411342614221E-3,5.8978635867265299E-3,5.9241276000000429E-4,2.8044631997349639E-3,6.3703859999999935E-5,5.8857571850000142E-5,1.4678542112572922E-2,null,5.4320840884854397E-3,5.7033146112691543E-3,2.89924678763992E-4,1.9171619756476084E-3,5.5707579216829278E-5,5.8857571850000142E-5,1.3398192933383023E-2]
[2004,6,30,5,5.3539950460864743E-3,6.2352707698059891E-3,4.4435696302080326E-4,3.2485221280272153E-3,4.7782991308799951E-5,5.8857571850000142E-5,1.5388785470099283E-2,null,5.5278499041384373E-3,6.0295919638913946E-3,2.1746670304729514E-4,2.2207255568524494E-3,4.1785141018959301E-5,5.8857571850000142E-5,1.4037419268948536E-2]
[2004,6,30,8,7.0323469238370434E-3,9.56154810944089E-3,0,5.9115827214025439E-3,0,5.8857571850000142E-5,2.2564335326530478E-2,null,7.2607012024069346E-3,9.2461475646292753E-3,0,4.0412231511682654E-3,0,5.8857571850000142E-5,2.0548071918204475E-2]
[2004,6,30,11,7.8001245559118013E-3,1.0791100940328651E-2,0,7.7558320541052722E-3,0,5.8857571850000142E-5,2.6405915122195728E-2,null,8.0534100998435089E-3,1.0435141939051836E-2,0,5.3019723364687854E-3,0,5.8857571850000142E-5,2.3790524375364129E-2]
[2004,6,30,15,8.2045411136571923E-3,1.0401423145418058E-2,0,7.291448946760746E-3,0,5.8857571850000142E-5,2.5956270777685995E-2,null,8.4709588668336732E-3,1.0058318191143781E-2,0,4.9845149222947846E-3,0,5.8857571850000142E-5,2.3513791980272238E-2]
[2004,6,30,18,9.6993815190287557E-3,8.9390855722539277E-3,0,5.7998116400006178E-3,0,5.8857571850000142E-5,2.4497136303133299E-2,null,1.0014339710559988E-2,8.6442177927546302E-3,0,3.9648152071235596E-3,0,5.8857571850000142E-5,2.2623372710438176E-2]
[2004,6,30,23,7.6417924606059454E-3,6.8491625782116389E-3,5.9241276000000429E-4,3.4703451615787969E-3,6.3703859999999935E-5,5.8857571850000142E-5,1.8676274392246388E-2,null,7.8899366467818973E-3,6.6232337240192613E-3,2.89924678763992E-4,2.3723662292235775E-3,5.5707579216829278E-5,5.8857571850000142E-5,1.7231168858005557E-2]
[2004,7,1,2,5.9927963254577318E-3,6.1778027372065888E-3,5.9241276000000461E-4,2.3514588921628764E-3,6.3703860000000016E-5,5.6039767112903422E-5,1.5234214341940106E-2,null,6.1873943304107514E-3,5.9740195917628346E-3,2.8992467876399217E-4,1.6074832345024737E-3,5.5707579216829346E-5,5.6039767112903422E-5,1.4114529414656882E-2]
[2004,7,1,5,5.2604452825579674E-3,6.2954703575518207E-3,4.4435696302080348E-4,3.4182626849574632E-3,4.7782991308800018E-5,5.6039767112903422E-5,1.5522358046509758E-2,null,5.4312623938957399E-3,6.0878057871401863E-3,2.1746670304729525E-4,2.3367620737526082E-3,4.1785141018959362E-5,5.6039767112903422E-5,1.411508209885479E-2]
[2004,7,1,6,6.0010566170720587E-3,7.1005536333920661E-3,0,4.3954096717662714E-3,0,5.6039767112903422E-5,1.7553059689343297E-2,null,6.1959228501077936E-3,6.8663323065940871E-3,0,3.0047505315457155E-3,0,5.6039767112903422E-5,1.6067005688247597E-2]
[2004,7,1,9,7.6831236563349404E-3,1.0340946238423087E-2,0,7.1753955950369479E-3,0,5.6039767112903422E-5,2.5255505256907878E-2,null,7.9326099485652925E-3,9.9998361963948637E-3,0,4.9051795710260103E-3,0,5.6039767112903422E-5,2.2837625715986166E-2]
[2004,7,1,15,7.7128412425555978E-3,1.0679086034139423E-2,0,7.733601735793922E-3,0,5.6039767112903422E-5,2.6181568779601844E-2,null,7.9632925238622507E-3,1.0326821995439247E-2,0,5.2867754456780306E-3,0,5.6039767112903422E-5,2.3576889964979527E-2]
[2004,7,1,17,8.767225945512807E-3,9.7639558502275476E-3,0,7.3889071277157062E-3,0,5.6039767112903422E-5,2.5976128690568964E-2,null,9.0519151932887745E-3,9.4418786134213405E-3,0,5.0511384097273494E-3,0,5.6039767112903422E-5,2.3544932216437466E-2]
[2004,7,1,20,9.9913312997922856E-3,8.5610964975544514E-3,0,5.1515343142417794E-3,0,5.6039767112903422E-5,2.376000187870142E-2,null,1.0315769680837337E-2,8.2786971968755799E-3,0,3.5216456769486515E-3,0,5.6039767112903422E-5,2.2116112554661567E-2]
[2004,7,1,24,6.9852041881590284E-3,6.5499886626969967E-3,5.9241276000000461E-4,2.5313584489079829E-3,6.3703860000000016E-5,5.6039767112903422E-5,1.6778707686876913E-2,null,7.2120276484242832E-3,6.3339284631269361E-3,2.8992467876399217E-4,1.730464555726504E-3,5.5707579216829346E-5,5.6039767112903422E-5,1.5622052925258544E-2]
[2004,7,2,3,4.8958664111668103E-3,5.349189645787485E-3,5.9241276000000461E-4,2.3717478640212122E-3,6.3703860000000016E-5,5.6039767112903422E-5,1.3328960308088415E-2,null,5.0548449220970629E-3,5.1727394193941062E-3,2.8992467876399217E-4,1.6213529994455337E-3,5.5707579216829346E-5,5.6039767112903422E-5,1.2194569598917526E-2]
[2004,7,2,6,5.1269658470602629E-3,6.3365081883712017E-3,0,3.9532388142702228E-3,0,5.6039767112903422E-5,1.547275261681459E-2,null,5.2934486158908878E-3,6.1274899298276696E-3,0,2.7024776563619604E-3,0,5.6039767112903422E-5,1.4123416202080519E-2]
[2004,7,2,7,5.5448303966330265E-3,7.5428386149143951E-3,0,4.4866710863539355E-3,0,5.6039767112903422E-5,1.763037986501426E-2,null,5.7248820577255185E-3,7.2940279221960164E-3,0,3.0671378411412974E-3,0,5.6039767112903422E-5,1.6086047821062831E-2]
[2004,7,2,12,6.8511902555141342E-3,9.5867142090301002E-3,0,7.2302658298941114E-3,0,5.6039767112903422E-5,2.3724210061551246E-2,null,7.0736620170877744E-3,9.270483526522124E-3,0,4.9426894687750519E-3,0,5.6039767112903422E-5,2.1286835012384951E-2]
[2004,7,2,15,6.600446797500473E-3,9.1613560812023563E-3,0,6.8360859714162647E-3,0,5.6039767112903422E-5,2.2653928617231998E-2,null,6.814776420740928E-3,8.8591564095433922E-3,0,4.6732237698451093E-3,0,5.6039767112903422E-5,2.034715660012943E-2]
[2004,7,2,18,7.4069596991239162E-3,8.0860771773281891E-3,0,5.9653998559290574E-3,0,5.6039767112903422E-5,2.1514476499494065E-2,null,7.6474783988991568E-3,7.8193470288285011E-3,0,4.0780131379159236E-3,0,5.6039767112903422E-5,1.9544838565643582E-2]
[2004,7,2,21,7.6453396413088725E-3,6.5935850852513155E-3,5.3317148400000417E-4,4.6521432240019221E-3,5.7333474000000025E-5,5.6039767112903422E-5,1.9537612675675012E-2,null,7.8935990114908389E-3,6.3760867989542851E-3,2.6093221088759294E-4,3.1802564195408385E-3,5.0136821295146423E-5,5.6039767112903422E-5,1.77610112621687E-2]
[2004,7,3,1,5.876180322580216E-3,5.0660350519352963E-3,5.9241276000000461E-4,2.0566797854250484E-3,6.3703860000000016E-5,5.6039767112903422E-5,1.3711051547053469E-2,null,6.0669915741925363E-3,{"$f":"F4419*W$5","v":4.8989250612594699E-3},{"$f":"G4419*X$5","v":2.8992467876399217E-4},{"$f":"H4419*Y$5","v":1.4059689858196812E-3},{"$f":"I4419*Z$5","v":5.5707579216829346E-5},{"$f":"J4419","v":5.6039767112903422E-5},1.2717517879252509E-2]
[2004,7,3,4,4.8385490030637092E-3,4.8792816618549971E-3,5.9241276000000461E-4,2.2412310638823848E-3,6.3703860000000016E-5,5.6039767112903422E-5,1.2671218115914E-2,null,4.9956663038576259E-3,4.7183319833276382E-3,2.8992467876399217E-4,1.532130275313156E-3,5.5707579216829346E-5,5.6039767112903422E-5,1.159176082047924E-2]
[2004,7,3,5,4.8336678536679209E-3,5.0002523192940003E-3,4.542305092182745E-4,2.4321134710692605E-3,4.8844722330034642E-5,5.6039767112903422E-5,1.2825148642692396E-2,null,4.9906266538416412E-3,4.8353122606706808E-3,2.2229878112333667E-4,1.6626195942364159E-3,4.2713600691142378E-5,5.6039767112903422E-5,1.1753570890563218E-2]
[2004,7,3,9,6.5856753359929921E-3,7.3240766412674668E-3,0,4.9164756042138075E-3,0,5.6039767112903422E-5,1.8882267348587167E-2,null,6.7995253005259781E-3,7.0824821069454657E-3,0,3.3609569501530942E-3,0,5.6039767112903422E-5,1.7242964357624537E-2]
[2004,7,3,12,7.726149707316496E-3,7.5809741023436152E-3,0,4.6521040912870836E-3,0,5.6039767112903422E-5,2.0015267668060097E-2,null,7.9770331409191406E-3,7.3309054591998287E-3,0,3.1802296679853538E-3,0,5.6039767112903422E-5,1.8488168268104323E-2]
[2004,7,3,16,7.505354429970885E-3,7.4023973754637241E-3,0,4.5333826311318411E-3,0,5.6039767112903422E-5,1.949717420367935E-2,null,7.749068202176565E-3,7.1582193262179046E-3,0,3.0990703683644841E-3,0,5.6039767112903422E-5,1.8006357896758952E-2]
[2004,7,3,19,7.7648854551891936E-3,6.3543409110483383E-3,0,3.6943089161754891E-3,0,5.6039767112903422E-5,1.7869575049525924E-2,null,8.0170267154969395E-3,6.1447344161247273E-3,0,2.5254703221125941E-3,0,5.6039767112903422E-5,1.6687231453734262E-2]
[2004,7,3,22,7.7688491748958057E-3,5.2483879719321261E-3,5.9241276000000461E-4,3.4329159822704737E-3,6.3703860000000016E-5,5.6039767112903422E-5,1.7162309516211314E-2,null,8.0211191450587187E-3,5.0752628245414365E-3,2.8992467876399217E-4,2.346779229416843E-3,5.5707579216829346E-5,5.6039767112903422E-5,1.5788793456997817E-2]
[2004,7,4,2,5.6524084883915332E-3,4.7924433077606828E-3,5.9241276000000461E-4,2.6299974088509156E-3,6.3703860000000016E-5,5.6039767112903422E-5,1.3787005592116038E-2,null,5.8359534238914884E-3,4.6343581093236186E-3,2.8992467876399217E-4,1.7978952366988518E-3,5.5707579216829346E-5,5.6039767112903422E-5,1.261383902789478E-2]
[2004,7,4,6,5.3386512447340636E-3,4.94168529062213E-3,0,2.7464521370155178E-3,0,5.6039767112903422E-5,1.3082828439484615E-2,null,5.5120078590664978E-3,4.7786771443355655E-3,0,1.8775049733296102E-3,0,5.6039767112903422E-5,1.2168189976731674E-2]
[2004,7,4,7,5.5705227593361994E-3,5.5897631108694267E-3,0,3.2920510381405925E-3,0,5.6039767112903422E-5,1.4508376675459121E-2,null,5.7514087024988711E-3,5.40537724465229E-3,0,2.250482399915548E-3,0,5.6039767112903422E-5,1.340726834706671E-2]
[2004,7,4,10,7.2706748597443881E-3,7.3029083029519121E-3,0,4.5630550462772519E-3,0,5.6039767112903422E-5,1.9192677976086453E-2,null,7.50676811997383E-3,7.0620120347852514E-3,0,3.1193547586348888E-3,0,5.6039767112903422E-5,1.7688134913393969E-2]
[2004,7,4,13,8.1832787890295626E-3,7.5732045163943856E-3,0,4.2516731970348148E-3,0,5.6039767112903422E-5,2.0064196269571663E-2,null,8.4490061122750905E-3,7.3233921635095928E-3,0,2.9064906920531438E-3,0,5.6039767112903422E-5,1.8678888967837828E-2]
[2004,7,4,17,9.7932152638196025E-3,6.8729212862392803E-3,0,3.581916712380089E-3,0,5.6039767112903422E-5,2.0304093029551874E-2,null,1.0111220423500914E-2,6.6462087190571053E-3,0,2.4486377719489332E-3,0,5.6039767112903422E-5,1.920606691450695E-2]
[2004,7,4,19,9.7945744828987647E-3,6.1799586591107193E-3,0,2.9209496158076912E-3,0,5.6039767112903422E-5,1.8951522524930077E-2,null,1.0112623779124474E-2,5.976104397678701E-3,0,1.9967933744818684E-3,0,5.6039767112903422E-5,1.8085521551285046E-2]
[2004,7,4,24,6.8934729267831531E-3,5.7365211500039698E-3,5.9241276000000461E-4,2.2113760838172957E-3,6.3703860000000016E-5,5.6039767112903422E-5,1.5553526547717328E-2,null,7.1173176907126526E-3,5.5472942721673003E-3,2.8992467876399217E-4,1.511721081650028E-3,5.5707579216829346E-5,5.6039767112903422E-5,1.4521965302510801E-2]
[2004,7,5,4,5.0569525321610747E-3,4.4469563800372276E-3,5.9241276000000461E-4,2.5045940691880235E-3,6.3703860000000016E-5,5.6039767112903422E-5,1.2720659368499233E-2,null,5.2211618295337006E-3,4.300267533318739E-3,2.8992467876399217E-4,1.7121681305476144E-3,5.5707579216829346E-5,5.6039767112903422E-5,1.1579229751380876E-2]
[2004,7,5,7,5.2918845593908611E-3,5.3681696222117551E-3,0,3.2089648755057459E-3,0,5.6039767112903422E-5,1.3925058824221266E-2,null,5.4637225665202785E-3,5.1910933157279767E-3,0,2.1936837827252584E-3,0,5.6039767112903422E-5,1.2848499664973513E-2]
[2004,7,5,8,5.6993792036005306E-3,6.0562963742361673E-3,0,3.9251749028453783E-3,0,5.6039767112903422E-5,1.5736890247794979E-2,null,5.8844493715586718E-3,5.8565212798569796E-3,0,2.683292856976203E-3,0,5.6039767112903422E-5,1.4424263508391853E-2]
[2004,7,5,11,7.5632452389014608E-3,7.1860929611836785E-3,0,4.3418281805701923E-3,0,5.6039767112903422E-5,1.9147206147768235E-2,null,7.8088388407077484E-3,6.9490500044279259E-3,0,2.9681216331778112E-3,0,5.6039767112903422E-5,1.7726010478313486E-2]
[2004,7,5,14,7.8384751148500419E-3,7.2545363822646642E-3,0,3.800911578158104E-3,0,5.6039767112903422E-5,1.8949962842385714E-2,null,8.093005977636741E-3,7.0152357270639914E-3,0,2.5983450776362891E-3,0,5.6039767112903422E-5,1.7706586782337021E-2]
[2004,7,5,20,9.4275661445064832E-3,5.9577880381513851E-3,0,3.4055187837003999E-3,0,5.6039767112903422E-5,1.884691273347117E-2,null,9.7336979507035622E-3,5.7612623739391544E-3,0,2.3280502022922306E-3,0,5.6039767112903422E-5,1.7823010526934947E-2]
[2004,7,5,22,8.4822004769917209E-3,5.6664840255573395E-3,5.9241276000000461E-4,3.0638519969830949E-3,6.3703860000000016E-5,5.6039767112903422E-5,1.7924692886645062E-2,null,8.7576343814316591E-3,5.4795674166179939E-3,2.8992467876399217E-4,2.0944830184197439E-3,5.5707579216829346E-5,5.6039767112903422E-5,1.6677317074450217E-2]
[2004,7,6,1,5.9131581697160511E-3,5.5474531172005175E-3,5.9241276000000461E-4,1.9569161884007312E-3,6.3703860000000016E-5,5.6039767112903422E-5,1.4129683862430209E-2,null,6.105170165503427E-3,5.3644629031206082E-3,2.8992467876399217E-4,1.3377694905341209E-3,5.5707579216829346E-5,5.6039767112903422E-5,1.3153034817138977E-2]
[2004,7,6,5,4.782371724538468E-3,5.531424283476135E-3,4.739776010208037E-4,2.8514433228201421E-3,5.0968184308800017E-5,5.6039767112903422E-5,1.3746224883277251E-2,null,4.9376648374689887E-3,5.3489628020691677E-3,2.3196293698549483E-4,1.949278105963977E-3,4.457051997980083E-5,5.6039767112903422E-5,1.251243920246743E-2]
[2004,7,6,8,6.3428325387454255E-3,8.7970022917243946E-3,0,4.9600005040661829E-3,0,5.6039767112903422E-5,2.0155875101648905E-2,null,6.5487969150996783E-3,8.5068213206346468E-3,0,3.3907110517575408E-3,0,5.6039767112903422E-5,1.8446329287491865E-2]
[2004,7,6,9,6.6671208739978675E-3,9.338651431968303E-3,0,6.3038517187252062E-3,0,5.6039767112903422E-5,2.2365663791804279E-2,null,6.8836155369900263E-3,9.0306034343286389E-3,0,4.3093825643363516E-3,0,5.6039767112903422E-5,2.0223601535655018E-2]
[2004,7,6,13,6.9349745877352259E-3,9.9928860741508325E-3,0,6.4878227416514719E-3,0,5.6039767112903422E-5,2.3471723170650431E-2,null,7.1601669930636495E-3,9.6632572655151686E-3,0,4.4351471847487584E-3,0,5.6039767112903422E-5,2.1258571443327576E-2]
[2004,7,6,16,7.7533782142692118E-3,9.3171723373515359E-3,0,6.6059040473537738E-3,0,5.6039767112903422E-5,2.3732494366087421E-2,null,8.0051458115982851E-3,9.0098328565824306E-3,0,4.5158688677249042E-3,0,5.6039767112903422E-5,2.1530847535905621E-2]
[2004,7,6,20,9.367319746415444E-3,7.618566257137244E-3,0,3.9993564848555801E-3,0,5.6039767112903422E-5,2.1041282255521168E-2,null,9.6714952323510919E-3,7.3672575861269607E-3,0,2.7340042046368833E-3,0,5.6039767112903422E-5,1.9772757023114935E-2]
[2004,7,6,23,7.1876982197417397E-3,6.1281456723338871E-3,5.9241276000000461E-4,2.6548150988510467E-3,6.3703860000000016E-5,5.6039767112903422E-5,1.6682815378039579E-2,null,7.4210970635876939E-3,5.9260005320683042E-3,2.8992467876399217E-4,1.8148608833139181E-3,5.5707579216829346E-5,5.6039767112903422E-5,1.5507590736950738E-2]
[2004,7,7,3,4.9548683826396069E-3,5.5261713988033964E-3,5.9241276000000461E-4,2.4432322544916227E-3,6.3703860000000016E-5,5.6039767112903422E-5,1.3636428423047534E-2,null,5.1157628048262007E-3,5.3438831908735537E-3,2.8992467876399217E-4,1.670220517220475E-3,5.5707579216829346E-5,5.6039767112903422E-5,1.2475498770901051E-2]
[2004,7,7,6,5.4479442174857132E-3,6.5483901584275266E-3,0,3.9490728300139149E-3,0,5.6039767112903422E-5,1.6001446973040054E-2,null,5.6248497918190915E-3,6.3323826876741495E-3,0,2.6996297435749089E-3,0,5.6039767112903422E-5,1.465686222306815E-2]
[2004,7,7,10,6.8512763630860021E-3,9.9946897283764886E-3,0,6.5119116783730561E-3,0,5.6039767112903422E-5,2.341391753694845E-2,null,7.0737509207436048E-3,9.6650014237764786E-3,0,4.4516146475846998E-3,0,5.6039767112903422E-5,2.1190366992104782E-2]
[2004,7,7,11,7.1380934327188823E-3,1.0225858875800365E-2,0,6.8606975072238868E-3,0,5.6039767112903422E-5,2.4280689582856035E-2,null,7.3698815105606988E-3,9.8885451454631627E-3,0,4.6900484871803634E-3,0,5.6039767112903422E-5,2.1948475143204225E-2]
[2004,7,7,14,7.1947900322335149E-3,1.0274879404759513E-2,0,6.4971086396014236E-3,0,5.6039767112903422E-5,2.4022817843707356E-2,null,7.428419161323193E-3,9.9359486662387309E-3,0,4.4414951270077526E-3,0,5.6039767112903422E-5,2.1805862954569676E-2]
[2004,7,7,17,8.172292762140437E-3,9.0476765256700346E-3,0,6.4039434048518721E-3,0,5.6039767112903422E-5,2.3679952459775246E-2,null,8.4376633472625778E-3,8.7492267272887489E-3,0,4.3778063449509928E-3,0,5.6039767112903422E-5,2.156469641950232E-2]
[2004,7,7,21,8.9357545639729245E-3,7.2578493768296363E-3,5.4304503019747519E-4,4.4787349555543178E-3,5.8395205021234642E-5,5.6039767112903422E-5,2.1329818898688492E-2,null,9.2259162708729428E-3,7.0184394380402816E-3,2.6576428896363436E-4,3.0617126145937603E-3,5.1065280967329433E-5,5.6039767112903422E-5,1.9622897893437949E-2]
[2004,7,7,24,6.2227370197182347E-3,6.0964935548273348E-3,5.9241276000000461E-4,2.2641557799368338E-3,6.3703860000000016E-5,5.6039767112903422E-5,1.5295542741595312E-2,null,6.4248016559282726E-3,5.8953925022964719E-3,2.8992467876399217E-4,1.5478018640600723E-3,5.5707579216829346E-5,5.6039767112903422E-5,1.421362828026564E-2]
[2004,7,8,4,4.9522190710400236E-3,5.789381608556337E-3,5.9241276000000461E-4,2.692752132724999E-3,6.3703860000000016E-5,5.6039767112903422E-5,1.4146509199434268E-2,null,5.113027464814541E-3,5.5984110572856608E-3,2.8992467876399217E-4,1.8407950581031862E-3,5.5707579216829346E-5,5.6039767112903422E-5,1.2897865838184209E-2]
[2004,7,8,7,6.217665733045729E-3,8.4687287445770875E-3,0,4.7064360754790575E-3,0,5.6039767112903422E-5,1.9448870320214775E-2,null,6.4195656945003742E-3,8.1893763186593575E-3,0,3.2173716116429434E-3,0,5.6039767112903422E-5,1.7826313624802675E-2]
[2004,7,8,11,7.4515539601007754E-3,1.0735987248630991E-2,0,7.2052379992715802E-3,0,5.6039767112903422E-5,2.544881897511625E-2,null,7.6935207241430404E-3,1.0381846246718826E-2,0,4.9255801677127306E-3,0,5.6039767112903422E-5,2.3000947138574597E-2]
[2004,7,8,12,7.6415289591123762E-3,1.0578965386690058E-2,0,7.5220855218430778E-3,0,5.6039767112903422E-5,2.5798619634758411E-2,null,7.8896645888712289E-3,1.0230003962419153E-2,0,5.1421806288668047E-3,0,5.6039767112903422E-5,2.3261849180157185E-2]
[2004,7,8,15,7.3667493262583334E-3,1.0446056584180229E-2,0,7.146624797933294E-3,0,5.6039767112903422E-5,2.5015470475484757E-2,null,7.6059623153247324E-3,1.0101479335802396E-2,0,4.8855115367935015E-3,0,5.6039767112903422E-5,2.2592953187920629E-2]
[2004,7,8,19,9.4209475552196522E-3,8.6177687723962004E-3,0,5.0005906490038741E-3,0,5.6039767112903422E-5,2.309534674373263E-2,null,9.7268644426708115E-3,8.3335000603880962E-3,0,3.4184589225329251E-3,0,5.6039767112903422E-5,2.1478823425591834E-2]
[2004,7,8,22,8.391877077048953E-3,7.2448774580527349E-3,5.9241276000000461E-4,4.2701532771783155E-3,6.3703860000000016E-5,5.6039767112903422E-5,2.0619064199392911E-2,null,8.6643780012114271E-3,7.0058954154787901E-3,2.8992467876399217E-4,2.9191238786684605E-3,5.5707579216829346E-5,5.6039767112903422E-5,1.8935029553339498E-2]
[2004,7,8,24,6.4382217402020768E-3,6.4445975118033443E-3,5.9241276000000461E-4,2.4364272181665874E-3,6.3703860000000016E-5,5.6039767112903422E-5,1.6031402857284913E-2,null,6.6472835934751878E-3,6.2320137813185938E-3,2.8992467876399217E-4,1.6655685193313634E-3,5.5707579216829346E-5,5.6039767112903422E-5,1.4890498152105965E-2]
[2004,7,9,6,6.1426457365743462E-3,7.1847666789305598E-3,0,4.5457827362046458E-3,0,5.6039767112903422E-5,1.7929234918822451E-2,null,6.3421096496715833E-3,6.9477674713815689E-3,0,3.107547216961343E-3,0,5.6039767112903422E-5,1.6397424338014496E-2]
[2004,7,9,9,8.0037428731222805E-3,1.026763791639234E-2,0,7.2471468176413456E-3,0,5.6039767112903422E-5,2.5574567374268869E-2,null,8.2636403084230849E-3,9.9289460481204028E-3,0,4.954229498190816E-3,0,5.6039767112903422E-5,2.3146815854734302E-2]
[2004,7,9,12,8.4999101069608736E-3,1.071752637007487E-2,0,8.2172329633641399E-3,0,5.6039767112903422E-5,2.7490709207512783E-2,null,8.7759190782766578E-3,1.0363994325110643E-2,0,5.6173910871387643E-3,0,5.6039767112903422E-5,2.4757304490526065E-2]
[2004,7,9,13,8.5878497472403007E-3,1.0748857946724196E-2,0,7.7837688082870284E-3,0,5.6039767112903422E-5,2.7176516269364428E-2,null,8.86671429342052E-3,1.0394292387497228E-2,0,5.3210702097606652E-3,0,5.6039767112903422E-5,2.4582076890678414E-2]
[2004,7,9,16,8.7559277912025463E-3,9.9684701924583809E-3,0,7.735101272800222E-3,0,5.6039767112903422E-5,2.651553902357405E-2,null,9.0402501654575362E-3,9.6396467745711312E-3,0,5.2878005457149381E-3,0,5.6039767112903422E-5,2.3967697485743605E-2]
[2004,7,9,21,9.5567623572492908E-3,7.4159055106881831E-3,5.5291857580253348E-4,4.9983566392512386E-3,5.9456935978765408E-5,5.6039767112903422E-5,2.2639439786082915E-2,null,9.8670894211994892E-3,7.1712818774050911E-3,2.7059636674975113E-4,3.416931728825629E-3,5.1993740583804875E-5,5.6039767112903422E-5,2.0777893134763768E-2]
[2004,7,9,24,6.9976749130532508E-3,5.8522767267010943E-3,5.9241276000000461E-4,3.4298961066267278E-3,6.3703860000000016E-5,5.6039767112903422E-5,1.6992004133493978E-2,null,7.2249033225363565E-3,5.6592314952320037E-3,2.8992467876399217E-4,2.3447148091185407E-3,5.5707579216829346E-5,5.6039767112903422E-5,1.5574481884867722E-2]
[2004,7,10,3,5.840439655743831E-3,5.6645174036564095E-3,5.9241276000000461E-4,3.1206867931206019E-3,6.3703860000000016E-5,5.6039767112903422E-5,1.5337800239633751E-2,null,6.0300903368838152E-3,5.4776656663897147E-3,2.8992467876399217E-4,2.1333359119284946E-3,5.5707579216829346E-5,5.6039767112903422E-5,1.3986724173182846E-2]
[2004,7,10,7,6.4460849512962288E-3,6.9408842935404025E-3,0,4.6384903176619032E-3,0,5.6039767112903422E-5,1.8081499329611436E-2,null,6.6554021386585277E-3,6.7119298750090046E-3,0,3.170923142179725E-3,0,5.6039767112903422E-5,1.6538255155847257E-2]
[2004,7,10,10,8.502943236961609E-3,8.5371060866419393E-3,0,6.8376365151848594E-3,0,5.6039767112903422E-5,2.3933725605901311E-2,null,8.7790507000356389E-3,8.2554981419846515E-3,0,4.67428373866731E-3,0,5.6039767112903422E-5,2.17088325806876E-2]
[2004,7,10,13,9.6344720381659737E-3,8.6835902002862023E-3,0,7.0483498440194097E-3,0,5.6039767112903422E-5,2.5422451849584488E-2,null,9.9473224898721808E-3,8.3971502798106858E-3,0,4.8183296943574783E-3,0,5.6039767112903422E-5,2.3162802464040344E-2]
[2004,7,10,14,9.3237921605935307E-3,8.7181150274150236E-3,0,6.9960579225764761E-3,0,5.6039767112903422E-5,2.5094004877697935E-2,null,9.6265542193240215E-3,8.4305362590080517E-3,0,4.7825823600963551E-3,0,5.6039767112903422E-5,2.2839672838428429E-2]
[2004,7,10,18,9.9077707099423165E-3,7.6250934905587389E-3,0,5.6326086599564817E-3,0,5.6039767112903422E-5,2.322151262757044E-2,null,1.0229495712591973E-2,7.3735695099611705E-3,0,3.8505134057713868E-3,0,5.6039767112903422E-5,2.1453578628324532E-2]
[2004,7,10,22,9.2673207553850192E-3,6.0345265293084687E-3,5.9241276000000461E-4,4.7807936136061539E-3,6.3703860000000016E-5,5.6039767112903422E-5,2.0794797285412548E-2,null,9.5682490753742511E-3,5.8354695425905162E-3,2.8992467876399217E-4,3.2682032448458709E-3,5.5707579216829346E-5,5.6039767112903422E-5,1.9017554120791459E-2]
[2004,7,11,1,6.7368037756051291E-3,5.2195666533404409E-3,5.9241276000000461E-4,3.316472467569857E-3,6.3703860000000016E-5,5.6039767112903422E-5,1.5984999283628336E-2,null,6.9555611808791353E-3,{"$f":"F4611*W$5","v":5.0473922159688777E-3},{"$f":"G4611*X$5","v":2.8992467876399217E-4},{"$f":"H4611*Y$5","v":2.2671771584337457E-3},{"$f":"I4611*Z$5","v":5.5707579216829346E-5},{"$f":"J4611","v":5.6039767112903422E-5},1.461576281326258E-2]
[2004,7,11,4,5.7585951220181014E-3,4.9991796529828296E-3,5.9241276000000461E-4,3.2952963766902897E-3,6.3703860000000016E-5,5.6039767112903422E-5,1.4765227538804129E-2,null,5.9455881485150136E-3,4.8342749777027794E-3,2.8992467876399217E-4,2.2527009491431402E-3,5.5707579216829346E-5,5.6039767112903422E-5,1.3378196333341755E-2]
[2004,7,11,8,6.6454429206396796E-3,6.9149592510187605E-3,0,5.0289940940107932E-3,0,5.6039767112903422E-5,1.8645436032782136E-2,null,6.8612336574101103E-3,6.6868600049387267E-3,0,3.4378758308203326E-3,0,5.6039767112903422E-5,1.6985969493169169E-2]
[2004,7,11,11,8.9705295662537866E-3,8.2006601226953819E-3,0,6.1279768575130487E-3,0,5.6039767112903422E-5,2.3355206313575121E-2,null,9.2618204865791542E-3,7.9301503013873495E-3,0,4.1891525693697161E-3,0,5.6039767112903422E-5,2.1381123357336222E-2]
[2004,7,11,15,9.9482144406772052E-3,8.257188208642274E-3,0,5.9530051229218801E-3,0,5.6039767112903422E-5,2.4214447539354263E-2,null,1.0271252731629425E-2,7.9848137322699429E-3,0,4.0695399617223793E-3,0,5.6039767112903422E-5,2.2325606425621747E-2]
[2004,7,11,16,1.0417016938696143E-2,8.1858916742232474E-3,0,6.0118775225704215E-3,0,5.6039767112903422E-5,2.4670825902602715E-2,null,1.0755278178314903E-2,7.9158690100827375E-3,0,4.1097857834653711E-3,0,5.6039767112903422E-5,2.278093297186301E-2]
[2004,7,11,19,1.1006714994041926E-2,6.9226212803287258E-3,0,4.8453310836592744E-3,0,5.6039767112903422E-5,2.2830707125142829E-2,null,1.1364124901304784E-2,6.6942692918903349E-3,0,3.3123217712013003E-3,0,5.6039767112903422E-5,2.1370715964396419E-2]
[2004,7,11,23,8.6510260731299839E-3,6.376990539258361E-3,5.9241276000000461E-4,3.8817609191172278E-3,6.3703860000000016E-5,5.6039767112903422E-5,1.9621933918618478E-2,null,8.9319420801493056E-3,6.1666369158367854E-3,2.8992467876399217E-4,2.6536145788576453E-3,5.5707579216829346E-5,5.6039767112903422E-5,1.8097825832824557E-2]
[2004,7,12,2,6.4685811792772599E-3,5.8106519750985531E-3,5.9241276000000461E-4,2.8014120661234115E-3,6.3703860000000016E-5,5.6039767112903422E-5,1.5792801607612129E-2,null,6.6786288638642811E-3,5.6189797921340377E-3,2.8992467876399217E-4,1.9150761870577488E-3,5.5707579216829346E-5,5.6039767112903422E-5,1.455831710103689E-2]
[2004,7,12,5,5.7263962908403951E-3,6.1654072358324772E-3,5.1347178521827489E-4,3.5939917519207123E-3,5.5215108330034639E-5,5.6039767112903422E-5,1.6110521939254795E-2,null,5.9123437573067776E-3,5.9620329726996057E-3,2.5129124899973587E-4,2.456892402162627E-3,4.8284358612825315E-5,5.6039767112903422E-5,1.4630844739781573E-2]
[2004,7,12,8,7.5509024018954223E-3,9.560283364975183E-3,0,5.9968023697995814E-3,0,5.6039767112903422E-5,2.316402790378309E-2,null,7.7960952072577139E-3,9.2449245394635136E-3,0,4.0994802427572362E-3,0,5.6039767112903422E-5,2.1140499989478465E-2]
[2004,7,12,13,9.0479546797561199E-3,1.126350429344818E-2,0,8.5859719802242832E-3,0,5.6039767112903422E-5,2.8953470720541483E-2,null,9.3417597473680909E-3,1.0891962431191183E-2,0,5.8694651461347102E-3,0,5.6039767112903422E-5,2.6103187324693983E-2]
[2004,7,12,14,9.4087919110819439E-3,1.1232537821512689E-2,0,8.3976265171378569E-3,0,5.6039767112903422E-5,2.9094996016845391E-2,null,9.7143140806135123E-3,1.0862017430047614E-2,0,5.7407101101801779E-3,0,5.6039767112903422E-5,2.6317041620841305E-2]
[2004,7,12,17,1.1000112819391757E-2,9.9359507592233932E-3,0,8.2751090271069132E-3,0,5.6039767112903422E-5,2.9267212372834965E-2,null,1.1357308340924566E-2,9.6082000386485331E-3,0,5.6569558026673145E-3,0,5.6039767112903422E-5,2.6622464182240416E-2]
[2004,7,12,20,1.1536326163978141E-2,8.746517862113487E-3,0,6.0915815090055239E-3,0,5.6039767112903422E-5,2.6430465302210056E-2,null,1.1910933598317403E-2,8.4580021879423484E-3,0,4.1642723077012214E-3,0,5.6039767112903422E-5,2.4533208093960972E-2]
[2004,7,12,24,7.8187205733547139E-3,6.9893616917238513E-3,5.9241276000000461E-4,3.2496993616108862E-3,6.3703860000000016E-5,5.6039767112903422E-5,1.8769938013802358E-2,null,8.0726099669248767E-3,6.7588081809091633E-3,2.8992467876399217E-4,2.2215303267147466E-3,5.5707579216829346E-5,5.6039767112903422E-5,1.7398580732529607E-2]
[2004,7,13,5,5.5540436163503759E-3,6.4756188933122287E-3,5.2334533082333318E-4,3.7419619035916293E-3,5.6276839287565405E-5,5.6039767112903422E-5,1.6407286350478032E-2,null,5.7343944489946482E-3,6.2620118807693095E-3,2.5612332678585264E-4,2.5580464299070813E-3,4.921281822930075E-5,5.6039767112903422E-5,1.4859788904686191E-2]
[2004,7,13,7,6.8681993733963175E-3,8.9075482403914996E-3,0,5.6841566527108178E-3,0,5.6039767112903422E-5,2.1515944033611539E-2,null,7.0912234548263535E-3,8.6137207622678236E-3,0,3.8857521821756952E-3,0,5.6039767112903422E-5,1.9590696399269872E-2]
[2004,7,13,11,8.2617331833422184E-3,1.1327636264932155E-2,0,8.5081715118007183E-3,0,5.6039767112903422E-5,2.8153580727187991E-2,null,8.5300080766675408E-3,1.0953978923203177E-2,0,5.8162798878067246E-3,0,5.6039767112903422E-5,2.530026688767744E-2]
[2004,7,13,14,8.6920883801714401E-3,1.1288475172455287E-2,0,7.8179748759176458E-3,0,5.6039767112903422E-5,2.7854578195657276E-2,null,8.9743377618951709E-3,1.0916109612115813E-2,0,5.3444538548746562E-3,0,5.6039767112903422E-5,2.523490122888564E-2]
[2004,7,13,15,8.7076857141730676E-3,1.0939911388923237E-2,0,7.9705402576544428E-3,0,5.6039767112903422E-5,2.7674177127863651E-2,null,8.9904415723252411E-3,1.0579043674536038E-2,0,5.4487492325760254E-3,0,5.6039767112903422E-5,2.5018234479437303E-2]
[2004,7,13,18,1.0459596530273183E-2,9.327794080250083E-3,0,6.275040269640153E-3,0,5.6039767112903422E-5,2.6118470647276321E-2,null,{"$f":"E4676*V$5","v":1.0799240413840212E-2},9.0201042269828519E-3,0,4.2896867399609805E-3,0,5.6039767112903422E-5,{"$f":"SUM(M4676:Q4676)","v":2.4109031380784046E-2}]
[2004,7,13,21,9.989163654878291E-3,8.1548603889123154E-3,5.7266566819747541E-4,5.8977231030802081E-3,6.158039802123464E-5,5.6039767112903422E-5,2.4732032980202427E-2,null,1.0313531648185666E-2,7.885861333520228E-3,2.8026052290183398E-4,4.0317485632160744E-3,5.3850659928170901E-5,5.6039767112903422E-5,2.2565252727751974E-2]
[2004,7,14,2,6.6411216039187568E-3,6.7269378410479887E-3,5.9241276000000461E-4,3.2262375650995209E-3,6.3703860000000016E-5,5.6039767112903422E-5,1.7306453397179171E-2,null,6.8567720189483851E-3,6.5050407344606669E-3,2.8992467876399217E-4,2.2054915838436613E-3,5.5707579216829346E-5,5.6039767112903422E-5,1.5912936595233532E-2]
[2004,7,14,5,5.6692157721696876E-3,6.7101767305648352E-3,5.332188770208042E-4,4.0004586130230856E-3,5.7338570308800021E-5,5.6039767112903422E-5,1.7026448330200113E-2,null,5.8533064735716168E-3,6.4888325117857977E-3,2.6095540486189406E-4,2.7347576316083021E-3,5.0141277901483767E-5,5.6039767112903422E-5,1.5387993299729095E-2]
[2004,7,14,9,8.4457477625560443E-3,1.0858411233041087E-2,0,7.5658675386224188E-3,0,5.6039767112903422E-5,2.6926066301332451E-2,null,8.719997974923191E-3,1.0500231911085033E-2,0,5.1721104984384396E-3,0,5.6039767112903422E-5,2.4392340384446664E-2]
[2004,7,14,12,9.880530828893919E-3,1.1492466672181434E-2,0,9.0255916857702231E-3,0,5.6039767112903422E-5,3.0454628953958479E-2,null,1.0201371298477658E-2,1.1113372177425258E-2,0,6.1699940257070023E-3,0,5.6039767112903422E-5,2.7484737501609922E-2]
[2004,7,14,15,1.0832473823362073E-2,1.1440420976957952E-2,0,9.1051136591710092E-3,0,5.6039767112903422E-5,3.1434048226603936E-2,null,1.1184225773578913E-2,1.1063043279569806E-2,0,6.2243561238250504E-3,0,5.6039767112903422E-5,2.8471625176973773E-2]
[2004,7,14,16,1.1417389234077162E-2,1.1140850208804235E-2,0,9.252508089199472E-3,0,5.6039767112903422E-5,3.1866787299193775E-2,null,1.1788134549963365E-2,1.077335425675731E-2,0,6.3251165819047019E-3,0,5.6039767112903422E-5,2.8886605388625378E-2]
[2004,7,14,19,1.1945723152441445E-2,9.7525449057972655E-3,0,6.9014959122568722E-3,0,5.6039767112903422E-5,2.8655803737608485E-2,null,1.2333624520507487E-2,9.4308440743648466E-3,0,4.7179387268539317E-3,0,5.6039767112903422E-5,2.6482407321726267E-2]
[2004,7,14,23,9.0291391633975458E-3,7.8404893146599743E-3,5.9241276000000461E-4,4.9211505066899487E-3,6.3703860000000016E-5,5.6039767112903422E-5,2.2502935371860378E-2,null,9.322333253805104E-3,7.5818602126433545E-3,2.8992467876399217E-4,3.3641527650484248E-3,5.5707579216829346E-5,5.6039767112903422E-5,2.0613978489477706E-2]
[2004,7,15,3,5.5583919868671455E-3,6.1675440425140882E-3,5.9241276000000461E-4,3.1468927591372748E-3,6.3703860000000016E-5,5.6039767112903422E-5,1.5584985175631417E-2,null,5.7388840197427297E-3,5.9640992939343183E-3,2.8992467876399217E-4,2.1512505993406977E-3,5.5707579216829346E-5,5.6039767112903422E-5,1.4199866170998566E-2]
[2004,7,15,6,6.2395773147954662E-3,7.2690054667447126E-3,0,4.7233268811332409E-3,0,5.6039767112903422E-5,1.8287949429786322E-2,null,6.4421887888499556E-3,7.0292275293010707E-3,0,3.2289183526881867E-3,0,5.6039767112903422E-5,1.6700334670839215E-2]
[2004,7,15,10,7.8509568678825012E-3,1.0968853598774427E-2,0,7.883762207413254E-3,0,5.6039767112903422E-5,2.6759612441183085E-2,null,8.1058930379926137E-3,1.0607031186607052E-2,0,5.3894268002977318E-3,0,5.6039767112903422E-5,2.4102351024897398E-2]
[2004,7,15,13,8.5707067122038176E-3,1.1231001755542026E-2,0,7.756385340192881E-3,0,5.6039767112903422E-5,2.7614133575051627E-2,null,8.8490145899715357E-3,1.0860532033282237E-2,0,5.3023505689408388E-3,0,5.6039767112903422E-5,2.5011897192194613E-2]
[2004,7,15,16,9.24240354447739E-3,1.0567573020728421E-2,0,8.054911346272578E-3,0,5.6039767112903422E-5,2.7920927678591292E-2,null,9.5425227531155451E-3,1.0218987388995489E-2,0,5.5064262393408033E-3,0,5.6039767112903422E-5,2.5267936381451837E-2]
[2004,7,15,18,1.0255664331668675E-2,9.2329554459567916E-3,0,6.199626721714183E-3,0,5.6039767112903422E-5,2.5744286266452553E-2,null,1.0588686131514031E-2,8.9283939727994466E-3,0,4.2381332068121011E-3,0,5.6039767112903422E-5,2.3755213311125577E-2]
[2004,7,15,21,9.8067341781148017E-3,8.0567818441538621E-3,5.9241276000000461E-4,5.802039407127234E-3,6.3703860000000016E-5,5.6039767112903422E-5,2.4377711816508801E-2,null,1.0125178323806666E-2,7.7910180416828571E-3,2.8992467876399217E-4,3.9663381333028547E-3,5.5707579216829346E-5,5.6039767112903422E-5,2.22281667567732E-2]
[2004,7,16,1,6.8624721937252621E-3,6.2155141331893086E-3,5.9241276000000461E-4,2.0508905471687522E-3,6.3703860000000016E-5,5.6039767112903422E-5,1.5841033261196229E-2,null,7.0853103022509197E-3,6.0104870265478049E-3,2.8992467876399217E-4,1.4020113986942791E-3,5.5707579216829346E-5,5.6039767112903422E-5,1.4843440985473823E-2]
[2004,7,16,4,5.3793119163593126E-3,5.9189024773242116E-3,5.9241276000000461E-4,2.9526740796826721E-3,6.3703860000000016E-5,5.6039767112903422E-5,1.4963044860479105E-2,null,5.553988863496102E-3,5.7236595057188486E-3,2.8992467876399217E-4,2.018480567897231E-3,5.5707579216829346E-5,5.6039767112903422E-5,1.3641761195093003E-2]
[2004,7,16,7,6.422526645019049E-3,8.2542254163712019E-3,0,4.7722232405576067E-3,0,5.6039767112903422E-5,1.9505015069060761E-2,null,6.6310788473638964E-3,7.9819486716931273E-3,0,3.2623444433014818E-3,0,5.6039767112903422E-5,1.7875371962358506E-2]
[2004,7,16,9,7.6597543264314647E-3,9.9957947861093153E-3,0,6.7057739220759199E-3,0,5.6039767112903422E-5,2.4417362801729604E-2,null,7.9084817700827339E-3,{"$f":"F4739*W$5","v":9.6660700296913576E-3},{"$f":"G4739*X$5","v":0},{"$f":"H4739*Y$5","v":4.5841410156169087E-3},{"$f":"I4739*Z$5","v":0},{"$f":"J4739","v":5.6039767112903422E-5},2.2158692815390998E-2]
[2004,7,16,15,7.7866151917955371E-3,1.0017931491105215E-2,0,7.2021302140007227E-3,0,5.6039767112903422E-5,2.5062716664014377E-2,null,8.0394620598299767E-3,9.6874765256524716E-3,0,4.9234556514237207E-3,0,5.6039767112903422E-5,2.2650394236906169E-2]
[2004,7,16,18,8.852425982719004E-3,8.8169495318788579E-3,0,6.0766919897654792E-3,0,5.6039767112903422E-5,2.3802107271476244E-2,null,9.1398818450037639E-3,8.5261105742015612E-3,0,4.1540936681222157E-3,0,5.6039767112903422E-5,2.182008608732754E-2]
[2004,7,16,19,8.9411220052124044E-3,8.3413327324544893E-3,0,5.2045340842715232E-3,0,5.6039767112903422E-5,2.2543028589051321E-2,null,9.2314580035950927E-3,8.0661826356125937E-3,0,3.5578769043110555E-3,0,5.6039767112903422E-5,2.0855517543518741E-2]
[2004,7,16,22,8.8783193888076536E-3,6.6075487956447441E-3,5.9241276000000461E-4,4.3727174353961123E-3,6.3703860000000016E-5,5.6039767112903422E-5,2.0570742006961417E-2,null,9.1666160614408115E-3,6.3895898975497838E-3,2.8992467876399217E-4,2.9892378684751543E-3,5.5707579216829346E-5,5.6039767112903422E-5,1.8891076085446573E-2]
[2004,7,17,2,5.1726953736028333E-3,4.4713787627583927E-3,5.9241276000000461E-4,2.1454882066617499E-3,6.3703860000000016E-5,5.6039767112903422E-5,1.2501718730135884E-2,null,5.3406630710292839E-3,4.323884310846301E-3,2.8992467876399217E-4,1.4666794021048334E-3,5.5707579216829346E-5,5.6039767112903422E-5,1.1476859041961241E-2]
[2004,7,17,5,4.5289162527316377E-3,4.5086172174291731E-3,5.6283951502080441E-4,2.5344221817556545E-3,6.0523763308800027E-5,5.6039767112903422E-5,1.2251358697358973E-2,null,4.6759791628520758E-3,4.3598944049256082E-3,2.7545163880009368E-4,1.7325589572931403E-3,5.2926656862325235E-5,5.6039767112903422E-5,1.1096810820733244E-2]
[2004,7,17,10,6.1899463620085351E-3,6.9784032789998156E-3,0,5.5490836446780824E-3,0,5.6039767112903422E-5,1.8773473052799333E-2,null,6.3909462204045338E-3,6.7482112461909769E-3,0,3.793414784073564E-3,0,5.6039767112903422E-5,1.6932572250669076E-2]
[2004,7,17,13,6.541323847601462E-3,6.9924317604093981E-3,0,5.3829595155064393E-3,0,5.6039767112903422E-5,1.8972754890630203E-2,null,6.7537336311756816E-3,6.7617769792434092E-3,0,3.679850497077199E-3,0,5.6039767112903422E-5,1.7195361107496289E-2]
[2004,7,17,16,6.3882118032679005E-3,6.8414831294731368E-3,0,5.3391474049911828E-3,0,5.6039767112903422E-5,1.8624882104845121E-2,null,6.5956497345141816E-3,6.6158075922424318E-3,0,3.649900055095768E-3,0,5.6039767112903422E-5,1.6861357381852383E-2]
[2004,7,17,19,6.5703860666651397E-3,5.9034399912180147E-3,0,4.540233697899989E-3,0,5.6039767112903422E-5,1.7070099522896044E-2,null,6.7837395582417944E-3,5.7087070705464779E-3,0,3.1037538331722082E-3,0,5.6039767112903422E-5,1.5596200461960481E-2]
[2004,7,17,20,7.0182589367730197E-3,5.5897524684903645E-3,9.8735461974709954E-6,4.1188289517522774E-3,1.0617310212346202E-6,5.6039767112903422E-5,1.6793815401347268E-2,null,7.2461557504087505E-3,5.4053669533264369E-3,4.8320780760414279E-6,2.8156769007495696E-3,9.2845967218301546E-7,5.6039767112903422E-5,1.5472960142232981E-2]
[2004,7,17,23,6.8105113392176401E-3,4.4608634368442516E-3,5.9241276000000461E-4,3.0043686228872169E-3,6.3703860000000016E-5,5.6039767112903422E-5,1.4987899786062018E-2,null,7.0316621755461958E-3,4.3137158471226993E-3,2.8992467876399217E-4,2.0538195278057055E-3,5.5707579216829346E-5,5.6039767112903422E-5,1.3744829808455421E-2]
[2004,7,18,3,4.8945636989413885E-3,4.2980285810490524E-3,5.9241276000000461E-4,2.4543725855780889E-3,6.3703860000000016E-5,5.6039767112903422E-5,1.2359121252681437E-2,null,5.053499908217067E-3,4.1562523184017651E-3,2.8992467876399217E-4,1.6778361704253794E-3,5.5707579216829346E-5,5.6039767112903422E-5,1.1233220655025033E-2]
[2004,7,18,7,4.9975984465991724E-3,5.1362540955083216E-3,0,3.1865890230988307E-3,0,5.6039767112903422E-5,1.3376481332319227E-2,null,5.1598803988712992E-3,4.966827835087723E-3,0,2.1783874032215819E-3,0,5.6039767112903422E-5,1.2305095637180604E-2]
[2004,7,18,10,6.4491072981449193E-3,6.7495939299554901E-3,0,4.4405870125748051E-3,0,5.6039767112903422E-5,1.7695328007788117E-2,null,6.6585226271150899E-3,6.5269494817553949E-3,0,3.0356342600136731E-3,0,5.6039767112903422E-5,1.6221106368884158E-2]
[2004,7,18,14,7.3393938519364715E-3,6.9644876117365383E-3,0,3.8435073681978046E-3,0,5.6039767112903422E-5,1.8203428598983717E-2,null,7.5777185543936688E-3,6.7347546059582618E-3,0,2.6274640295250143E-3,0,5.6039767112903422E-5,1.6939937189876946E-2]
[2004,7,18,17,8.5622936524718998E-3,6.3880603597929221E-3,0,3.713640831322835E-3,0,5.6039767112903422E-5,1.872003461070056E-2,null,8.84032834147256E-3,6.177341583428789E-3,0,2.5386858325320001E-3,0,5.6039767112903422E-5,1.7556355757433348E-2]
[2004,7,18,18,8.397628760483852E-3,5.9259384810634247E-3,0,3.5353569758392435E-3,0,5.6039767112903422E-5,1.7914963984499422E-2,null,8.6703164532366071E-3,5.7304634173964792E-3,0,2.4168090225109959E-3,0,5.6039767112903422E-5,1.6817588893144081E-2]
[2004,7,18,24,6.1925162281848706E-3,5.3191755328539673E-3,5.9241276000000461E-4,2.116243166874037E-3,6.3703860000000016E-5,5.6039767112903422E-5,1.4340091315025782E-2,null,6.3935995352421872E-3,5.1437153624079015E-3,2.8992467876399217E-4,1.4466871703427611E-3,5.5707579216829346E-5,5.6039767112903422E-5,1.3329634325973672E-2]
[2004,7,19,1,6.1896189175802297E-3,5.2516932269033615E-3,5.9241276000000461E-4,1.7944664413986095E-3,6.3703860000000016E-5,5.6039767112903422E-5,1.3947934972995108E-2,null,6.3906081432049773E-3,{"$f":"F4803*W$5","v":5.0784590512249162E-3},{"$f":"G4803*X$5","v":2.8992467876399217E-4},{"$f":"H4803*Y$5","v":1.2267170517160702E-3},{"$f":"I4803*Z$5","v":5.5707579216829346E-5},{"$f":"J4803","v":5.6039767112903422E-5},1.3041416504126786E-2]
[2004,7,19,5,5.0333101311808822E-3,5.6832626141896355E-3,5.8258660682333372E-4,2.828781114678562E-3,6.2647225287565403E-5,5.6039767112903422E-5,1.4246627459272883E-2,null,5.1967517128139453E-3,5.4957925409017117E-3,2.8511579466225186E-4,1.9337859705216738E-3,5.4783576150983687E-5,5.6039767112903422E-5,1.2966229595050567E-2]
[2004,7,19,8,6.8773669277661801E-3,9.325600877799059E-3,0,5.6535320232503098E-3,0,5.6039767112903422E-5,2.1912539595928451E-2,null,7.1006886979034217E-3,9.0179833702691524E-3,0,3.8648168476968789E-3,0,5.6039767112903422E-5,1.998348891586945E-2]
[2004,7,19,11,7.7673416132336311E-3,1.0681037018355483E-2,0,7.4747250342875916E-3,0,5.6039767112903422E-5,2.5979143432989609E-2,null,8.0195626298737027E-3,1.0328708623812756E-2,0,5.1098044772032378E-3,0,5.6039767112903422E-5,2.3458075730889698E-2]
[2004,7,19,15,8.1677131927468099E-3,1.0138060389437032E-2,0,6.5126229528318326E-3,0,5.6039767112903422E-5,2.4874436302128575E-2,null,8.4329350701506933E-3,9.8036428104464196E-3,0,4.4521008826498435E-3,0,5.6039767112903422E-5,2.2688678763246956E-2]
[2004,7,19,18,9.7844538693058983E-3,8.6579748524641016E-3,0,5.2732623957017213E-3,0,5.6039767112903422E-5,2.3771730884584626E-2,null,1.0102174529097611E-2,8.372379888743094E-3,0,3.60486033605546E-3,0,5.6039767112903422E-5,2.2079414753896163E-2]
[2004,7,19,21,1.0018585046766337E-2,7.4906037511338125E-3,5.9241276000000461E-4,4.3441128944983181E-3,6.3703860000000016E-5,5.6039767112903422E-5,2.2565458079511373E-2,null,1.0343908411131465E-2,7.2435160957631502E-3,2.8992467876399217E-4,2.9696834888187228E-3,5.5707579216829346E-5,5.6039767112903422E-5,2.0902740253694159E-2]
[2004,7,19,23,8.0758691189403552E-3,6.6390248671189681E-3,5.9241276000000461E-4,2.548466797251305E-3,6.3703860000000016E-5,5.6039767112903422E-5,1.7975517170423536E-2,null,8.3381086367646916E-3,6.4200276884048167E-3,2.8992467876399217E-4,1.742160011353467E-3,5.5707579216829346E-5,5.6039767112903422E-5,1.6845928594503796E-2]
[2004,7,20,2,5.8401288780808823E-3,6.0871728808098774E-3,5.9241276000000461E-4,2.221572772369913E-3,6.3703860000000016E-5,5.6039767112903422E-5,1.4861030918373581E-2,null,6.0297694676526049E-3,5.8863792832674188E-3,2.8992467876399217E-4,1.5186916504107259E-3,5.5707579216829346E-5,5.6039767112903422E-5,1.3780472659311571E-2]
[2004,7,20,6,5.8295115229110598E-3,6.999401962506346E-3,4.739302080000037E-8,4.2380672558542032E-3,5.0963088000000014E-9,5.6039767112903422E-5,1.7123072997714109E-2,null,6.0188073458627075E-3,6.7685172598345861E-3,2.3193974301119373E-8,2.8971895205930115E-3,4.4566063373463477E-9,5.6039767112903422E-5,1.5684541776870946E-2]
[2004,7,20,9,7.4571846305313905E-3,1.0209672122175682E-2,0,6.9139380815109956E-3,0,5.6039767112903422E-5,2.4636834601330967E-2,null,7.6993342336312241E-3,9.8728923337120678E-3,0,4.7264443309890944E-3,0,5.6039767112903422E-5,2.2298670898332387E-2]
[2004,7,20,13,7.7593731044139887E-3,1.0900722115531513E-2,0,7.1390774632418457E-3,0,5.6039767112903422E-5,2.5855212450300247E-2,null,8.0113353677384903E-3,1.0541147112119256E-2,0,4.8803520955538028E-3,0,5.6039767112903422E-5,2.3432834575411548E-2]
[2004,7,20,14,7.6234844506160955E-3,1.087944707945588E-2,0,7.1477330985058787E-3,0,5.6039767112903422E-5,2.5706704395690755E-2,null,7.8710341393278919E-3,1.0520573861768313E-2,0,4.8862691832891126E-3,0,5.6039767112903422E-5,2.3277877184385315E-2]
[2004,7,20,20,9.7088155887196416E-3,8.4659841286401378E-3,2.9620638000000233E-5,4.9143205408724855E-3,3.1851930000000013E-6,5.6039767112903422E-5,2.317796585634517E-2,null,1.0024080123240147E-2,8.1867222375763774E-3,1.4496233938199609E-5,3.3594837250833253E-3,2.7853789608414679E-6,5.6039767112903422E-5,2.1587567698798889E-2]
[2004,7,20,21,9.2542968459190071E-3,7.7515645836140675E-3,5.9241276000000461E-4,5.1069221851155503E-3,6.3703860000000016E-5,5.6039767112903422E-5,2.282494000176153E-2,null,9.5548022536881116E-3,7.4958687836420628E-3,2.8992467876399217E-4,3.4911483334208169E-3,5.5707579216829346E-5,5.6039767112903422E-5,2.0887451628731814E-2]
[2004,7,20,24,6.8026141147532974E-3,6.4704965481661427E-3,5.9241276000000461E-4,2.3824220349410062E-3,6.3703860000000016E-5,5.6039767112903422E-5,1.6367689084973353E-2,null,7.0235085125109472E-3,6.2570585030782104E-3,2.8992467876399217E-4,1.6286499804189073E-3,5.5707579216829346E-5,5.6039767112903422E-5,1.5254849253988886E-2]
[2004,7,21,3,5.0488831311171472E-3,5.8212951026064205E-3,5.9241276000000461E-4,2.5301478665768437E-3,6.3703860000000016E-5,5.6039767112903422E-5,1.4112482487413319E-2,null,5.2128303990031967E-3,5.6292718417436339E-3,2.8992467876399217E-4,1.7296369882926115E-3,5.5707579216829346E-5,5.6039767112903422E-5,1.2917371487020265E-2]
[2004,7,21,7,6.241818145570263E-3,8.341135695126848E-3,0,4.5649558511841604E-3,0,5.6039767112903422E-5,1.9203949458994174E-2,null,6.4445023838527573E-3,8.0659920978266349E-3,0,3.1206541698345054E-3,0,5.6039767112903422E-5,1.7631148651513898E-2]
[2004,7,21,11,7.3047786018629541E-3,1.0626206720564347E-2,0,7.1413149358521217E-3,0,5.6039767112903422E-5,2.5128340025392323E-2,null,7.5419792783664166E-3,1.0275686977256501E-2,0,4.8818816565087764E-3,0,5.6039767112903422E-5,2.2699547912131694E-2]
[2004,7,21,15,7.4334185556599597E-3,1.0284681231361037E-2,0,6.9263106593347914E-3,0,5.6039767112903422E-5,2.4700450213468693E-2,null,7.674796427083231E-3,9.9454271663857001E-3,0,4.7349023616549144E-3,0,5.6039767112903422E-5,2.2355125955123845E-2]
[2004,7,21,18,8.8004712454571362E-3,8.7886332822173369E-3,0,5.6667669455582204E-3,0,5.6039767112903422E-5,2.3311911240345595E-2,null,{"$f":"E4868*V$5","v":9.0862400341839202E-3},8.4987283741801249E-3,0,3.8738643865634161E-3,0,5.6039767112903422E-5,{"$f":"SUM(M4868:Q4868)","v":2.1458832794927461E-2}]
[2004,7,21,21,9.1070694885507404E-3,7.567020247663243E-3,5.9241276000000461E-4,4.6882069101530435E-3,6.3703860000000016E-5,5.6039767112903422E-5,2.2074453033479931E-2,null,9.4027941314711108E-3,7.3174118912134141E-3,2.8992467876399217E-4,3.2049099531643688E-3,5.5707579216829346E-5,5.6039767112903422E-5,2.0270748233829718E-2]
[2004,7,21,22,8.5291087999631639E-3,7.1264620373765273E-3,5.9241276000000461E-4,3.9916800109185335E-3,6.3703860000000016E-5,5.6039767112903422E-5,2.0359407235371132E-2,null,8.8060659108613569E-3,6.8913860869717469E-3,2.8992467876399217E-4,2.7287564823845296E-3,5.5707579216829346E-5,5.6039767112903422E-5,1.8771840738198455E-2]
[2004,7,22,1,6.6842027941934092E-3,6.2303319659070197E-3,5.9241276000000461E-4,2.3855239127429594E-3,6.3703860000000016E-5,5.6039767112903422E-5,1.6012215059956293E-2,null,6.9012521410777433E-3,6.0248160730921266E-3,2.8992467876399217E-4,1.6307704582970168E-3,5.5707579216829346E-5,5.6039767112903422E-5,1.4902470930447708E-2]
[2004,7,22,4,5.166783247857968E-3,5.9631859872824704E-3,5.9241276000000461E-4,3.0165796549269487E-3,6.3703860000000016E-5,5.6039767112903422E-5,1.4858705277180294E-2,null,5.3345589668135169E-3,5.7664822644465392E-3,2.8992467876399217E-4,2.0621671239917424E-3,5.5707579216829346E-5,5.6039767112903422E-5,1.3508840613232619E-2]
[2004,7,22,9,7.7208221129434025E-3,1.0358233189813552E-2,0,7.210398960630659E-3,0,5.6039767112903422E-5,2.5345494030500515E-2,null,7.9715325489703084E-3,1.0016552914406352E-2,0,4.929108257821507E-3,0,5.6039767112903422E-5,2.2917193721198166E-2]
[2004,7,22,12,7.9163341321486034E-3,1.0872990757394183E-2,0,8.2520675390931816E-3,0,5.6039767112903422E-5,2.709743219574887E-2,null,8.1733932319403776E-3,1.0514330510187173E-2,0,5.6412043873210766E-3,0,5.6039767112903422E-5,2.4328928129448625E-2]
[2004,7,22,16,8.588719059778047E-3,1.0398010068037932E-2,0,7.8516607187562714E-3,0,5.6039767112903422E-5,2.6894429613685156E-2,null,8.8676118342637753E-3,1.0055017698718818E-2,0,5.3674818685829325E-3,0,5.6039767112903422E-5,2.4290111401565524E-2]
[2004,7,22,19,9.7158412026202116E-3,8.8600174878343055E-3,0,5.6261680828925895E-3,0,5.6039767112903422E-5,2.4258066540460008E-2,null,1.0031333872784641E-2,8.5677578756127044E-3,0,3.8461105562530586E-3,0,5.6039767112903422E-5,2.2445202304650403E-2]
[2004,7,22,22,8.6110655429802088E-3,7.4665282274073482E-3,5.9241276000000461E-4,4.8673660709101646E-3,6.3703860000000016E-5,5.6039767112903422E-5,2.1657116228410628E-2,null,8.8906839521801333E-3,7.2202347356190933E-3,2.8992467876399217E-4,3.3273851315246874E-3,5.5707579216829346E-5,5.6039767112903422E-5,1.9783936077304734E-2]
[2004,7,22,23,7.9501182992306046E-3,6.8930044710930807E-3,5.9241276000000461E-4,3.3502266965114206E-3,6.3703860000000016E-5,5.6039767112903422E-5,1.8905505853948013E-2,null,8.2082744380599353E-3,6.6656294330043183E-3,2.8992467876399217E-4,2.2902519216362674E-3,5.5707579216829346E-5,5.6039767112903422E-5,1.7509788050681339E-2]
[2004,7,23,5,5.5618563874434779E-3,6.4404415451254082E-3,5.9241276000000461E-4,3.7060484893433445E-3,6.3703860000000016E-5,5.6039767112903422E-5,1.6420502809025135E-2,null,5.7424609162898743E-3,6.2279949048000584E-3,2.8992467876399217E-4,2.5334956238137799E-3,5.5707579216829346E-5,5.6039767112903422E-5,1.4849583702884535E-2]
[2004,7,23,7,6.7584361045362638E-3,8.5221279026285596E-3,0,5.2721695785234116E-3,0,5.6039767112903422E-5,2.0608773352801139E-2,null,6.9778959545161914E-3,8.2410140335481587E-3,0,3.6041132741789529E-3,0,5.6039767112903422E-5,1.8823023262243305E-2]
[2004,7,23,10,8.1497840223930286E-3,1.0827565869223951E-2,0,8.158568916445362E-3,0,5.6039767112903422E-5,2.7191958575175243E-2,null,8.4144237040085293E-3,1.0470404023145389E-2,0,5.5772876976199013E-3,0,5.6039767112903422E-5,2.446211542477382E-2]
[2004,7,23,13,8.6642766119910519E-3,1.0803955323337498E-2,0,7.8908472249778309E-3,0,5.6039767112903422E-5,2.7415118927419282E-2,null,8.9456228903372938E-3,1.0447572302920916E-2,0,5.3942701964502949E-3,0,5.6039767112903422E-5,2.4787465389708503E-2]
[2004,7,23,17,9.4756661658710849E-3,9.5542944701551575E-3,0,7.1890662345827283E-3,0,5.6039767112903422E-5,2.6275066637721875E-2,null,9.7833598753412632E-3,9.2391331964068058E-3,0,4.9145249710021736E-3,0,5.6039767112903422E-5,2.3937018042750242E-2]
[2004,7,23,20,9.6495303619625467E-3,8.189954529234279E-3,5.9241276000000467E-5,5.3357822905004126E-3,6.3703860000000026E-6,5.6039767112903422E-5,2.3296918610810145E-2,null,9.9628697873647733E-3,7.9197978463481332E-3,2.8992467876399217E-5,3.6475996257137686E-3,5.5707579216829358E-6,5.6039767112903422E-5,2.156483048522476E-2]
[2004,7,23,22,9.3243390649163163E-3,6.8516460405080859E-3,5.9241276000000461E-4,4.8466665232134547E-3,6.3703860000000016E-5,5.6039767112903422E-5,2.1734808015750763E-2,null,9.6271188827169209E-3,6.6256352659663717E-3,2.8992467876399217E-4,3.3132346924099982E-3,5.5707579216829346E-5,5.6039767112903422E-5,1.9911621099074114E-2]
[2004,7,24,1,6.9254599785102712E-3,5.8687608248940894E-3,5.9241276000000461E-4,3.0143529273582333E-3,6.3703860000000016E-5,5.6039767112903422E-5,1.6520730117875498E-2,null,7.1503434255707132E-3,5.6751718432402707E-3,2.8992467876399217E-4,2.0606449084656941E-3,5.5707579216829346E-5,5.6039767112903422E-5,1.5231792435257498E-2]
[2004,7,24,4,5.7586215390294324E-3,5.628814220467732E-3,5.9241276000000461E-4,3.2301616038599825E-3,6.3703860000000016E-5,5.6039767112903422E-5,1.5329753750470054E-2,null,5.9456154233391957E-3,5.443140200794499E-3,2.8992467876399217E-4,2.2081741000211726E-3,5.5707579216829346E-5,5.6039767112903422E-5,1.3942561982135688E-2]
[2004,7,24,8,7.188761831646232E-3,7.6582071641321881E-3,0,5.3631571410940543E-3,0,5.6039767112903422E-5,2.0266165903985375E-2,null,7.4221952130842242E-3,7.4055908844041611E-3,0,3.666313375515201E-3,0,5.6039767112903422E-5,1.8494099473003584E-2]
[2004,7,24,11,8.8051552453303969E-3,8.7817131829693654E-3,0,7.0938096671485842E-3,0,5.6039767112903422E-5,2.473671786256125E-2,null,9.0910761328406257E-3,8.4920365437279564E-3,0,4.8494065308555129E-3,0,5.6039767112903422E-5,2.2432519207424097E-2]
[2004,7,24,14,9.3819143228736357E-3,8.753031544447374E-3,0,7.0572252093359256E-3,0,5.6039767112903422E-5,2.5248210843769839E-2,null,9.6865637237077157E-3,8.4643010076898284E-3,0,4.8243969919802157E-3,0,5.6039767112903422E-5,2.2975261723377757E-2]
[2004,7,24,19,9.6935107939547151E-3,7.3513595495138702E-3,0,5.4599552349979524E-3,0,5.6039767112903422E-5,2.2560865345579439E-2,null,1.0008278351377096E-2,7.1088650517103832E-3,0,3.7324856201591166E-3,0,5.6039767112903422E-5,2.0849629023246597E-2]
[2004,7,24,22,9.3181344238388135E-3,6.0613974012587793E-3,5.9241276000000461E-4,4.830894395223502E-3,6.3703860000000016E-5,5.6039767112903422E-5,2.0922582607434001E-2,null,9.62071276461441E-3,5.8614540426316251E-3,2.8992467876399217E-4,3.3024526917546705E-3,5.5707579216829346E-5,5.6039767112903422E-5,1.913025175698153E-2]
[2004,7,25,1,6.3377720361786124E-3,4.9283428805168249E-3,5.9241276000000461E-4,2.6457916856993655E-3,6.3703860000000016E-5,5.6039767112903422E-5,1.462406298950771E-2,null,6.5435720879588131E-3,4.7657748516012283E-3,2.8992467876399217E-4,1.8086923785581429E-3,5.5707579216829346E-5,5.6039767112903422E-5,1.3463671576099005E-2]
[2004,7,25,2,5.8163267710370954E-3,4.8730386143106281E-3,5.9241276000000461E-4,2.8014559024983937E-3,6.3703860000000016E-5,5.6039767112903422E-5,1.4202977674959025E-2,null,6.0051944588960194E-3,4.7122948711165683E-3,2.8992467876399217E-4,1.9151061540871874E-3,5.5707579216829346E-5,5.6039767112903422E-5,1.2978227742080595E-2]
[2004,7,25,5,5.276612765365305E-3,4.7043060970481543E-3,5.9241276000000461E-4,2.2924915313535022E-3,6.3703860000000016E-5,5.6039767112903422E-5,1.2985566780879868E-2,null,5.447954866996182E-3,4.5491282232366344E-3,2.8992467876399217E-4,1.5671724962625464E-3,5.5707579216829346E-5,5.6039767112903422E-5,1.1909887844476184E-2]
[2004,7,25,9,7.0349582018939061E-3,7.0910907233897591E-3,0,4.6207891648631779E-3,0,5.6039767112903422E-5,1.8802877857259745E-2,null,7.2633972738511653E-3,6.8571815434257518E-3,0,3.1588224388886098E-3,0,5.6039767112903422E-5,1.7279401256165526E-2]
[2004,7,25,12,8.4904536999015224E-3,7.8757788017933227E-3,0,5.2663347791071513E-3,0,5.6039767112903422E-5,2.16886070479149E-2,null,8.7661556028892935E-3,7.6159856285049187E-3,0,3.6001245409420742E-3,0,5.6039767112903422E-5,1.9982265772336288E-2]
[2004,7,25,16,9.7207992237784337E-3,7.7583669728041134E-3,0,5.0351886961704975E-3,0,5.6039767112903422E-5,2.2570394659865947E-2,null,1.0036452890741938E-2,7.5024467868611338E-3,0,3.4421105291811355E-3,0,5.6039767112903422E-5,2.0981010206784206E-2]
[2004,7,25,20,1.0283821478648559E-2,6.3516990250627389E-3,7.8988367802529694E-5,3.8061054581602846E-3,8.4938479787653816E-6,5.6039767112903422E-5,2.0585147944765778E-2,null,1.0617757597007324E-2,6.1421796763072647E-3,3.865662373855739E-5,2.6018956712925718E-3,7.4276772103413858E-6,5.6039767112903422E-5,1.9407917245556058E-2]
[2004,7,25,23,8.1560451844735222E-3,6.0370246446985864E-3,5.9241276000000461E-4,3.0461299585214938E-3,6.3703860000000016E-5,5.6039767112903422E-5,1.7951356174806508E-2,null,8.4208881784633115E-3,5.8378852542792644E-3,2.8992467876399217E-4,2.082368037459125E-3,5.5707579216829346E-5,5.6039767112903422E-5,1.6686773728182523E-2]
[2004,7,25,24,7.1286790016530776E-3,5.8067023916792077E-3,5.9241276000000461E-4,2.5037435407198991E-3,6.3703860000000016E-5,5.6039767112903422E-5,1.6151281321165091E-2,null,7.3601613742108026E-3,5.6151604910442878E-3,2.8992467876399217E-4,1.7115866999057546E-3,5.5707579216829346E-5,5.6039767112903422E-5,1.5032540823141666E-2]
[2004,7,26,3,5.6767436140924745E-3,5.7266248707104478E-3,5.9241276000000461E-4,3.0132771019826133E-3,6.3703860000000016E-5,5.6039767112903422E-5,1.5128801973898444E-2,null,5.8610787594801858E-3,5.5377244349776155E-3,2.8992467876399217E-4,2.0599094623729194E-3,5.5707579216829346E-5,5.6039767112903422E-5,1.3804344914811542E-2]
[2004,7,26,6,6.1146444798295257E-3,6.824226275885855E-3,4.9415122823329463E-5,3.9153409025833091E-3,5.3137512875653816E-6,5.6039767112903422E-5,1.6964980299522488E-2,null,6.3131991364790549E-3,6.5991199792175426E-3,2.4183583774658905E-5,2.6765702259312569E-3,4.6467548558372662E-6,5.6039767112903422E-5,1.5617719680258352E-2]
[2004,7,26,9,7.8298038372106183E-3,1.0081491048152067E-2,0,6.7678834843780166E-3,0,5.6039767112903422E-5,2.4735218136853605E-2,null,8.0840531263816975E-3,9.7489394850886549E-3,0,4.626599797454712E-3,0,5.6039767112903422E-5,2.2459592408925064E-2]
[2004,7,26,14,9.1231256039055377E-3,1.1100640058318682E-2,0,8.082890258100597E-3,0,5.6039767112903422E-5,2.8362695687437718E-2,null,9.4193716207965315E-3,1.073447049225287E-2,0,5.5255529320646533E-3,0,5.6039767112903422E-5,2.5679395045114056E-2]
[2004,7,26,17,1.0677907375710508E-2,9.8125843818086863E-3,0,7.9840457199796076E-3,0,5.6039767112903422E-5,2.85305772446117E-2,null,1.1024640246233635E-2,9.4889030673804744E-3,0,5.4579817155823258E-3,0,5.6039767112903422E-5,2.5971525029196436E-2]
[2004,7,26,21,1.1183569132720263E-2,7.926947037757294E-3,5.9241276000000461E-4,5.4494355119543338E-3,6.3703860000000016E-5,5.6039767112903422E-5,2.5272108069544795E-2,null,1.1546721845292271E-2,7.6654660112765657E-3,2.8992467876399217E-4,3.7252942214574059E-3,5.5707579216829346E-5,5.6039767112903422E-5,2.3283114336007063E-2]
[2004,7,26,24,7.6279865120658149E-3,6.904463091475738E-3,5.9241276000000461E-4,3.0529065545880562E-3,6.3703860000000016E-5,5.6039767112903422E-5,1.8297512545242516E-2,null,7.8756823916589155E-3,6.6767100753576739E-3,2.8992467876399217E-4,2.0870005932738579E-3,5.5707579216829346E-5,5.6039767112903422E-5,1.6985025318271268E-2]
[2004,7,27,1,6.0949376562160484E-3,6.0666188408144625E-3,5.9241276000000461E-4,2.197533544469275E-3,6.3703860000000016E-5,5.6039767112903422E-5,1.5071246428612694E-2,null,6.2928523931434855E-3,{"$f":"F4995*W$5","v":5.8665032459697302E-3},{"$f":"G4995*X$5","v":2.8992467876399217E-4},{"$f":"H4995*Y$5","v":1.5022581690730546E-3},{"$f":"I4995*Z$5","v":5.5707579216829346E-5},{"$f":"J4995","v":5.6039767112903422E-5},1.4007246066167092E-2]
[2004,7,27,6,5.5594985346198592E-3,6.8746643515934505E-3,5.9288669020800468E-5,4.0245447106421568E-3,6.3754823088000031E-6,5.6039767112903422E-5,1.6580411515297967E-2,null,5.7400264992997913E-3,6.6478942870524735E-3,2.9015661850700336E-5,2.7512231536024516E-3,5.5752145280202828E-6,5.6039767112903422E-5,1.5173734816333436E-2]
[2004,7,27,8,6.5741937809822995E-3,9.4742523260897514E-3,0,5.3945207554492031E-3,0,5.6039767112903422E-5,2.1499006629634155E-2,null,6.7876709166091289E-3,9.1617313502886724E-3,0,3.6877538882187548E-3,0,5.6039767112903422E-5,1.9637156155116554E-2]
[2004,7,27,12,7.4233895456153141E-3,1.0502732164467638E-2,0,7.5228742754494008E-3,0,5.6039767112903422E-5,2.5505035752645257E-2,null,7.6644417551538233E-3,1.0156285395725995E-2,0,5.1427198295317805E-3,0,5.6039767112903422E-5,2.2963446980411598E-2]
[2004,7,27,15,7.4445991142737065E-3,1.0299855380226857E-2,0,6.9303045735003167E-3,0,5.6039767112903422E-5,2.4730798835113782E-2,null,7.6863400406520163E-3,9.9601007755099891E-3,0,4.73763264543003E-3,0,5.6039767112903422E-5,2.2384073461592036E-2]
[2004,7,27,19,9.242426499331817E-3,8.5372309498060635E-3,0,4.9968273253553179E-3,0,5.6039767112903422E-5,2.28325245416061E-2,null,9.5425464533597099E-3,8.2556188863691024E-3,0,3.4158862729785472E-3,0,5.6039767112903422E-5,2.1214051612707358E-2]
[2004,7,27,22,8.5444508083457032E-3,7.1364213690744607E-3,5.9241276000000461E-4,3.9913933471872548E-3,6.3703860000000016E-5,5.6039767112903422E-5,2.0384421911720324E-2,null,8.8219061047421291E-3,6.9010168966973451E-3,2.8992467876399217E-4,2.7285605158960209E-3,5.5707579216829346E-5,5.6039767112903422E-5,1.8797115775316318E-2]
[2004,7,27,23,7.4025206401338679E-3,6.6809694907890701E-3,5.9241276000000461E-4,2.9988647850935093E-3,6.3703860000000016E-5,5.6039767112903422E-5,1.7794511303129354E-2,null,7.6428951948428626E-3,6.4605887121592931E-3,2.8992467876399217E-4,2.0500570435844022E-3,5.5707579216829346E-5,5.6039767112903422E-5,1.6499173208567378E-2]
[2004,7,28,3,5.4246016502927904E-3,6.1018396796855712E-3,5.9241276000000461E-4,3.0465777228855825E-3,6.3703860000000016E-5,5.6039767112903422E-5,1.5285175439976853E-2,null,5.6007492450854783E-3,5.9005622780244609E-3,2.8992467876399217E-4,2.0826741341171098E-3,5.5707579216829346E-5,5.6039767112903422E-5,1.392961791520787E-2]
[2004,7,28,6,6.0634511151023982E-3,7.1821846869673453E-3,6.9162215218271467E-5,4.5578660231729677E-3,7.4372133300346229E-6,5.6039767112903422E-5,1.7936141020903917E-2,null,6.260343421473075E-3,6.9452706499014789E-3,3.3847739926741768E-5,3.1158074852075781E-3,6.5036742002032977E-6,5.6039767112903422E-5,1.6361772970709076E-2]
[2004,7,28,9,7.4641825895189994E-3,1.0528252969745605E-2,0,7.7582091065115186E-3,0,5.6039767112903422E-5,2.5806684432889027E-2,null,7.7065594302527813E-3,1.018096436286263E-2,0,5.3035973157118032E-3,0,5.6039767112903422E-5,2.3191121108827213E-2]
[2004,7,28,13,8.3356380124851286E-3,1.1118853437837022E-2,0,7.5723859914977026E-3,0,5.6039767112903422E-5,2.7082917208932758E-2,null,8.606312742468758E-3,1.0752083078912438E-2,0,5.1765665847203794E-3,0,5.6039767112903422E-5,2.4534962406101576E-2]
[2004,7,28,16,8.9961006575368617E-3,1.0457265042963385E-2,0,7.8744021084171285E-3,0,5.6039767112903422E-5,2.7383807576030279E-2,null,9.2882219220084203E-3,1.0112318068473606E-2,0,5.3830281333851603E-3,0,5.6039767112903422E-5,2.4783568123867186E-2]
[2004,7,28,20,1.0187806406157867E-2,8.6424962704131983E-3,1.0860900580252993E-4,5.2719131205101986E-3,1.1679040978765384E-5,5.6039767112903422E-5,2.4278543610975461E-2,null,1.0518624724321631E-2,8.3574118885724347E-3,5.3152857676757003E-5,3.6039379566524727E-3,1.0213056171182855E-5,5.6039767112903422E-5,2.2543340483394483E-2]
[2004,7,28,24,6.8939648545958011E-3,6.6660088989694303E-3,5.9241276000000461E-4,2.8727584941107289E-3,6.3703860000000016E-5,5.6039767112903422E-5,1.7144888634788864E-2,null,7.1178255923988847E-3,6.446121615614332E-3,2.8992467876399217E-4,1.9638493921575666E-3,5.5707579216829346E-5,5.6039767112903422E-5,1.5873428858151604E-2]
[2004,7,29,3,6.0826054272527276E-3,6.6135524585569172E-3,5.9241276000000461E-4,3.9972550184559155E-3,6.3703860000000016E-5,5.6039767112903422E-5,1.7405569291378466E-2,null,6.2801197122003948E-3,6.3953955215532267E-3,2.8992467876399217E-4,2.7325676190275879E-3,5.5707579216829346E-5,5.6039767112903422E-5,1.5753715110762033E-2]
[2004,7,29,4,5.842711038200935E-3,6.5404246604488644E-3,5.9241276000000461E-4,4.257977742217145E-3,6.3703860000000016E-5,5.6039767112903422E-5,1.7353269827979849E-2,null,6.0324354756427579E-3,6.324679942376686E-3,2.8992467876399217E-4,2.910800548676849E-3,5.5707579216829346E-5,5.6039767112903422E-5,1.5613548224677113E-2]
[2004,7,29,7,7.3553935080322161E-3,9.2660314883080547E-3,0,6.4684422930184242E-3,0,5.6039767112903422E-5,2.3145907056471595E-2,null,7.5942377511157046E-3,8.9603789573368085E-3,0,4.4218984963032186E-3,0,5.6039767112903422E-5,2.0976515204755731E-2]
[2004,7,29,10,8.9053702424842264E-3,1.1440446599233274E-2,0,8.7933820078706874E-3,0,5.6039767112903422E-5,2.9195238616701091E-2,null,9.1945453100889234E-3,1.1063068056659861E-2,0,6.0112529286983334E-3,0,5.6039767112903422E-5,2.626886629544712E-2]
[2004,7,29,14,1.0232131683633735E-2,1.1748824491574807E-2,0,8.785542245546939E-3,0,5.6039767112903422E-5,3.0822538187868384E-2,null,1.0564389331635751E-2,1.1361273688804708E-2,0,6.0058935807038132E-3,0,5.6039767112903422E-5,2.7931556601144273E-2]
[2004,7,29,17,1.1546490572287139E-2,1.0377217374824752E-2,0,7.8941821743572262E-3,0,5.6039767112903422E-5,2.9873929888582017E-2,null,1.1921428065161855E-2,{"$f":"F5059*W$5","v":1.0034910880501242E-2},{"$f":"G5059*X$5","v":0},{"$f":"H5059*Y$5","v":5.396550004629447E-3},{"$f":"I5059*Z$5","v":0},{"$f":"J5059","v":5.6039767112903422E-5},2.7352888950292541E-2]
[2004,7,29,22,9.9181007534592629E-3,8.2057224014638643E-3,5.9241276000000461E-4,5.4647311979394899E-3,6.3703860000000016E-5,5.6039767112903422E-5,2.4300710739975522E-2,null,1.024016119314871E-2,7.9350455940712262E-3,2.8992467876399217E-4,3.7357505211032555E-3,5.5707579216829346E-5,5.6039767112903422E-5,2.2256589566304011E-2]
[2004,7,30,1,7.0308412581134728E-3,6.3396424381945765E-3,5.9241276000000461E-4,2.2794355930142278E-3,6.3703860000000016E-5,5.6039767112903422E-5,1.6362075676435182E-2,null,7.2591466447254165E-3,6.1305207921984522E-3,2.8992467876399217E-4,1.558247312811103E-3,5.5707579216829346E-5,5.6039767112903422E-5,1.5293547007715794E-2]
[2004,7,30,4,5.5274292151617178E-3,6.0401331868142113E-3,5.9241276000000461E-4,3.1754886062862293E-3,6.3703860000000016E-5,5.6039767112903422E-5,1.5455207395375066E-2,null,5.706915825314008E-3,5.8408912569456687E-3,2.8992467876399217E-4,2.1707990358545331E-3,5.5707579216829346E-5,5.6039767112903422E-5,1.406423837609503E-2]
[2004,7,30,5,5.4519737904090608E-3,6.34919659761435E-3,5.9241276000000461E-4,3.5389076625509425E-3,6.3703860000000016E-5,5.6039767112903422E-5,1.605223443768726E-2,null,5.6290102129824115E-3,6.1397597947992965E-3,2.8992467876399217E-4,2.4192363111100227E-3,5.5707579216829346E-5,5.6039767112903422E-5,1.4533638576872551E-2]
[2004,7,30,8,7.5440006776593994E-3,9.7769230919478294E-3,0,6.6436853985986323E-3,0,5.6039767112903422E-5,2.4020648935318762E-2,null,7.7889693703213549E-3,9.4544181132052273E-3,0,4.5416966161517958E-3,0,5.6039767112903422E-5,2.178508409967838E-2]
[2004,7,30,14,8.4083839197874946E-3,1.0575517628236129E-2,0,7.3345572979607518E-3,0,5.6039767112903422E-5,2.6374498613097277E-2,null,8.6814208539343803E-3,1.0226669932922325E-2,0,5.0139842666460759E-3,0,5.6039767112903422E-5,2.3922075053502783E-2]
[2004,7,30,16,8.6347854682228935E-3,9.8841780730517335E-3,0,7.5734369045594762E-3,0,5.6039767112903422E-5,2.6148440212947006E-2,null,8.9151741105292313E-3,9.5581351442735572E-3,0,5.177285000480634E-3,0,5.6039767112903422E-5,2.3650594255283423E-2]
[2004,7,30,19,9.2307486138367041E-3,8.5050953967267928E-3,0,5.4926289990669423E-3,0,5.6039767112903422E-5,2.328451277674334E-2,null,9.5304893637174828E-3,8.2245433677981573E-3,0,3.7548217656575736E-3,0,5.6039767112903422E-5,2.1509854497173214E-2]
[2004,7,30,23,7.8441992611650805E-3,6.1913576164074361E-3,5.9241276000000461E-4,3.8053854168027842E-3,6.3703860000000016E-5,5.6039767112903422E-5,1.8553098681488207E-2,null,8.0989159983570602E-3,5.9871273450133791E-3,2.8992467876399217E-4,2.6014034430787646E-3,5.5707579216829346E-5,5.6039767112903422E-5,1.7033079044430025E-2]
[2004,7,31,2,6.4622147968142734E-3,5.6336948211042062E-3,5.9241276000000461E-4,2.8635370823056178E-3,6.3703860000000016E-5,5.6039767112903422E-5,1.5671603087337005E-2,null,6.6720557523121046E-3,5.4478598082442911E-3,2.8992467876399217E-4,1.9575455333384465E-3,5.5707579216829346E-5,5.6039767112903422E-5,1.4423093351875662E-2]
[2004,7,31,5,5.6096505168216973E-3,5.6747662432758972E-3,5.9241276000000461E-4,3.3611899022855263E-3,6.3703860000000016E-5,5.6039767112903422E-5,1.5357763049496029E-2,null,5.7918070160205585E-3,5.4875764342280772E-3,2.8992467876399217E-4,2.2977464900240082E-3,5.5707579216829346E-5,5.6039767112903422E-5,1.3922762198253464E-2]
[2004,7,31,6,5.9194159543237606E-3,6.042762184845331E-3,1.0865639882332994E-4,3.8226311363462875E-3,1.1684137287565385E-5,5.6039767112903422E-5,1.5961189578739175E-2,null,6.111631152812172E-3,5.8434335339351915E-3,5.3176051651058126E-5,2.6131928071733306E-3,1.0217512777520202E-5,5.6039767112903422E-5,1.4631651058349272E-2]
[2004,7,31,11,8.5658413501434518E-3,8.6276160027638493E-3,0,6.9064434113609531E-3,0,5.6039767112903422E-5,2.4155940531381159E-2,null,8.8439912399371247E-3,8.3430224665968014E-3,0,4.721320891810773E-3,0,5.6039767112903422E-5,2.1908334598344698E-2]
[2004,7,31,14,8.8204239977866562E-3,8.3712617234490555E-3,0,5.8323324632188834E-3,0,5.6039767112903422E-5,2.3080057951567496E-2,null,9.106840692029626E-3,8.095124378521671E-3,0,3.9870468005695735E-3,0,5.6039767112903422E-5,2.1189011871120871E-2]
[2004,7,31,17,9.3537566326801942E-3,7.9541055796778382E-3,0,5.8471250423871206E-3,0,5.6039767112903422E-5,2.3211027021858056E-2,null,9.6574916973616413E-3,7.6917286921064174E-3,0,3.9971591708462748E-3,0,5.6039767112903422E-5,2.1346379560314335E-2]
[2004,7,31,20,9.7379032878072997E-3,6.7401462919404135E-3,1.4810319000000115E-4,4.3538674573964202E-3,1.5925965000000004E-5,5.6039767112903422E-5,2.1051985959257037E-2,null,1.0054112357717249E-2,6.5178134868072177E-3,7.2481169690998042E-5,2.9763518156054932E-3,1.3926894804207337E-5,5.6039767112903422E-5,1.9634685724625164E-2]
[2004,7,31,24,7.582337644608866E-3,5.2883938445212357E-3,5.9241276000000461E-4,3.5439213579067279E-3,6.3703860000000016E-5,5.6039767112903422E-5,1.7126809234149734E-2,null,7.8285512147669278E-3,5.1139490495310316E-3,2.8992467876399217E-4,2.4226637285546522E-3,5.5707579216829346E-5,5.6039767112903422E-5,1.5710796250833433E-2]
[2004,8,1,3,5.4988669826282035E-3,4.7566856075583475E-3,5.9213924000000174E-4,2.6025039730665075E-3,6.3703860000000395E-5,5.6039767112903422E-5,1.3569939430365963E-2,null,5.6774261203342141E-3,4.5997799250318801E-3,2.8979081905756656E-4,1.7791004207530559E-3,5.5707579216829678E-5,5.6039767112903422E-5,1.2401804864393545E-2]
[2004,8,1,4,5.3757386580498756E-3,4.7051707855678875E-3,5.9213924000000174E-4,2.6238799932419587E-3,6.3703860000000395E-5,5.6039767112903422E-5,1.3416672303972626E-2,null,5.5502995743889486E-3,4.5499643888407175E-3,2.8979081905756656E-4,1.7937133039154824E-3,5.5707579216829678E-5,5.6039767112903422E-5,1.2239475665419544E-2]
[2004,8,1,8,6.0571827881208866E-3,6.4139339846859978E-3,0,4.0707787768095478E-3,0,5.6039767112903422E-5,1.6597935316729335E-2,null,6.2538715494587028E-3,6.2023617319502435E-3,0,2.7828292711810582E-3,0,5.6039767112903422E-5,1.5239062552590003E-2]
[2004,8,1,11,8.0213697028916255E-3,7.5976530809162496E-3,0,4.5197853607755164E-3,0,5.6039767112903422E-5,2.0194847911696293E-2,null,8.2818395163812546E-3,7.3470342591958875E-3,0,3.0897751243754703E-3,0,5.6039767112903422E-5,1.8718648899952613E-2]
[2004,8,1,15,8.6648135685237025E-3,7.5915458095699301E-3,0,3.7877708893606183E-3,0,5.6039767112903422E-5,2.0100170034567152E-2,null,8.9461772829155448E-3,7.34112844442207E-3,0,2.5893619578368425E-3,0,5.6039767112903422E-5,1.8876667685174459E-2]
[2004,8,1,18,9.5820032247026683E-3,6.5019339057353761E-3,0,3.530109229306E-3,0,5.6039767112903422E-5,1.9670086126856948E-2,null,9.8931499097751202E-3,6.2874588570585605E-3,0,2.4132216050999486E-3,0,5.6039767112903422E-5,1.8593830371933628E-2]
[2004,8,1,21,9.4541201135457473E-3,6.1972918898613588E-3,5.9213924000000174E-4,4.0565728046115905E-3,6.3703860000000395E-5,5.6039767112903422E-5,2.0419867675131598E-2,null,9.7611141798828339E-3,5.9928658684633264E-3,2.8979081905756656E-4,2.7731179118993228E-3,5.5707579216829678E-5,5.6039767112903422E-5,1.8872596358519879E-2]
[2004,8,2,1,6.0307501748447763E-3,5.238354223260056E-3,5.9213924000000174E-4,1.7261534046914891E-3,6.3703860000000395E-5,5.6039767112903422E-5,1.3707140669909227E-2,null,6.2265806167053602E-3,5.0655600525858413E-3,2.8979081905756656E-4,1.1800175063527054E-3,5.5707579216829678E-5,5.6039767112903422E-5,1.2817656573918302E-2]
[2004,8,2,5,4.8670784720642613E-3,5.6864718111264145E-3,5.9213924000000174E-4,2.7352420201913704E-3,6.3703860000000395E-5,5.6039767112903422E-5,1.400067517049495E-2,null,5.0251221814074376E-3,5.4988958781544009E-3,2.8979081905756656E-4,1.869841613824713E-3,5.5707579216829678E-5,5.6039767112903422E-5,1.2739358071660947E-2]
[2004,8,2,6,5.3350828100237249E-3,6.5173835586844059E-3,1.2834420666991346E-4,3.3680308157739455E-3,1.3807599330034706E-5,5.6039767112903422E-5,1.5418688757594928E-2,null,5.5083235501902899E-3,6.3023988823927412E-3,6.2811194157927643E-5,2.3024230139377221E-3,1.2074432121886303E-5,5.6039767112903422E-5,1.4188031072800566E-2]
[2004,8,2,9,7.0350923058247264E-3,9.9900124751399182E-3,0,6.768433723429718E-3,0,5.6039767112903422E-5,2.3849578271507264E-2,null,7.2635357324030972E-3,9.660478456038674E-3,0,4.6269759469394116E-3,0,5.6039767112903422E-5,2.1550990135381181E-2]
[2004,8,2,12,7.5990851912573496E-3,1.0439658740639336E-2,0,7.0779139082917646E-3,0,5.6039767112903422E-5,2.5172697607301349E-2,null,7.8458425875340809E-3,1.0095292533749274E-2,0,4.8385400147759874E-3,0,5.6039767112903422E-5,2.2779675136059344E-2]
[2004,8,2,16,8.2451339228001592E-3,1.0003912340911594E-2,0,7.0136410075030868E-3,0,5.6039767112903422E-5,2.5318727038327739E-2,null,8.5128698051513459E-3,9.6739198160132739E-3,0,4.7946023508878433E-3,0,5.6039767112903422E-5,2.2981391972052463E-2]
[2004,8,2,18,9.2260560775680074E-3,8.7142285065173724E-3,0,5.3650135116880696E-3,0,5.6039767112903422E-5,2.3361337862886349E-2,null,9.5256444514716185E-3,8.426777940237766E-3,0,3.6675824109284284E-3,0,5.6039767112903422E-5,2.1620004802637812E-2]
[2004,8,2,23,7.7859071970286008E-3,6.6293051871223266E-3,5.9213924000000174E-4,2.5380942273656735E-3,6.3703860000000395E-5,5.6039767112903422E-5,1.7665189478629502E-2,null,8.0387310750661047E-3,6.4106286251463061E-3,2.8979081905756656E-4,1.7350692081736074E-3,5.5707579216829678E-5,5.6039767112903422E-5,1.6529927306660412E-2]
[2004,8,3,3,5.2205765047537035E-3,5.8165766769298997E-3,5.9213924000000174E-4,2.6829187156108018E-3,6.3703860000000395E-5,5.6039767112903422E-5,1.443195476440731E-2,null,5.3900989976530568E-3,5.6247090596942741E-3,2.8979081905756656E-4,1.8340728257045572E-3,5.5707579216829678E-5,5.6039767112903422E-5,1.3194379281326284E-2]
[2004,8,3,6,5.6929957176408948E-3,6.8990789399580995E-3,1.3821319360848733E-4,4.133745734372773E-3,1.4869330287565472E-5,5.6039767112903422E-5,1.6934942682980722E-2,null,5.8778586011253237E-3,6.6715035273308687E-3,6.764104094902653E-5,2.8258741778761577E-3,1.3002891738361745E-5,5.6039767112903422E-5,1.5455880239019738E-2]
[2004,8,3,7,6.3983691126429636E-3,8.4024873606651541E-3,0,4.7817833205979245E-3,0,5.6039767112903422E-5,1.9638679561018946E-2,null,6.6061368719082083E-3,8.1253199960299449E-3,0,3.268879819461589E-3,0,5.6039767112903422E-5,1.800033668739974E-2]
[2004,8,3,10,7.1860349415345361E-3,1.0538601173859624E-2,0,6.9991685587393925E-3,0,5.6039767112903422E-5,2.4779844441246455E-2,null,7.4193797754320079E-3,1.0190971217523817E-2,0,4.7847088252866215E-3,0,5.6039767112903422E-5,2.2395059818242448E-2]
[2004,8,3,13,7.4204792039723562E-3,1.0897233786815451E-2,0,7.1973914338415747E-3,0,5.6039767112903422E-5,2.5571144191742282E-2,null,7.661436908934588E-3,1.0537773850625043E-2,0,4.9202161690397369E-3,0,5.6039767112903422E-5,2.3119426928599369E-2]
[2004,8,3,19,9.3833786615559051E-3,8.7034216124510684E-3,0,5.1779020239115028E-3,0,5.6039767112903422E-5,2.3320742065031378E-2,null,9.6880756123767803E-3,8.4163275261302743E-3,0,3.539670934106059E-3,0,5.6039767112903422E-5,2.1644074072613113E-2]
[2004,8,3,21,9.2622814398153064E-3,7.6844675129402809E-3,5.9213924000000174E-4,4.9155317851347861E-3,6.3703860000000395E-5,5.6039767112903422E-5,2.2574163605003278E-2,null,9.5630461232143835E-3,7.4309850002313377E-3,2.8979081905756656E-4,3.3603117450206606E-3,5.5707579216829678E-5,5.6039767112903422E-5,2.0699841266740779E-2]
[2004,8,4,1,6.2255386313111224E-3,5.9202884288891049E-3,5.9213924000000174E-4,2.2675316714880294E-3,6.3703860000000395E-5,5.6039767112903422E-5,1.5125241598801163E-2,null,6.4276942414166543E-3,{"$f":"F5187*W$5","v":5.7249997398043503E-3},{"$f":"G5187*X$5","v":2.8979081905756656E-4},{"$f":"H5187*Y$5","v":1.5501096607594457E-3},{"$f":"I5187*Z$5","v":5.5707579216829678E-5},{"$f":"J5187","v":5.6039767112903422E-5},1.4048302040254847E-2]
[2004,8,4,4,5.0373281393267938E-3,5.603082207784698E-3,5.9213924000000174E-4,2.6833351408399723E-3,6.3703860000000395E-5,5.6039767112903422E-5,1.4035628355064368E-2,null,5.2009001936685253E-3,5.4182569932135711E-3,2.8979081905756656E-4,1.8343574985842518E-3,5.5707579216829678E-5,5.6039767112903422E-5,1.2799013083740745E-2]
[2004,8,4,7,6.3477402751204387E-3,8.2268575355981914E-3,0,4.665791191076742E-3,0,5.6039767112903422E-5,1.9296428768908275E-2,null,6.5538640154269344E-3,7.9554835573348599E-3,0,3.1895863203657837E-3,0,5.6039767112903422E-5,1.7698933893127579E-2]
[2004,8,4,8,6.67456439224189E-3,9.3815772277087706E-3,0,5.4638470983329173E-3,0,5.6039767112903422E-5,2.1576028485396477E-2,null,6.8913007610624227E-3,9.0721132648709981E-3,0,3.7351461408608737E-3,0,5.6039767112903422E-5,1.9698560166794294E-2]
[2004,8,4,12,7.5243248766692448E-3,1.0455966511849336E-2,0,7.5600777438141952E-3,0,5.6039767112903422E-5,2.5596408899445679E-2,null,7.7686546569753316E-3,1.0111062371157612E-2,0,5.1681525308480015E-3,0,5.6039767112903422E-5,2.3047869558980943E-2]
[2004,8,4,15,7.5378613056213016E-3,1.0267538166843733E-2,0,6.9579593600618246E-3,0,5.6039767112903422E-5,2.4819398599639761E-2,null,7.7826306406736543E-3,9.9288495889450299E-3,0,4.7565377625466976E-3,0,5.6039767112903422E-5,2.2468017992165381E-2]
[2004,8,4,19,9.3086648232304278E-3,8.5042958491202032E-3,0,5.0453242166851858E-3,0,5.6039767112903422E-5,2.2914324656148718E-2,null,9.6109356672572574E-3,8.223770194346447E-3,0,3.4490392827964413E-3,0,5.6039767112903422E-5,2.1283745144400144E-2]
[2004,8,4,22,8.6382191586616506E-3,7.0294063936338063E-3,5.9213924000000174E-4,4.077942908246787E-3,6.3703860000000395E-5,5.6039767112903422E-5,2.0457451327655148E-2,null,8.9187192997196088E-3,6.7975319543821487E-3,2.8979081905756656E-4,2.7877267504495735E-3,5.5707579216829678E-5,5.6039767112903422E-5,1.8849476402825728E-2]
[2004,8,5,2,6.0374260956394931E-3,6.1972274633382146E-3,5.9213924000000174E-4,2.3168415322508185E-3,6.3703860000000395E-5,5.6039767112903422E-5,1.526337795834143E-2,null,6.2334733179139805E-3,5.992803567135838E-3,2.8979081905756656E-4,1.583818425448471E-3,5.5707579216829678E-5,5.6039767112903422E-5,1.4155593708772686E-2]
[2004,8,5,5,5.2664810429788106E-3,6.3128554656288194E-3,5.9213924000000174E-4,3.2608553068155027E-3,6.3703860000000395E-5,5.6039767112903422E-5,1.5552074682536039E-2,null,5.4374941474510871E-3,6.1046174240076767E-3,2.8979081905756656E-4,2.2291566539030376E-3,5.5707579216829678E-5,5.6039767112903422E-5,1.4116766623636196E-2]
[2004,8,5,9,7.6760131610020873E-3,1.0464493801014385E-2,0,7.1073071902089434E-3,0,5.6039767112903422E-5,2.5303853919338318E-2,null,7.9252685613197416E-3,1.0119308376202387E-2,0,4.858633586492825E-3,0,5.6039767112903422E-5,2.2903210524014953E-2]
[2004,8,5,10,7.5872208088245963E-3,1.0845627915998357E-2,0,7.2445767722430308E-3,0,5.6039767112903422E-5,2.5733465264178884E-2,null,7.8335929450280631E-3,1.0487870268975444E-2,0,4.9524725868097703E-3,0,5.6039767112903422E-5,2.3273935800813276E-2]
[2004,8,5,13,8.0010753763343628E-3,1.1168877835723717E-2,0,7.3292243036720255E-3,0,5.6039767112903422E-5,2.6555217282843005E-2,null,8.2608861927138885E-3,1.080045735464666E-2,0,5.0103385729291256E-3,0,5.6039767112903422E-5,2.4071682120289671E-2]
[2004,8,5,16,8.5320643478906995E-3,1.0539752977148395E-2,0,7.722389715935354E-3,0,5.6039767112903422E-5,2.6850246808087348E-2,null,8.8091174313030592E-3,1.0192085027029505E-2,0,5.2791107852378141E-3,0,5.6039767112903422E-5,2.4280313243570377E-2]
[2004,8,5,20,9.9030234646098718E-3,8.64361551016944E-3,2.0724873400000061E-4,4.9732630990048689E-3,2.2296351000000137E-5,5.6039767112903422E-5,2.3805486925897082E-2,null,1.0224594314770349E-2,8.3584942086975828E-3,1.0142678667014831E-4,3.3997775079396965E-3,1.9497652725890387E-5,5.6039767112903422E-5,2.2103790470803669E-2]
[2004,8,5,23,7.9253097863915458E-3,6.9359940661435152E-3,5.9213924000000174E-4,3.301259666000333E-3,6.3703860000000395E-5,5.6039767112903422E-5,1.8874446385648298E-2,null,8.1826603435120795E-3,6.7072009583504597E-3,2.8979081905756656E-4,2.2567775194886103E-3,5.5707579216829678E-5,5.6039767112903422E-5,1.7492137219625545E-2]
[2004,8,6,3,6.136219449225544E-3,6.3715827507459669E-3,5.9213924000000174E-4,3.1714321821299861E-3,6.3703860000000395E-5,5.6039767112903422E-5,1.6391117249214399E-2,null,6.3354746880029114E-3,6.1614075105133389E-3,2.8979081905756656E-4,2.1680260195602978E-3,5.5707579216829678E-5,5.6039767112903422E-5,1.5010406616350943E-2]
[2004,8,6,6,6.4790985752525617E-3,7.4893462411803257E-3,1.6782015560848742E-4,4.817058454843713E-3,1.8054523287565491E-5,5.6039767112903422E-5,1.9027417717285555E-2,null,6.689487780585983E-3,7.2423000664694794E-3,8.2130581901904864E-5,3.2929942903051649E-3,1.5788270699203228E-5,5.6039767112903422E-5,1.7322700989961734E-2]
[2004,8,6,10,8.5689458719467697E-3,1.1283192616387511E-2,0,8.6981613711329918E-3,0,5.6039767112903422E-5,2.8606339626580175E-2,null,8.8471965717323818E-3,1.0911001308276097E-2,0,5.9461590511720687E-3,0,5.6039767112903422E-5,2.570435693118055E-2]
[2004,8,6,11,8.6430803456313283E-3,1.1391976773377343E-2,0,8.9235353922064199E-3,0,5.6039767112903422E-5,2.9014632278327995E-2,null,8.92373833908984E-3,1.1016197073303797E-2,0,6.1002272177793585E-3,0,5.6039767112903422E-5,2.6040162630172996E-2]
[2004,8,6,14,9.0536046075321217E-3,1.1174612704099493E-2,0,8.0986547396872787E-3,0,5.6039767112903422E-5,2.8382911818431798E-2,null,9.347593139525932E-3,1.0806003050663584E-2,0,5.5363297055543671E-3,0,5.6039767112903422E-5,2.5689925895743884E-2]
[2004,8,6,18,9.7941077514025286E-3,9.5574885376981441E-3,0,7.04951432120976E-3,0,5.6039767112903422E-5,2.6457150377423334E-2,null,{"$f":"E5252*V$5","v":1.0112141891929115E-2},9.2422219033291373E-3,0,4.8191257438086029E-3,0,5.6039767112903422E-5,{"$f":"SUM(M5252:Q5252)","v":2.4173489539066857E-2}]
[2004,8,6,21,1.00598898584591E-2,7.8100800328880114E-3,5.9213924000000174E-4,5.4442741256434165E-3,6.3703860000000395E-5,5.6039767112903422E-5,2.4026126884103431E-2,null,1.0386554472136544E-2,7.5524540219951749E-3,2.8979081905756656E-4,3.7217658408468654E-3,5.5707579216829678E-5,5.6039767112903422E-5,2.2006272733252983E-2]
[2004,8,6,23,8.3749141895421864E-3,6.5863158404095542E-3,5.9213924000000174E-4,4.2928027975129134E-3,6.3703860000000395E-5,5.6039767112903422E-5,1.9965915694577556E-2,null,8.6468642950404181E-3,6.3690573399460748E-3,2.8979081905756656E-4,2.9346073405859684E-3,5.5707579216829678E-5,5.6039767112903422E-5,1.8296027373846856E-2]
[2004,8,7,5,5.7923728944577323E-3,5.8528101901769956E-3,5.9213924000000174E-4,3.1162868857972535E-3,6.3703860000000395E-5,5.6039767112903422E-5,1.5473352837544885E-2,null,5.9804627523454574E-3,5.6597473616965205E-3,2.8979081905756656E-4,2.1303280867527195E-3,5.5707579216829678E-5,5.6039767112903422E-5,1.4116036599069095E-2]
[2004,8,7,8,7.3627318502340403E-3,7.9014495907967289E-3,0,5.4655572958842557E-3,0,5.6039767112903422E-5,2.0785778504027928E-2,null,7.6018143838708172E-3,7.6408096319517662E-3,0,3.7363152507698867E-3,0,5.6039767112903422E-5,1.8978939266592471E-2]
[2004,8,7,11,8.9911307917695023E-3,9.071588107088295E-3,0,7.2521945948917045E-3,0,5.6039767112903422E-5,2.5370953260862406E-2,null,9.2830906748239909E-3,8.7723495529824867E-3,0,4.9576802143944882E-3,0,5.6039767112903422E-5,2.3013120442200965E-2]
[2004,8,7,12,9.8345845026281287E-3,9.0439799157067714E-3,0,7.1445678125337678E-3,0,5.6039767112903422E-5,2.6079171997981571E-2,null,1.0153933003698228E-2,8.7456520549848513E-3,0,4.8841053588865114E-3,0,5.6039767112903422E-5,2.378369041756959E-2]
[2004,8,7,15,9.5352708813211326E-3,8.8998304808287736E-3,0,7.0263933376219926E-3,0,5.6039767112903422E-5,2.55175344668848E-2,null,9.8449000743423033E-3,8.6062575834009152E-3,0,4.8033199844111441E-3,0,5.6039767112903422E-5,2.325447764215436E-2]
[2004,8,7,20,1.0257862354528817E-2,7.1478827545561818E-3,2.368556960000007E-4,4.7856601654803462E-3,2.5481544000000156E-5,5.6039767112903422E-5,2.2509782281678246E-2,null,1.0590955528544126E-2,6.912100212939247E-3,1.1591632762302663E-4,3.2715300733835392E-3,2.2283031686731869E-5,5.6039767112903422E-5,2.0912785174176669E-2]
[2004,8,7,23,9.0171950119789269E-3,5.8034458820331878E-3,5.9213924000000174E-4,3.7005192558148235E-3,6.3703860000000395E-5,5.6039767112903422E-5,1.923304301693984E-2,null,9.3100012520557409E-3,5.6120114017558067E-3,2.8979081905756656E-4,2.5297157787880515E-3,5.5707579216829678E-5,5.6039767112903422E-5,1.7797226830873994E-2]
[2004,8,8,2,6.9496826439136902E-3,5.7705233638681245E-3,5.9213924000000174E-4,4.5320776027605245E-3,6.3703860000000395E-5,5.6039767112903422E-5,1.7964166477655242E-2,null,7.1753526490525577E-3,5.5801748772025496E-3,2.8979081905756656E-4,3.0981782365758171E-3,5.5707579216829678E-5,5.6039767112903422E-5,1.6199204161105322E-2]
[2004,8,8,6,6.4750520463835257E-3,5.9010371022653989E-3,1.8755813066991363E-4,4.1442548442827904E-3,2.0177985330034744E-5,5.6039767112903422E-5,1.6784119876044567E-2,null,6.6853098528837258E-3,5.7063834441229101E-3,9.1790276063684296E-5,2.8330583213226792E-3,1.7645190043569272E-5,5.6039767112903422E-5,1.533418708443657E-2]
[2004,8,8,9,8.5192407929267425E-3,8.334013525116089E-3,0,6.8729017657021742E-3,0,5.6039767112903422E-5,2.3782195850857911E-2,null,8.7958774700277794E-3,8.0591048621880008E-3,0,4.6983914528850867E-3,0,5.6039767112903422E-5,2.1553373785100867E-2]
[2004,8,8,10,9.1689532569225237E-3,8.8946724115755542E-3,0,7.444420747219415E-3,0,5.6039767112903422E-5,2.5564086182830393E-2,null,9.4666873887709526E-3,8.601269660010482E-3,0,5.0890881323170907E-3,0,5.6039767112903422E-5,2.3157045181098523E-2]
[2004,8,8,13,1.0513392341829339E-2,9.3228292108714916E-3,0,7.7318373087673043E-3,0,5.6039767112903422E-5,2.7624098628581038E-2,null,1.0854783082295073E-2,9.0153031305089202E-3,0,5.2855692639015841E-3,0,5.6039767112903422E-5,2.5155655476705577E-2]
[2004,8,8,17,1.2462818144254189E-2,8.551168512633732E-3,0,7.2814661129621538E-3,0,5.6039767112903422E-5,2.8351492536962977E-2,null,1.2867510614222109E-2,8.2690966999115229E-3,0,4.9776905470026861E-3,0,5.6039767112903422E-5,2.6114297861136317E-2]
[2004,8,8,21,1.1584382769789342E-2,7.4582689707346694E-3,5.9213924000000174E-4,6.8865675894030391E-3,6.3703860000000395E-5,5.6039767112903422E-5,2.6641102197039954E-2,null,1.1960550697612413E-2,7.2122479216538598E-3,2.8979081905756656E-4,4.7077335606965495E-3,5.5707579216829678E-5,5.6039767112903422E-5,2.4226030578237218E-2]
[2004,8,8,24,8.487058096381235E-3,6.76251482809106E-3,5.9213924000000174E-4,4.4669569959042681E-3,6.3703860000000395E-5,5.6039767112903422E-5,2.0428412787489469E-2,null,8.7626497373753109E-3,6.539444166660139E-3,2.8979081905756656E-4,3.0536610714699567E-3,5.5707579216829678E-5,5.6039767112903422E-5,1.8701253373779803E-2]
[2004,8,9,3,5.3803391027804036E-3,5.4665486979259105E-3,5.9213924000000174E-4,2.4517489023589056E-3,6.3703860000000395E-5,5.6039767112903422E-5,1.4010519570178124E-2,null,5.5550494047014046E-3,5.2862272251026276E-3,2.8979081905756656E-4,1.6760425916383808E-3,5.5707579216829678E-5,5.6039767112903422E-5,1.2862817619716809E-2]
[2004,8,9,7,6.7686080860930127E-3,8.4142095521836952E-3,0,5.0121685801349904E-3,0,5.6039767112903422E-5,2.0251025985524598E-2,null,6.988398240526798E-3,8.136655515270208E-3,0,3.4263737239549371E-3,0,5.6039767112903422E-5,1.8551427479751942E-2]
[2004,8,9,10,7.8570545322463672E-3,1.0699973010271948E-2,0,7.1529718569847012E-3,0,5.6039767112903422E-5,2.576603916661592E-2,null,{"$f":"E5316*V$5","v":8.112188705635022E-3},1.0347019986527062E-2,0,4.8898504563670226E-3,0,5.6039767112903422E-5,{"$f":"SUM(M5316:Q5316)","v":2.3349059148529104E-2}]
[2004,8,9,14,8.3616542328800361E-3,1.0971496798713877E-2,0,7.0086436624194198E-3,0,5.6039767112903422E-5,2.6397834461126236E-2,null,8.633173761236632E-3,1.0609587197035829E-2,0,4.7911861106695718E-3,0,5.6039767112903422E-5,2.4033947068942033E-2]
[2004,8,9,15,8.5651814890100129E-3,1.0509656496867869E-2,0,6.8932197211544841E-3,0,5.6039767112903422E-5,2.6024097474145268E-2,null,8.843309951801475E-3,1.0162981319694191E-2,0,4.712281031332667E-3,0,5.6039767112903422E-5,2.3718572302828336E-2]
[2004,8,9,18,1.0189039807599533E-2,8.9870702085472105E-3,0,5.6382758090122503E-3,0,5.6039767112903422E-5,2.4870425592271896E-2,null,1.0519898176758996E-2,8.6906195911793729E-3,0,3.8543875313727044E-3,0,5.6039767112903422E-5,2.3064905299311073E-2]
[2004,8,9,22,9.3450668323244411E-3,7.3968163770376247E-3,5.9213924000000174E-4,4.2817493548580445E-3,6.3703860000000395E-5,5.6039767112903422E-5,2.1735515431333011E-2,null,9.6485197219208646E-3,7.1528224245430878E-3,2.8979081905756656E-4,2.9270510852712549E-3,5.5707579216829678E-5,5.6039767112903422E-5,2.0073891630009603E-2]
[2004,8,10,1,6.1983223399120829E-3,5.8382081034850939E-3,5.9213924000000174E-4,2.2148219798302942E-3,6.3703860000000395E-5,5.6039767112903422E-5,1.4963235290340375E-2,null,6.3995941829544873E-3,5.645626944504714E-3,2.8979081905756656E-4,1.5140767341716159E-3,5.5707579216829678E-5,5.6039767112903422E-5,1.3904796259905212E-2]
[2004,8,10,4,5.0123111697053177E-3,5.5234366177952712E-3,5.9213924000000174E-4,2.6376630903566681E-3,6.3703860000000395E-5,5.6039767112903422E-5,1.3885293744970162E-2,null,5.1750708733323035E-3,5.3412386203010222E-3,2.8979081905756656E-4,1.8031355811261357E-3,5.5707579216829678E-5,5.6039767112903422E-5,1.2664943473033858E-2]
[2004,8,10,7,6.3171659922040321E-3,8.1207955207000804E-3,0,4.5957447073500281E-3,0,5.6039767112903422E-5,1.9089745987367041E-2,null,6.5222969247901771E-3,7.8529201408749708E-3,0,3.1417017715004727E-3,0,5.6039767112903422E-5,1.7516918837165621E-2]
[2004,8,10,12,7.4825501402816293E-3,1.0320926960777337E-2,0,7.4627296900019501E-3,0,5.6039767112903422E-5,2.5322246558173816E-2,null,7.7255234118867719E-3,9.9804772815903532E-3,0,5.1016043275448619E-3,0,5.6039767112903422E-5,2.2807605021021988E-2]
[2004,8,10,13,7.3009787743272807E-3,1.054029193910508E-2,0,6.9590785144821839E-3,0,5.6039767112903422E-5,2.4856388995027446E-2,null,7.5380560628800358E-3,1.0192606210600011E-2,0,4.7573028288523615E-3,0,5.6039767112903422E-5,2.2487965102332405E-2]
[2004,8,10,16,8.1214295208085641E-3,9.8643326023814069E-3,0,7.0907405887096356E-3,0,5.6039767112903422E-5,2.5132542479012508E-2,null,8.3851484754144841E-3,9.5389443031872502E-3,0,4.8473084749837197E-3,0,5.6039767112903422E-5,2.2771401253585455E-2]
[2004,8,10,19,9.2635452827856332E-3,8.384044405460837E-3,0,4.9652597625018165E-3,0,5.6039767112903422E-5,2.2668889217861192E-2,null,9.5643510056773341E-3,8.1074854065476629E-3,0,3.3943063388320346E-3,0,5.6039767112903422E-5,2.1066142751057032E-2]
[2004,8,10,23,7.4954557898389397E-3,6.4573358232323692E-3,5.9213924000000174E-4,3.0023074854836941E-3,6.3703860000000395E-5,5.6039767112903422E-5,1.7666981965667905E-2,null,7.7388481335299809E-3,6.2443319023852729E-3,2.8979081905756656E-4,2.0524105115429883E-3,5.5707579216829678E-5,5.6039767112903422E-5,1.638108894573264E-2]
[2004,8,11,4,4.9985921494751402E-3,5.4797601086200099E-3,5.9213924000000174E-4,2.6126171400793368E-3,6.3703860000000395E-5,5.6039767112903422E-5,1.380285226528739E-2,null,5.1609063692542338E-3,5.2990028396178073E-3,2.8979081905756656E-4,1.7860138932679396E-3,5.5707579216829678E-5,5.6039767112903422E-5,1.2591421500414377E-2]
[2004,8,11,7,6.3003996769387845E-3,8.0626326768408474E-3,0,4.5573329870154215E-3,0,5.6039767112903422E-5,1.8976405107907955E-2,null,6.5049861739519786E-3,7.7966758767719687E-3,0,3.1154430958110655E-3,0,5.6039767112903422E-5,1.7417105146535012E-2]
[2004,8,11,10,7.075276545934395E-3,1.0118996100352752E-2,0,6.6938832838767575E-3,0,5.6039767112903422E-5,2.3944195697276804E-2,null,7.3050248346390951E-3,9.7852073826192078E-3,0,4.5760124441941242E-3,0,5.6039767112903422E-5,2.1666244661452425E-2]
[2004,8,11,13,7.276305070481391E-3,1.0466591676824058E-2,0,6.9098740356063884E-3,0,5.6039767112903422E-5,2.4708810550024739E-2,null,7.5125811548412361E-3,1.0121337050752416E-2,0,4.7236661043836125E-3,0,5.6039767112903422E-5,2.2357584309977266E-2]
[2004,8,11,14,7.4212241338717268E-3,1.0399326523668078E-2,0,6.6902955501149447E-3,0,5.6039767112903422E-5,2.4566885974767652E-2,null,7.6622060281880391E-3,1.0056290729286599E-2,0,4.5735598298230224E-3,0,5.6039767112903422E-5,2.2292056587297659E-2]
[2004,8,11,17,8.3973240714210733E-3,9.1718342418952489E-3,0,6.5910575015234018E-3,0,5.6039767112903422E-5,2.4216255581952624E-2,null,8.6700018703145133E-3,8.8692889339906326E-3,0,4.5057196052427336E-3,0,5.6039767112903422E-5,2.2045010409547879E-2]
[2004,8,11,20,9.6426847023791153E-3,7.95237511734629E-3,2.8620063246928773E-4,4.1821807489467776E-3,3.0790198978765568E-5,5.6039767112903422E-5,2.215027116723314E-2,null,9.9558018356116808E-3,7.6900553114059925E-3,1.4006556244789355E-4,2.8589848880612636E-3,2.6925329936231816E-5,5.6039767112903422E-5,2.0671832927463062E-2]
[2004,8,12,1,6.2483653734789271E-3,5.9891299734075188E-3,5.9213924000000174E-4,2.3117399057581384E-3,6.3703860000000395E-5,5.6039767112903422E-5,1.5261118119757489E-2,null,6.45126221326159E-3,{"$f":"F5379*W$5","v":5.7915704532399458E-3},{"$f":"G5379*X$5","v":2.8979081905756656E-4},{"$f":"H5379*Y$5","v":1.5803308973088089E-3},{"$f":"I5379*Z$5","v":5.5707579216829678E-5},{"$f":"J5379","v":5.6039767112903422E-5},1.4168661962084741E-2]
[2004,8,12,4,5.0583102422983531E-3,5.6698818359080709E-3,5.9213924000000174E-4,2.7216409795066407E-3,6.3703860000000395E-5,5.6039767112903422E-5,1.4161715924825969E-2,null,5.2225636272170374E-3,5.482853145617095E-3,2.8979081905756656E-4,1.8605437923976164E-3,5.5707579216829678E-5,5.6039767112903422E-5,1.2911458963506144E-2]
[2004,8,12,8,6.7009869869519914E-3,9.4810568497635632E-3,0,5.5317711180946603E-3,0,5.6039767112903422E-5,2.1769854721923117E-2,null,6.9185813499270093E-3,9.1683114175826873E-3,0,3.7815797499496494E-3,0,5.6039767112903422E-5,1.9868472517459344E-2]
[2004,8,12,11,7.4618185375419782E-3,1.0675589103844019E-2,0,7.2827279057763499E-3,0,5.6039767112903422E-5,2.5476175314275248E-2,null,7.7041186128104667E-3,1.0323440416100373E-2,0,4.9785531224876313E-3,0,5.6039767112903422E-5,2.3006112151398469E-2]
[2004,8,12,14,7.5318659017411934E-3,1.0721429549555569E-2,0,6.8962719006009478E-3,0,5.6039767112903422E-5,2.5205607119010612E-2,null,7.7764405541161123E-3,1.0367768752958174E-2,0,4.7143675348668077E-3,0,5.6039767112903422E-5,2.2858576841941095E-2]
[2004,8,12,15,7.5787547709340857E-3,1.0379822419626237E-2,0,7.0277452253638415E-3,0,5.6039767112903422E-5,2.5042362183037063E-2,null,7.8248519980644114E-3,1.0037429994390678E-2,0,4.8042441497823498E-3,0,5.6039767112903422E-5,2.266652614223744E-2]
[2004,8,12,18,8.9076450803171545E-3,8.8733716785943315E-3,0,5.7975467050292552E-3,0,5.6039767112903422E-5,2.3634603231053642E-2,null,9.1968940164266089E-3,8.5806715604009962E-3,0,3.9632668725956459E-3,0,5.6039767112903422E-5,2.174083244942325E-2]
[2004,8,12,22,8.6661435823888293E-3,7.1118654875157606E-3,5.9213924000000174E-4,4.151336109764427E-3,6.3703860000000395E-5,5.6039767112903422E-5,2.0641228046781923E-2,null,8.9475504849737385E-3,6.8772710239712416E-3,2.8979081905756656E-4,2.8378991525099605E-3,5.5707579216829678E-5,5.6039767112903422E-5,1.9008219059729336E-2]
[2004,8,13,2,5.8977496397197111E-3,6.0282109815935772E-3,5.9213924000000174E-4,1.9916877897850904E-3,6.3703860000000395E-5,5.6039767112903422E-5,1.4629531278211283E-2,null,6.089261289919868E-3,5.8293623217247148E-3,2.8979081905756656E-4,1.3615397407598217E-3,5.5707579216829678E-5,5.6039767112903422E-5,1.3625661750678799E-2]
[2004,8,13,5,5.1789247292545965E-3,6.123150216521555E-3,5.9213924000000174E-4,2.948588957310855E-3,6.3703860000000395E-5,5.6039767112903422E-5,1.4962546770199909E-2,null,5.3470947062373908E-3,5.9211698580953513E-3,2.8979081905756656E-4,2.0156879331862977E-3,5.5707579216829678E-5,5.6039767112903422E-5,1.3629450895793436E-2]
[2004,8,13,9,7.3934410737793764E-3,9.8866747125117543E-3,0,6.1722773520612477E-3,0,5.6039767112903422E-5,2.3508432905465282E-2,null,7.6335207969268652E-3,9.5605494287177503E-3,0,4.2194368760627822E-3,0,5.6039767112903422E-5,2.1413507101707398E-2]
[2004,8,13,12,7.7995924940273791E-3,1.0327713883390958E-2,0,7.0864261320806171E-3,0,5.6039767112903422E-5,2.5269772276611854E-2,null,8.0528607608524403E-3,9.9870403284188572E-3,0,4.8443590648450819E-3,0,5.6039767112903422E-5,2.2884260154116376E-2]
[2004,8,13,15,7.4988745251621932E-3,9.9169675844547958E-3,0,6.6578830267120821E-3,0,5.6039767112903422E-5,2.4129764903441972E-2,null,7.7423778819825382E-3,9.589843049472033E-3,0,4.5514022713253289E-3,0,5.6039767112903422E-5,2.1883623202779902E-2]
[2004,8,13,17,8.5914418151301613E-3,9.1403311380228516E-3,0,6.1543234617254614E-3,0,5.6039767112903422E-5,2.3942136181991376E-2,null,8.8704230028925513E-3,8.8388250024374962E-3,0,4.2071633986037202E-3,0,5.6039767112903422E-5,2.1916411403933765E-2]
[2004,8,13,20,8.7647979588499243E-3,7.7791699887312746E-3,3.1580759446928785E-4,4.278624331188907E-3,3.3975391978765587E-5,5.6039767112903422E-5,2.1228415032331062E-2,null,9.0494083650743042E-3,7.5225635872840637E-3,1.545551034007719E-4,2.9249147846230469E-3,2.9710708897073298E-5,5.6039767112903422E-5,1.9681152549279258E-2]
[2004,8,13,24,6.5548748220421475E-3,5.5918232868238486E-3,5.9213924000000174E-4,2.7606614206534571E-3,6.3703860000000395E-5,5.6039767112903422E-5,1.5619242396632359E-2,null,6.7677246326835524E-3,5.4073694629275786E-3,2.8979081905756656E-4,1.8872185963482412E-3,5.5707579216829678E-5,5.6039767112903422E-5,1.4407811090233768E-2]
[2004,8,14,3,5.9850805462682505E-3,5.7415088208354718E-3,5.9213924000000174E-4,3.4503027633546574E-3,6.3703860000000395E-5,5.6039767112903422E-5,1.588877499757128E-2,null,6.1794280045389888E-3,5.5521174179575025E-3,2.8979081905756656E-4,2.3586650247364805E-3,5.5707579216829678E-5,5.6039767112903422E-5,1.4435708845507367E-2]
[2004,8,14,6,6.034564226733527E-3,6.187283063262306E-3,2.566410416084877E-4,3.7596690630011089E-3,2.7610102287565552E-5,5.6039767112903422E-5,1.6321807264005898E-2,null,6.2305185184378283E-3,5.9831871964925966E-3,1.2559920476053985E-4,2.5701512393835591E-3,2.4144407581727681E-5,5.6039767112903422E-5,1.4933600566656253E-2]
[2004,8,14,10,8.4756734264665561E-3,8.7157638982231049E-3,0,6.8178268592820907E-3,0,5.6039767112903422E-5,2.4065303951084652E-2,null,8.7508953846060621E-3,8.4282626849797489E-3,0,4.6607416393981737E-3,0,5.6039767112903422E-5,2.1839899708983982E-2]
[2004,8,14,12,9.3705089502153401E-3,8.7336214979894713E-3,0,6.3490776810609852E-3,0,5.6039767112903422E-5,2.4509247896378698E-2,null,9.6747879959356263E-3,8.4455312277617357E-3,0,4.3402995310166132E-3,0,5.6039767112903422E-5,2.2460618754713974E-2]
[2004,8,14,17,9.5046055997996867E-3,8.2548190817764711E-3,0,5.9199793629247342E-3,0,5.6039767112903422E-5,2.3735443811613795E-2,null,9.8132390301949781E-3,{"$f":"F5443*W$5","v":7.9825227542452745E-3},{"$f":"G5443*X$5","v":0},{"$f":"H5443*Y$5","v":4.0469631879250356E-3},{"$f":"I5443*Z$5","v":0},{"$f":"J5443","v":5.6039767112903422E-5},2.1842724972365286E-2]
[2004,8,14,18,9.6748459656899027E-3,7.7006294395195983E-3,0,5.1377660473554279E-3,0,5.6039767112903422E-5,2.2569281219677828E-2,null,{"$f":"E5444*V$5","v":9.9890074390497074E-3},7.4466138038906029E-3,0,3.512233537845676E-3,0,5.6039767112903422E-5,{"$f":"SUM(M5444:Q5444)","v":2.0947854780785986E-2}]
[2004,8,14,21,9.7255640323801549E-3,6.6316254845068968E-3,5.9213924000000174E-4,5.0850349431317407E-3,6.3703860000000395E-5,5.6039767112903422E-5,2.2154107327131696E-2,null,1.0041372422147091E-2,6.4128723843959595E-3,2.8979081905756656E-4,3.4761859733915879E-3,5.5707579216829678E-5,5.6039767112903422E-5,2.0275929178209036E-2]
[2004,8,15,1,5.7230187137965686E-3,4.5709751792111265E-3,5.9213924000000174E-4,2.5197772549255979E-3,6.3703860000000395E-5,5.6039767112903422E-5,1.3525654015046197E-2,null,5.9088565036247665E-3,4.4201954053353807E-3,2.8979081905756656E-4,1.7225475237833765E-3,5.5707579216829678E-5,5.6039767112903422E-5,1.239709783101792E-2]
[2004,8,15,4,4.9603385416755854E-3,4.3605025613138362E-3,5.9213924000000174E-4,2.5452349144222696E-3,6.3703860000000395E-5,5.6039767112903422E-5,1.2577958884524596E-2,null,5.1214105907958123E-3,4.2166655102684227E-3,2.8979081905756656E-4,1.7399506606049313E-3,5.5707579216829678E-5,5.6039767112903422E-5,1.142352515994356E-2]
[2004,8,15,9,6.1694817914499343E-3,6.5203529467396121E-3,0,4.4053806523496391E-3,0,5.6039767112903422E-5,1.7151255157652086E-2,null,6.3698171245748156E-3,6.305270321182865E-3,0,3.0115668038491494E-3,0,5.6039767112903422E-5,1.568665424960683E-2]
[2004,8,15,12,7.332015896518022E-3,7.2411116122230897E-3,0,4.8011737617297502E-3,0,5.6039767112903422E-5,1.9430341037583763E-2,null,7.5701010221020711E-3,7.0022537911468303E-3,0,3.2821353388895074E-3,0,5.6039767112903422E-5,1.785449015213841E-2]
[2004,8,15,15,7.7653474907738319E-3,7.117789864604619E-3,0,3.9044765912982483E-3,0,5.6039767112903422E-5,1.8843653713789599E-2,null,8.0175037542951199E-3,6.8829999775010583E-3,0,2.669143262907001E-3,0,5.6039767112903422E-5,1.7569646994703179E-2]
[2004,8,15,16,8.1791850287547055E-3,7.1204624140009578E-3,0,4.2517733929800681E-3,0,5.6039767112903422E-5,1.9607460602848632E-2,null,8.4447794194694118E-3,6.8855843692553504E-3,0,2.9065591871064475E-3,0,5.6039767112903422E-5,1.823692297583121E-2]
[2004,8,15,19,8.8328943236919335E-3,5.9033951784195054E-3,0,3.1931846680327016E-3,0,5.6039767112903422E-5,1.7985513937257041E-2,null,9.1197159541967915E-3,5.7086637359584948E-3,0,2.1828962588461755E-3,0,5.6039767112903422E-5,1.701127594900146E-2]
[2004,8,15,22,8.1995963087871677E-3,5.5832290324114671E-3,5.9213924000000174E-4,3.2289052163816255E-3,6.3703860000000395E-5,5.6039767112903422E-5,1.7723613424693162E-2,null,8.4658534943237128E-3,5.3990587015743637E-3,2.8979081905756656E-4,2.207315219683426E-3,5.5707579216829678E-5,5.6039767112903422E-5,1.6417725813855897E-2]
[2004,8,16,2,5.4227107147098571E-3,5.1819545538813955E-3,5.9213924000000174E-4,1.9287576963601398E-3,6.3703860000000395E-5,5.6039767112903422E-5,1.3245305832064297E-2,null,5.5987969070666948E-3,5.0110208022779859E-3,2.8979081905756656E-4,1.3185200347962459E-3,5.5707579216829678E-5,5.6039767112903422E-5,1.2273836142415322E-2]
[2004,8,16,6,5.0693245029950918E-3,6.4159920960387262E-3,2.7637901666991387E-4,3.5202801596080943E-3,2.9733564330034801E-5,5.6039767112903422E-5,1.5367749106754765E-2,null,5.2339355428449993E-3,6.2043519537275079E-3,1.3525889892231926E-4,2.4065023446430472E-3,2.6001326926093721E-5,5.6039767112903422E-5,1.4006050067063966E-2]
[2004,8,16,9,6.6951113055818117E-3,9.8880259647307726E-3,0,7.1316095573476521E-3,0,5.6039767112903422E-5,2.3770786594773136E-2,null,6.9125148735071935E-3,9.5618561080620442E-3,0,4.8752469527159805E-3,0,5.6039767112903422E-5,2.134961793428522E-2]
[2004,8,16,13,6.8591596618645181E-3,1.063331874798654E-2,0,7.3180412381825344E-3,0,5.6039767112903422E-5,2.4866559415146493E-2,null,7.0818902058983361E-3,1.0282564404873516E-2,0,5.0026937060149669E-3,0,5.6039767112903422E-5,2.2367148316786819E-2]
[2004,8,16,16,7.7267815981957762E-3,9.9255173586340791E-3,0,7.5267428103815009E-3,0,5.6039767112903422E-5,2.5235081534324258E-2,null,7.9776855505509E-3,9.5981107978325569E-3,0,5.1453644026800346E-3,0,5.6039767112903422E-5,2.2721160751063493E-2]
[2004,8,16,17,8.2313387933434807E-3,9.3006845090279674E-3,0,6.9741679421417074E-3,0,5.6039767112903422E-5,2.4562231011626058E-2,null,8.4986267204289548E-3,8.9938889014869721E-3,0,4.7676181280318468E-3,0,5.6039767112903422E-5,2.2260133749947775E-2]
[2004,8,16,23,7.3986390518790794E-3,6.5832295072983261E-3,5.9213924000000174E-4,2.9130778928825548E-3,6.3703860000000395E-5,5.6039767112903422E-5,1.7606829319172863E-2,null,7.6388875637043501E-3,6.3660728136901391E-3,2.8979081905756656E-4,1.9914121778677242E-3,5.5707579216829678E-5,5.6039767112903422E-5,1.6341870953536609E-2]
[2004,8,16,24,6.4027871027760551E-3,6.4063001685628236E-3,5.9213924000000174E-4,2.7406479997903496E-3,6.3703860000000395E-5,5.6039767112903422E-5,1.6261618138242132E-2,null,6.6106983229598949E-3,6.1949797275354544E-3,2.8979081905756656E-4,1.8735372011047561E-3,5.5707579216829678E-5,5.6039767112903422E-5,1.50247136498745E-2]
[2004,8,17,4,5.0655731060292074E-3,5.6930046777403636E-3,5.9213924000000174E-4,2.7348999048515763E-3,6.3703860000000395E-5,5.6039767112903422E-5,1.4205360555734053E-2,null,5.230062330565245E-3,5.5052132493626236E-3,2.8979081905756656E-4,1.8696077400050099E-3,5.5707579216829678E-5,5.6039767112903422E-5,1.2950381718207274E-2]
[2004,8,17,7,6.3822598122930301E-3,8.34660495318389E-3,0,4.7448760731823034E-3,0,5.6039767112903422E-5,1.9529780605772123E-2,null,6.5895044705651757E-3,8.0712809450389934E-3,0,3.2436496180534426E-3,0,5.6039767112903422E-5,1.7904435033657611E-2]
[2004,8,17,10,7.1678228543268037E-3,1.0469605747742111E-2,0,6.9489697148046913E-3,0,5.6039767112903422E-5,2.4642438083986508E-2,null,{"$f":"E5508*V$5","v":7.4005763055634624E-3},1.0124251698480963E-2,0,4.7503923418960843E-3,0,5.6039767112903422E-5,{"$f":"SUM(M5508:Q5508)","v":2.2275220345940507E-2}]
[2004,8,17,14,7.545321957094708E-3,1.0760603978551057E-2,0,6.9213216217814209E-3,0,5.6039767112903422E-5,2.5283287324540084E-2,null,7.7903335543254371E-3,1.0405650960641126E-2,0,4.7314918005559835E-3,0,5.6039767112903422E-5,2.2927476315522548E-2]
[2004,8,17,17,8.5148690668540097E-3,9.5193419273847946E-3,0,6.8321798848599213E-3,0,5.6039767112903422E-5,2.4922430646211628E-2,null,8.7913637853224216E-3,9.2053336103445141E-3,0,4.6705535259923409E-3,0,5.6039767112903422E-5,2.2667250921659277E-2]
[2004,8,17,20,9.7327718815337135E-3,8.2501018128159648E-3,3.7502151846928802E-4,4.3419192317055719E-3,4.0345777978765632E-5,5.6039767112903422E-5,2.2796199989616205E-2,null,1.004881432448536E-2,7.9779610907560923E-3,1.8353418530652857E-4,2.9681838767382208E-3,3.5281466818756275E-5,5.6039767112903422E-5,2.1213774944104959E-2]
[2004,8,17,22,8.675809940040859E-3,7.1404090771348492E-3,5.9213924000000174E-4,4.1767410042692988E-3,6.3703860000000395E-5,5.6039767112903422E-5,2.0704842888557909E-2,null,8.9575307284667158E-3,6.9048730648354952E-3,2.8979081905756656E-4,2.8552662186011402E-3,5.5707579216829678E-5,5.6039767112903422E-5,1.9063168410177748E-2]
[2004,8,18,1,6.2583151498728853E-3,6.019137820946696E-3,5.9213924000000174E-4,2.3310091887064248E-3,6.3703860000000395E-5,5.6039767112903422E-5,1.5320345026638911E-2,null,6.4615350786662272E-3,5.8205884515042825E-3,2.8979081905756656E-4,1.593503591666125E-3,5.5707579216829678E-5,5.6039767112903422E-5,1.4221125520111032E-2]
[2004,8,18,5,5.080851331528892E-3,6.0125331940328467E-3,5.9213924000000174E-4,3.0993056898640939E-3,6.3703860000000395E-5,5.6039767112903422E-5,1.4904573082538735E-2,null,5.2458366704062143E-3,5.8142016871063212E-3,2.8979081905756656E-4,2.1187195539157933E-3,5.5707579216829678E-5,5.6039767112903422E-5,1.3524256309702724E-2]
[2004,8,18,8,6.7125043023042565E-3,9.5244195903014979E-3,0,5.5613778823710991E-3,0,5.6039767112903422E-5,2.1854341542089754E-2,null,6.930472655394781E-3,9.2102437797097567E-3,0,3.8018192605619176E-3,0,5.6039767112903422E-5,1.9942535695666456E-2]
[2004,8,18,12,7.5746346753163829E-3,1.061859525069688E-2,0,7.6773143182191509E-3,0,5.6039767112903422E-5,2.5926584011345316E-2,null,7.8205981147549744E-3,1.0268326581976071E-2,0,5.2482967461921727E-3,0,5.6039767112903422E-5,2.3337221442923221E-2]
[2004,8,18,13,7.400159194304182E-3,1.0836539231268583E-2,0,7.1568683321426973E-3,0,5.6039767112903422E-5,2.5449606524828368E-2,null,7.6404570681746662E-3,1.0479081386754907E-2,0,4.8925141297618702E-3,0,5.6039767112903422E-5,2.3012052584691446E-2]
[2004,8,18,19,9.3630021122537484E-3,8.6491147825938208E-3,0,5.141744708463381E-3,0,5.6039767112903422E-5,2.3209901370423853E-2,null,9.6670373960286108E-3,8.3638120802129404E-3,0,3.5149533944623989E-3,0,5.6039767112903422E-5,2.1545802870703949E-2]
[2004,8,18,20,9.7317019632898825E-3,8.255584726535075E-3,3.9475949353071424E-4,4.3338052213598771E-3,4.2469240021234885E-5,5.6039767112903422E-5,2.2814360411849689E-2,null,1.004770966387012E-2,7.983263143180111E-3,1.93193879468308E-4,2.9626370497710325E-3,3.7138386163122315E-5,5.6039767112903422E-5,2.1223942122452693E-2]
[2004,8,18,23,7.5570873180142422E-3,6.6575907757127992E-3,5.9213924000000174E-4,3.1620581899793705E-3,6.3703860000000395E-5,5.6039767112903422E-5,1.8088619150819316E-2,null,7.8024809598929382E-3,6.4379811754934277E-3,2.8979081905756656E-4,2.1616178551340797E-3,5.5707579216829678E-5,5.6039767112903422E-5,1.6747578388794843E-2]
[2004,8,19,2,5.5340115759863803E-3,5.4798156551159292E-3,5.9213924000000174E-4,1.9957104335475715E-3,6.3703860000000395E-5,5.6039767112903422E-5,1.3721420531762786E-2,null,5.7137119284744343E-3,5.2990565538377317E-3,2.8979081905756656E-4,1.3642896644042943E-3,5.5707579216829678E-5,5.6039767112903422E-5,1.2722556544990856E-2]
[2004,8,19,6,5.4703269778823577E-3,6.2894355989064846E-3,3.0598597866991404E-4,3.6552920833607338E-3,3.2918757330034831E-5,5.6039767112903422E-5,1.5809999163262426E-2,null,5.6479593649225229E-3,6.0819700931382279E-3,1.4974843987519763E-4,2.4987979848575654E-3,2.8786705886935213E-5,5.6039767112903422E-5,1.4407262588680449E-2]
[2004,8,19,10,6.967862985370497E-3,9.7120635788433534E-3,0,6.3978182307984684E-3,0,5.6039767112903422E-5,2.3133784562125219E-2,null,7.194123342322562E-3,9.3916980785131599E-3,0,4.373619108409426E-3,0,5.6039767112903422E-5,2.0959440529245147E-2]
[2004,8,19,14,7.277190630663604E-3,9.9800122036107098E-3,0,6.4221566012922626E-3,0,5.6039767112903422E-5,2.3735399202679482E-2,null,7.5134954709222589E-3,9.6508080569372851E-3,0,4.3902570869232237E-3,0,5.6039767112903422E-5,2.1554560614782767E-2]
[2004,8,19,17,8.2608957374379916E-3,8.7685016684190056E-3,0,6.3111990725944382E-3,0,5.6039767112903422E-5,2.3396636245564335E-2,null,8.5291434372307181E-3,8.4792608287823541E-3,0,4.3144052964802608E-3,0,5.6039767112903422E-5,2.1322809562493331E-2]
[2004,8,19,20,9.4918339533414612E-3,7.56972571094351E-3,4.0462848046928808E-4,3.8348182863574836E-3,4.3530970978765644E-5,5.6039767112903422E-5,2.1400577169203409E-2,null,9.8000526629977592E-3,7.3200281111428346E-3,1.9802372625940689E-4,2.6215240773412494E-3,3.806684577959775E-5,5.6039767112903422E-5,1.9977695423520847E-2]
[2004,8,19,21,9.0591522393702936E-3,7.0024582875961236E-3,5.9213924000000174E-4,4.301127959671058E-3,6.3703860000000395E-5,5.6039767112903422E-5,2.1074621353750378E-2,null,9.3533209139935701E-3,6.7714727679240826E-3,2.8979081905756656E-4,2.9402985132610826E-3,5.5707579216829678E-5,5.6039767112903422E-5,1.9410590593453132E-2]
[2004,8,19,24,6.3477324788069785E-3,5.8678967725326507E-3,5.9213924000000174E-4,2.1850288581511893E-3,6.3703860000000395E-5,5.6039767112903422E-5,1.5112540976603722E-2,null,6.553855965951684E-3,5.6743362928099441E-3,2.8979081905756656E-4,1.4937098275834245E-3,5.5707579216829678E-5,5.6039767112903422E-5,1.4067400484619449E-2]
[2004,8,20,4,4.9215054461325706E-3,5.4195057179409565E-3,5.9213924000000174E-4,2.9006440874396939E-3,6.3703860000000395E-5,5.6039767112903422E-5,1.3953538118626124E-2,null,5.0813165074754018E-3,5.2407360211843721E-3,2.8979081905756656E-4,1.9829122913261909E-3,5.5707579216829678E-5,5.6039767112903422E-5,1.265046321826036E-2]
[2004,8,20,7,5.6828795180171778E-3,7.6877334300153597E-3,0,4.7624238796859907E-3,0,5.6039767112903422E-5,1.8189076594831433E-2,null,5.8674139083979577E-3,7.4341431866321575E-3,0,3.2556454921259105E-3,0,5.6039767112903422E-5,1.6557202587156025E-2]
[2004,8,20,11,6.7665689885798722E-3,9.9415179412500523E-3,0,7.5777330523476277E-3,0,5.6039767112903422E-5,2.4341859749290456E-2,null,6.9862929294655226E-3,9.6135835796764563E-3,0,5.1802218944937148E-3,0,5.6039767112903422E-5,2.1780098403635692E-2]
[2004,8,20,15,6.752380873468156E-3,9.3816631252725685E-3,0,7.1817346951623725E-3,0,5.6039767112903422E-5,2.3371818461015999E-2,null,6.9716440980629726E-3,9.0721963289879404E-3,0,4.9095130497899446E-3,0,5.6039767112903422E-5,2.0953353476840856E-2]
[2004,8,20,18,7.5231925860366824E-3,8.2816768014616921E-3,0,6.3353492379406373E-3,0,5.6039767112903422E-5,2.2196258392551911E-2,null,7.7674855986159591E-3,8.0084945358664741E-3,0,4.3309146158793214E-3,0,5.6039767112903422E-5,2.0106894750361756E-2]
[2004,8,20,21,7.7237501239091396E-3,6.7579031009194291E-3,5.9213924000000174E-4,4.9632128715039869E-3,6.3703860000000395E-5,5.6039767112903422E-5,2.0156748963445457E-2,null,7.9745556382703441E-3,6.5349845635217516E-3,2.8979081905756656E-4,3.3929070615693821E-3,5.5707579216829678E-5,5.6039767112903422E-5,1.8247945661635873E-2]
[2004,8,20,22,7.6980983801140995E-3,6.1682395610100161E-3,5.9213924000000174E-4,4.6046826003389258E-3,6.3703860000000395E-5,5.6039767112903422E-5,1.9182903408575945E-2,null,7.948070931381784E-3,5.964771869815721E-3,2.8979081905756656E-4,3.1478118137297098E-3,5.5707579216829678E-5,5.6039767112903422E-5,1.7406153013201611E-2]
[2004,8,21,4,4.7205452424298302E-3,4.7565218592367786E-3,5.9213924000000174E-4,2.5567228748162351E-3,6.3703860000000395E-5,5.6039767112903422E-5,1.2745672843595747E-2,null,4.8738307266310895E-3,4.5996215781692849E-3,2.8979081905756656E-4,1.7478039570386795E-3,5.5707579216829678E-5,5.6039767112903422E-5,1.156675466011345E-2]
[2004,8,21,6,4.7838196113556908E-3,5.2027473130224983E-3,3.355929406699141E-4,2.9930808912125907E-3,3.610395033003485E-5,5.6039767112903422E-5,1.3407384473703631E-2,null,4.9391597400482582E-3,5.0311276842487625E-3,1.6423798082807595E-4,2.0461031099329547E-3,3.1572084847776695E-5,5.6039767112903422E-5,1.2212200599905828E-2]
[2004,8,21,9,6.2469633828273466E-3,7.22719162909555E-3,0,5.4630220604278265E-3,0,5.6039767112903422E-5,1.8993216839463624E-2,null,6.4498146971876617E-3,6.9887929774144495E-3,0,3.7345821358490566E-3,0,5.6039767112903422E-5,1.717318981045117E-2]
[2004,8,21,12,7.2286150200213638E-3,7.5196473147832212E-3,0,5.3285721181892736E-3,0,5.6039767112903422E-5,2.0132874220106761E-2,null,7.4633425136780328E-3,7.271601618340816E-3,0,3.6426706723960397E-3,0,5.6039767112903422E-5,1.8377614804414889E-2]
[2004,8,21,16,6.9717474781437715E-3,7.3315187369206378E-3,0,5.2524312416830539E-3,0,5.6039767112903422E-5,1.9611737223860365E-2,null,7.1981339722950472E-3,7.0896787150482223E-3,0,3.590619929407506E-3,0,5.6039767112903422E-5,1.7878432616750775E-2]
[2004,8,21,19,7.1891144348218469E-3,6.3213846159397005E-3,0,4.4080348824670707E-3,0,5.6039767112903422E-5,1.7974573700341518E-2,null,7.4225592659856081E-3,6.1128652288058808E-3,0,3.0133812648327129E-3,0,5.6039767112903422E-5,1.6548805759624204E-2]
[2004,8,21,21,7.4438186237480225E-3,5.7050817202014869E-3,5.9213924000000174E-4,4.3374840749567378E-3,6.3703860000000395E-5,5.6039767112903422E-5,1.819826728601915E-2,null,7.6855342060480527E-3,5.5168919143091062E-3,2.8979081905756656E-4,2.9651519546663942E-3,5.5707579216829678E-5,5.6039767112903422E-5,1.6513076473297948E-2]
[2004,8,21,24,6.2261899958250648E-3,4.5851007152283418E-3,5.9213924000000174E-4,2.8633301019459121E-3,6.3703860000000395E-5,5.6039767112903422E-5,1.4386503680112224E-2,null,6.4283667570306886E-3,4.4338549915184699E-3,2.8979081905756656E-4,1.9574040392816264E-3,5.5707579216829678E-5,5.6039767112903422E-5,1.316512418610518E-2]
[2004,8,22,3,5.1307773051779892E-3,4.4745856605380285E-3,5.9213924000000174E-4,2.5517229784330344E-3,6.3703860000000395E-5,5.6039767112903422E-5,1.2868968811261957E-2,null,5.2973838396274319E-3,4.3269854247826433E-3,2.8979081905756656E-4,1.7443859727239071E-3,5.5707579216829678E-5,5.6039767112903422E-5,1.1714253635408378E-2]
[2004,8,22,7,5.2259016388984851E-3,5.3569372883324412E-3,0,3.289418688669775E-3,0,5.6039767112903422E-5,1.3928297383013604E-2,null,5.395597049485076E-3,5.1802314955128196E-3,0,2.2486828967833465E-3,0,5.6039767112903422E-5,1.2824511441781244E-2]
[2004,8,22,10,6.7292224413685311E-3,7.0406114959612517E-3,0,4.5994347134047774E-3,0,5.6039767112903422E-5,1.8425308417847459E-2,null,6.9477336656550304E-3,6.8083674413148589E-3,0,3.1442243003390554E-3,0,5.6039767112903422E-5,1.6900325407308944E-2]
[2004,8,22,13,7.4703781554222391E-3,7.3136400574525702E-3,0,4.4219233112420845E-3,0,5.6039767112903422E-5,1.9261981291229795E-2,null,7.7129561784920874E-3,7.0723897879068909E-3,0,3.0228755479281243E-3,0,5.6039767112903422E-5,1.7808221514327101E-2]
[2004,8,22,18,8.713223486285249E-3,6.1872456178010231E-3,0,3.6974964203705385E-3,0,5.6039767112903422E-5,1.8654005291569714E-2,null,{"$f":"E5636*V$5","v":8.9961591669019923E-3},5.9831509862202977E-3,0,2.5276493351374554E-3,0,5.6039767112903422E-5,{"$f":"SUM(M5636:Q5636)","v":1.7506959488259744E-2}]
[2004,8,22,21,8.7440406994528201E-3,5.8706490498651046E-3,5.9213924000000174E-4,4.0384838711344127E-3,6.3703860000000395E-5,5.6039767112903422E-5,1.936505648756524E-2,null,9.0279770762178961E-3,5.676997782566977E-3,2.8979081905756656E-4,2.7607521174593239E-3,5.5707579216829678E-5,5.6039767112903422E-5,1.7811225374518593E-2]
[2004,8,22,22,8.3302687185919638E-3,5.650341659572687E-3,5.9213924000000174E-4,3.2363685961107817E-3,6.3703860000000395E-5,5.6039767112903422E-5,1.7928861841388335E-2,null,8.6007690969335769E-3,5.4639575283208282E-3,2.8979081905756656E-4,2.2124172683849067E-3,5.5707579216829678E-5,5.6039767112903422E-5,1.6622642291913708E-2]
[2004,8,23,1,6.058630764324357E-3,5.24471857154754E-3,5.9213924000000174E-4,1.6968688136584434E-3,6.3703860000000395E-5,5.6039767112903422E-5,1.3712101016643245E-2,null,6.2553665443267677E-3,5.0717144642716087E-3,2.8979081905756656E-4,1.1599982369230862E-3,5.5707579216829678E-5,5.6039767112903422E-5,1.2832577643795858E-2]
[2004,8,23,4,4.8758446017708353E-3,5.3736169931504927E-3,5.9213924000000174E-4,2.4684293191858265E-3,6.3703860000000395E-5,5.6039767112903422E-5,1.342977378122006E-2,null,5.0341729647647307E-3,5.1963609977981121E-3,2.8979081905756656E-4,1.6874455085607878E-3,5.5707579216829678E-5,5.6039767112903422E-5,1.2263477869398026E-2]
[2004,8,23,8,6.67790702503928E-3,9.3449511653833778E-3,0,5.4631410213445992E-3,0,5.6039767112903422E-5,2.1542038978880157E-2,null,6.894751935788878E-3,9.0366953625506084E-3,0,3.7346634588438623E-3,0,5.6039767112903422E-5,1.9666110757183348E-2]
[2004,8,23,11,7.4314446192124163E-3,1.0724742396819312E-2,0,7.3276571767404586E-3,0,5.6039767112903422E-5,2.5539883959885087E-2,null,7.672758392996833E-3,1.0370972321492165E-2,0,5.0092672676738106E-3,0,5.6039767112903422E-5,2.3052997982162808E-2]
[2004,8,23,15,7.7917369122520418E-3,1.0193504113613014E-2,0,6.4125744803412094E-3,0,5.6039767112903422E-5,2.4453855273319166E-2,null,8.0447500927270585E-3,9.8572576486918653E-3,0,4.3837066433534341E-3,0,5.6039767112903422E-5,2.2285714384772358E-2]
[2004,8,23,19,1.0044469320006476E-2,8.3481682234857156E-3,0,4.0283878614497688E-3,0,5.6039767112903422E-5,2.2477065172054861E-2,null,1.0370633198158265E-2,8.0727926487640222E-3,0,2.7538503738832277E-3,0,5.6039767112903422E-5,2.1197276220805517E-2]
[2004,8,23,22,8.6295862978380405E-3,7.1653036798277302E-3,5.9213924000000174E-4,3.9172663910707435E-3,6.3703860000000395E-5,5.6039767112903422E-5,2.0424039235849418E-2,null,8.9098061127507282E-3,6.9289464855228754E-3,2.8979081905756656E-4,2.6778865110987731E-3,5.5707579216829678E-5,5.6039767112903422E-5,1.8862137507646769E-2]
[2004,8,23,23,7.8283228370102514E-3,6.6343521398607372E-3,5.9213924000000174E-4,2.4970265546786579E-3,6.3703860000000395E-5,5.6039767112903422E-5,1.7671584398662548E-2,null,8.0825240351619348E-3,6.4155090973498589E-3,2.8979081905756656E-4,1.7069948941618104E-3,5.5707579216829678E-5,5.6039767112903422E-5,1.6550526424948E-2]
[2004,8,24,2,5.7630391828140635E-3,6.1798246331850586E-3,5.9213924000000174E-4,2.3124550502294805E-3,6.3703860000000395E-5,5.6039767112903422E-5,1.4967201733341507E-2,null,5.9501765167957986E-3,5.9759747927787456E-3,2.8979081905756656E-4,1.5808197779572271E-3,5.5707579216829678E-5,5.6039767112903422E-5,1.3852469485806167E-2]
[2004,8,24,5,5.1581576684508745E-3,6.247165797265147E-3,5.9213924000000174E-4,3.1330893259377741E-3,6.3703860000000395E-5,5.6039767112903422E-5,1.52502956587667E-2,null,5.3256532977032159E-3,6.0410946178459457E-3,2.8979081905756656E-4,2.1418144201581805E-3,5.5707579216829678E-5,5.6039767112903422E-5,1.3854060733981738E-2]
[2004,8,24,8,6.9619031862487276E-3,9.7500249523978233E-3,0,5.5933008109190748E-3,0,5.6039767112903422E-5,2.2361268716678526E-2,null,7.1879700166806119E-3,9.4284072450229305E-3,0,3.8236421266167396E-3,0,5.6039767112903422E-5,2.0440019388320282E-2]
[2004,8,24,13,7.8083437393270741E-3,1.1046980239215768E-2,0,7.128565939566834E-3,0,5.6039767112903422E-5,2.603992968522258E-2,null,8.0618961764765875E-3,1.0682580714568547E-2,0,4.8731663020309081E-3,0,5.6039767112903422E-5,2.3617643193076045E-2]
[2004,8,24,16,8.4850219123387208E-3,1.0392841228569136E-2,0,7.3953292657101249E-3,0,5.6039767112903422E-5,2.6329232173730885E-2,null,8.7605474343908415E-3,1.0050019360382877E-2,0,5.0555286540944089E-3,0,5.6039767112903422E-5,2.3866095448868127E-2]
[2004,8,24,20,9.7249434756200362E-3,8.4797701222324474E-3,4.8358037953071447E-4,4.5471974277183705E-3,5.2024819021234942E-5,5.6039767112903422E-5,2.3343555991235703E-2,null,1.0040731714675866E-2,8.2000534815988464E-3,2.3666250232694296E-4,3.1085143156837085E-3,4.549452304564676E-5,5.6039767112903422E-5,2.163145653733101E-2]
[2004,8,24,23,7.6287611983487094E-3,6.8986520514631271E-3,5.9213924000000174E-4,3.2689023713842586E-3,6.3703860000000395E-5,5.6039767112903422E-5,1.8508198488308997E-2,null,7.8764822335447918E-3,6.6710907203279676E-3,2.8979081905756656E-4,2.2346577159987205E-3,5.5707579216829678E-5,5.6039767112903422E-5,1.7127729068145876E-2]
[2004,8,24,24,6.6376559742414255E-3,6.5842685842181711E-3,5.9213924000000174E-4,2.5508172373775433E-3,6.3703860000000395E-5,5.6039767112903422E-5,1.6484624662950045E-2,null,6.8531938533888895E-3,6.367077615258036E-3,2.8979081905756656E-4,1.7437667981483468E-3,5.5707579216829678E-5,5.6039767112903422E-5,1.5309536665069668E-2]
[2004,8,25,5,5.0899436296150714E-3,6.1266905055601742E-3,5.9213924000000174E-4,3.0912957577597763E-3,6.3703860000000395E-5,5.6039767112903422E-5,1.5019812760047926E-2,null,5.2552242134785267E-3,5.924593365930886E-3,2.8979081905756656E-4,2.113243875982359E-3,5.5707579216829678E-5,5.6039767112903422E-5,1.3638559853666167E-2]
[2004,8,25,7,6.3999977454116544E-3,8.4632655961383134E-3,0,4.7771577379313729E-3,0,5.6039767112903422E-5,1.9696460846594242E-2,null,6.6078183896191491E-3,8.1840933795312779E-3,0,3.2657177201320751E-3,0,5.6039767112903422E-5,1.8057629489282502E-2]
[2004,8,25,11,7.5048360007211332E-3,1.081283407782992E-2,0,7.3990804871006711E-3,0,5.6039767112903422E-5,2.5772790332764625E-2,null,7.7485329384989051E-3,1.045615817973578E-2,0,5.0580930304117266E-3,0,5.6039767112903422E-5,2.3262784148646409E-2]
[2004,8,25,14,7.5933639648100891E-3,1.0821452711041128E-2,0,7.0282153448892413E-3,0,5.6039767112903422E-5,2.5499071787853357E-2,null,7.8399355814954483E-3,1.04644925157203E-2,0,4.8045655286751768E-3,0,5.6039767112903422E-5,2.3108993625890924E-2]
[2004,8,25,18,8.9630210822049181E-3,8.9655324184732127E-3,0,5.9251820506926282E-3,0,5.6039767112903422E-5,2.3909775318483661E-2,null,9.2540681871331361E-3,8.6697922541246596E-3,0,4.0505198026671062E-3,0,5.6039767112903422E-5,2.1974380243924899E-2]
[2004,8,25,21,9.2729206155171238E-3,7.7072896497924499E-3,5.9213924000000174E-4,4.9484892151770597E-3,6.3703860000000395E-5,5.6039767112903422E-5,2.2640582347599539E-2,null,9.5740307740923083E-3,7.4530543181555936E-3,2.8979081905756656E-4,3.3828418077071968E-3,5.5707579216829678E-5,5.6039767112903422E-5,2.0755425298229494E-2]
[2004,8,25,24,6.50526471373058E-3,6.4706350012439006E-3,5.9213924000000174E-4,2.5477041010265708E-3,6.3703860000000395E-5,5.6039767112903422E-5,1.6235486683113955E-2,null,6.716503585575029E-3,6.2571923890946879E-3,2.8979081905756656E-4,1.7416386238019498E-3,5.5707579216829678E-5,5.6039767112903422E-5,1.5060832996746062E-2]
[2004,8,26,2,5.6794794757490568E-3,5.9333209238647796E-3,5.9213924000000174E-4,2.2716108117157006E-3,6.3703860000000395E-5,5.6039767112903422E-5,1.4596294078442441E-2,null,5.8639034600011788E-3,5.7376023403770959E-3,2.8979081905756656E-4,1.5528982060106597E-3,5.5707579216829678E-5,5.6039767112903422E-5,1.3499902404663332E-2]
[2004,8,26,5,5.0750163711499475E-3,5.9954557876069616E-3,5.9213924000000174E-4,3.0900177019435762E-3,6.3703860000000395E-5,5.6039767112903422E-5,1.4872372727813389E-2,null,5.2398122372691357E-3,5.7976876019364756E-3,2.8979081905756656E-4,2.1123701829298684E-3,5.5707579216829678E-5,5.6039767112903422E-5,1.3495368420409874E-2]
[2004,8,26,8,6.7060680992537198E-3,9.5001874347747164E-3,0,5.5448328952947268E-3,0,5.6039767112903422E-5,2.1807128196436064E-2,null,6.9238274560418367E-3,9.1868109544763158E-3,0,3.7905089249107311E-3,0,5.6039767112903422E-5,1.990114733542888E-2]
[2004,8,26,12,7.5660996647538611E-3,1.0591006296567342E-2,0,7.6574253038304658E-3,0,5.6039767112903422E-5,2.5870571032264571E-2,null,7.8117859554395963E-3,1.024164768666375E-2,0,5.2347003965867653E-3,0,5.6039767112903422E-5,2.3288134038690112E-2]
[2004,8,26,15,7.5866181467985011E-3,1.0401415377916584E-2,0,7.0411634968677306E-3,0,5.6039767112903422E-5,2.5085236788695717E-2,null,7.8329707133684319E-3,1.0058310679863808E-2,0,4.81341702818154E-3,0,5.6039767112903422E-5,2.2704698421413781E-2]
[2004,8,26,19,9.3537840451596056E-3,8.6245472665340862E-3,0,5.1253875564588958E-3,0,5.6039767112903422E-5,2.3159758635265489E-2,null,9.6575199999787299E-3,8.340054956765491E-3,0,3.5037714649381142E-3,0,5.6039767112903422E-5,2.1501346421682336E-2]
[2004,8,26,23,7.551375118950915E-3,6.6390305418580252E-3,5.9213924000000174E-4,3.1472521541682725E-3,6.3703860000000395E-5,5.6039767112903422E-5,1.8049540682090116E-2,null,7.7965832743753334E-3,6.420033175954961E-3,2.8979081905756656E-4,2.1514962857478968E-3,5.5707579216829678E-5,5.6039767112903422E-5,1.6713611134352588E-2]
[2004,8,27,2,5.8485724562301073E-3,5.9903136188063635E-3,5.9213924000000174E-4,1.9871505935819011E-3,6.3703860000000395E-5,5.6039767112903422E-5,1.4537919535731275E-2,null,6.0384872255625412E-3,5.7927150545008131E-3,2.8979081905756656E-4,1.3584380633915362E-3,5.5707579216829678E-5,5.6039767112903422E-5,1.3535138741729286E-2]
[2004,8,27,3,5.41859719120002E-3,5.773328631579447E-3,5.9213924000000174E-4,2.2045870512432683E-3,6.3703860000000395E-5,5.6039767112903422E-5,1.410839574113564E-2,null,5.5945498092745249E-3,5.5828876093794201E-3,2.8979081905756656E-4,1.5070800241016214E-3,5.5707579216829678E-5,5.6039767112903422E-5,1.3030015841029962E-2]
[2004,8,27,6,5.6050303571627035E-3,6.7816631704776227E-3,3.9480686466991422E-4,3.4975368430097504E-3,4.2474336330034881E-5,5.6039767112903422E-5,1.6377551338762928E-2,null,5.7870368305967335E-3,6.5579608751782283E-3,1.9321706273383259E-4,2.3909547625651003E-3,3.7142842769459659E-5,5.6039767112903422E-5,1.4966312373843355E-2]
[2004,8,27,10,7.3903943165813165E-3,1.0314550589360545E-2,0,6.8614736112274921E-3,0,5.6039767112903422E-5,2.4622458284282257E-2,null,7.6303751054683832E-3,9.9743112433743949E-3,0,4.6905790404374011E-3,0,5.6039767112903422E-5,2.2295265389280179E-2]
[2004,8,27,13,7.7952147173777466E-3,1.0298977486811519E-2,0,6.6742970726903252E-3,0,5.6039767112903422E-5,2.4824529043992492E-2,null,8.0483408290959284E-3,9.9592518405915726E-3,0,4.5626230941975968E-3,0,5.6039767112903422E-5,2.2570215763885099E-2]
[2004,8,27,16,7.966168190006985E-3,9.5257296401596442E-3,0,6.6728172334505039E-3,0,5.6039767112903422E-5,2.4220754830730034E-2,null,8.2248455006825091E-3,9.2115106158085561E-3,0,4.5616114597711137E-3,0,5.6039767112903422E-5,2.1997967576262181E-2]
[2004,8,27,21,8.654976828086745E-3,7.0739150545809249E-3,5.9213924000000174E-4,4.2393362368502085E-3,6.3703860000000395E-5,5.6039767112903422E-5,2.0680110986630782E-2,null,8.9360211239700449E-3,6.8405724371900286E-3,2.8979081905756656E-4,2.8980570099983245E-3,5.5707579216829678E-5,5.6039767112903422E-5,1.9020148969432795E-2]
[2004,8,27,24,6.4942094097927439E-3,5.5542175883731247E-3,5.9213924000000174E-4,2.7611216061738399E-3,6.3703860000000395E-5,5.6039767112903422E-5,1.5521431471452614E-2,null,6.7050892939503736E-3,5.3710042390991255E-3,2.8979081905756656E-4,1.88753318424567E-3,5.5707579216829678E-5,5.6039767112903422E-5,1.4309125115569565E-2]
[2004,8,28,3,5.298432907945151E-3,5.1740559902289374E-3,5.9213924000000174E-4,2.6057607001302545E-3,6.3703860000000395E-5,5.6039767112903422E-5,1.3790132465417248E-2,null,5.4704835529643279E-3,5.0033827833878084E-3,2.8979081905756656E-4,1.7813267552944643E-3,5.5707579216829678E-5,5.6039767112903422E-5,1.2600691489920995E-2]
[2004,8,28,4,5.1473301705250094E-3,5.1238488530314253E-3,5.9213924000000174E-4,2.4837546076324026E-3,6.3703860000000395E-5,5.6039767112903422E-5,1.3466816498301741E-2,null,5.3144742094044127E-3,4.954831796245107E-3,2.8979081905756656E-4,1.6979220447757696E-3,5.5707579216829678E-5,5.6039767112903422E-5,1.2312726448699685E-2]
[2004,8,28,7,5.6706907792058074E-3,6.4108933716864255E-3,0,3.7262793057001018E-3,0,5.6039767112903422E-5,1.5863903223705237E-2,null,5.8548293770171803E-3,6.1994214176664918E-3,0,2.5473256330145245E-3,0,5.6039767112903422E-5,1.4601576427698196E-2]
[2004,8,28,13,8.0779662267089526E-3,7.945928427390312E-3,0,5.0284552704596107E-3,0,5.6039767112903422E-5,2.1108389691671777E-2,null,8.3402738417896922E-3,7.683821274202589E-3,0,3.4375074850976971E-3,0,5.6039767112903422E-5,1.9461602601089978E-2]
[2004,8,28,15,7.7457148299582617E-3,7.8319246078341342E-3,0,4.6606128609445602E-3,0,5.6039767112903422E-5,2.0294292065849859E-2,null,7.9972335819708737E-3,7.5735780242097359E-3,0,3.1860463567721419E-3,0,5.6039767112903422E-5,1.8756857962952751E-2]
[2004,8,28,18,8.3290030678861461E-3,7.0703237049361328E-3,0,4.1328888744238462E-3,0,5.6039767112903422E-5,1.9588255414359029E-2,null,8.5994623480343708E-3,6.8370995530511996E-3,0,2.8252884189641871E-3,0,5.6039767112903422E-5,1.8261850320049757E-2]
[2004,8,28,22,8.182268888535852E-3,5.5671211200149975E-3,5.9213924000000174E-4,3.7786207996649448E-3,6.3703860000000395E-5,5.6039767112903422E-5,1.8239893675328696E-2,null,8.4479634183055787E-3,5.3834821303673621E-3,2.8979081905756656E-4,2.5831068555983933E-3,5.5707579216829678E-5,5.6039767112903422E-5,1.676005080254573E-2]
[2004,8,29,1,6.1234159808385338E-3,4.840638319689821E-3,5.9213924000000174E-4,2.552041576963818E-3,6.3703860000000395E-5,5.6039767112903422E-5,1.4227978744605078E-2,null,6.3222554655556458E-3,4.6809633438604703E-3,2.8979081905756656E-4,1.7446037701935881E-3,5.5707579216829678E-5,5.6039767112903422E-5,1.30933209778841E-2]
[2004,8,29,4,5.2838151160932607E-3,4.6288995315883286E-3,5.9213924000000174E-4,2.6064761911450255E-3,6.3703860000000395E-5,5.6039767112903422E-5,1.3231073705939518E-2,null,5.4553910923640413E-3,4.4762090449191605E-3,2.8979081905756656E-4,1.7818158728437929E-3,5.5707579216829678E-5,5.6039767112903422E-5,1.205891440840139E-2]
[2004,8,29,5,5.1624293753337108E-3,4.6199669875326812E-3,5.9213924000000174E-4,2.3402929661274275E-3,6.3703860000000395E-5,5.6039767112903422E-5,1.2834572196106724E-2,null,5.3300637153968324E-3,4.467571152862275E-3,2.8979081905756656E-4,1.5998500843081409E-3,5.5707579216829678E-5,5.6039767112903422E-5,1.1742983350841642E-2]
[2004,8,29,10,7.1504943861845031E-3,7.3298719122938073E-3,0,4.6237582513945202E-3,0,5.6039767112903422E-5,1.916016431698573E-2,null,7.3826851476272411E-3,7.0880862131501559E-3,0,3.1608521391894855E-3,0,5.6039767112903422E-5,1.7631623499966883E-2]
[2004,8,29,13,7.9917892304182409E-3,7.6049842840413603E-3,0,4.3773930592906863E-3,0,5.6039767112903422E-5,2.003020634086319E-2,null,8.2512985071874021E-3,7.3541236327100065E-3,0,2.9924341765400824E-3,0,5.6039767112903422E-5,1.859785631643749E-2]
[2004,8,29,16,8.9329782318225415E-3,7.4839811504542886E-3,0,4.1525861700592581E-3,0,5.6039767112903422E-5,2.062558531944899E-2,null,9.2230497857007966E-3,7.2371119504883877E-3,0,2.8387537075152619E-3,0,5.6039767112903422E-5,1.9298915443704445E-2]
[2004,8,29,19,9.5720858525120325E-3,6.2022922104167134E-3,0,3.0889995727253782E-3,0,5.6039767112903422E-5,1.8919417402767025E-2,null,9.8829105008026771E-3,5.9977012467091993E-3,0,2.1116741785666771E-3,0,5.6039767112903422E-5,1.7992285926078551E-2]
[2004,8,29,23,7.7988693263224352E-3,5.8905120295117616E-3,5.9213924000000174E-4,2.69475110766815E-3,6.3703860000000395E-5,5.6039767112903422E-5,1.709601533061525E-2,null,8.0521141104551129E-3,5.6962055550724439E-3,2.8979081905756656E-4,1.8421615794223618E-3,5.5707579216829678E-5,5.6039767112903422E-5,1.5935979643224314E-2]
[2004,8,30,2,6.3937114122298092E-3,5.7904520030574828E-3,5.9213924000000174E-4,2.5955466064104633E-3,6.3703860000000395E-5,5.6039767112903422E-5,1.5491592888810661E-2,null,6.6013279267073382E-3,5.5994461433822515E-3,2.8979081905756656E-4,1.7743442881695132E-3,5.5707579216829678E-5,5.6039767112903422E-5,1.4320616756533499E-2]
[2004,8,30,3,5.7487180885378254E-3,5.7833518916499014E-3,5.9213924000000174E-4,2.9794669708030443E-3,6.3703860000000395E-5,5.6039767112903422E-5,1.5223419818103675E-2,null,5.935390388131013E-3,5.5925802387140544E-3,2.8979081905756656E-4,2.0367964837839144E-3,5.5707579216829678E-5,5.6039767112903422E-5,1.3910265508903378E-2]
[2004,8,30,7,6.937471605048256E-3,8.4269670184111793E-3,0,4.4733903313779145E-3,0,5.6039767112903422E-5,1.9893868721950252E-2,null,7.1627450934906483E-3,8.1489921592885154E-3,0,3.0580589705573205E-3,0,5.6039767112903422E-5,1.8369796223336485E-2]
[2004,8,30,10,8.3538160989470155E-3,1.0873812610179447E-2,0,7.6345508828387443E-3,0,5.6039767112903422E-5,2.6918219359078108E-2,null,8.6250811075196769E-3,1.0515125253051193E-2,0,5.2190631900994678E-3,0,5.6039767112903422E-5,2.4359269550670339E-2]
[2004,8,30,14,9.1226852323181389E-3,1.1307490111574288E-2,0,8.0538633634194574E-3,0,5.6039767112903422E-5,2.8540078474424788E-2,null,9.4189169494686281E-3,1.093449731785283E-2,0,5.5057098267035027E-3,0,5.6039767112903422E-5,2.5859124094024959E-2]
[2004,8,30,17,1.0640455053001621E-2,1.0012682191741991E-2,0,7.9998338292146601E-3,0,5.6039767112903422E-5,2.8709010841071171E-2,null,1.0985971772185004E-2,{"$f":"F5827*W$5","v":9.6824003815001083E-3},{"$f":"G5827*X$5","v":0},{"$f":"H5827*Y$5","v":5.4687746411930718E-3},{"$f":"I5827*Z$5","v":0},{"$f":"J5827","v":5.6039767112903422E-5},2.6137146794878184E-2]
[2004,8,30,20,1.1070215705173915E-2,8.6858908338452272E-3,5.9213924000000174E-4,5.4583798986602332E-3,6.3703860000000395E-5,5.6039767112903422E-5,2.5926369304792279E-2,null,1.1429687606709279E-2,8.3993750238725677E-3,2.8979081905756656E-4,3.7314087028632089E-3,5.5707579216829678E-5,5.6039767112903422E-5,2.3905969731719448E-2]
[2004,8,30,24,7.6832636610208718E-3,6.9686408641390328E-3,5.9213924000000174E-4,3.0481604412928268E-3,6.3703860000000395E-5,5.6039767112903422E-5,1.8411947833565635E-2,null,7.9327544994815796E-3,6.7387708577353878E-3,2.8979081905756656E-4,2.0837560978771669E-3,5.5707579216829678E-5,5.6039767112903422E-5,1.7100779853368529E-2]
[2004,8,31,4,4.9624228973075956E-3,5.8972555240932659E-3,5.9213924000000174E-4,2.8730417763969916E-3,6.3703860000000395E-5,5.6039767112903422E-5,1.4444603064910758E-2,null,5.1235626295970099E-3,5.7027266064009728E-3,2.8979081905756656E-4,1.9640430470529665E-3,5.5707579216829678E-5,5.6039767112903422E-5,1.3135830681325344E-2]
[2004,8,31,5,4.9577507523992674E-3,6.2222784750340905E-3,5.9213924000000174E-4,3.2516156236257407E-3,6.3703860000000395E-5,5.6039767112903422E-5,1.5143527718172003E-2,null,5.1187387708595041E-3,6.0170282374645495E-3,2.8979081905756656E-4,2.2228403045638427E-3,5.5707579216829678E-5,5.6039767112903422E-5,1.3704105711162293E-2]
[2004,8,31,8,6.4426402208545772E-3,9.7625937529754892E-3,0,5.9434438813455977E-3,0,5.6039767112903422E-5,2.2204717622288563E-2,null,6.6518455509744232E-3,9.4405614467820316E-3,0,4.0630037915234752E-3,0,5.6039767112903422E-5,2.0155410789279928E-2]
[2004,8,31,11,7.2407060511988858E-3,1.0973529235085188E-2,0,7.7147994005075477E-3,0,5.6039767112903422E-5,2.5985074453904525E-2,null,7.4758261646639367E-3,1.0611552590755524E-2,0,5.2739219618926775E-3,0,5.6039767112903422E-5,2.3361300717312138E-2]
[2004,8,31,15,7.4500379071424311E-3,1.0624776807844006E-2,0,7.4117410339429252E-3,0,5.6039767112903422E-5,2.5542595516042262E-2,null,7.691955441932595E-3,1.0274304232133484E-2,0,5.0667479198747692E-3,0,5.6039767112903422E-5,2.3033007593940849E-2]
[2004,8,31,18,8.5212811770850553E-3,9.1521851874722948E-3,0,6.377209502170916E-3,0,5.6039767112903422E-5,2.4106715633841168E-2,null,8.797984109514153E-3,8.8502880300971847E-3,0,4.3595307542121176E-3,0,5.6039767112903422E-5,2.2007802893823453E-2]
[2004,8,31,21,8.6244885016773555E-3,7.9183117209710684E-3,5.9213924000000174E-4,5.5723844063276908E-3,6.3703860000000395E-5,5.6039767112903422E-5,2.2827067496089017E-2,null,8.9045427810188916E-3,7.657115542047223E-3,2.8979081905756656E-4,3.8093434417369909E-3,5.5707579216829678E-5,5.6039767112903422E-5,2.0716500163077502E-2]
[2004,9,1,2,5.654407415138462E-3,5.9268801175198279E-3,5.9196040000000154E-4,2.6200405874408565E-3,6.3703859999999989E-5,5.7907759350000129E-5,1.4914900139449148E-2,null,5.8380172597619507E-3,5.7313739927058833E-3,2.8970329540336609E-4,1.7910886437624628E-3,5.5707579216829326E-5,5.7907759350000129E-5,1.3705890770850491E-2]
[2004,9,1,5,5.7797295341083009E-3,6.0810478423282584E-3,5.9196040000000154E-4,3.3385246418741335E-3,6.3703859999999989E-5,5.7907759350000129E-5,1.5912874037660691E-2,null,5.9674088369619013E-3,5.8804562874311943E-3,2.8970329540336609E-4,2.2822522680163953E-3,5.5707579216829326E-5,5.7907759350000129E-5,1.4475528267029686E-2]
[2004,9,1,6,6.6798761180364759E-3,6.7963765697459638E-3,4.5388366369598807E-4,3.8583846676266027E-3,4.8844722330034628E-5,5.7907759350000129E-5,1.7895273500785066E-2,null,6.8967849691484711E-3,6.5721889331511905E-3,2.221290361694474E-4,2.6376343155062711E-3,4.2713600691142372E-5,5.7907759350000129E-5,1.6371450854666521E-2]
[2004,9,1,9,8.2554142572548485E-3,1.0049904103578845E-2,0,6.4704472469531461E-3,0,5.7907759350000129E-5,2.4833673367136839E-2,null,8.5234839624937966E-3,9.7183944784331525E-3,0,4.4232691049269782E-3,0,5.7907759350000129E-5,2.2665147545853928E-2]
[2004,9,1,12,7.3326947376018197E-3,1.0549865377162048E-2,0,7.3736905142267111E-3,0,5.7907759350000129E-5,2.5314158388340578E-2,null,7.570801906504783E-3,1.0201863855906232E-2,0,5.0407361649120195E-3,0,5.7907759350000129E-5,2.2813401927323035E-2]
[2004,9,1,18,9.4427072671403704E-3,9.3683671480941644E-3,0,6.9584964202126544E-3,0,5.7907759350000129E-5,2.5827478594797188E-2,null,9.7493307356762461E-3,9.059338937527861E-3,0,4.7569049027894016E-3,0,5.7907759350000129E-5,2.3565574575993509E-2]
[2004,9,1,20,1.0144168021649278E-2,8.667096285485695E-3,5.9196040000000154E-4,5.6460116654035867E-3,6.3703859999999989E-5,5.7907759350000129E-5,2.5170847991888557E-2,null,1.0473569314754362E-2,8.38120043900893E-3,2.8970329540336609E-4,3.8596758481257796E-3,5.5707579216829326E-5,5.7907759350000129E-5,2.3059856476509266E-2]
[2004,9,1,24,6.5845292453618086E-3,6.4236815261083631E-3,5.9196040000000154E-4,2.79300345421255E-3,6.3703859999999989E-5,5.7907759350000129E-5,1.6514786245032723E-2,null,6.7983419940546071E-3,6.2117877375878179E-3,2.8970329540336609E-4,1.9093279672112537E-3,5.5707579216829326E-5,5.7907759350000129E-5,1.5264868573473875E-2]
[2004,9,2,3,5.2038110990727127E-3,5.7380119022088652E-3,5.9196040000000154E-4,2.3913871255622919E-3,6.3703859999999989E-5,5.7907759350000129E-5,1.4046782146193872E-2,null,5.3727891859351234E-3,5.5487358499025155E-3,2.8970329540336609E-4,1.6347786152496259E-3,5.5707579216829326E-5,5.7907759350000129E-5,1.290171452570746E-2]
[2004,9,2,6,6.2666754151546582E-3,6.8519310767920991E-3,4.6374966996801451E-4,3.6363300119218287E-3,4.9906453287565387E-5,5.7907759350000129E-5,1.7326500386474167E-2,null,6.4701668183743547E-3,6.6259108999445829E-3,2.2695742423303465E-4,2.4858353036765041E-3,4.3642060307617807E-5,5.7907759350000129E-5,1.585251250653609E-2]
[2004,9,2,7,7.5948263425380507E-3,8.4744705279434819E-3,0,5.3004601698950007E-3,0,5.7907759350000129E-5,2.1427664799726531E-2,null,7.8414454455341225E-3,8.1949287015666179E-3,0,3.6234530344765102E-3,0,5.7907759350000129E-5,1.9659827181577251E-2]
[2004,9,2,11,7.1610161924293911E-3,1.0849377316947321E-2,0,7.1673682052355268E-3,0,5.7907759350000129E-5,2.523566947396224E-2,null,7.3935486178287463E-3,1.0491495990883266E-2,0,4.8996919588182837E-3,0,5.7907759350000129E-5,2.2784736567530297E-2]
[2004,9,2,14,6.9410555591412565E-3,1.0559128643333157E-2,0,6.099779343922352E-3,0,5.7907759350000129E-5,2.3657871305746765E-2,null,7.1664454256947117E-3,1.0210821560764081E-2,0,4.1698764380697943E-3,0,5.7907759350000129E-5,2.1547143424528587E-2]
[2004,9,2,18,8.9332508253352691E-3,9.4196122122463116E-3,0,6.5958224169370468E-3,0,5.7907759350000129E-5,2.5006593213868628E-2,null,9.2233312308665528E-3,9.1088936142064009E-3,0,4.5089769539749551E-3,0,5.7907759350000129E-5,2.284120179904791E-2]
[2004,9,2,21,9.3161566816023014E-3,7.8594124598839257E-3,5.9196040000000154E-4,4.3806525863034429E-3,6.3703859999999989E-5,5.7907759350000129E-5,2.2269793747139669E-2,null,9.6186708011575129E-3,7.6001591524306059E-3,2.8970329540336609E-4,2.9946624251575159E-3,5.5707579216829326E-5,5.7907759350000129E-5,2.0558903253365832E-2]
[2004,9,3,1,5.7063972060380549E-3,6.0939338081100226E-3,5.9196040000000154E-4,2.0071475764754276E-3,6.3703859999999989E-5,5.7907759350000129E-5,1.4521050609973506E-2,null,5.8916952624807912E-3,5.8929171922728818E-3,2.8970329540336609E-4,1.3721082214577102E-3,5.5707579216829326E-5,5.7907759350000129E-5,1.3502131550831577E-2]
[2004,9,3,4,5.1244536171629685E-3,5.7694910430274686E-3,5.9196040000000154E-4,2.4353331460261005E-3,6.3703859999999989E-5,5.7907759350000129E-5,1.4042849825566538E-2,null,5.2908548088967848E-3,5.5791766088554686E-3,2.8970329540336609E-4,1.66482059954887E-3,5.5707579216829326E-5,5.7907759350000129E-5,1.2880262891921318E-2]
[2004,9,3,8,7.4285946950080547E-3,9.5438155412968205E-3,0,5.2294587037123516E-3,0,5.7907759350000129E-5,2.2259776699367226E-2,null,7.6698159260904812E-3,9.2289999291330915E-3,0,3.5749156490711789E-3,0,5.7907759350000129E-5,2.0473731504294754E-2]
[2004,9,3,9,7.795120454475747E-3,1.0181934102681377E-2,0,6.0283406917003395E-3,0,5.7907759350000129E-5,2.4063303008207464E-2,null,8.0482435052901917E-3,9.8460692901568437E-3,0,4.1210401874659354E-3,0,5.7907759350000129E-5,2.2015352982912972E-2]
[2004,9,3,12,6.9017228460795683E-3,1.0769053364112933E-2,0,6.5749296205090254E-3,0,5.7907759350000129E-5,2.4303613590051527E-2,null,7.1258355012820086E-3,1.0413821631838023E-2,0,4.4946944078960707E-3,0,5.7907759350000129E-5,2.2034351541016104E-2]
[2004,9,3,16,7.12892946825394E-3,9.9080352393006756E-3,0,6.3509755029687465E-3,0,5.7907759350000129E-5,2.3445847969873358E-2,null,7.3604199739598971E-3,9.58120534975564E-3,0,4.3415969030051122E-3,0,5.7907759350000129E-5,2.1283222226720647E-2]
[2004,9,3,19,8.149638400808604E-3,8.8265475831907601E-3,5.9196040000000159E-5,5.3820519833326086E-3,6.3703860000000001E-6,5.7907759350000129E-5,2.2481712152681976E-2,null,8.4142733538018957E-3,8.5353920208613449E-3,2.897032954033661E-5,3.6792300980733861E-3,5.5707579216829333E-6,5.7907759350000129E-5,2.0663436560198645E-2]
[2004,9,3,22,8.1777277655066486E-3,6.6329701942006315E-3,5.9196040000000154E-4,2.7561426016634483E-3,6.3703859999999989E-5,5.7907759350000129E-5,1.8280412580720728E-2,null,8.443274835987967E-3,6.4141727370289796E-3,2.8970329540336609E-4,1.8841294818455804E-3,5.5707579216829326E-5,5.7907759350000129E-5,1.7086987929482721E-2]
[2004,9,4,2,5.4515405491577284E-3,5.3376843977612559E-3,5.9196040000000154E-4,2.1563238705236596E-3,6.3703859999999989E-5,5.7907759350000129E-5,1.3659120836792646E-2,null,5.6285629035267562E-3,5.1616136874728146E-3,2.8970329540336609E-4,1.4740867814346515E-3,5.5707579216829326E-5,5.7907759350000129E-5,1.2609674247054416E-2]
[2004,9,4,5,5.2588842475267501E-3,5.3936440642210828E-3,5.9196040000000154E-4,2.5271083698213564E-3,6.3703859999999989E-5,5.7907759350000129E-5,1.3893208700919191E-2,null,5.4296506689551311E-3,5.2157274489508451E-3,2.8970329540336609E-4,1.7275591547859085E-3,5.5707579216829326E-5,5.7907759350000129E-5,1.271834814731208E-2]
[2004,9,4,9,6.8178186897530245E-3,7.8158536336150469E-3,0,4.8609534163335157E-3,0,5.7907759350000129E-5,1.9552533499051585E-2,null,7.0392068102738759E-3,7.5580371727245752E-3,0,3.3230013701266146E-3,0,5.7907759350000129E-5,1.7920245353125065E-2]
[2004,9,4,10,7.4363314148419924E-3,8.0724855145261377E-3,0,5.062533024707082E-3,0,5.7907759350000129E-5,2.0629257713425209E-2,null,7.6778038725910363E-3,7.8062037053333901E-3,0,3.4608034137677151E-3,0,5.7907759350000129E-5,1.8944810991692141E-2]
[2004,9,4,13,7.4342360663632546E-3,7.885263441552973E-3,0,4.2940609632395642E-3,0,5.7907759350000129E-5,1.9671468230505789E-2,null,7.6756404839835339E-3,7.6251574046452796E-3,0,2.9354674365538618E-3,0,5.7907759350000129E-5,1.8236265325182677E-2]
[2004,9,4,17,7.5407287472990031E-3,7.6664701241229462E-3,0,4.8737007601417255E-3,0,5.7907759350000129E-5,2.0138807390913675E-2,null,7.7855911938805146E-3,7.4135812795285382E-3,0,3.3317155949529258E-3,0,5.7907759350000129E-5,1.8530888068361978E-2]
[2004,9,4,20,8.4005050212996226E-3,6.515581486445393E-3,5.9196040000000154E-4,3.7089591939473187E-3,6.3703859999999989E-5,5.7907759350000129E-5,1.9338617721042332E-2,null,8.6732861119564741E-3,6.300656253934115E-3,2.8970329540336609E-4,2.5354854135851731E-3,5.5707579216829326E-5,5.7907759350000129E-5,1.7854838654095956E-2]
[2004,9,4,22,7.8894604683337408E-3,5.5815890964452577E-3,5.9196040000000154E-4,2.9030409413125496E-3,6.3703859999999989E-5,5.7907759350000129E-5,1.7087662525441548E-2,null,8.1456469268608792E-3,5.3974728611051685E-3,2.8970329540336609E-4,1.9845508070701866E-3,5.5707579216829326E-5,5.7907759350000129E-5,1.5873081469656429E-2]
[2004,9,5,4,5.0975743262825744E-3,4.6606715808846068E-3,5.9196040000000154E-4,2.012524689650296E-3,6.3703859999999989E-5,5.7907759350000129E-5,1.2484342616167479E-2,null,5.2631026940297559E-3,4.5069330503690738E-3,2.8970329540336609E-4,1.375784075331844E-3,5.5707579216829326E-5,5.7907759350000129E-5,1.149123069435087E-2]
[2004,9,5,7,5.8009186451857108E-3,5.5298752409824953E-3,0,2.4191202551472829E-3,0,5.7907759350000129E-5,1.380782190066549E-2,null,5.9892860005808053E-3,5.3474648568289053E-3,0,1.6537372885212442E-3,0,5.7907759350000129E-5,1.2990488145930955E-2]
[2004,9,5,10,6.9662667362681008E-3,7.1895189435926179E-3,0,3.8446879983042776E-3,0,5.7907759350000129E-5,1.8058381437514995E-2,null,7.1924752598399103E-3,6.9523629761919434E-3,0,2.6282711212877617E-3,0,5.7907759350000129E-5,1.6773109357319616E-2]
[2004,9,5,11,7.2420918332004808E-3,7.4966808721813778E-3,0,4.0888747812256035E-3,0,5.7907759350000129E-5,1.8885555245957461E-2,null,7.4772569457608063E-3,7.2493927547864342E-3,0,2.795199899392864E-3,0,5.7907759350000129E-5,1.7521849599940104E-2]
[2004,9,5,14,7.378425123040197E-3,7.4524392584178808E-3,0,3.6275517508888365E-3,0,5.7907759350000129E-5,1.8516323891696912E-2,null,7.618017248429039E-3,7.2066105102510823E-3,0,2.4798343876130122E-3,0,5.7907759350000129E-5,1.7304462146293133E-2]
[2004,9,5,19,9.1719042261958258E-3,6.6207186896440626E-3,9.8660066863987052E-5,3.9491257314344533E-3,1.0617310021234618E-5,5.7907759350000129E-5,1.9908933783509563E-2,null,9.4697341818804209E-3,6.4023253648542878E-3,4.8283882663795439E-5,2.6996659075694744E-3,9.2845965547074131E-6,5.7907759350000129E-5,1.8629293933522684E-2]
[2004,9,5,22,8.585233785981989E-3,5.6883275153729309E-3,5.9196040000000154E-4,1.8896260155484446E-3,6.3703859999999989E-5,5.7907759350000129E-5,1.6876759336253367E-2,null,8.8640133867019834E-3,5.5006903694965158E-3,2.8970329540336609E-4,1.2917691861837732E-3,5.5707579216829326E-5,5.7907759350000129E-5,1.6001883817002467E-2]
[2004,9,6,1,5.7192034345057525E-3,4.8689266942853688E-3,5.9196040000000154E-4,2.0509488143480347E-3,6.3703859999999989E-5,5.7907759350000129E-5,1.3352650962489157E-2,null,5.9049173346340487E-3,4.7083185883125362E-3,2.8970329540336609E-4,1.4020512307807043E-3,5.5707579216829326E-5,5.7907759350000129E-5,1.2360698028347486E-2]
[2004,9,6,5,5.140743235606462E-3,4.743053233504109E-3,5.9196040000000154E-4,2.0685590431505467E-3,6.3703859999999989E-5,5.7907759350000129E-5,1.2665927531611118E-2,null,5.307673383620184E-3,4.5865972332000777E-3,2.8970329540336609E-4,1.4140897774251463E-3,5.5707579216829326E-5,5.7907759350000129E-5,1.1653771268865604E-2]
[2004,9,6,8,6.3036764025676366E-3,6.277495972996189E-3,0,3.3167418256631518E-3,0,5.7907759350000129E-5,1.5955821960576974E-2,null,6.5083693013731703E-3,6.0704243118725283E-3,0,2.2673612945972536E-3,0,5.7907759350000129E-5,1.4846154907842952E-2]
[2004,9,6,9,6.689808329039414E-3,6.8832691953834802E-3,0,3.8662778200236544E-3,0,5.7907759350000129E-5,1.7497263103796547E-2,null,6.9070396987789377E-3,6.6562152884784504E-3,0,2.6430301615437764E-3,0,5.7907759350000129E-5,1.6206285148801163E-2]
[2004,9,6,12,7.4615429077108239E-3,7.4123063848282669E-3,0,3.9735817710145477E-3,0,5.7907759350000129E-5,1.8905338822903638E-2,null,7.7038340327309912E-3,7.1678014735600693E-3,0,2.7163843259685179E-3,0,5.7907759350000129E-5,1.7588019832259577E-2]
[2004,9,6,16,7.9304410067274605E-3,7.307205385163466E-3,0,3.8434698579432906E-3,0,5.7907759350000129E-5,1.9139024009184217E-2,null,8.1879581847685325E-3,7.0661673719514305E-3,0,2.6274383871013026E-3,0,5.7907759350000129E-5,1.7881563943821264E-2]
[2004,9,6,20,9.3724572055266502E-3,6.4422809350411668E-3,5.9196040000000154E-4,3.6772222437335285E-3,6.3703859999999989E-5,5.7907759350000129E-5,2.0205532403651343E-2,null,9.6767995149682675E-3,6.2297736199615917E-3,2.8970329540336609E-4,2.5137896843708801E-3,5.5707579216829326E-5,5.7907759350000129E-5,1.8765773693920934E-2]
[2004,9,6,23,7.0620093744313099E-3,5.6307901788885586E-3,5.9196040000000154E-4,1.7425020547914922E-3,6.3703859999999989E-5,5.7907759350000129E-5,1.5148873627461363E-2,null,7.2913268517141522E-3,5.4450509795649889E-3,2.8970329540336609E-4,1.191193623881313E-3,5.5707579216829326E-5,5.7907759350000129E-5,1.4272982329780649E-2]
[2004,9,7,2,5.3902804964895005E-3,5.9542422083108193E-3,5.9196040000000154E-4,2.0863268405485343E-3,6.3703859999999989E-5,5.7907759350000129E-5,1.4144421564698856E-2,null,5.5653136152187463E-3,5.757833508072489E-3,2.8970329540336609E-4,1.4262360396993853E-3,5.5707579216829326E-5,5.7907759350000129E-5,1.3094794037610815E-2]
[2004,9,7,6,5.9062722042005893E-3,6.9665048307556328E-3,5.1307970369598814E-4,3.4718552133447531E-3,5.5215108330034612E-5,5.7907759350000129E-5,1.6970834819676997E-2,null,6.0980605990046E-3,6.7367052842906032E-3,2.5109936570978398E-4,2.3733985172661605E-3,4.8284358612825288E-5,5.7907759350000129E-5,1.5507548124883974E-2]
[2004,9,7,9,7.4891690644841059E-3,1.0225932324726354E-2,0,5.7777993378505792E-3,0,5.7907759350000129E-5,2.3550808486411039E-2,null,7.7323572657105452E-3,9.8886161715773836E-3,0,3.9497673545853236E-3,0,5.7907759350000129E-5,2.1570740791873252E-2]
[2004,9,7,13,6.5622021018043606E-3,1.0758141781675248E-2,0,5.9798127619669567E-3,0,5.7907759350000129E-5,2.3358064404796562E-2,null,6.7752898437796567E-3,1.0403269982646107E-2,0,4.0878659594530548E-3,0,5.7907759350000129E-5,2.1266425785878819E-2]
[2004,9,7,14,6.6636003826495583E-3,1.0726038375383645E-2,0,5.7246934580443007E-3,0,5.7907759350000129E-5,2.3172239975427503E-2,null,6.8799807282920811E-3,1.0372225550457732E-2,0,3.9134635894093241E-3,0,5.7907759350000129E-5,2.116566986815914E-2]
[2004,9,7,17,7.4768042074258951E-3,9.9147111892773747E-3,0,6.6909822898288413E-3,0,5.7907759350000129E-5,2.4140405445882109E-2,null,7.7195908971734884E-3,{"$f":"F6019*W$5","v":9.5876610845291432E-3},{"$f":"G6019*X$5","v":0},{"$f":"H6019*Y$5","v":4.574029292665956E-3},{"$f":"I6019*Z$5","v":0},{"$f":"J6019","v":5.7907759350000129E-5},2.1881281274368586E-2]
[2004,9,7,21,8.8697473462590239E-3,8.0021249197395842E-3,5.9196040000000154E-4,4.2272107205561594E-3,6.3703859999999989E-5,5.7907759350000129E-5,2.1812655005904766E-2,null,9.1577656676371522E-3,7.7381640495490711E-3,2.8970329540336609E-4,2.8897678733192469E-3,5.5707579216829326E-5,5.7907759350000129E-5,2.0131108465125669E-2]
[2004,9,7,24,6.258017067262308E-3,6.4475095458987487E-3,5.9196040000000154E-4,2.2425625413699714E-3,6.3703859999999989E-5,5.7907759350000129E-5,1.5661661173881028E-2,null,6.4612273167209654E-3,6.2348297580465421E-3,2.8970329540336609E-4,1.5330404880094298E-3,5.5707579216829326E-5,5.7907759350000129E-5,1.4574508437397132E-2]
[2004,9,8,4,5.0444061386400044E-3,5.9560390026340317E-3,5.9196040000000154E-4,2.7163607066629375E-3,6.3703859999999989E-5,5.7907759350000129E-5,1.4430377867286974E-2,null,5.2082080296841048E-3,5.7595710327144776E-3,2.8970329540336609E-4,1.8569341396419841E-3,5.5707579216829326E-5,5.7907759350000129E-5,1.3170124076660763E-2]
[2004,9,8,6,5.7570743280194372E-3,7.1440160475841636E-3,5.3281171683200142E-4,3.9748023048170938E-3,5.7338570308800001E-5,5.7907759350000129E-5,1.7523950726911496E-2,null,5.9440179713132479E-3,6.9083610545055659E-3,2.6075614212666174E-4,2.7172186963380258E-3,5.0141277901483746E-5,5.7907759350000129E-5,1.5880495142184984E-2]
[2004,9,8,11,6.8390218494936827E-3,1.1338111860570115E-2,0,7.2882089818521473E-3,0,5.7907759350000129E-5,2.5523250451265942E-2,null,7.0610984787440401E-3,1.0964108967207278E-2,0,4.982300046547517E-3,0,5.7907759350000129E-5,2.3007507492498837E-2]
[2004,9,8,12,6.7034896514138612E-3,1.1179541619735625E-2,0,6.8479566012348966E-3,0,5.7907759350000129E-5,2.4788895631734382E-2,null,6.9211652808769926E-3,1.0810769379377685E-2,0,4.6813386633182781E-3,0,5.7907759350000129E-5,2.2413273323572958E-2]
[2004,9,8,15,6.3378065199681203E-3,1.1052606435530807E-2,0,6.2791064638009477E-3,0,5.7907759350000129E-5,2.3727427178649875E-2,null,6.5436076915054891E-3,1.0688021323219049E-2,0,4.292466435138087E-3,0,5.7907759350000129E-5,2.1524095449862626E-2]
[2004,9,8,18,8.3184206451209323E-3,1.0013664106773951E-2,0,6.9015701262074222E-3,0,5.7907759350000129E-5,2.5291562637452306E-2,null,8.5885362929736739E-3,9.6833499067419965E-3,0,4.7179894603290836E-3,0,5.7907759350000129E-5,2.2989875660044751E-2]
[2004,9,8,22,8.122969828775509E-3,7.5060405970967595E-3,5.9196040000000154E-4,3.7993206984735244E-3,6.3703859999999989E-5,5.7907759350000129E-5,2.0141903143695791E-2,null,8.3867388002418549E-3,7.2584437365669375E-3,2.8970329540336609E-4,2.5972575347370293E-3,5.5707579216829326E-5,5.7907759350000129E-5,1.8587850946166017E-2]
[2004,9,9,1,5.7236552563710583E-3,6.0409214132072422E-3,5.9196040000000154E-4,2.1022119939472189E-3,6.3703859999999989E-5,5.7907759350000129E-5,1.4580360682875522E-2,null,5.909513716001521E-3,5.8416534826293007E-3,2.8970329540336609E-4,1.4370953057707553E-3,5.5707579216829326E-5,5.7907759350000129E-5,1.3533673379021772E-2]
[2004,9,9,3,5.0365987961619495E-3,5.811732130062159E-3,5.9196040000000154E-4,2.2687715902148888E-3,6.3703859999999989E-5,5.7907759350000129E-5,1.3830674535788998E-2,null,5.2001471672818433E-3,5.6200243167310853E-3,2.8970329540336609E-4,1.5509572828770234E-3,5.5707579216829326E-5,5.7907759350000129E-5,1.2716539641510146E-2]
[2004,9,9,9,7.3873555006528377E-3,1.0322915135908996E-2,0,5.9062758036678865E-3,0,5.7907759350000129E-5,2.3674454199579722E-2,null,7.6272376131482859E-3,9.9823998740870105E-3,0,4.0375952836712919E-3,0,5.7907759350000129E-5,2.1647232770906591E-2]
[2004,9,9,12,6.6504144403592095E-3,1.097516217242457E-2,0,6.4490283004871012E-3,0,5.7907759350000129E-5,2.4132512672620881E-2,null,6.8663666122538228E-3,1.0613131663457025E-2,0,4.4086268768788392E-3,0,5.7907759350000129E-5,2.1888125152589685E-2]
[2004,9,9,13,6.4872422098324342E-3,1.1005788529614704E-2,0,5.9297594829606877E-3,0,5.7907759350000129E-5,2.3480697981757826E-2,null,6.6978958551628534E-3,1.0642747768998284E-2,0,4.0536489858531274E-3,0,5.7907759350000129E-5,2.1394292610014267E-2]
[2004,9,9,16,6.7875727278004592E-3,1.0696236518277075E-2,0,6.3110918570742332E-3,0,5.7907759350000129E-5,2.3852808862501768E-2,null,7.0079787018350612E-3,1.0343406747754092E-2,0,4.3143320027680962E-3,0,5.7907759350000129E-5,2.166571745235725E-2]
[2004,9,9,19,8.7696781549164056E-3,9.6645473953746088E-3,1.6772211313601366E-4,6.5143012900747751E-3,1.804942697876538E-5,5.7907759350000129E-5,2.5192206139830562E-2,null,9.0544470308044859E-3,9.345749280365483E-3,8.2082600267719297E-5,4.4532482125006281E-3,1.5783814092865783E-5,5.7907759350000129E-5,2.295131093803118E-2]
[2004,9,9,24,6.2424354293095846E-3,6.4617537184271804E-3,5.9196040000000154E-4,2.3261267818712617E-3,6.3703859999999989E-5,5.7907759350000129E-5,1.5743887948958025E-2,null,6.4451397120216967E-3,6.2486040673557092E-3,2.8970329540336609E-4,1.5901659245022624E-3,5.5707579216829326E-5,5.7907759350000129E-5,1.4629320578499864E-2]
[2004,9,10,3,5.7065304631732693E-3,6.1248897573091248E-3,5.9196040000000154E-4,2.656846563660803E-3,6.3703859999999989E-5,5.7907759350000129E-5,1.52018388034932E-2,null,5.8918328467399816E-3,5.9228520177866967E-3,2.8970329540336609E-4,1.8162496150642576E-3,5.5707579216829326E-5,5.7907759350000129E-5,1.397634535421113E-2]
[2004,9,10,7,7.8581119954502388E-3,9.1614997440183643E-3,0,5.7594853175660585E-3,0,5.7907759350000129E-5,2.2837004816384659E-2,null,8.1132805067704056E-3,8.8592953334478853E-3,0,3.9372476883211913E-3,0,5.7907759350000129E-5,2.0909823528539484E-2]
[2004,9,10,10,8.2979993144906092E-3,1.129488515713534E-2,0,7.2698072258236945E-3,0,5.7907759350000129E-5,2.6920599456799647E-2,null,{"$f":"E6084*V$5","v":8.5674518411586274E-3},1.0922308154816264E-2,0,4.9697204031611359E-3,0,5.7907759350000129E-5,{"$f":"SUM(M6084:Q6084)","v":2.4459480399136029E-2}]
[2004,9,10,13,8.46382942710594E-3,1.1331059371192762E-2,0,6.3260551114968974E-3,0,5.7907759350000129E-5,2.61788516691456E-2,null,8.7386667870510363E-3,1.095728911369249E-2,0,4.3245610485312157E-3,0,5.7907759350000129E-5,2.4020516949274741E-2]
[2004,9,10,14,8.1728887849915558E-3,1.1299948142031398E-2,0,6.4176709405801141E-3,0,5.7907759350000129E-5,2.5948415626953065E-2,null,8.4382787241600275E-3,1.0927204130335147E-2,0,4.3871906397850331E-3,0,5.7907759350000129E-5,2.3752673494280205E-2]
[2004,9,10,17,9.2696208256357378E-3,9.9000860059023366E-3,0,6.0533872502267182E-3,0,5.7907759350000129E-5,2.5281001841114793E-2,null,9.5706238334764722E-3,9.5735183325294064E-3,0,4.1381622911298892E-3,0,5.7907759350000129E-5,2.3282304457135767E-2]
[2004,9,10,22,9.7173882197912776E-3,6.9682886273364089E-3,5.9196040000000154E-4,2.6746557264892873E-3,6.3703859999999989E-5,5.7907759350000129E-5,2.0073904592966974E-2,null,1.0032931124677324E-2,6.7384302399381988E-3,2.8970329540336609E-4,1.8284241552030314E-3,5.5707579216829326E-5,5.7907759350000129E-5,1.894519639443875E-2]
[2004,9,11,1,5.7500949579429054E-3,5.58706040430949E-3,5.9196040000000154E-4,2.2663791173061732E-3,6.3703859999999989E-5,5.7907759350000129E-5,1.4317106498908572E-2,null,5.9368119672216484E-3,5.4027636905090654E-3,2.8970329540336609E-4,1.5493217620084344E-3,5.5707579216829326E-5,5.7907759350000129E-5,1.3234308294359344E-2]
[2004,9,11,4,5.2002761736575052E-3,5.1992801247176005E-3,5.9196040000000154E-4,2.4197147178674737E-3,6.3703859999999989E-5,5.7907759350000129E-5,1.3532843035592582E-2,null,5.3691394744674456E-3,5.0277748658207723E-3,2.8970329540336609E-4,1.6541436697934953E-3,5.5707579216829326E-5,5.7907759350000129E-5,1.2396468884701908E-2]
[2004,9,11,8,6.2799897843828605E-3,7.4850506398911774E-3,0,4.3605032268962509E-3,0,5.7907759350000129E-5,1.8183451410520288E-2,null,6.4839135316283351E-3,7.238146161375485E-3,0,2.9808881008259376E-3,0,5.7907759350000129E-5,1.6702947793829758E-2]
[2004,9,11,11,7.687943816030442E-3,8.388963778636566E-3,0,5.0701887205171986E-3,0,5.7907759350000129E-5,2.1205004074534205E-2,null,7.937586628424231E-3,8.1122425075722728E-3,0,3.4660369318633235E-3,0,5.7907759350000129E-5,1.9515866067859829E-2]
[2004,9,11,14,7.2727365892068449E-3,7.9519822075261211E-3,0,3.9548939737628101E-3,0,5.7907759350000129E-5,1.9237520529845776E-2,null,7.5088967978887882E-3,7.689675362245533E-3,0,2.703609141646959E-3,0,5.7907759350000129E-5,1.790218130178128E-2]
[2004,9,11,16,7.4434657171868202E-3,7.7874607527047409E-3,0,4.1140628680542916E-3,0,5.7907759350000129E-5,1.9402897097295851E-2,null,7.6851698399095494E-3,7.5305808692393249E-3,0,2.8124187533652874E-3,0,5.7907759350000129E-5,1.8028169462514163E-2]
[2004,9,11,19,8.6609978663340897E-3,7.0441173232854738E-3,2.0718614000000052E-4,4.1230515662093615E-3,2.2296350999999995E-5,5.7907759350000129E-5,2.0115557006178925E-2,null,8.942237677293666E-3,6.8117576242020701E-3,1.0139615339117811E-4,2.8185635265664841E-3,1.9497652725890261E-5,5.7907759350000129E-5,1.8693452634179292E-2]
[2004,9,11,23,7.1139923152740989E-3,5.2545411866664078E-3,5.9196040000000154E-4,2.7046459545640722E-3,6.3703859999999989E-5,5.7907759350000129E-5,1.578675147585458E-2,null,7.3449977819412338E-3,5.0812130671986739E-3,2.8970329540336609E-4,1.8489258058973284E-3,5.5707579216829326E-5,5.7907759350000129E-5,1.462054752965743E-2]
[2004,9,12,2,5.6780241670537244E-3,5.1249277960056317E-3,5.9196040000000154E-4,2.2800588736140641E-3,6.3703859999999989E-5,5.7907759350000129E-5,1.3796582856023422E-2,null,5.8624008945406701E-3,4.9558751488318585E-3,2.8970329540336609E-4,1.5586733943037316E-3,5.5707579216829326E-5,5.7907759350000129E-5,1.2722360312296456E-2]
[2004,9,12,5,5.3711607215548235E-3,5.1498159619263496E-3,5.9196040000000154E-4,2.4080958132045292E-3,6.3703859999999989E-5,5.7907759350000129E-5,1.3642644516035703E-2,null,5.5455729831990997E-3,4.9799423450726764E-3,2.8970329540336609E-4,1.6462008584132008E-3,5.5707579216829326E-5,5.7907759350000129E-5,1.2517127061305172E-2]
[2004,9,12,9,7.0338071187109408E-3,7.4609555202270039E-3,0,4.2938706827823584E-3,0,5.7907759350000129E-5,1.8846541081070301E-2,null,7.2622088127099358E-3,7.2148458516921215E-3,0,2.9353373587345851E-3,0,5.7907759350000129E-5,1.7412392023136644E-2]
[2004,9,12,11,7.8382931534118731E-3,8.1070108844672698E-3,0,4.2622228888641129E-3,0,5.7907759350000129E-5,2.0265434686093257E-2,null,8.0928181075490997E-3,7.8395902094376708E-3,0,2.9137025777472908E-3,0,5.7907759350000129E-5,1.8846110894734064E-2]
[2004,9,12,16,8.7070091344504507E-3,7.9081902889308331E-3,0,3.9417970470464001E-3,0,5.7907759350000129E-5,2.0614904229777683E-2,null,8.9897430227146007E-3,7.6473279790774803E-3,0,2.6946559380888174E-3,0,5.7907759350000129E-5,1.9331726939880896E-2]
[2004,9,12,17,9.2485288606553983E-3,7.6393895830973637E-3,0,4.1368966632532858E-3,0,5.7907759350000129E-5,2.1082722866356048E-2,null,9.5488469704814484E-3,7.3873940266290525E-3,0,2.8280281876125876E-3,0,5.7907759350000129E-5,1.9764269184723088E-2]
[2004,9,12,20,9.9064361363678782E-3,7.0638267619877841E-3,5.9196040000000154E-4,4.0798217304376955E-3,6.3703859999999989E-5,5.7907759350000129E-5,2.1763656648143354E-2,null,1.0228117802761645E-2,6.8308169205180749E-3,2.8970329540336609E-4,2.7890111340220709E-3,5.5707579216829326E-5,5.7907759350000129E-5,2.0193356731921987E-2]
[2004,9,12,24,6.8049190900949259E-3,6.0545761086500715E-3,5.9196040000000154E-4,1.8868244282951622E-3,6.3703859999999989E-5,5.7907759350000129E-5,1.5459891646390162E-2,null,7.0258883349821272E-3,5.8548577595486217E-3,2.8970329540336609E-4,1.2898539902368412E-3,5.5707579216829326E-5,5.7907759350000129E-5,1.4516010959387786E-2]
[2004,9,13,3,5.1301158335654035E-3,5.7663689027872894E-3,5.9196040000000154E-4,2.8221667354902018E-3,6.3703859999999989E-5,5.7907759350000129E-5,1.4432223491192895E-2,null,5.2967008887171776E-3,5.5761574566169664E-3,2.8970329540336609E-4,1.9292643079540789E-3,5.5707579216829326E-5,5.7907759350000129E-5,1.3147533527908418E-2]
[2004,9,13,8,7.821825870371682E-3,9.5267623963687445E-3,0,5.1511481085181202E-3,0,5.7907759350000129E-5,2.2557644134608545E-2,null,8.0758160991065107E-3,9.2125093051628679E-3,0,3.5213816624562353E-3,0,5.7907759350000129E-5,2.0809707066725615E-2]
[2004,9,13,11,6.9239806350287082E-3,1.1205723133101315E-2,0,7.4313967833400836E-3,0,5.7907759350000129E-5,2.5619008310820104E-2,null,7.1488160448667046E-3,1.0836087260255726E-2,0,5.0801848069591321E-3,0,5.7907759350000129E-5,2.3065088112081564E-2]
[2004,9,13,14,6.4555916283737941E-3,1.1016342346957333E-2,0,6.5086079804460564E-3,0,5.7907759350000129E-5,2.4038449715127183E-2,null,6.6652175164314872E-3,1.0652953454458753E-2,0,4.4493562032430992E-3,0,5.7907759350000129E-5,2.1767527174133341E-2]
[2004,9,13,15,6.5153013419407017E-3,1.0762609174746831E-2,0,6.4620013433606726E-3,0,5.7907759350000129E-5,2.3797819619398204E-2,null,6.7268661230468832E-3,1.040759001273917E-2,0,4.4174953920756181E-3,0,5.7907759350000129E-5,2.1551951527861674E-2]
[2004,9,13,18,9.0215148851541561E-3,9.8659679619815394E-3,0,7.3651765548538193E-3,0,5.7907759350000129E-5,2.6310567161339515E-2,null,9.3144614000969742E-3,9.5405257182479691E-3,0,5.0349159283785321E-3,0,5.7907759350000129E-5,2.3889903046723473E-2]
[2004,9,13,21,9.0594071297021433E-3,8.4509495811629105E-3,5.9196040000000154E-4,5.1898062461363248E-3,6.3703859999999989E-5,5.7907759350000129E-5,2.3413734976351377E-2,null,9.3535840811209865E-3,8.1721836249008199E-3,2.8970329540336609E-4,3.5478087917186121E-3,5.5707579216829326E-5,5.7907759350000129E-5,2.1418987372360615E-2]
[2004,9,14,1,5.8004701430672883E-3,5.9972842941309907E-3,5.9196040000000154E-4,2.1392886765031534E-3,6.3703859999999989E-5,5.7907759350000129E-5,1.4650615133051433E-2,null,5.9888229347073805E-3,5.7994557927096169E-3,2.8970329540336609E-4,1.4624413349096338E-3,5.5707579216829326E-5,5.7907759350000129E-5,1.3596130936946825E-2]
[2004,9,14,5,5.4407057704632354E-3,6.1078329830705717E-3,5.9196040000000154E-4,2.9810576444466155E-3,6.3703859999999989E-5,5.7907759350000129E-5,1.5243168417330423E-2,null,5.6173762980383001E-3,5.9063578842236909E-3,2.8970329540336609E-4,2.037883885831268E-3,5.5707579216829326E-5,5.7907759350000129E-5,1.3907028942713454E-2]
[2004,9,14,8,7.7570267155462891E-3,9.5740822166610739E-3,0,5.43005797482537E-3,0,5.7907759350000129E-5,2.2819074666382732E-2,null,8.0089127869617544E-3,9.258268217438026E-3,0,3.7120475233481704E-3,0,5.7907759350000129E-5,2.0979228527747949E-2]
[2004,9,14,12,6.8616539093039079E-3,1.0692962470395896E-2,0,6.6362679732220476E-3,0,5.7907759350000129E-5,2.4248792112271853E-2,null,7.0844654465083935E-3,1.0340240698752765E-2,0,4.536625982352595E-3,0,5.7907759350000129E-5,2.1961332127613753E-2]
[2004,9,14,15,6.4948931345911454E-3,1.04832925574817E-2,0,6.1743569759448004E-3,0,5.7907759350000129E-5,2.3210450427367642E-2,null,6.7057952206516069E-3,1.0137487030363703E-2,0,4.2208585298871481E-3,0,5.7907759350000129E-5,2.1064140780902459E-2]
[2004,9,14,16,7.064190901797416E-3,1.0290336943109204E-2,0,6.5553052363840278E-3,0,5.7907759350000129E-5,2.3967740840640645E-2,null,7.2935792176087415E-3,9.9508963168630088E-3,0,4.4812789624577055E-3,0,5.7907759350000129E-5,2.1725754496929456E-2]
[2004,9,14,19,9.2071101835968297E-3,9.3140412561037843E-3,2.5651617313601386E-4,6.4504122898969484E-3,2.7605005978765379E-5,5.7907759350000129E-5,2.5313592668062344E-2,null,9.506083346675874E-3,9.0068050582675346E-3,1.255380945782242E-4,4.4095729873043594E-3,2.4139950975390185E-5,5.7907759350000129E-5,2.3072139437801387E-2]
[2004,9,14,22,8.343309955134149E-3,7.2751607328792227E-3,5.9196040000000154E-4,3.3710060619705777E-3,6.3703859999999989E-5,5.7907759350000129E-5,1.9703048769333948E-2,null,8.6142338083404837E-3,7.0351797556903357E-3,2.8970329540336609E-4,2.3044569250537292E-3,5.5707579216829326E-5,5.7907759350000129E-5,1.8299281363704744E-2]
[2004,9,15,3,5.1343796024863643E-3,5.7820466155028526E-3,5.9196040000000154E-4,2.2873243161078247E-3,6.3703859999999989E-5,5.7907759350000129E-5,1.3917322553447043E-2,null,5.3011031106875231E-3,5.5913180188590615E-3,2.8970329540336609E-4,1.5636401309279126E-3,5.5707579216829326E-5,5.7907759350000129E-5,1.2801472135094692E-2]
[2004,9,15,6,6.0800696457637285E-3,6.8935155062080202E-3,5.9196040000000154E-4,3.4796569107260439E-3,6.3703859999999989E-5,5.7907759350000129E-5,1.7166814082047791E-2,null,6.2775015888476048E-3,6.6661236109375726E-3,2.8970329540336609E-4,2.3787318436461731E-3,5.5707579216829326E-5,5.7907759350000129E-5,1.5667767918051547E-2]
[2004,9,15,10,7.2489087518052579E-3,1.0706349699518513E-2,0,6.524995828108328E-3,0,5.7907759350000129E-5,2.4538162038782098E-2,null,7.4842952232585568E-3,1.0353186332088751E-2,0,4.46055911665761E-3,0,5.7907759350000129E-5,2.2298040672004919E-2]
[2004,9,15,13,6.6954468349572239E-3,1.065756815404257E-2,0,6.2168816026598834E-3,0,5.7907759350000129E-5,2.3627804351009675E-2,null,6.9128612981881549E-3,1.030601391160426E-2,0,4.2499288337422567E-3,0,5.7907759350000129E-5,2.146880404353467E-2]
[2004,9,15,16,7.0879669226441462E-3,1.0268240342795889E-2,0,6.588129619245384E-3,0,5.7907759350000129E-5,2.4002244644035418E-2,null,7.3181272930976163E-3,9.9295286026774982E-3,0,4.5037180726239003E-3,0,5.7907759350000129E-5,2.1751373968399015E-2]
[2004,9,15,19,9.2398705807171452E-3,9.2909753140743827E-3,2.7624818686398749E-4,6.4553041907374539E-3,2.9728468021234615E-5,5.7907759350000129E-5,2.5350034499764203E-2,null,9.5399075389887619E-3,8.9844999774082498E-3,1.3519487128480526E-4,4.4129171446749904E-3,2.5996870319756211E-5,5.7907759350000129E-5,2.3098516402676565E-2]
[2004,9,15,21,9.116277263325135E-3,7.9211031388061945E-3,5.9196040000000154E-4,4.3135953392525522E-3,6.3703859999999989E-5,5.7907759350000129E-5,2.2064547760733882E-2,null,9.4123009009891671E-3,7.6598148812047212E-3,2.8970329540336609E-4,2.9488213514540975E-3,5.5707579216829326E-5,5.7907759350000129E-5,2.0366348008268184E-2]
[2004,9,15,24,6.3417814820710709E-3,6.4055964286713462E-3,5.9196040000000154E-4,2.3815723247564637E-3,6.3703859999999989E-5,5.7907759350000129E-5,1.5842522254848879E-2,null,6.5477117285265563E-3,6.19429920145231E-3,2.8970329540336609E-4,1.6280691091647296E-3,5.5707579216829326E-5,5.7907759350000129E-5,1.4715490913763792E-2]
[2004,9,16,4,5.1631527891567667E-3,6.0358536622963218E-3,5.9196040000000154E-4,2.8278069219501737E-3,6.3703859999999989E-5,5.7907759350000129E-5,1.4740385392753264E-2,null,5.3308106199042157E-3,5.8367528983089756E-3,2.8970329540336609E-4,1.9331200016275214E-3,5.5707579216829326E-5,5.7907759350000129E-5,1.3446094394460907E-2]
[2004,9,16,7,7.2441623887360713E-3,8.9059046731057492E-3,2.9645376832000078E-5,5.8966129284235436E-3,3.1902893088000001E-6,5.7907759350000129E-5,2.2137423415756165E-2,null,7.4793947363490315E-3,8.612131410263053E-3,1.4508341033800572E-5,4.030989635575917E-3,2.7898355671788132E-6,5.7907759350000129E-5,2.0139813958788982E-2]
[2004,9,16,11,7.1208636464951836E-3,1.1458211727066594E-2,0,7.43458004481614E-3,0,5.7907759350000129E-5,2.6071563177727918E-2,null,7.3520922389410659E-3,1.1080247177820085E-2,0,5.0823609196144941E-3,0,5.7907759350000129E-5,2.3514700336375646E-2]
[2004,9,16,12,6.9889306666606737E-3,1.1296921327129953E-2,0,6.9776725043164982E-3,0,5.7907759350000129E-5,2.5321432257457123E-2,null,7.2158751330877492E-3,1.0924277159000668E-2,0,4.7700138853887042E-3,0,5.7907759350000129E-5,2.2910166177477119E-2]
[2004,9,16,18,8.7189524065309065E-3,1.010593794576408E-2,0,6.9521015832812658E-3,0,5.7907759350000129E-5,2.5834899694926253E-2,null,9.0020741165719453E-3,9.7725799688503662E-3,0,4.7525333217301518E-3,0,5.7907759350000129E-5,2.3527187407152463E-2]
[2004,9,16,19,9.0986637401285556E-3,9.9564869168928746E-3,2.9598020000000077E-4,6.9924451023550497E-3,3.1851929999999994E-5,5.7907759350000129E-5,2.6433335648726481E-2,null,9.3941154316946225E-3,9.6280587834928991E-3,1.4485164770168304E-4,4.7801125963447665E-3,2.7853789608414663E-5,5.7907759350000129E-5,2.3974992248842385E-2]
[2004,9,16,22,8.4222143727396195E-3,7.5787911876180874E-3,5.9196040000000154E-4,3.8600325815551354E-3,6.3703859999999989E-5,5.7907759350000129E-5,2.0574610161262843E-2,null,8.6957004091763063E-3,7.3287945508571407E-3,2.8970329540336609E-4,2.6387608476437659E-3,5.5707579216829326E-5,5.7907759350000129E-5,1.900866668229741E-2]
[2004,9,17,1,6.2990051092240949E-3,6.4012859260552755E-3,5.9196040000000154E-4,2.3271314045135313E-3,6.3703859999999989E-5,5.7907759350000129E-5,1.5740994459142902E-2,null,6.5035463218524525E-3,6.1901308865717356E-3,2.8970329540336609E-4,1.5908526956211759E-3,5.5707579216829326E-5,5.7907759350000129E-5,1.4629940778665558E-2]
[2004,9,17,5,5.9093579897023883E-3,6.4887680472549619E-3,5.9196040000000154E-4,3.5171901699986817E-3,6.3703859999999989E-5,5.7907759350000129E-5,1.6628888226306031E-2,null,6.1012465860933963E-3,6.274727292155933E-3,2.8970329540336609E-4,2.4043899936644813E-3,5.5707579216829326E-5,5.7907759350000129E-5,1.5125774746534006E-2]
[2004,9,17,9,8.6040846918892418E-3,1.071477927387815E-2,0,6.7081391656871568E-3,0,5.7907759350000129E-5,2.6084910890804548E-2,null,8.8834764189826172E-3,1.0361337845582604E-2,0,4.5857579222374108E-3,0,5.7907759350000129E-5,2.3830572186802634E-2]
[2004,9,17,13,8.0831907065775973E-3,1.1288522418277056E-2,0,6.4131370863397333E-3,0,5.7907759350000129E-5,2.5842757970544385E-2,null,8.3456679709012181E-3,1.0916155299470506E-2,0,4.3840912470193847E-3,0,5.7907759350000129E-5,2.3645914517391106E-2]
[2004,9,17,16,8.4624716829634957E-3,1.0396028769743637E-2,0,6.4991746844032397E-3,0,5.7907759350000129E-5,2.541558289646037E-2,null,8.737264954258318E-3,1.0053101756217779E-2,0,4.44290749802207E-3,0,5.7907759350000129E-5,2.3233274208498168E-2]
[2004,9,17,19,9.571688475492366E-3,9.1759029043053213E-3,3.1571221313601399E-4,5.2152615117494411E-3,3.3975391978765377E-5,5.7907759350000129E-5,2.4370448256011906E-2,null,9.8825002201615563E-3,8.8732233860901889E-3,1.5450842411856078E-4,3.5652102920549649E-3,2.9710708897073115E-5,5.7907759350000129E-5,2.2505153031322344E-2]
[2004,9,17,20,9.5922869916548366E-3,8.6524207193291649E-3,5.9196040000000154E-4,4.8335161488238547E-3,6.3703859999999989E-5,5.7907759350000129E-5,2.3791795879157855E-2,null,9.9037676110750646E-3,8.3670089661716206E-3,2.8970329540336609E-4,3.3042449514329537E-3,5.5707579216829326E-5,5.7907759350000129E-5,2.1920432403299835E-2]
[2004,9,17,23,8.0147433026024166E-3,6.2542727433154959E-3,5.9196040000000154E-4,2.4314642592507948E-3,6.3703859999999989E-5,5.7907759350000129E-5,1.7414052324518706E-2,null,8.2749979437073563E-3,6.0479671317070121E-3,2.8970329540336609E-4,1.6621757858767193E-3,5.5707579216829326E-5,5.7907759350000129E-5,1.6330551735911282E-2]
[2004,9,18,3,5.4361978826819113E-3,5.086176748106669E-3,5.9196040000000154E-4,2.3841224439771018E-3,6.3703859999999989E-5,5.7907759350000129E-5,1.3620069094115684E-2,null,5.6127220301831083E-3,4.9184023564496238E-3,2.8970329540336609E-4,1.6298123987909361E-3,5.5707579216829326E-5,5.7907759350000129E-5,1.2506347660043863E-2]
[2004,9,18,6,6.0196172523262299E-3,5.5338480336016831E-3,5.9196040000000154E-4,2.2721237459513528E-3,6.3703859999999989E-5,5.7907759350000129E-5,1.4539161051229267E-2,null,6.2150861860704436E-3,5.3513066015317759E-3,2.8970329540336609E-4,1.553248853511648E-3,5.5707579216829326E-5,5.7907759350000129E-5,1.3465052515734063E-2]
[2004,9,18,10,7.8516744822951148E-3,7.7967439078480694E-3,0,5.1222197252369633E-3,0,5.7907759350000129E-5,2.082854587473015E-2,null,{"$f":"E6276*V$5","v":8.1066339547711738E-3},7.5395578070048533E-3,0,3.5016059005746622E-3,0,5.7907759350000129E-5,{"$f":"SUM(M6276:Q6276)","v":1.9147797662350689E-2}]
[2004,9,18,14,7.6368592386555582E-3,7.5085494240757647E-3,0,3.9482862902187298E-3,0,5.7907759350000129E-5,1.9151602712300052E-2,null,7.884843233311992E-3,7.2608698065083832E-3,0,2.6990920562956445E-3,0,5.7907759350000129E-5,1.784480509611602E-2]
[2004,9,18,17,8.0447664343355832E-3,7.363947042530624E-3,0,4.8667352022813536E-3,0,5.7907759350000129E-5,2.0333356438497558E-2,null,8.3059959861867642E-3,7.1210373293132886E-3,0,3.3269538627717582E-3,0,5.7907759350000129E-5,1.875398717827181E-2]
[2004,9,18,20,9.2260040425575229E-3,6.2004958846562314E-3,5.9196040000000154E-4,3.3853663232921898E-3,6.3703859999999989E-5,5.7907759350000129E-5,1.9525438269855942E-2,null,9.5255907267809449E-3,5.995964175173769E-3,2.8970329540336609E-4,2.314273758082153E-3,5.5707579216829326E-5,5.7907759350000129E-5,1.8181239534657063E-2]
[2004,9,18,21,8.7718968144795424E-3,5.8337275681843966E-3,5.9196040000000154E-4,3.2650823023285818E-3,6.3703859999999989E-5,5.7907759350000129E-5,1.8584278704342521E-2,null,9.0567377346523273E-3,5.6412942056966679E-3,2.8970329540336609E-4,2.2320462746581514E-3,5.5707579216829326E-5,5.7907759350000129E-5,1.7275489089627342E-2]
[2004,9,19,3,5.6882977299804295E-3,4.7439190737909283E-3,5.9196040000000154E-4,3.0105816573636132E-3,6.3703859999999989E-5,5.7907759350000129E-5,1.4156370480484973E-2,null,5.8730080604701669E-3,4.5874345125786579E-3,2.8970329540336609E-4,2.0580668267015014E-3,5.5707579216829326E-5,5.7907759350000129E-5,1.286392027437052E-2]
[2004,9,19,5,5.7673891586863032E-3,4.7901191091632832E-3,5.9196040000000154E-4,3.0109788650922553E-3,6.3703859999999989E-5,5.7907759350000129E-5,1.4282059152291844E-2,null,5.9546677450284325E-3,4.6321105775478967E-3,2.8970329540336609E-4,2.0583383622858721E-3,5.5707579216829326E-5,5.7907759350000129E-5,1.2990527559482396E-2]
[2004,9,19,8,7.3114175941560383E-3,6.3080388343420097E-3,0,4.314369240596915E-3,0,5.7907759350000129E-5,1.7991733428444963E-2,null,7.548833851931577E-3,6.0999596757923763E-3,0,2.9493503989489818E-3,0,5.7907759350000129E-5,1.6598143926672936E-2]
[2004,9,19,11,8.1264115321056339E-3,7.527541631126026E-3,0,5.5033905946985529E-3,0,5.7907759350000129E-5,2.1215251517280213E-2,null,8.3902922625181068E-3,7.2792355300245705E-3,0,3.7621785111282106E-3,0,5.7907759350000129E-5,1.9431706303670887E-2]
[2004,9,19,15,8.6383379659553481E-3,7.3784159710564776E-3,0,4.8523977425083253E-3,0,5.7907759350000129E-5,2.092705943887015E-2,null,8.9188419649222153E-3,7.135028980740532E-3,0,3.3171526171334397E-3,0,5.7907759350000129E-5,1.9371023562796186E-2]
[2004,9,19,18,1.0695887483516939E-2,6.6864994946606669E-3,0,4.3356270547969629E-3,0,5.7907759350000129E-5,2.1775921792324571E-2,null,1.1043204203868753E-2,6.4659363014036826E-3,0,2.9638824752028494E-3,0,5.7907759350000129E-5,2.0473022980475285E-2]
[2004,9,19,20,1.0921211175521202E-2,6.429323381609179E-3,5.9196040000000154E-4,4.7195870607258626E-3,6.3703859999999989E-5,5.7907759350000129E-5,2.2783693637206243E-2,null,1.1275844603892343E-2,6.2172434888847598E-3,2.8970329540336609E-4,3.2263617702087111E-3,5.5707579216829326E-5,5.7907759350000129E-5,2.1064860737606009E-2]
[2004,9,19,23,7.6735003573206711E-3,5.7112607834972151E-3,5.9196040000000154E-4,2.9834873536889349E-3,6.3703859999999989E-5,5.7907759350000129E-5,1.7081820513856823E-2,null,7.9226741619096049E-3,5.5228671528781701E-3,2.8970329540336609E-4,2.039544861868213E-3,5.5707579216829326E-5,5.7907759350000129E-5,1.5830497051276184E-2]
[2004,9,20,2,5.2098090410509406E-3,5.3083842302190983E-3,5.9196040000000154E-4,2.2223446776320111E-3,6.3703859999999989E-5,5.7907759350000129E-5,1.3454109968252052E-2,null,5.3789818930078748E-3,5.1332800254274757E-3,2.8970329540336609E-4,1.5192193333617577E-3,5.5707579216829326E-5,5.7907759350000129E-5,1.2376892126417302E-2]
[2004,9,20,6,6.0769095147775792E-3,6.2567841955021367E-3,5.9196040000000154E-4,3.1206892200433766E-3,6.3703859999999989E-5,5.7907759350000129E-5,1.6167954949673092E-2,null,6.2742388421288499E-3,6.0503957402600833E-3,2.8970329540336609E-4,2.1333375709996715E-3,5.5707579216829326E-5,5.7907759350000129E-5,1.48033830280088E-2]
[2004,9,20,9,7.5020555238923588E-3,9.4296928368990118E-3,0,5.3741911387087679E-3,0,5.7907759350000129E-5,2.2363847258850138E-2,null,7.7456621740624246E-3,9.1186417158752586E-3,0,3.6738563379859921E-3,0,5.7907759350000129E-5,2.0538160227923676E-2]
[2004,9,20,12,7.0065277156058803E-3,9.9150725484055142E-3,0,5.8992933571010448E-3,0,5.7907759350000129E-5,2.287880138046244E-2,null,7.2340435931792435E-3,9.5880105237396516E-3,0,4.0328220061841055E-3,0,5.7907759350000129E-5,2.0854876123103001E-2]
[2004,9,20,16,7.1616841437184544E-3,9.5528554375191414E-3,0,5.3968837255768468E-3,0,5.7907759350000129E-5,2.2169331066164442E-2,null,7.3942382588234497E-3,9.2377416322008184E-3,0,3.6893692406607969E-3,0,5.7907759350000129E-5,2.0321349131685065E-2]
[2004,9,20,17,8.1153441105566576E-3,9.1277456589306735E-3,0,5.7286246724606565E-3,0,5.7907759350000129E-5,2.3029622201297988E-2,null,8.3788654597993992E-3,8.826654672327152E-3,0,3.9161510109443501E-3,0,5.7907759350000129E-5,2.11216711430709E-2]
[2004,9,20,21,9.3854736098122182E-3,7.5129878035808898E-3,5.9196040000000154E-4,3.7834557438117694E-3,6.3703859999999989E-5,5.7907759350000129E-5,2.1395489176554879E-2,null,9.6902385877658398E-3,7.2651617800865631E-3,2.8970329540336609E-4,2.5864120767450098E-3,5.5707579216829326E-5,5.7907759350000129E-5,1.988722331921761E-2]
[2004,9,20,24,6.4029617025583773E-3,6.099215111654975E-3,5.9196040000000154E-4,1.6916030983693492E-3,6.3703859999999989E-5,5.7907759350000129E-5,1.4907351931932704E-2,null,6.6108785923440954E-3,5.8980242849059261E-3,2.8970329540336609E-4,1.1563985358723496E-3,5.5707579216829326E-5,5.7907759350000129E-5,1.4010712287742566E-2]
[2004,9,21,3,5.3458278106366343E-3,5.7547614120776521E-3,5.9196040000000154E-4,2.5960962855700459E-3,6.3703859999999989E-5,5.7907759350000129E-5,1.4410257527634333E-2,null,5.5194174623244552E-3,5.5649328546249106E-3,2.8970329540336609E-4,1.7747200549057844E-3,5.5707579216829326E-5,5.7907759350000129E-5,1.3204481246475344E-2]
[2004,9,21,7,7.9522702533632375E-3,8.4612994566771876E-3,7.8975409968013403E-5,5.42317634482712E-3,8.4989442875653796E-6,5.7907759350000129E-5,2.1982128168473121E-2,null,8.2104962704193964E-3,8.1821920958288757E-3,3.8650282220846645E-5,3.7073431651792462E-3,7.4321338166787303E-6,5.7907759350000129E-5,2.0146113947465041E-2]
[2004,9,21,10,7.7174589342362413E-3,1.0566711238304102E-2,0,7.0651953447879905E-3,0,5.7907759350000129E-5,2.5407273276678331E-2,null,7.9680601611675644E-3,1.0218154033625349E-2,0,4.8298454644832255E-3,0,5.7907759350000129E-5,2.3016059659276139E-2]
[2004,9,21,14,7.224463969812512E-3,1.0463635479784635E-2,0,6.5240364781907097E-3,0,5.7907759350000129E-5,2.4270043687137855E-2,null,7.4590566706203617E-3,1.011847836785465E-2,0,4.4599032944726115E-3,0,5.7907759350000129E-5,2.2037438332947624E-2]
[2004,9,21,18,9.35903709729324E-3,9.3566056303776117E-3,0,6.8801135810981594E-3,0,5.7907759350000129E-5,2.565366406811901E-2,null,9.6629436291534657E-3,9.0479653893172033E-3,0,4.7033215294337398E-3,0,5.7907759350000129E-5,2.3414230547904407E-2]
[2004,9,21,21,9.7378924108292002E-3,7.8719264840625674E-3,5.9196040000000154E-4,4.5226565968408371E-3,6.3703859999999989E-5,5.7907759350000129E-5,2.2846047511082605E-2,null,1.0054101127542058E-2,7.6122603846639943E-3,2.8970329540336609E-4,3.0917379330185151E-3,5.5707579216829326E-5,5.7907759350000129E-5,2.1103510319844764E-2]
[2004,9,21,22,8.7850509522990946E-3,7.2657364485639144E-3,5.9196040000000154E-4,3.6659173252053651E-3,6.3703859999999989E-5,5.7907759350000129E-5,2.0430276745418374E-2,null,9.0703190134654235E-3,7.0260663440886812E-3,2.8970329540336609E-4,2.5060615173754862E-3,5.5707579216829326E-5,5.7907759350000129E-5,1.8947857749549789E-2]
[2004,9,22,1,6.1879292545265535E-3,6.1315250893309303E-3,5.9196040000000154E-4,2.8662695664030055E-3,6.3703859999999989E-5,5.7907759350000129E-5,1.589929592961049E-2,null,6.3888636134344246E-3,5.9292684744432656E-3,2.8970329540336609E-4,1.9594134896058239E-3,5.5707579216829326E-5,5.7907759350000129E-5,1.4622956452103708E-2]
[2004,9,22,4,5.5628072368162865E-3,5.8581890752364089E-3,5.9196040000000154E-4,3.1845133816309499E-3,6.3703859999999989E-5,5.7907759350000129E-5,1.5319081713033646E-2,null,5.7434426416312478E-3,5.6649488169863193E-3,2.8970329540336609E-4,2.1769684718204946E-3,5.5707579216829326E-5,5.7907759350000129E-5,1.3930770805058258E-2]
[2004,9,22,7,8.4630141168189552E-3,8.5600689674558174E-3,8.884141683200023E-5,5.82713062935869E-3,9.5606753087999993E-6,5.7907759350000129E-5,2.3006523565124261E-2,null,8.737825002018933E-3,8.277703561241443E-3,4.3478670574137179E-5,3.9834907695682252E-3,8.3605934888617452E-6,5.7907759350000129E-5,2.1050858596891601E-2]
[2004,9,22,12,7.6525539500689275E-3,1.06666217369695E-2,0,7.9384499381558917E-3,0,5.7907759350000129E-5,2.6315533384544319E-2,null,7.9010475831918624E-3,1.0314768849902206E-2,0,5.4268119362211225E-3,0,5.7907759350000129E-5,2.3642628369315192E-2]
[2004,9,22,16,7.9609106257777628E-3,1.0197984330338892E-2,0,7.793725507204181E-3,0,5.7907759350000129E-5,2.6010528222670835E-2,null,8.2194172128954752E-3,9.861590079433713E-3,0,5.3278767189595521E-3,0,5.7907759350000129E-5,2.3408884011288739E-2]
[2004,9,22,19,1.0586267857292057E-2,9.2632659114864312E-3,4.0450627313601425E-4,7.1156110747391298E-3,4.353097097876538E-5,5.7907759350000129E-5,2.7471089846982395E-2,null,1.0930025010555558E-2,8.9577046067921724E-3,1.9796391842906571E-4,4.864310213546782E-3,3.806684577959752E-5,5.7907759350000129E-5,2.4988070595103173E-2]
[2004,9,22,22,9.1868450135246995E-3,7.4012835963584815E-3,5.9196040000000154E-4,4.0806537750539733E-3,6.3703859999999989E-5,5.7907759350000129E-5,2.1382354404287152E-2,null,9.4851601262626508E-3,7.1571422866168275E-3,2.8970329540336609E-4,2.7895799288989373E-3,5.5707579216829326E-5,5.7907759350000129E-5,1.9777293216398612E-2]
[2004,9,22,23,7.7399490271528549E-3,7.0741765303218539E-3,5.9196040000000154E-4,4.0685043941291301E-3,6.3703859999999989E-5,5.7907759350000129E-5,1.9596201970953839E-2,null,7.9912805520911678E-3,6.8408252878014077E-3,2.8970329540336609E-4,2.78127447809503E-3,5.5707579216829326E-5,5.7907759350000129E-5,1.7958791192607799E-2]
[2004,9,23,4,5.3298439022069193E-3,5.7406467552499384E-3,5.9196040000000154E-4,2.7948659431937272E-3,6.3703859999999989E-5,5.7907759350000129E-5,1.4578928620000587E-2,null,5.5029145246264562E-3,5.5512837887666021E-3,2.8970329540336609E-4,1.9106011852214287E-3,5.5707579216829326E-5,5.7907759350000129E-5,1.3310210373234682E-2]
[2004,9,23,6,6.5451065997459614E-3,6.7617227006516014E-3,5.9196040000000154E-4,3.6839453859792595E-3,6.3703859999999989E-5,5.7907759350000129E-5,1.7704346705726823E-2,null,6.7576392167990069E-3,6.5386781686113515E-3,2.8970329540336609E-4,2.5183856985641143E-3,5.5707579216829326E-5,5.7907759350000129E-5,1.6160113958594666E-2]
[2004,9,23,10,7.6795289234610946E-3,1.0558654113344635E-2,0,7.0104175344840106E-3,0,5.7907759350000129E-5,2.530650833063974E-2,null,7.9288984875719518E-3,1.0210362683786474E-2,0,4.7923987491781533E-3,0,5.7907759350000129E-5,2.2931659920536578E-2]
[2004,9,23,13,7.0181732513373198E-3,1.0486650437803054E-2,0,6.804914079362661E-3,0,5.7907759350000129E-5,2.4367645527853032E-2,null,7.2460672825966884E-3,1.0140734146479237E-2,0,4.6519143206215259E-3,0,5.7907759350000129E-5,2.203871574969745E-2]
[2004,9,23,17,8.174415647573147E-3,9.6589241415978855E-3,0,7.2925534869796339E-3,0,5.7907759350000129E-5,2.5183801035500664E-2,null,8.4398551670036657E-3,{"$f":"F6403*W$5","v":9.3403115171897047E-3},{"$f":"G6403*X$5","v":0},{"$f":"H6403*Y$5","v":4.9852699981711322E-3},{"$f":"I6403*Z$5","v":0},{"$f":"J6403","v":5.7907759350000129E-5},2.2765436682364502E-2]
[2004,9,23,20,9.9806257703836596E-3,8.6563258190429405E-3,5.9196040000000154E-4,5.5517735788702723E-3,6.3703859999999989E-5,5.7907759350000129E-5,2.4902297187646871E-2,null,1.0304716521615891E-2,8.3707852509107526E-3,2.8970329540336609E-4,3.7952536527564363E-3,5.5707579216829326E-5,5.7907759350000129E-5,2.2816166299903278E-2]
[2004,9,23,23,7.465033717623944E-3,6.9076285384416149E-3,5.9196040000000154E-4,3.5631620157705953E-3,6.3703859999999989E-5,5.7907759350000129E-5,1.8649396291186154E-2,null,7.7074381961785678E-3,6.6797711057911876E-3,2.8970329540336609E-4,2.4358168544885341E-3,5.5707579216829326E-5,5.7907759350000129E-5,1.7168437031078485E-2]
[2004,9,24,1,5.9716744848437291E-3,6.0008896269050944E-3,5.9196040000000154E-4,2.362231077304093E-3,6.3703859999999989E-5,5.7907759350000129E-5,1.5048367208402918E-2,null,6.1655866216608736E-3,5.8029421987254009E-3,2.8970329540336609E-4,1.6148472190786766E-3,5.5707579216829326E-5,5.7907759350000129E-5,1.3928786914085146E-2]
[2004,9,24,4,5.4423628368588835E-3,5.6615038643575682E-3,5.9196040000000154E-4,2.7353614256177836E-3,6.3703859999999989E-5,5.7907759350000129E-5,1.4552800146184238E-2,null,5.6190871726725664E-3,5.4747515327442037E-3,2.8970329540336609E-4,1.8699232406912119E-3,5.5707579216829326E-5,5.7907759350000129E-5,1.3309172820728177E-2]
[2004,9,24,7,7.7947777758611541E-3,8.3712201670952703E-3,1.0857342996801348E-4,5.2076893491533761E-3,1.168413728756538E-5,5.7907759350000129E-5,2.1551852618715374E-2,null,8.0478896992200472E-3,8.0950841929601971E-3,5.3135446991014947E-5,3.5600338781858263E-3,1.0217512777520197E-5,5.7907759350000129E-5,1.9766360730134609E-2]
[2004,9,24,11,7.6294745712973781E-3,1.0616988504087932E-2,0,7.2245398994597344E-3,0,5.7907759350000129E-5,2.5528910734195043E-2,null,7.8772187711306455E-3,1.0266772836068477E-2,0,4.9387751595749776E-3,0,5.7907759350000129E-5,2.30827667667741E-2]
[2004,9,24,14,7.1425442643906637E-3,1.0451672944890715E-2,0,6.8360440303465546E-3,0,5.7907759350000129E-5,2.4488168998977933E-2,null,7.3744768695810951E-3,1.0106910433289013E-2,0,4.6731950984672593E-3,0,5.7907759350000129E-5,2.2154582401337369E-2]
[2004,9,24,18,8.6933785983546452E-3,8.8082168209827356E-3,0,5.9701038365773951E-3,0,5.7907759350000129E-5,2.3529607015264773E-2,null,8.9756698760265728E-3,8.5176659235382379E-3,0,4.0812288309704896E-3,0,5.7907759350000129E-5,2.1574564630535299E-2]
[2004,9,24,22,8.8245417059690003E-3,6.4626982817562019E-3,5.9196040000000154E-4,2.9434344076395822E-3,6.3703859999999989E-5,5.7907759350000129E-5,1.8944246414714785E-2,null,9.1110921103789346E-3,6.2495174729908952E-3,2.8970329540336609E-4,2.0121642261780241E-3,5.5707579216829326E-5,5.7907759350000129E-5,1.771818468416805E-2]
[2004,9,25,1,6.0482326988282355E-3,5.431152280117371E-3,5.9196040000000154E-4,2.6338632659636757E-3,6.3703859999999989E-5,5.7907759350000129E-5,1.4826820264259284E-2,null,6.2446308329820264E-3,5.25199840581824E-3,2.8970329540336609E-4,1.8005379792602702E-3,5.5707579216829326E-5,5.7907759350000129E-5,1.364257809268073E-2]
[2004,9,25,2,5.7247721792980282E-3,5.2492621221861373E-3,5.9196040000000154E-4,2.6585237844507855E-3,6.3703859999999989E-5,5.7907759350000129E-5,1.4346130105284951E-2,null,5.9106669076353638E-3,5.0761081397717456E-3,2.8970329540336609E-4,1.8173961816954846E-3,5.5707579216829326E-5,5.7907759350000129E-5,1.3149582103722789E-2]
[2004,9,25,5,5.7275959820314009E-3,5.2399404292947007E-3,5.9196040000000154E-4,2.9108828861593027E-3,6.3703859999999989E-5,5.7907759350000129E-5,1.4591991316835405E-2,null,5.9135824048546582E-3,5.0670939354776449E-3,2.8970329540336609E-4,1.9899116470615051E-3,5.5707579216829326E-5,5.7907759350000129E-5,1.3315998862014003E-2]
[2004,9,25,9,7.6124588558271131E-3,7.5487713684928995E-3,0,5.3168245501636242E-3,0,5.7907759350000129E-5,2.0535962533833635E-2,null,7.8596505215671898E-3,7.2997649759056846E-3,0,3.6346399053218854E-3,0,5.7907759350000129E-5,1.879405540279476E-2]
[2004,9,25,12,7.7738588423753134E-3,7.879536624764278E-3,0,5.6408181004814961E-3,0,5.7907759350000129E-5,2.1352121326971087E-2,null,8.0262914863959804E-3,7.6196194946229904E-3,0,3.8561254698617218E-3,0,5.7907759350000129E-5,1.9502036450880691E-2]
[2004,9,25,15,7.9667544451720151E-3,7.3150361804613061E-3,0,4.3143347777676658E-3,0,5.7907759350000129E-5,1.9654033162750984E-2,null,8.225450792717694E-3,7.0737398579174575E-3,0,2.9493268397787933E-3,0,5.7907759350000129E-5,1.8248517490413944E-2]
[2004,9,25,20,9.6625915004614742E-3,6.2528167053044498E-3,5.9196040000000154E-4,3.6823083996386794E-3,6.3703859999999989E-5,5.7907759350000129E-5,2.0311288624754602E-2,null,9.9763550469845058E-3,6.0465591230711982E-3,2.8970329540336609E-4,2.5172666366462719E-3,5.5707579216829326E-5,5.7907759350000129E-5,1.8885591681322172E-2]
[2004,9,25,23,7.4847104768849034E-3,5.1658705349695213E-3,5.9196040000000154E-4,2.9846332246850306E-3,6.3703859999999989E-5,5.7907759350000129E-5,1.6348786255889456E-2,null,7.7277538989123521E-3,4.9954673363968027E-3,2.8970329540336609E-4,2.040328191919725E-3,5.5707579216829326E-5,5.7907759350000129E-5,1.5108960301849075E-2]
[2004,9,26,2,5.317313776884762E-3,4.6533913692349601E-3,5.9196040000000154E-4,1.9138774874945257E-3,6.3703859999999989E-5,5.7907759350000129E-5,1.2598154652964249E-2,null,5.4899775212365184E-3,4.4998929863079096E-3,2.8970329540336609E-4,1.3083477598918915E-3,5.5707579216829326E-5,5.7907759350000129E-5,1.1643629142056515E-2]
[2004,9,26,3,5.1805690642557928E-3,4.57557023334764E-3,5.9196040000000154E-4,1.8782424030954581E-3,6.3703859999999989E-5,5.7907759350000129E-5,1.2347953720048892E-2,null,5.3487924360635288E-3,4.4246388854211754E-3,2.8970329540336609E-4,1.2839872231534017E-3,5.5707579216829326E-5,5.7907759350000129E-5,1.1402829419258301E-2]
[2004,9,26,6,5.482226291499628E-3,4.863062909885996E-3,5.9196040000000154E-4,1.7456398523807185E-3,6.3703859999999989E-5,5.7907759350000129E-5,1.2804501073116344E-2,null,5.6602450728980326E-3,4.7026482287407176E-3,2.8970329540336609E-4,1.1933386569221859E-3,5.5707579216829326E-5,5.7907759350000129E-5,1.190164283318113E-2]
[2004,9,26,10,7.0178602021992113E-3,7.0034343475429859E-3,0,3.6153811529507115E-3,0,5.7907759350000129E-5,1.7694583462042907E-2,null,{"$f":"E6468*V$5","v":7.2457440681310062E-3},6.7724166312187412E-3,0,2.4715144326248085E-3,0,5.7907759350000129E-5,{"$f":"SUM(M6468:Q6468)","v":1.6489675131974555E-2}]
[2004,9,26,12,7.4760918578431921E-3,7.2660613673138797E-3,0,3.7943054056390037E-3,0,5.7907759350000129E-5,1.8594366390146073E-2,null,7.7188554161843276E-3,7.0263805449559784E-3,0,2.5938290252383168E-3,0,5.7907759350000129E-5,1.7339064986378622E-2]
[2004,9,26,17,8.511479986305177E-3,6.8815303806276382E-3,0,3.8004718934915079E-3,0,5.7907759350000129E-5,1.9251390019774325E-2,null,8.787864654593738E-3,6.6545338308696975E-3,0,2.5980445043486261E-3,0,5.7907759350000129E-5,1.8040442989812062E-2]
[2004,9,26,21,9.5655415502318829E-3,5.6930581967312016E-3,5.9196040000000154E-4,2.0098093016329985E-3,6.3703859999999989E-5,5.7907759350000129E-5,1.7981981067946084E-2,null,9.8761536920233296E-3,5.5052650029574525E-3,2.8970329540336609E-4,1.3739278061333806E-3,5.5707579216829326E-5,5.7907759350000129E-5,1.7100757375734358E-2]
[2004,9,26,24,6.2934743057707961E-3,5.5269418447585665E-3,5.9196040000000154E-4,1.5829921624772728E-3,6.3703859999999989E-5,5.7907759350000129E-5,1.4116980332356638E-2,null,6.4978359222207837E-3,5.3446282226310201E-3,2.8970329540336609E-4,1.0821509021535448E-3,5.5707579216829326E-5,5.7907759350000129E-5,1.3270025921625545E-2]
[2004,9,27,1,5.8633011707350099E-3,5.2868372827280614E-3,5.9196040000000154E-4,1.8695940546361119E-3,6.3703859999999989E-5,5.7907759350000129E-5,1.3733304527449185E-2,null,6.0536942106947968E-3,5.1124438330254589E-3,2.8970329540336609E-4,1.2780751167581472E-3,5.5707579216829326E-5,5.7907759350000129E-5,1.2789624035098597E-2]
[2004,9,27,4,5.1727674469155835E-3,5.2462624227885982E-3,5.9196040000000154E-4,2.2950223083636834E-3,6.3703859999999989E-5,5.7907759350000129E-5,1.3427624197417868E-2,null,5.3407374847057156E-3,5.073207389499749E-3,2.8970329540336609E-4,1.5689025633403462E-3,5.5707579216829326E-5,5.7907759350000129E-5,1.2328258312166007E-2]
[2004,9,27,9,7.4925092540207867E-3,9.5136105830071985E-3,0,5.4936994968484898E-3,0,5.7907759350000129E-5,2.2557727093226475E-2,null,7.7358059178387617E-3,9.1997913220819415E-3,0,3.7555535697482785E-3,0,5.7907759350000129E-5,2.0691150809668983E-2]
[2004,9,27,12,7.01242505741273E-3,1.0000008321391675E-2,0,6.0068036199468428E-3,0,5.7907759350000129E-5,2.3077144758101246E-2,null,7.2401324333931502E-3,9.6701445758363477E-3,0,4.1063172076684111E-3,0,5.7907759350000129E-5,2.1016594216897909E-2]
[2004,9,27,15,6.4680148822874473E-3,9.8430875910934558E-3,0,5.5659838881100734E-3,0,5.7907759350000129E-5,2.1934994120840979E-2,null,6.6780441780859229E-3,9.51840008721592E-3,0,3.8049679768878122E-3,0,5.7907759350000129E-5,2.0001412242189657E-2]
[2004,9,27,18,9.2370818146169792E-3,8.9067196885589707E-3,0,6.0493403919379069E-3,0,5.7907759350000129E-5,2.4251049654463855E-2,null,9.5370282161117755E-3,8.6129195413336378E-3,0,4.1353958141681392E-3,0,5.7907759350000129E-5,2.2285343571613551E-2]
[2004,9,27,22,8.6181147626762881E-3,7.1126063313074837E-3,5.9196040000000154E-4,3.5149205743097963E-3,6.3703859999999989E-5,5.7907759350000129E-5,1.9959213687643567E-2,null,8.8979620740472238E-3,6.8779874300324995E-3,2.8970329540336609E-4,2.4028384730186633E-3,5.5707579216829326E-5,5.7907759350000129E-5,1.8524198851718583E-2]
[2004,9,28,1,5.9539563174123801E-3,5.932673573666938E-3,5.9196040000000154E-4,2.4015294127352899E-3,6.3703859999999989E-5,5.7907759350000129E-5,1.5001731323164609E-2,null,6.1472931101253184E-3,5.7369763438975801E-3,2.8970329540336609E-4,1.6417119946271865E-3,5.5707579216829326E-5,5.7907759350000129E-5,1.387139232327028E-2]
[2004,9,28,2,5.5868205971100395E-3,5.8562069583773637E-3,5.9196040000000154E-4,2.4730021813599186E-3,6.3703859999999989E-5,5.7907759350000129E-5,1.4629601756197324E-2,null,5.7682357634506066E-3,5.6630320829219915E-3,2.8970329540336609E-4,1.6905715675801663E-3,5.5707579216829326E-5,5.7907759350000129E-5,1.3467250288572961E-2]
[2004,9,28,6,6.4566803447644984E-3,6.773541322765475E-3,5.9196040000000154E-4,3.6091714059677902E-3,6.3703859999999989E-5,5.7907759350000129E-5,1.7552965092847764E-2,null,6.6663415856067828E-3,6.5501069375538583E-3,2.8970329540336609E-4,2.4672693810958123E-3,5.5707579216829326E-5,5.7907759350000129E-5,1.6029128778876647E-2]
[2004,9,28,9,8.0564444573055279E-3,1.0016816789358658E-2,0,6.2274744850774194E-3,0,5.7907759350000129E-5,2.4358643491091604E-2,null,8.3180532177679033E-3,9.6863985938446476E-3,0,4.2571702449989016E-3,0,5.7907759350000129E-5,2.2261622056611453E-2]
[2004,9,28,13,6.9376571911794159E-3,1.0547651953050427E-2,0,6.6160712790086455E-3,0,5.7907759350000129E-5,2.4159288182588484E-2,null,7.162936705972265E-3,1.019972344457065E-2,0,4.5228192994254037E-3,0,5.7907759350000129E-5,2.1885479449968319E-2]
[2004,9,28,16,7.40727652539842E-3,1.0151348236508775E-2,0,6.9256197449102863E-3,0,5.7907759350000129E-5,2.4542152266167482E-2,null,7.647805513152358E-3,9.8164923399823578E-3,0,4.7344300449337628E-3,0,5.7907759350000129E-5,2.2198727898068479E-2]
[2004,9,28,19,9.7295411102256753E-3,9.1093364987649018E-3,5.1303234686398812E-4,6.4552306359475821E-3,5.5210012021234616E-5,5.7907759350000129E-5,2.5920258363173382E-2,null,1.0045478643613095E-2,8.8088527631085441E-3,2.5107618944615167E-4,4.4128668618093484E-3,4.8279902006487944E-5,5.7907759350000129E-5,2.3566554359983626E-2]
[2004,9,28,23,7.4310509935297461E-3,6.8254782023065E-3,5.9196040000000154E-4,3.5198325955674648E-3,6.3703859999999989E-5,5.7907759350000129E-5,1.8489933810753711E-2,null,7.6723519855060743E-3,6.6003306091587249E-3,2.8970329540336609E-4,2.4061963849283884E-3,5.5707579216829326E-5,5.7907759350000129E-5,1.7024289854213382E-2]
[2004,9,29,3,5.6522574113410514E-3,5.9201815707848864E-3,5.9196040000000154E-4,3.129171699454863E-3,6.3703859999999989E-5,5.7907759350000129E-5,1.5415182700930801E-2,null,5.8357974410689724E-3,5.7248964065586489E-3,2.8970329540336609E-4,2.1391362874843278E-3,5.5707579216829326E-5,5.7907759350000129E-5,1.4045241009732144E-2]
[2004,9,29,4,5.6704739140497158E-3,5.9072699872743228E-3,5.9196040000000154E-4,3.3663987639048214E-3,6.3703859999999989E-5,5.7907759350000129E-5,1.5657714684578859E-2,null,5.8546054698185388E-3,5.7124107290234564E-3,2.8970329540336609E-4,2.3013073252789924E-3,5.5707579216829326E-5,5.7907759350000129E-5,1.4213734398741181E-2]
[2004,9,29,7,8.6995853407821847E-3,8.6008566588488475E-3,1.6776946996801366E-4,5.9709152995465605E-3,1.8054523287565379E-5,5.7907759350000129E-5,2.3515089051783171E-2,null,8.9820781637141318E-3,8.3171458156885165E-3,8.2105776531351564E-5,4.0817835560063818E-3,1.578827069920313E-5,5.7907759350000129E-5,2.1478901582639584E-2]
[2004,9,29,10,8.3675369122927033E-3,1.0781599757406321E-2,0,7.972051206430051E-3,0,5.7907759350000129E-5,2.7179095635479072E-2,null,8.6392474629392816E-3,1.0425954165447303E-2,0,5.4497821338243008E-3,0,5.7907759350000129E-5,2.4514983762210882E-2]
[2004,9,29,14,7.7989130869467139E-3,1.0613083328170604E-2,0,7.4926534327261676E-3,0,5.7907759350000129E-5,2.5962557607193484E-2,null,8.052159292073818E-3,1.026299647763947E-2,0,5.1220605281201998E-3,0,5.7907759350000129E-5,2.3437216297833484E-2]
[2004,9,29,17,8.9540738788663251E-3,9.840373552950317E-3,0,8.1949512339407025E-3,0,5.7907759350000129E-5,2.7047306425107345E-2,null,9.2448304503231805E-3,9.5157755752770315E-3,0,5.6021590511447393E-3,0,5.7907759350000129E-5,2.4362765076744952E-2]
[2004,9,29,20,1.1087352649853735E-2,8.7971905103960153E-3,5.9196040000000154E-4,6.1468602670038067E-3,6.3703859999999989E-5,5.7907759350000129E-5,2.6744975446603553E-2,null,1.1447381022035618E-2,8.5070033306598337E-3,2.8970329540336609E-4,4.2020614763754087E-3,5.5707579216829326E-5,5.7907759350000129E-5,2.4501856703691056E-2]
[2004,9,30,1,6.2589873592707422E-3,6.1694351289169405E-3,5.9196040000000154E-4,3.0133661329429409E-3,6.3703859999999989E-5,5.7907759350000129E-5,1.6155360640480624E-2,null,6.4622291160389778E-3,5.9659280003046778E-3,2.8970329540336609E-4,2.0599703249193817E-3,5.5707579216829326E-5,5.7907759350000129E-5,1.4833538315883233E-2]
[2004,9,30,4,5.6415430670875141E-3,5.8926760993717568E-3,5.9196040000000154E-4,3.3180086355882889E-3,6.3703859999999989E-5,5.7907759350000129E-5,1.5565799821397563E-2,null,5.8247351807670855E-3,5.6982982401728747E-3,2.8970329540336609E-4,2.268227299834575E-3,5.5707579216829326E-5,5.7907759350000129E-5,1.413667159539473E-2]
[2004,9,30,5,6.1117982101954391E-3,6.2001858963451686E-3,5.9196040000000154E-4,3.783217185563873E-3,6.3703859999999989E-5,5.7907759350000129E-5,1.6808773311454479E-2,null,6.3102604428141367E-3,5.9956644122447335E-3,2.8970329540336609E-4,2.5862489956955288E-3,5.5707579216829326E-5,5.7907759350000129E-5,1.5237584725374594E-2]
[2004,9,30,8,8.9693717321575953E-3,9.6185434269394614E-3,0,6.5169694630911063E-3,0,5.7907759350000129E-5,2.5162792381538162E-2,null,9.260625055309132E-3,9.3012628148014045E-3,0,4.4550722050036651E-3,0,5.7907759350000129E-5,2.3016960075114203E-2]
[2004,9,30,11,8.0142252890867197E-3,1.0973946580660534E-2,0,8.4854104573777716E-3,0,5.7907759350000129E-5,2.7531490086475024E-2,null,8.2744631092634621E-3,1.0611956169624858E-2,0,5.8007201799562379E-3,0,5.7907759350000129E-5,2.4687139458844556E-2]
[2004,9,30,17,8.889097263109642E-3,9.8186131023244166E-3,0,8.1229151567235262E-3,0,5.7907759350000129E-5,2.6888533281507584E-2,null,9.1777439147380634E-3,9.494732922428667E-3,0,5.5529143942247847E-3,0,5.7907759350000129E-5,2.4225391231391516E-2]
[2004,9,30,19,1.0793607677936757E-2,9.2800096728613696E-3,5.4263036686398819E-4,7.180968562920372E-3,5.8395205021234621E-5,5.7907759350000129E-5,2.7913519244953725E-2,null,1.1144097567180851E-2,8.9738960526425313E-3,2.6556135421632E-4,4.9089893133391262E-3,5.1065280967329419E-5,5.7907759350000129E-5,2.5343609568346158E-2]
[2004,9,30,23,7.8339636682792056E-3,7.1193793608917682E-3,5.9196040000000154E-4,4.2448904584336629E-3,6.3703859999999989E-5,5.7907759350000129E-5,1.9911805506954636E-2,null,8.0883480354310682E-3,6.884537042111955E-3,2.8970329540336609E-4,2.9018539371340152E-3,5.5707579216829326E-5,5.7907759350000129E-5,1.8220149889297231E-2]
[2004,10,1,2,4.3836336380452777E-3,6.1651019401771706E-3,5.9158168000000041E-4,3.1016006190790111E-3,6.3703860000000097E-5,5.6039767112903422E-5,1.4361661504414364E-2,null,4.5259789329762552E-3,5.9617377476327551E-3,2.8951795119447051E-4,2.1202883928394265E-3,5.5707579216829421E-5,5.6039767112903422E-5,1.2953230603859736E-2]
[2004,10,1,5,4.9589349658921995E-3,6.2104336933473305E-3,5.9158168000000041E-4,3.6346142508575795E-3,6.3703860000000097E-5,5.6039767112903422E-5,1.5515308217210012E-2,null,5.1199614381176985E-3,6.0055741718579069E-3,2.8951795119447051E-4,2.484662390488702E-3,5.5707579216829421E-5,5.6039767112903422E-5,1.3955423530875607E-2]
[2004,10,1,6,5.833766838397118E-3,6.9750011428749139E-3,5.9158168000000041E-4,4.1768260218493615E-3,6.3703860000000097E-5,5.6039767112903422E-5,1.7696919310234295E-2,null,6.0232008398983213E-3,6.7449213341091944E-3,2.8951795119447051E-4,2.8553243375565875E-3,5.5707579216829421E-5,5.6039767112903422E-5,1.5968672041975402E-2]
[2004,10,1,10,6.6690334276589642E-3,1.0692590182951605E-2,0,7.3776823916642531E-3,0,5.6039767112903422E-5,2.4795345769387724E-2,null,6.8855901950689276E-3,1.0339880691711335E-2,0,5.0434650563574209E-3,0,5.6039767112903422E-5,2.2268935943137683E-2]
[2004,10,1,13,6.2818941417074666E-3,1.0783037477668997E-2,0,6.9911848059759736E-3,0,5.6039767112903422E-5,2.4112156192465341E-2,null,6.4858797272194131E-3,1.0427344460570353E-2,0,4.7792510438393748E-3,0,5.6039767112903422E-5,2.1692475231629142E-2]
[2004,10,1,17,7.0963597657623372E-3,9.4238607047878696E-3,0,6.7089284178517413E-3,0,5.6039767112903422E-5,2.3285188655514849E-2,null,7.3267926685092457E-3,{"$f":"F6595*W$5","v":9.1130019644983049E-3},{"$f":"G6595*X$5","v":0},{"$f":"H6595*Y$5","v":4.5862974637223136E-3},{"$f":"I6595*Z$5","v":0},{"$f":"J6595","v":5.6039767112903422E-5},2.1026092096729863E-2]
[2004,10,1,20,8.1940484851960628E-3,8.2276793303475218E-3,5.9158168000000041E-4,5.0654871682717815E-3,6.3703860000000097E-5,5.6039767112903422E-5,2.219854029092827E-2,null,8.4601255218765443E-3,7.9562782440773389E-3,2.8951795119447051E-4,3.4628228988917778E-3,5.5707579216829421E-5,5.6039767112903422E-5,2.022445219525696E-2]
[2004,10,1,24,5.1756543352780137E-3,5.8249125928323368E-3,5.9158168000000041E-4,3.3270902478275905E-3,6.3703860000000097E-5,5.6039767112903422E-5,1.5038982483050843E-2,null,5.3437181160697995E-3,5.6327700041813042E-3,2.8951795119447051E-4,2.2744355901285645E-3,5.5707579216829421E-5,5.6039767112903422E-5,1.3596149240790967E-2]
[2004,10,2,3,4.30519008611587E-3,5.3143171036398986E-3,5.9158168000000041E-4,2.6309833550882968E-3,6.3703860000000097E-5,5.6039767112903422E-5,1.296181585195697E-2,null,4.4449881630407818E-3,5.1390171950262799E-3,2.8951795119447051E-4,1.798569240421389E-3,5.5707579216829421E-5,5.6039767112903422E-5,1.172780012889975E-2]
[2004,10,2,6,4.8019892004788093E-3,5.7930630845320855E-3,5.9158168000000041E-4,2.5301118151125693E-3,6.3703860000000097E-5,5.6039767112903422E-5,1.3836489407236367E-2,null,4.9579193318349335E-3,5.60197109481701E-3,2.8951795119447051E-4,1.7296123431139977E-3,5.5707579216829421E-5,5.6039767112903422E-5,1.263472830017724E-2]
[2004,10,2,7,5.4370197189943081E-3,6.566055875981856E-3,2.0710091453440016E-4,3.3243782980111182E-3,2.2301447308800032E-5,5.6039767112903422E-5,1.5612896021943386E-2,null,5.6135705531536366E-3,6.3494656777373501E-3,1.0135444435416024E-4,2.2725816713221074E-3,1.9502109332227642E-5,5.6039767112903422E-5,1.4356474455899482E-2]
[2004,10,2,11,8.307561497539355E-3,7.9123480870199082E-3,0,3.8141000028077778E-3,0,5.6039767112903422E-5,2.0090049354479944E-2,null,8.577324527291947E-3,7.651348626595591E-3,0,2.6073608301908019E-3,0,5.6039767112903422E-5,1.8836033984078338E-2]
[2004,10,2,15,6.5828915704281982E-3,7.6175310759593927E-3,0,3.7240288049790468E-3,0,5.6039767112903422E-5,1.7980491218479538E-2,null,6.7966511405616846E-3,7.3662565517947599E-3,0,2.5457871658993271E-3,0,5.6039767112903422E-5,1.6708694858255772E-2]
[2004,10,2,18,8.2339895900670965E-3,7.0900078961999517E-3,0,3.8349330499608224E-3,0,5.6039767112903422E-5,1.9214970303340774E-2,null,8.5013635937895744E-3,6.8561344347494836E-3,0,2.6216025310062969E-3,0,5.6039767112903422E-5,1.7979100559545352E-2]
[2004,10,2,21,7.6922392823606262E-3,6.0646262290688924E-3,5.9158168000000041E-4,3.2179166010987536E-3,6.3703860000000097E-5,5.6039767112903422E-5,1.7686107419641175E-2,null,7.9420215770816625E-3,5.8645763632068472E-3,2.8951795119447051E-4,2.1998032810752344E-3,5.5707579216829421E-5,5.6039767112903422E-5,1.6351626751775046E-2]
[2004,10,3,1,4.6697015165973283E-3,5.4142192873009483E-3,5.9158168000000041E-4,2.9160214182963693E-3,6.3703860000000097E-5,5.6039767112903422E-5,1.371126752930755E-2,null,4.8213360039894093E-3,5.2356239705804086E-3,2.8951795119447051E-4,1.9934244043067271E-3,5.5707579216829421E-5,5.6039767112903422E-5,1.2395609909287845E-2]
[2004,10,3,4,4.5061495310681219E-3,5.0943798262242969E-3,5.9158168000000041E-4,2.4596009663259591E-3,6.3703860000000097E-5,5.6039767112903422E-5,1.2771455630731281E-2,null,4.6524731604964701E-3,4.9263348449851236E-3,2.8951795119447051E-4,1.6814103491719474E-3,5.5707579216829421E-5,5.6039767112903422E-5,1.1605443885064841E-2]
[2004,10,3,8,5.9199823059903345E-3,6.8271373979777068E-3,0,3.5811945224971491E-3,0,5.6039767112903422E-5,1.6384353993578092E-2,null,6.112215895042755E-3,6.601935074025604E-3,0,2.4481440749794382E-3,0,5.6039767112903422E-5,1.5162295044047798E-2]
[2004,10,3,9,6.7663268588116672E-3,7.3712478720508873E-3,0,3.7735778952244399E-3,0,5.6039767112903422E-5,1.7967192393199896E-2,null,6.9860429372626083E-3,7.1280973311368323E-3,0,2.5796594705012831E-3,0,5.6039767112903422E-5,1.6693799738900724E-2]
[2004,10,3,12,6.7339927946921075E-3,8.1728770724220252E-3,0,4.4501770728517928E-3,0,5.6039767112903422E-5,1.9413086707078829E-2,null,6.9526589218301769E-3,7.9032837124539818E-3,0,3.0421901309942395E-3,0,5.6039767112903422E-5,1.7898132765278397E-2]
[2004,10,3,16,7.4333077238581974E-3,8.0366029316463992E-3,0,4.127097502696222E-3,0,5.6039767112903422E-5,1.9653047925313721E-2,null,7.6746819963526315E-3,7.7715047577875934E-3,0,2.8213293733742538E-3,0,5.6039767112903422E-5,1.8267516127514479E-2]
[2004,10,3,19,9.1067744237676336E-3,7.0923241307850552E-3,5.9158168000000041E-4,3.4563725200289991E-3,6.3703860000000097E-5,5.6039767112903422E-5,2.0366796381694592E-2,null,9.4024894853481731E-3,6.8583742652165835E-3,2.8951795119447051E-4,2.3628143773464848E-3,5.5707579216829421E-5,5.6039767112903422E-5,1.8968903658322541E-2]
[2004,10,3,21,7.9999096952507748E-3,6.7060110082081325E-3,5.9158168000000041E-4,3.3564902382631511E-3,6.3703860000000097E-5,5.6039767112903422E-5,1.8773736248834959E-2,null,8.2596826596491955E-3,6.4848042013927023E-3,2.8951795119447051E-4,2.2945337478625602E-3,5.5707579216829421E-5,5.6039767112903422E-5,1.7384246139315759E-2]
[2004,10,4,3,4.2006320061446622E-3,5.8441408665974807E-3,5.9158168000000041E-4,3.0304179096295116E-3,6.3703860000000097E-5,5.6039767112903422E-5,1.3786516089484557E-2,null,4.3370348744459003E-3,5.6513640074337766E-3,2.8951795119447051E-4,2.0716271075378228E-3,5.5707579216829421E-5,5.6039767112903422E-5,1.2405251519828797E-2]
[2004,10,4,6,5.6463011237674176E-3,6.961684454588668E-3,5.9158168000000041E-4,3.5821738366772029E-3,6.3703860000000097E-5,5.6039767112903422E-5,1.6901484722146191E-2,null,5.8296477410021037E-3,6.7320439147250648E-3,2.8951795119447051E-4,2.4488135449544368E-3,5.5707579216829421E-5,5.6039767112903422E-5,1.5355730731092905E-2]
[2004,10,4,7,6.5910923704518903E-3,8.3289554120960854E-3,2.2682030367053964E-4,4.1029638407814994E-3,2.4424909287565421E-5,5.6039767112903422E-5,1.9330296603400479E-2,null,6.805118236857928E-3,8.054213597839777E-3,1.1100504263080329E-4,2.804831335902978E-3,2.1359028620886101E-5,5.6039767112903422E-5,1.7796527241852371E-2]
[2004,10,4,10,6.5990173934193808E-3,1.0961723907315512E-2,0,6.6197660258164939E-3,0,5.6039767112903422E-5,2.4236547093664289E-2,null,{"$f":"E6660*V$5","v":6.8133006010689589E-3},1.0600136677625362E-2,0,4.5253450690950934E-3,0,5.6039767112903422E-5,{"$f":"SUM(M6660:Q6660)","v":2.1938782347789416E-2}]
[2004,10,4,13,6.4825154435594603E-3,1.1016778466967785E-2,0,6.035820489904426E-3,0,5.6039767112903422E-5,2.3591154167544575E-2,null,6.6930156013964544E-3,1.0653375188463161E-2,0,4.1261534600179686E-3,0,5.6039767112903422E-5,2.1472544249877584E-2]
[2004,10,4,18,9.6349298940014306E-3,9.558884578914165E-3,1.9719389136139458E-5,5.8617177111816021E-3,2.1234619787653832E-6,5.6039767112903422E-5,2.5133414802325001E-2,null,9.9477952131964194E-3,9.243571894245033E-3,9.6505982766430357E-6,4.0071348801865303E-3,1.8569192886584542E-6,5.6039767112903422E-5,2.3210009505193283E-2]
[2004,10,4,21,8.3927456289512349E-3,8.4332363739854609E-3,5.9158168000000041E-4,4.8288806375548663E-3,6.3703860000000097E-5,5.6039767112903422E-5,2.2366187947604466E-2,null,8.6652747567198714E-3,8.1550547117236905E-3,2.8951795119447051E-4,3.301076064801305E-3,5.5707579216829421E-5,5.6039767112903422E-5,2.046663106365617E-2]
[2004,10,4,24,5.030550244293555E-3,6.9243885152401952E-3,5.9158168000000041E-4,2.9174240625371313E-3,6.3703860000000097E-5,5.6039767112903422E-5,1.5583688129183785E-2,null,5.1939022069152248E-3,6.6959782321775966E-3,2.8951795119447051E-4,1.9943832673804179E-3,5.5707579216829421E-5,5.6039767112903422E-5,1.4229489236884538E-2]
[2004,10,5,4,4.9182244079893521E-3,5.8869300409918023E-3,5.9158168000000041E-4,2.1334581731869361E-3,6.3703860000000097E-5,5.6039767112903422E-5,1.3649937929280995E-2,null,5.0779289275039337E-3,5.692741723269135E-3,2.8951795119447051E-4,1.4584555385341292E-3,5.5707579216829421E-5,5.6039767112903422E-5,1.2574351719718498E-2]
[2004,10,5,7,7.3579657905971773E-3,8.5567207406353728E-3,2.3667999853440019E-4,4.2668741104932946E-3,2.5486640308800037E-5,5.6039767112903422E-5,2.0499767047681947E-2,null,7.5968935608069239E-3,8.2744657801930872E-3,1.1583034191388378E-4,2.9168822041544477E-3,2.2287488293069114E-5,5.6039767112903422E-5,1.8926359375361412E-2]
[2004,10,5,8,7.3235876402618846E-3,9.7412700306184104E-3,0,4.9448200760242146E-3,0,5.6039767112903422E-5,2.2065717514017411E-2,null,7.5613990836175381E-3,9.4199411161322213E-3,0,3.3803335437129112E-3,0,5.6039767112903422E-5,2.036167374346267E-2]
[2004,10,5,11,6.4856821662355683E-3,1.1141154496572443E-2,0,6.4599955243340636E-3,0,5.6039767112903422E-5,2.4142871954254977E-2,null,6.6962851538504399E-3,1.0773648507183577E-2,0,4.4161241920655028E-3,0,5.6039767112903422E-5,2.1886057853099519E-2]
[2004,10,5,15,5.8438256524595642E-3,1.0744401310143918E-2,0,5.79990532628022E-3,0,5.6039767112903422E-5,2.2444172055996602E-2,null,6.0335862836412108E-3,1.0389982759078114E-2,0,3.9648792520976242E-3,0,5.6039767112903422E-5,2.0388448294816949E-2]
[2004,10,5,19,9.4256698716849475E-3,9.2509249689236763E-3,5.9158168000000041E-4,5.0899605348375971E-3,6.3703860000000097E-5,5.6039767112903422E-5,2.4477880682559121E-2,null,9.7317401021354347E-3,8.9457707468444114E-3,2.8951795119447051E-4,3.4795531622093712E-3,5.5707579216829421E-5,5.6039767112903422E-5,2.2502289541600516E-2]
[2004,10,5,22,7.4738613513966792E-3,7.4953318453887287E-3,5.9158168000000041E-4,3.3720460111279463E-3,6.3703860000000097E-5,5.6039767112903422E-5,1.9052564515026255E-2,null,7.7165524807612648E-3,7.2480882274598224E-3,2.8951795119447051E-4,2.3051678457680041E-3,5.5707579216829421E-5,5.6039767112903422E-5,1.7615034084400391E-2]
[2004,10,6,1,4.860668118307339E-3,6.2504852105664125E-3,5.9158168000000041E-4,3.0284750771445912E-3,6.3703860000000097E-5,5.6039767112903422E-5,1.4850953713131247E-2,null,5.018503670726036E-3,6.0443045358278668E-3,2.8951795119447051E-4,2.0702989658223261E-3,5.5707579216829421E-5,5.6039767112903422E-5,1.3478332702787529E-2]
[2004,10,6,5,5.3050047113067829E-3,6.1940610650299578E-3,5.9158168000000041E-4,3.2412183107581849E-3,6.3703860000000097E-5,5.6039767112903422E-5,1.5451609394207829E-2,null,5.4772687558399197E-3,5.9897416167412542E-3,2.8951795119447051E-4,2.2157325868086323E-3,5.5707579216829421E-5,5.6039767112903422E-5,1.4027968489801106E-2]
[2004,10,6,8,7.2903051672663696E-3,9.6616526415250169E-3,0,6.123116442555857E-3,0,5.6039767112903422E-5,2.3131114018460144E-2,null,7.5270358625883684E-3,9.3429500138711603E-3,0,4.1858299360961982E-3,0,5.6039767112903422E-5,2.1055815812555726E-2]
[2004,10,6,12,6.4225392620385407E-3,1.0757841132802901E-2,0,7.3439624395302871E-3,0,5.6039767112903422E-5,2.4580382601484631E-2,null,6.6310918740830824E-3,1.040297925108182E-2,0,5.020413725158635E-3,0,5.6039767112903422E-5,2.205448485032354E-2]
[2004,10,6,13,6.3204977804845594E-3,1.0712984601728502E-2,0,6.8269494154593107E-3,0,5.6039767112903422E-5,2.3916471564785276E-2,null,6.5257369028567588E-3,1.0359602373111426E-2,0,4.6669779194197219E-3,0,5.6039767112903422E-5,2.1552317195387909E-2]
[2004,10,6,16,6.5624401697425144E-3,1.0368891149611642E-2,0,7.3081161993877137E-3,0,5.6039767112903422E-5,2.4295487285854771E-2,null,6.7755356422568268E-3,1.0026859307043098E-2,0,4.9959088400249067E-3,0,5.6039767112903422E-5,2.1798303789324833E-2]
[2004,10,6,20,8.9105929470630341E-3,8.9140312237248956E-3,5.9158168000000041E-4,5.9052750983956395E-3,6.3703860000000097E-5,5.6039767112903422E-5,2.4441224576296473E-2,null,9.1999376062634232E-3,8.6199898956627E-3,2.8951795119447051E-4,4.0369111905097337E-3,5.5707579216829421E-5,5.6039767112903422E-5,2.2202064222847158E-2]
[2004,10,6,23,6.7159585020247284E-3,7.1005860543531148E-3,5.9158168000000041E-4,3.7762280353445103E-3,6.3703860000000097E-5,5.6039767112903422E-5,1.8304097898835255E-2,null,6.9340390198440053E-3,6.8663636581060613E-3,2.8951795119447051E-4,2.5814711355175391E-3,5.5707579216829421E-5,5.6039767112903422E-5,1.6727099343878907E-2]
[2004,10,7,3,3.9953567151602906E-3,6.0598968829548242E-3,5.9158168000000041E-4,2.6432894870620448E-3,6.3703860000000097E-5,5.6039767112903422E-5,1.3409868392290063E-2,null,4.1250938868614261E-3,5.8600030209452836E-3,2.8951795119447051E-4,1.8069818479712406E-3,5.5707579216829421E-5,5.6039767112903422E-5,1.2137304286189251E-2]
[2004,10,7,5,4.4206008817207244E-3,6.3666058652925173E-3,5.9158168000000041E-4,3.2099824948195682E-3,6.3703860000000097E-5,5.6039767112903422E-5,1.4708514548945712E-2,null,4.564146576511329E-3,6.1565947943309652E-3,2.8951795119447051E-4,2.1943794385121946E-3,5.5707579216829421E-5,5.6039767112903422E-5,1.3260346339765788E-2]
[2004,10,7,10,6.0312655356845116E-3,1.1061473193491635E-2,0,6.4946724463092959E-3,0,5.6039767112903422E-5,2.3643450942598343E-2,null,6.2271127123356331E-3,1.0696595599224073E-2,0,4.4398297184028417E-3,0,5.6039767112903422E-5,2.1363538029962548E-2]
[2004,10,7,11,5.9023533673417169E-3,1.1259922740941827E-2,0,6.8731100656948809E-3,0,5.6039767112903422E-5,2.409142594109133E-2,null,6.0940145097258119E-3,1.0888499021018986E-2,0,4.6985338490575816E-3,0,5.6039767112903422E-5,2.1681047379802382E-2]
[2004,10,7,14,5.7990415612954906E-3,1.0997857141216632E-2,0,5.7322304323609843E-3,0,5.6039767112903422E-5,2.2585168901986009E-2,null,5.9873479640467232E-3,1.0635078008130947E-2,0,3.9186159481825631E-3,0,5.6039767112903422E-5,2.0541041920360232E-2]
[2004,10,7,17,7.2280011568717556E-3,1.0006619221234244E-2,0,6.238147584973098E-3,0,5.6039767112903422E-5,2.3528807730191999E-2,null,7.4627087171721517E-3,9.6765374062420251E-3,0,4.2644664938083767E-3,0,5.6039767112903422E-5,2.1403712617222556E-2]
[2004,10,7,21,7.9258761683790556E-3,8.2355478637115894E-3,5.9158168000000041E-4,4.3872812764221116E-3,6.3703860000000097E-5,5.6039767112903422E-5,2.1260030615625657E-2,null,8.1832451170481806E-3,7.9638872232686408E-3,2.8951795119447051E-4,2.9991938708349149E-3,5.5707579216829421E-5,5.6039767112903422E-5,1.9491551741563036E-2]
[2004,10,7,24,4.7513748328030098E-3,6.7776625649763013E-3,5.9158168000000041E-4,3.0245093507640895E-3,6.3703860000000097E-5,5.6039767112903422E-5,1.5264872055656305E-2,null,4.9056614150650608E-3,6.5540922350386093E-3,2.8951795119447051E-4,2.0675879515279546E-3,5.5707579216829421E-5,5.6039767112903422E-5,1.3872567132042924E-2]
[2004,10,8,2,4.1748435365354464E-3,6.1747496534745698E-3,5.9158168000000041E-4,2.9251946855156719E-3,6.3703860000000097E-5,5.6039767112903422E-5,1.3986113182638591E-2,null,4.3104090019842915E-3,5.9710672181105444E-3,2.8951795119447051E-4,1.9996953509559697E-3,5.5707579216829421E-5,5.6039767112903422E-5,1.2626397101462105E-2]
[2004,10,8,8,6.6458112858144716E-3,9.6597797724454638E-3,0,5.5636142493264507E-3,0,5.6039767112903422E-5,2.1925245074699288E-2,null,6.8616139841341049E-3,9.3411389239011506E-3,0,3.8033480656789894E-3,0,5.6039767112903422E-5,2.0006100973714244E-2]
[2004,10,8,11,6.3809755541835989E-3,1.0990965591619984E-2,0,6.8361424972633684E-3,0,5.6039767112903422E-5,2.4264123410179854E-2,null,6.5881785100429862E-3,1.0628413785581393E-2,0,4.6732624115376513E-3,0,5.6039767112903422E-5,2.1889854707162031E-2]
[2004,10,8,12,6.0405170033345449E-3,1.0913265090856095E-2,0,6.9285450809584816E-3,0,5.6039767112903422E-5,2.3938366942262024E-2,null,6.2366645935238232E-3,1.0553276340506037E-2,0,4.7364298369218065E-3,0,5.6039767112903422E-5,2.1526370770951667E-2]
[2004,10,8,15,6.0403099917654551E-3,1.0423479851665933E-2,0,6.3788751253876681E-3,0,5.6039767112903422E-5,2.2898704735931957E-2,null,6.2364508598777334E-3,1.0079647327223345E-2,0,4.3606693926143665E-3,0,5.6039767112903422E-5,2.0676767579715444E-2]
[2004,10,8,19,7.4873194163346717E-3,8.8114256340151784E-3,5.9158168000000041E-4,5.1337761562717547E-3,6.3703860000000097E-5,5.6039767112903422E-5,2.2143846513734508E-2,null,7.730447555810269E-3,8.5207688895501937E-3,2.8951795119447051E-4,3.5095060042936877E-3,5.5707579216829421E-5,5.6039767112903422E-5,2.0105947980065451E-2]
[2004,10,8,23,6.0262138012992629E-3,6.1405832589782041E-3,5.9158168000000041E-4,2.9448988511533696E-3,6.3703860000000097E-5,5.6039767112903422E-5,1.5823021218543738E-2,null,6.221896938096611E-3,5.9380278481624069E-3,2.8951795119447051E-4,2.0131653359163806E-3,5.5707579216829421E-5,5.6039767112903422E-5,1.4518315652586699E-2]
[2004,10,9,2,4.5949920549511348E-3,5.6086021726010921E-3,5.9158168000000041E-4,3.5811841320478174E-3,6.3703860000000097E-5,5.6039767112903422E-5,1.4496103666712947E-2,null,4.7442005776686443E-3,5.4235948745545177E-3,2.8951795119447051E-4,2.4481369719536717E-3,5.5707579216829421E-5,5.6039767112903422E-5,1.2961157954588133E-2]
[2004,10,9,6,4.8931185537506054E-3,5.9855123611109399E-3,5.9158168000000041E-4,3.6924792603176314E-3,6.3703860000000097E-5,5.6039767112903422E-5,1.528243548229208E-2,null,5.0520078362902964E-3,5.7880721727582782E-3,2.8951795119447051E-4,2.5242195491876592E-3,5.5707579216829421E-5,5.6039767112903422E-5,1.3709525088647534E-2]
[2004,10,9,9,6.7777240507340408E-3,7.8761865737190084E-3,0,6.0406950859484988E-3,0,5.6039767112903422E-5,2.075064547751445E-2,null,6.997810218654023E-3,7.6163799495243241E-3,0,4.1294857876388921E-3,0,5.6039767112903422E-5,1.8743675955817239E-2]
[2004,10,9,12,7.2555581979592172E-3,8.1708181582811137E-3,0,6.0929189996333268E-3,0,5.6039767112903422E-5,2.1575335122986559E-2,null,7.4911605901422269E-3,7.9012927143695833E-3,0,4.1651866310464707E-3,0,5.6039767112903422E-5,1.9557639935558282E-2]
[2004,10,9,13,7.5920592865750961E-3,7.8699841815365445E-3,0,5.3587843699861703E-3,0,5.6039767112903422E-5,2.0876867605210715E-2,null,7.8385885377656433E-3,7.61038215160328E-3,0,3.663324100955621E-3,0,5.6039767112903422E-5,1.9112294790324544E-2]
[2004,10,9,16,6.7083335428188761E-3,7.7929421606241934E-3,0,5.7464164123645686E-3,0,5.6039767112903422E-5,2.0303731882920541E-2,null,6.9261664630612084E-3,7.5358814655345149E-3,0,3.928313640579717E-3,0,5.6039767112903422E-5,1.839036156917544E-2]
[2004,10,9,21,7.7601256084748249E-3,6.3817838144611368E-3,5.9158168000000041E-4,4.6811126260595916E-3,6.3703860000000097E-5,5.6039767112903422E-5,1.9534347356108456E-2,null,8.0121123071014797E-3,6.1712720783999465E-3,2.8951795119447051E-4,3.2000602223104598E-3,5.5707579216829421E-5,5.6039767112903422E-5,1.7728670138223185E-2]
[2004,10,9,24,5.4988287942249973E-3,5.4105101173759591E-3,5.9158168000000041E-4,4.2072559254141559E-3,6.3703860000000097E-5,5.6039767112903422E-5,1.5827920144128014E-2,null,5.6773866918776719E-3,5.232037152622041E-3,2.8951795119447051E-4,2.8761265552653312E-3,5.5707579216829421E-5,5.6039767112903422E-5,1.4130775930176344E-2]
[2004,10,10,3,4.5673405179153968E-3,4.8894528928309436E-3,5.9158168000000041E-4,3.2580460514111355E-3,6.3703860000000097E-5,5.6039767112903422E-5,1.3426164769270379E-2,null,4.7156511402790795E-3,4.7281677025481136E-3,2.8951795119447051E-4,2.2272362159234467E-3,5.5707579216829421E-5,5.6039767112903422E-5,1.2016280589161939E-2]
[2004,10,10,7,5.3978457210979748E-3,5.6401240401942141E-3,2.9583816653440024E-4,3.2893469247598905E-3,3.1857026308800045E-5,5.6039767112903422E-5,1.4711051646008184E-2,null,5.5731244977030902E-3,5.4540769508817739E-3,1.4478213703333085E-4,2.2486338381830172E-3,2.7858246214752054E-5,5.6039767112903422E-5,1.3448475670015964E-2]
[2004,10,10,10,6.8538043925379924E-3,7.2913363526978629E-3,0,5.038476674712843E-3,0,5.6039767112903422E-5,1.9239657187061603E-2,null,7.0763610403353407E-3,7.0508218008989787E-3,0,3.444358227578007E-3,0,5.6039767112903422E-5,1.7571541068812327E-2]
[2004,10,10,13,7.4161554739735937E-3,7.4888221073708787E-3,0,5.0096375572583453E-3,0,5.6039767112903422E-5,1.9970654905715719E-2,null,7.6569727788310966E-3,7.241793221919801E-3,0,3.4246434888001108E-3,0,5.6039767112903422E-5,1.8323409489551006E-2]
[2004,10,10,17,8.6857095065932793E-3,7.132555462456701E-3,0,5.0580984148770542E-3,0,5.6039767112903422E-5,2.0932403151039936E-2,null,8.9677517536164882E-3,6.8972785122171599E-3,0,3.4577718655756169E-3,0,5.6039767112903422E-5,1.9322802131409265E-2]
[2004,10,10,18,9.3565584180363114E-3,6.8095180401880704E-3,1.2817603086386068E-4,4.288595589068675E-3,1.3802503021234642E-5,5.6039767112903422E-5,2.0652690348291057E-2,null,9.6603844622556896E-3,6.5848969144878065E-3,6.2728889521974606E-5,2.9317312464893584E-3,1.2069975515548902E-5,5.6039767112903422E-5,1.925181148827038E-2]
[2004,10,10,22,7.6580978862535922E-3,5.9813564652830007E-3,5.9158168000000041E-4,3.6299615723093806E-3,6.3703860000000097E-5,5.6039767112903422E-5,1.7980741230958875E-2,null,7.9067715420007793E-3,5.7840533647526568E-3,2.8951795119447051E-4,2.4814817681156356E-3,5.5707579216829421E-5,5.6039767112903422E-5,1.6517532205280371E-2]
[2004,10,11,1,4.5949218027692791E-3,5.5518511473192879E-3,5.9158168000000041E-4,2.3255590036667891E-3,6.3703860000000097E-5,5.6039767112903422E-5,1.3183657260868259E-2,null,4.744128044258846E-3,5.368715858291297E-3,2.8951795119447051E-4,1.5897777850592777E-3,5.5707579216829421E-5,5.6039767112903422E-5,1.204784721802072E-2]
[2004,10,11,4,4.4090691310583949E-3,5.3849771647294081E-3,5.9158168000000041E-4,2.384841154615095E-3,6.3703860000000097E-5,5.6039767112903422E-5,1.2890212757515802E-2,null,4.5522403669902905E-3,5.2073464388141377E-3,2.8951795119447051E-4,1.6303037173102106E-3,5.5707579216829421E-5,5.6039767112903422E-5,1.1735116053525937E-2]
[2004,10,11,8,6.699892766484407E-3,8.7043584092763009E-3,0,4.4994515476469892E-3,0,5.6039767112903422E-5,1.9959742490520599E-2,null,6.9174515979465211E-3,8.4172334214502615E-3,0,3.0758747054455233E-3,0,5.6039767112903422E-5,1.8410559724842308E-2]
[2004,10,11,10,6.4825156772039226E-3,9.9270682651355583E-3,0,5.9840831951574686E-3,0,5.6039767112903422E-5,2.2449706904609852E-2,null,6.6930158426278166E-3,9.5996105455938494E-3,0,4.0907852746835654E-3,0,5.6039767112903422E-5,2.0383411662905235E-2]
[2004,10,11,13,6.3880526327995879E-3,9.8874880514641002E-3,0,5.5203158382284637E-3,0,5.6039767112903422E-5,2.1851896289605054E-2,null,6.5954853954644762E-3,9.5613359385890995E-3,0,3.7737487942851398E-3,0,5.6039767112903422E-5,1.9930570128338716E-2]
[2004,10,11,16,6.6369596065452728E-3,9.4370631295377875E-3,0,5.3364904113662216E-3,0,5.6039767112903422E-5,2.1466552914562183E-2,null,6.8524748732498924E-3,9.1257688894827767E-3,0,3.6480837049479766E-3,0,5.6039767112903422E-5,1.9626327467680643E-2]
[2004,10,11,19,9.4928918897210501E-3,8.4136698896293931E-3,5.9158168000000041E-4,4.2740341374094193E-3,6.3703860000000097E-5,5.6039767112903422E-5,2.2891921223872767E-2,null,9.8011449526738143E-3,8.1361336542122437E-3,2.8951795119447051E-4,2.921776877527058E-3,5.5707579216829421E-5,5.6039767112903422E-5,2.1204281014824414E-2]
[2004,10,11,23,6.0182715948591944E-3,6.871561688175357E-3,5.9158168000000041E-4,2.7994795895546526E-3,6.3703860000000097E-5,5.6039767112903422E-5,1.6400638179702106E-2,null,6.2136968324315017E-3,6.6448939691668438E-3,2.8951795119447051E-4,1.9137551247607628E-3,5.5707579216829421E-5,5.6039767112903422E-5,1.5117571456770408E-2]
[2004,10,12,2,4.8795966541278464E-3,6.0208757365534018E-3,5.9158168000000041E-4,2.5687574445816589E-3,6.3703860000000097E-5,5.6039767112903422E-5,1.4180555142375812E-2,null,5.0380468537174648E-3,5.8222690396235446E-3,2.8951795119447051E-4,1.7560309216676784E-3,5.5707579216829421E-5,5.6039767112903422E-5,1.2961572345419987E-2]
[2004,10,12,7,7.3128063821723327E-3,8.4710224443988683E-3,3.1555755567053969E-4,4.8520195411966812E-3,3.3980488287565434E-5,5.6039767112903422E-5,2.1041426178838887E-2,null,7.5502677366544165E-3,8.1915943577026591E-3,1.5443273530997388E-4,3.3168940745453637E-3,2.9715165503410512E-5,5.6039767112903422E-5,1.9242904069715825E-2]
[2004,10,12,10,6.7773050072245837E-3,1.0775539846084385E-2,0,6.7111128816623377E-3,0,5.6039767112903422E-5,2.431999750208421E-2,null,{"$f":"E6852*V$5","v":6.9973775679691343E-3},1.0420094148463666E-2,0,4.5877907872771562E-3,0,5.6039767112903422E-5,{"$f":"SUM(M6852:Q6852)","v":2.2005262503709953E-2}]
[2004,10,12,13,6.2896383372678241E-3,1.0751653363837189E-2,0,6.3204023724141882E-3,0,5.6039767112903422E-5,2.3417733840632105E-2,null,6.4938753921980801E-3,1.0396995594011025E-2,0,4.3206967737464182E-3,0,5.6039767112903422E-5,2.1211567759955523E-2]
[2004,10,12,14,5.8121364591398571E-3,1.0833767867435128E-2,0,6.5294898802690056E-3,0,5.6039767112903422E-5,2.3231433973956894E-2,null,6.0008680792449235E-3,1.0476401440090821E-2,0,4.4636313002825697E-3,0,5.6039767112903422E-5,2.0940900819618313E-2]
[2004,10,12,17,8.1357501852060022E-3,9.7011644472467292E-3,0,6.309119950215482E-3,0,5.6039767112903422E-5,2.4202074349781114E-2,null,8.3999341602414498E-3,9.38115846945454E-3,0,4.3129839854899685E-3,0,5.6039767112903422E-5,2.2094076615185955E-2]
[2004,10,12,20,8.9534407427841918E-3,8.8368332611525983E-3,5.9158168000000041E-4,5.4299459477833876E-3,6.3703860000000097E-5,5.6039767112903422E-5,2.3931545258833082E-2,null,9.2441767550543591E-3,8.5453384118797104E-3,2.8951795119447051E-4,3.7119709404266499E-3,5.5707579216829421E-5,5.6039767112903422E-5,2.1846711637772021E-2]
[2004,10,12,24,5.2136344699725825E-3,6.6184139713275567E-3,5.9158168000000041E-4,3.1582968885545443E-3,6.3703860000000097E-5,5.6039767112903422E-5,1.5701670636967587E-2,null,5.3829315412080988E-3,6.4000966707761526E-3,2.8951795119447051E-4,2.1590465879941481E-3,5.5707579216829421E-5,5.6039767112903422E-5,1.4287300330389698E-2]
[2004,10,13,4,4.8147423556087207E-3,5.956132151678028E-3,5.9158168000000041E-4,3.137536921920204E-3,6.3703860000000097E-5,5.6039767112903422E-5,1.4619736736319855E-2,null,4.9710866072536653E-3,5.7596611091117762E-3,2.8951795119447051E-4,2.1448548458272935E-3,5.5707579216829421E-5,5.6039767112903422E-5,1.3220828092604034E-2]
[2004,10,13,7,7.1342052652679094E-3,8.7054491248261534E-3,3.3527694539826089E-4,5.6891573798441711E-3,3.610395033003468E-5,5.6039767112903422E-5,2.1956232432779433E-2,null,7.365867086586428E-3,8.4182881582783916E-3,1.6408333387613489E-4,3.8891707344004349E-3,3.1572084847776546E-5,5.6039767112903422E-5,1.9868981397989163E-2]
[2004,10,13,11,6.5379013895300311E-3,1.1091940694914012E-2,0,8.1722899502437718E-3,0,5.6039767112903422E-5,2.5858171801800715E-2,null,6.7502000390899167E-3,1.072605808906907E-2,0,5.5866675476629948E-3,0,5.6039767112903422E-5,2.306292567582198E-2]
[2004,10,13,14,5.8798890573701097E-3,1.0842065818851403E-2,0,7.4634591700681804E-3,0,5.6039767112903422E-5,2.4241453813402595E-2,null,6.0708207389706722E-3,1.0484425672401407E-2,0,5.1021030081640634E-3,0,5.6039767112903422E-5,2.1657349419536141E-2]
[2004,10,13,15,6.010023980175078E-3,1.0577652798471426E-2,0,7.3950662800489914E-3,0,5.6039767112903422E-5,2.4038782825808395E-2,null,6.2051814013097846E-3,1.0228734671691109E-2,0,5.0553488741958124E-3,0,5.6039767112903422E-5,2.1489264947196704E-2]
[2004,10,13,18,9.7717300903112335E-3,9.3528458162160308E-3,1.7747450400000013E-4,6.2462435219834116E-3,1.9111158000000026E-5,5.6039767112903422E-5,2.5623444857623582E-2,null,1.0089037583715611E-2,9.0443295976906125E-3,8.6855385358341165E-5,4.2700009656441553E-3,1.6712273765048823E-5,5.6039767112903422E-5,2.3506935806173766E-2]
[2004,10,13,21,7.9386890103789777E-3,8.3550329082936279E-3,5.9158168000000041E-4,5.8140877910340567E-3,6.3703860000000097E-5,5.6039767112903422E-5,2.2819135016819567E-2,null,8.1964740174881954E-3,8.0794308926960857E-3,2.8951795119447051E-4,3.974574541431279E-3,5.5707579216829421E-5,5.6039767112903422E-5,2.0595704982026862E-2]
[2004,10,14,2,4.8421045237870405E-3,6.2561514107530528E-3,5.9158168000000041E-4,3.3496556451569344E-3,6.3703860000000097E-5,5.6039767112903422E-5,1.5159236886809931E-2,null,4.9993372794040073E-3,6.0497838287683764E-3,2.8951795119447051E-4,2.2898615446318316E-3,5.5707579216829421E-5,5.6039767112903422E-5,1.3684208183215514E-2]
[2004,10,14,5,5.2701503370635745E-3,6.33541642722147E-3,5.9158168000000041E-4,3.8566674275835587E-3,6.3703860000000097E-5,5.6039767112903422E-5,1.6173559498981506E-2,null,5.4412825908060252E-3,6.12643418189018E-3,2.8951795119447051E-4,2.6364603912722522E-3,5.5707579216829421E-5,5.6039767112903422E-5,1.4549402694379756E-2]
[2004,10,14,9,6.880451607708343E-3,1.0539481471059209E-2,0,7.764527037790972E-3,0,5.6039767112903422E-5,2.5240499883671427E-2,null,7.1038735435328638E-3,1.019182247693442E-2,0,5.307916323219147E-3,0,5.6039767112903422E-5,2.2603612343686429E-2]
[2004,10,14,12,6.4899577452332347E-3,1.0928476394303053E-2,0,8.2543850856064138E-3,0,5.6039767112903422E-5,2.5728858992255604E-2,null,6.7006995693941491E-3,1.0567985878617554E-2,0,5.6427886876792991E-3,0,5.6039767112903422E-5,2.2911474135691001E-2]
[2004,10,14,15,6.0983479012965977E-3,1.0626342310348759E-2,0,7.8464101524646172E-3,0,5.6039767112903422E-5,2.4627140131222879E-2,null,6.2963733756582867E-3,1.027581809442922E-2,0,5.3638925235539349E-3,0,5.6039767112903422E-5,2.1936083993641442E-2]
[2004,10,14,18,9.8133294820571936E-3,9.4567385236849488E-3,1.9719389313613961E-4,6.7060503869318189E-3,2.1234619978765412E-5,5.6039767112903422E-5,2.6250586672901768E-2,null,1.0131987790373574E-2,9.1447952642491458E-3,9.6505983634984213E-5,4.5843300100417176E-3,1.8569193053707279E-5,5.6039767112903422E-5,2.3976188241353131E-2]
[2004,10,14,20,8.889082446527136E-3,9.1249419520916669E-3,5.9158168000000041E-4,6.8578481389715961E-3,6.3703860000000097E-5,5.6039767112903422E-5,2.5583197844703302E-2,null,9.1777286170316823E-3,8.8239434495351217E-3,2.8951795119447051E-4,4.688100627615501E-3,5.5707579216829421E-5,5.6039767112903422E-5,2.3034998224593605E-2]
[2004,10,14,23,6.6988513989063936E-3,7.3087816060232067E-3,5.9158168000000041E-4,4.4403667277622873E-3,6.3703860000000097E-5,5.6039767112903422E-5,1.9159325039804789E-2,null,6.9163764150939515E-3,7.0676915990427755E-3,2.8951795119447051E-4,3.0354836708861668E-3,5.5707579216829421E-5,5.6039767112903422E-5,1.7364777215434193E-2]
[2004,10,15,3,4.3291349386172387E-3,6.1580866639112525E-3,5.9158168000000041E-4,3.5913122271848761E-3,6.3703860000000097E-5,5.6039767112903422E-5,1.478985913682627E-2,null,4.4697105524836057E-3,5.9549538797047915E-3,2.8951795119447051E-4,2.4550606494989306E-3,5.5707579216829421E-5,5.6039767112903422E-5,1.3224950612098626E-2]
[2004,10,15,6,6.0477704264199203E-3,7.1469374009143841E-3,5.9158168000000041E-4,4.7870140348463012E-3,6.3703860000000097E-5,5.6039767112903422E-5,1.8693047169293507E-2,null,6.2441535496700331E-3,6.9111860430608159E-3,2.8951795119447051E-4,3.2724555934148408E-3,5.5707579216829421E-5,5.6039767112903422E-5,1.677302071655699E-2]
[2004,10,15,10,6.9442823373227396E-3,1.0923983460165453E-2,0,8.2667249780915449E-3,0,5.6039767112903422E-5,2.6191030542692638E-2,null,7.1697769837756678E-3,1.0563641149964942E-2,0,5.6512243742870994E-3,0,5.6039767112903422E-5,2.3384642508027707E-2]
[2004,10,15,11,7.0327936485589408E-3,1.101586633250669E-2,0,8.2134084805029726E-3,0,5.6039767112903422E-5,2.6318108228681504E-2,null,7.2611624331682372E-3,1.0652493141986007E-2,0,5.6147766284720792E-3,0,5.6039767112903422E-5,2.3528432203626323E-2]
[2004,10,15,17,7.3638067205760082E-3,9.5673038155472401E-3,0,7.6087190824599875E-3,0,5.6039767112903422E-5,2.4595869385696138E-2,null,7.6029241573886599E-3,9.2517134110161586E-3,0,5.2014042864442682E-3,0,5.6039767112903422E-5,2.2056041854849086E-2]
[2004,10,15,18,8.4573615125336319E-3,9.0689262652815066E-3,2.0705358800000016E-4,6.4453224691667556E-3,2.2296351000000032E-5,5.6039767112903422E-5,2.4256999953094802E-2,null,8.7319888464401935E-3,8.7697755156134795E-3,1.0133128291806469E-4,4.4060935297141474E-3,1.9497652725890295E-5,5.6039767112903422E-5,2.2028686827411777E-2]
[2004,10,15,21,8.0454259873766736E-3,7.6924758113645153E-3,5.9158168000000041E-4,4.8829675834529268E-3,6.3703860000000097E-5,5.6039767112903422E-5,2.133219468930702E-2,null,8.3066769562256931E-3,7.4387291341440195E-3,2.8951795119447051E-4,3.3380504975784831E-3,5.5707579216829421E-5,5.6039767112903422E-5,1.9428682118359495E-2]
[2004,10,16,1,5.1519639574158982E-3,5.8916391588535594E-3,5.9158168000000041E-4,3.7952276563548814E-3,6.3703860000000097E-5,5.6039767112903422E-5,1.5550156079737244E-2,null,5.3192584645634314E-3,5.6972955045345389E-3,2.8951795119447051E-4,2.5944594859998137E-3,5.5707579216829421E-5,5.6039767112903422E-5,1.3956238985509083E-2]
[2004,10,16,4,4.7702973363193827E-3,5.4492549111325615E-3,5.9158168000000041E-4,3.7674700200713632E-3,6.3703860000000097E-5,5.6039767112903422E-5,1.4698347574636211E-2,null,4.9251983698714542E-3,5.2695038971632266E-3,2.8951795119447051E-4,2.5754840596787813E-3,5.5707579216829421E-5,5.6039767112903422E-5,1.311541185712476E-2]
[2004,10,16,7,5.8990872591985219E-3,6.8130460169635856E-3,3.6485602939826089E-4,4.7263343851401121E-3,3.9289143330034686E-5,5.6039767112903422E-5,1.7898652601143414E-2,null,6.0906423445611351E-3,6.5883085161968216E-3,1.7855923143585839E-4,3.2309743155990662E-3,3.4357463808618021E-5,5.6039767112903422E-5,1.6122841871601498E-2]
[2004,10,16,12,7.699236653661767E-3,8.2755608366219605E-3,0,6.3629621803415999E-3,0,5.6039767112903422E-5,2.239379943773823E-2,null,7.9492461669334047E-3,8.0025803143658359E-3,0,4.3497911278663126E-3,0,5.6039767112903422E-5,2.0301617609165552E-2]
[2004,10,16,15,7.1363285128758155E-3,7.8635728376019662E-3,0,5.5569276986502068E-3,0,5.6039767112903422E-5,2.061286881624089E-2,null,7.3680592802632611E-3,7.6041822944851456E-3,0,3.7987770658862493E-3,0,5.6039767112903422E-5,1.8771018640634657E-2]
[2004,10,16,18,8.8094951797061151E-3,7.3934975756522886E-3,2.2677297713613966E-4,5.5178510340089604E-3,2.4419812978765418E-5,5.6039767112903422E-5,2.202807634659517E-2,null,9.0955569935093922E-3,7.1496130982922259E-3,1.1098188119470775E-4,3.7720638269347056E-3,2.135457201454875E-5,5.6039767112903422E-5,2.0149570371945577E-2]
[2004,10,16,19,9.1295401671721843E-3,7.0968780541075163E-3,5.9158168000000041E-4,4.9102492889931404E-3,6.3703860000000097E-5,5.6039767112903422E-5,2.1847992817385746E-2,null,9.4259944776788028E-3,6.8627779712436346E-3,2.8951795119447051E-4,3.3567005723940326E-3,5.5707579216829421E-5,5.6039767112903422E-5,1.9990698551727769E-2]
[2004,10,16,22,7.4473383701507889E-3,6.0761322256499039E-3,5.9158168000000041E-4,4.5878828368399165E-3,6.3703860000000097E-5,5.6039767112903422E-5,1.8822678739753511E-2,null,7.6891682456105932E-3,5.8757028189908335E-3,2.8951795119447051E-4,3.1363273101059088E-3,5.5707579216829421E-5,5.6039767112903422E-5,1.7046423905118634E-2]
[2004,10,17,2,5.1100255135148485E-3,5.1624278692011119E-3,5.9158168000000041E-4,3.6573699865676533E-3,6.3703860000000097E-5,5.6039767112903422E-5,1.4641148676396517E-2,null,5.2759581960531736E-3,4.992138231596401E-3,2.8951795119447051E-4,2.5002184624084056E-3,5.5707579216829421E-5,5.6039767112903422E-5,1.3113540420469279E-2]
[2004,10,17,5,5.2212843067677706E-3,5.0815246827737044E-3,5.9158168000000041E-4,3.4636511095823106E-3,6.3703860000000097E-5,5.6039767112903422E-5,1.4477785406236688E-2,null,5.3908297834049917E-3,4.9139037457584939E-3,2.8951795119447051E-4,2.3677901014455827E-3,5.5707579216829421E-5,5.6039767112903422E-5,1.3017749161020368E-2]
[2004,10,17,9,7.3707153282934583E-3,7.1739210436862879E-3,0,5.3995663745791053E-3,0,5.6039767112903422E-5,2.0000242513671752E-2,null,7.6100571013267672E-3,6.9372795940260534E-3,0,3.6912031291074792E-3,0,5.6039767112903422E-5,1.82385398244603E-2]
[2004,10,17,13,7.7690907186353797E-3,7.7256923809526793E-3,0,5.7945395462178821E-3,0,5.6039767112903422E-5,2.1345362412918841E-2,null,8.0213685322034871E-3,7.4708500104380673E-3,0,3.9612111456642169E-3,0,5.6039767112903422E-5,1.9453429688305771E-2]
[2004,10,17,16,8.0753615905818817E-3,7.6713053541160193E-3,0,6.0741508557070299E-3,0,5.6039767112903422E-5,2.1876857567517834E-2,null,8.3375846279519113E-3,7.4182570129467211E-3,0,4.1523565208519851E-3,0,5.6039767112903422E-5,1.9908198161750618E-2]
[2004,10,17,19,9.7912154994474233E-3,6.8981508707446314E-3,5.9158168000000041E-4,5.2706765712730343E-3,6.3703860000000097E-5,5.6039767112903422E-5,2.2671368248577992E-2,null,1.0109155722805845E-2,6.6706060717306153E-3,2.8951795119447051E-4,3.6030926379552147E-3,5.5707579216829421E-5,5.6039767112903422E-5,2.0728079962902976E-2]
[2004,10,17,20,9.5237217230903122E-3,6.9280627912932831E-3,5.9158168000000041E-4,5.9328209859629373E-3,6.3703860000000097E-5,5.6039767112903422E-5,2.3095930807459437E-2,null,9.8329758919944357E-3,6.6995313072854331E-3,2.8951795119447051E-4,4.0557418630728388E-3,5.5707579216829421E-5,5.6039767112903422E-5,2.0933474592764005E-2]
[2004,10,18,2,4.7248919361321425E-3,5.701501099825982E-3,5.9158168000000041E-4,3.431723516680672E-3,6.3703860000000097E-5,5.6039767112903422E-5,1.4569441859751699E-2,null,4.8783185661152159E-3,5.5134294055201637E-3,2.8951795119447051E-4,2.3459640467871504E-3,5.5707579216829421E-5,5.6039767112903422E-5,1.3082937548833828E-2]
[2004,10,18,4,4.8998170200220542E-3,5.536378695936618E-3,5.9158168000000041E-4,3.2682624873907676E-3,6.3703860000000097E-5,5.6039767112903422E-5,1.4415783510462344E-2,null,5.0589238150720783E-3,5.3537537865605217E-3,2.8951795119447051E-4,2.2342202842430595E-3,5.5707579216829421E-5,5.6039767112903422E-5,1.2992123416286959E-2]
[2004,10,18,7,7.2590171803297559E-3,7.6533085850251856E-3,3.9443511339826089E-4,4.6189927115041392E-3,4.2474336330034685E-5,5.6039767112903422E-5,2.0024267693700276E-2,null,7.4947318925436693E-3,7.4008538915279094E-3,1.9303512899558191E-4,3.15759436355808E-3,3.7142842769459482E-5,5.6039767112903422E-5,1.8283358119394699E-2]
[2004,10,18,10,7.245132347615325E-3,1.0205948266065298E-2,0,7.5995352920886477E-3,0,5.6039767112903422E-5,2.5106655672882172E-2,null,7.4803961917204965E-3,9.8692913140119142E-3,0,5.1951261460522263E-3,0,5.6039767112903422E-5,2.2544813651784637E-2]
[2004,10,18,14,6.7412525735436142E-3,1.0098535829572737E-2,0,6.8915120489047802E-3,0,5.6039767112903422E-5,2.3787340219134034E-2,null,6.9601544401268738E-3,9.7654220214330317E-3,0,4.7111136477477047E-3,0,5.6039767112903422E-5,2.1436690109307613E-2]
[2004,10,18,17,8.8916188018868247E-3,9.2092018886233782E-3,0,6.7818913507503315E-3,0,5.6039767112903422E-5,2.4938751808373433E-2,null,9.1803473328898825E-3,8.9054239585532428E-3,0,4.6361757294089961E-3,0,5.6039767112903422E-5,2.2721947020852125E-2]
[2004,10,18,19,1.0414993500801962E-2,8.6791782604210155E-3,5.9158168000000041E-4,5.7957110678343686E-3,6.3703860000000097E-5,5.6039767112903422E-5,2.5601208136170249E-2,null,1.0753189035371532E-2,8.3928838737253042E-3,2.8951795119447051E-4,3.9620120107627457E-3,5.5707579216829421E-5,5.6039767112903422E-5,2.3453310450270881E-2]
[2004,10,18,22,7.9903973624297926E-3,7.7322851339129105E-3,5.9158168000000041E-4,4.9940347955847167E-3,6.3703860000000097E-5,5.6039767112903422E-5,2.1428042599040326E-2,null,8.2498614424795919E-3,7.4772252925607661E-3,2.8951795119447051E-4,3.413977268826677E-3,5.5707579216829421E-5,5.6039767112903422E-5,1.9486289534278334E-2]
[2004,10,19,1,5.2500480576824051E-3,6.5784842377086903E-3,5.9158168000000041E-4,3.8992145499804772E-3,6.3703860000000097E-5,5.6039767112903422E-5,1.6439072152484475E-2,null,5.4205275504681768E-3,6.3614840732103004E-3,2.8951795119447051E-4,2.6655460734235836E-3,5.5707579216829421E-5,5.6039767112903422E-5,1.4792783227513359E-2]
[2004,10,19,5,5.8000583032649681E-3,6.4052179045744582E-3,5.9158168000000041E-4,4.1873589412370505E-3,6.3703860000000097E-5,5.6039767112903422E-5,1.7103960456189379E-2,null,5.9883977216483135E-3,6.1939331634826697E-3,2.8951795119447051E-4,2.862524757424656E-3,5.5707579216829421E-5,5.6039767112903422E-5,1.5390081172966939E-2]
[2004,10,19,8,7.9930154807864029E-3,9.9585322479571504E-3,0,7.5971000306137267E-3,0,5.6039767112903422E-5,2.5604687526470181E-2,null,8.2525645763416953E-3,9.630036646556742E-3,0,5.1934613744478355E-3,0,5.6039767112903422E-5,2.3076062597346271E-2]
[2004,10,19,11,7.2125311406067306E-3,1.1350517899048685E-2,0,9.3958940891773392E-3,0,5.6039767112903422E-5,2.8014982895945659E-2,null,7.4467363587385838E-3,1.097610577579438E-2,0,6.4231368329900991E-3,0,5.6039767112903422E-5,2.4845978967523063E-2]
[2004,10,19,15,6.5431801832274254E-3,1.0782388568106795E-2,0,8.6622332225029398E-3,0,5.6039767112903422E-5,2.6043841740950063E-2,null,6.7556502457081381E-3,1.0426716956164209E-2,0,5.921598172492876E-3,0,5.6039767112903422E-5,2.3103965374365223E-2]
[2004,10,19,16,7.166397366429442E-3,1.0646074105117925E-2,0,9.0250655625682078E-3,0,5.6039767112903422E-5,2.6893576801228475E-2,null,7.3991045292414919E-3,1.0294899009367101E-2,0,6.169634362083138E-3,0,5.6039767112903422E-5,2.386363790069173E-2]
[2004,10,19,20,9.6318883987880095E-3,9.3295378268245174E-3,5.9158168000000041E-4,7.3821482689574204E-3,6.3703860000000097E-5,5.6039767112903422E-5,2.7054899801682849E-2,null,9.9446549545896736E-3,9.0217904537275174E-3,2.8951795119447051E-4,5.0465179793321912E-3,5.5707579216829421E-5,5.6039767112903422E-5,2.4358188918060682E-2]
[2004,10,19,23,7.2256017312303539E-3,7.5034402197901185E-3,5.9158168000000041E-4,4.8211173121821176E-3,6.3703860000000097E-5,5.6039767112903422E-5,2.0261484570315492E-2,null,7.4602313774122832E-3,7.2559291362087408E-3,2.8951795119447051E-4,3.2957689699495626E-3,5.5707579216829421E-5,5.6039767112903422E-5,1.8357155013981885E-2]
[2004,10,20,2,5.4180461530695797E-3,6.6458286959509578E-3,5.9158168000000041E-4,4.5646979361593839E-3,6.3703860000000097E-5,5.6039767112903422E-5,1.7339898092292822E-2,null,5.5939808778410231E-3,6.4266070837773019E-3,2.8951795119447051E-4,3.1204778562788503E-3,5.5707579216829421E-5,5.6039767112903422E-5,1.5486291348308475E-2]
[2004,10,20,6,6.213792744765384E-3,6.9745779984318875E-3,5.9158168000000041E-4,4.6105660160763503E-3,6.3703860000000097E-5,5.6039767112903422E-5,1.8510262066386524E-2,null,6.4155669425945642E-3,6.7445121476556414E-3,2.8951795119447051E-4,3.1518337816199581E-3,5.5707579216829421E-5,5.6039767112903422E-5,1.6657138402281464E-2]
[2004,10,20,9,7.4053534428285515E-3,1.0571999509468221E-2,0,8.2417361457380652E-3,0,5.6039767112903422E-5,2.627512886514774E-2,null,7.645819984270095E-3,{"$f":"F7043*W$5","v":1.0223267864041256E-2},{"$f":"G7043*X$5","v":0},{"$f":"H7043*Y$5","v":5.6341417328716406E-3},{"$f":"I7043*Z$5","v":0},{"$f":"J7043","v":5.6039767112903422E-5},2.3503229581182991E-2]
[2004,10,20,13,7.0026354698798851E-3,1.1095002298058973E-2,0,9.0352037744413794E-3,0,5.6039767112903422E-5,2.7188881309493138E-2,null,7.2300249585002573E-3,1.0729018701109989E-2,0,6.1765649555407878E-3,0,5.6039767112903422E-5,2.4135608615151034E-2]
[2004,10,20,17,8.960442105041334E-3,1.0368143623324999E-2,0,9.3352670863248843E-3,0,5.6039767112903422E-5,2.8719892581804123E-2,null,9.2514054654563738E-3,1.0026136438918016E-2,0,6.3816915451442146E-3,0,5.6039767112903422E-5,2.5659233449518606E-2]
[2004,10,20,20,9.7246432184366696E-3,9.5515912044205325E-3,5.9158168000000041E-4,8.1919421692832547E-3,6.3703860000000097E-5,5.6039767112903422E-5,2.8179501899253362E-2,null,1.0040421707545115E-2,9.2365191015340228E-3,2.8951795119447051E-4,5.6001020213559119E-3,5.5707579216829421E-5,5.6039767112903422E-5,2.5222268360846348E-2]
[2004,10,20,21,8.9129805727479212E-3,9.130031510393535E-3,5.9158168000000041E-4,8.2490172726135558E-3,6.3703860000000097E-5,5.6039767112903422E-5,2.7003354662867914E-2,null,9.2024027628987426E-3,8.828865121900226E-3,2.8951795119447051E-4,5.6391191915121661E-3,5.5707579216829421E-5,5.6039767112903422E-5,2.4015612606722431E-2]
[2004,10,20,24,5.9507936606749152E-3,7.5179217835601615E-3,5.9158168000000041E-4,6.0230616082656719E-3,6.3703860000000097E-5,5.6039767112903422E-5,2.0203102359613652E-2,null,6.1440277556390832E-3,7.2699330060896229E-3,2.8951795119447051E-4,4.1174313478034392E-3,5.5707579216829421E-5,5.6039767112903422E-5,1.7876617639943446E-2]
[2004,10,21,3,5.446178913345443E-3,6.4394889876547567E-3,5.9158168000000041E-4,4.4552558339753228E-3,6.3703860000000097E-5,5.6039767112903422E-5,1.7052249042088425E-2,null,5.6230271647455567E-3,6.2270737687207724E-3,2.8951795119447051E-4,3.0456620281153531E-3,5.5707579216829421E-5,5.6039767112903422E-5,1.5240988491992982E-2]
[2004,10,21,6,6.2413456732474185E-3,6.9843754135399559E-3,5.9158168000000041E-4,4.6452044776269415E-3,6.3703860000000097E-5,5.6039767112903422E-5,1.858225087152722E-2,null,6.4440145694147416E-3,6.7539863818282106E-3,2.8951795119447051E-4,3.1755130159868061E-3,5.5707579216829421E-5,5.6039767112903422E-5,1.6718739497641057E-2]
[2004,10,21,11,7.1254518443687404E-3,1.12739346623476E-2,0,9.25346300617042E-3,0,5.6039767112903422E-5,2.7708889279999663E-2,null,7.3568294247167701E-3,1.0902048740321642E-2,0,6.3257693736784634E-3,0,5.6039767112903422E-5,2.4584647538716878E-2]
[2004,10,21,15,6.5080662735371849E-3,1.0788252027991267E-2,0,8.6489863472243231E-3,0,5.6039767112903422E-5,2.6001344415865678E-2,null,6.7193961175955243E-3,1.043238700192569E-2,0,5.9125424624437263E-3,0,5.6039767112903422E-5,2.3064325581964942E-2]
[2004,10,21,18,1.1059709525590348E-2,1.0021263010436664E-2,3.0565053486386081E-4,8.7403831648130426E-3,3.2913661021234665E-5,5.6039767112903422E-5,3.0215959663838048E-2,null,1.1418840270597839E-2,9.6906981503308634E-3,1.4958427488031577E-4,5.9750223350242809E-3,2.878224928059772E-5,5.6039767112903422E-5,2.7262927280113893E-2]
[2004,10,21,21,8.9451351363625704E-3,9.1450723664268391E-3,5.9158168000000041E-4,8.306842482744067E-3,6.3703860000000097E-5,5.6039767112903422E-5,2.7108375292646383E-2,null,9.2356014490881846E-3,8.8434098350356396E-3,2.8951795119447051E-4,5.6786491429504753E-3,5.5707579216829421E-5,5.6039767112903422E-5,2.4102885957485599E-2]
[2004,10,21,22,8.426022058540256E-3,8.6382907299463775E-3,5.9158168000000041E-4,7.4853634109276384E-3,6.3703860000000097E-5,5.6039767112903422E-5,2.5261001506527176E-2,null,8.6996317381011299E-3,8.3533450735232221E-3,2.8951795119447051E-4,5.117076988812177E-3,5.5707579216829421E-5,5.6039767112903422E-5,2.2515279330847827E-2]
[2004,10,22,1,5.3389233436483205E-3,6.8944367588886406E-3,5.9158168000000041E-4,4.9617539510717372E-3,6.3703860000000097E-5,5.6039767112903422E-5,1.7906439360721598E-2,null,5.5122887935731878E-3,6.6670144748574977E-3,2.8951795119447051E-4,3.3919097274704825E-3,5.5707579216829421E-5,5.6039767112903422E-5,1.5916438526312467E-2]
[2004,10,22,7,7.0503901026161908E-3,8.6040986383955163E-3,4.437335865344004E-4,5.3769067243397096E-3,4.7782991308800073E-5,5.6039767112903422E-5,2.1578951810307518E-2,null,7.2793302790545803E-3,8.320280854172548E-3,2.171616248319485E-4,3.6757127422753222E-3,4.1785141018959409E-5,5.6039767112903422E-5,1.9534270641353359E-2]
[2004,10,22,9,8.004506043544031E-3,1.0481176395913196E-2,0,7.6774030638062617E-3,0,5.6039767112903422E-5,2.6219125270376391E-2,null,8.2644282605049222E-3,1.0135440673235232E-2,0,5.2483574136543559E-3,0,5.6039767112903422E-5,2.364822634739451E-2]
[2004,10,22,12,6.8549781860141792E-3,1.0899592754948163E-2,0,8.2081766248138666E-3,0,5.6039767112903422E-5,2.6018787332889107E-2,null,7.0775729492181397E-3,1.0540055005016117E-2,0,5.6112000742173556E-3,0,5.6039767112903422E-5,2.3228828028451613E-2]
[2004,10,22,16,7.227096576519168E-3,9.7923692753087536E-3,0,7.2823920562996181E-3,0,5.6039767112903422E-5,2.4357897675240443E-2,null,7.4617747632980272E-3,9.4693547834003404E-3,0,4.9783235320810275E-3,0,5.6039767112903422E-5,2.1909453078779395E-2]
[2004,10,22,19,8.8692001704423224E-3,9.234664601573522E-3,5.9158168000000041E-4,7.7667430689326326E-3,6.3703860000000097E-5,5.6039767112903422E-5,2.6581933148061381E-2,null,9.1572007239343906E-3,8.930046749615745E-3,2.8951795119447051E-4,5.3094312265496825E-3,5.5707579216829421E-5,5.6039767112903422E-5,2.3741904230511118E-2]
[2004,10,22,22,8.1859253051092852E-3,7.6485189435861658E-3,5.9158168000000041E-4,6.5892371429655261E-3,6.3703860000000097E-5,5.6039767112903422E-5,2.3135006698773879E-2,null,8.4517385659908049E-3,7.3962222428639122E-3,2.8951795119447051E-4,4.5044751880546127E-3,5.5707579216829421E-5,5.6039767112903422E-5,2.0697661527320631E-2]
[2004,10,22,24,5.9047739964887512E-3,6.4147046337912472E-3,5.9158168000000041E-4,5.3657797928864165E-3,6.3703860000000097E-5,5.6039767112903422E-5,1.8396583730279317E-2,null,6.0965137415112747E-3,6.2031069601566104E-3,2.8951795119447051E-4,3.6681062492074485E-3,5.5707579216829421E-5,5.6039767112903422E-5,1.6312952481286631E-2]
[2004,10,23,3,4.9727047666217571E-3,5.8082798260525453E-3,5.9158168000000041E-4,4.4405487357267815E-3,6.3703860000000097E-5,5.6039767112903422E-5,1.5932858635513986E-2,null,5.1341783716388695E-3,5.6166858916198489E-3,2.8951795119447051E-4,3.0356080935381832E-3,5.5707579216829421E-5,5.6039767112903422E-5,1.4131697887208201E-2]
[2004,10,23,7,6.3175681951769813E-3,6.975177328422167E-3,4.5359328139826099E-4,5.3403819337633877E-3,4.8844722330034703E-5,5.6039767112903422E-5,1.9191605228203734E-2,null,6.5227121880928746E-3,6.7450917079388308E-3,2.2198692411502899E-4,3.6507439925808943E-3,4.2713600691142433E-5,5.6039767112903422E-5,1.7183248413418773E-2]
[2004,10,23,10,8.8057071201595588E-3,8.4121504993030592E-3,0,7.0914928688909232E-3,0,5.6039767112903422E-5,2.436539025546644E-2,null,9.0916459281421193E-3,8.134664383022603E-3,0,4.8478227420130516E-3,0,5.6039767112903422E-5,2.207413305317777E-2]
[2004,10,23,13,8.7519118394462098E-3,8.1436432822022883E-3,0,6.2825410585932526E-3,0,5.6039767112903422E-5,2.3234135947354649E-2,null,9.0361038077675874E-3,7.8750142381856653E-3,0,4.2948143620205603E-3,0,5.6039767112903422E-5,2.1205932407973811E-2]
[2004,10,23,17,8.5446576227459024E-3,8.0904873389897637E-3,0,7.0949282108005839E-3,0,5.6039767112903422E-5,2.3786112939649155E-2,null,8.8221196348168638E-3,7.8236117153667115E-3,0,4.8501711796331897E-3,0,5.6039767112903422E-5,2.1495902529816764E-2]
[2004,10,23,21,8.7551375011010284E-3,6.7739745307500172E-3,5.9158168000000041E-4,5.4995906569202634E-3,6.3703860000000097E-5,5.6039767112903422E-5,2.174002799588421E-2,null,9.0394342130660377E-3,6.5505258555894532E-3,2.8951795119447051E-4,3.7595808317509053E-3,5.5707579216829421E-5,5.6039767112903422E-5,1.9694766430817696E-2]
[2004,10,23,24,6.147381055393821E-3,5.7479298119673342E-3,5.9158168000000041E-4,5.0084599068820771E-3,6.3703860000000097E-5,5.6039767112903422E-5,1.7615096081356134E-2,null,6.3469987337026624E-3,5.5583266040471228E-3,2.8951795119447051E-4,3.4238384340137965E-3,5.5707579216829421E-5,5.6039767112903422E-5,1.5674389302174879E-2]
[2004,10,24,1,5.4741223888794006E-3,6.0002586477237319E-3,5.9158168000000041E-4,5.6243818847119421E-3,6.3703860000000097E-5,5.6039767112903422E-5,1.7810088228427976E-2,null,5.6518780204564889E-3,5.8023320332423311E-3,2.8951795119447051E-4,3.8448894914755883E-3,5.5707579216829421E-5,5.6039767112903422E-5,1.5644325075585708E-2]
[2004,10,24,4,5.2896463776997849E-3,5.5878171365132678E-3,5.9158168000000041E-4,4.9068465062193437E-3,6.3703860000000097E-5,5.6039767112903422E-5,1.6495635327545298E-2,null,5.4614117066222097E-3,5.4034954608817029E-3,2.8951795119447051E-4,3.3543743925582878E-3,5.5707579216829421E-5,5.6039767112903422E-5,1.4564507090473501E-2]
[2004,10,24,8,6.805864181549136E-3,7.2659344181118714E-3,0,5.9137075674646116E-3,0,5.6039767112903422E-5,2.0041545934238521E-2,null,7.0268641154338438E-3,7.0262577833444121E-3,0,4.0426757193726499E-3,0,5.6039767112903422E-5,1.8095797618150906E-2]
[2004,10,24,11,7.816750489430653E-3,8.6422984547803033E-3,0,7.6797218865996258E-3,0,5.6039767112903422E-5,2.4194810597923486E-2,null,8.0705759104610537E-3,8.3572205981546702E-3,0,5.2499425864917541E-3,0,5.6039767112903422E-5,2.1677739095107479E-2]
[2004,10,24,14,7.3521960559835252E-3,8.6194434295485782E-3,0,7.2038874217805332E-3,0,5.6039767112903422E-5,2.3231566674425538E-2,null,7.5909364714453467E-3,8.3351194767183612E-3,0,4.9246568980434247E-3,0,5.6039767112903422E-5,2.0850712846207133E-2]
[2004,10,24,19,1.0356426893487017E-2,7.8230055479207583E-3,5.9158168000000041E-4,6.983228591661097E-3,6.3703860000000097E-5,5.6039767112903422E-5,2.5873986340181773E-2,null,1.0692720653939562E-2,7.5649531715025241E-3,2.8951795119447051E-4,4.7738120879792928E-3,5.5707579216829421E-5,5.6039767112903422E-5,2.3376711443832677E-2]
[2004,10,24,22,8.5717419520130872E-3,7.1547529092853323E-3,5.9158168000000041E-4,6.2404307178771474E-3,6.3703860000000097E-5,5.6039767112903422E-5,2.267825088628847E-2,null,8.8500834460745331E-3,6.9187437463598279E-3,2.8951795119447051E-4,4.2660272686437916E-3,5.5707579216829421E-5,5.6039767112903422E-5,2.0380079991489448E-2]
[2004,10,25,1,5.106989553557738E-3,6.1922872212674309E-3,5.9158168000000041E-4,4.2977119450536118E-3,6.3703860000000097E-5,5.6039767112903422E-5,1.6308314026991684E-2,null,5.2728236524435101E-3,5.9880262856047903E-3,2.8951795119447051E-4,2.9379632879910763E-3,5.5707579216829421E-5,5.6039767112903422E-5,1.4544038756450675E-2]
[2004,10,25,2,4.7877712901863061E-3,6.1726001998146382E-3,5.9158168000000041E-4,4.4435826145686492E-3,6.3703860000000097E-5,5.6039767112903422E-5,1.6115279411682497E-2,null,4.9432397377428714E-3,5.9689886670751284E-3,2.8951795119447051E-4,3.037682086577172E-3,5.5707579216829421E-5,5.6039767112903422E-5,1.4295136021806472E-2]
[2004,10,25,5,5.4199081793243307E-3,6.301753160065024E-3,5.9158168000000041E-4,4.6075068128048659E-3,6.3703860000000097E-5,5.6039767112903422E-5,1.7040493459307124E-2,null,5.5959033677882922E-3,6.0938813429488887E-3,2.8951795119447051E-4,3.1497424765215632E-3,5.5707579216829421E-5,5.6039767112903422E-5,1.5184752717670044E-2]
[2004,10,25,9,7.1841942759552826E-3,1.0508199200308897E-2,0,9.0388938499371078E-3,0,5.6039767112903422E-5,2.6787327093314189E-2,null,7.4174793397838151E-3,1.0161572094025351E-2,0,6.17908753184999E-3,0,5.6039767112903422E-5,2.3758138965659158E-2]
[2004,10,25,11,7.1880846863769535E-3,1.1067949798674452E-2,0,9.7291311756965912E-3,0,5.6039767112903422E-5,2.8041205427860899E-2,null,7.4214960795624995E-3,1.070285856486026E-2,0,6.6509413808303695E-3,0,5.6039767112903422E-5,2.4775296025253128E-2]
[2004,10,25,16,7.4843742082859295E-3,1.0328512325028147E-2,0,8.6854091471577615E-3,0,5.6039767112903422E-5,2.6554335447584738E-2,null,7.7274067110037715E-3,9.9878124323830586E-3,0,5.9374414902097555E-3,0,5.6039767112903422E-5,2.3652660633596587E-2]
[2004,10,25,20,9.6815354209692662E-3,9.23329053869568E-3,5.9158168000000041E-4,7.6237836497490734E-3,6.3703860000000097E-5,5.6039767112903422E-5,2.7249934916526924E-2,null,9.9959141142345869E-3,8.9287180120529372E-3,2.8951795119447051E-4,5.2117025908003205E-3,5.5707579216829421E-5,5.6039767112903422E-5,2.4481560247499146E-2]
[2004,10,25,23,6.6685790906504134E-3,7.626670208340275E-3,5.9158168000000041E-4,5.2811750641991581E-3,6.3703860000000097E-5,5.6039767112903422E-5,2.0287749670302748E-2,null,6.8851211048348978E-3,7.3750942175826763E-3,2.8951795119447051E-4,3.6102695235144446E-3,5.5707579216829421E-5,5.6039767112903422E-5,1.8215710376343321E-2]
[2004,10,25,24,5.4742793861429018E-3,7.1747875877651076E-3,5.9158168000000041E-4,4.4955737369902094E-3,6.3703860000000097E-5,5.6039767112903422E-5,1.7855966018011121E-2,null,5.6520401157331042E-3,6.9381175539811064E-3,2.8951795119447051E-4,3.0732237913095694E-3,5.5707579216829421E-5,5.6039767112903422E-5,1.6008606991435078E-2]
[2004,10,26,3,5.1653928480990454E-3,6.1922424773721268E-3,5.9158168000000041E-4,3.5665730101200346E-3,6.3703860000000097E-5,5.6039767112903422E-5,1.5635533642704109E-2,null,5.3331234180115641E-3,5.9879830176471473E-3,2.8951795119447051E-4,2.4381486478479591E-3,5.5707579216829421E-5,5.6039767112903422E-5,1.4104480613917969E-2]
[2004,10,26,8,7.854312693868961E-3,9.998095804071452E-3,0,7.7647394831528741E-3,0,5.6039767112903422E-5,2.5673187748206188E-2,null,8.1093578343172032E-3,9.668295145476298E-3,0,5.3080615532117457E-3,0,5.6039767112903422E-5,2.3085714533005248E-2]
[2004,10,26,11,7.1189014200499483E-3,1.1382962211082204E-2,0,9.532026484071603E-3,0,5.6039767112903422E-5,2.8089929882316657E-2,null,7.3500662951040208E-3,1.1007479868489536E-2,0,6.5161984396354599E-3,0,5.6039767112903422E-5,2.4873744603229019E-2]
[2004,10,26,14,6.3712552774344879E-3,1.1081634330118394E-2,0,8.8247463776689825E-3,0,5.6039767112903422E-5,2.6333675752334765E-2,null,6.5781425965927027E-3,1.0716091693600006E-2,0,6.0326939578311542E-3,0,5.6039767112903422E-5,2.3326928248023862E-2]
[2004,10,26,17,8.6938056159712087E-3,1.0131666959737402E-2,0,8.552421366290244E-3,0,5.6039767112903422E-5,2.7433933709111756E-2,null,8.9761107597536704E-3,9.7974602766380606E-3,0,5.8465295763971388E-3,0,5.6039767112903422E-5,2.4620100612788871E-2]
[2004,10,26,21,8.5091036981039918E-3,8.7034184767847984E-3,5.9158168000000041E-4,6.8647545454974075E-3,6.3703860000000097E-5,5.6039767112903422E-5,2.4788602027499104E-2,null,8.7854112035927467E-3,8.4163244938981804E-3,2.8951795119447051E-4,4.6928219232919436E-3,5.5707579216829421E-5,5.6039767112903422E-5,2.2239783151194171E-2]
[2004,10,26,24,5.5369641382302884E-3,7.0863551563050461E-3,5.9158168000000041E-4,4.463770382241025E-3,6.3703860000000097E-5,5.6039767112903422E-5,1.779841498388926E-2,null,5.7167603662814283E-3,6.8526021854006403E-3,2.8951795119447051E-4,3.0514826672224608E-3,5.5707579216829421E-5,5.6039767112903422E-5,1.596607074931583E-2]
[2004,10,27,1,5.1534841084156808E-3,6.5008918226825176E-3,5.9158168000000041E-4,3.7264265382447735E-3,6.3703860000000097E-5,5.6039767112903422E-5,1.6092127776455873E-2,null,5.3208279778868637E-3,6.2864511485189968E-3,2.8951795119447051E-4,2.5474262828059889E-3,5.5707579216829421E-5,5.6039767112903422E-5,1.4499930939623148E-2]
[2004,10,27,5,5.6726335393560926E-3,6.3617486120270336E-3,5.9158168000000041E-4,3.9972765463557897E-3,6.3703860000000097E-5,5.6039767112903422E-5,1.6742984004851816E-2,null,5.856835222449998E-3,6.1518977641076798E-3,2.8951795119447051E-4,2.7325823357373874E-3,5.5707579216829421E-5,5.6039767112903422E-5,1.5086540852706363E-2]
[2004,10,27,8,7.8048561446196858E-3,9.9465311959292674E-3,0,7.2568789293623228E-3,0,5.6039767112903422E-5,2.5064306037024177E-2,null,8.0582953326388609E-3,9.6184314653966919E-3,0,4.9608824771052744E-3,0,5.6039767112903422E-5,2.2637609275140826E-2]
[2004,10,27,12,6.8930895172188552E-3,1.1018728022460971E-2,0,8.6668406652645417E-3,0,5.6039767112903422E-5,2.6634697972057267E-2,null,7.1169218310779296E-3,1.0655260435242146E-2,0,5.9247478711832889E-3,0,5.6039767112903422E-5,2.3696930137503364E-2]
[2004,10,27,15,6.4160693418588242E-3,1.0701535033648197E-2,0,8.3205472609392522E-3,0,5.6039767112903422E-5,2.5494191403559179E-2,null,6.6244118627387738E-3,1.0348530484458034E-2,0,5.6880178804839098E-3,0,5.6039767112903422E-5,2.2660960227680715E-2]
[2004,10,27,19,9.9366593917150289E-3,9.5650132896947359E-3,5.9158168000000041E-4,7.5912695534673426E-3,6.3703860000000097E-5,5.6039767112903422E-5,2.7804267541990012E-2,null,1.0259322467266447E-2,9.249498441244482E-3,2.8951795119447051E-4,5.1894755959623175E-3,5.5707579216829421E-5,5.6039767112903422E-5,2.5043522034884545E-2]
[2004,10,27,22,7.8550408360613579E-3,7.8740746104494583E-3,5.9158168000000041E-4,5.2012448035367413E-3,6.3703860000000097E-5,5.6039767112903422E-5,2.1641685557160461E-2,null,8.1101096207334758E-3,7.6143376522082593E-3,2.8951795119447051E-4,3.5556283157210712E-3,5.5707579216829421E-5,5.6039767112903422E-5,1.9625301119074106E-2]
[2004,10,28,2,5.2222145626268967E-3,6.3040383966089866E-3,5.9158168000000041E-4,3.3981872024752479E-3,6.3703860000000097E-5,5.6039767112903422E-5,1.5635765468824031E-2,null,5.3917902465203723E-3,6.096091197886992E-3,2.8951795119447051E-4,2.323038252501782E-3,5.5707579216829421E-5,5.6039767112903422E-5,1.4156145227320446E-2]
[2004,10,28,3,5.2255927924272499E-3,6.0764201058482372E-3,5.9158168000000041E-4,3.1957482919593543E-3,6.3703860000000097E-5,5.6039767112903422E-5,1.5209086497347745E-2,null,5.3952781741552118E-3,5.8759812030730199E-3,2.8951795119447051E-4,2.1846487804383658E-3,5.5707579216829421E-5,5.6039767112903422E-5,1.3801133688077897E-2]
[2004,10,28,6,6.3481088814194399E-3,7.082113023199838E-3,5.9158168000000041E-4,4.6186401993437978E-3,6.3703860000000097E-5,5.6039767112903422E-5,1.8760187411075976E-2,null,6.5542445911049201E-3,6.8484999847705117E-3,2.8951795119447051E-4,3.1573533823571771E-3,5.5707579216829421E-5,5.6039767112903422E-5,1.690532348864391E-2]
[2004,10,28,9,7.4524228296959042E-3,1.0586878052642315E-2,0,7.9385903250219839E-3,0,5.6039767112903422E-5,2.6033930974473103E-2,null,7.6944178076604509E-3,{"$f":"F7235*W$5","v":1.0237655618425774E-2},{"$f":"G7235*X$5","v":0},{"$f":"H7235*Y$5","v":5.4269079062312046E-3},{"$f":"I7235*Z$5","v":0},{"$f":"J7235","v":5.6039767112903422E-5},2.3358981332317431E-2]
[2004,10,28,13,6.8506376044770584E-3,1.0877348138305775E-2,0,8.0368420717570558E-3,0,5.6039767112903422E-5,2.5820867581652793E-2,null,7.0730914203733543E-3,1.0518544157019541E-2,0,5.494073883983824E-3,0,5.6039767112903422E-5,2.3085709461376717E-2]
[2004,10,28,16,7.0849559292742075E-3,1.0513367299512272E-2,0,8.5756976724340236E-3,0,5.6039767112903422E-5,2.6230060668333402E-2,null,7.3150185267898214E-3,1.0166569716514523E-2,0,5.8624415160070447E-3,0,5.6039767112903422E-5,2.334402975931139E-2]
[2004,10,28,19,1.0077224769712219E-2,9.5186031400204783E-3,5.9158168000000041E-4,7.3957957186810497E-3,6.3703860000000097E-5,5.6039767112903422E-5,2.7702948935526647E-2,null,1.0404452282404195E-2,9.2046191928766338E-3,2.8951795119447051E-4,5.0558475264901558E-3,5.5707579216829421E-5,5.6039767112903422E-5,2.5010144532182282E-2]
[2004,10,28,24,5.559255635785393E-3,6.9532721889996579E-3,5.9158168000000041E-4,4.0891257510192345E-3,6.3703860000000097E-5,5.6039767112903422E-5,1.7312978882917187E-2,null,5.739775713057507E-3,6.7239091390487241E-3,2.8951795119447051E-4,2.7953714651119048E-3,5.5707579216829421E-5,5.6039767112903422E-5,1.5604281847629436E-2]
[2004,10,29,3,4.3915639977975089E-3,6.0091676692007644E-3,5.9158168000000041E-4,2.9759283997771511E-3,6.3703860000000097E-5,5.6039767112903422E-5,1.4087985373888327E-2,null,4.5341668072680329E-3,5.8109471786445448E-3,2.8951795119447051E-4,2.0343774776013365E-3,5.5707579216829421E-5,5.6039767112903422E-5,1.2724716993925213E-2]
[2004,10,29,4,4.5953075268627694E-3,5.9445842528647397E-3,5.9158168000000041E-4,3.039495432521167E-3,6.3703860000000097E-5,5.6039767112903422E-5,1.429071251936158E-2,null,4.7445262935801227E-3,5.7484941332970911E-3,2.8951795119447051E-4,2.0778326023086569E-3,5.5707579216829421E-5,5.6039767112903422E-5,1.2916078559597168E-2]
[2004,10,29,7,7.0983694852308106E-3,8.4928895289961195E-3,5.324708385344005E-4,4.92660646676719E-3,5.7338570308800089E-5,5.6039767112903422E-5,2.1163714656950224E-2,null,7.3288676475623668E-3,8.2127401270571821E-3,2.605893175111191E-4,3.3678825195346761E-3,5.0141277901483828E-5,5.6039767112903422E-5,1.9220220889566826E-2]
[2004,10,29,10,7.1294363999241757E-3,1.0650110278112308E-2,0,7.1125135516599781E-3,0,5.6039767112903422E-5,2.4948099996809366E-2,null,7.3609433667087875E-3,1.0298802043758109E-2,0,4.8621927126052105E-3,0,5.6039767112903422E-5,2.2521938123072106E-2]
[2004,10,29,16,7.2327399829436728E-3,9.7002754826464553E-3,0,6.8706215307515976E-3,0,5.6039767112903422E-5,2.3859676763454629E-2,null,7.4676014223431291E-3,9.380298828549136E-3,0,4.6968326591226295E-3,0,5.6039767112903422E-5,2.1544732910014894E-2]
[2004,10,29,18,8.7641811615006907E-3,8.7432728044352179E-3,4.2396687086386091E-4,5.072735730107243E-3,4.5654433021234694E-5,5.6039767112903422E-5,2.310585076704115E-2,null,9.0487715390895045E-3,8.4548641728630341E-3,2.0748786511920987E-4,3.4677780957117574E-3,3.9923765123963614E-5,5.6039767112903422E-5,2.1218825437907467E-2]
[2004,10,29,22,7.5572400829710855E-3,6.8851197794228226E-3,5.9158168000000041E-4,3.4493844869902222E-3,6.3703860000000097E-5,5.6039767112903422E-5,1.860306965649703E-2,null,7.8026386854314891E-3,6.6580048285103215E-3,2.8951795119447051E-4,2.3580372808854658E-3,5.5707579216829421E-5,5.6039767112903422E-5,1.7163906325238575E-2]
[2004,10,30,1,4.920188362651819E-3,5.5750826454362169E-3,5.9158168000000041E-4,2.4279265760556628E-3,6.3703860000000097E-5,5.6039767112903422E-5,1.3634522891256601E-2,null,5.0799566556768583E-3,5.3911810341475417E-3,2.8951795119447051E-4,1.6597573866250423E-3,5.5707579216829421E-5,5.6039767112903422E-5,1.2476120606860742E-2]
[2004,10,30,4,4.5616686102104417E-3,5.1474470229666835E-3,5.9158168000000041E-4,2.4672071408490346E-3,6.3703860000000097E-5,5.6039767112903422E-5,1.2887648081139064E-2,null,4.7097950544603157E-3,4.9776515487558078E-3,2.8951795119447051E-4,1.6866100139695309E-3,5.5707579216829421E-5,5.6039767112903422E-5,1.1719282147596953E-2]
[2004,10,30,5,4.6626168150151574E-3,5.3841003338576769E-3,5.9158168000000041E-4,2.6605352039597348E-3,6.3703860000000097E-5,5.6039767112903422E-5,1.3418577659945473E-2,null,4.8140212480688787E-3,5.2064985313898951E-3,2.8951795119447051E-4,1.8187712102570996E-3,5.5707579216829421E-5,5.6039767112903422E-5,1.2184516520127173E-2]
[2004,10,30,9,6.9229840685778232E-3,7.6129840938414673E-3,0,4.2925567929357044E-3,0,5.6039767112903422E-5,1.8884564722467898E-2,null,7.1477871179228859E-3,7.3618595580072629E-3,0,2.9344391691436384E-3,0,5.6039767112903422E-5,1.7444085845073787E-2]
[2004,10,30,13,7.8743807746840221E-3,7.6380180012645144E-3,0,3.4309982201811795E-3,0,5.6039767112903422E-5,1.8999436763242616E-2,null,8.1300775655935454E-3,7.3860676882706259E-3,0,2.3454682261003145E-3,0,5.6039767112903422E-5,1.7861613479964487E-2]
[2004,10,30,16,6.765333827593238E-3,7.5923071472781987E-3,0,4.0641622401813909E-3,0,5.6039767112903422E-5,1.8477842982165728E-2,null,6.9850176603472678E-3,7.3418646683804283E-3,0,2.7783061337638224E-3,0,5.6039767112903422E-5,1.7105188462491518E-2]
[2004,10,30,19,8.8581213106542697E-3,6.6673125404141248E-3,5.9158168000000041E-4,2.919766381375278E-3,6.3703860000000097E-5,5.6039767112903422E-5,1.9156525539556577E-2,null,9.1457621115542554E-3,6.4473822546898298E-3,2.8951795119447051E-4,1.9959845023731831E-3,5.5707579216829421E-5,5.6039767112903422E-5,1.793435439902857E-2]
[2004,10,30,23,6.13121032099015E-3,5.3203328711614855E-3,5.9158168000000041E-4,2.8712318456107161E-3,6.3703860000000097E-5,5.6039767112903422E-5,1.5034100344875257E-2,null,6.3303029034200925E-3,5.1448345243522882E-3,2.8951795119447051E-4,1.962805758404526E-3,5.5707579216829421E-5,5.6039767112903422E-5,1.3783168716588206E-2]
[2004,10,31,2,4.6547221037592573E-3,4.8396199527368849E-3,5.9158168000000041E-4,2.4085743846435567E-3,6.3703860000000097E-5,5.6039767112903422E-5,1.2614241748252602E-2,null,{"$f":"E7300*V$5","v":4.8058701798509452E-3},4.6799785691133246E-3,2.8951795119447051E-4,1.646528015127406E-3,5.5707579216829421E-5,5.6039767112903422E-5,{"$f":"SUM(M7300:Q7300)","v":1.1477602294502976E-2}]
[2004,10,31,5,4.7268651843377744E-3,4.7765349524574842E-3,5.9158168000000041E-4,2.258768671433957E-3,6.3703860000000097E-5,5.6039767112903422E-5,1.2473494115342118E-2,null,4.8803558896111194E-3,4.6189745125503421E-3,2.8951795119447051E-4,1.5441191772694667E-3,5.5707579216829421E-5,5.6039767112903422E-5,1.1388675109842226E-2]
[2004,10,31,6,4.5488302088203189E-3,5.0987951870737399E-3,5.9158168000000041E-4,2.4619002789771438E-3,6.3703860000000097E-5,5.6039767112903422E-5,1.2820850981984105E-2,null,4.6965397646659118E-3,4.9306045592089872E-3,2.8951795119447051E-4,1.6829821846609614E-3,5.5707579216829421E-5,5.6039767112903422E-5,1.1655352038947161E-2]
[2004,10,31,10,6.5135770083024963E-3,7.145096869496056E-3,0,4.0024648700031831E-3,0,5.6039767112903422E-5,1.7717178514914639E-2,null,6.7250857968690278E-3,6.9094062240507128E-3,0,2.7361291310082528E-3,0,5.6039767112903422E-5,1.6370621151927993E-2]
[2004,10,31,14,6.3577845496262508E-3,7.5081115686109184E-3,0,4.244531842337404E-3,0,5.6039767112903422E-5,1.8166467727687475E-2,null,6.5642344474848941E-3,7.2604463942958827E-3,0,2.9016087832151949E-3,0,5.6039767112903422E-5,1.672628962499597E-2]
[2004,10,31,17,8.3054923971741784E-3,6.9762137083920119E-3,0,3.9382258768184773E-3,0,5.6039767112903422E-5,1.9275971749497571E-2,null,8.5751882391264106E-3,6.7460939015192558E-3,0,2.6922146467321735E-3,0,5.6039767112903422E-5,1.801349678737784E-2]
[2004,10,31,20,8.7443627673380164E-3,6.4681969860114477E-3,5.9158168000000041E-4,3.9746651270526987E-3,6.3703860000000097E-5,5.6039767112903422E-5,1.9898550187515067E-2,null,9.0283096022873051E-3,6.2548347950789427E-3,2.8951795119447051E-4,2.7171249201052598E-3,5.5707579216829421E-5,5.6039767112903422E-5,1.8345494847882806E-2]
[2004,10,31,24,5.0938250614706347E-3,5.8189250550463442E-3,5.9158168000000041E-4,2.5109312821331616E-3,6.3703860000000097E-5,5.6039767112903422E-5,1.4135006705763044E-2,null,5.259231683139221E-3,5.6269799733950328E-3,2.8951795119447051E-4,1.7165003192142899E-3,5.5707579216829421E-5,5.6039767112903422E-5,1.2947937506159843E-2]
[2004,11,1,3,5.7959829087185534E-3,5.7515952921990323E-3,5.9207612000000719E-4,2.1380794888297976E-3,6.3703860000000653E-5,5.7069118750000141E-5,1.4398506788497389E-2,null,5.984189990942774E-3,5.5618711734755867E-3,2.8975992835608672E-4,1.4616147208791844E-3,5.5707579216829902E-5,5.7069118750000141E-5,1.3353143392870461E-2]
[2004,11,1,7,8.945917926129884E-3,7.793311592888875E-3,5.7238761562029903E-4,2.7581071954090163E-3,6.1585494330035253E-5,5.7069118750000141E-5,2.018837894312811E-2,null,9.236409657594721E-3,7.5362387115782813E-3,2.8012444496840569E-4,1.885472499798875E-3,5.385511653450878E-5,5.7069118750000141E-5,1.8992100430474793E-2]
[2004,11,1,8,9.2408519869977765E-3,9.1034596342735204E-3,0,4.1035627712756768E-3,0,5.7069118750000141E-5,2.2504943511296973E-2,null,9.5409208134814745E-3,8.8031697549091729E-3,0,2.8052407713948044E-3,0,5.7069118750000141E-5,2.114933133978545E-2]
[2004,11,1,11,8.6757014970155113E-3,1.0570491560799953E-2,0,6.2558930529652348E-3,0,5.7069118750000141E-5,2.5559155229530697E-2,null,8.9574187640808489E-3,1.0221809657091178E-2,0,4.27659749145449E-3,0,5.7069118750000141E-5,2.3455825912626516E-2]
[2004,11,1,15,8.082161290117679E-3,1.0114989927703296E-2,0,5.4880019699554815E-3,0,5.7069118750000141E-5,2.3742222306526454E-2,null,8.3446051272432955E-3,9.781333358971335E-3,0,3.7516586775223661E-3,0,5.7069118750000141E-5,2.1877597163736998E-2]
[2004,11,1,18,1.2783782961130946E-2,8.9124459002896741E-3,4.6379296046931355E-4,3.9821072434860225E-3,4.9901356978765886E-5,5.7069118750000141E-5,2.6249099541104721E-2,null,1.3198897796490961E-2,8.6184568662565873E-3,2.2697861044901463E-4,2.7222124329831818E-3,4.3637603701280897E-5,5.7069118750000141E-5,2.4810183309881027E-2]
[2004,11,1,20,1.1965570015895854E-2,8.5972418184245732E-3,5.9207612000000719E-4,3.5622616611909212E-3,6.3703860000000653E-5,5.7069118750000141E-5,2.4837922594261354E-2,null,1.2354115851055896E-2,8.3136502156452123E-3,2.8975992835608672E-4,2.4352013621672533E-3,5.5707579216829902E-5,5.7069118750000141E-5,2.3448434936441276E-2]
[2004,11,2,2,6.8705456693516284E-3,6.6105772798511079E-3,5.9207612000000719E-4,2.1666577469547661E-3,6.3703860000000653E-5,5.7069118750000141E-5,1.6360629794907506E-2,null,7.0936459396736496E-3,6.3925184831249105E-3,2.8975992835608672E-4,1.4811511333422218E-3,5.5707579216829902E-5,5.7069118750000141E-5,1.5312783063713697E-2]
[2004,11,2,5,7.5241077809632337E-3,6.5908854417525975E-3,5.9207612000000719E-4,2.6274957350276582E-3,6.3703860000000653E-5,5.7069118750000141E-5,1.7455338056493495E-2,null,7.7684305117403565E-3,6.3734762068330788E-3,2.8975992835608672E-4,1.7961850648806317E-3,5.5707579216829902E-5,5.7069118750000141E-5,1.6283559291026983E-2]
[2004,11,2,6,8.254460587915232E-3,7.2752410651130694E-3,5.9207612000000719E-4,3.3873448314889706E-3,6.3703860000000653E-5,5.7069118750000141E-5,1.962989558326728E-2,null,8.52249932561569E-3,7.0352574380572333E-3,2.8975992835608672E-4,2.3156262881077689E-3,5.5707579216829902E-5,5.7069118750000141E-5,1.8218850559353607E-2]
[2004,11,2,9,9.5874885492357523E-3,1.0870551072862842E-2,0,6.7257388033145019E-3,0,5.7069118750000141E-5,2.7240847544163092E-2,null,9.8988133536956624E-3,1.0511971301936613E-2,0,4.5977892286376918E-3,0,5.7069118750000141E-5,2.5008573884269969E-2]
[2004,11,2,12,8.9413774617494862E-3,1.1324559743451862E-2,0,7.4448998579250284E-3,0,5.7069118750000141E-5,2.7767906181876374E-2,null,9.2317217553135513E-3,1.0951003884928314E-2,0,5.0894156576798818E-3,0,5.7069118750000141E-5,2.5272141297921748E-2]
[2004,11,2,16,9.1006118518993529E-3,1.0848031077874788E-2,0,7.4403561219935034E-3,0,5.7069118750000141E-5,2.7446068170517646E-2,null,9.396126802525705E-3,1.0490194159320067E-2,0,5.0863095096811747E-3,0,5.7069118750000141E-5,2.4972630471526945E-2]
[2004,11,2,21,1.1061196586451249E-2,8.7845985863754927E-3,5.9207612000000719E-4,4.6717086020922546E-3,6.3703860000000653E-5,5.7069118750000141E-5,2.5230352873669003E-2,null,1.1420375619279827E-2,8.4948267682157883E-3,2.8975992835608672E-4,3.1936315278030896E-3,5.5707579216829902E-5,5.7069118750000141E-5,2.345430142287162E-2]
[2004,11,2,23,9.3402909611875369E-3,7.6684453920252641E-3,5.9207612000000719E-4,2.956144231572551E-3,6.3703860000000653E-5,5.7069118750000141E-5,2.0677729683535359E-2,null,9.6435887687580275E-3,7.4154913905582027E-3,2.8975992835608672E-4,2.020852802003789E-3,5.5707579216829902E-5,5.7069118750000141E-5,1.9425400468892937E-2]
[2004,11,3,3,6.9298200387773309E-3,6.2998759803259714E-3,5.9207612000000719E-4,1.6471526015156678E-3,6.3703860000000653E-5,5.7069118750000141E-5,1.5589697719368975E-2,null,7.1548450656585046E-3,6.0920660845122888E-3,2.8975992835608672E-4,1.1260116859487797E-3,5.5707579216829902E-5,5.7069118750000141E-5,1.4718390343692489E-2]
[2004,11,3,6,8.3362164172412073E-3,7.2624099567134273E-3,5.9207612000000719E-4,2.9181889917699283E-3,6.3703860000000653E-5,5.7069118750000141E-5,1.922966446447457E-2,null,8.6069099291766135E-3,7.0228495810530202E-3,2.8975992835608672E-4,1.9949061814408765E-3,5.5707579216829902E-5,5.7069118750000141E-5,1.7970133199243427E-2]
[2004,11,3,7,1.0215238964742692E-2,8.8824930260589345E-3,5.9207612000000719E-4,3.9707240024503395E-3,6.3703860000000653E-5,5.7069118750000141E-5,2.3781305092001975E-2,null,1.0546948072594851E-2,8.5894920279320549E-3,2.8975992835608672E-4,2.7144307238577757E-3,5.5707579216829902E-5,5.7069118750000141E-5,2.2196338331957596E-2]
[2004,11,3,10,9.5089922092986851E-3,1.1273883218333988E-2,0,6.6468450426001614E-3,0,5.7069118750000141E-5,2.7486789588982832E-2,null,9.8177680816210269E-3,1.0901998993258119E-2,0,4.5438565836410771E-3,0,5.7069118750000141E-5,2.5263623658520223E-2]
[2004,11,3,14,8.1604315110020142E-3,1.1243135277181274E-2,0,6.7958454031987027E-3,0,5.7069118750000141E-5,2.6256481310131988E-2,null,8.4254169377302388E-3,1.0872265314365073E-2,0,4.6457148735713225E-3,0,5.7069118750000141E-5,2.3943397125666635E-2]
[2004,11,3,18,1.3799455736904213E-2,9.4919702165201063E-3,4.9339676646931402E-4,3.858368132825665E-3,5.3086549978765932E-5,5.7069118750000141E-5,2.7753346521448063E-2,null,1.4247551485533541E-2,9.1788647922353018E-3,2.41466606866819E-4,2.6376230121339769E-3,4.6422982662122399E-5,5.7069118750000141E-5,2.635192887943176E-2]
[2004,11,3,21,1.1138830844682304E-2,8.639237231288982E-3,5.9207612000000719E-4,4.2250170626010244E-3,6.3703860000000653E-5,5.7069118750000141E-5,2.471593423732232E-2,null,1.1500530816142418E-2,8.3542603532440023E-3,2.8975992835608672E-4,2.8882682645457892E-3,5.5707579216829902E-5,5.7069118750000141E-5,2.3088526941505122E-2]
[2004,11,4,1,6.904287432349456E-3,6.6373297132785785E-3,5.9207612000000719E-4,1.8935391421244403E-3,6.3703860000000653E-5,5.7069118750000141E-5,1.6148005386502479E-2,null,7.1284833647641604E-3,6.4183884514974043E-3,2.8975992835608672E-4,1.2944442426716257E-3,5.5707579216829902E-5,5.7069118750000141E-5,1.5186783566506106E-2]
[2004,11,4,4,7.0093031289828241E-3,6.198949259858845E-3,5.9207612000000719E-4,1.6376125930107675E-3,6.3703860000000653E-5,5.7069118750000141E-5,1.5558714080602443E-2,null,7.2369091297435515E-3,5.9944685678787919E-3,2.8975992835608672E-4,1.1194900309116666E-3,5.5707579216829902E-5,5.7069118750000141E-5,1.4696335236106927E-2]
[2004,11,4,7,1.0241845634042448E-2,8.8272703944353367E-3,5.9207612000000719E-4,3.5844442636668149E-3,6.3703860000000653E-5,5.7069118750000141E-5,2.336640939089461E-2,null,1.0574418713316793E-2,8.5360909892033161E-3,2.8975992835608672E-4,2.4503656338866002E-3,5.5707579216829902E-5,5.7069118750000141E-5,2.1906342843979625E-2]
[2004,11,4,11,9.144624326361284E-3,1.1409734381161572E-2,0,6.907528961500306E-3,0,5.7069118750000141E-5,2.751895678777316E-2,null,9.4415684494904544E-3,1.1033368922473879E-2,0,4.7220629858592961E-3,0,5.7069118750000141E-5,2.5197000357823629E-2]
[2004,11,4,12,8.9229727508731566E-3,1.1180987793159083E-2,0,6.5661540654282802E-3,0,5.7069118750000141E-5,2.6727183728210518E-2,null,9.2127194069031269E-3,1.0812167848822621E-2,0,4.4886953416513808E-3,0,5.7069118750000141E-5,2.4513582597377129E-2]
[2004,11,4,15,8.252571924112646E-3,1.0912005949020885E-2,0,6.3610693730070294E-3,0,5.7069118750000141E-5,2.5582716364890561E-2,null,8.5205493331464762E-3,1.0552058733160459E-2,0,4.3484971838953562E-3,0,5.7069118750000141E-5,2.3421105250202294E-2]
[2004,11,4,19,1.3032724407441524E-2,9.4941048439963708E-3,5.9207612000000719E-4,4.6611342366829475E-3,6.3703860000000653E-5,5.7069118750000141E-5,2.7900812586870851E-2,null,1.3455922866233953E-2,9.1809290061486901E-3,2.8975992835608672E-4,3.1864027749775067E-3,5.5707579216829902E-5,5.7069118750000141E-5,2.6168722154933068E-2]
[2004,11,4,22,1.0392568631007001E-2,7.8821472436968604E-3,5.9207612000000719E-4,2.7292688979473796E-3,6.3703860000000653E-5,5.7069118750000141E-5,2.1716833871401248E-2,null,1.0730035985493946E-2,7.6221439987733007E-3,2.8975992835608672E-4,1.8657583215771426E-3,5.5707579216829902E-5,5.7069118750000141E-5,2.0563405813417306E-2]
[2004,11,5,2,6.460632683309089E-3,6.655017715038185E-3,5.9207612000000719E-4,2.2416668106769568E-3,6.3703860000000653E-5,5.7069118750000141E-5,1.6070166307774237E-2,null,6.6704222644375947E-3,6.435492990691352E-3,2.8975992835608672E-4,1.5324281566280694E-3,5.5707579216829902E-5,5.7069118750000141E-5,1.4983810919329932E-2]
[2004,11,5,4,6.4643875932659601E-3,6.3554460330208585E-3,5.9207612000000719E-4,2.3601843161724736E-3,6.3703860000000653E-5,5.7069118750000141E-5,1.5892867041209298E-2,null,6.6742991037821338E-3,6.1458030841602673E-3,2.8975992835608672E-4,1.613448030593998E-3,5.5707579216829902E-5,5.7069118750000141E-5,1.4779017726109315E-2]
[2004,11,5,9,1.0864442395781932E-2,1.0653863459553915E-2,0,5.6580484208370724E-3,0,5.7069118750000141E-5,2.7233423394922917E-2,null,1.1217232429069888E-2,{"$f":"F7427*W$5","v":1.0302431421453932E-2},{"$f":"G7427*X$5","v":0},{"$f":"H7427*Y$5","v":3.8679043069015729E-3},{"$f":"I7427*Z$5","v":0},{"$f":"J7427","v":5.7069118750000141E-5},2.5387568157425391E-2]
[2004,11,5,10,9.8298638381101519E-3,1.1190120665910904E-2,0,6.6680180592406909E-3,0,5.7069118750000141E-5,2.7745071682011745E-2,null,{"$f":"E7428*V$5","v":1.0149059049822936E-2},1.0820999461463773E-2,0,4.5583306913479687E-3,0,5.7069118750000141E-5,{"$f":"SUM(M7428:Q7428)","v":2.5528389202634675E-2}]
[2004,11,5,13,9.1285949522651923E-3,1.1233808636689369E-2,0,6.5611337900928247E-3,0,5.7069118750000141E-5,2.6980606497797384E-2,null,9.4250185697655475E-3,1.0863246325673769E-2,0,4.4852634260600741E-3,0,5.7069118750000141E-5,2.4773528321499393E-2]
[2004,11,5,16,9.882574974654423E-3,1.0197109005039982E-2,0,6.3978703719678766E-3,0,5.7069118750000141E-5,2.6534623470412279E-2,null,1.020348182171292E-2,9.8607436279189425E-3,0,4.3736547526879331E-3,0,5.7069118750000141E-5,2.4437880202319798E-2]
[2004,11,5,20,1.1750877933682225E-2,8.5452068262978857E-3,5.9207612000000719E-4,3.8304076497471498E-3,6.3703860000000653E-5,5.7069118750000141E-5,2.4839341508477268E-2,null,1.2132452290318877E-2,8.2633316678304893E-3,2.8975992835608672E-4,2.6185089175065511E-3,5.5707579216829902E-5,5.7069118750000141E-5,2.3359760383228834E-2]
[2004,11,5,23,9.3151055448268683E-3,6.4733148864531921E-3,5.9207612000000719E-4,1.6795202559389195E-3,6.3703860000000653E-5,5.7069118750000141E-5,1.8180789785968987E-2,null,9.6175855318822705E-3,6.2597838746802602E-3,2.8975992835608672E-4,1.1481385715171211E-3,5.5707579216829902E-5,5.7069118750000141E-5,1.7370975485652567E-2]
[2004,11,6,1,6.9415104309324968E-3,6.1222395635888013E-3,5.9207612000000719E-4,2.4478186400343363E-3,6.3703860000000653E-5,5.7069118750000141E-5,1.622441773330564E-2,null,7.1669150680768881E-3,5.9202892442763314E-3,2.8975992835608672E-4,1.6733558209638016E-3,5.5707579216829902E-5,5.7069118750000141E-5,1.5106027640889938E-2]
[2004,11,6,7,7.8584120284540399E-3,6.9902834712730188E-3,5.9207612000000719E-4,3.1132011757929014E-3,6.3703860000000653E-5,5.7069118750000141E-5,1.8674745774269967E-2,null,8.1135902824420337E-3,6.759699554318167E-3,2.8975992835608672E-4,2.1282186613593755E-3,5.5707579216829902E-5,5.7069118750000141E-5,1.7346976005692492E-2]
[2004,11,6,10,1.0868486712146921E-2,8.3072150856656167E-3,0,4.4764225973304367E-3,0,5.7069118750000141E-5,2.3709193513892973E-2,null,1.1221408072423696E-2,8.0331904053631484E-3,0,3.0601318610073629E-3,0,5.7069118750000141E-5,2.2314730338794206E-2]
[2004,11,6,11,1.1955197801351425E-2,8.3563382572923641E-3,0,3.6613102670080807E-3,0,5.7069118750000141E-5,2.4029915444401868E-2,null,1.2343406830094618E-2,8.0806931829996535E-3,0,2.5029120815774821E-3,0,5.7069118750000141E-5,2.2927012094671753E-2]
[2004,11,6,14,9.8977971512619143E-3,8.161957391180653E-3,0,3.6834998468395163E-3,0,5.7069118750000141E-5,2.1800323508032082E-2,null,1.0219198292642792E-2,7.8927242316083265E-3,0,2.5180811230940355E-3,0,5.7069118750000141E-5,2.0630003647345154E-2]
[2004,11,6,18,1.1593008513097034E-2,7.4733100552047448E-3,5.2300057246931438E-4,3.2805639615491339E-3,5.6271742978765964E-5,5.7069118750000141E-5,2.2983223964048994E-2,null,1.1969456535945491E-2,7.2267928556907501E-3,2.5595460328462334E-4,2.2426297076589418E-3,4.9208361622963894E-5,5.7069118750000141E-5,2.174404206420277E-2]
[2004,11,6,22,9.9221526450589716E-3,6.2174847781985062E-3,5.9207612000000719E-4,2.7863525205600705E-3,6.3703860000000653E-5,5.7069118750000141E-5,1.9638839042567552E-2,null,1.024434465772016E-2,6.0123926671767063E-3,2.8975992835608672E-4,1.9047813156088031E-3,5.5707579216829902E-5,5.7069118750000141E-5,1.8506986148078587E-2]
[2004,11,7,1,7.0199465887737372E-3,5.9833089891903127E-3,5.9207612000000719E-4,4.1617056754559663E-3,6.3703860000000653E-5,5.7069118750000141E-5,1.7877810352170023E-2,null,7.247898203823459E-3,5.785941482028629E-3,2.8975992835608672E-4,2.8449879019896034E-3,5.5707579216829902E-5,5.7069118750000141E-5,1.622429509541461E-2]
[2004,11,7,5,7.3901224505262507E-3,5.8057281409189879E-3,5.9207612000000719E-4,4.0753687594006129E-3,6.3703860000000653E-5,5.7069118750000141E-5,1.7984068449595856E-2,null,7.6300944113822855E-3,5.6142183772578133E-3,2.8975992835608672E-4,2.7859670339063121E-3,5.5707579216829902E-5,5.7069118750000141E-5,1.6375747330119327E-2]
[2004,11,7,8,8.9151034071642266E-3,7.390024514762188E-3,4.9387042558908573E-5,5.4917476461581677E-3,5.3137512875654358E-6,5.7069118750000141E-5,2.1908645480681055E-2,null,9.2045945299668221E-3,7.1462546009941671E-3,2.4169841394022413E-5,3.7542192630881017E-3,4.6467548558373136E-6,5.7069118750000141E-5,2.0133884990298952E-2]
[2004,11,7,11,9.9253900983404739E-3,8.5163627264470479E-3,0,6.1576719878791101E-3,0,5.7069118750000141E-5,2.4656493931416629E-2,null,1.0247687237542847E-2,8.2354390294692992E-3,0,4.2094524880154994E-3,0,5.7069118750000141E-5,2.2692578755027643E-2]
[2004,11,7,12,9.8448034279101215E-3,8.47141526729649E-3,0,6.0178121720996982E-3,0,5.7069118750000141E-5,2.4391099986056309E-2,null,1.0164483757790119E-2,8.1919742228078289E-3,0,4.1138427753408214E-3,0,5.7069118750000141E-5,2.2470300755938772E-2]
[2004,11,7,15,9.5947412916708268E-3,8.4270176194195644E-3,0,5.4928600030400374E-3,0,5.7069118750000141E-5,2.3571688032880424E-2,null,9.9063016070895047E-3,8.1490410911544738E-3,0,3.7549796825214793E-3,0,5.7069118750000141E-5,2.1810322380765457E-2]
[2004,11,7,20,1.2468924716681984E-2,7.3137976072199353E-3,5.9207612000000719E-4,4.5473991911744874E-3,6.3703860000000653E-5,5.7069118750000141E-5,2.5042970613826411E-2,null,1.2873815479190984E-2,7.072542140682943E-3,2.8975992835608672E-4,3.1086522434076946E-3,5.5707579216829902E-5,5.7069118750000141E-5,2.3400477370854537E-2]
[2004,11,7,23,9.0023537340153184E-3,6.7188307453738202E-3,5.9207612000000719E-4,3.3633167185453706E-3,6.3703860000000653E-5,5.7069118750000141E-5,1.9797350296684516E-2,null,9.2946780483055998E-3,6.4972010622584312E-3,2.8975992835608672E-4,2.2992004050773232E-3,5.5707579216829902E-5,5.7069118750000141E-5,1.8436547023214272E-2]
[2004,11,8,2,6.6891664755110557E-3,6.2240600869661981E-3,5.9207612000000719E-4,2.6829397661206809E-3,6.3703860000000653E-5,5.7069118750000141E-5,1.6309015427347941E-2,null,{"$f":"E7492*V$5","v":6.9063770029910883E-3},6.0187510805270556E-3,2.8975992835608672E-4,1.8340872160652907E-3,5.5707579216829902E-5,5.7069118750000141E-5,{"$f":"SUM(M7492:Q7492)","v":1.5104682807156352E-2}]
[2004,11,8,6,8.7980341034983936E-3,6.9570365255655726E-3,5.9207612000000719E-4,3.1308070604167564E-3,6.3703860000000653E-5,5.7069118750000141E-5,1.9598726788230731E-2,null,9.0837237533829412E-3,6.7275493039020504E-3,2.8975992835608672E-4,2.1402542382753728E-3,5.5707579216829902E-5,5.7069118750000141E-5,1.8296994803133279E-2]
[2004,11,8,9,9.8260400136159273E-3,1.0493505429412844E-2,0,6.7327452858765742E-3,0,5.7069118750000141E-5,2.7109359847655345E-2,null,1.0145111058149074E-2,1.0147363016956375E-2,0,4.6025789373963276E-3,0,5.7069118750000141E-5,2.4895053012501774E-2]
[2004,11,8,10,1.0078619756387068E-2,1.0922733703028143E-2,0,7.0459407312338058E-3,0,5.7069118750000141E-5,2.8104363309399017E-2,null,1.0405892567068351E-2,1.0562432617750361E-2,0,4.8166827982855159E-3,0,5.7069118750000141E-5,2.5785007983104229E-2]
[2004,11,8,16,1.0016496635307428E-2,1.0408452569310332E-2,0,6.3915515977529622E-3,0,5.7069118750000141E-5,2.6873569921120718E-2,null,1.034175218480261E-2,1.0065115740019588E-2,0,4.3693351689406117E-3,0,5.7069118750000141E-5,2.4776203093762814E-2]
[2004,11,8,17,1.2251241112523084E-2,9.8229926830399987E-3,0,5.7851082653900734E-3,0,5.7069118750000141E-5,2.7916411179703154E-2,null,1.2649063255846688E-2,9.4989680367745834E-3,0,3.9547638180663942E-3,0,5.7069118750000141E-5,2.6102795110687665E-2]
[2004,11,8,21,1.2527013487346418E-2,8.5234567310959481E-3,5.9207612000000719E-4,4.1722014165715875E-3,6.3703860000000653E-5,5.7069118750000141E-5,2.5935520733763959E-2,null,1.2933790507666893E-2,8.2422990288184769E-3,2.8975992835608672E-4,2.8521629063808225E-3,5.5707579216829902E-5,5.7069118750000141E-5,2.4373719950439111E-2]
[2004,11,8,24,7.6261050564900464E-3,7.2532718878652513E-3,5.9207612000000719E-4,2.4784019340782959E-3,6.3703860000000653E-5,5.7069118750000141E-5,1.80706279771836E-2,null,7.8737398414819668E-3,7.0140129437157514E-3,2.8975992835608672E-4,1.6942628980959496E-3,5.5707579216829902E-5,5.7069118750000141E-5,1.6927483190866583E-2]
[2004,11,9,3,7.4142852122870938E-3,6.5662686431981719E-3,5.9207612000000719E-4,2.6345189921281754E-3,6.3703860000000653E-5,5.7069118750000141E-5,1.7327921946363446E-2,null,7.6550417860312457E-3,6.3496714265404153E-3,2.8975992835608672E-4,1.8009862408987665E-3,5.5707579216829902E-5,5.7069118750000141E-5,1.6151166961043344E-2]
[2004,11,9,7,1.0534195889821662E-2,8.5620605048104571E-3,5.9207612000000719E-4,3.7520442675256001E-3,6.3703860000000653E-5,5.7069118750000141E-5,2.3561149760907726E-2,null,1.0876262162829367E-2,8.2796294050536262E-3,2.8975992835608672E-4,2.564938845097509E-3,5.5707579216829902E-5,5.7069118750000141E-5,2.2066297920553417E-2]
[2004,11,9,9,1.010349524635739E-2,1.0838880805147904E-2,0,6.9040326382578806E-3,0,5.7069118750000141E-5,2.7903477808513173E-2,null,1.0431575813628011E-2,1.048134572066547E-2,0,4.7196728607274765E-3,0,5.7069118750000141E-5,2.5632594395020955E-2]
[2004,11,9,12,9.2830209744378007E-3,1.1300321677028522E-2,0,7.3931473700692158E-3,0,5.7069118750000141E-5,2.8033559140285536E-2,null,9.584459111737529E-3,1.09275653437772E-2,0,5.0540370861686902E-3,0,5.7069118750000141E-5,2.5566061541683418E-2]
[2004,11,9,15,8.5423019764099724E-3,1.1019731100770019E-2,0,7.0976845962606155E-3,0,5.7069118750000141E-5,2.6716786792190608E-2,null,8.8196874959635095E-3,1.0656230425661916E-2,0,4.8520554751356939E-3,0,5.7069118750000141E-5,2.432797339676112E-2]
[2004,11,9,18,1.4563080057635304E-2,9.7600093372775306E-3,5.6247231400000694E-4,4.8468072612773928E-3,6.0518667000000627E-5,5.7069118750000141E-5,2.9849956755940234E-2,null,1.5035972205354088E-2,9.4380622815173534E-3,2.7527193193828246E-4,3.313330902502801E-3,5.2922200255988413E-5,5.7069118750000141E-5,2.8115559521568516E-2]
[2004,11,9,22,1.1144970491386902E-2,8.6053834331187348E-3,5.9207612000000719E-4,4.9102069335886251E-3,6.3703860000000653E-5,5.7069118750000141E-5,2.5373409956844267E-2,null,1.1506869829375585E-2,8.321523268211067E-3,2.8975992835608672E-4,3.3566716177723397E-3,5.5707579216829902E-5,5.7069118750000141E-5,2.3530532222931909E-2]
[2004,11,10,1,7.3148434707730279E-3,7.1139557563149342E-3,5.9207612000000719E-4,3.7204011197244187E-3,6.3703860000000653E-5,5.7069118750000141E-5,1.8862049445562388E-2,null,7.552370973569868E-3,6.8792923424382604E-3,2.8975992835608672E-4,2.5433072402470851E-3,5.5707579216829902E-5,5.7069118750000141E-5,1.7320438063828131E-2]
[2004,11,10,6,8.3562735259478261E-3,7.1809232443824662E-3,5.9207612000000719E-4,3.0847009505054783E-3,6.3703860000000653E-5,5.7069118750000141E-5,1.9334746819585778E-2,null,8.6276183320583497E-3,6.9440508176995593E-3,2.8975992835608672E-4,2.1087355930047608E-3,5.5707579216829902E-5,5.7069118750000141E-5,1.8025872250335584E-2]
[2004,11,10,9,9.7690377187220137E-3,1.0828586585026617E-2,0,6.7907845109760352E-3,0,5.7069118750000141E-5,2.7445477933474665E-2,null,1.0086257785470887E-2,1.0471391069262292E-2,0,4.6422551918279265E-3,0,5.7069118750000141E-5,2.5199904046561104E-2]
[2004,11,10,12,9.2761249472847924E-3,1.1470567197517208E-2,0,8.2385068113131812E-3,0,5.7069118750000141E-5,2.9042268074865183E-2,null,9.5773391568797894E-3,1.1092195086433753E-2,0,5.6319341242402907E-3,0,5.7069118750000141E-5,2.6301468367553833E-2]
[2004,11,10,13,9.1625153342574685E-3,1.139723945783834E-2,0,7.7831055867590027E-3,0,5.7069118750000141E-5,2.8399929497604812E-2,null,9.4600404139641887E-3,1.1021286161028453E-2,0,5.3206168242089912E-3,0,5.7069118750000141E-5,2.5801943399201631E-2]
[2004,11,10,16,9.2611257186804297E-3,1.0880195035560702E-2,0,7.6364749879996342E-3,0,5.7069118750000141E-5,2.7834864860990766E-2,null,9.5618528735177278E-3,1.0521297145533442E-2,0,5.2203785296097002E-3,0,5.7069118750000141E-5,2.5303528548660872E-2]
[2004,11,10,19,1.3336617050245154E-2,9.9391516465535366E-3,5.9207612000000719E-4,6.459669389664695E-3,6.3703860000000653E-5,5.7069118750000141E-5,3.0448287185213391E-2,null,1.3769683507013466E-2,9.6112953403981564E-3,2.8975992835608672E-4,4.4159012428083635E-3,5.5707579216829902E-5,5.7069118750000141E-5,2.8142347597792904E-2]
[2004,11,10,23,1.0014856927195717E-2,8.1110241383430589E-3,5.9207612000000719E-4,4.9525418897282923E-3,6.3703860000000653E-5,5.7069118750000141E-5,2.3791272054017074E-2,null,1.0340059232110253E-2,7.8434710807280868E-3,2.8975992835608672E-4,3.3856122607300899E-3,5.5707579216829902E-5,5.7069118750000141E-5,2.1914610081141348E-2]
[2004,11,11,3,7.4269945700483541E-3,6.7683241565168126E-3,5.9207612000000719E-4,3.5801640564044101E-3,6.3703860000000653E-5,5.7069118750000141E-5,1.8488331881719583E-2,null,7.6681638418937357E-3,6.5450618665619858E-3,2.8975992835608672E-4,2.447439636992739E-3,5.5707579216829902E-5,5.7069118750000141E-5,1.7006132853021376E-2]
[2004,11,11,7,1.0193933361747596E-2,8.6401439816151601E-3,5.9207612000000719E-4,3.9846476905973311E-3,6.3703860000000653E-5,5.7069118750000141E-5,2.3531574132710092E-2,null,1.0524950634334212E-2,8.3551371931891837E-3,2.8975992835608672E-4,2.7239491106487703E-3,5.5707579216829902E-5,5.7069118750000141E-5,2.1949504445745081E-2]
[2004,11,11,10,9.9226474930629617E-3,1.1544340344645281E-2,0,8.2768187811546566E-3,0,5.7069118750000141E-5,2.9800875737612899E-2,null,1.0244855574422151E-2,1.1163534726923535E-2,0,5.6581246093923782E-3,0,5.7069118750000141E-5,2.7066514910738061E-2]
[2004,11,11,13,9.3779440199983459E-3,1.156987479277382E-2,0,8.5883938878129288E-3,0,5.7069118750000141E-5,2.9593281819335095E-2,null,9.6824644972086892E-3,1.1188226886882938E-2,0,5.8711207888751541E-3,0,5.7069118750000141E-5,2.674181217296678E-2]
[2004,11,11,14,8.6948539019847913E-3,1.1661190814628254E-2,0,8.8524220474953952E-3,0,5.7069118750000141E-5,2.9265535882858438E-2,null,8.9771930856971608E-3,1.1276530726744114E-2,0,6.0516133509780461E-3,0,5.7069118750000141E-5,2.6305337163419321E-2]
[2004,11,11,17,1.1949316799294101E-2,1.072170429345946E-2,0,8.531596186436053E-3,0,5.7069118750000141E-5,3.1259686397939614E-2,null,1.2337334860214372E-2,1.0368034434064286E-2,0,5.8322932537539143E-3,0,5.7069118750000141E-5,2.8537662548032576E-2]
[2004,11,11,20,1.2999575159877083E-2,9.8484261953181336E-3,5.9207612000000719E-4,7.1106574272771722E-3,6.3703860000000653E-5,5.7069118750000141E-5,3.0671507881222394E-2,null,1.3421697196730337E-2,9.5235625903885793E-3,2.8975992835608672E-4,4.8609238455046815E-3,5.5707579216829902E-5,5.7069118750000141E-5,2.8151651140196514E-2]
[2004,11,12,1,7.8812113935162725E-3,7.3213599010290963E-3,5.9207612000000719E-4,4.5440847275836508E-3,6.3703860000000653E-5,5.7069118750000141E-5,2.0459505120879025E-2,null,8.1371299881923785E-3,7.0798549820435958E-3,2.8975992835608672E-4,3.1063864395395528E-3,5.5707579216829902E-5,5.7069118750000141E-5,1.8668838917348444E-2]
[2004,11,12,4,7.3660327676960523E-3,6.7740917007630096E-3,5.9207612000000719E-4,4.3322040174557028E-3,6.3703860000000653E-5,5.7069118750000141E-5,1.9185177584664769E-2,null,7.6052224886820627E-3,6.5506391605917261E-3,2.8975992835608672E-4,2.9615424491213852E-3,5.5707579216829902E-5,5.7069118750000141E-5,1.7462871605968093E-2]
[2004,11,12,8,1.1807501616146444E-2,1.0334904376824515E-2,1.1846259008960145E-4,6.3605364459581462E-3,1.2745868308800132E-5,5.7069118750000141E-5,2.8691220016077507E-2,null,1.2190914656269439E-2,9.9939936337401503E-3,5.7975166465485845E-5,4.348132869086729E-3,1.1145972449703329E-5,5.7069118750000141E-5,2.6602162298011506E-2]
[2004,11,12,11,1.0743789229976465E-2,1.1629059083730225E-2,0,8.3038654971653702E-3,0,5.7069118750000141E-5,3.0733782929622058E-2,null,1.1092661415221217E-2,1.1245458904274615E-2,0,5.6766140427737038E-3,0,5.7069118750000141E-5,2.8014734362269537E-2]
[2004,11,12,14,9.7602748292018662E-3,1.1258768806778671E-2,0,7.2827280978068889E-3,0,5.7069118750000141E-5,2.8358840852537426E-2,null,1.0077210347515311E-2,1.0887383150928673E-2,0,4.9785532537618251E-3,0,5.7069118750000141E-5,2.5943146752205808E-2]
[2004,11,12,17,1.1249004305344121E-2,1.013171620366444E-2,0,7.6516603792911326E-3,0,5.7069118750000141E-5,2.9089450007049693E-2,null,1.1614281827997237E-2,9.7975078961878292E-3,0,5.2307594305864517E-3,0,5.7069118750000141E-5,2.6642549154771517E-2]
[2004,11,12,19,1.2935854641696927E-2,9.6189403849312408E-3,5.9207612000000719E-4,7.1042856427255023E-3,6.3703860000000653E-5,5.7069118750000141E-5,3.0371929768103677E-2,null,1.3355907546706043E-2,9.3016466785990799E-3,2.8975992835608672E-4,4.8565680233064673E-3,5.5707579216829902E-5,5.7069118750000141E-5,2.7859589756184508E-2]
[2004,11,12,22,1.1921498733487024E-2,7.9723740946824259E-3,5.9207612000000719E-4,5.8268261757940011E-3,6.3703860000000653E-5,5.7069118750000141E-5,2.6433548102713457E-2,null,1.2308613486533355E-2,7.7093945955339473E-3,2.8975992835608672E-4,3.9832826417533808E-3,5.5707579216829902E-5,5.7069118750000141E-5,2.4346758231393598E-2]
[2004,11,13,2,7.5258427713724646E-3,6.2058699810540723E-3,5.9207612000000719E-4,3.1419295918927244E-3,6.3703860000000653E-5,5.7069118750000141E-5,1.7586491443069268E-2,null,7.7702218407357682E-3,6.0011609997624475E-3,2.8975992835608672E-4,2.1478577234702169E-3,5.5707579216829902E-5,5.7069118750000141E-5,1.6264708071541348E-2]
[2004,11,13,5,7.729922815853091E-3,6.1085503879165217E-3,5.9207612000000719E-4,3.3365632252188734E-3,6.3703860000000653E-5,5.7069118750000141E-5,1.7887885527738491E-2,null,7.9809287697874508E-3,5.9070516245043761E-3,2.8975992835608672E-4,2.2809114219570774E-3,5.5707579216829902E-5,5.7069118750000141E-5,1.6514359323821819E-2]
[2004,11,13,9,1.1254191342999214E-2,8.4217425808479351E-3,0,5.4414190593997675E-3,0,5.7069118750000141E-5,2.5174422101996916E-2,null,1.1619637299072135E-2,{"$f":"F7619*W$5","v":8.1439400568361683E-3},{"$f":"G7619*X$5","v":0},{"$f":"H7619*Y$5","v":3.7198140860722631E-3},{"$f":"I7619*Z$5","v":0},{"$f":"J7619","v":5.7069118750000141E-5},2.3483391441980566E-2]
[2004,11,13,10,1.3074946353156425E-2,8.5294633779481478E-3,0,4.8992561806724799E-3,0,5.7069118750000141E-5,2.6560735030527052E-2,null,{"$f":"E7620*V$5","v":1.3499515842425303E-2},8.248107538332666E-3,0,3.3491855622956521E-3,0,5.7069118750000141E-5,{"$f":"SUM(M7620:Q7620)","v":2.509680894305362E-2}]
[2004,11,13,16,1.0856726015678423E-2,8.3376893611144202E-3,0,5.3807482040840685E-3,0,5.7069118750000141E-5,2.4632232699626912E-2,null,1.1209265482771225E-2,8.0626594457841854E-3,0,3.678338820198827E-3,0,5.7069118750000141E-5,2.2950263748754238E-2]
[2004,11,13,17,1.2207128941624363E-2,8.2887752039760686E-3,9.8679355306921622E-6,5.3653630183311827E-3,1.061731021234631E-6,5.7069118750000141E-5,2.5929265949233535E-2,null,1.2603518675103738E-2,8.015358788011611E-3,4.829332235854756E-6,3.6678213375246041E-3,9.2845967218302489E-7,5.7069118750000141E-5,2.429245659254799E-2]
[2004,11,13,20,1.3014515750518015E-2,7.307751498043101E-3,5.9207612000000719E-4,3.8638837457412628E-3,6.3703860000000653E-5,5.7069118750000141E-5,2.4899000093052383E-2,null,1.3437122938037777E-2,7.0666954705620585E-3,2.8975992835608672E-4,2.6413935459584799E-3,5.5707579216829902E-5,5.7069118750000141E-5,2.349067946213123E-2]
[2004,11,13,24,8.8924038778055159E-3,5.9675050086070063E-3,5.9207612000000719E-4,3.6294764008255459E-3,6.3703860000000653E-5,5.7069118750000141E-5,1.9202234385988073E-2,null,9.1811579017836761E-3,5.7706588170345048E-3,2.8975992835608672E-4,2.4811500995380038E-3,5.5707579216829902E-5,5.7069118750000141E-5,1.7778434325929102E-2]
[2004,11,14,3,7.265381207196912E-3,6.1970589360505948E-3,5.9207612000000719E-4,4.6651987559212134E-3,6.3703860000000653E-5,5.7069118750000141E-5,1.8840487997918726E-2,null,7.5013025720091385E-3,5.9926405989478241E-3,2.8975992835608672E-4,3.189181325159099E-3,5.5707579216829902E-5,5.7069118750000141E-5,1.7028592003688978E-2]
[2004,11,14,6,7.6020343819708592E-3,6.3911383317245994E-3,5.9207612000000719E-4,4.387399113861332E-3,6.3703860000000653E-5,5.7069118750000141E-5,1.9093420926306798E-2,null,7.8488875443303852E-3,6.1803180243099444E-3,2.8975992835608672E-4,2.9992744258080743E-3,5.5707579216829902E-5,5.7069118750000141E-5,1.7373947502021321E-2]
[2004,11,14,11,1.075896340097874E-2,9.2640193745602527E-3,0,7.0599745634527724E-3,0,5.7069118750000141E-5,2.7140026457741762E-2,null,1.110832832170848E-2,8.9584332158715082E-3,0,4.8262764807789661E-3,0,5.7069118750000141E-5,2.4893038018358956E-2]
[2004,11,14,14,1.0121014685531171E-2,9.2712758370423927E-3,0,6.6101680641810125E-3,0,5.7069118750000141E-5,2.6059527705504574E-2,null,1.0449664143804584E-2,8.9654503141634485E-3,0,4.5187837966587114E-3,0,5.7069118750000141E-5,2.3933898254626745E-2]
[2004,11,14,17,1.3213384591011571E-2,8.8964717352381442E-3,1.9735870469308203E-5,6.4431895525367388E-3,2.1234619787654023E-6,5.7069118750000141E-5,2.8631974329984523E-2,null,1.3642449444953762E-2,8.6030096305581803E-3,9.6586641819495832E-6,4.4046354443804973E-3,1.8569192886584708E-6,5.7069118750000141E-5,2.6661610103363046E-2]
[2004,11,14,18,1.4435302077957041E-2,8.7341020471012349E-3,5.9207612000000719E-4,6.0872276648462342E-3,6.3703860000000653E-5,5.7069118750000141E-5,2.9969480888654514E-2,null,1.4904045020768477E-2,8.4459959253136967E-3,2.8975992835608672E-4,4.1612959718124592E-3,5.5707579216829902E-5,5.7069118750000141E-5,2.7856804425467549E-2]
[2004,11,14,21,1.2593034701541337E-2,7.8945339526577309E-3,5.9207612000000719E-4,5.7606913781569858E-3,6.3703860000000653E-5,5.7069118750000141E-5,2.696110913110606E-2,null,1.3001955561877252E-2,7.6341221154528826E-3,2.8975992835608672E-4,3.9380721646436016E-3,5.5707579216829902E-5,5.7069118750000141E-5,2.4919617349546654E-2]
[2004,11,15,1,7.1035628432446372E-3,6.6050131087509369E-3,5.9207612000000719E-4,3.3595619446020043E-3,6.3703860000000653E-5,5.7069118750000141E-5,1.7780986995347584E-2,null,7.3342296442306066E-3,6.3871378537040087E-3,2.8975992835608672E-4,2.2966336001957132E-3,5.5707579216829902E-5,5.7069118750000141E-5,1.6363468605703244E-2]
[2004,11,15,4,6.8922413103993723E-3,6.3938582219867403E-3,5.9207612000000719E-4,3.3862649854840446E-3,6.3703860000000653E-5,5.7069118750000141E-5,1.7385213616620165E-2,null,7.1160460812975494E-3,6.1829481953278075E-3,2.8975992835608672E-4,2.3148880934684541E-3,5.5707579216829902E-5,5.7069118750000141E-5,1.5959349877666725E-2]
[2004,11,15,8,1.0276495302571333E-2,1.0025753332785997E-2,1.5793433162029398E-4,6.385744131415105E-3,1.6992792330034796E-5,5.7069118750000141E-5,2.6919989009472765E-2,null,1.061019352543505E-2,9.6950403533485625E-3,7.7292495119144934E-5,4.3653651208976048E-3,1.4859811082727849E-5,5.7069118750000141E-5,2.4762751305883089E-2]
[2004,11,15,12,1.0059896914072422E-2,1.1330798342713395E-2,0,8.4310193600836136E-3,0,5.7069118750000141E-5,2.9878783735619429E-2,null,1.0386561756859652E-2,1.0957036695589149E-2,0,5.7635378259299971E-3,0,5.7069118750000141E-5,2.7107136278378796E-2]
[2004,11,15,15,8.988329601338425E-3,1.1163732420510827E-2,0,8.1908705679508663E-3,0,5.7069118750000141E-5,2.8400001708550116E-2,null,9.2801985241733817E-3,1.0795481667885989E-2,0,5.5993694628656806E-3,0,5.7069118750000141E-5,2.567504965492505E-2]
[2004,11,15,16,1.0099962375759783E-2,1.0859373687665635E-2,0,7.9358407371234885E-3,0,5.7069118750000141E-5,2.8952245919298906E-2,null,1.0427928223701945E-2,1.0501162617847263E-2,0,5.4250282576167406E-3,0,5.7069118750000141E-5,2.6354119099165949E-2]
[2004,11,15,19,1.4163075534378311E-2,9.8118004211872282E-3,5.9207612000000719E-4,6.1869348462669106E-3,6.3703860000000653E-5,5.7069118750000141E-5,3.0874659900582458E-2,null,1.4622978740379298E-2,9.4881449667561946E-3,2.8975992835608672E-4,4.2294569007691246E-3,5.5707579216829902E-5,5.7069118750000141E-5,2.8686048115477536E-2]
[2004,11,16,1,7.2838785927922386E-3,7.1409370701183399E-3,5.9207612000000719E-4,3.8502327261539801E-3,6.3703860000000653E-5,5.7069118750000141E-5,1.8987897487814563E-2,null,7.520400604470838E-3,{"$f":"F7683*W$5","v":6.9053836412591631E-3},{"$f":"G7683*X$5","v":2.8975992835608672E-4},{"$f":"H7683*Y$5","v":2.6320615584023471E-3},{"$f":"I7683*Z$5","v":5.5707579216829902E-5},{"$f":"J7683","v":5.7069118750000141E-5},1.7403313311705266E-2]
[2004,11,16,3,7.2451573585210387E-3,6.686345585078881E-3,5.9207612000000719E-4,3.2168158470832616E-3,6.3703860000000653E-5,5.7069118750000141E-5,1.7861167889433188E-2,null,7.4804220147800179E-3,6.4657874687367844E-3,2.8975992835608672E-4,2.1990507934892883E-3,5.5707579216829902E-5,5.7069118750000141E-5,1.6490727784579006E-2]
[2004,11,16,6,8.2835679914244481E-3,7.2156139168263874E-3,5.9207612000000719E-4,3.2517189176782301E-3,6.3703860000000653E-5,5.7069118750000141E-5,1.9463749924679072E-2,null,8.5525519043560747E-3,6.9775971715808948E-3,2.8975992835608672E-4,2.2229109175174238E-3,5.5707579216829902E-5,5.7069118750000141E-5,1.809852750102731E-2]
[2004,11,16,9,9.7154113922806318E-3,1.0869093598750686E-2,0,6.9870215231790265E-3,0,5.7069118750000141E-5,2.7628595632960343E-2,null,1.0030890105649261E-2,1.0510561904571419E-2,0,4.7764049777997393E-3,0,5.7069118750000141E-5,2.5317856988020419E-2]
[2004,11,16,13,9.1338197726191939E-3,1.1434614965640905E-2,0,7.9639096298311993E-3,0,5.7069118750000141E-5,2.8589413486841297E-2,null,9.4304130504186661E-3,1.1057428787357368E-2,0,5.4442164622624072E-3,0,5.7069118750000141E-5,2.5932058300038443E-2]
[2004,11,16,16,9.2373028702514744E-3,1.0916242044877256E-2,0,7.8099677091703961E-3,0,5.7069118750000141E-5,2.8020581743049128E-2,null,9.5372564498619819E-3,1.0556155095688536E-2,0,5.3389800673698147E-3,0,5.7069118750000141E-5,2.5432391612920335E-2]
[2004,11,16,17,1.1649900318166756E-2,1.0577013765934585E-2,3.9471741530692524E-5,7.8715888107226458E-3,4.2469240212346634E-6,5.7069118750000141E-5,3.0199290679125915E-2,null,1.2028195730975341E-2,1.0228116718503341E-2,1.9317328653659095E-5,5.3811049320514615E-3,3.7138386330245201E-6,5.7069118750000141E-5,2.7660448548816826E-2]
[2004,11,16,22,1.1025848450383374E-2,8.805590675460365E-3,5.9207612000000719E-4,5.9150356881981806E-3,6.3703860000000653E-5,5.7069118750000141E-5,2.6459323912791925E-2,null,1.1383879658993666E-2,8.5151264049636195E-3,2.8975992835608672E-4,4.0435836373548528E-3,5.5707579216829902E-5,5.7069118750000141E-5,2.4288057208885057E-2]
[2004,11,16,24,7.8892181679701325E-3,7.7694882418829882E-3,5.9207612000000719E-4,4.8722341293622271E-3,6.3703860000000653E-5,5.7069118750000141E-5,2.1243789637965357E-2,null,8.1453967585229901E-3,7.5132012058979096E-3,2.8975992835608672E-4,3.3307129899756045E-3,5.5707579216829902E-5,5.7069118750000141E-5,1.9334778461969421E-2]
[2004,11,17,4,7.1271702455500746E-3,6.4621580181965666E-3,5.9207612000000719E-4,2.7378490084694969E-3,6.3703860000000653E-5,5.7069118750000141E-5,1.7040026370966143E-2,null,7.3586036257990914E-3,6.2489950307525674E-3,2.8975992835608672E-4,1.8716237797658656E-3,5.5707579216829902E-5,5.7069118750000141E-5,1.5824689943890441E-2]
[2004,11,17,7,1.0069349804122952E-2,8.6065850237463642E-3,5.9207612000000719E-4,4.0084443139614982E-3,6.3703860000000653E-5,5.7069118750000141E-5,2.3397228240580822E-2,null,1.0396321601033928E-2,8.3226852227531734E-3,2.8975992835608672E-4,2.7402167448494618E-3,5.5707579216829902E-5,5.7069118750000141E-5,2.1804691076209477E-2]
[2004,11,17,10,9.5245816870642794E-3,1.1290037225478229E-2,0,7.1306488243673572E-3,0,5.7069118750000141E-5,2.8002336855659862E-2,null,9.8338637807074691E-3,1.0917620138715542E-2,0,4.8745901850540813E-3,0,5.7069118750000141E-5,2.5626074104477092E-2]
[2004,11,17,14,8.2643697451700235E-3,1.1357829783012681E-2,0,7.4299969767541206E-3,0,5.7069118750000141E-5,2.7109265623686825E-2,null,8.5327302528969973E-3,1.0983176467415938E-2,0,5.0792278837375601E-3,0,5.7069118750000141E-5,2.4595134604050495E-2]
[2004,11,17,15,8.3427833822608197E-3,1.1018980355247959E-2,0,7.1120769965644986E-3,0,5.7069118750000141E-5,2.6530909852823279E-2,null,8.6136901365996069E-3,1.0655504444492236E-2,0,4.8618942787268813E-3,0,5.7069118750000141E-5,2.4131088859818725E-2]
[2004,11,17,19,1.2992148068430272E-2,9.7766628528027106E-3,5.9207612000000719E-4,5.6826719144335578E-3,6.3703860000000653E-5,5.7069118750000141E-5,2.9164331934416546E-2,null,1.3414028932865901E-2,9.4541664583988796E-3,2.8975992835608672E-4,3.8847371987131844E-3,5.5707579216829902E-5,5.7069118750000141E-5,2.7098400097550879E-2]
[2004,11,17,22,1.0806228155082356E-2,8.6287460930772088E-3,5.9207612000000719E-4,5.0490565648070914E-3,6.3703860000000653E-5,5.7069118750000141E-5,2.5196879911716662E-2,null,1.1157127856297475E-2,8.3441152793588234E-3,2.8975992835608672E-4,3.4515907571391513E-3,5.5707579216829902E-5,5.7069118750000141E-5,2.3298301400368367E-2]
[2004,11,18,1,7.1452027130124145E-3,7.0543132057762168E-3,5.9207612000000719E-4,3.5145770684811527E-3,6.3703860000000653E-5,5.7069118750000141E-5,1.842694208601979E-2,null,7.3772216433121889E-3,6.8216171817739183E-3,2.8975992835608672E-4,2.4026036486454461E-3,5.5707579216829902E-5,5.7069118750000141E-5,1.6946909981304471E-2]
[2004,11,18,5,7.5382032627023914E-3,6.6010428546405767E-3,5.9207612000000719E-4,2.7559891511858632E-3,6.3703860000000653E-5,5.7069118750000141E-5,1.7608084367278839E-2,null,7.7829837017806686E-3,6.3832985637738331E-3,2.8975992835608672E-4,1.8840245814065949E-3,5.5707579216829902E-5,5.7069118750000141E-5,1.6395774354534012E-2]
[2004,11,18,8,1.0037445161669248E-2,1.0011283809283053E-2,1.9740607255891036E-4,5.2755348111248037E-3,2.1239716287565598E-5,5.7069118750000141E-5,2.5599978689673581E-2,null,1.0363380951442144E-2,9.6810481265703491E-3,9.6609823483044093E-5,3.6064137843026755E-3,1.8573649660044788E-5,5.7069118750000141E-5,2.3766026335458258E-2]
[2004,11,18,12,8.912740043315999E-3,1.1303203515317169E-2,0,7.3989163118247502E-3,0,5.7069118750000141E-5,2.7671928989207919E-2,null,9.20215442299821E-3,1.0930352120747753E-2,0,5.0579807983823083E-3,0,5.7069118750000141E-5,2.5190487342128271E-2]
[2004,11,18,16,9.0417863067891544E-3,1.0802222834730263E-2,0,7.2724149875490144E-3,0,5.7069118750000141E-5,2.7173493247818429E-2,null,9.3353910750737356E-3,1.0445896962784237E-2,0,4.9715030978393204E-3,0,5.7069118750000141E-5,2.4752791135697297E-2]
[2004,11,18,19,1.2854593734086574E-2,9.7598559139678992E-3,5.9207612000000719E-4,5.6625073562428232E-3,6.3703860000000653E-5,5.7069118750000141E-5,2.8989806103047303E-2,null,1.3272007935952308E-2,9.4379139190822678E-3,2.8975992835608672E-4,3.8709524843255384E-3,5.5707579216829902E-5,5.7069118750000141E-5,2.692634184693303E-2]
[2004,11,18,20,1.2384188018010162E-2,9.5324213420239605E-3,5.9207612000000719E-4,5.6844857013992004E-3,6.3703860000000653E-5,5.7069118750000141E-5,2.8313944160183329E-2,null,1.2786327211533279E-2,9.2179815828724448E-3,2.8975992835608672E-4,3.8859771234883728E-3,5.5707579216829902E-5,5.7069118750000141E-5,2.6235753425467009E-2]
[2004,11,18,23,9.5441264359815443E-3,7.8721747202309487E-3,5.9207612000000719E-4,3.798514066316489E-3,6.3703860000000653E-5,5.7069118750000141E-5,2.1927664321278989E-2,null,9.8540431864593808E-3,7.612500432427961E-3,2.8975992835608672E-4,2.5967061120975919E-3,5.5707579216829902E-5,5.7069118750000141E-5,2.040871723855785E-2]
[2004,11,19,2,6.6770348043989972E-3,6.9038635974559785E-3,5.9207612000000719E-4,3.355660865933354E-3,6.3703860000000653E-5,5.7069118750000141E-5,1.7649408366538336E-2,null,6.8938513924112184E-3,6.6761303564557379E-3,2.8975992835608672E-4,2.2939667797902065E-3,5.5707579216829902E-5,5.7069118750000141E-5,1.6209416036230079E-2]
[2004,11,19,5,7.4141132720915541E-3,6.7034374893106844E-3,5.9207612000000719E-4,2.9795319976997818E-3,6.3703860000000653E-5,5.7069118750000141E-5,1.7809931857852027E-2,null,7.6548642625958946E-3,6.4823155734828894E-3,2.8975992835608672E-4,2.0368409368877495E-3,5.5707579216829902E-5,5.7069118750000141E-5,1.6519488280539452E-2]
[2004,11,19,10,9.7778936864180866E-3,1.1260696651301642E-2,0,7.0730380447807618E-3,0,5.7069118750000141E-5,2.8168697501250492E-2,null,1.0095401324035715E-2,1.0889247402903042E-2,0,4.8352068207006913E-3,0,5.7069118750000141E-5,2.581985554763945E-2]
[2004,11,19,14,8.8295355391743349E-3,1.0969772078876474E-2,0,5.8840032779484052E-3,0,5.7069118750000141E-5,2.5740380014749212E-2,null,9.1162481032716763E-3,1.0607919369405644E-2,0,4.0223695394308052E-3,0,5.7069118750000141E-5,2.3746537012108125E-2]
[2004,11,19,17,1.0191582974480376E-2,9.8365357298039E-3,5.920761200000073E-5,6.252765570100521E-3,6.3703860000000661E-6,5.7069118750000141E-5,2.6403531391134796E-2,null,1.0522523925321979E-2,9.5120643478970538E-3,2.8975992835608678E-5,4.274459509673062E-3,5.5707579216829909E-6,5.7069118750000141E-5,2.4343594533649388E-2]
[2004,11,19,20,1.1976134216079602E-2,8.8390203190614504E-3,5.9207612000000719E-4,5.2329984755799782E-3,6.3703860000000653E-5,5.7069118750000141E-5,2.6761002109471035E-2,null,1.2365023091811696E-2,8.5474533267372397E-3,2.8975992835608672E-4,3.5773354761624103E-3,5.5707579216829902E-5,5.7069118750000141E-5,2.4835279402284263E-2]
[2004,11,19,21,1.1561790341301347E-2,8.1827843951123996E-3,5.9207612000000719E-4,4.4268409047329878E-3,6.3703860000000653E-5,5.7069118750000141E-5,2.4884264739896741E-2,null,1.1937224648078074E-2,7.9128642287591977E-3,2.8975992835608672E-4,3.0262372690779481E-3,5.5707579216829902E-5,5.7069118750000141E-5,2.3221793653488136E-2]
[2004,11,19,24,7.9198022946505228E-3,6.5633590344815976E-3,5.9207612000000719E-4,3.8827239030867935E-3,6.3703860000000653E-5,5.7069118750000141E-5,1.9078734330968919E-2,null,8.1769740125703077E-3,6.3468577951869094E-3,2.8975992835608672E-4,2.6542728853206376E-3,5.5707579216829902E-5,5.7069118750000141E-5,1.7523572200650771E-2]
[2004,11,20,6,8.2541407032744769E-3,6.9088976178742594E-3,5.9207612000000719E-4,4.7905397077271147E-3,6.3703860000000653E-5,5.7069118750000141E-5,2.0666427127625859E-2,null,8.5221690536850091E-3,6.6809983229291613E-3,2.8975992835608672E-4,3.2748657822831797E-3,5.5707579216829902E-5,5.7069118750000141E-5,1.8823500666470268E-2]
[2004,11,20,8,9.8798491117643109E-3,8.3846461576871489E-3,2.1714194362029471E-4,5.9088204845311951E-3,2.3363178330034861E-5,5.7069118750000141E-5,2.4470889994682981E-2,null,1.0200667444638213E-2,8.1080673091661649E-3,1.0626848795475362E-4,4.0393348555764451E-3,2.0430569004410838E-5,5.7069118750000141E-5,2.2474768666339989E-2]
[2004,11,20,11,1.3754747682601334E-2,8.9985601222502074E-3,0,5.6694477102454816E-3,0,5.7069118750000141E-5,2.8479824633847021E-2,null,1.4201391671868223E-2,8.7017304946007418E-3,0,3.8756969868715828E-3,0,5.7069118750000141E-5,2.6778819153340547E-2]
[2004,11,20,15,1.0653419718640294E-2,8.7612999543239499E-3,0,6.1043179057950229E-3,0,5.7069118750000141E-5,2.5576106697509267E-2,null,1.099935742627901E-2,8.4722966729281982E-3,0,4.1729790490248001E-3,0,5.7069118750000141E-5,2.3644633148232008E-2]
[2004,11,20,18,1.3547132177254626E-2,8.5538984909351475E-3,5.9207612000000719E-4,7.1175103623881348E-3,6.3703860000000653E-5,5.7069118750000141E-5,2.9931390129327915E-2,null,1.3987034478510836E-2,8.2717366262010945E-3,2.8975992835608672E-4,4.8656085875321605E-3,5.5707579216829902E-5,5.7069118750000141E-5,2.7469847199817009E-2]
[2004,11,20,21,1.2648263775392885E-2,7.5134862781481432E-3,5.9207612000000719E-4,5.8603697798862058E-3,6.3703860000000653E-5,5.7069118750000141E-5,2.6734968932177239E-2,null,1.3058978033502268E-2,7.2656438117987172E-3,2.8975992835608672E-4,4.0062134194857576E-3,5.5707579216829902E-5,5.7069118750000141E-5,2.4676302772359656E-2]
[2004,11,20,23,9.9618123339085419E-3,6.8359798727322656E-3,5.9207612000000719E-4,6.0857379332841634E-3,6.3703860000000653E-5,5.7069118750000141E-5,2.3596379238674976E-2,null,1.028529217547431E-2,6.6104858678386301E-3,2.8975992835608672E-4,4.1602775748853767E-3,5.5707579216829902E-5,5.7069118750000141E-5,2.1401523125771232E-2]
[2004,11,21,2,7.8347834197178522E-3,6.5571340680024345E-3,5.9207612000000719E-4,5.3030268569428081E-3,6.3703860000000653E-5,5.7069118750000141E-5,2.0407793443413102E-2,null,8.0891944058278532E-3,6.3408381676127532E-3,2.8975992835608672E-4,3.6252076500521073E-3,5.5707579216829902E-5,5.7069118750000141E-5,1.840070773106563E-2]
[2004,11,21,6,7.7966175632608057E-3,6.75183264640963E-3,5.9207612000000719E-4,5.4966882119171709E-3,6.3703860000000653E-5,5.7069118750000141E-5,2.0757987520337612E-2,null,8.049789228172401E-3,6.5291143511315057E-3,2.8975992835608672E-4,3.7575966883337756E-3,5.5707579216829902E-5,5.7069118750000141E-5,1.8681967775210598E-2]
[2004,11,21,9,1.1184093611997846E-2,9.0186187325423869E-3,0,7.7828844852715681E-3,0,5.7069118750000141E-5,2.8042665948561803E-2,null,1.1547263355454187E-2,{"$f":"F7811*W$5","v":8.7211274446113533E-3},{"$f":"G7811*X$5","v":0},{"$f":"H7811*Y$5","v":5.320465676793504E-3},{"$f":"I7811*Z$5","v":0},{"$f":"J7811","v":5.7069118750000141E-5},2.5588856476859042E-2]
[2004,11,21,12,1.0717416378824413E-2,9.6075732126668419E-3,0,7.7060719489652346E-3,0,5.7069118750000141E-5,2.8088130659206487E-2,null,1.1065432185186855E-2,9.2906544678246113E-3,0,5.2679557797574257E-3,0,5.7069118750000141E-5,2.5624042432768893E-2]
[2004,11,21,16,1.146482120081138E-2,9.1841304520341484E-3,0,6.3997196824393298E-3,0,5.7069118750000141E-5,2.7105740454034855E-2,null,1.1837106726909343E-2,8.8811795370737981E-3,0,4.3749189617235066E-3,0,5.7069118750000141E-5,2.5093205225706648E-2]
[2004,11,21,20,1.3588759495150616E-2,8.4627088383304842E-3,5.9207612000000719E-4,6.4561117087713589E-3,6.3703860000000653E-5,5.7069118750000141E-5,2.9220429141002466E-2,null,1.4030013518136411E-2,8.1835549871297521E-3,2.8975992835608672E-4,4.4134691729096264E-3,5.5707579216829902E-5,5.7069118750000141E-5,2.6972505185748709E-2]
[2004,11,21,23,1.0040472951384577E-2,7.7859182921242477E-3,5.9207612000000719E-4,5.6371474955833906E-3,6.3703860000000653E-5,5.7069118750000141E-5,2.4176387837842223E-2,null,1.0366507059506041E-2,7.5290892887989371E-3,2.8975992835608672E-4,3.8536162038678092E-3,5.5707579216829902E-5,5.7069118750000141E-5,2.2094680059745703E-2]
[2004,11,21,24,8.448082994023498E-3,7.6354604530552098E-3,5.9207612000000719E-4,5.2806651119147617E-3,6.3703860000000653E-5,5.7069118750000141E-5,2.2077057657743475E-2,null,8.7224090359967234E-3,7.3835945042342943E-3,2.8975992835608672E-4,3.6099209145082252E-3,5.5707579216829902E-5,5.7069118750000141E-5,2.0061391962312158E-2]
[2004,11,22,3,6.881219636351521E-3,7.0886346153326276E-3,5.9207612000000719E-4,5.3167425462253785E-3,6.3703860000000653E-5,5.7069118750000141E-5,1.9999445896659532E-2,null,7.1046665115922329E-3,6.8548064534015235E-3,2.8975992835608672E-4,3.6345838465252239E-3,5.5707579216829902E-5,5.7069118750000141E-5,1.7939524319091897E-2]
[2004,11,22,7,1.0704087579643846E-2,9.4751206656308613E-3,5.9207612000000719E-4,7.149490877853746E-3,6.3703860000000653E-5,5.7069118750000141E-5,2.804154822187846E-2,null,1.1051670573411283E-2,9.1625710464802741E-3,2.8975992835608672E-4,4.8874708206390434E-3,5.5707579216829902E-5,5.7069118750000141E-5,2.5447179948103516E-2]
[2004,11,22,10,1.09129409151366E-2,1.251253857354083E-2,0,1.1676264063637389E-2,0,5.7069118750000141E-5,3.5158812671064826E-2,null,1.1267305791719246E-2,1.2099795632973028E-2,0,7.9820228992634867E-3,0,5.7069118750000141E-5,3.1349124323955764E-2]
[2004,11,22,13,1.0655963439798733E-2,1.2443153830504412E-2,0,1.1066385248496227E-2,0,5.7069118750000141E-5,3.4222571637549375E-2,null,1.1001983747118083E-2,1.2032699639154291E-2,0,7.5651030144697935E-3,0,5.7069118750000141E-5,3.0599786400742169E-2]
[2004,11,22,17,1.3001213019121185E-2,1.1426045172760803E-2,8.8811418000001095E-5,1.0340987593219485E-2,9.5555790000000996E-6,5.7069118750000141E-5,3.4923681900851482E-2,null,1.3423388240518679E-2,1.1049141680639838E-2,4.3463989253413019E-5,7.0692131764245195E-3,8.356136882524488E-6,5.7069118750000141E-5,3.1593563223718979E-2]
[2004,11,22,21,1.3200721952664444E-2,9.986353405948974E-3,5.9207612000000719E-4,8.5456460870198588E-3,6.3703860000000653E-5,5.7069118750000141E-5,3.2445570544383288E-2,null,1.3629375625577618E-2,9.656940086174147E-3,2.8975992835608672E-4,5.8418979207587969E-3,5.5707579216829902E-5,5.7069118750000141E-5,2.9473681140083478E-2]
[2004,11,22,22,1.1760949495354571E-2,9.6471649934685433E-3,5.9207612000000719E-4,7.8863978051769354E-3,6.3703860000000653E-5,5.7069118750000141E-5,3.0007361392750054E-2,null,1.214285089561189E-2,9.3289402604022319E-3,2.8975992835608672E-4,5.3912285239987624E-3,5.5707579216829902E-5,5.7069118750000141E-5,2.7208487187585801E-2]
[2004,11,23,1,7.2632744893984698E-3,7.1028661746616543E-3,5.9207612000000719E-4,3.6732778557787855E-3,6.3703860000000653E-5,5.7069118750000141E-5,1.8752267618588916E-2,null,7.4991274448975289E-3,6.8685685655746594E-3,2.8975992835608672E-4,2.5110932572597129E-3,5.5707579216829902E-5,5.7069118750000141E-5,1.7224256775304817E-2]
[2004,11,23,4,7.2250713891586103E-3,6.522009273094112E-3,5.9207612000000719E-4,3.0091376329126418E-3,6.3703860000000653E-5,5.7069118750000141E-5,1.746906739391537E-2,null,7.4596838140796292E-3,6.3068720113813141E-3,2.8975992835608672E-4,2.0570796756597017E-3,5.5707579216829902E-5,5.7069118750000141E-5,1.616910300869356E-2]
[2004,11,23,8,1.0110656680078088E-2,9.9612829427286522E-3,2.5661368455891112E-4,4.9969183985592216E-3,2.7610102287565667E-5,5.7069118750000141E-5,2.541015092696244E-2,null,1.0438969793332082E-2,9.6326966059557279E-3,1.2558581631865278E-4,3.4159485316252432E-3,2.4144407581727782E-5,5.7069118750000141E-5,2.3637345154813433E-2]
[2004,11,23,10,9.6260796909324355E-3,1.1352221446238877E-2,0,7.3973290212681507E-3,0,5.7069118750000141E-5,2.8432699277189465E-2,null,9.9386576264475657E-3,1.0977753129185645E-2,0,5.0568957090505228E-3,0,5.7069118750000141E-5,2.5973306464683734E-2]
[2004,11,23,15,8.4208237905236284E-3,1.10737981284082E-2,0,7.3451277218899939E-3,0,5.7069118750000141E-5,2.6896818759571822E-2,null,8.6942646719925416E-3,1.0708513979559419E-2,0,5.0212103250324124E-3,0,5.7069118750000141E-5,2.4423988976584373E-2]
[2004,11,23,19,1.3229735062928384E-2,9.9251065043248418E-3,5.9207612000000719E-4,6.4033836589045658E-3,6.3703860000000653E-5,5.7069118750000141E-5,3.0271074324907797E-2,null,1.3659330849183682E-2,9.5977134961061743E-3,2.8975992835608672E-4,4.3774236964476002E-3,5.5707579216829902E-5,5.7069118750000141E-5,2.7979935549310372E-2]
[2004,11,23,22,1.0999529124232934E-2,8.7534739936486524E-3,5.9207612000000719E-4,5.6651262648272083E-3,6.3703860000000653E-5,5.7069118750000141E-5,2.6130978481458799E-2,null,1.1356705692024077E-2,8.4647288621081777E-3,2.8975992835608672E-4,3.8727427991195264E-3,5.5707579216829902E-5,5.7069118750000141E-5,2.4039644860824695E-2]
[2004,11,23,23,9.9442366331098341E-3,8.0981891789469688E-3,5.9207612000000719E-4,4.8975278209476844E-3,6.3703860000000653E-5,5.7069118750000141E-5,2.3652802731754494E-2,null,1.0267145756746053E-2,7.8310594997577313E-3,2.8975992835608672E-4,3.3480040365245411E-3,5.5707579216829902E-5,5.7069118750000141E-5,2.1791676800601241E-2]
[2004,11,24,2,6.8749858942674814E-3,6.5798368456328367E-3,5.9207612000000719E-4,2.085034481047133E-3,6.3703860000000653E-5,5.7069118750000141E-5,1.6252706319697458E-2,null,{"$f":"E7876*V$5","v":7.0982303475156765E-3},6.3627920635399614E-3,2.8975992835608672E-4,1.4253525684899261E-3,5.5707579216829902E-5,5.7069118750000141E-5,{"$f":"SUM(M7876:Q7876)","v":1.523184248711848E-2}]
[2004,11,24,7,1.011317025726703E-2,8.9572783315472713E-3,5.9207612000000719E-4,4.3328337166798243E-3,6.3703860000000653E-5,5.7069118750000141E-5,2.411613140424413E-2,null,1.0441564991367069E-2,8.661810439375103E-3,2.8975992835608672E-4,2.9619729184563706E-3,5.5707579216829902E-5,5.7069118750000141E-5,2.2410815856771456E-2]
[2004,11,24,10,9.4613254793760905E-3,1.1348829385129662E-2,0,7.0065634001723756E-3,0,5.7069118750000141E-5,2.7873787383428127E-2,null,9.7685535182594468E-3,1.0974472959781585E-2,0,4.7897640204528826E-3,0,5.7069118750000141E-5,2.5532790498493912E-2]
[2004,11,24,13,8.8005336255039465E-3,1.1218455962706986E-2,0,6.7636206219539681E-3,0,5.7069118750000141E-5,2.68396793289149E-2,null,9.0863044398348056E-3,1.0848400080324378E-2,0,4.623685657683659E-3,0,5.7069118750000141E-5,2.4558390177842844E-2]
[2004,11,24,16,9.092131257736032E-3,1.0801044468205429E-2,0,7.314777525002019E-3,0,5.7069118750000141E-5,2.7265022369693477E-2,null,9.387370826618141E-3,1.0444757466266609E-2,0,5.000462595687081E-3,0,5.7069118750000141E-5,2.4832590888571829E-2]
[2004,11,24,20,1.2298064851699037E-2,9.3395008097043354E-3,5.9207612000000719E-4,5.0781555256599435E-3,6.3703860000000653E-5,5.7069118750000141E-5,2.7428570285813324E-2,null,1.2697407454876977E-2,9.0314247941958477E-3,2.8975992835608672E-4,3.4714831277301503E-3,5.5707579216829902E-5,5.7069118750000141E-5,2.5545782884375891E-2]
[2004,11,24,23,9.3506395007810043E-3,7.6082780343038232E-3,5.9207612000000719E-4,2.8695627458907988E-3,6.3703860000000653E-5,5.7069118750000141E-5,2.0541329379725633E-2,null,9.6542733459956433E-3,7.3573087341830302E-3,2.8975992835608672E-4,1.9616647434263683E-3,5.5707579216829902E-5,5.7069118750000141E-5,1.9318714331177957E-2]
[2004,11,24,24,7.3125973455201287E-3,7.2280914722698004E-3,5.9207612000000719E-4,2.7425582843563258E-3,6.3703860000000653E-5,5.7069118750000141E-5,1.7996096200896261E-2,null,7.5500519121667392E-3,6.9896631380494132E-3,2.8975992835608672E-4,1.8748430927038695E-3,5.5707579216829902E-5,5.7069118750000141E-5,1.6760025650492939E-2]
[2004,11,25,4,7.9201367126000722E-3,6.6338453349831438E-3,5.9207612000000719E-4,5.5675592572648567E-3,6.3703860000000653E-5,5.7069118750000141E-5,2.0834390403598076E-2,null,8.1773192897352E-3,6.4150190101138725E-3,2.8975992835608672E-4,3.806044916617827E-3,5.5707579216829902E-5,5.7069118750000141E-5,1.8743850724039817E-2]
[2004,11,25,7,9.4481250010199913E-3,7.8711893597928195E-3,5.9207612000000719E-4,6.9697592435756118E-3,6.3703860000000653E-5,5.7069118750000141E-5,2.5001922703138429E-2,null,9.7549243941404979E-3,7.6115475754312684E-3,2.8975992835608672E-4,4.7646042930655653E-3,5.5707579216829902E-5,5.7069118750000141E-5,2.2476543770210244E-2]
[2004,11,25,11,1.1540169069628277E-2,1.0116374334485905E-2,0,9.1191895112135574E-3,0,5.7069118750000141E-5,3.0832802034077737E-2,null,1.1914901290750223E-2,9.7826720992312769E-3,0,6.2339785315333653E-3,0,5.7069118750000141E-5,2.7931551921514863E-2]
[2004,11,25,14,1.0777924047549136E-2,1.0074918051101896E-2,0,8.3433660860070466E-3,0,5.7069118750000141E-5,2.9253277303408078E-2,null,1.1127904658149654E-2,9.7425833072007084E-3,0,5.7036170809844069E-3,0,5.7069118750000141E-5,2.657410504633477E-2]
[2004,11,25,18,1.5182779295038602E-2,9.4501202993958304E-3,5.9207612000000719E-4,7.4765202252597574E-3,6.3703860000000653E-5,5.7069118750000141E-5,3.2822268918444197E-2,null,1.567579430839814E-2,9.1383953510036555E-3,2.8975992835608672E-4,5.1110316895521778E-3,5.5707579216829902E-5,5.7069118750000141E-5,3.0270688856526892E-2]
[2004,11,25,21,1.3344030138275464E-2,8.628738416617248E-3,5.9207612000000719E-4,7.5132806999199482E-3,6.3703860000000653E-5,5.7069118750000141E-5,3.0198898353562667E-2,null,1.3777337312742641E-2,8.344107856117236E-3,2.8975992835608672E-4,5.1361615554858563E-3,5.5707579216829902E-5,5.7069118750000141E-5,2.7603074231918649E-2]
[2004,11,26,1,8.733593103671734E-3,7.0780267768187806E-3,5.9207612000000719E-4,7.8570281854650533E-3,6.3703860000000653E-5,5.7069118750000141E-5,2.4381497164705574E-2,null,9.0171902262414158E-3,6.8445485287309416E-3,2.8975992835608672E-4,5.3711511280264525E-3,5.5707579216829902E-5,5.7069118750000141E-5,2.1578357390571724E-2]
[2004,11,26,2,8.8626609848773946E-3,6.8115515184625167E-3,5.9207612000000719E-4,7.0918119129431611E-3,6.3703860000000653E-5,5.7069118750000141E-5,2.3478873515033079E-2,null,9.1504491980201764E-3,6.5868633157420593E-3,2.8975992835608672E-4,4.848040844046113E-3,5.5707579216829902E-5,5.7069118750000141E-5,2.0930820865381266E-2]
[2004,11,26,5,9.2218559385878005E-3,6.6278938233321517E-3,5.9207612000000719E-4,6.6989791647239054E-3,6.3703860000000653E-5,5.7069118750000141E-5,2.3261578025393866E-2,null,9.5213079256326431E-3,6.4092638170920079E-3,2.8975992835608672E-4,4.5794960445471279E-3,5.5707579216829902E-5,5.7069118750000141E-5,2.0855535294844695E-2]
[2004,11,26,8,1.0725811405368985E-2,8.1646829512099332E-3,2.8621749055891143E-4,6.5233841831972492E-3,3.0795295287565693E-5,5.7069118750000141E-5,2.5787960444372645E-2,null,1.1074099814925058E-2,7.895359885368422E-3,1.400738127364571E-4,4.4594573784204825E-3,2.6929786542569271E-5,5.7069118750000141E-5,2.3595920677992988E-2]
[2004,11,26,12,1.1745972680184725E-2,9.6828120083577354E-3,0,8.7125298118395506E-3,0,5.7069118750000141E-5,3.0198383619132008E-2,null,1.2127387753493099E-2,9.3634114104849848E-3,0,5.9559814757182581E-3,0,5.7069118750000141E-5,2.7446780639696345E-2]
[2004,11,26,15,1.1061607572402776E-2,9.4080702668219232E-3,0,7.0533202452597154E-3,0,5.7069118750000141E-5,2.7580067203234412E-2,null,1.1420799950761869E-2,9.0977323954000641E-3,0,4.8217275154672458E-3,0,5.7069118750000141E-5,2.5340259861629178E-2]
[2004,11,26,18,1.5817148581000553E-2,8.9989803891674953E-3,5.9207612000000719E-4,7.0280914622964184E-3,6.3703860000000653E-5,5.7069118750000141E-5,3.2557069531214476E-2,null,{"$f":"E7940*V$5","v":1.6330762825628349E-2},8.7021368984476193E-3,2.8975992835608672E-4,4.8044808411683388E-3,5.5707579216829902E-5,5.7069118750000141E-5,{"$f":"SUM(M7940:Q7940)","v":3.0182848072817226E-2}]
[2004,11,26,23,1.1387009046096503E-2,8.0974610515636529E-3,5.9207612000000719E-4,7.7737638980581404E-3,6.3703860000000653E-5,5.7069118750000141E-5,2.7971083094468302E-2,null,1.1756767856910605E-2,7.8303553906370199E-3,2.8975992835608672E-4,5.3142307427773202E-3,5.5707579216829902E-5,5.7069118750000141E-5,2.5246821497897864E-2]
[2004,11,27,2,7.3914654889990642E-3,6.201490318355928E-3,5.9207612000000719E-4,3.1608075213991134E-3,6.3703860000000653E-5,5.7069118750000141E-5,1.7466612427504111E-2,null,7.6314810609830579E-3,5.9969258061382726E-3,2.8975992835608672E-4,2.1607628842981517E-3,5.5707579216829902E-5,5.7069118750000141E-5,1.6134637258992397E-2]
[2004,11,27,3,7.1165938600087656E-3,6.0854766791115936E-3,5.9207612000000719E-4,3.3351130318427461E-3,6.3703860000000653E-5,5.7069118750000141E-5,1.7250032669713113E-2,null,7.347683804002956E-3,5.8847390330671176E-3,2.8975992835608672E-4,2.2799200537699997E-3,5.5707579216829902E-5,5.7069118750000141E-5,1.585781039841299E-2]
[2004,11,27,6,8.1251952795718483E-3,6.4608898534442797E-3,5.9207612000000719E-4,3.1151434023419518E-3,6.3703860000000653E-5,5.7069118750000141E-5,1.8414077634108086E-2,null,8.3890365158477385E-3,6.2477686981229873E-3,2.8975992835608672E-4,2.1295463888504279E-3,5.5707579216829902E-5,5.7069118750000141E-5,1.7111819110394069E-2]
[2004,11,27,10,1.27447064710903E-2,8.5441838674530056E-3,0,5.0337236005339129E-3,0,5.7069118750000141E-5,2.637968305782722E-2,null,1.3158552415169934E-2,8.2623424526611419E-3,0,3.441108973644442E-3,0,5.7069118750000141E-5,2.4862003841475515E-2]
[2004,11,27,15,1.0655980552374737E-2,8.3570302098150955E-3,0,4.8589784744326485E-3,0,5.7069118750000141E-5,2.3929058355372481E-2,null,1.1002001415373433E-2,8.0813623105362893E-3,0,3.3216512780602208E-3,0,5.7069118750000141E-5,2.2405015003969943E-2]
[2004,11,27,17,1.1966457442493566E-2,8.2725191455231342E-3,1.0854728846930929E-4,5.3362455892217312E-3,1.1679040978765501E-5,5.7069118750000141E-5,2.5752517625436504E-2,null,1.2355032094158638E-2,7.9996389575453866E-3,5.3122653435362599E-5,3.6479163418296949E-3,1.0213056171182957E-5,5.7069118750000141E-5,2.4065923103140267E-2]
[2004,11,27,21,1.2481073058217959E-2,6.9083778153364245E-3,5.9207612000000719E-4,3.4349827339395628E-3,6.3703860000000653E-5,5.7069118750000141E-5,2.3537282706243952E-2,null,1.2886358301516561E-2,6.6804956667782661E-3,2.8975992835608672E-4,2.3481920836534247E-3,5.5707579216829902E-5,5.7069118750000141E-5,2.2260513559521168E-2]
[2004,11,27,24,8.7346814638712064E-3,5.9651240357567253E-3,5.9207612000000719E-4,3.6586870599167073E-3,6.3703860000000653E-5,5.7069118750000141E-5,1.9071341658294647E-2,null,9.0183139276592411E-3,5.7683563837811133E-3,2.8975992835608672E-4,2.501118828276706E-3,5.5707579216829902E-5,5.7069118750000141E-5,1.7633256647289978E-2]
[2004,11,28,3,7.0541671252260865E-3,6.1757840798104466E-3,5.9207612000000719E-4,4.6976277844814332E-3,6.3703860000000653E-5,5.7069118750000141E-5,1.8640428088267973E-2,null,7.2832299490939289E-3,5.9720675225002498E-3,2.8975992835608672E-4,3.2113501667644082E-3,5.5707579216829902E-5,5.7069118750000141E-5,1.6812115145931505E-2]
[2004,11,28,4,7.1829328684463378E-3,6.0476069550488478E-3,5.9207612000000719E-4,4.3637652862401335E-3,6.3703860000000653E-5,5.7069118750000141E-5,1.8307154208485325E-2,null,7.4161769718665161E-3,5.848118492867125E-3,2.8975992835608672E-4,2.9831180805728599E-3,5.5707579216829902E-5,5.7069118750000141E-5,1.6592881052879416E-2]
[2004,11,28,7,8.2880014847457398E-3,7.0358252941753203E-3,5.9207612000000719E-4,4.7227714969910461E-3,6.3703860000000653E-5,5.7069118750000141E-5,2.0759447374662114E-2,null,8.5571293620152877E-3,6.8037391188423592E-3,2.8975992835608672E-4,3.2285386859628776E-3,5.5707579216829902E-5,5.7069118750000141E-5,1.8934874674393438E-2]
[2004,11,28,12,1.0428744852115736E-2,9.3010807723423461E-3,0,7.3734234016233947E-3,0,5.7069118750000141E-5,2.7160318144831476E-2,null,1.0767386920387728E-2,8.9942720935221165E-3,0,5.0405535637902277E-3,0,5.7069118750000141E-5,2.4802212577700072E-2]
[2004,11,28,15,1.0005940387851459E-2,9.1325869235150334E-3,0,6.2919965182395843E-3,0,5.7069118750000141E-5,2.5487592948356074E-2,null,1.0330853155015461E-2,8.8313362412774984E-3,0,4.3012782185254091E-3,0,5.7069118750000141E-5,2.3463467614818368E-2]
[2004,11,28,18,1.3925277078052335E-2,8.7328224809896451E-3,5.9207612000000719E-4,6.2802979777059308E-3,6.3703860000000653E-5,5.7069118750000141E-5,2.9651246635497917E-2,null,1.4377458495647906E-2,8.44475856741401E-3,2.8975992835608672E-4,4.2932809671855409E-3,5.5707579216829902E-5,5.7069118750000141E-5,2.7460965537820372E-2]
[2004,11,28,22,1.1458391755058892E-2,7.6627746928358588E-3,5.9207612000000719E-4,5.3347183490080009E-3,6.3703860000000653E-5,5.7069118750000141E-5,2.5168733895652759E-2,null,1.1830468504277344E-2,7.4100077470205944E-3,2.8975992835608672E-4,3.6468723035746305E-3,5.5707579216829902E-5,5.7069118750000141E-5,2.3232816062445486E-2]
[2004,11,29,1,7.5955488003115927E-3,7.0407728467576985E-3,5.9207612000000719E-4,4.384289528332609E-3,6.3703860000000653E-5,5.7069118750000141E-5,1.9733460274151907E-2,null,7.8421913629471655E-3,6.8085234697379286E-3,2.8975992835608672E-4,2.9971486788429309E-3,5.5707579216829902E-5,5.7069118750000141E-5,1.7993331019100941E-2]
[2004,11,29,4,7.413512679292745E-3,6.8109465071416464E-3,5.9207612000000719E-4,4.3569197591872728E-3,6.3703860000000653E-5,5.7069118750000141E-5,1.929422804437167E-2,null,7.6542441673554725E-3,6.5862782615346222E-3,2.8975992835608672E-4,2.9784384027756071E-3,5.5707579216829902E-5,5.7069118750000141E-5,1.756442833923862E-2]
[2004,11,29,5,8.1796497659040283E-3,7.1235663923787922E-3,5.9207612000000719E-4,4.6033511050936884E-3,6.3703860000000653E-5,5.7069118750000141E-5,2.0619416362126518E-2,null,8.4452592475574503E-3,6.8885859587250031E-3,2.8975992835608672E-4,3.1469015888941098E-3,5.5707579216829902E-5,5.7069118750000141E-5,1.8826214302749479E-2]
[2004,11,29,9,1.0610935441505041E-2,1.169031823791998E-2,0,1.0055002164596961E-2,0,5.7069118750000141E-5,3.2413324962771987E-2,null,1.0955493600244811E-2,{"$f":"F8003*W$5","v":1.1304697342740828E-2},{"$f":"G8003*X$5","v":0},{"$f":"H8003*Y$5","v":6.8737103830927328E-3},{"$f":"I8003*Z$5","v":0},{"$f":"J8003","v":5.7069118750000141E-5},2.9133901326078373E-2]
[2004,11,29,13,1.0603167937861884E-2,1.2076029977379762E-2,0,9.9719209346184438E-3,0,5.7069118750000141E-5,3.2708187968610095E-2,null,1.094747387032358E-2,1.1677685860879815E-2,0,6.8169151379207154E-3,0,5.7069118750000141E-5,2.9442074869124112E-2]
[2004,11,29,16,1.082531006930655E-2,1.1534292233408287E-2,0,9.7147269925968692E-3,0,5.7069118750000141E-5,3.2131398414061707E-2,null,1.1176829398194135E-2,1.1153818066171568E-2,0,6.6410945223899865E-3,0,5.7069118750000141E-5,2.8971741986755686E-2]
[2004,11,29,19,1.5150976366251486E-2,1.0476375342759321E-2,5.9207612000000719E-4,7.9247088682202014E-3,6.3703860000000653E-5,5.7069118750000141E-5,3.4264909675981017E-2,null,1.5642958675317814E-2,1.0130797989287166E-2,2.8975992835608672E-4,5.4174183892535923E-3,5.5707579216829902E-5,5.7069118750000141E-5,3.1536642561431488E-2]
[2004,11,29,23,9.8573808427044381E-3,8.5552499195171439E-3,5.9207612000000719E-4,5.4231957228505212E-3,6.3703860000000653E-5,5.7069118750000141E-5,2.4548675583822111E-2,null,1.0177469586235345E-2,8.273043476090796E-3,2.8975992835608672E-4,3.7073564122097765E-3,5.5707579216829902E-5,5.7069118750000141E-5,2.2503336982108831E-2]
[2004,11,30,2,7.4912370265577486E-3,7.0545922528843768E-3,5.9207612000000719E-4,4.0260332510881529E-3,6.3703860000000653E-5,5.7069118750000141E-5,1.9284711629280284E-2,null,7.7344923786219592E-3,6.8218870241373089E-3,2.8975992835608672E-4,2.7522407362694473E-3,5.5707579216829902E-5,5.7069118750000141E-5,1.7654087646601632E-2]
[2004,11,30,4,7.5011797603604727E-3,6.6988361004784742E-3,5.9207612000000719E-4,3.7959141829439426E-3,6.3703860000000653E-5,5.7069118750000141E-5,1.8708779142532897E-2,null,7.744757972748431E-3,6.47786596765987E-3,2.8975992835608672E-4,2.5949288031482591E-3,5.5707579216829902E-5,5.7069118750000141E-5,1.7163020251129476E-2]
[2004,11,30,7,1.030398104876344E-2,8.7144352081246924E-3,5.9207612000000719E-4,4.3132362882574143E-3,6.3703860000000653E-5,5.7069118750000141E-5,2.4044501643895554E-2,null,1.0638571788422849E-2,8.4269778235141184E-3,2.8975992835608672E-4,2.9485759002336066E-3,5.5707579216829902E-5,5.7069118750000141E-5,2.2359593019743489E-2]
[2004,11,30,10,1.0052337572188418E-2,1.163731460447287E-2,0,8.7037350983699639E-3,0,5.7069118750000141E-5,3.0450456393781248E-2,null,1.037875694812353E-2,1.1253442105544499E-2,0,5.9499693125876453E-3,0,5.7069118750000141E-5,2.7582168366255676E-2]
[2004,11,30,14,8.8167321652466626E-3,1.1752745053313951E-2,0,9.2769020650379924E-3,0,5.7069118750000141E-5,2.9903448402348605E-2,null,9.1030289783510313E-3,1.1365064925533472E-2,0,6.3417925728454626E-3,0,5.7069118750000141E-5,2.6809886476729966E-2]
[2004,11,30,17,1.206142882570641E-2,1.0800438921039823E-2,1.2828315953069359E-4,8.8800444982479413E-3,1.3802503021234761E-5,5.7069118750000141E-5,3.1941067026296108E-2,null,1.2453087386901721E-2,1.0444171893889999E-2,6.2781317907072108E-5,6.0704963629790538E-3,1.2069975515549005E-5,5.7069118750000141E-5,2.9042606937193398E-2]
[2004,11,30,19,1.3712968198251414E-2,1.0224052146975917E-2,5.9207612000000719E-4,7.7694261913151775E-3,6.3703860000000653E-5,5.7069118750000141E-5,3.2419295635292514E-2,null,1.4158255524641589E-2,9.8867980140228441E-3,2.8975992835608672E-4,5.3112654386043489E-3,5.5707579216829902E-5,5.7069118750000141E-5,2.9701786484841699E-2]
[2004,12,1,1,7.7320634862878641E-3,8.3648448942447405E-3,5.9244957999998889E-4,6.0068606680764519E-3,6.3703859999999826E-5,5.522817943548407E-5,2.2815150668044529E-2,null,7.9831389520449592E-3,8.0889192170728128E-3,2.8994269833984923E-4,4.1063562063990344E-3,5.5707579216829183E-5,5.522817943548407E-5,2.0524064653073486E-2]
[2004,12,1,4,7.583415256777493E-3,7.6095461572138262E-3,5.9244957999998889E-4,5.4041595420267112E-3,6.3703859999999826E-5,5.522817943548407E-5,2.1308502575453501E-2,null,7.8296638191439893E-3,7.3585350263505505E-3,2.8994269833984923E-4,3.6943430690357924E-3,5.5707579216829183E-5,5.522817943548407E-5,1.9228192192087011E-2]
[2004,12,1,5,8.448432383699014E-3,7.5601267411706009E-3,5.9244957999998889E-4,4.9175996623929694E-3,6.3703859999999826E-5,5.522817943548407E-5,2.1637540406698054E-2,null,8.7227697710492748E-3,7.3107457763187172E-3,2.8994269833984923E-4,3.3617253687223624E-3,5.5707579216829183E-5,5.522817943548407E-5,1.9740891193647032E-2]
[2004,12,1,8,1.0504780557723985E-2,1.0714626927950143E-2,3.4564298410224366E-4,8.6036631191727785E-3,3.7165681287565277E-5,5.522817943548407E-5,3.0261107449672205E-2,null,1.0845891656447372E-2,1.0361190524990259E-2,1.69156436017465E-4,5.8815590038473588E-3,3.2500544464251838E-5,5.522817943548407E-5,2.7290298165766707E-2]
[2004,12,1,11,9.2026896280865047E-3,1.2428887706388709E-2,0,1.1160887670868954E-2,0,5.522817943548407E-5,3.2847693184779654E-2,null,9.5015192469440589E-3,1.2018904102360532E-2,0,7.6297059127344961E-3,0,5.522817943548407E-5,2.9150129262039085E-2]
[2004,12,1,15,8.774909860955844E-3,1.1979352791335383E-2,0,1.0160258685374133E-2,0,5.522817943548407E-5,3.0969749517100846E-2,null,9.0598486207349293E-3,1.1584197702051555E-2,0,6.9456649016408903E-3,0,5.522817943548407E-5,2.7589711224427375E-2]
[2004,12,1,20,1.3250948067673482E-2,1.0419062693734566E-2,5.9244957999998889E-4,9.2040391998824047E-3,6.3703859999999826E-5,5.522817943548407E-5,3.3585431580725925E-2,null,1.3681232682345144E-2,1.0075375875196723E-2,2.8994269833984923E-4,6.2919827145716109E-3,5.5707579216829183E-5,5.522817943548407E-5,3.0394241549670156E-2]
[2004,12,1,22,1.1569112211784751E-2,9.3688385989977863E-3,5.9244957999998889E-4,7.917679994236676E-3,6.3703859999999826E-5,5.522817943548407E-5,2.9567012424454683E-2,null,1.1944784274245338E-2,9.0597948369883323E-3,2.8994269833984923E-4,5.412613373472281E-3,5.5707579216829183E-5,5.522817943548407E-5,2.676284276226263E-2]
[2004,12,2,2,8.4256699556142893E-3,7.7017781647627228E-3,5.9244957999998889E-4,4.0781961109073121E-3,6.3703859999999826E-5,5.522817943548407E-5,2.0917025850719799E-2,null,{"$f":"E8068*V$5","v":8.6992682016934948E-3},7.4477246368841281E-3,2.8994269833984923E-4,2.7878998425810509E-3,5.5707579216829183E-5,5.522817943548407E-5,{"$f":"SUM(M8068:Q8068)","v":1.9280542958715351E-2}]
[2004,12,2,5,9.0828214714666466E-3,7.287210480800577E-3,5.9244957999998889E-4,3.5209950046083847E-3,6.3703859999999826E-5,5.522817943548407E-5,2.0602408576311081E-2,null,9.3777587330891431E-3,7.0468320264442134E-3,2.8994269833984923E-4,2.4069910205697514E-3,5.5707579216829183E-5,5.522817943548407E-5,1.9177232057659786E-2]
[2004,12,2,6,9.7331935712991931E-3,7.7049059627672329E-3,5.9244957999998889E-4,3.9765410803922017E-3,6.3703859999999826E-5,5.522817943548407E-5,2.2126022233894101E-2,null,1.0049249707355462E-2,7.4507492602579831E-3,2.8994269833984923E-4,2.7184073424992936E-3,5.5707579216829183E-5,5.522817943548407E-5,2.0564056587669417E-2]
[2004,12,2,9,1.0493557934937753E-2,1.1453128063280147E-2,0,8.322597534533618E-3,0,5.522817943548407E-5,3.0324511712187002E-2,null,1.0834304612798834E-2,1.1075331205531868E-2,0,5.6894194701268639E-3,0,5.522817943548407E-5,2.7599055288457568E-2]
[2004,12,2,13,9.1084271960736804E-3,1.1651042221665412E-2,0,9.2156425894943939E-3,0,5.522817943548407E-5,3.0030340186668971E-2,null,9.404195926455217E-3,1.1266716898791386E-2,0,6.2999149196919469E-3,0,5.522817943548407E-5,2.6970827744938551E-2]
[2004,12,2,17,1.1451464557140146E-2,1.0994071845592646E-2,1.2836407586414749E-4,8.9934699309900511E-3,1.3802503021234584E-5,5.522817943548407E-5,3.1636401092043714E-2,null,1.1823316366477165E-2,1.0631417575582313E-2,6.2820918070281593E-5,6.1480352398468625E-3,1.2069975515548851E-5,5.522817943548407E-5,2.8677660075492172E-2]
[2004,12,2,20,1.4589399416981038E-2,9.9600797371454108E-3,5.9244957999998889E-4,6.7178562580111128E-3,6.3703859999999826E-5,5.522817943548407E-5,3.1978717031573033E-2,null,1.5063146206596887E-2,9.6315330897294941E-3,2.8994269833984923E-4,4.5924006337264072E-3,5.5707579216829183E-5,5.522817943548407E-5,2.9632730207609467E-2]
[2004,12,2,24,9.5061202393389513E-3,8.2910793043428754E-3,5.9244957999998889E-4,4.9174577580752381E-3,6.3703859999999826E-5,5.522817943548407E-5,2.3426038921192539E-2,null,9.8148028530898185E-3,8.0175868845239508E-3,2.8994269833984923E-4,3.361628361365603E-3,5.5707579216829183E-5,5.522817943548407E-5,2.153966837653605E-2]
[2004,12,3,3,8.3841580079877746E-3,7.2281497626584448E-3,5.9244957999998889E-4,2.1215539523665875E-3,6.3703859999999826E-5,5.522817943548407E-5,1.8445243342448278E-2,null,8.6564082786392948E-3,6.9897195056510646E-3,2.8994269833984923E-4,1.4503176818816898E-3,5.5707579216829183E-5,5.522817943548407E-5,1.7442095743728726E-2]
[2004,12,3,6,1.0015687823945209E-2,7.3122661766543244E-3,5.9244957999998889E-4,1.7463830010956865E-3,6.3703859999999826E-5,5.522817943548407E-5,1.9785718621130693E-2,null,1.0340917109728273E-2,7.0710612264175384E-3,2.8994269833984923E-4,1.1938466815804244E-3,5.5707579216829183E-5,5.522817943548407E-5,1.8951475295282915E-2]
[2004,12,3,10,1.1400871171878393E-2,1.1292876578878973E-2,0,6.5619423709334969E-3,0,5.522817943548407E-5,2.9310918301126348E-2,null,1.1771080113462017E-2,1.0920365832219451E-2,0,4.4858161808411382E-3,0,5.522817943548407E-5,2.7177262126522606E-2]
[2004,12,3,11,1.0520975802066287E-2,1.1544645147406277E-2,0,7.2536070604118401E-3,0,5.522817943548407E-5,2.937445618931989E-2,null,1.0862612792554982E-2,1.1163829475354858E-2,0,4.9586457914030839E-3,0,5.522817943548407E-5,2.6985088059312923E-2]
[2004,12,3,14,8.6935448742804285E-3,1.1404870792359956E-2,0,8.0709537892722973E-3,0,5.522817943548407E-5,2.8224597635348167E-2,null,8.9758415512620725E-3,1.1028665765700654E-2,0,5.5173930303182937E-3,0,5.522817943548407E-5,2.5521900347281017E-2]
[2004,12,3,18,1.4321984275471086E-2,9.9928214510060821E-3,5.9244957999998889E-4,6.1643556543319452E-3,6.3703859999999826E-5,5.522817943548407E-5,3.1190543000244587E-2,null,1.4787047564062379E-2,9.6631947740519024E-3,2.8994269833984923E-4,4.2140215161213046E-3,5.5707579216829183E-5,5.522817943548407E-5,2.9009914131792266E-2]
[2004,12,3,21,1.3354141459519056E-2,9.0696644957489816E-3,5.9244957999998889E-4,5.2232719814250834E-3,6.3703859999999826E-5,5.522817943548407E-5,2.835845955612859E-2,null,1.3787776968679185E-2,8.77048939455451E-3,2.8994269833984923E-4,3.5706863374780858E-3,5.5707579216829183E-5,5.522817943548407E-5,2.6474602978268459E-2]
[2004,12,4,1,8.5625670546928285E-3,7.1746925897701597E-3,5.9244957999998889E-4,4.6345276154641582E-3,6.3703859999999826E-5,5.522817943548407E-5,2.1083168879362617E-2,null,8.8406106216068793E-3,6.9380256896229937E-3,2.8994269833984923E-4,3.1682141952500418E-3,5.5707579216829183E-5,5.522817943548407E-5,1.9292500784036593E-2]
[2004,12,4,4,8.4034156984838428E-3,6.6164480789769452E-3,5.9244957999998889E-4,4.1325344896334078E-3,6.3703859999999826E-5,5.522817943548407E-5,1.9863779886529671E-2,null,8.6762913046126624E-3,6.3981956260329917E-3,2.8994269833984923E-4,2.8250461576126958E-3,5.5707579216829183E-5,5.522817943548407E-5,1.8245183365815029E-2]
[2004,12,4,7,1.0072676559616797E-2,7.2289339072683558E-3,5.9244957999998889E-4,3.4963470281588636E-3,6.3703859999999826E-5,5.522817943548407E-5,2.1509339114479487E-2,null,1.0399756382889242E-2,6.9904777841946911E-3,2.8994269833984923E-4,2.3901413920097668E-3,5.5707579216829183E-5,5.522817943548407E-5,2.012602583665038E-2]
[2004,12,4,9,1.134099803142768E-2,8.4181123268276918E-3,0,4.9410408689845899E-3,0,5.522817943548407E-5,2.4755379406675448E-2,null,1.1709262773167152E-2,8.1404295516351206E-3,0,3.3777500360972104E-3,0,5.522817943548407E-5,2.3227442360899481E-2]
[2004,12,4,12,1.1847471739700126E-2,8.9364463711780109E-3,0,6.3784231369777948E-3,0,5.522817943548407E-5,2.7217569427291418E-2,null,1.2232182689159406E-2,8.6416656492814877E-3,0,4.3603604083520932E-3,0,5.522817943548407E-5,2.5234208746792986E-2]
[2004,12,4,16,1.0523509978646171E-2,8.5596986039558481E-3,0,6.3176667275730162E-3,0,5.522817943548407E-5,2.545610348961052E-2,null,1.0865229258884071E-2,8.2773454146804377E-3,0,4.3188266567597286E-3,0,5.522817943548407E-5,2.3461401330324236E-2]
[2004,12,4,19,1.3089577940446679E-2,8.201655678118697E-3,5.9244957999998889E-4,6.5028366449159849E-3,6.3703859999999826E-5,5.522817943548407E-5,2.8505451882916831E-2,null,1.351462254642925E-2,7.9311130170739066E-3,2.8994269833984923E-4,4.4454108546188057E-3,5.5707579216829183E-5,5.522817943548407E-5,2.6236796695678639E-2]
[2004,12,4,22,1.1776212473587202E-2,7.3142982964764141E-3,5.9244957999998889E-4,5.743776210393633E-3,6.3703859999999826E-5,5.522817943548407E-5,2.5545668599892719E-2,null,1.2158609493076747E-2,7.0730263140298157E-3,2.8994269833984923E-4,3.9265087693918241E-3,5.5707579216829183E-5,5.522817943548407E-5,2.3503794854055064E-2]
[2004,12,4,24,8.6888679236196645E-3,6.7906252628139362E-3,5.9244957999998889E-4,6.0993868517696358E-3,6.3703859999999826E-5,5.522817943548407E-5,2.229026165763871E-2,null,8.9710127307198011E-3,6.566627340825938E-3,2.8994269833984923E-4,4.1696081261051376E-3,5.5707579216829183E-5,5.522817943548407E-5,2.0052898475207557E-2]
[2004,12,5,6,8.3245161076494038E-3,6.2661242734905779E-3,5.9244957999998889E-4,3.6745337692570086E-3,6.3703859999999826E-5,5.522817943548407E-5,1.8976555769832464E-2,null,8.5948296872827186E-3,6.0594277231939978E-3,2.8994269833984923E-4,2.5119518135657396E-3,5.5707579216829183E-5,5.522817943548407E-5,1.7511859501599135E-2]
[2004,12,5,9,1.120939139797316E-2,7.4583919965997992E-3,0,3.7922149320460969E-3,0,5.522817943548407E-5,2.2515226506054538E-2,null,1.1573382610809266E-2,7.2123668893450989E-3,0,2.592399954432968E-3,0,5.522817943548407E-5,2.1378149454587336E-2]
[2004,12,5,10,1.176772077748189E-2,7.9515284336589536E-3,0,4.33597552841545E-3,0,5.522817943548407E-5,2.4110452918991776E-2,null,1.2149842054725076E-2,7.689236556720656E-3,0,2.9641206956119966E-3,0,5.522817943548407E-5,2.2803199307057726E-2]
[2004,12,5,13,1.0473707343418633E-2,8.3342591140687129E-3,0,5.414512545936348E-3,0,5.522817943548407E-5,2.4277707182859178E-2,null,1.0813809433128044E-2,8.0593423500581879E-3,0,3.7014204966986557E-3,0,5.522817943548407E-5,2.2574572279884887E-2]
[2004,12,5,17,1.1640163397967451E-2,8.2351763105350979E-3,1.3823823513584756E-4,5.5106875640084816E-3,1.486423397876534E-5,5.522817943548407E-5,2.5594357921061128E-2,null,1.2018142633628963E-2,7.9635279262741977E-3,6.7653296182650601E-5,3.7671667998316551E-3,1.2998435132024283E-5,5.522817943548407E-5,2.382948909104949E-2]
[2004,12,5,21,1.2986874981199393E-2,7.3429773979651882E-3,5.9244957999998889E-4,5.0801156502268633E-3,6.3703859999999826E-5,5.522817943548407E-5,2.6121349648826918E-2,null,1.34085846180145E-2,7.1007593967221836E-3,2.8994269833984923E-4,3.472823090503627E-3,5.5707579216829183E-5,5.522817943548407E-5,2.432781738279699E-2]
[2004,12,5,24,8.5737816737421115E-3,7.2721444412416816E-3,5.9244957999998889E-4,5.0190978022072036E-3,6.3703859999999826E-5,5.522817943548407E-5,2.1576405536626469E-2,null,8.852189401621224E-3,7.0322629604957247E-3,2.8994269833984923E-4,3.4311106165905475E-3,5.5707579216829183E-5,5.522817943548407E-5,1.9661213256264173E-2]
[2004,12,6,4,9.7022405967945712E-3,6.8787458116279379E-3,5.9244957999998889E-4,3.395235181001465E-3,6.3703859999999826E-5,5.522817943548407E-5,2.0687603208859446E-2,null,1.0017291628262124E-2,6.6518411146295631E-3,2.8994269833984923E-4,2.3210202180624757E-3,5.5707579216829183E-5,5.522817943548407E-5,1.9335803238510842E-2]
[2004,12,6,7,1.2706547111908413E-2,8.4578213945461812E-3,5.9244957999998889E-4,3.8961720451858211E-3,6.3703859999999826E-5,5.522817943548407E-5,2.5771922171075889E-2,null,1.3119153945769077E-2,8.1788287622625803E-3,2.8994269833984923E-4,2.6634661835881271E-3,5.5707579216829183E-5,5.522817943548407E-5,2.4307099169176463E-2]
[2004,12,6,10,1.0965580155086717E-2,1.1826094519296115E-2,0,9.4329242421424472E-3,0,5.522817943548407E-5,3.2279827095960764E-2,null,1.13216543323898E-2,1.1435994860570687E-2,0,6.448451053987482E-3,0,5.522817943548407E-5,2.9206100246947968E-2]
[2004,12,6,11,1.0588426622491511E-2,1.2075763139706673E-2,0,9.855950394054392E-3,0,5.522817943548407E-5,3.2575368335688061E-2,null,1.0932253875150713E-2,1.1677427825206831E-2,0,6.7376363972741242E-3,0,5.522817943548407E-5,2.9347318097631667E-2]
[2004,12,6,14,1.0102340157501012E-2,1.1861957269600393E-2,0,8.474232718187107E-3,0,5.522817943548407E-5,3.0493758324723994E-2,null,1.0430383216741194E-2,1.1470674629745242E-2,0,5.7930789541587044E-3,0,5.522817943548407E-5,2.7694136800645142E-2]
[2004,12,6,19,1.7160421352684575E-2,1.0038856005123132E-2,5.9244957999998889E-4,5.6534396208869613E-3,6.3703859999999826E-5,5.522817943548407E-5,3.3564098598130143E-2,null,1.7717654333421751E-2,9.7077108163879638E-3,2.8994269833984923E-4,3.864753680422126E-3,5.5707579216829183E-5,5.522817943548407E-5,3.1635769107788515E-2]
[2004,12,6,22,1.3653137716858985E-2,9.0900583950529867E-3,5.9244957999998889E-4,6.0903485105024283E-3,6.3703859999999826E-5,5.522817943548407E-5,2.9544926241849873E-2,null,1.4096482228629399E-2,8.7902105736172211E-3,2.8994269833984923E-4,4.1634294163249369E-3,5.5707579216829183E-5,5.522817943548407E-5,2.7395772496128235E-2]
[2004,12,7,1,9.0928813024216872E-3,8.5131384644736956E-3,5.9244957999998889E-4,6.0766513289081982E-3,6.3703859999999826E-5,5.522817943548407E-5,2.4394052715239051E-2,null,9.3881452267451492E-3,8.2323211241205618E-3,2.8994269833984923E-4,4.1540658719117027E-3,5.5707579216829183E-5,5.522817943548407E-5,2.2120182500334096E-2]
[2004,12,7,5,9.922284023970631E-3,7.7671768996613998E-3,5.9244957999998889E-4,5.3813010596396992E-3,6.3703859999999826E-5,5.522817943548407E-5,2.3782143602707202E-2,null,1.0244480302766144E-2,7.510966106413124E-3,2.8994269833984923E-4,3.6787167583544715E-3,5.5707579216829183E-5,5.522817943548407E-5,2.1779813445090418E-2]
[2004,12,7,8,1.2025944311705799E-2,1.095812680821028E-2,4.0488794210224251E-4,9.019229087448755E-3,4.3536067287565254E-5,5.522817943548407E-5,3.2506952396190128E-2,null,1.241645062022035E-2,1.0596658233679791E-2,1.9815070585144993E-4,6.1656444833170752E-3,3.8071302385934755E-5,5.522817943548407E-5,2.9414975345454605E-2]
[2004,12,7,9,1.133778576792354E-2,1.2081827565316283E-2,0,1.0456252361791197E-2,0,5.522817943548407E-5,3.3931093874466509E-2,null,1.1705946201083955E-2,{"$f":"F8195*W$5","v":1.1683292207568282E-2},{"$f":"G8195*X$5","v":0},{"$f":"H8195*Y$5","v":7.148009443552714E-3},{"$f":"I8195*Z$5","v":0},{"$f":"J8195","v":5.522817943548407E-5},3.0537247852204949E-2]
[2004,12,7,15,9.8314884653696016E-3,1.2066606269143937E-2,0,9.7413893641671127E-3,0,5.522817943548407E-5,3.1694712278116141E-2,null,1.0150736431957791E-2,1.1668573006354885E-2,0,6.6593212136726136E-3,0,5.522817943548407E-5,2.847863065198529E-2]
[2004,12,7,16,1.0654785499297388E-2,1.1633124177907258E-2,0,9.6451451414613816E-3,0,5.522817943548407E-5,3.1988282998101511E-2,null,1.1000767556547978E-2,1.1249389905844105E-2,0,6.5935276014887833E-3,0,5.522817943548407E-5,2.8843685063880867E-2]
[2004,12,7,20,1.5466701545016906E-2,1.044940893005137E-2,5.9244957999998889E-4,8.30670159707321E-3,6.3703859999999826E-5,5.522817943548407E-5,3.4934193691576958E-2,null,1.5968936078014185E-2,1.0104721100029012E-2,2.8994269833984923E-4,5.6785528319519551E-3,5.5707579216829183E-5,5.522817943548407E-5,3.2097860287551835E-2]
[2004,12,7,23,1.1809327644076271E-2,9.1688834088661988E-3,5.9244957999998889E-4,7.7009916263442836E-3,6.3703859999999826E-5,5.522817943548407E-5,2.9390584298722225E-2,null,1.219279997895464E-2,8.8664354381641323E-3,2.8994269833984923E-4,5.2644828151794517E-3,5.5707579216829183E-5,5.522817943548407E-5,2.6669368509854904E-2]
[2004,12,8,2,7.9214530660971973E-3,8.140799110782606E-3,5.9244957999998889E-4,6.3959980522493879E-3,6.3703859999999826E-5,5.522817943548407E-5,2.3169631848564663E-2,null,8.178678387846099E-3,7.8722638855916634E-3,2.8994269833984923E-4,4.3723748142773028E-3,5.5707579216829183E-5,5.522817943548407E-5,2.0768967365271746E-2]
[2004,12,8,6,8.9636422475032809E-3,8.3301502409137002E-3,5.9244957999998889E-4,6.7708642367736577E-3,6.3703859999999826E-5,5.522817943548407E-5,2.4776038344626113E-2,null,9.2547095229030523E-3,8.0553690136192825E-3,2.8994269833984923E-4,4.6286374726690937E-3,5.5707579216829183E-5,5.522817943548407E-5,2.2284366286748104E-2]
[2004,12,8,8,1.0868187700840883E-2,1.0997190817630594E-2,4.1476210196639225E-4,9.6935451019155815E-3,4.4597798308799877E-5,5.522817943548407E-5,3.2073511700097743E-2,null,1.1221099351626386E-2,1.0634433664126003E-2,2.0298308425376166E-4,6.6266143482909554E-3,3.8999762058117771E-5,5.522817943548407E-5,2.8724130210355223E-2]
[2004,12,8,11,9.4190266328253933E-3,1.2629461499362567E-2,0,1.1729292438482629E-2,0,5.522817943548407E-5,3.3833008750106072E-2,null,9.7248811441093524E-3,1.2212861698578926E-2,0,8.0182736811932661E-3,0,5.522817943548407E-5,2.9956016523881544E-2]
[2004,12,8,14,9.029896586750661E-3,1.2228029982325047E-2,0,1.0395945649062273E-2,0,5.522817943548407E-5,3.1709100397573464E-2,null,9.3231152721995683E-3,1.1824671940901815E-2,0,7.1067831095679703E-3,0,5.522817943548407E-5,2.8254570322669356E-2]
[2004,12,8,17,1.0669714252075049E-2,1.1447770969865665E-2,1.3823823513584756E-4,1.0344976092451044E-2,1.486423397876534E-5,5.522817943548407E-5,3.2670791962941856E-2,null,1.1016181075593203E-2,1.1070150823060237E-2,6.7653296182650601E-5,7.0719397584910505E-3,1.2998435132024283E-5,5.522817943548407E-5,2.9238923388459168E-2]
[2004,12,8,21,1.2872305946601102E-2,1.0256929898885448E-2,5.9244957999998889E-4,9.1464226177352011E-3,6.3703859999999826E-5,5.522817943548407E-5,3.2987040082657224E-2,null,1.3290295299203059E-2,9.9185912489958145E-3,2.8994269833984923E-4,6.2525953835237888E-3,5.5707579216829183E-5,5.522817943548407E-5,2.980713220927934E-2]
[2004,12,8,24,8.5110641680303661E-3,8.8923683895586973E-3,5.9244957999998889E-4,7.9334112162133714E-3,6.3703859999999826E-5,5.522817943548407E-5,2.6048225393237905E-2,null,8.7874353338732725E-3,8.5990416392636125E-3,2.8994269833984923E-4,5.4233674103257665E-3,5.5707579216829183E-5,5.522817943548407E-5,2.3155494661019328E-2]
[2004,12,9,5,8.9930478559661874E-3,7.6132351146982174E-3,5.9244957999998889E-4,4.7229682190815542E-3,6.3703859999999826E-5,5.522817943548407E-5,2.2040632809181428E-2,null,9.285069989904535E-3,7.3621022986029008E-3,2.8994269833984923E-4,3.228673167353729E-3,5.5707579216829183E-5,5.522817943548407E-5,2.0221495733417843E-2]
[2004,12,9,8,1.1628168615907767E-2,1.1200922306321985E-2,4.2463626183054189E-4,1.1180507851282898E-2,4.5659529330034487E-5,5.522817943548407E-5,3.4535122744108714E-2,null,1.2005758357161009E-2,1.0831444795214936E-2,2.0781546265607337E-4,7.6431184844696198E-3,3.9928221730300781E-5,5.522817943548407E-5,3.0728065321231943E-2]
[2004,12,9,11,9.8605910710770663E-3,1.2688310783799577E-2,0,1.2271693104669492E-2,0,5.522817943548407E-5,3.4875823138981618E-2,null,1.0180784057102266E-2,1.2269769760092539E-2,0,8.3890647590999599E-3,0,5.522817943548407E-5,3.0839618576294761E-2]
[2004,12,9,12,9.0538316731731319E-3,1.2675794651534927E-2,0,1.2795981686666714E-2,0,5.522817943548407E-5,3.458083619081026E-2,null,9.3478275784395076E-3,1.22576664893112E-2,0,8.7474742164842714E-3,0,5.522817943548407E-5,3.0352968284234977E-2]
[2004,12,9,15,9.3738497612315379E-3,1.2239699453769187E-2,0,1.1271403936847019E-2,0,5.522817943548407E-5,3.2940181331283229E-2,null,9.6782372897240357E-3,1.183595647911035E-2,0,7.7052560511152489E-3,0,5.522817943548407E-5,2.9219449819949634E-2]
[2004,12,9,18,1.4745642226432976E-2,1.1331782016668858E-2,5.9244957999998889E-4,1.1685452964520037E-2,6.3703859999999826E-5,5.522817943548407E-5,3.8474258827057344E-2,null,1.5224462530541291E-2,1.0957987921734077E-2,2.8994269833984923E-4,7.988304533257426E-3,5.5707579216829183E-5,5.522817943548407E-5,3.4516405263089467E-2]
[2004,12,9,22,1.2862270155759772E-2,9.9350140605133867E-3,5.9244957999998889E-4,1.1080743207425366E-2,6.3703859999999826E-5,5.522817943548407E-5,3.4589409043133998E-2,null,1.3279933626291025E-2,9.6072942382073086E-3,2.8994269833984923E-4,7.5749182735573278E-3,5.5707579216829183E-5,5.522817943548407E-5,3.0807796415612342E-2]
[2004,12,10,2,7.9675335988417962E-3,7.8852499381930133E-3,5.9244957999998889E-4,5.339633085487204E-3,6.3703859999999826E-5,5.522817943548407E-5,2.1903798241957484E-2,null,{"$f":"E8260*V$5","v":8.2262552470553866E-3},7.6251443467118384E-3,2.8994269833984923E-4,3.6502320716397443E-3,5.5707579216829183E-5,5.522817943548407E-5,{"$f":"SUM(M8260:Q8260)","v":1.9847281942963646E-2}]
[2004,12,10,6,9.338505262538533E-3,7.955430850548513E-3,5.9244957999998889E-4,5.2310832975571873E-3,6.3703859999999826E-5,5.522817943548407E-5,2.3236401030079706E-2,null,9.6417450849255338E-3,7.693010247132143E-3,2.8994269833984923E-4,3.5760262393422456E-3,5.5707579216829183E-5,5.522817943548407E-5,2.1256431848956602E-2]
[2004,12,10,9,1.0387882053549348E-2,1.1577563574809184E-2,0,9.2206628630483126E-3,0,5.522817943548407E-5,3.1241336670842328E-2,null,1.0725197225553561E-2,1.1195662044085258E-2,0,6.3033468340653754E-3,0,5.522817943548407E-5,2.8224206103704193E-2]
[2004,12,10,12,9.3702265085628678E-3,1.2004718170933563E-2,0,9.55102909286735E-3,0,5.522817943548407E-5,3.0981201951799264E-2,null,9.6744963828414611E-3,1.1608726370433827E-2,0,6.5291888326007722E-3,0,5.522817943548407E-5,2.7812411585876058E-2]
[2004,12,10,13,9.0404463984913915E-3,1.17226423718733E-2,0,9.6326385199147803E-3,0,5.522817943548407E-5,3.0450955469714956E-2,null,9.3340076572910168E-3,1.1335955221591653E-2,0,6.5849779370555951E-3,0,5.522817943548407E-5,2.7254940815938263E-2]
[2004,12,10,16,9.0715871827974654E-3,1.103160194242048E-2,0,8.404405896393902E-3,0,5.522817943548407E-5,2.8562823201047333E-2,null,9.3661596447432559E-3,1.0667709691609252E-2,0,5.7453445686139392E-3,0,5.522817943548407E-5,2.5779213904966448E-2]
[2004,12,10,19,1.3169057270168372E-2,1.0196074092579189E-2,5.9244957999998889E-4,7.798194921274937E-3,6.3703859999999826E-5,5.522817943548407E-5,3.187470790345797E-2,null,1.3596682727920115E-2,9.8597428534398061E-3,2.8994269833984923E-4,5.3309320597144921E-3,5.5707579216829183E-5,5.522817943548407E-5,2.913300791863109E-2]
[2004,12,10,24,9.0586103037130303E-3,7.9103959596410599E-3,5.9244957999998889E-4,6.6737246270955524E-3,6.3703859999999826E-5,5.522817943548407E-5,2.4354112509885114E-2,null,9.352761380608636E-3,7.6494608927680568E-3,2.8994269833984923E-4,4.5622317640751234E-3,5.5707579216829183E-5,5.522817943548407E-5,2.1910104315008495E-2]
[2004,12,11,3,7.6901861088037662E-3,6.7541824621818545E-3,5.9244957999998889E-4,4.4465923817086275E-3,6.3703859999999826E-5,5.522817943548407E-5,1.960234257212972E-2,null,7.939901732899558E-3,6.5313866550650319E-3,2.8994269833984923E-4,3.039739596590805E-3,5.5707579216829183E-5,5.522817943548407E-5,1.7856678262112072E-2]
[2004,12,11,7,9.2105862711576864E-3,7.2682885792285483E-3,5.9244957999998889E-4,3.9295546107383219E-3,6.3703859999999826E-5,5.522817943548407E-5,2.111981108056003E-2,null,9.5096723097071543E-3,7.0285342892853504E-3,2.8994269833984923E-4,2.6862868735985602E-3,5.5707579216829183E-5,5.522817943548407E-5,1.9570143750147744E-2]
[2004,12,11,10,1.1099758258882011E-2,8.7436742921627852E-3,0,5.7080258425162107E-3,0,5.522817943548407E-5,2.5606686572996491E-2,null,1.1460189465840185E-2,8.4552524169770604E-3,0,3.9020694235959927E-3,0,5.522817943548407E-5,2.3817511306413238E-2]
[2004,12,11,13,1.0748190460511117E-2,8.7891889670687305E-3,0,6.1807699619111471E-3,0,5.522817943548407E-5,2.5773377568926479E-2,null,1.1097205562457E-2,8.4992657290181278E-3,0,4.2252425178268731E-3,0,5.522817943548407E-5,2.3821713809301998E-2]
[2004,12,11,16,9.8672869127712122E-3,8.5562675937602296E-3,0,6.5163183322480634E-3,0,5.522817943548407E-5,2.4995101018214991E-2,null,1.0187697326081506E-2,8.2740275809780571E-3,0,4.4546270847776017E-3,0,5.522817943548407E-5,2.2916351991837166E-2]
[2004,12,11,18,1.1913212284232979E-2,8.6050228218841288E-3,5.9244957999998889E-4,7.5976618941561991E-3,6.3703859999999826E-5,5.522817943548407E-5,2.8827278619708779E-2,null,1.2300057959806055E-2,8.3211745522238159E-3,2.8994269833984923E-4,5.19384547056264E-3,5.5707579216829183E-5,5.522817943548407E-5,2.6160728260149192E-2]
[2004,12,11,22,1.1030324267525879E-2,7.3038586659587316E-3,5.9244957999998889E-4,6.0374797066519402E-3,6.3703859999999826E-5,5.522817943548407E-5,2.5083044259572022E-2,null,1.138850081481267E-2,7.0629310487880506E-3,2.8994269833984923E-4,4.1272877188871862E-3,5.5707579216829183E-5,5.522817943548407E-5,2.2924369860044584E-2]
[2004,12,12,1,8.1077530427318412E-3,7.1111765993079291E-3,5.9244957999998889E-4,6.9346507754217742E-3,6.3703859999999826E-5,5.522817943548407E-5,2.2864962036897016E-2,null,8.3710278949181254E-3,6.8766048596689512E-3,2.8994269833984923E-4,4.7406037570007194E-3,5.5707579216829183E-5,5.522817943548407E-5,2.0333886789144474E-2]
[2004,12,12,4,8.2668842477601825E-3,6.6841141852489114E-3,5.9244957999998889E-4,5.8458213056832627E-3,6.3703859999999826E-5,5.522817943548407E-5,2.1508201358127831E-2,null,8.5353264063828191E-3,6.4636296746361389E-3,2.8994269833984923E-4,3.996267922055729E-3,5.5707579216829183E-5,5.522817943548407E-5,1.9340874280631366E-2]
[2004,12,12,8,1.0241470577825294E-2,7.7627448497506737E-3,4.5425874083054142E-4,5.582740941219781E-3,4.8844722330034492E-5,5.522817943548407E-5,2.4145288011391812E-2,null,1.0574031478278994E-2,7.5066802536391461E-3,2.2231259757306588E-4,3.8164232832184051E-3,4.271360069114225E-5,5.522817943548407E-5,2.2162161213400755E-2]
[2004,12,12,9,1.1737930849667264E-2,8.0954471927034873E-3,0,6.2644361738792729E-3,0,5.522817943548407E-5,2.615304239568551E-2,null,1.2119084788758843E-2,7.8284079616242376E-3,0,4.2824376631391461E-3,0,5.522817943548407E-5,2.4229930413522227E-2]
[2004,12,12,13,1.106168442474075E-2,8.9828358115411535E-3,0,8.100543422698182E-3,0,5.522817943548407E-5,2.8200291838415568E-2,null,1.1420879298647971E-2,8.6865248714627433E-3,0,5.5376208300921747E-3,0,5.522817943548407E-5,2.5645025000202888E-2]
[2004,12,12,14,1.1087881804543327E-2,8.8992222999745765E-3,0,7.7044280845646167E-3,0,5.522817943548407E-5,2.7746760368518003E-2,null,1.1447927359429462E-2,8.6056694642114781E-3,0,5.2668320159218783E-3,0,5.522817943548407E-5,2.5320428839562818E-2]
[2004,12,12,15,1.0767034905393207E-2,8.9047353419821826E-3,0,7.5407575412768449E-3,0,5.522817943548407E-5,2.7267755968087719E-2,null,1.1116661923910144E-2,8.6110006511018102E-3,0,5.1549450272979748E-3,0,5.522817943548407E-5,2.4882607602309929E-2]
[2004,12,12,16,1.1189141284847439E-2,8.7806776399024945E-3,0,7.5159707248144553E-3,0,5.522817943548407E-5,2.7541017828999873E-2,null,1.1552474936271422E-2,8.4910351594441325E-3,0,5.1380004861738332E-3,0,5.522817943548407E-5,2.5181510581889388E-2]
[2004,12,12,17,1.2261249112826434E-2,8.9159476615293561E-3,1.3823823513584756E-4,8.3441478462929295E-3,1.486423397876534E-5,5.522817943548407E-5,2.9729675269198817E-2,null,1.2659396235806751E-2,{"$f":"F8323*W$5","v":8.6218431171845335E-3},{"$f":"G8323*X$5","v":6.7653296182650601E-5},{"$f":"H8323*Y$5","v":5.704151500938396E-3},{"$f":"I8323*Z$5","v":1.2998435132024283E-5},{"$f":"J8323","v":5.522817943548407E-5},2.7066042585244355E-2]
[2004,12,12,18,1.3947204999276938E-2,8.8121739335406419E-3,5.9244957999998889E-4,8.6405763953184573E-3,6.3703859999999826E-5,5.522817943548407E-5,3.2111336947571512E-2,null,{"$f":"E8324*V$5","v":1.440009846004757E-2},8.5214925054077698E-3,2.8994269833984923E-4,5.9067933265618666E-3,5.5707579216829183E-5,5.522817943548407E-5,{"$f":"SUM(M8324:Q8324)","v":2.9174034569573883E-2}]
[2004,12,12,19,1.4102790244378242E-2,8.3910858499496935E-3,5.9244957999998889E-4,8.2499928598585518E-3,6.3703859999999826E-5,5.522817943548407E-5,3.145525057362196E-2,null,1.456073586722023E-2,8.1142945795044802E-3,2.8994269833984923E-4,5.6397861137132523E-3,5.5707579216829183E-5,5.522817943548407E-5,2.8660466837994641E-2]
[2004,12,12,20,1.4309726410898787E-2,8.0840267205816111E-3,5.9244957999998889E-4,7.7437116801210189E-3,6.3703859999999826E-5,5.522817943548407E-5,3.0848846431036889E-2,null,1.4774391662269857E-2,7.8173642091598928E-3,2.8994269833984923E-4,5.2936867151294024E-3,5.5707579216829183E-5,5.522817943548407E-5,2.823109286411583E-2]
[2004,12,12,21,1.3616647077843555E-2,8.0409530608311196E-3,5.9244957999998889E-4,7.9728315213480772E-3,6.3703859999999826E-5,5.522817943548407E-5,3.0341813279458223E-2,null,1.4058806666054711E-2,7.7757113921010689E-3,2.8994269833984923E-4,5.4503155657088806E-3,5.5707579216829183E-5,5.522817943548407E-5,2.7630483901421338E-2]
[2004,12,12,22,1.2789361657641475E-2,7.9299808353612798E-3,5.9244957999998889E-4,7.6759862023844661E-3,6.3703859999999826E-5,5.522817943548407E-5,2.9106710314822693E-2,null,1.3204657644362596E-2,7.6683997349797361E-3,2.8994269833984923E-4,5.2473888315589003E-3,5.5707579216829183E-5,5.522817943548407E-5,2.6466096488457911E-2]
[2004,12,12,23,1.0577293312879883E-2,7.8885371564519809E-3,5.9244957999998889E-4,7.5026119057540371E-3,6.3703859999999826E-5,5.522817943548407E-5,2.6679823994521373E-2,null,1.0920759044853033E-2,7.6283231316483019E-3,2.8994269833984923E-4,5.1288682501207409E-3,5.5707579216829183E-5,5.522817943548407E-5,2.4023600704178756E-2]
[2004,12,12,24,9.0908822458440498E-3,7.8919681317033297E-3,5.9244957999998889E-4,7.3683042910541886E-3,6.3703859999999826E-5,5.522817943548407E-5,2.5062536288037042E-2,null,9.3860812568281188E-3,7.6316409315590958E-3,2.8994269833984923E-4,5.0370540833430087E-3,5.5707579216829183E-5,5.522817943548407E-5,2.2400426549286902E-2]
[2004,12,13,1,9.4536026356530564E-3,8.0204010288354877E-3,5.9244957999998889E-4,7.0864392143128599E-3,6.3703859999999826E-5,5.522817943548407E-5,2.5271824498236874E-2,null,9.7605798984546892E-3,7.7558372965665853E-3,2.8994269833984923E-4,4.8443680080033358E-3,5.5707579216829183E-5,5.522817943548407E-5,2.2706435480581291E-2]
[2004,12,13,2,9.3417464513014126E-3,7.8185090038864809E-3,5.9244957999998889E-4,7.0328108550732115E-3,6.3703859999999826E-5,5.522817943548407E-5,2.4904447929696576E-2,null,9.6450915215281E-3,7.5606049520305398E-3,2.8994269833984923E-4,4.8077070701239089E-3,5.5707579216829183E-5,5.522817943548407E-5,2.2359053821239226E-2]
[2004,12,13,3,9.3382313096933896E-3,7.8114838286383725E-3,5.9244957999998889E-4,6.941303383166059E-3,6.3703859999999826E-5,5.522817943548407E-5,2.4802400140933295E-2,null,9.6414622362871374E-3,7.5538115116516487E-3,2.8994269833984923E-4,4.7451515530307926E-3,5.5707579216829183E-5,5.522817943548407E-5,2.2286075578526257E-2]
[2004,12,13,4,9.617513186793325E-3,7.7114142011638206E-3,5.9244957999998889E-4,7.0364907508044848E-3,6.3703859999999826E-5,5.522817943548407E-5,2.5076799758197103E-2,null,9.9298129508965868E-3,7.4570428156437701E-3,2.8994269833984923E-4,4.8102226874338488E-3,5.5707579216829183E-5,5.522817943548407E-5,2.2542728731530886E-2]
[2004,12,13,5,1.006020197484939E-2,7.8627345526406239E-3,5.9244957999998889E-4,6.9565034878527558E-3,6.3703859999999826E-5,5.522817943548407E-5,2.5590821634778244E-2,null,1.0386876723566233E-2,7.6033716614825123E-3,2.8994269833984923E-4,4.7555425122467855E-3,5.5707579216829183E-5,5.522817943548407E-5,2.3091441174852206E-2]
[2004,12,13,6,1.0673223756662235E-2,8.2443264026101845E-3,5.9244957999998889E-4,7.041341753943906E-3,6.3703859999999826E-5,5.522817943548407E-5,2.6670273532651799E-2,null,1.101980454076806E-2,7.972376190236042E-3,2.8994269833984923E-4,4.8135388866849304E-3,5.5707579216829183E-5,5.522817943548407E-5,2.415136989524571E-2]
[2004,12,13,7,1.2389419066458412E-2,9.3461990769422472E-3,5.9244957999998889E-4,7.9408692898716212E-3,6.3703859999999826E-5,5.522817943548407E-5,3.0387869052707753E-2,null,1.2791728122519242E-2,9.0379021100656376E-3,2.8994269833984923E-4,5.4284658317386505E-3,5.5707579216829183E-5,5.522817943548407E-5,2.7603746341880207E-2]
[2004,12,13,8,1.1833627839141379E-2,1.1033781591269144E-2,4.6413290010224151E-4,9.8146100412222891E-3,4.9906453287565245E-5,5.522817943548407E-5,3.3251287004458105E-2,null,1.2217889249640347E-2,1.0669817441804424E-2,2.271449756854349E-4,6.7093756761075728E-3,4.3642060307617678E-5,5.522817943548407E-5,2.9867869403545393E-2]
[2004,12,13,9,1.1359037668582038E-2,1.2235549949740448E-2,0,1.161372214608563E-2,0,5.522817943548407E-5,3.5263537943843598E-2,null,1.1727888193186415E-2,1.1831943852061823E-2,0,7.939268554608277E-3,0,5.522817943548407E-5,3.1499100599856514E-2]
[2004,12,13,10,1.0932887638390553E-2,1.2621301613255765E-2,0,1.2616400439133995E-2,0,5.522817943548407E-5,3.6225817870215796E-2,null,1.1287900224713321E-2,1.2204970977307592E-2,0,8.6247104949486748E-3,0,5.522817943548407E-5,3.2117581696969585E-2]
[2004,12,13,11,1.0458086810154173E-2,1.2746069568418141E-2,0,1.2350363646863561E-2,0,5.522817943548407E-5,3.560974820487136E-2,null,1.0797681670108979E-2,1.2325623293393238E-2,0,8.4428448094540885E-3,0,5.522817943548407E-5,3.1566149772956305E-2]
[2004,12,13,12,1.0424784710230967E-2,1.2700219997796294E-2,0,1.2284381305593889E-2,0,5.522817943548407E-5,3.5464614193056632E-2,null,1.0763298184826776E-2,1.2281286132622598E-2,0,8.3977385531985704E-3,0,5.522817943548407E-5,3.1442322870647944E-2]
[2004,12,13,13,1.0101395082752419E-2,1.238498337045222E-2,0,1.1990960494861588E-2,0,5.522817943548407E-5,3.4532567127501711E-2,null,1.0429407453537558E-2,1.1976448010088715E-2,0,8.1971528506467155E-3,0,5.522817943548407E-5,3.0603008314272987E-2]
[2004,12,13,14,1.0112569176899219E-2,1.2535502221169692E-2,0,1.1263085552747893E-2,0,5.522817943548407E-5,3.396638513025229E-2,null,1.0440944392725311E-2,1.2122001793750378E-2,0,7.6995695119960392E-3,0,5.522817943548407E-5,3.0262515698471729E-2]
[2004,12,13,15,9.7841984487197723E-3,1.2294976474634517E-2,0,1.0570356915705325E-2,0,5.522817943548407E-5,3.2704760018495101E-2,null,1.0101910814497508E-2,1.1889410112978414E-2,0,7.2260125751441974E-3,0,5.522817943548407E-5,2.9217333502620121E-2]
[2004,12,13,16,9.8279799658216611E-3,1.1875956714749709E-2,0,1.0700676426084696E-2,0,5.522817943548407E-5,3.2459841286091549E-2,null,1.0147114004457801E-2,1.1484212284337566E-2,0,7.3151004298209693E-3,0,5.522817943548407E-5,2.8946426718616337E-2]
[2004,12,13,17,1.1283001172204862E-2,1.1576885792942975E-2,1.3823823513584756E-4,1.0542883153901075E-2,1.486423397876534E-5,5.522817943548407E-5,3.361110076759901E-2,null,1.1649382640680007E-2,1.1195006619766952E-2,6.7653296182650601E-5,7.2072312085482357E-3,1.2998435132024283E-5,5.522817943548407E-5,3.0132272200309871E-2]
[2004,12,13,18,1.4461259756620043E-2,1.111995283827635E-2,5.9244957999998889E-4,9.6981354892536342E-3,6.3703859999999826E-5,5.522817943548407E-5,3.5990729703585501E-2,null,1.4930845596838084E-2,1.0753146214147268E-2,2.8994269833984923E-4,6.6297523877057139E-3,5.5707579216829183E-5,5.522817943548407E-5,3.2659394476247744E-2]
[2004,12,13,19,1.6480919571843906E-2,1.0784738537461282E-2,5.9244957999998889E-4,8.6728519835008022E-3,6.3703859999999826E-5,5.522817943548407E-5,3.6649891712241464E-2,null,1.7016087779521485E-2,1.0428989408613882E-2,2.8994269833984923E-4,5.9288572746324644E-3,5.5707579216829183E-5,5.522817943548407E-5,3.3719584740324507E-2]
[2004,12,13,20,1.4577931054302076E-2,1.0633619764796178E-2,5.9244957999998889E-4,8.8832764140233597E-3,6.3703859999999826E-5,5.522817943548407E-5,3.4806208852557086E-2,null,1.5051305443392995E-2,1.0282855492238186E-2,2.8994269833984923E-4,6.0727057362501011E-3,5.5707579216829183E-5,5.522817943548407E-5,3.175251694943796E-2]
[2004,12,13,21,1.3971946749768897E-2,1.0505029743363575E-2,5.9244957999998889E-4,9.0342798597578145E-3,6.3703859999999826E-5,5.522817943548407E-5,3.4222637972325755E-2,null,1.4425643624342252E-2,1.0158507185886966E-2,2.8994269833984923E-4,6.1759333572726279E-3,5.5707579216829183E-5,5.522817943548407E-5,3.1105734445058521E-2]
[2004,12,13,22,1.3102529569712737E-2,9.6354234397012968E-3,5.9244957999998889E-4,7.9937974217670245E-3,6.3703859999999826E-5,5.522817943548407E-5,3.144313205061653E-2,null,1.3527994740833715E-2,9.3175860176031196E-3,2.8994269833984923E-4,5.4646480864822744E-3,5.5707579216829183E-5,5.522817943548407E-5,2.8655879122475789E-2]
[2004,12,13,23,1.1542501825167362E-2,9.3589163329265666E-3,5.9244957999998889E-4,7.6192742729231482E-3,6.3703859999999826E-5,5.522817943548407E-5,2.9232074050452549E-2,null,1.1917309795497072E-2,9.0501998702298189E-3,2.8994269833984923E-4,5.2086199310651714E-3,5.5707579216829183E-5,5.522817943548407E-5,2.6521779874348742E-2]
[2004,12,13,24,1.0011324813096465E-2,9.1435948799436124E-3,5.9244957999998889E-4,7.9106296942154236E-3,6.3703859999999826E-5,5.522817943548407E-5,2.7776931006690972E-2,null,1.0336412423247546E-2,8.8419810854343944E-3,2.8994269833984923E-4,5.4077937106152578E-3,5.5707579216829183E-5,5.522817943548407E-5,2.4931837496853876E-2]
[2004,12,14,1,9.5390621586935974E-3,8.091433703807261E-3,5.9244957999998889E-4,4.2931531154777724E-3,6.3703859999999826E-5,5.522817943548407E-5,2.2635030597414105E-2,null,9.8488144620246867E-3,7.8245268630658497E-3,2.8994269833984923E-4,2.9348468218106383E-3,5.5707579216829183E-5,5.522817943548407E-5,2.0953838424457853E-2]
[2004,12,14,2,9.6217834982681317E-3,7.6462711499042275E-3,5.9244957999998889E-4,3.8150967668650099E-3,6.3703859999999826E-5,5.522817943548407E-5,2.1794533034472843E-2,null,9.9342219278705009E-3,7.3940485956845896E-3,2.8994269833984923E-4,2.6080422290943061E-3,5.5707579216829183E-5,5.522817943548407E-5,2.0281963030206077E-2]
[2004,12,14,3,9.4869300191990219E-3,7.5375110380771736E-3,5.9244957999998889E-4,3.5680183006361436E-3,6.3703859999999826E-5,5.522817943548407E-5,2.1303840977347811E-2,null,9.7949894883691234E-3,7.2888760826575827E-3,2.8994269833984923E-4,2.4391366643858516E-3,5.5707579216829183E-5,5.522817943548407E-5,1.9868652512969237E-2]
[2004,12,14,4,1.0035545834666348E-2,7.2537480930711436E-3,5.9244957999998889E-4,3.1396014791360617E-3,6.3703859999999826E-5,5.522817943548407E-5,2.1140277026309027E-2,null,1.0361419949517314E-2,7.0144734406514288E-3,2.8994269833984923E-4,2.1462661999114424E-3,5.5707579216829183E-5,5.522817943548407E-5,1.9867809867636862E-2]
[2004,12,14,5,1.052468467779169E-2,7.2531555428257E-3,5.9244957999998889E-4,2.9774968031684198E-3,6.3703859999999826E-5,5.522817943548407E-5,2.1466718643221281E-2,null,1.0866442102845085E-2,7.0139004364740591E-3,2.8994269833984923E-4,2.0354496554585827E-3,5.5707579216829183E-5,5.522817943548407E-5,2.0261442472334405E-2]
[2004,12,14,6,1.1225712918494304E-2,7.7011709027788918E-3,5.9244957999998889E-4,3.4159844084237427E-3,6.3703859999999826E-5,5.522817943548407E-5,2.3054249849132409E-2,null,1.159023412353417E-2,7.4471374062548799E-3,2.8994269833984923E-4,2.3352046187855142E-3,5.5707579216829183E-5,5.522817943548407E-5,2.1718226426131242E-2]
[2004,12,14,7,1.2708947830788664E-2,8.6567580293513031E-3,5.9244957999998889E-4,4.0938075107985099E-3,6.3703859999999826E-5,5.522817943548407E-5,2.6170894990373946E-2,null,1.3121632620761828E-2,8.3712032041798612E-3,2.8994269833984923E-4,2.7985719677352913E-3,5.5707579216829183E-5,5.522817943548407E-5,2.4637058070233659E-2]
[2004,12,14,8,1.2537718790412466E-2,1.0383887039933657E-2,4.6413290010224151E-4,6.5313295296839198E-3,4.9906453287565245E-5,5.522817943548407E-5,3.0022202892855336E-2,null,1.2944843433195966E-2,1.0041360537721783E-2,2.271449756854349E-4,4.4648889049133346E-3,4.3642060307617678E-5,5.522817943548407E-5,2.7721879911824135E-2]
[2004,12,14,9,1.1809726580402795E-2,1.1549059016261746E-2,0,8.1826631557711058E-3,0,5.522817943548407E-5,3.1596676931871133E-2,null,1.2193211869536411E-2,1.1168097746800177E-2,0,5.5937587853745327E-3,0,5.522817943548407E-5,2.8955068401711123E-2]
[2004,12,14,10,1.1103443015186946E-2,1.1911172976425939E-2,0,9.2058303284379434E-3,0,5.522817943548407E-5,3.2275674499486311E-2,null,1.1463993873504309E-2,1.1518266890182358E-2,0,6.2932071498077377E-3,0,5.522817943548407E-5,2.9275467913494405E-2]
[2004,12,14,11,1.0674002603854715E-2,1.2184854282117005E-2,0,9.6742827027226259E-3,0,5.522817943548407E-5,3.2588367768129831E-2,null,1.1020608678676524E-2,1.1782920449327394E-2,0,6.6134463597447091E-3,0,5.522817943548407E-5,2.9416975487748624E-2]
[2004,12,14,12,1.0502516335323854E-2,1.2052900472071715E-2,0,9.4485473447310873E-3,0,5.522817943548407E-5,3.2059192331562139E-2,null,1.0843553910246679E-2,1.1655319313462255E-2,0,6.459131179234771E-3,0,5.522817943548407E-5,2.8958004402943709E-2]
[2004,12,14,13,1.0083440938004982E-2,1.1803043076030452E-2,0,9.3484537484873186E-3,0,5.522817943548407E-5,3.1290165941958235E-2,null,1.0410870302033552E-2,1.1413703800213885E-2,0,6.3907060928430105E-3,0,5.522817943548407E-5,2.821528019509045E-2]
[2004,12,14,14,9.7559526501497552E-3,1.1930453017272061E-2,0,9.2811970940647835E-3,0,5.522817943548407E-5,3.1022830940922085E-2,null,1.0072747818720791E-2,1.1536910952908905E-2,0,6.344728702060938E-3,0,5.522817943548407E-5,2.7954387473690633E-2]
[2004,12,14,15,1.0317135809698695E-2,1.1727938363881987E-2,0,8.6249484855323109E-3,0,5.522817943548407E-5,3.0725250838548476E-2,null,1.0652153710585453E-2,1.1341076518169669E-2,0,5.896109915061341E-3,0,5.522817943548407E-5,2.7889340143816464E-2]
[2004,12,14,16,1.113063273182043E-2,1.1238009558213441E-2,0,8.0876500741023424E-3,0,5.522817943548407E-5,3.0511520543571702E-2,null,1.1492066494265476E-2,1.0867308674142281E-2,0,5.5288067947826544E-3,0,5.522817943548407E-5,2.7888181963190411E-2]
[2004,12,14,17,1.2793218335129588E-2,1.1091894172981304E-2,1.3823823513584756E-4,8.8701597979797785E-3,1.486423397876534E-5,5.522817943548407E-5,3.2963602954640771E-2,null,1.3208639555832338E-2,1.0726013101724984E-2,6.7653296182650601E-5,6.0637390728507379E-3,1.2998435132024283E-5,5.522817943548407E-5,3.0079043461722736E-2]
[2004,12,14,18,1.4742653940275283E-2,1.0704918447017346E-2,5.9244957999998889E-4,8.2952795038004085E-3,6.3703859999999826E-5,5.522817943548407E-5,3.4454233510528509E-2,null,1.5221377208794044E-2,1.0351802291379384E-2,2.8994269833984923E-4,5.6707445630087274E-3,5.5707579216829183E-5,5.522817943548407E-5,3.1589574340738835E-2]
[2004,12,14,19,1.652811502764568E-2,1.018454957750292E-2,5.9244957999998889E-4,6.3937993771279646E-3,6.3703859999999826E-5,5.522817943548407E-5,3.381784560171204E-2,null,1.7064815765555075E-2,9.8485984900180748E-3,2.8994269833984923E-4,4.3708717757136323E-3,5.5707579216829183E-5,5.522817943548407E-5,3.1629936308843462E-2]
[2004,12,14,20,1.6422124132496399E-2,9.9525942836721521E-3,5.9244957999998889E-4,6.2341818849569967E-3,6.3703859999999826E-5,5.522817943548407E-5,3.3320281920561017E-2,null,1.6955383135426147E-2,9.6242945540227533E-3,2.8994269833984923E-4,4.2617554975370002E-3,5.5707579216829183E-5,5.522817943548407E-5,3.1187083464542579E-2]
[2004,12,14,21,1.4934586232766844E-2,9.7272169811510635E-3,5.9244957999998889E-4,6.4557816742152729E-3,6.3703859999999826E-5,5.522817943548407E-5,3.1828966507568654E-2,null,1.5419541924210819E-2,9.4063516254325064E-3,2.8994269833984923E-4,4.4132435576469129E-3,5.5707579216829183E-5,5.522817943548407E-5,2.9584787384846916E-2]
[2004,12,14,22,1.3566138250646781E-2,9.0612924314787194E-3,5.9244957999998889E-4,5.9947742189052191E-3,6.3703859999999826E-5,5.522817943548407E-5,2.9333586520466189E-2,null,1.4006657716872938E-2,8.7623934941022628E-3,2.8994269833984923E-4,4.0980937764360115E-3,5.5707579216829183E-5,5.522817943548407E-5,2.7212795264967893E-2]
[2004,12,14,23,1.2380346623268449E-2,8.6966089751094738E-3,5.9244957999998889E-4,5.6697616953501079E-3,6.3703859999999826E-5,5.522817943548407E-5,2.7458098913163503E-2,null,1.278236107907108E-2,8.4097396128087389E-3,2.8994269833984923E-4,3.8759116305522581E-3,5.5707579216829183E-5,5.522817943548407E-5,2.5413662599988757E-2]
[2004,12,14,24,1.075665246874098E-2,8.2894786214282243E-3,5.9244957999998889E-4,4.6512906484979981E-3,6.3703859999999826E-5,5.522817943548407E-5,2.4408803358102676E-2,null,1.1105942348908915E-2,8.0160390022915289E-3,2.8994269833984923E-4,3.179673589522728E-3,5.5707579216829183E-5,5.522817943548407E-5,2.2647305218279849E-2]
[2004,12,15,1,9.540966992623091E-3,7.7373466445362967E-3,5.9244957999998889E-4,2.5349882606051305E-3,6.3703859999999826E-5,5.522817943548407E-5,2.052468351719999E-2,null,9.8507811496969609E-3,7.4821198424378475E-3,2.8994269833984923E-4,1.732945935038306E-3,5.5707579216829183E-5,5.522817943548407E-5,1.9411497204729795E-2]
[2004,12,15,2,9.6628820563680606E-3,7.3048766046140585E-3,5.9244957999998889E-4,2.0834088720714694E-3,6.3703859999999826E-5,5.522817943548407E-5,1.976254915248906E-2,null,9.9766550378187421E-3,7.0639154093655602E-3,2.8994269833984923E-4,1.424241284264229E-3,5.5707579216829183E-5,5.522817943548407E-5,1.881046200900521E-2]
[2004,12,15,3,9.5518673236378842E-3,7.1568207757033023E-3,5.9244957999998889E-4,1.897536728814818E-3,6.3703859999999826E-5,5.522817943548407E-5,1.9317606447591479E-2,null,9.8620354361198155E-3,6.9207434014183656E-3,2.8994269833984923E-4,1.2971770370252373E-3,5.5707579216829183E-5,5.522817943548407E-5,1.8425606152120098E-2]
[2004,12,15,4,1.0150167991122118E-2,6.8596903087945029E-3,5.9244957999998889E-4,1.4480526332879696E-3,6.3703859999999826E-5,5.522817943548407E-5,1.9169292552640063E-2,null,1.0479764115158505E-2,6.6334141832268771E-3,2.8994269833984923E-4,9.8990475166101165E-4,5.5707579216829183E-5,5.522817943548407E-5,1.8448733327603072E-2]
[2004,12,15,5,1.067108329292342E-2,6.8474616254074801E-3,5.9244957999998889E-4,1.2353709663075151E-3,6.3703859999999826E-5,5.522817943548407E-5,1.946529750407389E-2,null,1.1017594571918336E-2,6.6215888794347111E-3,2.8994269833984923E-4,8.4451321830417928E-4,5.5707579216829183E-5,5.522817943548407E-5,1.8829346947213905E-2]
[2004,12,15,6,1.1369532911016129E-2,7.2443449491803756E-3,5.9244957999998889E-4,1.5795574722416521E-3,6.3703859999999826E-5,5.522817943548407E-5,2.0904816951873628E-2,null,1.1738724236997402E-2,7.0053804721289317E-3,2.8994269833984923E-4,1.0798029100249685E-3,5.5707579216829183E-5,5.522817943548407E-5,2.016955789670798E-2]
[2004,12,15,7,1.2878257771748834E-2,8.0926548889622644E-3,5.9244957999998889E-4,2.048593368317057E-3,6.3703859999999826E-5,5.522817943548407E-5,2.3730887648463629E-2,null,1.329644039194019E-2,7.82570776578345E-3,2.8994269833984923E-4,1.4004410218941311E-3,5.5707579216829183E-5,5.522817943548407E-5,2.286823945717445E-2]
[2004,12,15,8,1.2541831931029142E-2,9.7869931513908156E-3,4.7400705996639115E-4,4.3140944451709792E-3,5.0968184308799861E-5,5.522817943548407E-5,2.7223122951301613E-2,null,1.2949090135661675E-2,9.4641559981720452E-3,2.3197735408774661E-4,2.9491625457649085E-3,4.4570519979800694E-5,5.522817943548407E-5,2.5638956553666173E-2]
[2004,12,15,9,1.1752556005549459E-2,1.0962138250373735E-2,0,5.8808813406322534E-3,0,5.522817943548407E-5,2.865080377599093E-2,null,1.2134184852514131E-2,{"$f":"F8387*W$5","v":1.0600537353019647E-2},{"$f":"G8387*X$5","v":0},{"$f":"H8387*Y$5","v":4.0202353486475393E-3},{"$f":"I8387*Z$5","v":0},{"$f":"J8387","v":5.522817943548407E-5},2.6754957554181315E-2]
[2004,12,15,10,1.1005936678247353E-2,1.127690249417013E-2,0,6.9284264293478356E-3,0,5.522817943548407E-5,2.9266493781200803E-2,null,{"$f":"E8388*V$5","v":1.1363321312049774E-2},1.090491867421352E-2,0,4.7363487253720806E-3,0,5.522817943548407E-5,{"$f":"SUM(M8388:Q8388)","v":2.7004588711635375E-2}]
[2004,12,15,11,1.0534768544515592E-2,1.1557324090566326E-2,0,7.4027168645551394E-3,0,5.522817943548407E-5,2.9550037679072542E-2,null,1.087685341275913E-2,1.1176090186494889E-2,0,5.0605788981476513E-3,0,5.522817943548407E-5,2.7113522497401669E-2]
[2004,12,15,12,1.0349398999447494E-2,1.1472292797572645E-2,0,7.1932758465969677E-3,0,5.522817943548407E-5,2.9070195823052595E-2,null,1.0685464550215471E-2,1.1093863765246795E-2,0,4.9174027082057471E-3,0,5.522817943548407E-5,2.6696731023668013E-2]
[2004,12,15,13,9.9171060236593091E-3,1.1217821392425819E-2,0,7.1827137049843177E-3,0,5.522817943548407E-5,2.8372869300504932E-2,null,1.0239134162495526E-2,1.0847786442198769E-2,0,4.9101823117023834E-3,0,5.522817943548407E-5,2.5997102916396682E-2]
[2004,12,15,14,9.5869784238845172E-3,1.1307679301496577E-2,0,7.1805707057850292E-3,0,5.522817943548407E-5,2.8130456610601606E-2,null,9.898286663560605E-3,1.0934680267090673E-2,0,4.9087173338131715E-3,0,5.522817943548407E-5,2.5741684264464451E-2]
[2004,12,15,15,1.0178555107588489E-2,1.1141429843035684E-2,0,6.4854118214043846E-3,0,5.522817943548407E-5,2.7860624951464043E-2,null,1.0509073017704483E-2,1.0773914770972805E-2,0,4.4334990530761897E-3,0,5.522817943548407E-5,2.5716486841753476E-2]
[2004,12,15,16,1.1031873934770078E-2,1.0645485756502903E-2,0,5.934232720578741E-3,0,5.522817943548407E-5,2.7666820591287208E-2,null,1.1390100802831626E-2,1.0294330068223712E-2,0,4.0567069404271721E-3,0,5.522817943548407E-5,2.574113781148251E-2]
[2004,12,15,17,1.2721364630847316E-2,1.0489649505518041E-2,1.3823823513584756E-4,6.4709418178436479E-3,1.486423397876534E-5,5.522817943548407E-5,2.9890286602759105E-2,null,1.3134452618991767E-2,1.0143634285905583E-2,6.7653296182650601E-5,4.4236071990426794E-3,1.2998435132024283E-5,5.522817943548407E-5,2.7782345835254702E-2]
[2004,12,15,18,1.4750051593896083E-2,1.010553889941181E-2,5.9244957999998889E-4,5.6749653636316115E-3,6.3703859999999826E-5,5.522817943548407E-5,3.1241937476374975E-2,null,1.5229015078927764E-2,9.772194085579583E-3,2.8994269833984923E-4,3.8794689155842474E-3,5.5707579216829183E-5,5.522817943548407E-5,2.9226328357648275E-2]
[2004,12,15,19,1.6651956594632103E-2,9.5401299462754604E-3,5.9244957999998889E-4,3.7614169208191354E-3,6.3703859999999826E-5,5.522817943548407E-5,3.0664885081162174E-2,null,1.7192678714306707E-2,9.2254359084283991E-3,2.8994269833984923E-4,2.5713460942662601E-3,5.5707579216829183E-5,5.522817943548407E-5,2.9335110994558045E-2]
[2004,12,15,20,1.6501845616510094E-2,9.3743230752564698E-3,5.9244957999998889E-4,3.6261598042078096E-3,6.3703859999999826E-5,5.522817943548407E-5,3.0213710115409846E-2,null,1.7037693334440059E-2,9.065098400409451E-3,2.8994269833984923E-4,2.4788828375091471E-3,5.5707579216829183E-5,5.522817943548407E-5,2.8927324849915333E-2]
[2004,12,15,21,1.4958033690672636E-2,9.1950004698906629E-3,5.9244957999998889E-4,3.9970210313435431E-3,6.3703859999999826E-5,5.522817943548407E-5,2.8861436811342314E-2,null,1.5443750767667177E-2,8.8916909927482472E-3,2.8994269833984923E-4,2.7324076628567691E-3,5.5707579216829183E-5,5.522817943548407E-5,2.7413499700828872E-2]
[2004,12,15,22,1.3564391286859977E-2,8.6428978271334746E-3,5.9244957999998889E-4,3.6800398219841023E-3,6.3703859999999826E-5,5.522817943548407E-5,2.6598710555413026E-2,null,1.400485402570059E-2,8.3578001994033535E-3,2.8994269833984923E-4,2.5157158119399358E-3,5.5707579216829183E-5,5.522817943548407E-5,2.5224020314600561E-2]
[2004,12,15,23,1.2387953701680868E-2,8.2376529660192384E-3,5.9244957999998889E-4,3.5610923279668339E-3,6.3703859999999826E-5,5.522817943548407E-5,2.4898080615102413E-2,null,1.279021517443555E-2,7.9659228859408765E-3,2.8994269833984923E-4,2.4344019930779056E-3,5.5707579216829183E-5,5.522817943548407E-5,2.3536190331011009E-2]
[2004,12,15,24,1.0784150449995415E-2,7.8613663153476992E-3,5.9244957999998889E-4,2.7761839771524412E-3,6.3703859999999826E-5,5.522817943548407E-5,2.2133082361931029E-2,null,1.1134333244255827E-2,7.6020485573398558E-3,2.8994269833984923E-4,1.8978299871796509E-3,5.5707579216829183E-5,5.522817943548407E-5,2.0979862066332011E-2]
[2004,12,16,1,7.9695696320873279E-3,8.1990307881544735E-3,5.9244957999998889E-4,4.9055327915455884E-3,6.3703859999999826E-5,5.522817943548407E-5,2.178551483122286E-2,null,8.228357394346195E-3,7.9285747126411604E-3,2.8994269833984923E-4,3.3534763227174671E-3,5.5707579216829183E-5,5.522817943548407E-5,1.9856058707261502E-2]
[2004,12,16,2,7.9371451562494401E-3,7.7778482971789745E-3,5.9244957999998889E-4,4.5501884640513687E-3,6.3703859999999826E-5,5.522817943548407E-5,2.0976563536915259E-2,null,8.194880031347284E-3,7.5212854935080746E-3,2.8994269833984923E-4,3.1105590211110952E-3,5.5707579216829183E-5,5.522817943548407E-5,1.9172374823523131E-2]
[2004,12,16,3,8.2587335985150143E-3,7.5684767453619963E-3,5.9244957999998889E-4,3.9656941550515719E-3,6.3703859999999826E-5,5.522817943548407E-5,2.0504286118364055E-2,null,8.5269110893605327E-3,7.3188203443735169E-3,2.8994269833984923E-4,2.7109922646984122E-3,5.5707579216829183E-5,5.522817943548407E-5,1.890237397598914E-2]
[2004,12,16,4,7.9090329727104398E-3,7.3943417067812694E-3,5.9244957999998889E-4,4.3321061213427306E-3,6.3703859999999826E-5,5.522817943548407E-5,2.0346862420269913E-2,null,8.1658549893471478E-3,7.1504293846187828E-3,2.8994269833984923E-4,2.9614755262587955E-3,5.5707579216829183E-5,5.522817943548407E-5,1.8623410177781404E-2]
[2004,12,16,5,8.9038340363077409E-3,7.3224776984075323E-3,5.9244957999998889E-4,3.7233581263299048E-3,6.3703859999999826E-5,5.522817943548407E-5,2.0661051480480652E-2,null,9.1929592202452982E-3,7.0809359073697115E-3,2.8994269833984923E-4,2.5453286825774081E-3,5.5707579216829183E-5,5.522817943548407E-5,1.9164874087749095E-2]
[2004,12,16,6,9.031166230926535E-3,7.8095574673268968E-3,5.9244957999998889E-4,4.6368943925827154E-3,6.3703859999999826E-5,5.522817943548407E-5,2.218899971027162E-2,null,9.3244261442447397E-3,7.5519486939630452E-3,2.8994269833984923E-4,3.1698321501930624E-3,5.5707579216829183E-5,5.522817943548407E-5,2.0391857265957526E-2]
[2004,12,16,7,1.0944991768386656E-2,8.6368949068347384E-3,5.9244957999998889E-4,4.8954083900160797E-3,6.3703859999999826E-5,5.522817943548407E-5,2.5188676684672943E-2,null,1.1300397399862473E-2,8.3519952935172427E-3,2.8994269833984923E-4,3.3465551701630683E-3,5.5707579216829183E-5,5.522817943548407E-5,2.3344598141099463E-2]
[2004,12,16,8,1.0830895990755641E-2,1.0336189677375542E-2,4.8388121983054084E-4,7.1372174217635585E-3,5.2029915330034484E-5,5.522817943548407E-5,2.8895442404490806E-2,null,1.1182596705612445E-2,9.9952365369210643E-3,2.3680973249005832E-4,4.8790805506835986E-3,4.5498979651983711E-5,5.522817943548407E-5,2.6339222505359146E-2]
[2004,12,16,9,1.0443308521253991E-2,1.1476603279407199E-2,0,8.43568372012337E-3,0,5.522817943548407E-5,3.0410823700220045E-2,null,1.0782423500802321E-2,1.1098032060031357E-2,0,5.766726433899535E-3,0,5.522817943548407E-5,2.7647181994733212E-2]
[2004,12,16,10,1.0018304520248707E-2,1.1759328413943284E-2,0,9.2314745751374983E-3,0,5.522817943548407E-5,3.1064335688764974E-2,null,1.0343618775360375E-2,1.1371431125143961E-2,0,6.3107378396991794E-3,0,5.522817943548407E-5,2.8025787740203516E-2]
[2004,12,16,11,9.4020702282556611E-3,1.2061534647195608E-2,0,9.8464633639196355E-3,0,5.522817943548407E-5,3.1365296418806393E-2,null,9.7073741313892271E-3,1.1663668678688536E-2,0,6.7311509588351753E-3,0,5.522817943548407E-5,2.8102193768912938E-2]
[2004,12,16,12,8.5308505400367128E-3,1.2062516761589004E-2,0,1.0207382685055718E-2,0,5.522817943548407E-5,3.0855978166116921E-2,null,8.8078642086960989E-3,1.1664618396715653E-2,0,6.9778793875854743E-3,0,5.522817943548407E-5,2.7450361992997226E-2]
[2004,12,16,13,8.7197188723452217E-3,1.1719133725566955E-2,0,9.621734145773362E-3,0,5.522817943548407E-5,3.0115814923121025E-2,null,9.0028654710542933E-3,1.1332562312710242E-2,0,6.5775235866208526E-3,0,5.522817943548407E-5,2.6912951370385386E-2]
[2004,12,16,14,9.099663544491484E-3,1.1716283760500022E-2,0,8.9873373800316049E-3,0,5.522817943548407E-5,2.9858512864458595E-2,null,9.3951477016919228E-3,1.1329806357580248E-2,0,6.1438429603716434E-3,0,5.522817943548407E-5,2.6868797019643814E-2]
[2004,12,16,15,8.9244081635320664E-3,1.1645502762352924E-2,0,8.9469629274292126E-3,0,5.522817943548407E-5,2.9572102032749688E-2,null,9.2142014302633753E-3,1.1261360166006561E-2,0,6.1162425392556853E-3,0,5.522817943548407E-5,2.6591804135525622E-2]
[2004,12,16,16,9.3865828022544045E-3,1.1197422631917914E-2,0,8.7271601530802823E-3,0,5.522817943548407E-5,2.9366393766688086E-2,null,9.6913837978906976E-3,1.0828060562285517E-2,0,5.9659829383582851E-3,0,5.522817943548407E-5,2.6485427298534498E-2]
[2004,12,16,17,1.0957106926883436E-2,1.1076470521742739E-2,1.2836407586414749E-4,9.4954764758830301E-3,1.3802503021234584E-5,5.522817943548407E-5,3.1726448682830075E-2,null,1.1312905961629635E-2,1.071109822039982E-2,6.2820918070281593E-5,6.4912124509031556E-3,1.2069975515548851E-5,5.522817943548407E-5,2.859010752651844E-2]
[2004,12,16,18,1.40569925320112E-2,1.0557222894967536E-2,5.9244957999998889E-4,7.835533426627855E-3,6.3703859999999826E-5,5.522817943548407E-5,3.3161130473042061E-2,null,1.4513451012128149E-2,1.0208978676075547E-2,2.8994269833984923E-4,5.3564570738052078E-3,5.5707579216829183E-5,5.522817943548407E-5,3.0424537039565581E-2]
[2004,12,16,19,1.5155354242124559E-2,1.0092587875040195E-2,5.9244957999998889E-4,6.5893045707067829E-3,6.3703859999999826E-5,5.522817943548407E-5,3.2548628307307009E-2,null,1.5647478709519748E-2,9.7596702681932712E-3,2.8994269833984923E-4,4.5045212824022414E-3,5.5707579216829183E-5,5.522817943548407E-5,3.0257320537671939E-2]
[2004,12,16,20,1.3674213386176907E-2,1.0097450710251031E-2,5.9244957999998889E-4,7.5866932519031002E-3,6.3703859999999826E-5,5.522817943548407E-5,3.2069738967766513E-2,null,1.4118242266809466E-2,9.7643726962339233E-3,2.8994269833984923E-4,5.1863471857378964E-3,5.5707579216829183E-5,5.522817943548407E-5,2.9414612426337965E-2]
[2004,12,16,21,1.3039046090764752E-2,9.7844293314348057E-3,5.9244957999998889E-4,7.0995369037338612E-3,6.3703859999999826E-5,5.522817943548407E-5,3.063439394536889E-2,null,1.3462449827176483E-2,9.4616767492710224E-3,2.8994269833984923E-4,4.8533217329547488E-3,5.5707579216829183E-5,5.522817943548407E-5,2.8123098586958932E-2]
[2004,12,16,22,1.1931130527504838E-2,9.1758433703253064E-3,5.9244957999998889E-4,6.414313925113174E-3,6.3703859999999826E-5,5.522817943548407E-5,2.8232669442378792E-2,null,1.2318558044042234E-2,8.873165815918703E-3,2.8994269833984923E-4,4.3848957469850543E-3,5.5707579216829183E-5,5.522817943548407E-5,2.592226988450267E-2]
[2004,12,16,23,1.0241310654897079E-2,8.8186667973158672E-3,5.9244957999998889E-4,6.6562120787889032E-3,6.3703859999999826E-5,5.522817943548407E-5,2.6427571150437323E-2,null,1.0573866362335519E-2,8.5277711933247919E-3,2.8994269833984923E-4,4.5502599928950371E-3,5.5707579216829183E-5,5.522817943548407E-5,2.3997547826112027E-2]
[2004,12,16,24,8.4297465889974117E-3,8.4456487495239152E-3,5.9244957999998889E-4,5.9059407689100295E-3,6.3703859999999826E-5,5.522817943548407E-5,2.3492717726866827E-2,null,8.7034772114632317E-3,8.1670576483342198E-3,2.8994269833984923E-4,4.0373662502154982E-3,5.5707579216829183E-5,5.522817943548407E-5,2.1253551387569628E-2]
[2004,12,17,1,8.6507486653655142E-3,7.5923093677108715E-3,5.9244957999998889E-4,2.3299843769139074E-3,6.3703859999999826E-5,5.522817943548407E-5,1.9284424029425765E-2,null,8.9316556644034872E-3,7.3418668155691381E-3,2.8994269833984923E-4,1.5928030190214223E-3,5.5707579216829183E-5,5.522817943548407E-5,1.8211975776550728E-2]
[2004,12,17,2,8.4936828645549422E-3,7.1693089004280708E-3,5.9244957999998889E-4,1.7925572504699147E-3,6.3703859999999826E-5,5.522817943548407E-5,1.81669306348884E-2,null,8.7694896249356728E-3,6.9328195885262553E-3,2.8994269833984923E-4,1.225411907739465E-3,5.5707579216829183E-5,5.522817943548407E-5,1.7273371398758071E-2]
[2004,12,17,3,8.4855683197185405E-3,7.0516888147006728E-3,5.9244957999998889E-4,1.3748684789648769E-3,6.3703859999999826E-5,5.522817943548407E-5,1.7623507232819562E-2,null,8.7611115847040476E-3,6.8190793597733348E-3,2.8994269833984923E-4,9.3987525656853926E-4,5.5707579216829183E-5,5.522817943548407E-5,1.6865716478602601E-2]
[2004,12,17,4,8.7629372737482551E-3,6.7835461881412037E-3,5.9244957999998889E-4,1.1169194734333781E-3,6.3703859999999826E-5,5.522817943548407E-5,1.7374784554758309E-2,null,9.047487259830022E-3,6.5597817789675517E-3,2.8994269833984923E-4,7.6353847129432357E-4,5.5707579216829183E-5,5.522817943548407E-5,1.6716457787648575E-2]
[2004,12,17,5,9.5427006739666649E-3,6.7118231128769053E-3,5.9244957999998889E-4,8.4620926986202173E-4,6.3703859999999826E-5,5.522817943548407E-5,1.7812114676141064E-2,null,9.8525711271187522E-3,6.4904245859594527E-3,2.8994269833984923E-4,5.7847799028823465E-4,5.5707579216829183E-5,5.522817943548407E-5,1.7267123980923119E-2]
[2004,12,17,6,1.0181084822709638E-2,7.1173682885103829E-3,5.9244957999998889E-4,8.9443117904758329E-4,6.3703859999999826E-5,5.522817943548407E-5,1.8904265909703077E-2,null,1.0511684877702402E-2,6.8825923076621985E-3,2.8994269833984923E-4,6.1144301927931841E-4,5.5707579216829183E-5,5.522817943548407E-5,1.8351370482200598E-2]
[2004,12,17,7,1.1586849410418333E-2,8.0502801765268278E-3,5.9244957999998889E-4,1.9518486764061485E-3,6.3703859999999826E-5,5.522817943548407E-5,2.2300359882786783E-2,null,1.1963097434964079E-2,7.784730840320938E-3,2.8994269833984923E-4,1.3343052834416298E-3,5.5707579216829183E-5,5.522817943548407E-5,2.1427783836283326E-2]
[2004,12,17,8,1.1624753259137543E-2,9.7709089624909221E-3,4.8388121983054084E-4,4.2884418486824113E-3,5.2029915330034484E-5,5.522817943548407E-5,2.6275243384906936E-2,null,1.2002232096969812E-2,9.4486023679101264E-3,2.3680973249005832E-4,2.9316261478656027E-3,4.5498979651983711E-5,5.522817943548407E-5,2.4664769324887582E-2]
[2004,12,17,9,1.1088916356353611E-2,1.0766636733304483E-2,0,5.4153544319796307E-3,0,5.522817943548407E-5,2.7326135701073208E-2,null,1.144899550519278E-2,1.0411484716852248E-2,0,3.7019960192835708E-3,0,5.522817943548407E-5,2.55624762413286E-2]
[2004,12,17,10,1.1479601305206521E-2,1.1034234444765168E-2,0,5.4360538346223024E-3,0,5.522817943548407E-5,2.8005117764029475E-2,null,1.185236677066369E-2,1.0670255357317839E-2,0,3.7161463592377195E-3,0,5.522817943548407E-5,2.6238768487219247E-2]
[2004,12,17,11,1.0557257577915436E-2,1.1291184552244208E-2,0,6.1621557423773123E-3,0,5.522817943548407E-5,2.8065826051972439E-2,null,1.0900072709761349E-2,1.0918729619362574E-2,0,4.2125176320448104E-3,0,5.522817943548407E-5,2.6031319961168732E-2]
[2004,12,17,12,9.899258104078176E-3,1.1306999951635581E-2,0,6.5927448805935523E-3,0,5.522817943548407E-5,2.7854231115742797E-2,null,1.0220706685500054E-2,1.0934023326499998E-2,0,4.506873116186326E-3,0,5.522817943548407E-5,2.5661603128186376E-2]
[2004,12,17,13,9.5723618241613552E-3,1.105798485781772E-2,0,6.8633529957407534E-3,0,5.522817943548407E-5,2.7548927857155313E-2,null,9.8831954337998355E-3,1.0693222331001522E-2,0,4.6918638084196603E-3,0,5.522817943548407E-5,2.5268281573221016E-2]
[2004,12,17,14,8.6551208651597916E-3,1.1167130531152912E-2,0,7.0897140912303085E-3,0,5.522817943548407E-5,2.6967193666978497E-2,null,8.9361698382130691E-3,1.0798767687270928E-2,0,4.8466067499849212E-3,0,5.522817943548407E-5,2.4581544275468919E-2]
[2004,12,17,15,9.2053128639919286E-3,1.1003249275793742E-2,0,6.5731460561642028E-3,0,5.522817943548407E-5,2.6836936375385357E-2,null,9.5042276645319543E-3,1.0640292275885251E-2,0,4.4934751436378206E-3,0,5.522817943548407E-5,2.4637995084055026E-2]
[2004,12,17,16,9.7248951374250686E-3,1.0473149441304371E-2,0,6.2883747362177137E-3,0,5.522817943548407E-5,2.6541647494382637E-2,null,1.0040681806843655E-2,1.0127678498537341E-2,0,4.2988023283881916E-3,0,5.522817943548407E-5,2.4467162633769187E-2]
[2004,12,17,17,1.0771006874596733E-2,1.0302428613353056E-2,1.2836407586414749E-4,7.1179835558337502E-3,1.3802503021234584E-5,5.522817943548407E-5,2.838881380210441E-2,null,1.1120762870846396E-2,9.962589127075103E-3,6.2820918070281593E-5,4.8659320677907521E-3,1.2069975515548851E-5,5.522817943548407E-5,2.6024174959298083E-2]
[2004,12,17,18,1.4478124012120064E-2,9.7168242845602423E-3,5.9244957999998889E-4,4.8946747403948538E-3,6.3703859999999826E-5,5.522817943548407E-5,2.9801004656510633E-2,null,1.4948257468225095E-2,9.3963017459388013E-3,2.8994269833984923E-4,3.346053639190084E-3,5.5707579216829183E-5,5.522817943548407E-5,2.803626313091066E-2]
[2004,12,17,19,1.4580660661424032E-2,9.4733644104466087E-3,5.9244957999998889E-4,4.5151606279831332E-3,6.3703859999999826E-5,5.522817943548407E-5,2.9280567319289248E-2,null,1.5054123686282195E-2,9.1608727237391368E-3,2.8994269833984923E-4,3.086613606029312E-3,5.5707579216829183E-5,5.522817943548407E-5,2.7647260293607322E-2]
[2004,12,17,20,1.5529051083661115E-2,8.9963466849305417E-3,5.9244957999998889E-4,3.7349451222530345E-3,6.3703859999999826E-5,5.522817943548407E-5,2.8971724510280163E-2,null,1.603331023007273E-2,8.6995900704928009E-3,2.8994269833984923E-4,2.5532496807912221E-3,5.5707579216829183E-5,5.522817943548407E-5,2.7631800258913434E-2]
[2004,12,17,21,1.3475559545225531E-2,8.8199695653351784E-3,5.9244957999998889E-4,4.088180664300169E-3,6.3703859999999826E-5,5.522817943548407E-5,2.7095091394296347E-2,null,1.3913137740898019E-2,8.5290309877860196E-3,2.8994269833984923E-4,2.7947253934067552E-3,5.5707579216829183E-5,5.522817943548407E-5,2.5582544399647474E-2]
[2004,12,17,22,1.2655460462315695E-2,8.1591229074179355E-3,5.9244957999998889E-4,3.2298159065685807E-3,6.3703859999999826E-5,5.522817943548407E-5,2.4755780895737683E-2,null,1.3066408411149973E-2,7.8899832471108731E-3,2.8994269833984923E-4,2.2079377775398425E-3,5.5707579216829183E-5,5.522817943548407E-5,2.3509979713357367E-2]
[2004,12,17,23,1.1335012658497141E-2,7.7583554235332256E-3,5.9244957999998889E-4,3.5400184899339032E-3,6.3703859999999826E-5,5.522817943548407E-5,2.3344768191399745E-2,null,1.1703083043284044E-2,7.5024356185585039E-3,2.8994269833984923E-4,2.419995684961076E-3,5.5707579216829183E-5,5.522817943548407E-5,2.1971164624360301E-2]
[2004,12,17,24,9.6930945582890116E-3,7.2075707627129526E-3,5.9244957999998889E-4,3.2590304455931652E-3,6.3703859999999826E-5,5.522817943548407E-5,2.0871077386030602E-2,null,1.0007848599712228E-2,6.9698193317408747E-3,2.8994269833984923E-4,2.2279091586438269E-3,5.5707579216829183E-5,5.522817943548407E-5,1.955122736765361E-2]
[2004,12,18,1,1.0036709439567642E-2,7.3393410257646223E-3,5.9244957999998889E-4,5.0244659222601368E-3,6.3703859999999826E-5,5.522817943548407E-5,2.311189800702787E-2,null,1.0362621338981949E-2,{"$f":"F8451*W$5","v":7.0972429751572337E-3},{"$f":"G8451*X$5","v":2.8994269833984923E-4},{"$f":"H8451*Y$5","v":3.4347803226673352E-3},{"$f":"I8451*Z$5","v":5.5707579216829183E-5},{"$f":"J8451","v":5.522817943548407E-5},2.1240294914363196E-2]
[2004,12,18,2,9.292781070763893E-3,7.1224994261559118E-3,5.9244957999998889E-4,5.2564300143349832E-3,6.3703859999999826E-5,5.522817943548407E-5,2.2383092130690261E-2,null,{"$f":"E8452*V$5","v":9.594536137785584E-3},6.8875541878203016E-3,2.8994269833984923E-4,3.5933535344975149E-3,5.5707579216829183E-5,5.522817943548407E-5,{"$f":"SUM(M8452:Q8452)","v":2.0421094137660082E-2}]
[2004,12,18,3,9.8452355750134942E-3,6.9087618453458795E-3,5.9244957999998889E-4,4.5463754900216344E-3,6.3703859999999826E-5,5.522817943548407E-5,2.2011754529816477E-2,null,1.0164929937568656E-2,6.6808670290405305E-3,2.8994269833984923E-4,3.1079524300085164E-3,5.5707579216829183E-5,5.522817943548407E-5,2.0299399674174379E-2]
[2004,12,18,4,1.0020592144741302E-2,6.7823467045120579E-3,5.9244957999998889E-4,4.3505365983708914E-3,6.3703859999999826E-5,5.522817943548407E-5,2.186485706705972E-2,null,1.0345980683565976E-2,6.5586218619217446E-3,2.8994269833984923E-4,2.9740748036373595E-3,5.5707579216829183E-5,5.522817943548407E-5,2.0224327626681759E-2]
[2004,12,18,5,1.0500012019805429E-2,6.7787859992403873E-3,5.9244957999998889E-4,4.1924276641297793E-3,6.3703859999999826E-5,5.522817943548407E-5,2.2182607302611068E-2,null,1.0840968274627055E-2,6.5551786113101094E-3,2.8994269833984923E-4,2.8659897923004754E-3,5.5707579216829183E-5,5.522817943548407E-5,2.0607786955794318E-2]
[2004,12,18,6,1.036857448794009E-2,7.0343124555379225E-3,5.9244957999998889E-4,4.5859436205470082E-3,6.3703859999999826E-5,5.522817943548407E-5,2.2700212183460491E-2,null,1.0705262704922971E-2,6.802276183225371E-3,2.8994269833984923E-4,3.1350016404591572E-3,5.5707579216829183E-5,5.522817943548407E-5,2.0988190806164177E-2]
[2004,12,18,7,1.2157583984992504E-2,7.3646068924133534E-3,5.9244957999998889E-4,3.4312371514806576E-3,6.3703859999999826E-5,5.522817943548407E-5,2.3664809648321988E-2,null,1.2552364895279427E-2,7.1216754131587486E-3,2.8994269833984923E-4,2.3456315621719717E-3,5.5707579216829183E-5,5.522817943548407E-5,2.2365322148166826E-2]
[2004,12,18,8,1.2823503789939164E-2,8.1077950234387033E-3,4.9375537910224094E-4,4.4407964318939593E-3,5.3091646287565237E-5,5.522817943548407E-5,2.5974170450097117E-2,null,1.3239908439539708E-2,7.8403484825288125E-3,2.4164211060242734E-4,3.0357774213700733E-3,4.6427439268459139E-5,5.522817943548407E-5,2.4404103893309482E-2]
[2004,12,18,9,1.3645698545743512E-2,8.6009366638992099E-3,0,5.3152780309745585E-3,0,5.522817943548407E-5,2.7617141420052765E-2,null,1.4088801492845455E-2,8.3172231816645188E-3,0,3.6335826877466411E-3,0,5.522817943548407E-5,2.6039607362256613E-2]
[2004,12,18,10,1.4513995770545031E-2,8.8836650636817446E-3,0,5.5682782218040025E-3,0,5.522817943548407E-5,2.9021167235466262E-2,null,1.4985294053926771E-2,8.5906254043150165E-3,0,3.8065364087067296E-3,0,5.522817943548407E-5,2.7382455866948516E-2]
[2004,12,18,11,1.5793068202312903E-2,8.8569571493059465E-3,0,4.8511685993406365E-3,0,5.522817943548407E-5,2.9556422130394971E-2,null,1.6305900509194671E-2,8.5647984864733046E-3,0,3.3163123613069619E-3,0,5.522817943548407E-5,2.8187011356974937E-2]
[2004,12,18,12,1.3777514471574619E-2,8.99747242854247E-3,0,5.8208751246108031E-3,0,5.522817943548407E-5,2.8651090204163378E-2,null,1.4224897743719281E-2,8.7006786799351931E-3,0,3.9792144375264049E-3,0,5.522817943548407E-5,2.6904790861180881E-2]
[2004,12,18,13,1.3339754885669495E-2,8.8886340455866415E-3,0,5.6241656688563839E-3,0,5.522817943548407E-5,2.7907782779548005E-2,null,1.3772923234189216E-2,8.595430477658034E-3,0,3.8447416839319389E-3,0,5.522817943548407E-5,2.6213095395779186E-2]
[2004,12,18,14,1.1286393320597584E-2,9.0189770714811743E-3,0,6.9627479230250028E-3,0,5.522817943548407E-5,2.7323346494539245E-2,null,1.1652884938871566E-2,8.7214739632575245E-3,0,4.7598112770046042E-3,0,5.522817943548407E-5,2.5134170179133691E-2]
[2004,12,18,15,1.1047229091385644E-2,8.8769733758808211E-3,0,6.478301757509527E-3,0,5.522817943548407E-5,2.6457732404211474E-2,null,1.140595457189468E-2,8.5841544508506226E-3,0,4.4286385349759944E-3,0,5.522817943548407E-5,2.4418747557721297E-2]
[2004,12,18,16,1.1995595431004868E-2,8.6796265234338685E-3,0,6.0513345377084188E-3,0,5.522817943548407E-5,2.678178467158264E-2,null,1.2385116251056903E-2,8.3933173501788208E-3,0,4.1367590342116347E-3,0,5.522817943548407E-5,2.4915192635447357E-2]
[2004,12,18,17,1.3102588818300875E-2,8.701966585011987E-3,1.2836407586414749E-4,6.408305359687499E-3,1.3802503021234584E-5,5.522817943548407E-5,2.8410255521321228E-2,null,1.3528055913341244E-2,8.4149204947313472E-3,6.2820918070281593E-5,4.3807882253875576E-3,1.2069975515548851E-5,5.522817943548407E-5,2.639865552704598E-2]
[2004,12,18,18,1.4515020789914811E-2,8.7003512282401267E-3,5.9244957999998889E-4,6.7298138060939913E-3,6.3703859999999826E-5,5.522817943548407E-5,3.0656567443684401E-2,null,1.49863523577123E-2,8.4133584226786639E-3,2.8994269833984923E-4,4.6005749454836944E-3,5.5707579216829183E-5,5.522817943548407E-5,2.8345936003431337E-2]
[2004,12,18,19,1.4826273439870769E-2,8.3244053521921487E-3,5.9244957999998889E-4,6.1602671306542085E-3,6.3703859999999826E-5,5.522817943548407E-5,3.0022327542152595E-2,null,1.5307711999701422E-2,8.0498136277911865E-3,2.8994269833984923E-4,4.2112265562401297E-3,5.5707579216829183E-5,5.522817943548407E-5,2.7914402461289418E-2]
[2004,12,18,20,1.5143929457014921E-2,7.9378176216771783E-3,5.9244957999998889E-4,5.4461766436358838E-3,6.3703859999999826E-5,5.522817943548407E-5,2.9239305341763458E-2,null,1.5635682938935448E-2,7.6759780143420206E-3,2.8994269833984923E-4,3.7230664231306652E-3,5.5707579216829183E-5,5.522817943548407E-5,2.7380377653964814E-2]
[2004,12,18,21,1.3524628787476074E-2,7.8364970457573072E-3,5.9244957999998889E-4,6.1782418500565669E-3,6.3703859999999826E-5,5.522817943548407E-5,2.825074930272542E-2,null,1.3963800358949764E-2,7.5779996341084526E-3,2.8994269833984923E-4,4.2235142726788381E-3,5.5707579216829183E-5,5.522817943548407E-5,2.6110964543293733E-2]
[2004,12,18,22,1.3482660156939056E-2,7.4314500196614314E-3,5.9244957999998889E-4,5.4381092280022733E-3,6.3703859999999826E-5,5.522817943548407E-5,2.7063601024038233E-2,null,1.3920468923583484E-2,7.1863136298097501E-3,2.8994269833984923E-4,3.7175514488225819E-3,5.5707579216829183E-5,5.522817943548407E-5,2.5169984279772496E-2]
[2004,12,18,23,1.3558934457107681E-2,6.8981519469547385E-3,5.9244957999998889E-4,4.0548307685237782E-3,6.3703859999999826E-5,5.522817943548407E-5,2.5223298792021672E-2,null,1.3999220001842991E-2,6.6706071124404817E-3,2.8994269833984923E-4,2.7719270368156078E-3,5.5707579216829183E-5,5.522817943548407E-5,2.3787404428655758E-2]
[2004,12,18,24,9.9327542038756302E-3,7.0553433360824652E-3,5.9244957999998889E-4,6.6809000787585856E-3,6.3703859999999826E-5,5.522817943548407E-5,2.4380379238152155E-2,null,1.0255290470217919E-2,6.8226133318443202E-3,2.8994269833984923E-4,4.5671369819748498E-3,5.5707579216829183E-5,5.522817943548407E-5,2.1990691061593765E-2]
[2004,12,19,1,9.0780667845030798E-3,7.5578631493036751E-3,5.9244957999998889E-4,8.6026622445606483E-3,6.3703859999999826E-5,5.522817943548407E-5,2.5949973797802874E-2,null,9.3728496519918467E-3,7.3085568520788215E-3,2.8994269833984923E-4,5.8808747949231875E-3,5.5707579216829183E-5,5.522817943548407E-5,2.2907931576550536E-2]
[2004,12,19,2,9.2787076740457226E-3,7.3710944955183572E-3,5.9244957999998889E-4,8.0395407311500619E-3,6.3703859999999826E-5,5.522817943548407E-5,2.5400724520149614E-2,null,9.5800057499107749E-3,7.1279490139358427E-3,2.8994269833984923E-4,5.4959187173102102E-3,5.5707579216829183E-5,5.522817943548407E-5,2.2549523758713507E-2]
[2004,12,19,3,8.8072278653185034E-3,7.2940657182265865E-3,5.9244957999998889E-4,8.3635420601996541E-3,6.3703859999999826E-5,5.522817943548407E-5,2.5176217263180214E-2,null,9.093216054918243E-3,7.0534611346289916E-3,2.8994269833984923E-4,5.7174095994768481E-3,5.5707579216829183E-5,5.522817943548407E-5,2.2209737066580762E-2]
[2004,12,19,4,9.4862509869985366E-3,7.1356354419612753E-3,5.9244957999998889E-4,7.5545927523918317E-3,6.3703859999999826E-5,5.522817943548407E-5,2.4887860800787115E-2,null,9.7942884066437863E-3,6.9002568944487152E-3,2.8994269833984923E-4,5.164402930214018E-3,5.5707579216829183E-5,5.522817943548407E-5,2.2204598508863201E-2]
[2004,12,19,5,9.8452939995035075E-3,7.1821476854881392E-3,5.9244957999998889E-4,7.5328269704057127E-3,6.3703859999999826E-5,5.522817943548407E-5,2.5271650274832833E-2,null,1.0164990259217955E-2,6.9452348689659094E-3,2.8994269833984923E-4,5.149523601578874E-3,5.5707579216829183E-5,5.522817943548407E-5,2.2605399007319418E-2]
[2004,12,19,6,1.0121788722343364E-2,7.3312965073742053E-3,5.9244957999998889E-4,7.545210848696045E-3,6.3703859999999826E-5,5.522817943548407E-5,2.5709677697849084E-2,null,1.0450463315130155E-2,7.0894638160427462E-3,2.8994269833984923E-4,5.1579893573682591E-3,5.5707579216829183E-5,5.522817943548407E-5,2.3043566766097839E-2]
[2004,12,19,7,1.0308957464184683E-2,7.7960355662968286E-3,5.9244957999998889E-4,8.1153814870594653E-3,6.3703859999999826E-5,5.522817943548407E-5,2.6931756136976452E-2,null,1.0643709797941438E-2,7.5388728310538918E-3,2.8994269833984923E-4,5.547764294548529E-3,5.5707579216829183E-5,5.522817943548407E-5,2.4075997201100537E-2]
[2004,12,19,8,1.1805080835581289E-2,8.2004336693649801E-3,5.0362953896639052E-4,7.242149332931205E-3,5.4153377308799846E-5,5.522817943548407E-5,2.786067493358815E-2,null,1.2188415268149008E-2,7.9299313179251076E-3,2.4647448900473904E-4,4.9508131625223472E-3,4.7355898940642142E-5,5.522817943548407E-5,2.5362990136541846E-2]
[2004,12,19,9,1.3382489300048843E-2,8.4286168080920151E-3,0,7.5267464652386384E-3,0,5.522817943548407E-5,2.9393080752814979E-2,null,1.3817045319920873E-2,8.1505875284342867E-3,0,5.1453669011806858E-3,0,5.522817943548407E-5,2.7112999749535842E-2]
[2004,12,19,10,1.3774390905006585E-2,8.8709129684638247E-3,0,7.7175851612693597E-3,0,5.522817943548407E-5,3.0418117214175255E-2,null,1.4221672748737953E-2,8.5782939541362881E-3,0,5.2758263386754791E-3,0,5.522817943548407E-5,2.8075793041549724E-2]
[2004,12,19,11,1.3046103708917295E-2,9.1323374447384517E-3,0,8.3025366675476275E-3,0,5.522817943548407E-5,3.053620600063886E-2,null,1.3469736620214608E-2,8.8310949918944375E-3,0,5.675705640190461E-3,0,5.522817943548407E-5,2.7976537252299503E-2]
[2004,12,19,12,1.2757906426553795E-2,9.2299794814635801E-3,0,8.6853276507004792E-3,0,5.522817943548407E-5,3.0728441738153339E-2,null,1.3172180999416916E-2,8.9255161745039838E-3,0,5.9373857783326786E-3,0,5.522817943548407E-5,2.8035082952253577E-2]
[2004,12,19,13,1.2143726102025583E-2,9.1779530272857197E-3,0,8.6402590180677079E-3,0,5.522817943548407E-5,3.0017166326814494E-2,null,1.2538057019315617E-2,8.8752058830023454E-3,0,5.9065763639726881E-3,0,5.522817943548407E-5,2.7319839266290651E-2]
[2004,12,19,14,1.2134712496480175E-2,9.0411860685693218E-3,0,7.844762552525324E-3,0,5.522817943548407E-5,2.9075889297010306E-2,null,1.2528750724087245E-2,8.7429503666588398E-3,0,5.3627662060629477E-3,0,5.522817943548407E-5,2.6634467296809031E-2]
[2004,12,19,15,1.1602765837663075E-2,9.0341777155937032E-3,0,7.7115716278792108E-3,0,5.522817943548407E-5,2.8403743360571474E-2,null,1.1979530700228938E-2,8.7361731936471173E-3,0,5.2717154209226732E-3,0,5.522817943548407E-5,2.5987419314798726E-2]
[2004,12,19,16,1.2086153272684355E-2,8.8877037721451918E-3,0,7.6849857204145822E-3,0,5.522817943548407E-5,2.8714070944679614E-2,null,1.2478614685802903E-2,8.5945308905392287E-3,0,5.2535410013460184E-3,0,5.522817943548407E-5,2.6326686577688149E-2]
[2004,12,19,17,1.3145676698551829E-2,8.9454395957892299E-3,1.1848991599999779E-4,7.9256474799431886E-3,1.2740771999999965E-5,5.522817943548407E-5,3.0203222641719731E-2,null,1.3572542942683728E-2,8.6503622202640761E-3,5.7988539667969852E-5,5.4180600345800061E-3,1.1141515843365836E-5,5.522817943548407E-5,2.7710095253039142E-2]
[2004,12,19,18,1.4868986647705369E-2,8.776737605425914E-3,5.9244957999998889E-4,7.7959504399683164E-3,6.3703859999999826E-5,5.522817943548407E-5,3.2153056312535074E-2,null,1.5351812190269683E-2,8.487225092312407E-3,2.8994269833984923E-4,5.3293977075373937E-3,5.5707579216829183E-5,5.522817943548407E-5,2.9514085267676161E-2]
[2004,12,19,19,1.5155924298997172E-2,8.5101333125285721E-3,5.9244957999998889E-4,8.2246285353825884E-3,6.3703859999999826E-5,5.522817943548407E-5,3.2602067766343806E-2,null,1.5648067277271773E-2,8.229415101160608E-3,2.8994269833984923E-4,5.6224467817413085E-3,5.5707579216829183E-5,5.522817943548407E-5,2.984557943773037E-2]
[2004,12,19,20,1.5433506337353169E-2,8.1359099858856459E-3,5.9244957999998889E-4,7.2756382790722419E-3,6.3703859999999826E-5,5.522817943548407E-5,3.1556436221746531E-2,null,1.5934662955995521E-2,7.8675360350655994E-3,2.8994269833984923E-4,4.9737065754764465E-3,5.5707579216829183E-5,5.522817943548407E-5,2.9121555844094243E-2]
[2004,12,19,21,1.4699931865403212E-2,8.1303505531826834E-3,5.9244957999998889E-4,7.6289220181054596E-3,6.3703859999999826E-5,5.522817943548407E-5,3.1170586056126826E-2,null,1.5177267863257985E-2,7.8621599877394914E-3,2.8994269833984923E-4,5.2152152360832628E-3,5.5707579216829183E-5,5.522817943548407E-5,2.8600293364637416E-2]
[2004,12,19,22,1.3795057747275713E-2,8.0038270373614228E-3,5.9244957999998889E-4,7.2837654401117944E-3,6.3703859999999826E-5,5.522817943548407E-5,2.9794031844184405E-2,null,1.4243010684442572E-2,7.7398100205282204E-3,2.8994269833984923E-4,4.9792623924030041E-3,5.5707579216829183E-5,5.522817943548407E-5,2.7307733374930476E-2]
[2004,12,19,23,1.1436127011062239E-2,8.0999746912662901E-3,5.9244957999998889E-4,7.9090968030184217E-3,6.3703859999999826E-5,5.522817943548407E-5,2.8156580124782421E-2,null,1.180748077980092E-2,7.8327861145479245E-3,2.8994269833984923E-4,5.4067458092857002E-3,5.5707579216829183E-5,5.522817943548407E-5,2.5392662981191222E-2]
[2004,12,19,24,9.9050620731337621E-3,8.1036030514916885E-3,5.9244957999998889E-4,7.730429479781923E-3,6.3703859999999826E-5,5.522817943548407E-5,2.6450476223842844E-2,null,1.0226699120963922E-2,7.8362947884235024E-3,2.8994269833984923E-4,5.2846068564792849E-3,5.5707579216829183E-5,5.522817943548407E-5,2.3693251043423388E-2]
[2004,12,20,1,1.2038882037362126E-2,7.4572227156673764E-3,5.9244957999998889E-4,3.5399977893069258E-3,6.3703859999999826E-5,5.522817943548407E-5,2.3747484161771901E-2,null,1.2429808459537249E-2,7.211236178719378E-3,2.8994269833984923E-4,2.4199815337841535E-3,5.5707579216829183E-5,5.522817943548407E-5,2.240667644959746E-2]
[2004,12,20,2,1.1933614275455437E-2,7.2096720491212846E-3,5.9244957999998889E-4,3.1806380680568487E-3,6.3703859999999826E-5,5.522817943548407E-5,2.3035306012069042E-2,null,1.2321122444224234E-2,6.9718513043863723E-3,2.8994269833984923E-4,2.174319264717802E-3,5.5707579216829183E-5,5.522817943548407E-5,2.1812943290885085E-2]
[2004,12,20,3,1.2019615902336241E-2,7.159071311925916E-3,5.9244957999998889E-4,2.7988543260089684E-3,6.3703859999999826E-5,5.522817943548407E-5,2.2688923159706598E-2,null,1.2409916714823402E-2,6.9229197006719645E-3,2.8994269833984923E-4,1.9133276877044813E-3,5.5707579216829183E-5,5.522817943548407E-5,2.1591814380756524E-2]
[2004,12,20,4,1.2553252653130599E-2,7.0089933845710849E-3,5.9244957999998889E-4,2.5623578043314334E-3,6.3703859999999826E-5,5.522817943548407E-5,2.2835985461468589E-2,null,1.2960881711303844E-2,6.7777922959218542E-3,2.8994269833984923E-4,1.7516560570066924E-3,5.5707579216829183E-5,5.522817943548407E-5,2.1835980341789067E-2]
[2004,12,20,5,1.3301592971119155E-2,7.1165938800112662E-3,5.9244957999998889E-4,2.1961330705512392E-3,6.3703859999999826E-5,5.522817943548407E-5,2.3325701541117131E-2,null,1.3733522126442015E-2,6.8818434440706356E-3,2.8994269833984923E-4,1.5013007896559176E-3,5.5707579216829183E-5,5.522817943548407E-5,2.2462316637725247E-2]
[2004,12,20,6,1.4190528021980607E-2,7.5348047837285343E-3,5.9244957999998889E-4,2.5313260670690218E-3,6.3703859999999826E-5,5.522817943548407E-5,2.4968040492213635E-2,null,1.4651322664804787E-2,7.2862590977542463E-3,2.8994269833984923E-4,1.7304424191442291E-3,5.5707579216829183E-5,5.522817943548407E-5,2.4013674459259941E-2]
[2004,12,20,7,1.6545266330364853E-2,8.519398838230512E-3,5.9244957999998889E-4,2.6722612464223569E-3,6.3703859999999826E-5,5.522817943548407E-5,2.8448308034453196E-2,null,1.7082524005154837E-2,8.2383749910156217E-3,2.8994269833984923E-4,1.8267872622189484E-3,5.5707579216829183E-5,5.522817943548407E-5,2.7493336535946086E-2]
[2004,12,20,8,1.4947000613442285E-2,1.0394192901895718E-2,5.0362953896639052E-4,5.8056549796573183E-3,5.4153377308799846E-5,5.522817943548407E-5,3.1759859590705992E-2,null,1.5432359424495366E-2,1.0051326446943933E-2,2.4647448900473904E-4,3.968809778562999E-3,4.7355898940642142E-5,5.522817943548407E-5,2.974632603794768E-2]
[2004,12,20,9,1.4438776237238877E-2,1.1687123333038521E-2,0,8.2221533714727669E-3,0,5.522817943548407E-5,3.4403281121185646E-2,null,1.4907631992905684E-2,1.1301607826100761E-2,0,5.6207547323923086E-3,0,5.522817943548407E-5,3.1829994551398753E-2]
[2004,12,20,10,1.357882180546488E-2,1.2163796396308362E-2,0,9.8342028273967815E-3,0,5.522817943548407E-5,3.5632049208605507E-2,null,1.401975313191943E-2,1.1762557186249358E-2,0,6.7227695208384574E-3,0,5.522817943548407E-5,3.2505079839007245E-2]
[2004,12,20,11,1.3044753081030754E-2,1.2420013248469591E-2,0,1.0438286187651998E-2,0,5.522817943548407E-5,3.5958280696587824E-2,null,1.3468342134756763E-2,1.2010322380390714E-2,0,7.1357275687501526E-3,0,5.522817943548407E-5,3.2614392083897631E-2]
[2004,12,20,12,1.2786488107938707E-2,1.2305848307663559E-2,0,9.9208645571941048E-3,0,5.522817943548407E-5,3.5068429152231857E-2,null,1.3201690784790958E-2,1.189992332394948E-2,0,6.7820124351783487E-3,0,5.522817943548407E-5,3.1883626543918783E-2]
[2004,12,20,13,1.2177661816149432E-2,1.2022357461288611E-2,0,9.8344966158101649E-3,0,5.522817943548407E-5,3.4089744072683691E-2,null,1.257309469351061E-2,1.1625783805034514E-2,0,6.7229703578382365E-3,0,5.522817943548407E-5,3.0921848856383358E-2]
[2004,12,20,14,1.2326676024216603E-2,1.2172571452729288E-2,0,9.106020914409681E-3,0,5.522817943548407E-5,3.3660496570791058E-2,null,1.2726947689019353E-2,1.1771042785613306E-2,0,6.2249763335129335E-3,0,5.522817943548407E-5,3.072296680814559E-2]
[2004,12,20,15,1.1884198461780142E-2,1.2042932323312069E-2,0,9.1451239505814328E-3,0,5.522817943548407E-5,3.3127482915109127E-2,null,1.2270102000884906E-2,1.1645679977517602E-2,0,6.2517076003336001E-3,0,5.522817943548407E-5,3.016748957873611E-2]
[2004,12,20,16,1.185293089810961E-2,1.1704694652685652E-2,0,9.8050247139264725E-3,0,5.522817943548407E-5,3.3417878444157223E-2,null,1.2237819117290322E-2,1.1318599532098895E-2,0,6.7028230406451375E-3,0,5.522817943548407E-5,3.0259241690034355E-2]
[2004,12,20,17,1.4187007771689556E-2,1.1384468806807638E-2,1.1848991599999779E-4,9.5075730176528359E-3,1.2740771999999965E-5,5.522817943548407E-5,3.5265508463585518E-2,null,1.4647688104991707E-2,{"$f":"F8515*W$5","v":1.1008936767125423E-2},{"$f":"G8515*X$5","v":5.7988539667969852E-5},{"$f":"H8515*Y$5","v":6.499481780277881E-3},{"$f":"I8515*Z$5","v":1.1141515843365836E-5},{"$f":"J8515","v":5.522817943548407E-5},3.2225236707906349E-2]
[2004,12,20,18,1.7403296621765322E-2,1.092102528618822E-2,5.9244957999998889E-4,8.6179167566833147E-3,6.3703859999999826E-5,5.522817943548407E-5,3.7653620284072327E-2,null,{"$f":"E8516*V$5","v":1.7968416245106183E-2},1.0560780555341322E-2,2.8994269833984923E-4,5.8913029476625051E-3,5.5707579216829183E-5,5.522817943548407E-5,{"$f":"SUM(M8516:Q8516)","v":3.4766150025666687E-2}]
[2004,12,20,19,2.0003852197091485E-2,1.0343825092479537E-2,5.9244957999998889E-4,5.9906320616545201E-3,6.3703859999999826E-5,5.522817943548407E-5,3.7049690970661013E-2,null,2.0653417027518415E-2,1.0002620087572139E-2,2.8994269833984923E-4,4.0952621520527989E-3,5.5707579216829183E-5,5.522817943548407E-5,3.509694954470003E-2]
[2004,12,20,20,1.8574161039204139E-2,1.0284395099567998E-2,5.9244957999998889E-4,6.7996723588014032E-3,6.3703859999999826E-5,5.522817943548407E-5,3.636961011700901E-2,null,1.9177300956799981E-2,9.9451504730353052E-3,2.8994269833984923E-4,4.6483310226313928E-3,5.5707579216829183E-5,5.522817943548407E-5,3.4116432730023356E-2]
[2004,12,20,21,1.7757377786448435E-2,1.0040203827267237E-2,5.9244957999998889E-4,6.180233794710395E-3,6.3703859999999826E-5,5.522817943548407E-5,3.4689197027861537E-2,null,1.8333995128800046E-2,9.7090141788029848E-3,2.8994269833984923E-4,4.2248759880146912E-3,5.5707579216829183E-5,5.522817943548407E-5,3.2613535573174403E-2]
[2004,12,20,22,1.6852263921326743E-2,9.2694213688337725E-3,5.9244957999998889E-4,5.7800642469128796E-3,6.3703859999999826E-5,5.522817943548407E-5,3.2613131156508865E-2,null,1.7399490417929139E-2,8.9636570180868565E-3,2.8994269833984923E-4,3.9513156714015155E-3,5.5707579216829183E-5,5.522817943548407E-5,3.0660113384974191E-2]
[2004,12,20,23,1.4793936781636608E-2,9.0045726961388694E-3,5.9244957999998889E-4,5.4717660925583805E-3,6.3703859999999826E-5,5.522817943548407E-5,2.9981657189769331E-2,null,1.5274325305918334E-2,8.7075447356401107E-3,2.8994269833984923E-4,3.740559652657308E-3,5.5707579216829183E-5,5.522817943548407E-5,2.8068079971772433E-2]
[2004,12,20,24,1.2505082556397727E-2,8.653565963238562E-3,5.9244957999998889E-4,4.8575555491962895E-3,6.3703859999999826E-5,5.522817943548407E-5,2.6727585688268048E-2,null,1.2911147435811419E-2,8.3681164326679016E-3,2.8994269833984923E-4,3.3206785506742472E-3,5.5707579216829183E-5,5.522817943548407E-5,2.4945592696710248E-2]
[2004,12,21,1,1.0726130822718442E-2,8.2318600821494996E-3,5.9244957999998889E-4,4.4622809756574341E-3,6.3703859999999826E-5,5.522817943548407E-5,2.4131653499960846E-2,null,1.1074429604390566E-2,7.9603210881492113E-3,2.8994269833984923E-4,3.050464492454252E-3,5.5707579216829183E-5,5.522817943548407E-5,2.2430865462550707E-2]
[2004,12,21,2,1.0878043352425627E-2,7.7665913716162913E-3,5.9244957999998889E-4,3.8741324328979347E-3,6.3703859999999826E-5,5.522817943548407E-5,2.3230148776375324E-2,null,1.1231275035802219E-2,7.5103998927993519E-3,2.8994269833984923E-4,2.6483996615384369E-3,5.5707579216829183E-5,5.522817943548407E-5,2.1735724867696687E-2]
[2004,12,21,3,1.0787625275803386E-2,7.6684707917180905E-3,5.9244957999998889E-4,3.6987545079184541E-3,6.3703859999999826E-5,5.522817943548407E-5,2.2866232194875401E-2,null,1.1137920904562598E-2,7.4155159524079452E-3,2.8994269833984923E-4,2.5285093776615032E-3,5.5707579216829183E-5,5.522817943548407E-5,2.1427596512188726E-2]
[2004,12,21,4,1.1514132439095232E-2,7.4053938111450683E-3,5.9244957999998889E-4,3.3700828640839762E-3,6.3703859999999826E-5,5.522817943548407E-5,2.3000990733759746E-2,null,1.1888019199086469E-2,7.1611169204317824E-3,2.8994269833984923E-4,2.3038258167958786E-3,5.5707579216829183E-5,5.522817943548407E-5,2.1698612213870809E-2]
[2004,12,21,5,1.2138652041441912E-2,7.4155151790942864E-3,5.9244957999998889E-4,3.260777683180823E-3,6.3703859999999826E-5,5.522817943548407E-5,2.3526326523152494E-2,null,1.2532818193902145E-2,7.170904421424637E-3,2.8994269833984923E-4,2.2291035895302073E-3,5.5707579216829183E-5,5.522817943548407E-5,2.227847648241367E-2]
[2004,12,21,6,1.2837900076464121E-2,7.8362714292200854E-3,5.9244957999998889E-4,3.4551981976382201E-3,6.3703859999999826E-5,5.522817943548407E-5,2.4840751322757901E-2,null,1.3254772202094941E-2,7.5777814598366406E-3,2.8994269833984923E-4,2.3620115976077578E-3,5.5707579216829183E-5,5.522817943548407E-5,2.354021553709602E-2]
[2004,12,21,7,1.4460305620065804E-2,8.7521127536515017E-3,5.9244957999998889E-4,3.8304501456608159E-3,6.3703859999999826E-5,5.522817943548407E-5,2.7754250138813594E-2,null,1.4929860477573966E-2,8.4634125244460682E-3,2.8994269833984923E-4,2.6185379681818491E-3,5.5707579216829183E-5,5.522817943548407E-5,2.6357461247758562E-2]
[2004,12,21,8,1.4070867830831934E-2,1.0581007284924285E-2,5.1350369883054032E-4,6.881461677839068E-3,5.521510833003447E-5,5.522817943548407E-5,3.2157283780191351E-2,null,1.4527776869473152E-2,1.0231978505889472E-2,2.5130686740705078E-4,4.7042431032348897E-3,4.8284358612825166E-5,5.522817943548407E-5,2.9763589704617392E-2]
[2004,12,21,9,1.3223563103270795E-2,1.1753887429322277E-2,0,8.5334310035687887E-3,0,5.522817943548407E-5,3.3566109715597342E-2,null,1.3652958473731732E-2,1.1366169618730262E-2,0,5.833547554983283E-3,0,5.522817943548407E-5,3.0852675647445277E-2]
[2004,12,21,10,1.2410193663549125E-2,1.2127689218078861E-2,0,9.659753447810792E-3,0,5.522817943548407E-5,3.4252864508874263E-2,null,1.2813177312058622E-2,1.1727641051933965E-2,0,6.603514000834065E-3,0,5.522817943548407E-5,3.1144332364826652E-2]
[2004,12,21,11,1.1772518900045699E-2,1.2340496802210351E-2,0,9.7531344878915103E-3,0,5.522817943548407E-5,3.3921378369583047E-2,null,1.2154795981862863E-2,1.1933428891228441E-2,0,6.667350309795473E-3,0,5.522817943548407E-5,3.0755575182886779E-2]
[2004,12,21,12,1.1550707386404764E-2,1.2214661268351499E-2,0,9.5264438835479422E-3,0,5.522817943548407E-5,3.3347040717739695E-2,null,1.1925781807613096E-2,1.1811744211967764E-2,0,6.5123821123432334E-3,0,5.522817943548407E-5,3.0249908131924092E-2]
[2004,12,21,13,1.1030564819730563E-2,1.1952018857055258E-2,0,9.4033987461150676E-3,0,5.522817943548407E-5,3.2441210602336373E-2,null,1.138874917822544E-2,1.1557765414415376E-2,0,6.4282670992466331E-3,0,5.522817943548407E-5,2.9374781691887449E-2]
[2004,12,21,14,1.059855332805658E-2,1.2041383315112906E-2,0,9.096757994704047E-3,0,5.522817943548407E-5,3.1791922817309019E-2,null,1.0942709414968223E-2,1.1644182065440567E-2,0,6.2186440994351977E-3,0,5.522817943548407E-5,2.8805535579843989E-2]
[2004,12,21,15,1.1228836851421472E-2,1.1816143847528836E-2,0,8.2535728830778633E-3,0,5.522817943548407E-5,3.1353781761463653E-2,null,1.159345949677104E-2,1.1426372425116264E-2,0,5.6422334570724554E-3,0,5.522817943548407E-5,2.866206537895976E-2]
[2004,12,21,16,1.2228429943416115E-2,1.1365245973953549E-2,0,7.9952917584955562E-3,0,5.522817943548407E-5,3.1644195855300705E-2,null,1.2625511362750818E-2,1.0990348025308225E-2,0,5.4656696315519429E-3,0,5.522817943548407E-5,2.9081529019610985E-2]
[2004,12,21,17,1.3871583140196516E-2,1.1051117723322644E-2,1.086157561358481E-4,7.6579027053684636E-3,1.1679040978765346E-5,5.522817943548407E-5,3.2756126545437719E-2,null,1.4322021008934864E-2,1.0686581718188527E-2,5.3156161265658126E-5,5.2350267535437233E-3,1.0213056171182823E-5,5.522817943548407E-5,3.0306998698103958E-2]
[2004,12,21,18,1.6350307600520999E-2,1.0773333059705861E-2,5.9244957999998889E-4,7.7834328112288461E-3,6.3703859999999826E-5,5.522817943548407E-5,3.5618455090891177E-2,null,1.6881234577951116E-2,1.0417960155906614E-2,2.8994269833984923E-4,5.3208405184657541E-3,5.5707579216829183E-5,5.522817943548407E-5,3.2965685529880162E-2]
[2004,12,21,19,1.8422132857058703E-2,1.0213393214727935E-2,5.9244957999998889E-4,5.6503693572320032E-3,6.3703859999999826E-5,5.522817943548407E-5,3.4997277048454109E-2,null,1.9020336117485593E-2,9.8764906810137765E-3,2.8994269833984923E-4,3.8626548143235961E-3,5.5707579216829183E-5,5.522817943548407E-5,3.3105131890379648E-2]
[2004,12,21,20,1.820785818253623E-2,1.0003407665021164E-2,5.9244957999998889E-4,5.6357693950547499E-3,6.3703859999999826E-5,5.522817943548407E-5,3.4558416862047615E-2,null,1.8799103518496889E-2,9.6734317875369416E-3,2.8994269833984923E-4,3.852674119146434E-3,5.5707579216829183E-5,5.522817943548407E-5,3.2670859702736942E-2]
[2004,12,21,21,1.6508308959080856E-2,9.7982943438546209E-3,5.9244957999998889E-4,6.0552147538429461E-3,6.3703859999999826E-5,5.522817943548407E-5,3.3073199676213895E-2,null,1.7044366554587378E-2,9.4750844055785238E-3,2.8994269833984923E-4,4.1394115927587084E-3,5.5707579216829183E-5,5.522817943548407E-5,3.1004512830481289E-2]
[2004,12,21,22,1.5006451381612232E-2,9.1546617888155334E-3,5.9244957999998889E-4,5.7339981137845882E-3,6.3703859999999826E-5,5.522817943548407E-5,3.0606492903647829E-2,null,1.5493740677242211E-2,8.8526829374088716E-3,2.8994269833984923E-4,3.9198243547006843E-3,5.5707579216829183E-5,5.522817943548407E-5,2.8611898246908445E-2]
[2004,12,21,23,1.3789037901277848E-2,8.833527578087922E-3,5.9244957999998889E-4,5.7404914925578802E-3,6.3703859999999826E-5,5.522817943548407E-5,2.9074438591359122E-2,null,1.4236795362083141E-2,8.5421417712240287E-3,2.8994269833984923E-4,3.924263300049944E-3,5.5707579216829183E-5,5.522817943548407E-5,2.7048850710913792E-2]
[2004,12,21,24,1.2102960359030706E-2,8.4360996163334034E-3,5.9244957999998889E-4,4.8658184457323434E-3,6.3703859999999826E-5,5.522817943548407E-5,2.6116260040531924E-2,null,1.2495967531640225E-2,8.157823506165696E-3,2.8994269833984923E-4,3.326327157883331E-3,5.5707579216829183E-5,5.522817943548407E-5,2.4325768473245933E-2]
[2004,12,22,1,9.3478865452274393E-3,8.1890345228365097E-3,5.9244957999998889E-4,4.7335218397468294E-3,6.3703859999999826E-5,5.522817943548407E-5,2.2981824527246248E-2,null,9.6514309965048638E-3,7.918908187600741E-3,2.8994269833984923E-4,3.235887738843484E-3,5.5707579216829183E-5,5.522817943548407E-5,2.1151877200505764E-2]
[2004,12,22,2,9.4087446022530184E-3,7.7436473449955801E-3,5.9244957999998889E-4,4.2646782064590764E-3,6.3703859999999826E-5,5.522817943548407E-5,2.2128451773143147E-2,null,9.7142652355729046E-3,7.4882127058047681E-3,2.8994269833984923E-4,2.9153810599365552E-3,5.5707579216829183E-5,5.522817943548407E-5,2.0463509278870903E-2]
[2004,12,22,3,9.2665183498836425E-3,7.6358141734405105E-3,5.9244957999998889E-4,4.0165264257144536E-3,6.3703859999999826E-5,5.522817943548407E-5,2.1630240568474079E-2,null,9.5674206141717882E-3,7.3839365566761876E-3,2.8994269833984923E-4,2.7457417655868226E-3,5.5707579216829183E-5,5.522817943548407E-5,2.0042749213991476E-2]
[2004,12,22,4,9.780858417134752E-3,7.361362524339039E-3,5.9244957999998889E-4,3.6105680140258029E-3,6.3703859999999826E-5,5.522817943548407E-5,2.1464170574935066E-2,null,1.0098462325449958E-2,7.1185380649358733E-3,2.8994269833984923E-4,2.4682241177683981E-3,5.5707579216829183E-5,5.522817943548407E-5,2.0030874785710907E-2]
[2004,12,22,5,1.0244417441726345E-2,7.3661756441261248E-3,5.9244957999998889E-4,3.4736383510829941E-3,6.3703859999999826E-5,5.522817943548407E-5,2.1795613056370938E-2,null,1.0577074032706617E-2,7.1231924174829982E-3,2.8994269833984923E-4,2.3746174898914463E-3,5.5707579216829183E-5,5.522817943548407E-5,2.0420534217637738E-2]
[2004,12,22,6,1.0937069364171499E-2,7.8235373905299402E-3,5.9244957999998889E-4,3.9354788218060243E-3,6.3703859999999826E-5,5.522817943548407E-5,2.3407467195942937E-2,null,1.1292217739439869E-2,7.5654674705667932E-3,2.8994269833984923E-4,2.6903367296265456E-3,5.5707579216829183E-5,5.522817943548407E-5,2.1893672217189887E-2]
[2004,12,22,7,1.2384667017914807E-2,8.7868711117058441E-3,5.9244957999998889E-4,4.6889448974762092E-3,6.3703859999999826E-5,5.522817943548407E-5,2.6571864646532332E-2,null,1.2786821765516647E-2,8.4970243312367851E-3,2.8994269833984923E-4,3.2054144494382429E-3,5.5707579216829183E-5,5.522817943548407E-5,2.4834910823748356E-2]
[2004,12,22,8,1.2290168840467368E-2,1.050422931864114E-2,5.1350369883054032E-4,7.0638330348936828E-3,5.521510833003447E-5,5.522817943548407E-5,3.048217818059825E-2,null,1.2689255044470479E-2,1.0157733164252258E-2,2.5130686740705078E-4,4.828914174413646E-3,4.8284358612825166E-5,5.522817943548407E-5,2.7975493609156264E-2]
[2004,12,22,9,1.1600382028350609E-2,1.1675606269297083E-2,0,8.7495607877820028E-3,0,5.522817943548407E-5,3.2080777264865176E-2,null,1.1977069483891236E-2,1.1290470668221543E-2,0,5.9812962593120316E-3,0,5.522817943548407E-5,2.9248836411424808E-2]
[2004,12,22,10,1.092473363276745E-2,1.2028676777982699E-2,0,9.7615366042828142E-3,0,5.522817943548407E-5,3.2770175194468447E-2,null,1.1279481442324839E-2,1.1631894670554657E-2,0,6.6730940892331548E-3,0,5.522817943548407E-5,2.9584470202112648E-2]
[2004,12,22,11,1.0522900205334329E-2,1.2294997287630872E-2,0,1.021453352630498E-2,0,5.522817943548407E-5,3.3087659198705668E-2,null,1.0864599685021114E-2,1.1889430239430048E-2,0,6.9827677815349027E-3,0,5.522817943548407E-5,2.9736797705986067E-2]
[2004,12,22,12,1.0359761645779921E-2,1.216577411716907E-2,0,9.9696137392663552E-3,0,5.522817943548407E-5,3.2550377681650831E-2,null,1.0696163692265892E-2,1.1764469669323275E-2,0,6.8153379137304198E-3,0,5.522817943548407E-5,2.9275971275319588E-2]
[2004,12,22,13,9.9604107786430505E-3,1.1904635951682244E-2,0,9.8492940655685902E-3,0,5.522817943548407E-5,3.1769568975329371E-2,null,1.0283845108924322E-2,1.1511945498005901E-2,0,6.7330860577041107E-3,0,5.522817943548407E-5,2.8528876664634335E-2]
[2004,12,22,14,9.6432381514690284E-3,1.2027904657121218E-2,0,9.7717632280385248E-3,0,5.522817943548407E-5,3.1498134216064261E-2,null,9.9563732562933001E-3,1.163114801913992E-2,0,6.6800851220288624E-3,0,5.522817943548407E-5,2.8267606397462081E-2]
[2004,12,22,15,1.0178847716532604E-2,1.1834023338862494E-2,0,9.1279007933233684E-3,0,5.522817943548407E-5,3.1196000028153953E-2,null,1.0509375128242454E-2,1.1443662137342707E-2,0,6.2399336600662148E-3,0,5.522817943548407E-5,2.8192970925651373E-2]
[2004,12,22,16,1.0966121338466766E-2,1.1345746283036223E-2,0,8.6118959209318217E-3,0,5.522817943548407E-5,3.0978991721870294E-2,null,1.1322213089069583E-2,1.0971491557963963E-2,0,5.887187037934942E-3,0,5.522817943548407E-5,2.8180891684968488E-2]
[2004,12,22,17,1.2589953937460071E-2,1.1215517431665472E-2,1.086157561358481E-4,9.487649615882875E-3,1.1679040978765346E-5,5.522817943548407E-5,3.3468643961558513E-2,null,1.2998774759264493E-2,1.0845558480687783E-2,5.3156161265658126E-5,6.4858619230793524E-3,1.0213056171182823E-5,5.522817943548407E-5,3.0393564380468471E-2]
[2004,12,22,18,1.4458478181241366E-2,1.0842960918031308E-2,5.9244957999998889E-4,8.9692901212219001E-3,6.3703859999999826E-5,5.522817943548407E-5,3.4982110839930046E-2,null,1.4927973698179602E-2,1.0485291245529068E-2,2.8994269833984923E-4,6.1315056551939874E-3,5.5707579216829183E-5,5.522817943548407E-5,3.1890420876459338E-2]
[2004,12,22,19,1.6170910244364251E-2,1.0328252108425091E-2,5.9244957999998889E-4,7.1254326486961507E-3,6.3703859999999826E-5,5.522817943548407E-5,3.4335976620920965E-2,null,1.6696011833160076E-2,9.987560799375194E-3,2.8994269833984923E-4,4.8710243498325386E-3,5.5707579216829183E-5,5.522817943548407E-5,3.1900247259924484E-2]
[2004,12,22,20,1.6093090683186984E-2,1.0094448633049811E-2,5.9244957999998889E-4,6.9318682001060124E-3,6.3703859999999826E-5,5.522817943548407E-5,3.3830789135778278E-2,null,1.6615665316196394E-2,9.7614696465933015E-3,2.8994269833984923E-4,4.7387015578239716E-3,5.5707579216829183E-5,5.522817943548407E-5,3.1461486798170346E-2]
[2004,12,22,21,1.4657298055151495E-2,9.854005895229747E-3,5.9244957999998889E-4,7.0939363258264929E-3,6.3703859999999826E-5,5.522817943548407E-5,3.2316621895643209E-2,null,1.5133249648469895E-2,9.5289582363821609E-3,2.8994269833984923E-4,4.8494931161247356E-3,5.5707579216829183E-5,5.522817943548407E-5,2.9857351278533471E-2]
[2004,12,22,22,1.3316677215769322E-2,9.1840937011121691E-3,5.9244957999998889E-4,6.5708595755577309E-3,6.3703859999999826E-5,5.522817943548407E-5,2.9783012111874695E-2,null,1.3749096186489824E-2,8.8811439984304887E-3,2.8994269833984923E-4,4.4919120802761059E-3,5.5707579216829183E-5,5.522817943548407E-5,2.7467802542753095E-2]
[2004,12,22,23,1.2148928441380012E-2,8.813034053372153E-3,5.9244957999998889E-4,6.2054447491950064E-3,6.3703859999999826E-5,5.522817943548407E-5,2.7878788863382641E-2,null,1.2543428288966435E-2,8.5223242530279662E-3,2.8994269833984923E-4,4.2421104745689261E-3,5.5707579216829183E-5,5.522817943548407E-5,2.5653513294120005E-2]
[2004,12,22,24,1.0539029211720286E-2,8.390912825597889E-3,5.9244957999998889E-4,5.1414510541503543E-3,6.3703859999999826E-5,5.522817943548407E-5,2.4782774710904003E-2,null,1.0881252432294316E-2,8.1141272625940026E-3,2.8994269833984923E-4,3.5147526491351032E-3,5.5707579216829183E-5,5.522817943548407E-5,2.2855782621580101E-2]
[2004,12,23,1,8.4399045798431455E-3,8.120300687516473E-3,5.9244957999998889E-4,4.7263056619235621E-3,6.3703859999999826E-5,5.522817943548407E-5,2.1997892548718652E-2,null,8.7139650524566351E-3,7.8524416304305185E-3,2.8994269833984923E-4,3.2309546800914249E-3,5.5707579216829183E-5,5.522817943548407E-5,2.0143011640535259E-2]
[2004,12,23,2,8.447246121151341E-3,7.6733169089449153E-3,5.9244957999998889E-4,4.3491100377209026E-3,6.3703859999999826E-5,5.522817943548407E-5,2.1181054687252631E-2,null,8.7215449881994592E-3,7.4202022139298078E-3,2.8994269833984923E-4,2.9730995910425316E-3,5.5707579216829183E-5,5.522817943548407E-5,1.9460497070728475E-2]
[2004,12,23,3,8.2881617093802026E-3,7.580536802192268E-3,5.9244957999998889E-4,4.1240930700326929E-3,6.3703859999999826E-5,5.522817943548407E-5,2.0704173201040638E-2,null,8.5572947894620131E-3,7.3304825839830634E-3,2.8994269833984923E-4,2.8192755100675589E-3,5.5707579216829183E-5,5.522817943548407E-5,1.9052703161069315E-2]
[2004,12,23,4,8.7031126183710998E-3,7.3118050912294001E-3,5.9244957999998889E-4,3.8189156206960358E-3,6.3703859999999826E-5,5.522817943548407E-5,2.0545214949732007E-2,null,8.9857199790153996E-3,7.0706153505164871E-3,2.8994269833984923E-4,2.6106528396939001E-3,5.5707579216829183E-5,5.522817943548407E-5,1.9012638446782464E-2]
[2004,12,23,5,9.0861872689429832E-3,7.3091951235126828E-3,5.9244957999998889E-4,3.7557031882291488E-3,6.3703859999999826E-5,5.522817943548407E-5,2.0862467200120288E-2,null,9.3812338246977017E-3,7.0680914761008093E-3,2.8994269833984923E-4,2.5674401236471496E-3,5.5707579216829183E-5,5.522817943548407E-5,1.9362415702002339E-2]
[2004,12,23,6,9.7357641244293722E-3,7.7427357194142232E-3,5.9244957999998889E-4,4.2154292516427255E-3,6.3703859999999826E-5,5.522817943548407E-5,2.2405310714921793E-2,null,1.0051903731453716E-2,7.4873311514212686E-3,2.8994269833984923E-4,2.8817139312242875E-3,5.5707579216829183E-5,5.522817943548407E-5,2.076659909165595E-2]
[2004,12,23,7,1.1027714538593754E-2,8.6880248463573288E-3,5.9244957999998889E-4,5.0071094916791349E-3,6.3703859999999826E-5,5.522817943548407E-5,2.5434230496065687E-2,null,1.1385806342796335E-2,8.4014386431072174E-3,2.8994269833984923E-4,3.422915275286429E-3,5.5707579216829183E-5,5.522817943548407E-5,2.3555810538746658E-2]
[2004,12,23,8,1.1132022367693586E-2,1.039594415244594E-2,5.2337785810224031E-4,7.0142814465455902E-3,5.6276839287565222E-5,5.522817943548407E-5,2.9177130843510403E-2,null,1.1493501254376775E-2,1.0053019930135637E-2,2.561392455194198E-4,4.795040162081131E-3,4.9212818229300594E-5,5.522817943548407E-5,2.6646913410342261E-2]
[2004,12,23,9,1.0511831095396567E-2,1.1548262774104461E-2,0,8.5919641941637932E-3,0,5.522817943548407E-5,3.0707286243100308E-2,null,1.0853171139088281E-2,{"$f":"F8579*W$5","v":1.1167327769763074E-2},{"$f":"G8579*X$5","v":0},{"$f":"H8579*Y$5","v":5.873561489675912E-3},{"$f":"I8579*Z$5","v":0},{"$f":"J8579","v":5.522817943548407E-5},2.7894060398527265E-2]
[2004,12,23,10,9.919609783252523E-3,1.1874542689466057E-2,0,9.5177865261546948E-3,0,5.522817943548407E-5,3.1367167178308758E-2,null,{"$f":"E8580*V$5","v":1.0241719224137944E-2},1.1482844902582738E-2,0,6.506463847341399E-3,0,5.522817943548407E-5,{"$f":"SUM(M8580:Q8580)","v":2.8231027974062083E-2}]
[2004,12,23,11,9.5937938500054165E-3,1.2141908781562296E-2,0,9.8801325780972105E-3,0,5.522817943548407E-5,3.1671063389100404E-2,null,9.9053234001105599E-3,1.1741391563960635E-2,0,6.7541676050073491E-3,0,5.522817943548407E-5,2.8400882569078544E-2]
[2004,12,23,12,9.4663070688135818E-3,1.2017071881916714E-2,0,9.6181730472474202E-3,0,5.522817943548407E-5,3.1156780177413204E-2,null,9.7736968698048723E-3,1.1620672577618436E-2,0,6.575089180390771E-3,0,5.522817943548407E-5,2.7969458627814081E-2]
[2004,12,23,13,9.135231192969594E-3,1.1753257982548608E-2,0,9.465683792811614E-3,0,5.522817943548407E-5,3.0409401147765299E-2,null,9.4318703023924724E-3,1.1365560935106354E-2,0,6.4708458441520176E-3,0,5.522817943548407E-5,2.7268277081650843E-2]
[2004,12,23,14,8.8565993192775676E-3,1.1853090609730601E-2,0,9.3846720820376147E-3,0,5.522817943548407E-5,3.0149590190481267E-2,null,9.1441906980932082E-3,1.1462100448595589E-2,0,6.4154653451343269E-3,0,5.522817943548407E-5,2.7021756491823125E-2]
[2004,12,23,15,9.3183557557897315E-3,1.1683047694030554E-2,0,8.803758318973955E-3,0,5.522817943548407E-5,2.9860389948229725E-2,null,9.6209412836535824E-3,1.129766662753579E-2,0,6.0183462894158333E-3,0,5.522817943548407E-5,2.6936954200605205E-2]
[2004,12,23,16,1.0026619521158965E-2,1.120620779545068E-2,0,8.3646183327944993E-3,0,5.522817943548407E-5,2.9652673828839626E-2,null,1.0352203780872898E-2,1.0836555935364606E-2,0,5.7181453512936175E-3,0,5.522817943548407E-5,2.6906905067531121E-2]
[2004,12,23,17,1.1477162202880158E-2,1.1095587864456786E-2,9.8741596864147999E-5,9.298399281090261E-3,1.0617310021234591E-5,5.522817943548407E-5,3.2035736434748073E-2,null,1.1849848465838059E-2,1.0729584951811351E-2,4.8323783153289104E-5,6.3564883068460325E-3,9.2845965547073894E-6,5.522817943548407E-5,2.8993530104203438E-2]
[2004,12,23,18,1.3089887272520632E-2,1.0747027856104227E-2,5.9244957999998889E-4,8.9361079032861546E-3,6.3703859999999826E-5,5.522817943548407E-5,3.3484404651346486E-2,null,1.3514941923130318E-2,1.0392522664881684E-2,2.8994269833984923E-4,6.1088219250241367E-3,5.5707579216829183E-5,5.522817943548407E-5,3.0361936790592819E-2]
[2004,12,23,19,1.4586322675828664E-2,1.0249439681034124E-2,5.9244957999998889E-4,7.3187877875731571E-3,6.3703859999999826E-5,5.522817943548407E-5,3.2865931763871419E-2,null,1.5059969557545514E-2,9.9113481060704358E-3,2.8994269833984923E-4,5.003204055412591E-3,5.5707579216829183E-5,5.522817943548407E-5,3.0320171996585221E-2]
[2004,12,23,20,1.4600927939092935E-2,1.0028780162629555E-2,5.9244957999998889E-4,7.0412833527378144E-3,6.3703859999999826E-5,5.522817943548407E-5,3.2382373073895777E-2,null,1.5075049082730045E-2,9.6979673391322692E-3,2.8994269833984923E-4,4.8134989629762997E-3,5.5707579216829183E-5,5.522817943548407E-5,2.9932165662395292E-2]
[2004,12,23,21,1.3345924969528574E-2,9.7695346031522173E-3,5.9244957999998889E-4,7.1061943127353746E-3,6.3703859999999826E-5,5.522817943548407E-5,3.0933035504851637E-2,null,1.3779293672931753E-2,9.4472733436656176E-3,2.8994269833984923E-4,4.8578728111772201E-3,5.5707579216829183E-5,5.522817943548407E-5,2.843009010533127E-2]
[2004,12,23,22,1.2128120985103878E-2,9.1188468235909922E-3,5.9244957999998889E-4,6.5495493347724693E-3,6.3703859999999826E-5,5.522817943548407E-5,2.8507898762902811E-2,null,1.2521945173238588E-2,8.8180493770588265E-3,2.8994269833984923E-4,4.4773441646303383E-3,5.5707579216829183E-5,5.522817943548407E-5,2.616298899248443E-2]
[2004,12,23,23,1.1045548359295774E-2,8.742118053219599E-3,5.9244957999998889E-4,6.1861550591680164E-3,6.3703859999999826E-5,5.522817943548407E-5,2.668520309111886E-2,null,1.1404219263094074E-2,8.4537475126718348E-3,2.8994269833984923E-4,4.2289238297075248E-3,5.5707579216829183E-5,5.522817943548407E-5,2.443254088303011E-2]
[2004,12,23,24,9.5182407109480199E-3,8.3373966403635855E-3,5.9244957999998889E-4,5.1547182768485224E-3,6.3703859999999826E-5,5.522817943548407E-5,2.37217372475956E-2,null,9.827316900496581E-3,8.0623763808216429E-3,2.8994269833984923E-4,3.5238222689046835E-3,5.5707579216829183E-5,5.522817943548407E-5,2.1759165827779585E-2]
[2004,12,24,1,9.2517010209914527E-3,7.2684529794958593E-3,5.9244957999998889E-4,3.2540200544465469E-3,6.3703859999999826E-5,5.522817943548407E-5,2.0485555674369334E-2,null,9.5521221371670031E-3,7.0286932665883798E-3,2.8994269833984923E-4,2.2244839999930287E-3,5.5707579216829183E-5,5.522817943548407E-5,1.9150949681305089E-2]
[2004,12,24,2,8.4098726260184546E-3,6.9551633238851855E-3,5.9244957999998889E-4,3.4816934750667274E-3,6.3703859999999826E-5,5.522817943548407E-5,1.955811104440584E-2,null,8.6829579014148627E-3,6.725737892302493E-3,2.8994269833984923E-4,2.3801240614921004E-3,5.5707579216829183E-5,5.522817943548407E-5,1.8134470132766135E-2]
[2004,12,24,3,8.7907774385014396E-3,6.8186199697071962E-3,5.9244957999998889E-4,2.8485757476402508E-3,6.3703859999999826E-5,5.522817943548407E-5,1.9169354775284361E-2,null,9.0762314500538403E-3,6.5936986046004776E-3,2.8994269833984923E-4,1.9473177999425901E-3,5.5707579216829183E-5,5.522817943548407E-5,1.7962898132153585E-2]
[2004,12,24,4,9.2223266986569304E-3,6.6580584033022463E-3,5.9244957999998889E-4,2.4460281669396846E-3,6.3703859999999826E-5,5.522817943548407E-5,1.9037794888334333E-2,null,9.521793972216662E-3,6.438433377756893E-3,2.8994269833984923E-4,1.672131833807967E-3,5.5707579216829183E-5,5.522817943548407E-5,1.79780094613382E-2]
[2004,12,24,5,9.7368758858503695E-3,6.6721927731374746E-3,5.9244957999998889E-4,2.2207630323979113E-3,6.3703859999999826E-5,5.522817943548407E-5,1.9341213310821226E-2,null,1.0053051593977231E-2,6.4521015063626072E-3,2.8994269833984923E-4,1.5181381032346993E-3,5.5707579216829183E-5,5.522817943548407E-5,1.8368941481131218E-2]
[2004,12,24,6,1.0476984472647737E-2,6.9673564343154075E-3,5.9244957999998889E-4,1.8924826257209677E-3,6.3703859999999826E-5,5.522817943548407E-5,2.0048205152119587E-2,null,1.081719297725519E-2,6.7375287965597587E-3,2.8994269833984923E-4,1.2937219964051826E-3,5.5707579216829183E-5,5.522817943548407E-5,1.9194094047776809E-2]
[2004,12,24,7,1.1272173232951795E-2,7.6579014055334158E-3,5.9244957999998889E-4,1.7644327121990842E-3,6.3703859999999826E-5,5.522817943548407E-5,2.1405888970119767E-2,null,1.163820309672323E-2,7.405295211664659E-3,2.8994269833984923E-4,1.2061856631730976E-3,5.5707579216829183E-5,5.522817943548407E-5,2.0595334249117667E-2]
[2004,12,24,8,1.1455784928831172E-2,8.8829320689400113E-3,5.2337785810224031E-4,2.4548873546427316E-3,5.6276839287565222E-5,5.522817943548407E-5,2.3428487229239205E-2,null,1.1827777029221994E-2,8.5899165883922615E-3,2.561392455194198E-4,1.678188072235703E-3,4.9212818229300594E-5,5.522817943548407E-5,2.240123375359868E-2]
[2004,12,24,9,1.16022667317937E-2,9.750932593562146E-3,0,3.7813139011294741E-3,0,5.522817943548407E-5,2.5189741405920806E-2,null,1.1979015387400213E-2,9.4292849464207591E-3,0,2.5849478894635711E-3,0,5.522817943548407E-5,2.3993248223284545E-2]
[2004,12,24,10,1.1281201976585819E-2,1.0211711672201515E-2,0,5.3447806464248619E-3,0,5.522817943548407E-5,2.6892922474647678E-2,null,1.1647525021604037E-2,9.874864606432809E-3,0,3.6537510010726353E-3,0,5.522817943548407E-5,2.5176140629109483E-2]
[2004,12,24,11,1.2354133338671039E-2,1.0209210775546942E-2,0,4.7348110093713329E-3,0,5.522817943548407E-5,2.7353383303024798E-2,null,1.2755296597034463E-2,9.8724462052233609E-3,0,3.2367690294179121E-3,0,5.522817943548407E-5,2.5864511831675735E-2]
[2004,12,24,12,1.117838111262817E-2,1.0351521449797622E-2,0,6.0752274667916191E-3,0,5.522817943548407E-5,2.7660358208652893E-2,null,1.1541365359878691E-2,1.0010062570176274E-2,0,4.1530925040640775E-3,0,5.522817943548407E-5,2.5704520434119041E-2]
[2004,12,24,13,1.0327838419830983E-2,1.0212035424691675E-2,0,6.5360525949306305E-3,0,5.522817943548407E-5,2.7131154618888775E-2,null,1.0663203855735857E-2,9.8751776795109516E-3,0,4.4681176444098455E-3,0,5.522817943548407E-5,2.5006499179656652E-2]
[2004,12,24,14,9.872056507410262E-3,1.0239384695504738E-2,0,6.4797249354973351E-3,0,5.522817943548407E-5,2.6646394317847818E-2,null,1.0192621798936131E-2,9.9016247977838697E-3,0,4.429611435145646E-3,0,5.522817943548407E-5,2.4523858031865648E-2]
[2004,12,24,15,1.0372452658685676E-2,1.0040999929009828E-2,0,5.2816766675001792E-3,0,5.522817943548407E-5,2.5750357434631166E-2,null,1.0709266807578966E-2,9.7097840200571633E-3,0,3.6106124250635425E-3,0,5.522817943548407E-5,2.402966325269967E-2]
[2004,12,24,16,9.8133202230346259E-3,9.860218300483E-3,0,6.3984943010908938E-3,0,5.522817943548407E-5,2.6127261004044004E-2,null,1.0131978230692146E-2,9.5349657170793641E-3,0,4.3740812775181614E-3,0,5.522817943548407E-5,2.4041025225289669E-2]
[2004,12,24,17,1.0245611861984494E-2,9.9467444041202828E-3,9.8741596864147999E-5,8.0429991226181642E-3,1.0617310021234591E-5,5.522817943548407E-5,2.8399942475043811E-2,null,1.0578307238163977E-2,9.6186376406283119E-3,4.8323783153289104E-5,5.4982829118627279E-3,9.2845965547073894E-6,5.522817943548407E-5,2.5752836170363013E-2]
[2004,12,24,18,1.3268659211305532E-2,9.5338941055711866E-3,5.9244957999998889E-4,6.473035863271615E-3,6.3703859999999826E-5,5.522817943548407E-5,2.9986970799583807E-2,null,1.3699518942004682E-2,9.2194057653300961E-3,2.8994269833984923E-4,4.4250387115938716E-3,5.5707579216829183E-5,5.522817943548407E-5,2.768961369648533E-2]
[2004,12,24,19,1.3237485767695002E-2,9.2784991771656215E-3,5.9244957999998889E-4,6.0372064752782255E-3,6.3703859999999826E-5,5.522817943548407E-5,2.9264573039574322E-2,null,1.3667333234735471E-2,8.9724353826821056E-3,2.8994269833984923E-4,4.127100934906462E-3,5.5707579216829183E-5,5.522817943548407E-5,2.7112519829880718E-2]
[2004,12,24,20,1.3021991347025287E-2,9.0630860776717299E-3,5.9244957999998889E-4,5.9424591364894584E-3,6.3703859999999826E-5,5.522817943548407E-5,2.8738918180621947E-2,null,1.3444841282018373E-2,8.7641279744593639E-3,2.8994269833984923E-4,4.062330609078406E-3,5.5707579216829183E-5,5.522817943548407E-5,2.6616950143112821E-2]
[2004,12,24,21,1.2903251348638005E-2,8.7654298850844206E-3,5.9244957999998889E-4,5.5481593510120324E-3,6.3703859999999826E-5,5.522817943548407E-5,2.792822220416993E-2,null,1.3322245559935605E-2,8.4762903723590802E-3,2.8994269833984923E-4,3.7927829267287963E-3,5.5707579216829183E-5,5.522817943548407E-5,2.5936969136580161E-2]
[2004,12,24,22,1.1760888283243114E-2,8.2865342680055031E-3,5.9244957999998889E-4,5.542684317570881E-3,6.3703859999999826E-5,5.522817943548407E-5,2.6301488488254973E-2,null,1.214278769582154E-2,8.0131917723328134E-3,2.8994269833984923E-4,3.7890401334806029E-3,5.5707579216829183E-5,5.522817943548407E-5,2.4290669879191634E-2]
[2004,12,24,23,1.1411448350678364E-2,7.660762000792477E-3,5.9244957999998889E-4,4.6505645646398898E-3,6.3703859999999826E-5,5.522817943548407E-5,2.4434156535546203E-2,null,1.1782000754275499E-2,7.408061446335574E-3,2.8994269833984923E-4,3.1791772305888584E-3,5.5707579216829183E-5,5.522817943548407E-5,2.2714889708756611E-2]
[2004,12,24,24,9.6065771920071132E-3,7.1832594297656441E-3,5.9244957999998889E-4,4.8356704139555359E-3,6.3703859999999826E-5,5.522817943548407E-5,2.2336888655163766E-2,null,9.9185218426287875E-3,6.9463099408607828E-3,2.8994269833984923E-4,3.3057176308378083E-3,5.5707579216829183E-5,5.522817943548407E-5,2.0516199691884056E-2]
[2004,12,25,1,1.0180254281071261E-2,6.8239172306097983E-3,5.9244957999998889E-4,2.7113767758114955E-3,6.3703859999999826E-5,5.522817943548407E-5,2.0426929906928029E-2,null,1.0510827366726662E-2,6.598821128216234E-3,2.8994269833984923E-4,1.8535270695408167E-3,5.5707579216829183E-5,5.522817943548407E-5,1.9308825842040394E-2]
[2004,12,25,2,9.4319939565929156E-3,6.6516761249521116E-3,5.9244957999998889E-4,3.2513012564256713E-3,6.3703859999999826E-5,5.522817943548407E-5,2.0046352957406172E-2,null,9.7382695426469316E-3,6.4322616274557444E-3,2.8994269833984923E-4,2.2226253996785079E-3,5.5707579216829183E-5,5.522817943548407E-5,1.8738806847337863E-2]
[2004,12,25,3,1.0022221651003999E-2,6.3941903939705343E-3,5.9244957999998889E-4,2.2146896003809348E-3,6.3703859999999826E-5,5.522817943548407E-5,1.934248326479094E-2,null,1.0347663103135007E-2,6.183269410171245E-3,2.8994269833984923E-4,1.5139862381199319E-3,5.5707579216829183E-5,5.522817943548407E-5,1.8390569028982864E-2]
[2004,12,25,4,1.0250967083280476E-2,6.2527397446931442E-3,5.9244957999998889E-4,2.0304084837171285E-3,6.3703859999999826E-5,5.522817943548407E-5,1.9245496931126222E-2,null,1.058383635413678E-2,6.0464847011093307E-3,2.8994269833984923E-4,1.3880096342083104E-3,5.5707579216829183E-5,5.522817943548407E-5,1.8363980967011098E-2]
[2004,12,25,5,1.0712031577408531E-2,6.1989308734076431E-3,5.9244957999998889E-4,1.4989409581945988E-3,6.3703859999999826E-5,5.522817943548407E-5,1.9121285028446244E-2,null,1.1059872528568878E-2,5.9944507879294518E-3,2.8994269833984923E-4,1.0246925718487077E-3,5.5707579216829183E-5,5.522817943548407E-5,1.8424666165903717E-2]
[2004,12,25,6,1.0546428740125999E-2,6.4601126237975757E-3,5.9244957999998889E-4,1.931404417502628E-3,6.3703859999999826E-5,5.522817943548407E-5,1.9649327400861675E-2,null,1.0888892238090942E-2,6.2470171064431907E-3,2.8994269833984923E-4,1.3203293625617166E-3,5.5707579216829183E-5,5.522817943548407E-5,1.8801888984652525E-2]
[2004,12,25,7,1.2572178934897274E-2,6.7693394028318365E-3,5.9244957999998889E-4,7.8693615319377029E-4,6.3703859999999826E-5,5.522817943548407E-5,2.0839836110358351E-2,null,1.2980422567047834E-2,6.5460436236096636E-3,2.8994269833984923E-4,5.3795823397079202E-4,5.5707579216829183E-5,5.522817943548407E-5,2.0410074702184967E-2]
[2004,12,25,8,1.3104065523426087E-2,7.3978996076621058E-3,5.2337785810224031E-4,1.0693194399419455E-3,5.6276839287565222E-5,5.522817943548407E-5,2.2206167447855429E-2,null,1.3529580570016226E-2,7.153869923346194E-3,2.561392455194198E-4,7.3099856338683118E-4,4.9212818229300594E-5,5.522817943548407E-5,2.171980112049797E-2]
[2004,12,25,9,1.3971970584768291E-2,7.9269814239461764E-3,0,2.0306599006261099E-3,0,5.522817943548407E-5,2.398484008877606E-2,null,1.4425668233311439E-2,7.6654992631906864E-3,0,1.3881815055803361E-3,0,5.522817943548407E-5,2.3479349002082463E-2]
[2004,12,25,10,1.4880526579547266E-2,8.1793158900966972E-3,0,2.15215916589544E-3,0,5.522817943548407E-5,2.5267229814974888E-2,null,1.5363726846629447E-2,7.9095101370538819E-3,0,1.4712397434154753E-3,0,5.522817943548407E-5,2.4744476727098803E-2]
[2004,12,25,11,1.629068926030541E-2,8.1577243080484599E-3,0,1.5808912724274416E-3,0,5.522817943548407E-5,2.6084533020216797E-2,null,1.6819680311761322E-2,7.8886307824256631E-3,0,1.0807147105433524E-3,0,5.522817943548407E-5,2.5789025804730338E-2]
[2004,12,25,12,1.4265831942402701E-2,8.4599953719589147E-3,0,3.5893344745900058E-3,0,5.522817943548407E-5,2.6370389968387108E-2,null,1.4729071853159153E-2,8.1809310281017768E-3,0,2.4537086360111151E-3,0,5.522817943548407E-5,2.5363711517272045E-2]
[2004,12,25,13,1.3719592430854388E-2,8.3307496902955656E-3,0,3.3261402803904613E-3,0,5.522817943548407E-5,2.5431710580975899E-2,null,1.416509485924017E-2,8.0559486893557655E-3,0,2.2737861819107138E-3,0,5.522817943548407E-5,2.4494829730506651E-2]
[2004,12,25,14,1.1514633640001139E-2,8.4976567583499446E-3,0,4.9166904175460355E-3,0,5.522817943548407E-5,2.4984208995332602E-2,null,1.1888536674981725E-2,8.2173501029288061E-3,0,3.3611037989163262E-3,0,5.522817943548407E-5,2.3466990576826857E-2]
[2004,12,25,15,1.1256805142673928E-2,8.3597922325182525E-3,0,4.5920649370583865E-3,0,5.522817943548407E-5,2.4263890491686053E-2,null,1.162233597401616E-2,8.0840332241998453E-3,0,3.1391862399424478E-3,0,5.522817943548407E-5,2.2845555438158454E-2]
[2004,12,25,16,1.2301931185244972E-2,8.1696534993886509E-3,0,4.1369391086807962E-3,0,5.522817943548407E-5,2.4663751972749903E-2,null,1.2701399335955928E-2,7.9001664733196093E-3,0,2.8280572037749931E-3,0,5.522817943548407E-5,2.342962301305053E-2]
[2004,12,25,17,1.3582280411038629E-2,8.2219213050660281E-3,8.8867436999998337E-5,4.8163705867124724E-3,9.5555789999999726E-6,5.522817943548407E-5,2.6774223498252609E-2,null,1.4023324045288742E-2,7.9507101550164265E-3,4.3491404750977384E-5,3.2925240560636891E-3,8.3561368825243762E-6,5.522817943548407E-5,2.5318405798002361E-2]
[2004,12,25,18,1.4968446691223138E-2,8.129852206070539E-3,5.9244957999998889E-4,4.6354490626480376E-3,6.3703859999999826E-5,5.522817943548407E-5,2.8445129579377185E-2,null,1.5454501899037191E-2,7.8616780792781678E-3,2.8994269833984923E-4,3.1688441067082018E-3,5.5707579216829183E-5,5.522817943548407E-5,2.6830674362580239E-2]
[2004,12,25,19,1.5205080527083225E-2,7.7375201073409047E-3,5.9244957999998889E-4,3.964201854504682E-3,6.3703859999999826E-5,5.522817943548407E-5,2.7618184108364287E-2,null,1.5698819705761955E-2,7.4822875833381727E-3,2.8994269833984923E-4,2.7099721115849728E-3,5.5707579216829183E-5,5.522817943548407E-5,2.6236729678241779E-2]
[2004,12,25,20,1.5642923217248042E-2,7.3425790848024941E-3,5.9244957999998889E-4,3.3473142459817203E-3,6.3703859999999826E-5,5.522817943548407E-5,2.7044198167467729E-2,null,1.615088001811216E-2,7.1003742224557314E-3,2.8994269833984923E-4,2.2882609383307905E-3,5.5707579216829183E-5,5.522817943548407E-5,2.5885165456455361E-2]
[2004,12,25,21,1.3848604620874701E-2,7.2613306076186566E-3,5.9244957999998889E-4,4.0544930661035742E-3,6.3703859999999826E-5,5.522817943548407E-5,2.5875809914032405E-2,null,1.4298296331430132E-2,7.0218058357421386E-3,2.8994269833984923E-4,2.7716961797164099E-3,5.5707579216829183E-5,5.522817943548407E-5,2.4437448624445357E-2]
[2004,12,25,22,1.3858992887681812E-2,6.8668039680624526E-3,5.9244957999998889E-4,3.3133510333877678E-3,6.3703859999999826E-5,5.522817943548407E-5,2.4750529508567504E-2,null,1.430902192590296E-2,6.6402931888610182E-3,2.8994269833984923E-4,2.2650433115984749E-3,5.5707579216829183E-5,5.522817943548407E-5,2.3560008703919132E-2]
[2004,12,25,23,1.4046729777599609E-2,6.3523848387310854E-3,5.9244957999998889E-4,2.0354883558521249E-3,6.3703859999999826E-5,5.522817943548407E-5,2.314598459161829E-2,null,1.450285500568773E-2,6.1428428674878965E-3,2.8994269833984923E-4,1.3914822908291167E-3,5.5707579216829183E-5,5.522817943548407E-5,2.2382830441561422E-2]
[2004,12,25,24,9.96229652441241E-3,6.472118582398362E-3,5.9244957999998889E-4,4.4506544982693703E-3,6.3703859999999826E-5,5.522817943548407E-5,2.1596451224515617E-2,null,1.0285792088605973E-2,6.2586270323262277E-3,2.8994269833984923E-4,3.0425165042755413E-3,5.5707579216829183E-5,5.522817943548407E-5,1.9932585902764418E-2]
[2004,12,26,1,9.1668843855286109E-3,7.6142927343822997E-3,5.9244957999998889E-4,8.8042136804880565E-3,6.3703859999999826E-5,5.522817943548407E-5,2.6296772419834438E-2,null,9.4645513370118332E-3,{"$f":"F8643*W$5","v":7.3631250312769774E-3},{"$f":"G8643*X$5","v":2.8994269833984923E-4},{"$f":"H8643*Y$5","v":6.0186575795693614E-3},{"$f":"I8643*Z$5","v":5.5707579216829183E-5},{"$f":"J8643","v":5.522817943548407E-5},2.3191984225414849E-2]
[2004,12,26,2,9.3727727023592555E-3,7.4252764411346511E-3,5.9244957999998889E-4,8.2307535753718859E-3,6.3703859999999826E-5,5.522817943548407E-5,2.5740184338301265E-2,null,{"$f":"E8644*V$5","v":9.6771252566099503E-3},7.1803436950871428E-3,2.8994269833984923E-4,5.6266339266351729E-3,5.5707579216829183E-5,5.522817943548407E-5,{"$f":"SUM(M8644:Q8644)","v":2.2829753155888945E-2}]
[2004,12,26,3,8.8978748840377996E-3,7.3479574576871725E-3,5.9244957999998889E-4,8.5554623566468507E-3,6.3703859999999826E-5,5.522817943548407E-5,2.5512676317807296E-2,null,9.1868065624597407E-3,7.105575182465569E-3,2.8994269833984923E-4,5.8486084309460409E-3,5.5707579216829183E-5,5.522817943548407E-5,2.248664045342803E-2]
[2004,12,26,4,9.5874621946546602E-3,7.1874095026692002E-3,5.9244957999998889E-4,7.7342126108730326E-3,6.3703859999999826E-5,5.522817943548407E-5,2.5220465927632368E-2,null,9.8987861433289543E-3,6.9503231180190264E-3,2.8994269833984923E-4,5.2871930466198624E-3,5.5707579216829183E-5,5.522817943548407E-5,2.2481952585524521E-2]
[2004,12,26,5,9.9509986511127704E-3,7.2341235044045557E-3,5.9244957999998889E-4,7.712881832745583E-3,6.3703859999999826E-5,5.522817943548407E-5,2.560938560769838E-2,null,1.0274127350910328E-2,6.9954961954784151E-3,2.8994269833984923E-4,5.2726110914204545E-3,5.5707579216829183E-5,5.522817943548407E-5,2.2887884915365878E-2]
[2004,12,26,6,1.0231334290378414E-2,7.383906195577215E-3,5.9244957999998889E-4,7.7266431180263726E-3,6.3703859999999826E-5,5.522817943548407E-5,2.6053265223417471E-2,null,1.0563566045436932E-2,7.1403381028095365E-3,2.8994269833984923E-4,5.2820184578208631E-3,5.5707579216829183E-5,5.522817943548407E-5,2.3331572883624013E-2]
[2004,12,26,7,1.0420226804670942E-2,7.8514252141467268E-3,5.9244957999998889E-4,8.30864214236386E-3,6.3703859999999826E-5,5.522817943548407E-5,2.7291675780617003E-2,null,1.0758592275016217E-2,7.5924353767537174E-3,2.8994269833984923E-4,5.679879410116221E-3,5.5707579216829183E-5,5.522817943548407E-5,2.4376557339442835E-2]
[2004,12,26,8,1.1928512031756761E-2,8.2526171967891807E-3,5.3325201796639E-4,7.4060607125401128E-3,5.7338570308799838E-5,5.522817943548407E-5,2.823300870879673E-2,null,1.2315854520534011E-2,7.9803935014004616E-3,2.6097162392173148E-4,5.0628647895117253E-3,5.0141277901483604E-5,5.522817943548407E-5,2.5670225713269414E-2]
[2004,12,26,9,1.3525078720643962E-2,8.4856094376443564E-3,0,7.7199782126469727E-3,0,5.522817943548407E-5,2.9785894550370777E-2,null,1.3964264902341674E-2,8.2057001793257138E-3,0,5.2774622549917865E-3,0,5.522817943548407E-5,2.7447427336659176E-2]
[2004,12,26,10,1.3913749700824712E-2,8.9309542856948615E-3,0,7.9246957838599169E-3,0,5.522817943548407E-5,3.0824627949814977E-2,null,1.4365556801575689E-2,8.6363547276364222E-3,0,5.4174094446405863E-3,0,5.522817943548407E-5,2.8419320973852698E-2]
[2004,12,26,11,1.3177680711378941E-2,9.1937059687383221E-3,0,8.517680087795668E-3,0,5.522817943548407E-5,3.0944294947348412E-2,null,1.3605586189402403E-2,8.8904391924602474E-3,0,5.8227800552333453E-3,0,5.522817943548407E-5,2.8318805437095994E-2]
[2004,12,26,12,1.2884083876502915E-2,9.2927962829258432E-3,0,8.9069934672645606E-3,0,5.522817943548407E-5,3.1139101806128805E-2,null,1.3302455681892669E-2,8.9862608791491053E-3,0,6.0889189754370996E-3,0,5.522817943548407E-5,2.8377635536478873E-2]
[2004,12,26,13,1.2263419362943326E-2,9.2401026325713287E-3,0,8.8595694158255887E-3,0,5.522817943548407E-5,3.0418319590775726E-2,null,1.2661636958257434E-2,8.9353053998354835E-3,0,6.0564993708016939E-3,0,5.522817943548407E-5,2.7653441728894612E-2]
[2004,12,26,14,1.2255636814043489E-2,9.1019401114247021E-3,0,8.0516580774772813E-3,0,5.522817943548407E-5,2.9464463182380957E-2,null,1.2653601694530144E-2,8.8017003555684818E-3,0,5.5042022689098516E-3,0,5.522817943548407E-5,2.6959504319008478E-2]
[2004,12,26,15,1.1708954654422172E-2,9.0958954350545858E-3,0,7.9232583113751451E-3,0,5.522817943548407E-5,2.8783336580287387E-2,null,1.2089167678875643E-2,8.7958550709912545E-3,0,5.4164267725951461E-3,0,5.522817943548407E-5,2.6301449522462043E-2]
[2004,12,26,16,1.2196830100820611E-2,8.9490386256763435E-3,0,7.8967135306687881E-3,0,5.522817943548407E-5,2.9097810436601229E-2,null,1.2592885410474297E-2,8.6538425313020875E-3,0,5.3982804677240601E-3,0,5.522817943548407E-5,2.6645008409500445E-2]
[2004,12,26,17,1.3274192836422337E-2,9.0131308321994286E-3,7.8993277135848674E-5,8.1768242062117014E-3,8.4938479787653579E-6,5.522817943548407E-5,3.0606863179383565E-2,null,1.3705232254924876E-2,8.7158205700539927E-3,3.8659026348665671E-5,5.5897672150540265E-3,7.4276772103413655E-6,5.522817943548407E-5,2.8056906743591899E-2]
[2004,12,26,18,1.500279992836325E-2,8.8410591109266533E-3,5.9244957999998889E-4,8.0275146268886741E-3,6.3703859999999826E-5,5.522817943548407E-5,3.2582755285614051E-2,null,1.5489970654050444E-2,8.5494248663062992E-3,2.8994269833984923E-4,5.4876975397931422E-3,5.5707579216829183E-5,5.522817943548407E-5,2.9872743337706564E-2]
[2004,12,26,19,1.5287369371977036E-2,8.5754655027789877E-3,5.9244957999998889E-4,8.46355197628911E-3,6.3703859999999826E-5,5.522817943548407E-5,3.3037768470480608E-2,null,1.5783780632965354E-2,8.2925922211062077E-3,2.8994269833984923E-4,5.7857774811921553E-3,5.5707579216829183E-5,5.522817943548407E-5,3.0207800612820395E-2]
[2004,12,26,20,1.5573223586054646E-2,8.1973681425857366E-3,5.9244957999998889E-4,7.4961863318111959E-3,6.3703859999999826E-5,5.522817943548407E-5,3.1978159679887055E-2,null,1.6078917101394009E-2,7.926966911676268E-3,2.8994269833984923E-4,5.1244756569014428E-3,5.5707579216829183E-5,5.522817943548407E-5,2.94760099475284E-2]
[2004,12,26,21,1.4834676893115755E-2,8.1915115715550206E-3,5.9244957999998889E-4,7.8495845390917536E-3,6.3703859999999826E-5,5.522817943548407E-5,3.1587154623197999E-2,null,1.5316388329771747E-2,7.9213035275304232E-3,2.8994269833984923E-4,5.3660625692646879E-3,5.5707579216829183E-5,5.522817943548407E-5,2.8949404704123539E-2]
[2004,12,26,22,1.3922801007731675E-2,8.0630911290734044E-3,5.9244957999998889E-4,7.4949291531694684E-3,6.3703859999999826E-5,5.522817943548407E-5,3.0192202909410021E-2,null,1.4374902022403742E-2,7.7971192063400509E-3,2.8994269833984923E-4,5.1236162357156901E-3,5.5707579216829183E-5,5.522817943548407E-5,2.7641287742016164E-2]
[2004,12,26,23,1.154037683019696E-2,8.1590506790741816E-3,5.9244957999998889E-4,8.1220615194358015E-3,6.3703859999999826E-5,5.522817943548407E-5,2.8532870648142417E-2,null,1.191511579771741E-2,7.8899134013163379E-3,2.8994269833984923E-4,5.5523308383595574E-3,5.5707579216829183E-5,5.522817943548407E-5,2.5703010314949985E-2]
[2004,12,26,24,1.0003590520090613E-2,8.1596737005569242E-3,5.9244957999998889E-4,7.9293184500752317E-3,6.3703859999999826E-5,5.522817943548407E-5,2.6803964290158241E-2,null,1.0328426982379006E-2,7.890515871596197E-3,2.8994269833984923E-4,5.4205695502518667E-3,5.5707579216829183E-5,5.522817943548407E-5,2.3985162681783752E-2]
[2004,12,27,1,1.1501655752926792E-2,7.4559794636077908E-3,5.9244957999998889E-4,3.6561679511863893E-3,6.3703859999999826E-5,5.522817943548407E-5,2.3325184787156443E-2,null,1.1875137370125757E-2,7.2100339370037708E-3,2.8994269833984923E-4,2.4993967377637178E-3,5.5707579216829183E-5,5.522817943548407E-5,2.1930218322449926E-2]
[2004,12,27,2,1.0820486071887049E-2,7.2802251756308202E-3,5.9244957999998889E-4,3.4570879628054935E-3,6.3703859999999826E-5,5.522817943548407E-5,2.2269180829758834E-2,null,1.1171848755992675E-2,7.0400771409754289E-3,2.8994269833984923E-4,2.3633034619195952E-3,5.5707579216829183E-5,5.522817943548407E-5,2.092087963644438E-2]
[2004,12,27,3,1.1162153673945685E-2,7.1734429863561612E-3,5.9244957999998889E-4,2.7795602468849694E-3,6.3703859999999826E-5,5.522817943548407E-5,2.1826538526622287E-2,null,1.1524610984016697E-2,6.9368173060609549E-3,2.8994269833984923E-4,1.9001380424079543E-3,5.5707579216829183E-5,5.522817943548407E-5,2.0707216610042285E-2]
[2004,12,27,4,1.1537850031759112E-2,7.0560489592426303E-3,5.9244957999998889E-4,2.3714608782039719E-3,6.3703859999999826E-5,5.522817943548407E-5,2.1676741488641189E-2,null,1.1912506949113293E-2,6.8232956790739976E-3,2.8994269833984923E-4,1.6211568127755089E-3,5.5707579216829183E-5,5.522817943548407E-5,2.0702609718519477E-2]
[2004,12,27,5,1.2100956294728762E-2,7.1829751388146658E-3,5.9244957999998889E-4,2.0269054895306672E-3,6.3703859999999826E-5,5.522817943548407E-5,2.2022218542509568E-2,null,1.2493898391388128E-2,6.9460350276297931E-3,2.8994269833984923E-4,1.3856149487455692E-3,5.5707579216829183E-5,5.522817943548407E-5,2.1171198645320168E-2]
[2004,12,27,6,1.2953115068484919E-2,7.4471495588006699E-3,5.9244957999998889E-4,1.7155637818146525E-3,6.3703859999999826E-5,5.522817943548407E-5,2.2827210028535713E-2,null,1.3373728453849978E-2,7.201495298501533E-3,2.8994269833984923E-4,1.1727783233540345E-3,5.5707579216829183E-5,5.522817943548407E-5,2.2093652353262223E-2]
[2004,12,27,7,1.396719758193855E-2,8.3542599549955195E-3,5.9244957999998889E-4,1.3402526880874988E-3,6.3703859999999826E-5,5.522817943548407E-5,2.4373091844457042E-2,null,1.4420740241595398E-2,8.0786834363037654E-3,2.8994269833984923E-4,9.1621152012394966E-4,5.5707579216829183E-5,5.522817943548407E-5,2.3761285475579794E-2]
[2004,12,27,8,1.4466127184048605E-2,9.744284548515298E-3,5.3325201796639E-4,1.819823822045611E-3,5.7338570308799838E-5,5.522817943548407E-5,2.6676054322320189E-2,null,1.49358710793073E-2,9.4228561960954041E-3,2.6097162392173148E-4,1.2440516368099478E-3,5.0141277901483604E-5,5.522817943548407E-5,2.5913891814035868E-2]
[2004,12,27,9,1.4029913157584121E-2,1.0891194307866635E-2,0,3.7051116613743365E-3,0,5.522817943548407E-5,2.8681447306260578E-2,null,1.4485492316604089E-2,1.0531933592025174E-2,0,2.5328551978812609E-3,0,5.522817943548407E-5,2.7550281106510525E-2]
[2004,12,27,10,1.363754319469487E-2,1.139367173249034E-2,0,5.5342726694618928E-3,0,5.522817943548407E-5,3.0620715776082587E-2,null,1.4080381321342792E-2,1.1017836121907161E-2,0,3.7832898380555802E-3,0,5.522817943548407E-5,2.8881507281305535E-2]
[2004,12,27,11,1.397536355361006E-2,1.1549506794938567E-2,0,5.5649054529716378E-3,0,5.522817943548407E-5,3.1145003980955748E-2,null,1.4429171378593656E-2,1.116853075489414E-2,0,3.8042307467323917E-3,0,5.522817943548407E-5,2.9401932880220187E-2]
[2004,12,27,12,1.3251519609045598E-2,1.1652708704099474E-2,0,6.5350761544264576E-3,0,5.522817943548407E-5,3.1494532647007016E-2,null,1.3681822782801322E-2,1.1268328410057432E-2,0,4.467450138911375E-3,0,5.522817943548407E-5,2.9417601331770127E-2]
[2004,12,27,13,1.2621308934704298E-2,1.143631232351861E-2,0,6.7791236101465589E-3,0,5.522817943548407E-5,3.0891973047804954E-2,null,1.3031147915574649E-2,1.1059070155598955E-2,0,4.6342836714049866E-3,0,5.522817943548407E-5,2.8724501742578592E-2]
[2004,12,27,14,1.1942923277219466E-2,1.1656352844689397E-2,0,6.6855128857846655E-3,0,5.522817943548407E-5,3.0340017187129011E-2,null,1.2330733727773427E-2,1.1271852343760951E-2,0,4.5702903477356253E-3,0,5.522817943548407E-5,2.8172876419270004E-2]
[2004,12,27,15,1.2382989201207914E-2,1.1344358072991572E-2,0,5.5371990678575065E-3,0,5.522817943548407E-5,2.9319774521492478E-2,null,1.2785089466767296E-2,1.0970149139897701E-2,0,3.7852903562760358E-3,0,5.522817943548407E-5,2.7540528962941034E-2]
[2004,12,27,16,1.2027746069939676E-2,1.1091918581517929E-2,0,6.5740296362611439E-3,0,5.522817943548407E-5,2.9748922467154233E-2,null,1.2418310885124349E-2,1.0726036705113146E-2,0,4.4940791687376885E-3,0,5.522817943548407E-5,2.7638426758975182E-2]
[2004,12,27,17,1.2609041409333114E-2,1.1127545940341366E-2,7.8993277135848674E-5,8.457332287920602E-3,8.4938479787653579E-6,5.522817943548407E-5,3.2336634942145177E-2,null,1.3018482039277903E-2,1.0760488847511953E-2,3.8659026348665671E-5,5.7815256336223213E-3,7.4276772103413655E-6,5.522817943548407E-5,2.9606583223971184E-2]
[2004,12,27,18,1.5777901706174127E-2,1.0567307074936381E-2,5.9244957999998889E-4,7.0870603110284296E-3,6.3703859999999826E-5,5.522817943548407E-5,3.4143650711574408E-2,null,1.6290241526788974E-2,1.0218730215783657E-2,2.8994269833984923E-4,4.8447925965685928E-3,5.5707579216829183E-5,5.522817943548407E-5,3.1699414616697903E-2]
[2004,12,27,19,1.6156946773231165E-2,1.0260845464430825E-2,5.9244957999998889E-4,6.1919422549145129E-3,6.3703859999999826E-5,5.522817943548407E-5,3.3321116112011974E-2,null,1.6681594940372531E-2,9.9223776543369939E-3,2.8994269833984923E-4,4.2328800205506997E-3,5.5707579216829183E-5,5.522817943548407E-5,3.1182502892816905E-2]
[2004,12,27,20,1.5484845586463347E-2,1.0119163763929153E-2,5.9244957999998889E-4,6.4072094028353697E-3,6.3703859999999826E-5,5.522817943548407E-5,3.2722600372663342E-2,null,1.5987669292540356E-2,9.7853695155866813E-3,2.8994269833984923E-4,4.3800390171953975E-3,5.5707579216829183E-5,5.522817943548407E-5,3.0498728102879111E-2]
[2004,12,27,21,1.5378699915211399E-2,9.8450545459115163E-3,5.9244957999998889E-4,5.8643915679359882E-3,6.3703859999999826E-5,5.522817943548407E-5,3.1799527648494377E-2,null,1.5878076860421152E-2,9.5203021593796098E-3,2.8994269833984923E-4,4.0089627581555909E-3,5.5707579216829183E-5,5.522817943548407E-5,2.9752992055513034E-2]
[2004,12,27,22,1.4417194199649524E-2,9.2450114827528976E-3,5.9244957999998889E-4,5.5737156439662032E-3,6.3703859999999826E-5,5.522817943548407E-5,2.9947302945804097E-2,null,1.4885349143670212E-2,8.9400523249810702E-3,2.8994269833984923E-4,3.8102534904697924E-3,5.5707579216829183E-5,5.522817943548407E-5,2.7981305236677752E-2]
[2004,12,27,23,1.3427149802630548E-2,8.9291915585653983E-3,5.9244957999998889E-4,4.7534052803268993E-3,6.3703859999999826E-5,5.522817943548407E-5,2.7821128260958318E-2,null,1.3863156037766141E-2,8.6346501464359057E-3,2.8994269833984923E-4,3.2494802781318443E-3,5.5707579216829183E-5,5.522817943548407E-5,2.6092936739890566E-2]
[2004,12,27,24,1.1717913697959693E-2,8.5880090741108049E-3,5.9244957999998889E-4,4.4158397583928515E-3,6.3703859999999826E-5,5.522817943548407E-5,2.543314414989882E-2,null,1.2098417640359313E-2,8.3047220258401222E-3,2.8994269833984923E-4,3.0187167641007968E-3,5.5707579216829183E-5,5.522817943548407E-5,2.3767506707856913E-2]
[2004,12,28,1,1.0379722926644349E-2,7.9334584989351822E-3,5.9244957999998889E-4,3.0152341085394156E-3,6.3703859999999826E-5,5.522817943548407E-5,2.2039797153554419E-2,null,1.0716773155584981E-2,7.6717626831358712E-3,2.8994269833984923E-4,2.0612472936402896E-3,5.5707579216829183E-5,5.522817943548407E-5,2.0795433409917824E-2]
[2004,12,28,2,9.8000719659220668E-3,7.5760575696919271E-3,5.9244957999998889E-4,2.9544753101685946E-3,6.3703859999999826E-5,5.522817943548407E-5,2.1041986465218061E-2,null,1.0118299776345574E-2,7.326151105000748E-3,2.8994269833984923E-4,2.0197119089243889E-3,5.5707579216829183E-5,5.522817943548407E-5,1.9809813067827389E-2]
[2004,12,28,3,1.0092402039406671E-2,7.3757693072924986E-3,5.9244957999998889E-4,2.4441822685034608E-3,6.3703859999999826E-5,5.522817943548407E-5,2.0623735234638105E-2,null,1.0420122388204328E-2,7.1324696207461452E-3,2.8994269833984923E-4,1.6708699572773103E-3,5.5707579216829183E-5,5.522817943548407E-5,1.9569112243784464E-2]
[2004,12,28,4,1.0399768002311934E-2,7.1786282773965808E-3,5.9244957999998889E-4,2.1924173444158529E-3,6.3703859999999826E-5,5.522817943548407E-5,2.0482195243559841E-2,null,1.0737469134690996E-2,6.9418315532912677E-3,2.8994269833984923E-4,1.4987606782865274E-3,5.5707579216829183E-5,5.522817943548407E-5,1.9523711643825468E-2]
[2004,12,28,5,1.094793370122036E-2,7.2055477965438913E-3,5.9244957999998889E-4,1.9437706831423197E-3,6.3703859999999826E-5,5.522817943548407E-5,2.0808633800342043E-2,null,1.1303434863101192E-2,6.9678630958360504E-3,2.8994269833984923E-4,1.3287830781488616E-3,5.5707579216829183E-5,5.522817943548407E-5,1.9945731314642782E-2]
[2004,12,28,6,1.1656132707999683E-2,7.5269877177296931E-3,5.9244957999998889E-4,1.6747625759914514E-3,6.3703859999999826E-5,5.522817943548407E-5,2.1569264621156301E-2,null,1.2034630498890503E-2,7.2786998882077951E-3,2.8994269833984923E-4,1.1448861690293833E-3,5.5707579216829183E-5,5.522817943548407E-5,2.0803866833684358E-2]
[2004,12,28,7,1.2596436772798659E-2,8.339760892278815E-3,5.9244957999998889E-4,1.3823772122157326E-3,6.3703859999999826E-5,5.522817943548407E-5,2.302995649672868E-2,null,1.3005468105148545E-2,8.0646626447025502E-3,2.8994269833984923E-4,9.4500830943768793E-4,5.5707579216829183E-5,5.522817943548407E-5,2.2360789336845464E-2]
[2004,12,28,8,1.3219060585079387E-2,9.6382478010109268E-3,5.3325201796639E-4,1.7028823114696519E-3,5.7338570308799838E-5,5.522817943548407E-5,2.5206009465270639E-2,null,1.3648309749827709E-2,9.3203172135502364E-3,2.6097162392173148E-4,1.1641091303537358E-3,5.0141277901483604E-5,5.522817943548407E-5,2.4443848995554896E-2]
[2004,12,28,9,1.2883118675717682E-2,1.078692102160678E-2,0,3.3756228719937489E-3,0,5.522817943548407E-5,2.7100890748753697E-2,null,1.3301459139119993E-2,1.0431099900579801E-2,0,2.3076130273074684E-3,0,5.522817943548407E-5,2.6040172067007261E-2]
[2004,12,28,10,1.2284605900203119E-2,1.1260184972016248E-2,0,5.3332732853587752E-3,0,5.522817943548407E-5,2.8933292337013628E-2,null,1.268351146448175E-2,1.0888752602048163E-2,0,3.645884442125442E-3,0,5.522817943548407E-5,2.7218148508655355E-2]
[2004,12,28,11,1.256924650838165E-2,1.1450100536266272E-2,0,5.3541111618775625E-3,0,5.522817943548407E-5,2.9428686385960967E-2,null,1.2977394918816233E-2,1.1072403545574948E-2,0,3.660129444348625E-3,0,5.522817943548407E-5,2.7709927908739808E-2]
[2004,12,28,12,1.1902622629383137E-2,1.1514873351877494E-2,0,6.2862312488318446E-3,0,5.522817943548407E-5,2.975895540952796E-2,null,1.2289124437820572E-2,1.1135039742607366E-2,0,4.2973370167692492E-3,0,5.522817943548407E-5,2.7721501197197185E-2]
[2004,12,28,13,1.1365025914297538E-2,1.1297569342802649E-2,0,6.471774784805583E-3,0,5.522817943548407E-5,2.9189598221341255E-2,null,1.173407088913952E-2,1.0924903799003453E-2,0,4.424176624445211E-3,0,5.522817943548407E-5,2.7083151312588184E-2]
[2004,12,28,14,1.0808116736856464E-2,1.1439210718365365E-2,0,6.365502990619447E-3,0,5.522817943548407E-5,2.8668058625276761E-2,null,1.1159077764074583E-2,1.1061872942987244E-2,0,4.3515280537965526E-3,0,5.522817943548407E-5,2.657247876085838E-2]
[2004,12,28,15,1.1139625844503493E-2,1.1158068389184879E-2,0,5.3511162958357027E-3,0,5.522817943548407E-5,2.7704038708959561E-2,null,1.1501351631187543E-2,1.079000447226338E-2,0,3.6580821208900198E-3,0,5.522817943548407E-5,2.5949438224340943E-2]
[2004,12,28,16,1.1030225106512312E-2,1.0865784291871598E-2,0,6.1582999837775211E-3,0,5.522817943548407E-5,2.8109537561596915E-2,null,1.138839843384395E-2,1.0507361759637726E-2,0,4.2098817929382415E-3,0,5.522817943548407E-5,2.6105641986419917E-2]
[2004,12,28,17,1.1732171670560993E-2,1.0881115362859923E-2,6.9119117864148563E-5,7.8095837727280197E-3,7.4321170212345995E-6,5.522817943548407E-5,3.0554650220469801E-2,null,1.2113138597662946E-2,{"$f":"F8707*W$5","v":1.0522187114596919E-2},{"$f":"G8707*X$5","v":3.3826648236296643E-5},{"$f":"H8707*Y$5","v":5.338717604183113E-3},{"$f":"I8707*Z$5","v":6.4992175938659304E-6},{"$f":"J8707","v":5.522817943548407E-5},2.8014369182273142E-2]
[2004,12,28,18,1.41524325600143E-2,1.0448951259875822E-2,5.9244957999998889E-4,6.9493210627064751E-3,6.3703859999999826E-5,5.522817943548407E-5,3.2262086502032071E-2,null,{"$f":"E8708*V$5","v":1.461199016748907E-2},1.0104278526720734E-2,2.8994269833984923E-4,4.7506325271969956E-3,5.5707579216829183E-5,5.522817943548407E-5,{"$f":"SUM(M8708:Q8708)","v":2.9812551498963478E-2}]
[2004,12,28,19,1.432416610512049E-2,1.0129941537041352E-2,5.9244957999998889E-4,6.3193901031705314E-3,6.3703859999999826E-5,5.522817943548407E-5,3.1484879364767841E-2,null,1.4789300242056005E-2,9.7957917693339679E-3,2.8994269833984923E-4,4.3200047753264572E-3,5.5707579216829183E-5,5.522817943548407E-5,2.9250747064273112E-2]
[2004,12,28,20,1.4400935000432139E-2,9.8736585287272655E-3,5.9244957999998889E-4,5.9333697424415986E-3,6.3703859999999826E-5,5.522817943548407E-5,3.0919344891036475E-2,null,1.4868561975945637E-2,9.5479626012895773E-3,2.8994269833984923E-4,4.0561169990542554E-3,5.5707579216829183E-5,5.522817943548407E-5,2.8818291853846146E-2]
[2004,12,28,21,1.4172641946880549E-2,9.5561808792057577E-3,5.9244957999998889E-4,5.6069362631253009E-3,6.3703859999999826E-5,5.522817943548407E-5,3.0047140708647078E-2,null,1.463285579330487E-2,9.2409573797136782E-3,2.8994269833984923E-4,3.8329634721394794E-3,5.5707579216829183E-5,5.522817943548407E-5,2.8052426922714705E-2]
[2004,12,28,22,1.3183225330060428E-2,9.0373972816081716E-3,5.9244957999998889E-4,5.364981392543676E-3,6.3703859999999826E-5,5.522817943548407E-5,2.8296985623647748E-2,null,1.361131085287017E-2,8.7392865579395008E-3,2.8994269833984923E-4,3.6675604539270572E-3,5.5707579216829183E-5,5.522817943548407E-5,2.6363808142293405E-2]
[2004,12,28,23,1.2300450339597169E-2,8.6336218455268163E-3,5.9244957999998889E-4,4.642524413544475E-3,6.3703859999999826E-5,5.522817943548407E-5,2.6287978218103931E-2,null,1.2699870404307357E-2,8.3488301985457231E-3,2.8994269833984923E-4,3.1736808946198048E-3,5.5707579216829183E-5,5.522817943548407E-5,2.4568031775029562E-2]
[2004,12,28,24,1.0642341495290445E-2,8.2985877268546664E-3,5.9244957999998889E-4,4.3792806900091377E-3,6.3703859999999826E-5,5.522817943548407E-5,2.4031591531589722E-2,null,1.098791947100349E-2,8.0248476316045463E-3,2.8994269833984923E-4,2.993724581719163E-3,5.5707579216829183E-5,5.522817943548407E-5,2.2352141961883877E-2]
[2004,12,29,1,1.0579489983072449E-2,8.527701783566502E-3,5.9244957999998889E-4,5.4705404389134762E-3,6.3703859999999826E-5,5.522817943548407E-5,2.5289113824987899E-2,null,1.0923027045291748E-2,8.2464040525147535E-3,2.8994269833984923E-4,3.7397217823070942E-3,5.5707579216829183E-5,5.522817943548407E-5,2.3254803157670274E-2]
[2004,12,29,2,1.0004683946799601E-2,8.1486735925981237E-3,5.9244957999998889E-4,5.2794561821229904E-3,6.3703859999999826E-5,5.522817943548407E-5,2.4144195340956187E-2,null,1.032955591482598E-2,7.879878617016731E-3,2.8994269833984923E-4,3.6090944767684712E-3,5.5707579216829183E-5,5.522817943548407E-5,2.2164179286167863E-2]
[2004,12,29,3,1.0243714011291401E-2,7.9440582580351925E-3,5.9244957999998889E-4,4.7651296212004217E-3,6.3703859999999826E-5,5.522817943548407E-5,2.3664283509962487E-2,null,1.0576347760487666E-2,7.6820127949029648E-3,2.8994269833984923E-4,3.2574951668686166E-3,5.5707579216829183E-5,5.522817943548407E-5,2.1861505999815924E-2]
[2004,12,29,4,1.0507045248889542E-2,7.7521753302962826E-3,5.9244957999998889E-4,4.5312722533823319E-3,6.3703859999999826E-5,5.522817943548407E-5,2.3501874452003628E-2,null,1.0848229886635235E-2,7.4964593840222242E-3,2.8994269833984923E-4,3.0976276908581454E-3,5.5707579216829183E-5,5.522817943548407E-5,2.1787967239072281E-2]
[2004,12,29,5,1.1020786953665672E-2,7.7949739267863232E-3,5.9244957999998889E-4,4.3492977861813798E-3,6.3703859999999826E-5,5.522817943548407E-5,2.3876440286068848E-2,null,1.1378653805419857E-2,7.5378462111527818E-3,2.8994269833984923E-4,2.9732279379609179E-3,5.5707579216829183E-5,5.522817943548407E-5,2.2235378232090236E-2]
[2004,12,29,6,1.170681665651626E-2,8.1432688833143786E-3,5.9244957999998889E-4,4.1877424132075744E-3,6.3703859999999826E-5,5.522817943548407E-5,2.4749209572473684E-2,null,1.2086960255929317E-2,7.8746521893494278E-3,2.8994269833984923E-4,2.8627869030932759E-3,5.5707579216829183E-5,5.522817943548407E-5,2.3170049625928699E-2]
[2004,12,29,7,1.2640996891196188E-2,9.0048880908865057E-3,5.9244957999998889E-4,4.0679855823691595E-3,6.3703859999999826E-5,5.522817943548407E-5,2.6425252183887325E-2,null,1.3051475179135703E-2,8.7078497266671259E-3,2.8994269833984923E-4,2.7809198126535904E-3,5.5707579216829183E-5,5.522817943548407E-5,2.4885894996013097E-2]
[2004,12,29,8,1.3327765657418634E-2,1.0355436388051281E-2,5.4312617783053979E-4,4.5821633021528984E-3,5.8400301330034468E-5,5.522817943548407E-5,2.8922120006218872E-2,null,1.3760544691873294E-2,1.00138483689178E-2,2.6580400232404327E-4,3.1324173731092724E-3,5.1069737573666627E-5,5.522817943548407E-5,2.7223684173798071E-2]
[2004,12,29,9,1.3049143573156263E-2,1.155292408919539E-2,0,6.4390655359855961E-3,0,5.522817943548407E-5,3.1096361377772733E-2,null,1.3472875194885919E-2,1.1171835325096443E-2,0,4.401816221179587E-3,0,5.522817943548407E-5,2.9046526741161951E-2]
[2004,12,29,10,1.2549756619117862E-2,1.2056391594951877E-2,0,8.5375356691552683E-3,0,5.522817943548407E-5,3.3198912062660492E-2,null,1.2957272154119756E-2,1.1658695276951302E-2,0,5.8363535496513148E-3,0,5.522817943548407E-5,3.0452320980722369E-2]
[2004,12,29,11,1.2818057404548881E-2,1.2260286040148463E-2,0,8.6337730594226933E-3,0,5.522817943548407E-5,3.3767344683555522E-2,null,1.3234285199193308E-2,1.1855863989205587E-2,0,5.9021424911049605E-3,0,5.522817943548407E-5,3.0992291679503854E-2]
[2004,12,29,12,1.2229836318761029E-2,1.232063692167331E-2,0,9.540601404412416E-3,0,5.522817943548407E-5,3.4146302824282243E-2,null,1.2626963405897784E-2,1.1914224115604284E-2,0,6.5220603497589975E-3,0,5.522817943548407E-5,3.1063247871261065E-2]
[2004,12,29,13,1.1733421035286695E-2,1.208442175994669E-2,0,9.619934682197781E-3,0,5.522817943548407E-5,3.3493005656866651E-2,null,1.2114428531743899E-2,1.1685800829194149E-2,0,6.5762934534730928E-3,0,5.522817943548407E-5,3.0376522814411142E-2]
[2004,12,29,14,1.1207498221563878E-2,1.2210435291679249E-2,0,9.4214153365414343E-3,0,5.522817943548407E-5,3.2894577029220044E-2,null,1.157142795920005E-2,1.1807657634828887E-2,0,6.4405834391791771E-3,0,5.522817943548407E-5,2.9819669033208117E-2]
[2004,12,29,15,1.1481143472022171E-2,1.1917458289503122E-2,0,8.3346033080507354E-3,0,5.522817943548407E-5,3.1788433249011511E-2,null,1.185395901470028E-2,1.1524344873740705E-2,0,5.6976267493229074E-3,0,5.522817943548407E-5,2.907593063776389E-2]
[2004,12,29,16,1.1437261384179845E-2,1.1622252860323579E-2,0,9.1389703382311789E-3,0,5.522817943548407E-5,3.2253712762170088E-2,null,1.1808651988267764E-2,1.1238877193315743E-2,0,6.2475009230586421E-3,0,5.522817943548407E-5,2.9295030104642152E-2]
[2004,12,29,17,1.2215102574518424E-2,1.1677977285332918E-2,5.9244957999998893E-5,1.1045381889204078E-2,6.3703859999999823E-6,5.522817943548407E-5,3.5059305272490904E-2,null,1.2611751227702249E-2,1.1292763473099425E-2,2.8994269833984926E-5,7.5507448863975195E-3,5.570757921682918E-6,5.522817943548407E-5,3.1489824614954864E-2]
[2004,12,29,18,1.4523239071690237E-2,1.1286869642929742E-2,5.9244957999998889E-4,1.0496980985852311E-2,6.3703859999999826E-5,5.522817943548407E-5,3.7018471319907764E-2,null,1.4994837503427495E-2,1.0914557043144488E-2,2.8994269833984923E-4,7.1758519801842493E-3,5.5707579216829183E-5,5.522817943548407E-5,3.343089680431291E-2]
[2004,12,29,19,1.4709769058189024E-2,1.0948933182250292E-2,5.9244957999998889E-4,9.7565966092615537E-3,6.3703859999999826E-5,5.522817943548407E-5,3.6126680469136342E-2,null,1.5187424489241007E-2,1.0587767871856885E-2,2.8994269833984923E-4,6.6697170541500971E-3,5.5707579216829183E-5,5.522817943548407E-5,3.2790559692804665E-2]
[2004,12,29,20,1.4785308525039129E-2,1.0674310309013684E-2,5.9244957999998889E-4,9.3067690346338751E-3,6.3703859999999826E-5,5.522817943548407E-5,3.547776948812216E-2,null,1.5265416872683953E-2,1.0322203804040189E-2,2.8994269833984923E-4,6.3622099626840824E-3,5.5707579216829183E-5,5.522817943548407E-5,3.2295480916964901E-2]
[2004,12,29,21,1.4520919958547153E-2,1.03356416783273E-2,5.9244957999998889E-4,8.9090331407315915E-3,6.3703859999999826E-5,5.522817943548407E-5,3.4476976397041517E-2,null,1.4992443084072353E-2,9.9947066143596421E-3,2.8994269833984923E-4,6.0903133187160917E-3,5.5707579216829183E-5,5.522817943548407E-5,3.1423113294704763E-2]
[2004,12,29,22,1.3523931154469388E-2,9.7659643734095865E-3,5.9244957999998889E-4,8.4675201193827841E-3,6.3703859999999826E-5,5.522817943548407E-5,3.2468797266697227E-2,null,1.3963080072413087E-2,9.4438208827605265E-3,2.8994269833984923E-4,5.7884901475783066E-3,5.5707579216829183E-5,5.522817943548407E-5,2.9541041380308601E-2]
[2004,12,29,23,1.2591842788803563E-2,9.3162893942856182E-3,5.9244957999998889E-4,7.5440874993920916E-3,6.3703859999999826E-5,5.522817943548407E-5,3.0163601301916743E-2,null,1.3000724945364438E-2,9.00897903858296E-3,2.8994269833984923E-4,5.1572214233939024E-3,5.5707579216829183E-5,5.522817943548407E-5,2.751257568489798E-2]
[2004,12,29,24,1.0926858346362641E-2,8.9281353359541727E-3,5.9244957999998889E-4,7.0081813485594925E-3,6.3703859999999826E-5,5.522817943548407E-5,2.757455665031178E-2,null,1.1281675149592477E-2,8.6336287647503559E-3,2.8994269833984923E-4,4.7908700678157556E-3,5.5707579216829183E-5,5.522817943548407E-5,2.5051824259715267E-2]
[2004,12,30,1,1.0968000517905713E-2,8.506363162970142E-3,5.9244957999998889E-4,5.3901451439304967E-3,6.3703859999999826E-5,5.522817943548407E-5,2.5575890444241828E-2,null,1.1324153289199024E-2,8.2257693150641544E-3,2.8994269833984923E-4,3.684762671923008E-3,5.5707579216829183E-5,5.522817943548407E-5,2.3580335553742865E-2]
[2004,12,30,2,1.0361439201306102E-2,8.1143716493185317E-3,5.9244957999998889E-4,5.2307986224971849E-3,6.3703859999999826E-5,5.522817943548407E-5,2.4417991092557292E-2,null,1.0697895721353472E-2,7.8467081695445806E-3,2.8994269833984923E-4,3.5758316323313555E-3,5.5707579216829183E-5,5.522817943548407E-5,2.2466085800786087E-2]
[2004,12,30,3,1.0647091309582302E-2,7.9119819317654168E-3,5.9244957999998889E-4,4.662181449469247E-3,6.3703859999999826E-5,5.522817943548407E-5,2.3932636310252439E-2,null,1.0992823521203744E-2,7.6509945494654188E-3,2.8994269833984923E-4,3.1871186611886347E-3,5.5707579216829183E-5,5.522817943548407E-5,2.2176587009414477E-2]
[2004,12,30,4,1.0957027059404153E-2,7.7050345707318727E-3,5.9244957999998889E-4,4.3949426204681636E-3,6.3703859999999826E-5,5.522817943548407E-5,2.3768385870039661E-2,null,1.1312823500694595E-2,7.4508736259156607E-3,2.8994269833984923E-4,3.0044312501269067E-3,5.5707579216829183E-5,5.522817943548407E-5,2.2113778654293842E-2]
[2004,12,30,5,1.1521204955515191E-2,7.7257865049724719E-3,5.9244957999998889E-4,4.1888246566269853E-3,6.3703859999999826E-5,5.522817943548407E-5,2.4147197736550122E-2,null,1.1895321374168358E-2,7.4709410296502719E-3,2.8994269833984923E-4,2.8635267366315751E-3,5.5707579216829183E-5,5.522817943548407E-5,2.2575439418006882E-2]
[2004,12,30,6,1.2256473376325459E-2,8.0496300510734184E-3,5.9244957999998889E-4,4.0123810888069269E-3,6.3703859999999826E-5,5.522817943548407E-5,2.5029866135641277E-2,null,1.265446542165174E-2,7.7841021601313971E-3,2.8994269833984923E-4,2.7429079675551312E-3,5.5707579216829183E-5,5.522817943548407E-5,2.3527125826894948E-2]
[2004,12,30,7,1.3239499186012397E-2,8.8923024642357552E-3,5.9244957999998889E-4,3.8817315370789636E-3,6.3703859999999826E-5,5.522817943548407E-5,2.672491480676259E-2,null,1.3669412032746488E-2,8.5989778885762567E-3,2.8994269833984923E-4,2.6535944929722138E-3,5.5707579216829183E-5,5.522817943548407E-5,2.5267634691851639E-2]
[2004,12,30,8,1.390333127105225E-2,1.0296311566441226E-2,5.4312617783053979E-4,4.3936972521953959E-3,5.8400301330034468E-5,5.522817943548407E-5,2.9250094748284931E-2,null,1.4354800064686089E-2,9.9566738591959723E-3,2.6580400232404327E-4,3.003579902639639E-3,5.1069737573666627E-5,5.522817943548407E-5,2.7631927566419408E-2]
[2004,12,30,9,1.3614295077030922E-2,1.1499215233358253E-2,0,6.2802551378935137E-3,0,5.522817943548407E-5,3.1448993627718171E-2,null,1.405637829110204E-2,1.1119898128220632E-2,0,4.2932516814172634E-3,0,5.522817943548407E-5,2.9469528100739936E-2]
[2004,12,30,10,1.3057847678271763E-2,1.2003061336559807E-2,0,8.4592489995562875E-3,0,5.522817943548407E-5,3.3575386193823345E-2,null,1.3481861939590417E-2,1.1607124188973821E-2,0,5.7828359188371765E-3,0,5.522817943548407E-5,3.0871822047401413E-2]
[2004,12,30,11,1.3356110397640151E-2,1.2217843308982734E-2,0,8.5210838066353874E-3,0,5.522817943548407E-5,3.4150265692693756E-2,null,1.3789809842133544E-2,1.181482128870223E-2,0,5.8251068749740793E-3,0,5.522817943548407E-5,3.1429738005809851E-2]
[2004,12,30,12,1.2688039458264234E-2,1.2296636611045915E-2,0,9.4936153952355322E-3,0,5.522817943548407E-5,3.4533519643981166E-2,null,1.3100045311834575E-2,1.1891015487553903E-2,0,6.489940195645417E-3,0,5.522817943548407E-5,3.1481000995033898E-2]
[2004,12,30,13,1.2128615759342192E-2,1.2069031514335259E-2,0,9.6199413047290128E-3,0,5.522817943548407E-5,3.3872816757841949E-2,null,1.2522456013779585E-2,1.1670918251566508E-2,0,6.5762979807084876E-3,0,5.522817943548407E-5,3.0769672246054581E-2]
[2004,12,30,14,1.1556416657374538E-2,1.2180311487250801E-2,0,9.4756423976024694E-3,0,5.522817943548407E-5,3.3267598721663294E-2,null,1.1931676469956132E-2,1.1778527504669479E-2,0,6.4776536562271897E-3,0,5.522817943548407E-5,3.0187857630852799E-2]
[2004,12,30,15,1.1864638136370228E-2,1.1892690895025204E-2,0,8.3363558896285082E-3,0,5.522817943548407E-5,3.2148913100459427E-2,null,1.2249906512840676E-2,1.1500394465133955E-2,0,5.6988248334198721E-3,0,5.522817943548407E-5,2.9449125811394503E-2]
[2004,12,30,16,1.1759633212008038E-2,1.1605082353291996E-2,0,9.1995253491190549E-3,0,5.522817943548407E-5,3.2619469093854575E-2,null,1.2141491869929513E-2,1.1222273078589095E-2,0,6.2888969964034922E-3,0,5.522817943548407E-5,2.9652661944922099E-2]
[2004,12,30,17,1.2525970347133793E-2,1.1678511401903556E-2,4.937079813584921E-5,1.114248921072645E-2,5.3086549787653642E-6,5.522817943548407E-5,3.5456878592313903E-2,null,1.2932713494618744E-2,1.1293279971115469E-2,2.4161891431673203E-5,7.6171285224521032E-3,4.6422982494999039E-6,5.522817943548407E-5,3.1871926177867486E-2]
[2004,12,30,18,1.5008556616074299E-2,1.1265060332390085E-2,5.9244957999998889E-4,1.04532601678717E-2,6.3703859999999826E-5,5.522817943548407E-5,3.7438258735771557E-2,null,1.5495914272850566E-2,1.0893467142092441E-2,2.8994269833984923E-4,7.1459639467864287E-3,5.5707579216829183E-5,5.522817943548407E-5,3.3880995639286114E-2]
[2004,12,30,19,1.5158850069761873E-2,1.0914428838825348E-2,5.9244957999998889E-4,9.7516934231617995E-3,6.3703859999999826E-5,5.522817943548407E-5,3.6536353951184493E-2,null,1.5651088053626992E-2,1.0554401700680831E-2,2.8994269833984923E-4,6.6663651820517708E-3,5.5707579216829183E-5,5.522817943548407E-5,3.3217505213916275E-2]
[2004,12,30,20,1.5216480003028819E-2,1.06629306092884E-2,5.9244957999998889E-4,9.2892947978094418E-3,6.3703859999999826E-5,5.522817943548407E-5,3.5880087029562135E-2,null,1.5710589345343362E-2,1.0311199479040009E-2,2.8994269833984923E-4,6.3502643816558011E-3,5.5707579216829183E-5,5.522817943548407E-5,3.2717703483595852E-2]
[2004,12,30,21,1.4969921147520958E-2,1.0314745665905121E-2,5.9244957999998889E-4,8.8718958912911029E-3,6.3703859999999826E-5,5.522817943548407E-5,3.4867944324152654E-2,null,1.5456024233860889E-2,9.9744998850563593E-3,2.8994269833984923E-4,6.0649258853868989E-3,5.5707579216829183E-5,5.522817943548407E-5,3.1841100281860824E-2]
[2004,12,30,22,1.3929474862624752E-2,9.7684874088936873E-3,5.9244957999998889E-4,8.4276469990062948E-3,6.3703859999999826E-5,5.522817943548407E-5,3.2836990889960206E-2,null,1.4381792590626791E-2,9.446260692520388E-3,2.8994269833984923E-4,5.7612324427015055E-3,5.5707579216829183E-5,5.522817943548407E-5,2.9934936003405365E-2]
[2004,12,30,23,1.2998182834929289E-2,9.3052008261473047E-3,5.9244957999998889E-4,7.4908936859579825E-3,6.3703859999999826E-5,5.522817943548407E-5,3.0505658966470048E-2,null,1.3420259660224804E-2,8.9982562418021682E-3,2.8994269833984923E-4,5.1208575458200388E-3,5.5707579216829183E-5,5.522817943548407E-5,2.788502372540369E-2]
[2004,12,30,24,1.1274718914080431E-2,8.9288517786766386E-3,5.9244957999998889E-4,6.9723006668928091E-3,6.3703859999999826E-5,5.522817943548407E-5,2.7887252979085352E-2,null,1.1640831441176627E-2,8.6343215746444955E-3,2.8994269833984923E-4,4.7663416380762666E-3,5.5707579216829183E-5,5.522817943548407E-5,2.5387144931454067E-2]
[2004,12,31,1,1.0084855621869847E-2,7.176866769441701E-3,5.9244957999998889E-4,5.531316673464794E-3,6.3703859999999826E-5,5.522817943548407E-5,2.3504420684211817E-2,null,1.0412330923494624E-2,6.9401281510492185E-3,2.8994269833984923E-4,3.781269086588298E-3,5.5707579216829183E-5,5.522817943548407E-5,2.1479378438688822E-2]
[2004,12,31,2,9.5128479421771554E-3,7.0247609956004308E-3,5.9244957999998889E-4,5.1913125407932036E-3,6.3703859999999826E-5,5.522817943548407E-5,2.2440303098006265E-2,null,9.8217490178077738E-3,6.7930397910607489E-3,2.8994269833984923E-4,3.5488385113599903E-3,5.5707579216829183E-5,5.522817943548407E-5,2.0509277597785192E-2]
[2004,12,31,3,9.542030182453665E-3,6.8587682303156063E-3,5.9244957999998889E-4,4.8820783060695046E-3,6.3703859999999826E-5,5.522817943548407E-5,2.1994258338274248E-2,null,9.8518788634139945E-3,6.6325225207487445E-3,2.8994269833984923E-4,3.3374425777507382E-3,5.5707579216829183E-5,5.522817943548407E-5,2.0167494239470157E-2]
[2004,12,31,4,9.6788511502990532E-3,6.823480284205174E-3,5.9244957999998889E-4,4.6295978414642534E-3,6.3703859999999826E-5,5.522817943548407E-5,2.184331089540395E-2,null,9.9931426799618056E-3,6.598398595077379E-3,2.8994269833984923E-4,3.164844147369917E-3,5.5707579216829183E-5,5.522817943548407E-5,2.0102035699965781E-2]
[2004,12,31,5,1.0043167050062826E-2,6.9015860621020947E-3,5.9244957999998889E-4,4.535307166457803E-3,6.3703859999999826E-5,5.522817943548407E-5,2.2191441898058197E-2,null,1.0369288640921808E-2,6.6739279486735846E-3,2.8994269833984923E-4,3.1003860019403048E-3,5.5707579216829183E-5,5.522817943548407E-5,2.0489252869092377E-2]
[2004,12,31,6,1.0431292630430139E-2,7.115061922466177E-3,5.9244957999998889E-4,4.7448841826825848E-3,6.3703859999999826E-5,5.522817943548407E-5,2.3002620355014373E-2,null,1.0770017430126681E-2,6.8803620202088807E-3,2.8994269833984923E-4,3.2436551617972802E-3,5.5707579216829183E-5,5.522817943548407E-5,2.1239684889689518E-2]
[2004,12,31,7,1.1000002851190269E-2,7.6123638265183195E-3,5.9244957999998889E-4,5.2366326866100195E-3,6.3703859999999826E-5,5.522817943548407E-5,2.4560380983754081E-2,null,1.1357194801837058E-2,7.361259751037335E-3,2.8994269833984923E-4,3.579819862906702E-3,5.5707579216829183E-5,5.522817943548407E-5,2.2643924693337775E-2]
[2004,12,31,8,1.1427970166620676E-2,8.2305785884060553E-3,5.4312617783053979E-4,6.5657369840677968E-3,5.8400301330034468E-5,5.522817943548407E-5,2.6881040397690587E-2,null,1.1799059066411903E-2,7.9590818662032027E-3,2.6580400232404327E-4,4.4884102202330835E-3,5.1069737573666627E-5,5.522817943548407E-5,2.4563424892745895E-2]
[2004,12,31,9,1.2199913440296303E-2,8.7135124428947396E-3,0,7.9331885018542759E-3,0,5.522817943548407E-5,2.8901842564480799E-2,null,1.2596068872109657E-2,{"$f":"F8771*W$5","v":8.4260854969383393E-3},{"$f":"G8771*X$5","v":0},{"$f":"H8771*Y$5","v":5.4232151603334222E-3},{"$f":"I8771*Z$5","v":0},{"$f":"J8771","v":5.522817943548407E-5},2.6445369529381417E-2]
[2004,12,31,10,1.2775418370938827E-2,9.1259898977227617E-3,0,8.8993759914763795E-3,0,5.522817943548407E-5,3.0856012439573456E-2,null,{"$f":"E8772*V$5","v":1.3190261591434055E-2},8.8249568272678811E-3,0,6.0837115849700415E-3,0,5.522817943548407E-5,{"$f":"SUM(M8772:Q8772)","v":2.8098930003671981E-2}]
[2004,12,31,11,1.2929033542777546E-2,9.2935024683453837E-3,0,9.1065646050740578E-3,0,5.522817943548407E-5,3.1384328795632473E-2,null,1.3348864953150569E-2,8.9869437700912762E-3,0,6.2253480064478313E-3,0,5.522817943548407E-5,2.8561156729689677E-2]
[2004,12,31,12,1.2601631066495578E-2,9.4143451215191777E-3,0,9.6653394803978623E-3,0,5.522817943548407E-5,3.1736543847848103E-2,null,1.3010831067883366E-2,9.1038002655622324E-3,0,6.6073326743226928E-3,0,5.522817943548407E-5,2.8721964007768292E-2]
[2004,12,31,13,1.1990568270723308E-2,9.374934629803492E-3,0,9.7086211518351874E-3,0,5.522817943548407E-5,3.1129352231797473E-2,null,1.2379925848891546E-2,9.0656897820059097E-3,0,6.6369205022998807E-3,0,5.522817943548407E-5,2.8082536133197333E-2]
[2004,12,31,14,1.1479643967394922E-2,9.3461612067826209E-3,0,9.6921231053233581E-3,0,5.522817943548407E-5,3.0573156458936386E-2,null,1.1852410818178123E-2,9.0378654891042423E-3,0,6.625642255736355E-3,0,5.522817943548407E-5,2.7515918563018722E-2]
[2004,12,31,15,1.2131198991459029E-2,9.1598822891389153E-3,0,8.1987630560327145E-3,0,5.522817943548407E-5,2.9545072516066143E-2,null,1.2525123128576387E-2,8.8577312324965175E-3,0,5.6047648547699856E-3,0,5.522817943548407E-5,2.698761921584289E-2]
[2004,12,31,16,1.1956991621202274E-2,9.1179977669599808E-3,0,8.8473025303560469E-3,0,5.522817943548407E-5,2.9977520097953785E-2,null,1.2345258898840517E-2,8.8172283277045595E-3,0,6.0481135925949938E-3,0,5.522817943548407E-5,2.721060081914007E-2]
[2004,12,31,17,1.2549351307743511E-2,9.4154894331520776E-3,3.9496638864149119E-5,1.052130542680293E-2,4.2469240212346084E-6,5.522817943548407E-5,3.2585117910019383E-2,null,1.2956853681479688E-2,9.1049068305344115E-3,1.9329513319304181E-5,7.1924804363086943E-3,3.7138386330244718E-6,5.522817943548407E-5,2.9277284300275121E-2]
[2004,12,31,18,1.4705866100138553E-2,9.1920974782303544E-3,5.9244957999998889E-4,9.7966753517997867E-3,6.3703859999999826E-5,5.522817943548407E-5,3.440602054960417E-2,null,1.5183394794387082E-2,8.8888837601784915E-3,2.8994269833984923E-4,6.6971153246046114E-3,5.5707579216829183E-5,5.522817943548407E-5,3.1115044156726862E-2]
[2004,12,31,19,1.4767244244856297E-2,8.9518601774014623E-3,5.9244957999998889E-4,9.1466776796703571E-3,6.3703859999999826E-5,5.522817943548407E-5,3.3577163721363587E-2,null,1.5246766009428115E-2,8.6565710103426226E-3,2.8994269833984923E-4,6.2527697466759112E-3,5.5707579216829183E-5,5.522817943548407E-5,3.0501757044003326E-2]
[2004,12,31,20,1.4249697901587493E-2,8.7440334681152757E-3,5.9244957999998889E-4,9.2689337813373004E-3,6.3703859999999826E-5,5.522817943548407E-5,3.2974046770475537E-2,null,1.4712413907978776E-2,8.4555997450269111E-3,2.8994269833984923E-4,6.336345366220116E-3,5.5707579216829183E-5,5.522817943548407E-5,2.9850009296782481E-2]
[2004,12,31,21,1.3870443886115318E-2,8.565641685131865E-3,5.9244957999998889E-4,8.8964157182691919E-3,6.3703859999999826E-5,5.522817943548407E-5,3.2043882908951847E-2,null,1.4320844761009843E-2,8.283092455317902E-3,2.8994269833984923E-4,6.0816879095547654E-3,5.5707579216829183E-5,5.522817943548407E-5,2.9031275403439187E-2]
[2004,12,31,22,1.298280232396211E-2,8.2700122418562401E-3,5.9244957999998889E-4,8.2132265000354494E-3,6.3703859999999826E-5,5.522817943548407E-5,3.0177422685289272E-2,null,1.340437971350396E-2,7.9972147474730096E-3,2.8994269833984923E-4,5.6146522246172956E-3,5.5707579216829183E-5,5.522817943548407E-5,2.7361896963150941E-2]
[2004,12,31,23,1.2078040775756449E-2,8.0743925644058794E-3,5.9244957999998889E-4,7.1710966385914636E-3,6.3703859999999826E-5,5.522817943548407E-5,2.8034911598189261E-2,null,1.2470238759979433E-2,7.8080478486038498E-3,2.8994269833984923E-4,4.9022407569837981E-3,5.5707579216829183E-5,5.522817943548407E-5,2.552617764312376E-2]
[2004,12,31,24,1.0263101597522171E-2,8.0028742299556883E-3,5.9244957999998889E-4,6.6512208884256198E-3,6.3703859999999826E-5,5.522817943548407E-5,2.5628578335338954E-2,null,1.0596364900168355E-2,7.7388886427582973E-3,2.8994269833984923E-4,4.5468479601115039E-3,5.5707579216829183E-5,5.522817943548407E-5,2.3227751780594833E-2]
[]
["NCP",1,null,null,{"$f":"MAX(IF($B$3:$B$8786=$B8788,E$3:E$8786))","v":2.064740106506836E-2},{"$f":"MAX(IF($B$3:$B$8786=$B8788,F$3:F$8786))","v":1.2776128302317998E-2},{"$f":"MAX(IF($B$3:$B$8786=$B8788,G$3:G$8786))","v":5.9359099999999087E-4},{"$f":"MAX(IF($B$3:$B$8786=$B8788,H$3:H$8786))","v":1.2888265775839076E-2},{"$f":"MAX(IF($B$3:$B$8786=$B8788,I$3:I$8786))","v":6.3703860000000057E-5},{"$f":"MAX(IF($B$3:$B$8786=$B8788,J$3:J$8786))","v":5.522817943548407E-5},{"$f":"MAX(IF($B$3:$B$8786=$B8788,K$3:K$8786))","v":4.0597682822367281E-2},null,{"$f":"MAX(IF($B$3:$B$8786=$B8788,M$3:M$8786))","v":2.1317863206032288E-2},{"$f":"MAX(IF($B$3:$B$8786=$B8788,N$3:N$8786))","v":1.2354690499463097E-2},{"$f":"MAX(IF($B$3:$B$8786=$B8788,O$3:O$8786))","v":2.905013051916587E-4},{"$f":"MAX(IF($B$3:$B$8786=$B8788,P$3:P$8786))","v":8.8105606377057184E-3},{"$f":"MAX(IF($B$3:$B$8786=$B8788,Q$3:Q$8786))","v":5.570757921682938E-5},{"$f":"MAX(IF($B$3:$B$8786=$B8788,R$3:R$8786))","v":5.522817943548407E-5},{"$f":"MAX(IF($B$3:$B$8786=$B8788,S$3:S$8786))","v":3.6732090549430524E-2}]
[null,2,null,null,{"$f":"MAX(IF($B$3:$B$8786=$B8789,E$3:E$8786))","v":1.9249006447723909E-2},{"$f":"MAX(IF($B$3:$B$8786=$B8789,F$3:F$8786))","v":1.2875338041280729E-2},{"$f":"MAX(IF($B$3:$B$8786=$B8789,G$3:G$8786))","v":5.9269679999999982E-4},{"$f":"MAX(IF($B$3:$B$8786=$B8789,H$3:H$8786))","v":1.1593622167154947E-2},{"$f":"MAX(IF($B$3:$B$8786=$B8789,I$3:I$8786))","v":6.3703859999999907E-5},{"$f":"MAX(IF($B$3:$B$8786=$B8789,J$3:J$8786))","v":5.9037019396551792E-5},{"$f":"MAX(IF($B$3:$B$8786=$B8789,K$3:K$8786))","v":3.7484916359539475E-2},null,{"$f":"MAX(IF($B$3:$B$8786=$B8789,M$3:M$8786))","v":1.9874059936717425E-2},{"$f":"MAX(IF($B$3:$B$8786=$B8789,N$3:N$8786))","v":1.2450627671540078E-2},{"$f":"MAX(IF($B$3:$B$8786=$B8789,O$3:O$8786))","v":2.9006368692066105E-4},{"$f":"MAX(IF($B$3:$B$8786=$B8789,P$3:P$8786))","v":7.9255279873150907E-3},{"$f":"MAX(IF($B$3:$B$8786=$B8789,Q$3:Q$8786))","v":5.5707579216829251E-5},{"$f":"MAX(IF($B$3:$B$8786=$B8789,R$3:R$8786))","v":5.9037019396551792E-5},{"$f":"MAX(IF($B$3:$B$8786=$B8789,S$3:S$8786))","v":3.4689034677579569E-2}]
[null,3,null,null,{"$f":"MAX(IF($B$3:$B$8786=$B8790,E$3:E$8786))","v":1.7447550419049888E-2},{"$f":"MAX(IF($B$3:$B$8786=$B8790,F$3:F$8786))","v":1.3244104309409171E-2},{"$f":"MAX(IF($B$3:$B$8786=$B8790,G$3:G$8786))","v":5.9282304000000008E-4},{"$f":"MAX(IF($B$3:$B$8786=$B8790,H$3:H$8786))","v":1.1441016750610851E-2},{"$f":"MAX(IF($B$3:$B$8786=$B8790,I$3:I$8786))","v":6.3717392073016509E-5},{"$f":"MAX(IF($B$3:$B$8786=$B8790,J$3:J$8786))","v":5.1125724774193741E-5},{"$f":"MAX(IF($B$3:$B$8786=$B8790,K$3:K$8786))","v":3.5720624890000108E-2},null,{"$f":"MAX(IF($B$3:$B$8786=$B8790,M$3:M$8786))","v":1.8014107051125151E-2},{"$f":"MAX(IF($B$3:$B$8786=$B8790,N$3:N$8786))","v":1.2807229687546941E-2},{"$f":"MAX(IF($B$3:$B$8786=$B8790,O$3:O$8786))","v":2.9012546832362615E-4},{"$f":"MAX(IF($B$3:$B$8786=$B8790,P$3:P$8786))","v":7.8212052413778807E-3},{"$f":"MAX(IF($B$3:$B$8786=$B8790,Q$3:Q$8786))","v":5.5719412707445678E-5},{"$f":"MAX(IF($B$3:$B$8786=$B8790,R$3:R$8786))","v":5.1125724774193741E-5},{"$f":"MAX(IF($B$3:$B$8786=$B8790,S$3:S$8786))","v":3.1973631383085614E-2}]
[null,4,null,null,{"$f":"MAX(IF($B$3:$B$8786=$B8791,E$3:E$8786))","v":1.3679912304217692E-2},{"$f":"MAX(IF($B$3:$B$8786=$B8791,F$3:F$8786))","v":1.1469532653913967E-2},{"$f":"MAX(IF($B$3:$B$8786=$B8791,G$3:G$8786))","v":5.925495200000009E-4},{"$f":"MAX(IF($B$3:$B$8786=$B8791,H$3:H$8786))","v":9.5215241875467212E-3},{"$f":"MAX(IF($B$3:$B$8786=$B8791,I$3:I$8786))","v":6.3703860000000084E-5},{"$f":"MAX(IF($B$3:$B$8786=$B8791,J$3:J$8786))","v":5.8857571850000142E-5},{"$f":"MAX(IF($B$3:$B$8786=$B8791,K$3:K$8786))","v":2.995671915448804E-2},null,{"$f":"MAX(IF($B$3:$B$8786=$B8791,M$3:M$8786))","v":1.4124126240043335E-2},{"$f":"MAX(IF($B$3:$B$8786=$B8791,N$3:N$8786))","v":1.1091194668644905E-2},{"$f":"MAX(IF($B$3:$B$8786=$B8791,O$3:O$8786))","v":2.8999160861720239E-4},{"$f":"MAX(IF($B$3:$B$8786=$B8791,P$3:P$8786))","v":6.5090189538941669E-3},{"$f":"MAX(IF($B$3:$B$8786=$B8791,Q$3:Q$8786))","v":5.5707579216829407E-5},{"$f":"MAX(IF($B$3:$B$8786=$B8791,R$3:R$8786))","v":5.8857571850000142E-5},{"$f":"MAX(IF($B$3:$B$8786=$B8791,S$3:S$8786))","v":2.6800753714899473E-2}]
[null,5,null,null,{"$f":"MAX(IF($B$3:$B$8786=$B8792,E$3:E$8786))","v":1.0547800484312931E-2},{"$f":"MAX(IF($B$3:$B$8786=$B8792,F$3:F$8786))","v":1.1392576070919858E-2},{"$f":"MAX(IF($B$3:$B$8786=$B8792,G$3:G$8786))","v":5.9244432000000341E-4},{"$f":"MAX(IF($B$3:$B$8786=$B8792,H$3:H$8786))","v":7.7115708106908695E-3},{"$f":"MAX(IF($B$3:$B$8786=$B8792,I$3:I$8786))","v":6.3703860000000206E-5},{"$f":"MAX(IF($B$3:$B$8786=$B8792,J$3:J$8786))","v":5.6958940500000212E-5},{"$f":"MAX(IF($B$3:$B$8786=$B8792,K$3:K$8786))","v":2.6507503261469549E-2},null,{"$f":"MAX(IF($B$3:$B$8786=$B8792,M$3:M$8786))","v":1.0890308525537412E-2},{"$f":"MAX(IF($B$3:$B$8786=$B8792,N$3:N$8786))","v":1.1016776602209554E-2},{"$f":"MAX(IF($B$3:$B$8786=$B8792,O$3:O$8786))","v":2.8994012411473279E-4},{"$f":"MAX(IF($B$3:$B$8786=$B8792,P$3:P$8786))","v":5.27171486228371E-3},{"$f":"MAX(IF($B$3:$B$8786=$B8792,Q$3:Q$8786))","v":5.5707579216829516E-5},{"$f":"MAX(IF($B$3:$B$8786=$B8792,R$3:R$8786))","v":5.6958940500000212E-5},{"$f":"MAX(IF($B$3:$B$8786=$B8792,S$3:S$8786))","v":2.3926730911525786E-2}]
[null,6,null,null,{"$f":"MAX(IF($B$3:$B$8786=$B8793,E$3:E$8786))","v":1.2829075580493402E-2},{"$f":"MAX(IF($B$3:$B$8786=$B8793,F$3:F$8786))","v":1.2287187866351914E-2},{"$f":"MAX(IF($B$3:$B$8786=$B8793,G$3:G$8786))","v":5.9241276000000429E-4},{"$f":"MAX(IF($B$3:$B$8786=$B8793,H$3:H$8786))","v":1.0398772742064875E-2},{"$f":"MAX(IF($B$3:$B$8786=$B8793,I$3:I$8786))","v":6.3703859999999935E-5},{"$f":"MAX(IF($B$3:$B$8786=$B8793,J$3:J$8786))","v":5.8857571850000142E-5},{"$f":"MAX(IF($B$3:$B$8786=$B8793,K$3:K$8786))","v":3.238212139523728E-2},null,{"$f":"MAX(IF($B$3:$B$8786=$B8793,M$3:M$8786))","v":1.3245661157204928E-2},{"$f":"MAX(IF($B$3:$B$8786=$B8793,N$3:N$8786))","v":1.1881878422432096E-2},{"$f":"MAX(IF($B$3:$B$8786=$B8793,O$3:O$8786))","v":2.89924678763992E-4},{"$f":"MAX(IF($B$3:$B$8786=$B8793,P$3:P$8786))","v":7.1087157415264573E-3},{"$f":"MAX(IF($B$3:$B$8786=$B8793,Q$3:Q$8786))","v":5.5707579216829278E-5},{"$f":"MAX(IF($B$3:$B$8786=$B8793,R$3:R$8786))","v":5.8857571850000142E-5},{"$f":"MAX(IF($B$3:$B$8786=$B8793,S$3:S$8786))","v":2.9070134054654851E-2}]
[null,7,null,null,{"$f":"MAX(IF($B$3:$B$8786=$B8794,E$3:E$8786))","v":1.2322480243137347E-2},{"$f":"MAX(IF($B$3:$B$8786=$B8794,F$3:F$8786))","v":1.1889222926193661E-2},{"$f":"MAX(IF($B$3:$B$8786=$B8794,G$3:G$8786))","v":5.9241276000000461E-4},{"$f":"MAX(IF($B$3:$B$8786=$B8794,H$3:H$8786))","v":9.2525157193354916E-3},{"$f":"MAX(IF($B$3:$B$8786=$B8794,I$3:I$8786))","v":6.3703860000000016E-5},{"$f":"MAX(IF($B$3:$B$8786=$B8794,J$3:J$8786))","v":5.6039767112903422E-5},{"$f":"MAX(IF($B$3:$B$8786=$B8794,K$3:K$8786))","v":3.1866787299193775E-2},null,{"$f":"MAX(IF($B$3:$B$8786=$B8794,M$3:M$8786))","v":1.2722615662591032E-2},{"$f":"MAX(IF($B$3:$B$8786=$B8794,N$3:N$8786))","v":1.1497040891926043E-2},{"$f":"MAX(IF($B$3:$B$8786=$B8794,O$3:O$8786))","v":2.8992467876399217E-4},{"$f":"MAX(IF($B$3:$B$8786=$B8794,P$3:P$8786))","v":6.3251217979498429E-3},{"$f":"MAX(IF($B$3:$B$8786=$B8794,Q$3:Q$8786))","v":5.5707579216829346E-5},{"$f":"MAX(IF($B$3:$B$8786=$B8794,R$3:R$8786))","v":5.6039767112903422E-5},{"$f":"MAX(IF($B$3:$B$8786=$B8794,S$3:S$8786))","v":2.8886605388625378E-2}]
[null,8,null,null,{"$f":"MAX(IF($B$3:$B$8786=$B8795,E$3:E$8786))","v":1.2462818144254189E-2},{"$f":"MAX(IF($B$3:$B$8786=$B8795,F$3:F$8786))","v":1.1391976773377343E-2},{"$f":"MAX(IF($B$3:$B$8786=$B8795,G$3:G$8786))","v":5.9213924000000174E-4},{"$f":"MAX(IF($B$3:$B$8786=$B8795,H$3:H$8786))","v":8.9235353922064199E-3},{"$f":"MAX(IF($B$3:$B$8786=$B8795,I$3:I$8786))","v":6.3703860000000395E-5},{"$f":"MAX(IF($B$3:$B$8786=$B8795,J$3:J$8786))","v":5.6039767112903422E-5},{"$f":"MAX(IF($B$3:$B$8786=$B8795,K$3:K$8786))","v":2.9174543842952417E-2},null,{"$f":"MAX(IF($B$3:$B$8786=$B8795,M$3:M$8786))","v":1.2867510614222109E-2},{"$f":"MAX(IF($B$3:$B$8786=$B8795,N$3:N$8786))","v":1.1016197073303797E-2},{"$f":"MAX(IF($B$3:$B$8786=$B8795,O$3:O$8786))","v":2.8979081905756656E-4},{"$f":"MAX(IF($B$3:$B$8786=$B8795,P$3:P$8786))","v":6.1002272177793585E-3},{"$f":"MAX(IF($B$3:$B$8786=$B8795,Q$3:Q$8786))","v":5.5707579216829678E-5},{"$f":"MAX(IF($B$3:$B$8786=$B8795,R$3:R$8786))","v":5.6039767112903422E-5},{"$f":"MAX(IF($B$3:$B$8786=$B8795,S$3:S$8786))","v":2.6346651646272461E-2}]
[null,9,null,null,{"$f":"MAX(IF($B$3:$B$8786=$B8796,E$3:E$8786))","v":1.1087352649853735E-2},{"$f":"MAX(IF($B$3:$B$8786=$B8796,F$3:F$8786))","v":1.1471042853613344E-2},{"$f":"MAX(IF($B$3:$B$8786=$B8796,G$3:G$8786))","v":5.9196040000000154E-4},{"$f":"MAX(IF($B$3:$B$8786=$B8796,H$3:H$8786))","v":8.5696439004097954E-3},{"$f":"MAX(IF($B$3:$B$8786=$B8796,I$3:I$8786))","v":6.3703859999999989E-5},{"$f":"MAX(IF($B$3:$B$8786=$B8796,J$3:J$8786))","v":5.7907759350000129E-5},{"$f":"MAX(IF($B$3:$B$8786=$B8796,K$3:K$8786))","v":2.8078345903545309E-2},null,{"$f":"MAX(IF($B$3:$B$8786=$B8796,M$3:M$8786))","v":1.1447381022035618E-2},{"$f":"MAX(IF($B$3:$B$8786=$B8796,N$3:N$8786))","v":1.1092655052372799E-2},{"$f":"MAX(IF($B$3:$B$8786=$B8796,O$3:O$8786))","v":2.8970329540336609E-4},{"$f":"MAX(IF($B$3:$B$8786=$B8796,P$3:P$8786))","v":5.8583030906801635E-3},{"$f":"MAX(IF($B$3:$B$8786=$B8796,Q$3:Q$8786))","v":5.5707579216829326E-5},{"$f":"MAX(IF($B$3:$B$8786=$B8796,R$3:R$8786))","v":5.7907759350000129E-5},{"$f":"MAX(IF($B$3:$B$8786=$B8796,S$3:S$8786))","v":2.5494995286197336E-2}]
[null,10,null,null,{"$f":"MAX(IF($B$3:$B$8786=$B8797,E$3:E$8786))","v":1.1059709525590348E-2},{"$f":"MAX(IF($B$3:$B$8786=$B8797,F$3:F$8786))","v":1.1382962211082204E-2},{"$f":"MAX(IF($B$3:$B$8786=$B8797,G$3:G$8786))","v":5.9158168000000041E-4},{"$f":"MAX(IF($B$3:$B$8786=$B8797,H$3:H$8786))","v":9.7291311756965912E-3},{"$f":"MAX(IF($B$3:$B$8786=$B8797,I$3:I$8786))","v":6.3703860000000097E-5},{"$f":"MAX(IF($B$3:$B$8786=$B8797,J$3:J$8786))","v":5.6039767112903422E-5},{"$f":"MAX(IF($B$3:$B$8786=$B8797,K$3:K$8786))","v":3.0215959663838048E-2},null,{"$f":"MAX(IF($B$3:$B$8786=$B8797,M$3:M$8786))","v":1.1418840270597839E-2},{"$f":"MAX(IF($B$3:$B$8786=$B8797,N$3:N$8786))","v":1.1007479868489536E-2},{"$f":"MAX(IF($B$3:$B$8786=$B8797,O$3:O$8786))","v":2.8951795119447051E-4},{"$f":"MAX(IF($B$3:$B$8786=$B8797,P$3:P$8786))","v":6.6509413808303695E-3},{"$f":"MAX(IF($B$3:$B$8786=$B8797,Q$3:Q$8786))","v":5.5707579216829421E-5},{"$f":"MAX(IF($B$3:$B$8786=$B8797,R$3:R$8786))","v":5.6039767112903422E-5},{"$f":"MAX(IF($B$3:$B$8786=$B8797,S$3:S$8786))","v":2.7262927280113893E-2}]
[null,11,null,null,{"$f":"MAX(IF($B$3:$B$8786=$B8798,E$3:E$8786))","v":1.5817148581000553E-2},{"$f":"MAX(IF($B$3:$B$8786=$B8798,F$3:F$8786))","v":1.2704145546678269E-2},{"$f":"MAX(IF($B$3:$B$8786=$B8798,G$3:G$8786))","v":5.9207612000000719E-4},{"$f":"MAX(IF($B$3:$B$8786=$B8798,H$3:H$8786))","v":1.2156228063871288E-2},{"$f":"MAX(IF($B$3:$B$8786=$B8798,I$3:I$8786))","v":6.3703860000000653E-5},{"$f":"MAX(IF($B$3:$B$8786=$B8798,J$3:J$8786))","v":5.7069118750000141E-5},{"$f":"MAX(IF($B$3:$B$8786=$B8798,K$3:K$8786))","v":3.6459857639855195E-2},null,{"$f":"MAX(IF($B$3:$B$8786=$B8798,M$3:M$8786))","v":1.6330762825628349E-2},{"$f":"MAX(IF($B$3:$B$8786=$B8798,N$3:N$8786))","v":1.2285082191986568E-2},{"$f":"MAX(IF($B$3:$B$8786=$B8798,O$3:O$8786))","v":2.8975992835608672E-4},{"$f":"MAX(IF($B$3:$B$8786=$B8798,P$3:P$8786))","v":8.3101315836687992E-3},{"$f":"MAX(IF($B$3:$B$8786=$B8798,Q$3:Q$8786))","v":5.5707579216829902E-5},{"$f":"MAX(IF($B$3:$B$8786=$B8798,R$3:R$8786))","v":5.7069118750000141E-5},{"$f":"MAX(IF($B$3:$B$8786=$B8798,S$3:S$8786))","v":3.3153498727686609E-2}]
[null,12,null,null,{"$f":"MAX(IF($B$3:$B$8786=$B8799,E$3:E$8786))","v":2.0003852197091485E-2},{"$f":"MAX(IF($B$3:$B$8786=$B8799,F$3:F$8786))","v":1.2746069568418141E-2},{"$f":"MAX(IF($B$3:$B$8786=$B8799,G$3:G$8786))","v":5.9244957999998889E-4},{"$f":"MAX(IF($B$3:$B$8786=$B8799,H$3:H$8786))","v":1.2795981686666714E-2},{"$f":"MAX(IF($B$3:$B$8786=$B8799,I$3:I$8786))","v":6.3703859999999826E-5},{"$f":"MAX(IF($B$3:$B$8786=$B8799,J$3:J$8786))","v":5.522817943548407E-5},{"$f":"MAX(IF($B$3:$B$8786=$B8799,K$3:K$8786))","v":3.8474258827057344E-2},null,{"$f":"MAX(IF($B$3:$B$8786=$B8799,M$3:M$8786))","v":2.0653417027518415E-2},{"$f":"MAX(IF($B$3:$B$8786=$B8799,N$3:N$8786))","v":1.2325623293393238E-2},{"$f":"MAX(IF($B$3:$B$8786=$B8799,O$3:O$8786))","v":2.8994269833984923E-4},{"$f":"MAX(IF($B$3:$B$8786=$B8799,P$3:P$8786))","v":8.7474742164842714E-3},{"$f":"MAX(IF($B$3:$B$8786=$B8799,Q$3:Q$8786))","v":5.5707579216829183E-5},{"$f":"MAX(IF($B$3:$B$8786=$B8799,R$3:R$8786))","v":5.522817943548407E-5},{"$f":"MAX(IF($B$3:$B$8786=$B8799,S$3:S$8786))","v":3.509694954470003E-2}]
[]
["CP"]
[null,1,null,null,{"$f":"MAX(IF($K$3:$K$8786=$K8802,E$3:E$8786))","v":1.5650913523722054E-2},{"$f":"MAX(IF($K$3:$K$8786=$K8802,F$3:F$8786))","v":1.2545719445064362E-2},{"$f":"MAX(IF($K$3:$K$8786=$K8802,G$3:G$8786))","v":0},{"$f":"MAX(IF($K$3:$K$8786=$K8802,H$3:H$8786))","v":1.234582167414538E-2},{"$f":"MAX(IF($K$3:$K$8786=$K8802,I$3:I$8786))","v":0},{"$f":"MAX(IF($K$3:$K$8786=$K8802,J$3:J$8786))","v":5.522817943548407E-5},{"$f":"MAX(IF($B$3:$B$8786=$B8802,K$3:K$8786))","v":4.0597682822367281E-2},{"$f":"IF(SUM(E8802:I8802)=K8802,TRUE)","v":false},{"$f":"MAX(IF($S$3:$S$8786=$S8802,M$3:M$8786))","v":2.1317863206032288E-2},{"$f":"MAX(IF($S$3:$S$8786=$S8802,N$3:N$8786))","v":1.0091217612074283E-2},{"$f":"MAX(IF($S$3:$S$8786=$S8802,O$3:O$8786))","v":2.905013051916587E-4},{"$f":"MAX(IF($S$3:$S$8786=$S8802,P$3:P$8786))","v":4.9768008469154596E-3},{"$f":"MAX(IF($S$3:$S$8786=$S8802,Q$3:Q$8786))","v":5.570757921682938E-5},{"$f":"MAX(IF($S$3:$S$8786=$S8802,R$3:R$8786))","v":5.522817943548407E-5},{"$f":"MAX(IF($B$3:$B$8786=$B8802,S$3:S$8786))","v":3.6732090549430524E-2},{"$f":"IF(SUM(M8802:Q8802)=S8802,TRUE)","v":true}]
[null,2,null,null,{"$f":"MAX(IF($K$3:$K$8786=$K8803,E$3:E$8786))","v":1.4594432184873704E-2},{"$f":"MAX(IF($K$3:$K$8786=$K8803,F$3:F$8786))","v":1.1312608161231232E-2},{"$f":"MAX(IF($K$3:$K$8786=$K8803,G$3:G$8786))","v":2.2720043980243429E-4},{"$f":"MAX(IF($K$3:$K$8786=$K8803,H$3:H$8786))","v":1.1267218741256788E-2},{"$f":"MAX(IF($K$3:$K$8786=$K8803,I$3:I$8786))","v":2.4419812978765343E-5},{"$f":"MAX(IF($K$3:$K$8786=$K8803,J$3:J$8786))","v":5.9037019396551792E-5},{"$f":"MAX(IF($B$3:$B$8786=$B8803,K$3:K$8786))","v":3.7484916359539475E-2},{"$f":"IF(SUM(E8803:I8803)=K8803,TRUE)","v":false},{"$f":"MAX(IF($S$3:$S$8786=$S8803,M$3:M$8786))","v":1.9874059936717425E-2},{"$f":"MAX(IF($S$3:$S$8786=$S8803,N$3:N$8786))","v":1.0193824740814931E-2},{"$f":"MAX(IF($S$3:$S$8786=$S8803,O$3:O$8786))","v":2.9006368692066105E-4},{"$f":"MAX(IF($S$3:$S$8786=$S8803,P$3:P$8786))","v":4.2753787339097279E-3},{"$f":"MAX(IF($S$3:$S$8786=$S8803,Q$3:Q$8786))","v":5.5707579216829251E-5},{"$f":"MAX(IF($S$3:$S$8786=$S8803,R$3:R$8786))","v":5.9037019396551792E-5},{"$f":"MAX(IF($B$3:$B$8786=$B8803,S$3:S$8786))","v":3.4689034677579569E-2},true]
[null,3,null,null,{"$f":"MAX(IF($K$3:$K$8786=$K8804,E$3:E$8786))","v":1.1047529190677854E-2},{"$f":"MAX(IF($K$3:$K$8786=$K8804,F$3:F$8786))","v":1.3180953223937213E-2},{"$f":"MAX(IF($K$3:$K$8786=$K8804,G$3:G$8786))","v":0},{"$f":"MAX(IF($K$3:$K$8786=$K8804,H$3:H$8786))","v":1.1441016750610851E-2},{"$f":"MAX(IF($K$3:$K$8786=$K8804,I$3:I$8786))","v":0},{"$f":"MAX(IF($K$3:$K$8786=$K8804,J$3:J$8786))","v":5.1125724774193741E-5},{"$f":"MAX(IF($B$3:$B$8786=$B8804,K$3:K$8786))","v":3.5720624890000108E-2},false,{"$f":"MAX(IF($S$3:$S$8786=$S8804,M$3:M$8786))","v":1.1406264416007235E-2},{"$f":"MAX(IF($S$3:$S$8786=$S8804,N$3:N$8786))","v":1.27461617257005E-2},{"$f":"MAX(IF($S$3:$S$8786=$S8804,O$3:O$8786))","v":0},{"$f":"MAX(IF($S$3:$S$8786=$S8804,P$3:P$8786))","v":7.8212052413778807E-3},{"$f":"MAX(IF($S$3:$S$8786=$S8804,Q$3:Q$8786))","v":0},{"$f":"MAX(IF($S$3:$S$8786=$S8804,R$3:R$8786))","v":5.1125724774193741E-5},{"$f":"MAX(IF($B$3:$B$8786=$B8804,S$3:S$8786))","v":3.1973631383085614E-2},true]
[null,4,null,null,{"$f":"MAX(IF($K$3:$K$8786=$K8805,E$3:E$8786))","v":8.9757600943842185E-3},{"$f":"MAX(IF($K$3:$K$8786=$K8805,F$3:F$8786))","v":1.14005773007071E-2},{"$f":"MAX(IF($K$3:$K$8786=$K8805,G$3:G$8786))","v":0},{"$f":"MAX(IF($K$3:$K$8786=$K8805,H$3:H$8786))","v":9.5215241875467212E-3},{"$f":"MAX(IF($K$3:$K$8786=$K8805,I$3:I$8786))","v":0},{"$f":"MAX(IF($K$3:$K$8786=$K8805,J$3:J$8786))","v":5.8857571850000142E-5},{"$f":"MAX(IF($B$3:$B$8786=$B8805,K$3:K$8786))","v":2.995671915448804E-2},false,{"$f":"MAX(IF($S$3:$S$8786=$S8805,M$3:M$8786))","v":9.2672208603515466E-3},{"$f":"MAX(IF($S$3:$S$8786=$S8805,N$3:N$8786))","v":1.1024513900653758E-2},{"$f":"MAX(IF($S$3:$S$8786=$S8805,O$3:O$8786))","v":0},{"$f":"MAX(IF($S$3:$S$8786=$S8805,P$3:P$8786))","v":6.5090189538941669E-3},{"$f":"MAX(IF($S$3:$S$8786=$S8805,Q$3:Q$8786))","v":0},{"$f":"MAX(IF($S$3:$S$8786=$S8805,R$3:R$8786))","v":5.8857571850000142E-5},{"$f":"MAX(IF($B$3:$B$8786=$B8805,S$3:S$8786))","v":2.6800753714899473E-2},true]
[null,5,null,null,{"$f":"MAX(IF($K$3:$K$8786=$K8806,E$3:E$8786))","v":7.6608633841010638E-3},{"$f":"MAX(IF($K$3:$K$8786=$K8806,F$3:F$8786))","v":1.1193512967329566E-2},{"$f":"MAX(IF($K$3:$K$8786=$K8806,G$3:G$8786))","v":0},{"$f":"MAX(IF($K$3:$K$8786=$K8806,H$3:H$8786))","v":7.5961679695389179E-3},{"$f":"MAX(IF($K$3:$K$8786=$K8806,I$3:I$8786))","v":0},{"$f":"MAX(IF($K$3:$K$8786=$K8806,J$3:J$8786))","v":5.6958940500000212E-5},{"$f":"MAX(IF($B$3:$B$8786=$B8806,K$3:K$8786))","v":2.6507503261469549E-2},false,{"$f":"MAX(IF($S$3:$S$8786=$S8806,M$3:M$8786))","v":7.9096268410586701E-3},{"$f":"MAX(IF($S$3:$S$8786=$S8806,N$3:N$8786))","v":1.0824279863250349E-2},{"$f":"MAX(IF($S$3:$S$8786=$S8806,O$3:O$8786))","v":0},{"$f":"MAX(IF($S$3:$S$8786=$S8806,P$3:P$8786))","v":5.1928242072167684E-3},{"$f":"MAX(IF($S$3:$S$8786=$S8806,Q$3:Q$8786))","v":0},{"$f":"MAX(IF($S$3:$S$8786=$S8806,R$3:R$8786))","v":5.6958940500000212E-5},{"$f":"MAX(IF($B$3:$B$8786=$B8806,S$3:S$8786))","v":2.3926730911525786E-2},true]
[null,6,null,null,{"$f":"MAX(IF($K$3:$K$8786=$K8807,E$3:E$8786))","v":1.0563479228121649E-2},{"$f":"MAX(IF($K$3:$K$8786=$K8807,F$3:F$8786))","v":1.1603311484385134E-2},{"$f":"MAX(IF($K$3:$K$8786=$K8807,G$3:G$8786))","v":0},{"$f":"MAX(IF($K$3:$K$8786=$K8807,H$3:H$8786))","v":1.0156473110880498E-2},{"$f":"MAX(IF($K$3:$K$8786=$K8807,I$3:I$8786))","v":0},{"$f":"MAX(IF($K$3:$K$8786=$K8807,J$3:J$8786))","v":5.8857571850000142E-5},{"$f":"MAX(IF($B$3:$B$8786=$B8807,K$3:K$8786))","v":3.238212139523728E-2},false,{"$f":"MAX(IF($S$3:$S$8786=$S8807,M$3:M$8786))","v":1.0906496389312778E-2},{"$f":"MAX(IF($S$3:$S$8786=$S8807,N$3:N$8786))","v":1.1220560624178675E-2},{"$f":"MAX(IF($S$3:$S$8786=$S8807,O$3:O$8786))","v":0},{"$f":"MAX(IF($S$3:$S$8786=$S8807,P$3:P$8786))","v":6.943077041163398E-3},{"$f":"MAX(IF($S$3:$S$8786=$S8807,Q$3:Q$8786))","v":0},{"$f":"MAX(IF($S$3:$S$8786=$S8807,R$3:R$8786))","v":5.8857571850000142E-5},{"$f":"MAX(IF($B$3:$B$8786=$B8807,S$3:S$8786))","v":2.9070134054654851E-2},true]
[null,7,null,null,{"$f":"MAX(IF($K$3:$K$8786=$K8808,E$3:E$8786))","v":1.1417389234077162E-2},{"$f":"MAX(IF($K$3:$K$8786=$K8808,F$3:F$8786))","v":1.1140850208804235E-2},{"$f":"MAX(IF($K$3:$K$8786=$K8808,G$3:G$8786))","v":0},{"$f":"MAX(IF($K$3:$K$8786=$K8808,H$3:H$8786))","v":9.252508089199472E-3},{"$f":"MAX(IF($K$3:$K$8786=$K8808,I$3:I$8786))","v":0},{"$f":"MAX(IF($K$3:$K$8786=$K8808,J$3:J$8786))","v":5.6039767112903422E-5},{"$f":"MAX(IF($B$3:$B$8786=$B8808,K$3:K$8786))","v":3.1866787299193775E-2},false,{"$f":"MAX(IF($S$3:$S$8786=$S8808,M$3:M$8786))","v":1.1788134549963365E-2},{"$f":"MAX(IF($S$3:$S$8786=$S8808,N$3:N$8786))","v":1.077335425675731E-2},{"$f":"MAX(IF($S$3:$S$8786=$S8808,O$3:O$8786))","v":0},{"$f":"MAX(IF($S$3:$S$8786=$S8808,P$3:P$8786))","v":6.3251165819047019E-3},{"$f":"MAX(IF($S$3:$S$8786=$S8808,Q$3:Q$8786))","v":0},{"$f":"MAX(IF($S$3:$S$8786=$S8808,R$3:R$8786))","v":5.6039767112903422E-5},{"$f":"MAX(IF($B$3:$B$8786=$B8808,S$3:S$8786))","v":2.8886605388625378E-2},true]
[null,8,null,null,{"$f":"MAX(IF($K$3:$K$8786=$K8809,E$3:E$8786))","v":9.0267530393448783E-3},{"$f":"MAX(IF($K$3:$K$8786=$K8809,F$3:F$8786))","v":1.123955855368667E-2},{"$f":"MAX(IF($K$3:$K$8786=$K8809,G$3:G$8786))","v":0},{"$f":"MAX(IF($K$3:$K$8786=$K8809,H$3:H$8786))","v":8.8521924828079655E-3},{"$f":"MAX(IF($K$3:$K$8786=$K8809,I$3:I$8786))","v":0},{"$f":"MAX(IF($K$3:$K$8786=$K8809,J$3:J$8786))","v":5.6039767112903422E-5},{"$f":"MAX(IF($B$3:$B$8786=$B8809,K$3:K$8786))","v":2.9174543842952417E-2},false,{"$f":"MAX(IF($S$3:$S$8786=$S8809,M$3:M$8786))","v":1.0246628182195962E-2},{"$f":"MAX(IF($S$3:$S$8786=$S8809,N$3:N$8786))","v":1.0280803966060997E-2},{"$f":"MAX(IF($S$3:$S$8786=$S8809,O$3:O$8786))","v":0},{"$f":"MAX(IF($S$3:$S$8786=$S8809,P$3:P$8786))","v":5.8192194980155017E-3},{"$f":"MAX(IF($S$3:$S$8786=$S8809,Q$3:Q$8786))","v":0},{"$f":"MAX(IF($S$3:$S$8786=$S8809,R$3:R$8786))","v":5.6039767112903422E-5},{"$f":"MAX(IF($B$3:$B$8786=$B8809,S$3:S$8786))","v":2.6346651646272461E-2},true]
[null,9,null,null,{"$f":"MAX(IF($K$3:$K$8786=$K8810,E$3:E$8786))","v":1.088329876608537E-2},{"$f":"MAX(IF($K$3:$K$8786=$K8810,F$3:F$8786))","v":9.3001407605095166E-3},{"$f":"MAX(IF($K$3:$K$8786=$K8810,G$3:G$8786))","v":5.3276436000000151E-4},{"$f":"MAX(IF($K$3:$K$8786=$K8810,H$3:H$8786))","v":7.2469007836004247E-3},{"$f":"MAX(IF($K$3:$K$8786=$K8810,I$3:I$8786))","v":5.7333474000000005E-5},{"$f":"MAX(IF($K$3:$K$8786=$K8810,J$3:J$8786))","v":5.7907759350000129E-5},{"$f":"MAX(IF($B$3:$B$8786=$B8810,K$3:K$8786))","v":2.8078345903545309E-2},false,{"$f":"MAX(IF($S$3:$S$8786=$S8810,M$3:M$8786))","v":1.1236701103186508E-2},{"$f":"MAX(IF($S$3:$S$8786=$S8810,N$3:N$8786))","v":8.9933630892458892E-3},{"$f":"MAX(IF($S$3:$S$8786=$S8810,O$3:O$8786))","v":2.6073296586302954E-4},{"$f":"MAX(IF($S$3:$S$8786=$S8810,P$3:P$8786))","v":4.9540613066067678E-3},{"$f":"MAX(IF($S$3:$S$8786=$S8810,Q$3:Q$8786))","v":5.0136821295146403E-5},{"$f":"MAX(IF($S$3:$S$8786=$S8810,R$3:R$8786))","v":5.7907759350000129E-5},{"$f":"MAX(IF($B$3:$B$8786=$B8810,S$3:S$8786))","v":2.5494995286197336E-2},true]
[null,10,null,null,{"$f":"MAX(IF($K$3:$K$8786=$K8811,E$3:E$8786))","v":1.1059709525590348E-2},{"$f":"MAX(IF($K$3:$K$8786=$K8811,F$3:F$8786))","v":1.0021263010436664E-2},{"$f":"MAX(IF($K$3:$K$8786=$K8811,G$3:G$8786))","v":3.0565053486386081E-4},{"$f":"MAX(IF($K$3:$K$8786=$K8811,H$3:H$8786))","v":8.7403831648130426E-3},{"$f":"MAX(IF($K$3:$K$8786=$K8811,I$3:I$8786))","v":3.2913661021234665E-5},{"$f":"MAX(IF($K$3:$K$8786=$K8811,J$3:J$8786))","v":5.6039767112903422E-5},{"$f":"MAX(IF($B$3:$B$8786=$B8811,K$3:K$8786))","v":3.0215959663838048E-2},false,{"$f":"MAX(IF($S$3:$S$8786=$S8811,M$3:M$8786))","v":1.1418840270597839E-2},{"$f":"MAX(IF($S$3:$S$8786=$S8811,N$3:N$8786))","v":9.6906981503308634E-3},{"$f":"MAX(IF($S$3:$S$8786=$S8811,O$3:O$8786))","v":1.4958427488031577E-4},{"$f":"MAX(IF($S$3:$S$8786=$S8811,P$3:P$8786))","v":5.9750223350242809E-3},{"$f":"MAX(IF($S$3:$S$8786=$S8811,Q$3:Q$8786))","v":2.878224928059772E-5},{"$f":"MAX(IF($S$3:$S$8786=$S8811,R$3:R$8786))","v":5.6039767112903422E-5},{"$f":"MAX(IF($B$3:$B$8786=$B8811,S$3:S$8786))","v":2.7262927280113893E-2},true]
[null,11,null,null,{"$f":"MAX(IF($K$3:$K$8786=$K8812,E$3:E$8786))","v":1.5052035968166854E-2},{"$f":"MAX(IF($K$3:$K$8786=$K8812,F$3:F$8786))","v":1.1008769746464852E-2},{"$f":"MAX(IF($K$3:$K$8786=$K8812,G$3:G$8786))","v":5.9207612000000719E-4},{"$f":"MAX(IF($K$3:$K$8786=$K8812,H$3:H$8786))","v":9.6862028264734744E-3},{"$f":"MAX(IF($K$3:$K$8786=$K8812,I$3:I$8786))","v":6.3703860000000653E-5},{"$f":"MAX(IF($K$3:$K$8786=$K8812,J$3:J$8786))","v":5.7069118750000141E-5},{"$f":"MAX(IF($B$3:$B$8786=$B8812,K$3:K$8786))","v":3.6459857639855195E-2},false,{"$f":"MAX(IF($S$3:$S$8786=$S8812,M$3:M$8786))","v":1.5540805485903241E-2},{"$f":"MAX(IF($S$3:$S$8786=$S8812,N$3:N$8786))","v":1.0645630646394615E-2},{"$f":"MAX(IF($S$3:$S$8786=$S8812,O$3:O$8786))","v":2.8975992835608672E-4},{"$f":"MAX(IF($S$3:$S$8786=$S8812,P$3:P$8786))","v":6.6215950878158424E-3},{"$f":"MAX(IF($S$3:$S$8786=$S8812,Q$3:Q$8786))","v":5.5707579216829902E-5},{"$f":"MAX(IF($S$3:$S$8786=$S8812,R$3:R$8786))","v":5.7069118750000141E-5},{"$f":"MAX(IF($B$3:$B$8786=$B8812,S$3:S$8786))","v":3.3153498727686609E-2},true]
[null,12,null,null,{"$f":"MAX(IF($K$3:$K$8786=$K8813,E$3:E$8786))","v":1.4745642226432976E-2},{"$f":"MAX(IF($K$3:$K$8786=$K8813,F$3:F$8786))","v":1.1331782016668858E-2},{"$f":"MAX(IF($K$3:$K$8786=$K8813,G$3:G$8786))","v":5.9244957999998889E-4},{"$f":"MAX(IF($K$3:$K$8786=$K8813,H$3:H$8786))","v":1.1685452964520037E-2},{"$f":"MAX(IF($K$3:$K$8786=$K8813,I$3:I$8786))","v":6.3703859999999826E-5},{"$f":"MAX(IF($K$3:$K$8786=$K8813,J$3:J$8786))","v":5.522817943548407E-5},{"$f":"MAX(IF($B$3:$B$8786=$B8813,K$3:K$8786))","v":3.8474258827057344E-2},false,{"$f":"MAX(IF($S$3:$S$8786=$S8813,M$3:M$8786))","v":2.0653417027518415E-2},{"$f":"MAX(IF($S$3:$S$8786=$S8813,N$3:N$8786))","v":1.0002620087572139E-2},{"$f":"MAX(IF($S$3:$S$8786=$S8813,O$3:O$8786))","v":2.8994269833984923E-4},{"$f":"MAX(IF($S$3:$S$8786=$S8813,P$3:P$8786))","v":4.0952621520527989E-3},{"$f":"MAX(IF($S$3:$S$8786=$S8813,Q$3:Q$8786))","v":5.5707579216829183E-5},{"$f":"MAX(IF($S$3:$S$8786=$S8813,R$3:R$8786))","v":5.522817943548407E-5},{"$f":"MAX(IF($B$3:$B$8786=$B8813,S$3:S$8786))","v":3.509694954470003E-2},true]
[]
["4CP",{"$f":"SUMIF($K$8802:$K$8813,$K8815,B$8802:B$8813)","v":1},null,null,{"$f":"SUMIF($K$8802:$K$8813,$K8815,E$8802:E$8813)","v":1.5650913523722054E-2},{"$f":"SUMIF($K$8802:$K$8813,$K8815,F$8802:F$8813)","v":1.2545719445064362E-2},0,1.234582167414538E-2,0,5.522817943548407E-5,{"$f":"LARGE(K$8802:K$8813,1)","v":4.0597682822367281E-2},null,{"$f":"SUMIF($S$8802:$S$8813,$S8815,M$8802:M$8813)","v":2.1317863206032288E-2},{"$f":"SUMIF($S$8802:$S$8813,$S8815,N$8802:N$8813)","v":1.0091217612074283E-2},2.905013051916587E-4,4.9768008469154596E-3,5.570757921682938E-5,5.522817943548407E-5,{"$f":"LARGE(S$8802:S$8813,1)","v":3.6732090549430524E-2}]
[null,12,null,null,{"$f":"SUMIF($K$8802:$K$8813,$K8816,E$8802:E$8813)","v":1.4745642226432976E-2},1.1331782016668858E-2,5.9244957999998889E-4,1.1685452964520037E-2,6.3703859999999826E-5,5.522817943548407E-5,{"$f":"LARGE(K$8802:K$8813,2)","v":3.8474258827057344E-2},null,{"$f":"SUMIF($S$8802:$S$8813,$S8816,M$8802:M$8813)","v":2.0653417027518415E-2},1.0002620087572139E-2,2.8994269833984923E-4,4.0952621520527989E-3,5.5707579216829183E-5,5.522817943548407E-5,{"$f":"LARGE(S$8802:S$8813,2)","v":3.509694954470003E-2}]
[null,2,null,null,1.4594432184873704E-2,1.1312608161231232E-2,2.2720043980243429E-4,1.1267218741256788E-2,2.4419812978765343E-5,5.9037019396551792E-5,{"$f":"LARGE(K$8802:K$8813,3)","v":3.7484916359539475E-2},null,1.9874059936717425E-2,1.0193824740814931E-2,2.9006368692066105E-4,4.2753787339097279E-3,5.5707579216829251E-5,5.9037019396551792E-5,{"$f":"LARGE(S$8802:S$8813,3)","v":3.4689034677579569E-2}]
[null,11,null,null,1.5052035968166854E-2,1.1008769746464852E-2,5.9207612000000719E-4,9.6862028264734744E-3,6.3703860000000653E-5,5.7069118750000141E-5,{"$f":"LARGE(K$8802:K$8813,4)","v":3.6459857639855195E-2},null,1.5540805485903241E-2,1.0645630646394615E-2,2.8975992835608672E-4,6.6215950878158424E-3,5.5707579216829902E-5,5.7069118750000141E-5,{"$f":"LARGE(S$8802:S$8813,4)","v":3.3153498727686609E-2}]

{"sheet":"2006 Input to CA model","index":2,"n_rows":33,"n_cols":23,"rows_kept":33,"cut":false,"hidden":false,"merged":[]}
[]
[" Feed into OEB Cost Allocation Model (version 50) sheet \"I6 Customer Data\", row 27"]
[null,null,null,1,2,3,4,5,6,7,8,9,10,11,12,13,14,15,16,17,18,19,20]
[null,"ID","Total","Residential","GS<50 kW","GS>50 kW","USL","Street Lighting"]
[]
["kWh - 30 year weather normalized amount",null,27966291.063400008,16265358.770832386,5773900.2961133681,5561381.9151668409,19949.159999999523,345700.92128741444,0,0,0,0,0,0]
[]
[]
[" Feed into OEB Cost Allocation Model sheet (version 50) \"I8 Demand Data\", row 40, 45, 50, 55, 61 and 67"]
[null,null,null,1,2,3,4,5,6,7,8,9,10,11,12,13,14,15,16,17,18,19,20]
["Customer Classes",null,"Total","Residential","GS<50 kW","GS>50 kW","USL","Street Lighting"]
[]
["CO-INCIDENT PEAK (kW)"]
[]
["1 CP"]
["Total Sytem CP ","DCP1",7224.2975219399295,4448.2271754580825,1499.5724451687299,1274.2634523883851,2.2344489247311912,0]
[]
["4 CP"]
["Total Sytem CP ","DCP4",26095.56892681351,16880.408517042553,4611.1509730110201,4354.4009021351685,9.0918956247682896,240.51663900000312]
[]
["12 CP"]
["Total Sytem CP ","DCP12",56529.405126885322,35867.828693159274,10094.80697425719,9986.3157762229384,27.265413545915305,553.18826970000691]
[]
["NON CO_INCIDENT PEAK (kW)"]
[]
["1 NCP"]
["Classification NCP from \n Load Data Provider","DNCP1",7865.3574329132534,4990.7813333997874,1499.5724451687299,1292.4428924941601,2.3885488505747157,80.172213000001122]
[]
["4 NCP"]
["Classification NCP from \n Load Data Provider","DNCP4",29224.204282616724,18393.632227269984,5475.3936188596881,5025.1742439698073,9.3153405172414008,320.68885200000437]
[]
["12 NCP"]
["Classification NCP from \n Load Data Provider","DNCP12",62410.499658786386,38266.704540830338,11613.635397031279,11540.82775137884,27.265413545915305,962.06655600001045]

{"sheet":"Revised Inputs to CA model","index":3,"n_rows":51,"n_cols":16,"rows_kept":51,"cut":false,"hidden":false,"merged":[[8,10,8,15]]}
[]
[" Feed into OEB Cost Allocation Model (version 50) sheet \"I6 Customer Data\", row 27"]
[]
[null,"ID","Total",{"$f":"'Hourly load shapes by class'!E2","v":"Residential"},{"$f":"'Hourly load shapes by class'!F2","v":"GS>50kW"},{"$f":"'Hourly load shapes by class'!G2","v":"Street Lighting"},{"$f":"'Hourly load shapes by class'!H2","v":"GS<50"},{"$f":"'Hourly load shapes by class'!I2","v":"Sentinel Lighting"},{"$f":"'Hourly load shapes by class'!J2","v":"USL"}]
[]
["kWh - 30 year weather normalized amount",null,{"$f":"SUM(D6:I6)","v":185565592.23502815},{"$f":"'Hourly load shapes by class'!V4","v":81190919.558494553},{"$f":"'Hourly load shapes by class'!W4","v":70929970.461739525},430600.27297694178,{"$f":"'Hourly load shapes by class'!Y4","v":32329404.970564518},{"$f":"'Hourly load shapes by class'!Z4","v":240209.92732170396},{"$f":"'Hourly load shapes by class'!AA4","v":444487.0439309256}]
[]
[]
[" Feed into OEB Cost Allocation Model sheet (version 50) \"I8 Demand Data\", row 40, 45, 50, 55, 61 and 67",null,null,null,null,null,null,null,null,null,"2015 Demand Data"]
[]
["Customer Classes",null,"Total",{"$f":"'Hourly load shapes by class'!E2","v":"Residential"},{"$f":"'Hourly load shapes by class'!F2","v":"GS>50kW"},{"$f":"'Hourly load shapes by class'!G2","v":"Street Lighting"},{"$f":"'Hourly load shapes by class'!H2","v":"GS<50"},{"$f":"'Hourly load shapes by class'!I2","v":"Sentinel Lighting"},{"$f":"'Hourly load shapes by class'!J2","v":"USL"},null,{"$f":"D11","v":"Residential"},{"$f":"E11","v":"GS>50kW"},"Street Lighting","GS<50","Sentinel Lighting","USL"]
[]
["CO-INCIDENT PEAK (kW)"]
[]
["1 CP"]
["Total Sytem CP ","DCP1",{"$f":"SUM(D16:I16)","v":40597.682822367286},{"$f":"'Hourly load shapes by class'!E8802*1000000","v":15650.913523722054},{"$f":"'Hourly load shapes by class'!F8802*1000000","v":12545.719445064362},{"$f":"'Hourly load shapes by class'!G8802*1000000","v":0},{"$f":"'Hourly load shapes by class'!H8802*1000000","v":12345.82167414538},{"$f":"'Hourly load shapes by class'!I8802*1000000","v":0},{"$f":"'Hourly load shapes by class'!J8802*1000000","v":55.228179435484073},null,{"$f":"'Hourly load shapes by class'!M8802*1000000","v":21317.863206032289},{"$f":"'Hourly load shapes by class'!N8802*1000000","v":10091.217612074282},{"$f":"'Hourly load shapes by class'!O8802*1000000","v":290.50130519165873},{"$f":"'Hourly load shapes by class'!P8802*1000000","v":4976.8008469154593},{"$f":"'Hourly load shapes by class'!Q8802*1000000","v":55.70757921682938},{"$f":"'Hourly load shapes by class'!R8802*1000000","v":55.228179435484073}]
[]
["4 CP"]
["Total Sytem CP ","DCP4",{"$f":"SUM(D19:I19)","v":153016.71564881928},{"$f":"SUM('Hourly load shapes by class'!E8815:E8818)*1000000","v":60043.023903195586},{"$f":"SUM('Hourly load shapes by class'!F8815:F8818)*1000000","v":46198.879369429305},{"$f":"SUM('Hourly load shapes by class'!G8815:G8818)*1000000","v":1411.7261398024305},{"$f":"SUM('Hourly load shapes by class'!H8815:H8818)*1000000","v":44984.696206395682},{"$f":"SUM('Hourly load shapes by class'!I8815:I8818)*1000000","v":151.82753297876582},{"$f":"SUM('Hourly load shapes by class'!J8815:J8818)*1000000","v":226.56249701752006},null,{"$f":"SUM('Hourly load shapes by class'!M8815:M8818)*1000000","v":77386.145656171371},{"$f":"SUM('Hourly load shapes by class'!N8815:N8818)*1000000","v":40933.293086855963},{"$f":"SUM('Hourly load shapes by class'!O8815:O8818)*1000000","v":1160.2676188082557},{"$f":"SUM('Hourly load shapes by class'!P8815:P8818)*1000000","v":19969.036820693829},{"$f":"SUM('Hourly load shapes by class'!Q8815:Q8818)*1000000","v":222.83031686731775},{"$f":"SUM('Hourly load shapes by class'!R8815:R8818)*1000000","v":226.56249701752006}]
[]
["12 CP"]
["Total Sytem CP ","DCP12",{"$f":"SUM(D22:I22)","v":396919.32105954376},{"$f":"SUM('Hourly load shapes by class'!E8802:E8813)*1000000","v":140677.80636557814},{"$f":"SUM('Hourly load shapes by class'!F8802:F8813)*1000000","v":135279.04687922541},{"$f":"SUM('Hourly load shapes by class'!G8802:G8813)*1000000","v":2250.1410346662929},{"$f":"SUM('Hourly load shapes by class'!H8802:H8813)*1000000","v":117791.86274539356},{"$f":"SUM('Hourly load shapes by class'!I8802:I8813)*1000000","v":242.07466800000049},{"$f":"SUM('Hourly load shapes by class'!J8802:J8813)*1000000","v":678.3893666804247},null,{"$f":"SUM('Hourly load shapes by class'!M8802:M8813)*1000000","v":161566.05826884526},{"$f":"SUM('Hourly load shapes by class'!N8802:N8813)*1000000","v":126487.02866303432},{"$f":"SUM('Hourly load shapes by class'!O8802:O8813)*1000000","v":1570.5848595516013},{"$f":"SUM('Hourly load shapes by class'!P8802:P8813)*1000000","v":69508.581985897312},{"$f":"SUM('Hourly load shapes by class'!Q8802:Q8813)*1000000","v":301.74938744306183},{"$f":"SUM('Hourly load shapes by class'!R8802:R8813)*1000000","v":678.3893666804247}]
[]
["NON CO_INCIDENT PEAK (kW)"]
[]
["1 NCP"]
["Classification NCP from \n Load Data Provider","DNCP1",{"$f":"SUM(D27:I27)","v":47024.318182660914},{"$f":"'Hourly load shapes by class'!E8788*1000000","v":20647.401065068359},{"$f":"'Hourly load shapes by class'!F8788*1000000","v":12776.128302317999},{"$f":"'Hourly load shapes by class'!G8788*1000000","v":593.59099999999091},{"$f":"'Hourly load shapes by class'!H8788*1000000","v":12888.265775839076},{"$f":"'Hourly load shapes by class'!I8788*1000000","v":63.703860000000056},{"$f":"'Hourly load shapes by class'!J8788*1000000","v":55.228179435484073},null,{"$f":"'Hourly load shapes by class'!M8788*1000000","v":21317.863206032289},{"$f":"'Hourly load shapes by class'!N8788*1000000","v":12354.690499463097},{"$f":"'Hourly load shapes by class'!O8788*1000000","v":290.50130519165873},{"$f":"'Hourly load shapes by class'!P8788*1000000","v":8810.5606377057175},{"$f":"'Hourly load shapes by class'!Q8788*1000000","v":55.70757921682938},{"$f":"'Hourly load shapes by class'!R8788*1000000","v":55.228179435484073}]
[]
["4 NCP"]
["Classification NCP from \n Load Data Provider","DNCP4",{"$f":"SUM(D30:I30)","v":181284.69729841128},{"$f":"(LARGE('Hourly load shapes by class'!E8788:E8799,1)+LARGE('Hourly load shapes by class'!E8788:E8799,2)+LARGE('Hourly load shapes by class'!E8788:E8799,3)+LARGE('Hourly load shapes by class'!E8788:E8799,4))*1000000","v":77347.810128933648},{"$f":"(LARGE('Hourly load shapes by class'!F8788:F8799,1)+LARGE('Hourly load shapes by class'!F8788:F8799,2)+LARGE('Hourly load shapes by class'!F8788:F8799,3)+LARGE('Hourly load shapes by class'!F8788:F8799,4))*1000000","v":51641.640221426045},{"$f":"(LARGE('Hourly load shapes by class'!G8788:G8799,1)+LARGE('Hourly load shapes by class'!G8788:G8799,2)+LARGE('Hourly load shapes by class'!G8788:G8799,3)+LARGE('Hourly load shapes by class'!G8788:G8799,4))*1000000","v":2371.6603599999917},{"$f":"(LARGE('Hourly load shapes by class'!H8788:H8799,1)+LARGE('Hourly load shapes by class'!H8788:H8799,2)+LARGE('Hourly load shapes by class'!H8788:H8799,3)+LARGE('Hourly load shapes by class'!H8788:H8799,4))*1000000","v":49434.097693532029},{"$f":"(LARGE('Hourly load shapes by class'!I8788:I8799,1)+LARGE('Hourly load shapes by class'!I8788:I8799,2)+LARGE('Hourly load shapes by class'!I8788:I8799,3)+LARGE('Hourly load shapes by class'!I8788:I8799,4))*1000000","v":254.82897207301775},{"$f":"(LARGE('Hourly load shapes by class'!J8788:J8799,1)+LARGE('Hourly load shapes by class'!J8788:J8799,2)+LARGE('Hourly load shapes by class'!J8788:J8799,3)+LARGE('Hourly load shapes by class'!J8788:J8799,4))*1000000","v":234.6599224465522},null,{"$f":"(LARGE('Hourly load shapes by class'!M8788:M8799,1)+LARGE('Hourly load shapes by class'!M8788:M8799,2)+LARGE('Hourly load shapes by class'!M8788:M8799,3)+LARGE('Hourly load shapes by class'!M8788:M8799,4))*1000000","v":79859.447221393275},{"$f":"(LARGE('Hourly load shapes by class'!N8788:N8799,1)+LARGE('Hourly load shapes by class'!N8788:N8799,2)+LARGE('Hourly load shapes by class'!N8788:N8799,3)+LARGE('Hourly load shapes by class'!N8788:N8799,4))*1000000","v":49938.171151943352},{"$f":"(LARGE('Hourly load shapes by class'!O8788:O8799,1)+LARGE('Hourly load shapes by class'!O8788:O8799,2)+LARGE('Hourly load shapes by class'!O8788:O8799,3)+LARGE('Hourly load shapes by class'!O8788:O8799,4))*1000000","v":1160.6820690531483},{"$f":"(LARGE('Hourly load shapes by class'!P8788:P8799,1)+LARGE('Hourly load shapes by class'!P8788:P8799,2)+LARGE('Hourly load shapes by class'!P8788:P8799,3)+LARGE('Hourly load shapes by class'!P8788:P8799,4))*1000000","v":33793.694425173882},{"$f":"(LARGE('Hourly load shapes by class'!Q8788:Q8799,1)+LARGE('Hourly load shapes by class'!Q8788:Q8799,2)+LARGE('Hourly load shapes by class'!Q8788:Q8799,3)+LARGE('Hourly load shapes by class'!Q8788:Q8799,4))*1000000","v":222.84215035793477},{"$f":"(LARGE('Hourly load shapes by class'!R8788:R8799,1)+LARGE('Hourly load shapes by class'!R8788:R8799,2)+LARGE('Hourly load shapes by class'!R8788:R8799,3)+LARGE('Hourly load shapes by class'!R8788:R8799,4))*1000000","v":234.6599224465522}]
[]
["12 NCP"]
["Classification NCP from \n Load Data Provider","DNCP12",{"$f":"SUM(D33:I33)","v":456318.18957619742},{"$f":"SUM('Hourly load shapes by class'!E8788:E8799)*1000000","v":177154.10764179385},{"$f":"SUM('Hourly load shapes by class'!F8788:F8799)*1000000","v":145630.2871235566},{"$f":"SUM('Hourly load shapes by class'!G8788:G8799)*1000000","v":7109.1372200000042},{"$f":"SUM('Hourly load shapes by class'!H8788:H8799)*1000000","v":124981.80837209363},{"$f":"SUM('Hourly load shapes by class'!I8788:I8799)*1000000","v":764.45985207301749},{"$f":"SUM('Hourly load shapes by class'!J8788:J8799)*1000000","v":678.3893666804247},null,{"$f":"SUM('Hourly load shapes by class'!M8788:M8799)*1000000","v":182906.65353925389},{"$f":"SUM('Hourly load shapes by class'!N8788:N8799)*1000000","v":140826.47592330864},{"$f":"SUM('Hourly load shapes by class'!O8788:O8799)*1000000","v":3479.1862430472038},{"$f":"SUM('Hourly load shapes by class'!P8788:P8799)*1000000","v":85438.942711495838},{"$f":"SUM('Hourly load shapes by class'!Q8788:Q8799)*1000000","v":668.50278409256941},{"$f":"SUM('Hourly load shapes by class'!R8788:R8799)*1000000","v":678.3893666804247}]
[]
[]
[]
[null,null,null,null,null,null,null,null,null,null,77386.145656171371,19969.036820693829,40933.293086855963,222.83031686731775,1160.2676188082557,226.56249701752006]
[]
[]
[null,null,null,null,null,null,null,null,null,null,161566.05826884526,69508.581985897312,126487.02866303432,301.74938744306183,1570.5848595516013,678.3893666804247]
[]
[]
[]
[]
[null,null,null,null,null,null,null,null,null,null,21317.863206032289,8810.5606377057175,12354.690499463097,55.70757921682938,290.50130519165873,55.228179435484073]
[]
[]
[null,null,null,null,null,null,null,null,null,null,79859.447221393275,33793.694425173882,49938.171151943352,222.84215035793477,1160.6820690531483,234.6599224465522]
[]
[]
[null,null,null,null,null,null,null,null,null,null,182906.65353925389,85438.942711495838,140826.47592330864,668.50278409256941,3479.1862430472038,678.3893666804247]