## Bus Case Listing - 2016 Net
ENERSOURCE HYDRO MISSISSAUGA
| CAPITAL EXPENDITURE PROJECTS | [29 empty] | 30% |  |  | 50% |  |  |  |  | 20%
| 2016 BUDGET | [18 empty] | RANKINGS | [10 empty] | 20% | 60% | 20% | 25% | 15% | 60% |  |  | 50% | SCORE
[6 empty] | Regulatory / Public Policy Responsiveness |  |  | Customer Focus |  |  | Operational Effectiveness |  |  |  |  | Financial Performance |  |  | Customer Focus |  |  | Operational Effectiveness |  |  |  |  | Financial Performance |  |  | Customer Focus |  |  | Operational Effectiveness |  |  |  |  | Financial Performance | Customer Focus | Operational Effectiveness | Financial Performance | TOTAL | Position
| Business Unit | Description | Budget | Business Case # | In Service Date | Mandatory? | Category | Can it be deferred? | Service Quality | Customer Satisfaction | Reputational Risk | Safety (Customer & Employee) | Environmental Impact/risk | System Reliability | System Expansion | System Renewal | Cost Efficiencies | One-Time Costs | Ongoing Costs | Service Quality | Customer Satisfaction | Reputational Risk | Safety (Customer & Employee) | Environmental Impact/risk | System Reliability | System Expansion | System Renewal | Cost Efficiencies | One-Time Costs | Ongoing Costs | Service Quality | Customer Satisfaction | Reputational Risk | Safety (Customer & Employee) | Environmental Impact/risk | System Reliability | System Expansion | System Renewal | Cost Efficiencies & Ongoing Costs
| C0504 - Substation Upgrade | Mini Orlando MS | 2850000 | 2016-C0504-1 | 2016 | No | Not Applicable | Not Applicable | 0 - No impact on any ESQR | 0 - No impact on Customer Service | 8 - Positive impact on brand | 0 - No safety risk | 0 - None | 10 - Prevent 100,000 customer minutes of outage | 10 - New infrastructure to avert major system constraint/risk | 0 - ACA health index "Very Good" or N/A | 0 - No significant amount | 4450000 | 36000 | 0 | 0 | 8 | 0 | 0 | 20 |  |  | 0 | 0 | -3 | 0 | 0 | 1.6 | 0 | 0 | 6 |  |  | 0 | 4.8 | 30 | 0 | 34.8 | 20
| C0504 - Substation Upgrade | Orr MS | 1500000 | 2016-C0504-2 | 2016 | No | Not Applicable | Not Applicable | 0 - No impact on any ESQR | 0 - No impact on Customer Service | 0 - No brand impact | 0 - No safety risk | 5 - Medium environmental impact | 10 - Prevent 100,000 customer minutes of outage | 5 - Upgrade existing infrastructure to support existing service capacity | 5 - ACA health index "Fair" | 10 - > $100,000 | 1500000 | 0 | 0 | 0 | 0 | 0 | 5 | 20 |  |  | 10 | 0 | 0 | 0 | 0 | 0 | 0 | 0.75 | 6 |  |  | 5 | 0 | 33.75 | 10 | 43.75 | 8
| C0504 - Substation Upgrade | Rifle Range MS | 2350000 | 2016-C0504-3 | 2016 | No | Not Applicable | Not Applicable | 0 - No impact on any ESQR | 0 - No impact on Customer Service | 0 - No brand impact | 0 - No safety risk | 5 - Medium environmental impact | 10 - Prevent 100,000 customer minutes of outage | 5 - Upgrade existing infrastructure to support existing service capacity | 5 - ACA health index "Fair" | 0 - No significant amount | 2800000 | 0 | 0 | 0 | 0 | 0 | 5 | 20 |  |  | 0 | 0 | 0 | 0 | 0 | 0 | 0 | 0.75 | 6 |  |  | 0 | 0 | 33.75 | 0 | 33.75 | 21
| C0504 - Substation Upgrade | Cawthra MS | 800000 | 2016-C0504-4 | 2016 | No | Not Applicable | Not Applicable | 0 - No impact on any ESQR | 0 - No impact on Customer Service | 0 - No brand impact | 0 - No safety risk | 5 - Medium environmental impact | 10 - Prevent 100,000 customer minutes of outage | 5 - Upgrade existing infrastructure to support existing service capacity | 5 - ACA health index "Fair" | 0 - No significant amount | 800000 | 0 | 0 | 0 | 0 | 0 | 5 | 20 |  |  | 0 | 0 | 0 | 0 | 0 | 0 | 0 | 0.75 | 6 |  |  | 0 | 0 | 33.75 | 0 | 33.75 | 21
| C0504 - Substation Upgrade | Webb MS | 2800000 | 2016-C0504-5 | 2017 | No | Not Applicable | Not Applicable | 0 - No impact on any ESQR | 0 - No impact on Customer Service | 0 - No brand impact | 0 - No safety risk | 0 - None | 10 - Prevent 100,000 customer minutes of outage | 10 - New infrastructure to avert major system constraint/risk | 0 - ACA health index "Very Good" or N/A | 0 - No significant amount | 7375000 | 36000 | 0 | 0 | 0 | 0 | 0 | 20 |  |  | 0 | 0 | -3 | 0 | 0 | 0 | 0 | 0 | 6 |  |  | 0 | 0 | 30 | 0 | 30 | 23
| C0504 - Substation Upgrade | Mini Britannia - Land | 500000 | 2016-C0504-6 | 2016 | No | Not Applicable | Not Applicable | 0 - No impact on any ESQR | 0 - No impact on Customer Service | 0 - No brand impact | 0 - No safety risk | 0 - None | 10 - Prevent 100,000 customer minutes of outage | 10 - New infrastructure to avert major system constraint/risk | 0 - ACA health index "Very Good" or N/A | 0 - No significant amount | 7525000 | 36000 | 0 | 0 | 0 | 0 | 0 | 20 |  |  | 0 | 0 | -3 | 0 | 0 | 0 | 0 | 0 | 6 |  |  | 0 | 0 | 30 | 0 | 30 | 23
| C0504 - Substation Upgrade | Duke MS - Land | 500000 | 2016-C0504-7 | 2016 | No | Not Applicable | Not Applicable | 0 - No impact on any ESQR | 0 - No impact on Customer Service | 0 - No brand impact | 0 - No safety risk | 0 - None | 10 - Prevent 100,000 customer minutes of outage | 10 - New infrastructure to avert major system constraint/risk | 0 - ACA health index "Very Good" or N/A | 0 - No significant amount | 5100000 | 0 | 0 | 0 | 0 | 0 | 0 | 20 |  |  | 0 | 0 | 0 | 0 | 0 | 0 | 0 | 0 | 6 |  |  | 0 | 0 | 30 | 0 | 30 | 23
| C0504 - Substation Upgrade | Site Enhancements | 300000 | 2016-C0504-8 | 2016 | No | Not Applicable | Not Applicable | 0 - No impact on any ESQR | 0 - No impact on Customer Service | 0 - No brand impact | 5 - Medical aid injury | 5 - Medium environmental impact | 10 - Prevent 100,000 customer minutes of outage | 5 - Upgrade existing infrastructure to support existing service capacity | 5 - ACA health index "Fair" | 0 - No significant amount | 300000 | 0 | 0 | 0 | 0 | 5 | 5 | 20 |  |  | 0 | 0 | 0 | 0 | 0 | 0 | 1.25 | 0.75 | 6 |  |  | 0 | 0 | 40 | 0 | 40 | 12
| C0504 - Substation Upgrade |  | 11600000
1 | C0507 - Subtransmission Expansion | Churchill Meadows Feeder Egress (Easement) - TS to Winston Churchill | 450000 | 2016-C0507-1A | Q4 2016 | No | Not Applicable | Not Applicable | 5 - Improvement of multiple ESQRs | 3 - Positive improvement to customer experience (non-quantifiable) | 5 - Helps preserve brand | 0 - No safety risk | 3 - Low environmental impact | 10 - Prevent 100,000 customer minutes of outage | 8 - New infrastructure required to support service capacity | 10 - ACA health index "Very Poor" | 0 - No significant amount | $2.4M | 0 | 5 | 3 | 5 | 0 | 3 | 20 |  |  | 0 | 0 | 0 | 1 | 1.8 | 1 | 0 | 0.45 | 6 |  |  | 0 | 11.4 | 32.25 | 0 | 43.65 | 9
2 | C0507 - Subtransmission Expansion | Port - Stavebank to Elizabeth | 300000 | 2016-C0507-1B | Q4 2016
3 | C0507 - Subtransmission Expansion | Cawthra - Burnhamthorpe to Bloor | 900000 | 2016-C0507-1C | Q4 2016
4 | C0507 - Subtransmission Expansion | Webb MS Feeder Egress - Section 1 | 750000 | 2016-C0507-1D | Q4 2016
| C0507 - Subtransmission Expansion |  | 2400000
1 | C0576 - Auto Switches/SCADA | U/G installation of SCADA/Automation switches | 700000 | 2016-C0576-1 | 2016 | No | Not Applicable | Not Applicable | 0 - No impact on any ESQR | 3 - Positive improvement to customer experience (non-quantifiable) | 0 - No brand impact | 0 - No safety risk | 0 - None | 10 - Prevent 100,000 customer minutes of outage | 10 - New infrastructure to avert major system constraint/risk | 10 - ACA health index "Very Poor" | 0 - No significant amount | 700000 | 0 | 0 | 3 | 0 | 0 | 0 | 20 |  |  | 0 | 0 | 0 | 0 | 1.8 | 0 | 0 | 0 | 6 |  |  | 0 | 5.4 | 30 | 0 | 35.4 | 15
2 | C0576 - Auto Switches/SCADA | O/H installation of SCADA/Automation switches | 780000 | 2016-C0576-2 | 2016 | No | Not Applicable | Not Applicable | 0 - No impact on any ESQR | 3 - Positive improvement to customer experience (non-quantifiable) | 0 - No brand impact | 0 - No safety risk | 0 - None | 10 - Prevent 100,000 customer minutes of outage | 10 - New infrastructure to avert major system constraint/risk | 10 - ACA health index "Very Poor" | 0 - No significant amount | 780000 | 0 | 0 | 3 | 0 | 0 | 0 | 20 |  |  | 0 | 0 | 0 | 0 | 1.8 | 0 | 0 | 0 | 6 |  |  | 0 | 5.4 | 30 | 0 | 35.4 | 15
3 | C0576 - Auto Switches/SCADA | Station RTU & Protection Relay and Battery & Charger Replacements | 945000 | 2016-C0576-3 | 2016 | No | Not Applicable | Not Applicable | 0 - No impact on any ESQR | 0 - No impact on Customer Service | 0 - No brand impact | 0 - No safety risk | 0 - None | 10 - Prevent 100,000 customer minutes of outage | 10 - New infrastructure to avert major system constraint/risk | 10 - ACA health index "Very Poor" | 0 - No significant amount | 945000 | 420000 | 0 | 0 | 0 | 0 | 0 | 20 |  |  | 0 | 0 | -10 | 0 | 0 | 0 | 0 | 0 | 6 |  |  | 0 | 0 | 30 | 0 | 30 | 23
5 | C0576 - Auto Switches/SCADA | RTU System Enhancements | 405000 | 2016-C0576-4 | 2016 | No | Not Applicable | Not Applicable | 0 - No impact on any ESQR | 3 - Positive improvement to customer experience (non-quantifiable) | 0 - No brand impact | 0 - No safety risk | 0 - None | 3 - Prevent 30,000 customer minutes of outage | 10 - New infrastructure to avert major system constraint/risk | 10 - ACA health index "Very Poor" | 0 - No significant amount | 405000 | 0 | 0 | 3 | 0 | 0 | 0 | 20 |  |  | 0 | 0 | 0 | 0 | 1.8 | 0 | 0 | 0 | 6 |  |  | 0 | 5.4 | 30 | 0 | 35.4 | 15
6 | C0576 - Auto Switches/SCADA | SCADA Master Upgrade | 150000 | 2016-C0576-5 | 2016 | No | Not Applicable | Not Applicable | 0 - No impact on any ESQR | 0 - No impact on Customer Service | 0 - No brand impact | 0 - No safety risk | 0 - None | 10 - Prevent 100,000 customer minutes of outage | 10 - New infrastructure to avert major system constraint/risk | 10 - ACA health index "Very Poor" | 0 - No significant amount | 150000 | 125000 | 0 | 0 | 0 | 0 | 0 | 20 |  |  | 0 | 0 | -10 | 0 | 0 | 0 | 0 | 0 | 6 |  |  | 0 | 0 | 30 | 0 | 30 | 23
7 | C0576 - Auto Switches/SCADA | WiMAX Wireless Network Project | 220000 | 2016-C0576-6 | 2016 | No | Not Applicable | Not Applicable | 0 - No impact on any ESQR | 0 - No impact on Customer Service | 0 - No brand impact | 0 - No safety risk | 0 - None | 10 - Prevent 100,000 customer minutes of outage | 10 - New infrastructure to avert major system constraint/risk | 5 - ACA health index "Fair" | 0 - No significant amount | 220000 | 0 | 0 | 0 | 0 | 0 | 0 | 20 |  |  | 0 | 0 | 0 | 0 | 0 | 0 | 0 | 0 | 6 |  |  | 0 | 0 | 30 | 0 | 30 | 23
| C0576 - Auto Switches/SCADA |  | 3200000
| SYSTEM SERVICE |  | 17200000
1 | C0505 - Subdivision Rebuild | Ellengale - Ibbetson Cres/ Shamir | 2000000 | 2016-C0505-1A | 2016 | No | Not Applicable | Not Applicable | 8 - Significant improvement to ESQR | 10 - Direct positive impact that will be reflected on next customer survey | 10 - Prevents or significantly reduces likelihood of irreparable brand damage | 10 - Potential loss of life | 8 - High environmental impact | 10 - Prevent 100,000 customer minutes of outage | 5 - Upgrade existing infrastructure to support existing service capacity | 10 - ACA health index "Very Poor" | 5 - > $50,000 | 13250000 | 0 | 8 | 10 | 10 | 10 | 8 | 20 |  |  | 5 | 0 | 0 | 1.6 | 6 | 2 | 2.5 | 1.2 | 6 |  |  | 2.5 | 28.8 | 48.5 | 5 | 82.3 | 2
2 | C0505 - Subdivision Rebuild | Rockwood - Fieldgate/ Maple Ridge | 1500000 | 2016-C0505-1B | 2016
3 | C0505 - Subdivision Rebuild | Clarkson - Bromsgrove/ Cramer/Sherhill | 1750000 | 2016-C0505-1C | 2016
4 | C0505 - Subdivision Rebuild | Campobella/ Argentia | 1000000 | 2016-C0505-1D | 2016
5 | C0505 - Subdivision Rebuild | Baldwin/ Melton | 1500000 | 2016-C0505-1E | 2016
6 | C0505 - Subdivision Rebuild | Malton - Wrenwood/ Rockhill/ Bayswater | 1500000 | 2016-C0505-1F | 2016
7 | C0505 - Subdivision Rebuild | Woodlands/ Wiltshire | 1500000 | 2016-C0505-1G | 2016
8 | C0505 - Subdivision Rebuild | Autumn Harvest Section 3 - Wagondust | 1500000 | 2016-C0505-1H | 2016
9 | C0505 - Subdivision Rebuild | Mississauga Valley Blvd feeder - North side | 1000000 | 2016-C0505-1I | 2016
| C0505 - Subdivision Rebuild |  | 13250000
1 | C0561 - Overhead Rebuilds | 2016 Overhead Switch Replacement Program | 300000 | 2016-C0561-1A | 2016 | No | Not Applicable | Not Applicable | 5 - Improvement of multiple ESQRs | 10 - Direct positive impact that will be reflected on next customer survey | 10 - Prevents or significantly reduces likelihood of irreparable brand damage | 10 - Potential loss of life | 8 - High environmental impact | 10 - Prevent 100,000 customer minutes of outage | 5 - Upgrade existing infrastructure to support existing service capacity | 8 - ACA health index "Poor" | 10 - > $100,000 | $39.6M | 0 | 5 | 10 | 10 | 10 | 8 | 20 |  |  | 10 | 0 | 0 | 1 | 6 | 2 | 2.5 | 1.2 | 6 |  |  | 5 | 27 | 48.5 | 10 | 85.5 | 1
2 | C0561 - Overhead Rebuilds | 2016 Insulator Replacement Program | 300000 | 2016-C0561-1B | 2016
3 | C0561 - Overhead Rebuilds | 2016 Stores Small Capital Material | 400000 | 2016-C0561-1C | 2016
4 | C0561 - Overhead Rebuilds | 2016 Wood Pole Installations | 400000 | 2016-C0561-1D | 2016
5 | C0561 - Overhead Rebuilds | 2016 Concrete Pole Installations | 800000 | 2016-C0561-1E | 2016
6 | C0561 - Overhead Rebuilds | 2016 Misc Capital (FIs, Term Poles, Animal Protection, Grounding Replacments) | 200000 | 2016-C0561-1F | 2016
7 | C0561 - Overhead Rebuilds | Vermouth/Breckonridge | 360000 | 2016-C0561-1G | 2016
8 | C0561 - Overhead Rebuilds | Holburne - Section 1 | 360000 | 2016-C0561-1H | 2016
9 | C0561 - Overhead Rebuilds | Meadow Wood/Country Club | 1170000 | 2016-C0561-1I | 2016
10 | C0561 - Overhead Rebuilds | Hull/Studley | 720000 | 2016-C0561-1J | 2016
11 | C0561 - Overhead Rebuilds | Wharton Way/Berkel | 360000 | 2016-C0561-1K | 2016
12 | C0561 - Overhead Rebuilds | Credit Woodlands - Section 2 | 720000 | 2016-C0561-1L | 2016
| C0561 - Overhead Rebuilds |  | 6090000
1 | C0562 - Subtransmission Renewal | Bloor - Cawthra to Tomken | 600000 | 2016-C0562-1A | 2016 | No | Not Applicable | Not Applicable | 5 - Improvement of multiple ESQRs | 5 - Improves customer experience (a large user or 1000 RES customers) | 10 - Prevents or significantly reduces likelihood of irreparable brand damage | 10 - Potential loss of life | 8 - High environmental impact | 10 - Prevent 100,000 customer minutes of outage | 5 - Upgrade existing infrastructure to support existing service capacity | 8 - ACA health index "Poor" | 3 - > $30,000 | $20.55M | 0 | 5 | 5 | 10 | 10 | 8 | 20 |  |  | 3 | 0 | 0 | 1 | 3 | 2 | 2.5 | 1.2 | 6 |  |  | 1.5 | 18 | 48.5 | 3 | 69.5 | 3
2 | C0562 - Subtransmission Renewal | Lakeshore - Seneca to Cawthra | 690000 | 2016-C0562-1B | 2016
3 | C0562 - Subtransmission Renewal | Park - Hurontario to Kane | 960000 | 2016-C0562-1C | 2016
4 | C0562 - Subtransmission Renewal | Queen - Briarwood to Seneca | 600000 | 2016-C0562-1D | 2016
5 | C0562 - Subtransmission Renewal | Goreway - Derry to City Limits | 1200000 | 2016-C0562-1E | 2016
6 | C0562 - Subtransmission Renewal | Stavebank MS - Feeder Egress | 150000 | 2016-C0562-1F | 2016
| C0562 - Subtransmission Renewal |  | 4200000
1 | C0563 - U/G TX/Replace/Overhaul | Underground Transformer and Equipment Renewal | 4125000 | 2016-C0563-1 | 2016 | Yes | Replacement of equipment that has failed or become damaged and is needed to maintain continuity of service. | Mandatory - Deferral of project will result in non-compliance with regulations. | 10 - Improvement from non-compliance to compliance | 3 - Positive improvement to customer experience (non-quantifiable) | 5 - Helps preserve brand | 10 - Potential loss of life | 5 - Medium environmental impact | 3 - Prevent 30,000 customer minutes of outage | 0 - No Impact on system capacity | 0 - ACA health index "Very Good" or N/A | 0 - No significant amount | 320000 | 0 | 10 | 3 | 5 | 10 | 5 | 3 |  |  | 0 | 0 | 0 | 2 | 1.8 | 1 | 2.5 | 0.75 | 0.9 |  |  | 0 | 14.4 | 20.75 | 0 | 35.15 | 18
| C0563 - U/G TX/Replace/Overhaul |  | 4125000
1 | C0564 - O/H TX/Replace/Overhaul | Overhead Transformer and Equipment Renewal | 3000000 | 2016-C0564-1 | 2016 | Yes | Project required to become or remain compliant with applicable legislation and/or regulation | Mandatory - Deferral of project will result in non-compliance with regulations. | 10 - Improvement from non-compliance to compliance | 3 - Positive improvement to customer experience (non-quantifiable) | 5 - Helps preserve brand | 10 - Potential loss of life | 5 - Medium environmental impact | 3 - Prevent 30,000 customer minutes of outage | 5 - Upgrade existing infrastructure to support existing service capacity | 0 - ACA health index "Very Good" or N/A | 0 - No significant amount | 3000000 | 0 | 10 | 3 | 5 | 10 | 5 | 8 |  |  | 0 | 0 | 0 | 2 | 1.8 | 1 | 2.5 | 0.75 | 2.4 |  |  | 0 | 14.4 | 28.25 | 0 | 42.65 | 10
| C0564 - O/H TX/Replace/Overhaul |  | 3000000
1 | C0565 - U/G Cable Replace | Pad Mounted Switchgear Replacement | 1780000 | 2016-C0565-1 | Q4 2016 | No | Not Applicable | Not Applicable | 5 - Improvement of multiple ESQRs | 5 - Improves customer experience (a large user or 1000 RES customers) | 5 - Helps preserve brand | 10 - Potential loss of life | 0 - None | 5 - Prevent 50,000 customer minutes of outage | 5 - Upgrade existing infrastructure to support existing service capacity | 5 - ACA health index "Fair" | 0 - No significant amount | 1780000 | 200 | 5 | 5 | 5 | 10 | 0 | 15 |  |  | 0 | 0 | 0 | 1 | 3 | 1 | 2.5 | 0 | 4.5 |  |  | 0 | 15 | 35 | 0 | 50 | 5
2 | C0565 - U/G Cable Replace | Primary Distribution Equipment Replacement | 475000 | 2016-C0565-2 | Q4 2016 | No | Not Applicable | Required – Deferral of project not recommended. Project required to proceed and will displace projects in future years. | 5 - Improvement of multiple ESQRs | 5 - Improves customer experience (a large user or 1000 RES customers) | 5 - Helps preserve brand | 0 - No safety risk | 0 - None | 5 - Prevent 50,000 customer minutes of outage | 5 - Upgrade existing infrastructure to support existing service capacity | 5 - ACA health index "Fair" | 0 - No significant amount | 1400000 | 0 | 5 | 5 | 5 | 0 | 0 | 15 |  |  | 0 | 0 | 0 | 1 | 3 | 1 | 0 | 0 | 4.5 |  |  | 0 | 15 | 22.5 | 0 | 37.5 | 14
3 | C0565 - U/G Cable Replace | Underground Cable and Splice Replacement | 1400000 | 2016-C0565-3 | Q4 2016 | No | Not Applicable | Required – Deferral of project not recommended. Project required to proceed and will displace projects in future years. | 0 - No impact on any ESQR | 5 - Improves customer experience (a large user or 1000 RES customers) | 5 - Helps preserve brand | 5 - Medical aid injury | 0 - None | 5 - Prevent 50,000 customer minutes of outage | 5 - Upgrade existing infrastructure to support existing service capacity | 8 - ACA health index "Poor" | 0 - No significant amount | 1400000 | 0 | 0 | 5 | 5 | 5 | 0 | 18 |  |  | 0 | 0 | 0 | 0 | 3 | 1 | 1.25 | 0 | 5.4 |  |  | 0 | 12 | 33.25 | 0 | 45.25 | 7
4 | C0565 - U/G Cable Replace | Secondary Cable Replacements | 95000 | 2016-C0565-4 | Q4 2016 | No | Not Applicable | Required – Deferral of project not recommended. Project required to proceed and will displace projects in future years. | 3 - Makes an improvement or prevents degradation of 1 ESQR | 3 - Positive improvement to customer experience (non-quantifiable) | 5 - Helps preserve brand | 0 - No safety risk | 0 - None | 0 - No impact on customer minutes of outage | 0 - No Impact on system capacity | 0 - ACA health index "Very Good" or N/A | 0 - No significant amount | 95000 | 0 | 3 | 3 | 5 | 0 | 0 | 0 |  |  | 0 | 0 | 0 | 0.6 | 1.8 | 1 | 0 | 0 | 0 |  |  | 0 | 10.2 | 0 | 0 | 10.2 | 44
| C0565 - U/G Cable Replace |  | 3750000
1 | C0567 - Emergency Replacements | Emergency Replacements | 320000 | 2016-C0567-1 | 2016 | Yes | Replacement of equipment that has failed or become damaged and is needed to maintain continuity of service. | Mandatory - Deferral of project will result in non-compliance with regulations. | 10 - Improvement from non-compliance to compliance | 3 - Positive improvement to customer experience (non-quantifiable) | 5 - Helps preserve brand | 10 - Potential loss of life | 5 - Medium environmental impact | 3 - Prevent 30,000 customer minutes of outage | 0 - No Impact on system capacity | 0 - ACA health index "Very Good" or N/A | 0 - No significant amount | 320000 | 0 | 10 | 3 | 5 | 10 | 5 | 3 |  |  | 0 | 0 | 0 | 2 | 1.8 | 1 | 2.5 | 0.75 | 0.9 |  |  | 0 | 14.4 | 20.75 | 0 | 35.15 | 18
| C0567 - Emergency Replacements |  | 320000
| SYSTEM RENEWAL |  | 34735000
1 | C0531 - Roads | QEW - Hurontario to Mississauga Road | 1500000 | 2016-C0531-1A | 2016 | Yes | Highway or roadway relocations, and upgrades needed to accommodate municipal, federal or provincial infrastructure improvements | Mandatory - Deferral of project will result in non-compliance with regulations. | 3 - Makes an improvement or prevents degradation of 1 ESQR | 3 - Positive improvement to customer experience (non-quantifiable) | 5 - Helps preserve brand | 0 - No safety risk | 0 - None | 0 - No impact on customer minutes of outage | 0 - No Impact on system capacity | 0 - ACA health index "Very Good" or N/A | 3 - > $30,000 | $18M | 0 | 3 | 3 | 5 | 0 | 0 | 0 |  |  | 3 | 0 | 0 | 0.6 | 1.8 | 1 | 0 | 0 | 0 |  |  | 1.5 | 10.2 | 0 | 3 | 13.2 | 40
2 | C0531 - Roads | MCLAUGHLIN ROAD WIDENING - EGLINTON TO PARKWOOD | 600000 | 2016-C0531-1B | 2016
3 | C0531 - Roads | GOREWAY at CITY LIMITS (GRADE SEPARATION) | 300000 | 2016-C0531-1C | 2016
4 | C0531 - Roads | TORBRAM ROAD - Grade Separation | 300000 | 2016-C0531-1D | 2016
5 | C0531 - Roads | Various Intersections | 300000 | 2016-C0531-1E | 2016
6 | C0531C - CIAC - Roads | Customer Contributions | -600000
| C0531 - Roads |  | 2400000
1 | C0532 - LRT | Design - Underground | 200000 | 2016-C0532-1 | 2022
2 | C0532 - LRT | Design - Overhead | 200000 | 2016-C0532-1 | 2022
| C0532 - LRT |  | 400000
1 | C0541 - New Subdivisions(OfferConnect) | New Subdivisions | 800000 | 2016-C0541/C0542/C0544-1 | Q4 2016
2 | C0541C - CIAC - New Subdivisions (OTC) | Customer Contributions | -500000
| C0541 - New Subdivisions(OfferConnect) |  | 300000
1 | C0542 - Ind/Comm Services | Industrial/Commercial Services | 2600000 | 2016-C0541/C0542/C0544-1 | Q4 2016
2 | C0542C - CIAC Ind/Comm Services | Customer Contributions | -1000000
| C0542 - Ind/Comm Services |  | 1600000
1 | C0544 - Residential Service Upgrades | Residential Service Upgrades | 125000 | 2016-C0541/C0542/C0544-1 | Q4 2016
2 | C0544C - CIAC Residential Service Upgrades | Customer Contributions | -31250
| C0544 - Residential Service Upgrades |  | 93750
1 | C0594 - Smart Meters Large Users | 900 Large Commercial Interval Meter Replacement Project | 936947 | 2016-C0594-1 | 2016-12-01 | Yes | Project required to become or remain compliant with applicable legislation and/or regulation | Required - Deferral of project not recommended and will impact the schedule for multi-year programs. | 0 - No impact on any ESQR | 0 - No impact on Customer Service | 0 - No brand impact | 0 - No safety risk | 0 - None | 0 - No impact on customer minutes of outage | 0 - No Impact on system capacity | 0 - ACA health index "Very Good" or N/A | 10 - > $100,000 | 1775522 | 3600 | 0 | 0 | 0 | 0 | 0 | 0 |  |  | 10 | 0 | 0 | 0 | 0 | 0 | 0 | 0 | 0 |  |  | 5 | 0 | 0 | 10 | 10 | 45
2 | C0594 - Smart Meters Large Users | Collector (Gatekeeper) Replacement/Removal | 568564 | 2016-C0594-2 | December 2016 | Yes | Project required to become or remain compliant with applicable legislation and/or regulation | Required - Deferral of project not recommended and will impact the schedule for multi-year programs. | 3 - Makes an improvement or prevents degradation of 1 ESQR | 3 - Positive improvement to customer experience (non-quantifiable) | Select from drop-down menu | 0 - No safety risk | 0 - None | 0 - No impact on customer minutes of outage | 0 - No Impact on system capacity | 8 - ACA health index "Poor" | 0 - No significant amount | 568564 | 0 | 3 | 3 | Se | 0 | 0 | 8 |  |  | 0 | 0 | 0 | 0.6 | 1.8 | 0 | 0 | 0 | 2.4 |  |  | 0 | 7.2 | 12 | 0 | 19.2 | 34
| C0594 - Smart Meters Large Users |  | 1505511
1 | C0597 - Grid Supply Point Metering | TCP/IP GSP Conversion & Reseal | 163320 | 2016-C0597-1 | 2016 | Yes | Project required to become or remain compliant with applicable legislation and/or regulation | Mandatory - Deferral of project will result in non-compliance with regulations. | 0 - No impact on any ESQR | 0 - No impact on Customer Service | 3 - May mitigate brand risk | 0 - No safety risk | 0 - None | 0 - No impact on customer minutes of outage | 0 - No Impact on system capacity | Select from drop-down menu | 3 - > $30,000 | 163320 | 0 | 0 | 0 | 3 | 0 | 0 | 0 |  |  | 3 | 0 | 0 | 0 | 0 | 0.6 | 0 | 0 | 0 |  |  | 1.5 | 1.8 | 0 | 3 | 4.8 | 51
2 | C0597 - Grid Supply Point Metering | Tomken Upgrade | 1100000 | 2016-C0597-2 | 2016 | Yes | Project identified as a result of customer request | Mandatory - Deferral of project will result in non-compliance with regulations. | 0 - No impact on any ESQR | 0 - No impact on Customer Service | 0 - No brand impact | This projects mitigates exposure that could cause: | 0 - None | 0 - No impact on customer minutes of outage | 0 - No Impact on system capacity | Select from drop-down menu | 0 - No significant amount | 1100000 | 0 | 0 | 0 | 0 | T | 0 | 0 |  |  | 0 | 0 | 0 | 0 | 0 | 0 | 0 | 0 | 0 |  |  | 0 | 0 | 0 | 0 | 0 | 59
| C0597 - Grid Supply Point Metering |  | 1263320
2 | C0598 - Metering | Maint and Replace Small Comm Non-Demand | 212000 | 2016-C0598-1 | Q4 2016 | Yes | Project required to become or remain compliant with applicable legislation and/or regulation | Mandatory - Deferral of project will result in non-compliance with regulations. | 0 - No impact on any ESQR | 0 - No impact on Customer Service | 3 - May mitigate brand risk | 0 - No safety risk | 0 - None | 0 - No impact on customer minutes of outage | 0 - No Impact on system capacity | Select from drop-down menu | 0 - No significant amount | 347000 | 0 | 0 | 0 | 3 | 0 | 0 | 0 |  |  | 0 | 0 | 0 | 0 | 0 | 0.6 | 0 | 0 | 0 |  |  | 0 | 1.8 | 0 | 0 | 1.8 | 58
3 | C0598 - Metering | New Installations Small Comm Non-Demand | 200000 | 2016-C0598-2 | 2016 | Yes | Project required to become or remain compliant with applicable legislation and/or regulation | Mandatory - Deferral of project will result in non-compliance with regulations. | 3 - Makes an improvement or prevents degradation of 1 ESQR | 3 - Positive improvement to customer experience (non-quantifiable) | 3 - May mitigate brand risk | Select from drop-down menu | 0 - None | 0 - No impact on customer minutes of outage | 0 - No Impact on system capacity | Select from drop-down menu | Select from drop-down menu | 545000 | 0 | 3 | 3 | 3 | Se | 0 | 0 |  |  | Se | 0 | 0 | 0.6 | 1.8 | 0.6 | 0 | 0 | 0 |  |  | 0 | 9 | 0 | 0 | 9 | 46
4 | C0598 - Metering | New Installations Large Comm/Ind with Demand | 175000 | 2016-C0598-2 | 2016
5 | C0598 - Metering | New Residential Installs - Customer Engineering | 170000 | 2016-C0598-2 | 2016
6 | C0598 - Metering | Residential Maintenance | 165000 | 2016-C0598-1 | Q4 2016
7 | C0598 - Metering | PMU - Maintenance/Failure | 150000 | 2016-C0598-3 | 2016 | Yes | Project identified as a result of customer request | Desired – Deferral of project can be accommodated and may not impact or displace projects in future years. | 3 - Makes an improvement or prevents degradation of 1 ESQR | 5 - Improves customer experience (a large user or 1000 RES customers) | 3 - May mitigate brand risk | 0 - No safety risk | 0 - None | 0 - No impact on customer minutes of outage | 0 - No Impact on system capacity | 10 - ACA health index "Very Poor" | Select from drop-down menu | 150000 | 0 | 3 | 5 | 3 | 0 | 0 | 10 |  |  | Se | 0 | 0 | 0.6 | 3 | 0.6 | 0 | 0 | 3 |  |  | 0 | 12.6 | 15 | 0 | 27.6 | 30
8 | C0598 - Metering | PMU - New Installs | 100000 | 2016-C0598-4 | 2016 | Yes | Project identified as a result of customer request | Mandatory - Deferral of project will result in non-compliance with regulations. | 3 - Makes an improvement or prevents degradation of 1 ESQR | 3 - Positive improvement to customer experience (non-quantifiable) | 3 - May mitigate brand risk | 0 - No safety risk | 0 - None | 0 - No impact on customer minutes of outage | 0 - No Impact on system capacity | Select from drop-down menu | Select from drop-down menu | 100000 | 0 | 3 | 3 | 3 | 0 | 0 | 0 |  |  | Se | 0 | 0 | 0.6 | 1.8 | 0.6 | 0 | 0 | 0 |  |  | 0 | 9 | 0 | 0 | 9 | 46
| C0598 - Metering |  | 1172000
1 | C0899 - Smart Meters - New Condos | New IMS | 1023000 | 2016-C0899-1 | Q2 2016 | Yes | Project required to become or remain compliant with applicable legislation and/or regulation | Mandatory - Deferral of project will result in non-compliance with regulations. | 3 - Makes an improvement or prevents degradation of 1 ESQR | 3 - Positive improvement to customer experience (non-quantifiable) | 3 - May mitigate brand risk | 0 - No safety risk | 0 - None | 0 - No impact on customer minutes of outage | 0 - No Impact on system capacity | 0 - ACA health index "Very Good" or N/A | Select from drop-down menu | 1387000 | 0 | 3 | 3 | 3 | 0 | 0 | 0 |  |  | Se | 0 | 0 | 0.6 | 1.8 | 0.6 | 0 | 0 | 0 |  |  | 0 | 9 | 0 | 0 | 9 | 46
2 | C0899 - Smart Meters - New Condos | Retrofit IMS | 364000 | 2016-C0899-1 | Q2 2016
| C0899 - Smart Meters - New Condos |  | 1387000
1 | C0900 - Green Energy - FIT/MicroFIT | FIT & MicroFIT Projects | 155000 | 2016-C0900-1 | 2016 | Yes | Project required to become or remain compliant with applicable legislation and/or regulation | Mandatory - Deferral of project will result in non-compliance with regulations. | 10 - Improvement from non-compliance to compliance | 3 - Positive improvement to customer experience (non-quantifiable) | 5 - Helps preserve brand | 0 - No safety risk | 3 - Low environmental impact | 0 - No impact on customer minutes of outage | 0 - No Impact on system capacity | 0 - ACA health index "Very Good" or N/A | 0 - No significant amount | 155000 | 0 | 10 | 3 | 5 | 0 | 3 | 0 |  |  | 0 | 0 | 0 | 2 | 1.8 | 1 | 0 | 0.45 | 0 |  |  | 0 | 14.4 | 2.25 | 0 | 16.65 | 37
| C0900 - Green Energy - FIT/MicroFIT |  | 155000
| SYSTEM ACCESS |  | 10276581
1 | C0581 - Engineering & Asset Systems | Hardware Refresh | 280000 | 2016-C0585-1 | 2016 | Yes | Project required as per IT infrastructure road map | Desired – Deferral of project can be accommodated and may not impact or displace projects in future years. | Select from drop-down menu | Select from drop-down menu | Select from drop-down menu | Select from drop-down menu | Select from drop-down menu | Select from drop-down menu | Select from drop-down menu | Select from drop-down menu | 0 - No significant amount | 951000 | 0 | Se | Se | Se | Se | Se | 0 |  |  | 0 | 0 | 0 | 0 | 0 | 0 | 0 | 0 | 0 |  |  | 0 | 0 | 0 | 0 | 0 | 59
2 | C0581 - Engineering & Asset Systems | InService Upgrade | 125000 | 2016-C0581-1 | Q4 2016 | Yes | Project required as per IT infrastructure road map | Required – Deferral of project not recommended. Project required to proceed and will displace projects in future years. | 5 - Improvement of multiple ESQRs | 10 - Direct positive impact that will be reflected on next customer survey | 8 - Positive impact on brand | 0 - No safety risk | 0 - None | 10 - Prevent 100,000 customer minutes of outage | 0 - No Impact on system capacity | 0 - ACA health index "Very Good" or N/A | Select from drop-down menu | 750000 | 0 | 5 | 10 | 8 | 0 | 0 | 10 |  |  | Se | 0 | 0 | 1 | 6 | 1.6 | 0 | 0 | 3 |  |  | 0 | 25.8 | 15 | 0 | 40.8 | 11
3 | C0581 - Engineering & Asset Systems | G/Technology Upgrade | 70000 | 2016-C0581-2 | Q4 2016 | Yes | Project required as per IT infrastructure road map | Required – Deferral of project not recommended. Project required to proceed and will displace projects in future years. | 5 - Improvement of multiple ESQRs | 5 - Improves customer experience (a large user or 1000 RES customers) | 5 - Helps preserve brand | 5 - Medical aid injury | 3 - Low environmental impact | 3 - Prevent 30,000 customer minutes of outage | 0 - No Impact on system capacity | 0 - ACA health index "Very Good" or N/A | Select from drop-down menu | 430000 | 0 | 5 | 5 | 5 | 5 | 3 | 3 |  |  | Se | 0 | 0 | 1 | 3 | 1 | 1.25 | 0.45 | 0.9 |  |  | 0 | 15 | 13 | 0 | 28 | 29
4 | C0581 - Engineering & Asset Systems | SmartPlant Foundation Upgrade | 320000 | 2016-C0581-3 | June, 2016 | Yes | Project required as per IT infrastructure road map | Required - Deferral of project not recommended and will impact the schedule for multi-year programs. | 5 - Improvement of multiple ESQRs | 0 - No impact on Customer Service | 5 - Helps preserve brand | 5 - Medical aid injury | 3 - Low environmental impact | 3 - Prevent 30,000 customer minutes of outage | 0 - No Impact on system capacity | 0 - ACA health index "Very Good" or N/A | 0 - No significant amount | 960000 | 0 | 5 | 0 | 5 | 5 | 3 | 3 |  |  | 0 | 0 | 0 | 1 | 0 | 1 | 1.25 | 0.45 | 0.9 |  |  | 0 | 6 | 13 | 0 | 19 | 35
5 | C0581 - Engineering & Asset Systems | Miscellaneous Engineering Software | 30000 | 2016-C0581-4 | 2016 | Yes | Project required to become or remain compliant with applicable legislation and/or regulation | Mandatory - Deferral of project will result in non-compliance with regulations. | 0 - No impact on any ESQR | 0 - No impact on Customer Service | 5 - Helps preserve brand | 0 - No safety risk | 0 - None | 0 - No impact on customer minutes of outage | 0 - No Impact on system capacity | 0 - ACA health index "Very Good" or N/A | 0 - No significant amount | 230000 | 46000 | 0 | 0 | 5 | 0 | 0 | 0 |  |  | 0 | 0 | -3 | 0 | 0 | 1 | 0 | 0 | 0 |  |  | 0 | 3 | 0 | 0 | 3 | 57
6 | C0581 - Engineering & Asset Systems | IOM Automated Switch Planning | 60000 | 2016-C0581-5A | 2016 | No | Not Applicable | Not Applicable | 5 - Improvement of multiple ESQRs | 10 - Direct positive impact that will be reflected on next customer survey | 5 - Helps preserve brand | 5 - Medical aid injury | 0 - None | 10 - Prevent 100,000 customer minutes of outage | 0 - No Impact on system capacity | 0 - ACA health index "Very Good" or N/A | 10 - > $100,000 | 1155000 | 45000 | 5 | 10 | 5 | 5 | 0 | 10 |  |  | 10 | 0 | -3 | 1 | 6 | 1 | 1.25 | 0 | 3 |  |  | 3.5 | 24 | 21.25 | 7 | 52.25 | 4
7 | C0581 - Engineering & Asset Systems | AM/FM/GIS Subtransmission Conversion | 70000 | 2016-C0581-6A | 2016 | No | Not Applicable | Not Applicable | 3 - Makes an improvement or prevents degradation of 1 ESQR | 10 - Direct positive impact that will be reflected on next customer survey | 8 - Positive impact on brand | Select from drop-down menu | Select from drop-down menu | 10 - Prevent 100,000 customer minutes of outage | Select from drop-down menu | Select from drop-down menu | 10 - > $100,000 | 2455000 | 342000 | 3 | 10 | 8 | Se | Se | 0 |  |  | 10 | 0 | -10 | 0.6 | 6 | 1.6 | 0 | 0 | 0 |  |  | 0 | 24.6 | 0 | 0 | 24.6 | 31
8 | C0581 - Engineering & Asset Systems | IOM Mobile Deployment - Phase 2 | 75000 | 2016-C0581-5B | 2016
9 | C0581 - Engineering & Asset Systems | Transformer Load Analysis Integration to AM/FM | 20000 | 2016-C0581-6B | 2016
10 | C0581 - Engineering & Asset Systems | Major Equipment Location Tracking | 95000 | 2016-C0581-6C | 2016
11 | C0581 - Engineering & Asset Systems | Asset Inspection Enhancements | 65000 | 2016-C0581-6D | 2016
12 | C0581 - Engineering & Asset Systems | IOM Defects | 300000 | 2016-C0581-5D | 2016
| C0581 - Engineering & Asset Systems |  | 1510000
1 | C0584 - Rolling Stock | Bucket Trucks | 1190000 | 2016-C0584-1 | 2016
2 | C0584 - Rolling Stock | Dump Trucks | 535000 | 2016-C0584-1 | 2016
3 | C0584 - Rolling Stock | Pickup Trucks | 645000 | 2016-C0584-1 | 2016
4 | C0584 - Rolling Stock | Trailers | 120000 | 2016-C0584-1 | 2016
5 | C0584 - Rolling Stock | Vans | 285000 | 2016-C0584-1 | 2016
| C0584 - Rolling Stock |  | 2775000 |  |  | Yes | Replacement of equipment that has failed or become damaged and is needed to maintain continuity of service. | Required - Deferral of project not recommended and will impact the schedule for multi-year programs. | 3 - Makes an improvement or prevents degradation of 1 ESQR | 0 - No impact on Customer Service | 3 - May mitigate brand risk | 0 - No safety risk | 0 - None | 0 - No impact on customer minutes of outage | 0 - No Impact on system capacity | 5 - ACA health index "Fair" | 3 - > $30,000 | 2775000 | 0 | 3 | 0 | 3 | 0 | 0 | 5 |  |  | 3 | 0 | 0 | 0.6 | 0 | 0.6 | 0 | 0 | 1.5 |  |  | 1.5 | 3.6 | 7.5 | 3 | 14.1 | 39
1 | C0585 - Computer Equip | Email Messaging System Upgrade | 65000 | 2016-C0585-1 | 2016
2 | C0585 - Computer Equip | Mobile Phone platform renewal/upgrade | 52000 | 2016-C0585-1 | 2016
3 | C0585 - Computer Equip | Printer Platform upgrade | 44000 | 2016-C0585-1 | 2016
4 | C0585 - Computer Equip | All-In-Ones Toshiba Printers/Copiers/scanners upgrade | 145000 | 2016-C0585-1 | 2016
5 | C0585 - Computer Equip | BladeCentre Chassis Mavis Datacentre upgrade | 45000 | 2016-C0585-1 | 2016
6 | C0585 - Computer Equip | Microsoft Licensing True up | 50000 | 2016-C0585-1 | 2016
7 | C0585 - Computer Equip | Virtual Hold for Customer Service | 140000 | 2016-C0585-1 | 2016
8 | C0585 - Computer Equip | IT Assets Inventory tool | 80000 | 2016-C0585-1 | 2016
9 | C0585 - Computer Equip | Additional hardware | 50000 | 2016-C0585-1 | 2016
| C0585 - Computer Equip |  | 671000
1 | C0588 - ERP System | JDE Major Version Upgrade | 600000 | 2016-C0588-1 | 2017 | Yes | Project required as per IT infrastructure road map | Not Applicable | 0 - No impact on any ESQR | 0 - No impact on Customer Service | 0 - No brand impact | 0 - No safety risk | 0 - None | 0 - No impact on customer minutes of outage | 0 - No Impact on system capacity | 0 - ACA health index "Very Good" or N/A | Select from drop-down menu | 935000 | 0 | 0 | 0 | 0 | 0 | 0 | 0 |  |  | Se | 0 | 0 | 0 | 0 | 0 | 0 | 0 | 0 |  |  | 0 | 0 | 0 | 0 | 0 | 59
2 | C0588 - ERP System | Flex Time Tracking Upgrade/Migration | 100000 | 2016-C0588-1 | 2016
3 | C0588 - ERP System | Additional software licenses/enhancements and hardware | 75000 | 2016-C0588-1 | 2016
4 | C0588 - ERP System | Microsoft Business Intelligence Phase 2 | 200000 | 2016-C0588-2 | Q2 2016 | No | Not Applicable | Not Applicable | 5 - Improvement of multiple ESQRs | 5 - Improves customer experience (a large user or 1000 RES customers) | 5 - Helps preserve brand | 3 - First aid injury | 5 - Medium environmental impact | 5 - Prevent 50,000 customer minutes of outage | 0 - No Impact on system capacity | 0 - ACA health index "Very Good" or N/A | 8 - > $80,000 | 500000 | 0 | 5 | 5 | 5 | 3 | 5 | 5 |  |  | 8 | 0 | 0 | 1 | 3 | 1 | 0.75 | 0.75 | 1.5 |  |  | 4 | 15 | 15 | 8 | 38 | 13
5 | C0588 - ERP System | Long Term Asset Planning Solution | 750000 | 2016-C0588-3 | 2017 | No | Not Applicable | Not Applicable | 0 - No impact on any ESQR | 8 - Adds value or service that customers have identified through survey or some other means | 8 - Positive impact on brand | 0 - No safety risk | 0 - None | 8 - Prevent 80,000 customer minutes of outage | 0 - No Impact on system capacity | 10 - ACA health index "Very Poor" | 10 - > $100,000 | 1500000 | >$100,000 | 0 | 8 | 8 | 0 | 0 | 18 |  |  | 10 | 0 | -10 | 0 | 4.8 | 1.6 | 0 | 0 | 5.4 |  |  | 0 | 19.2 | 27 | 0 | 46.2 | 6
6 | C0588 - ERP System | IBM Cognos - JDE Intergration - Operating vs Capital Tracking by Employee | 80000 | 2016-C0588-1 | 2016
7 | C0588 - ERP System | Customer Service Live Chat | 30000 | 2016-C0588-1 | 2016
8 | C0588 - ERP System | AP - Link - EFT | 50000 | 2016-C0588-1 | 2016
9 | C0588 - ERP System | Asset Maintenance Management - Substations | 300000 | 2016-C0581-6H | 2016
| C0588 - ERP System |  | 2185000
1 | C0589 - Meter to Cash | Oracle Web Self Service Module Phase 1 | 400000 | 2016-C0589-1 | 2016 | No | Not Applicable | Not Applicable | 0 - No impact on any ESQR | 8 - Adds value or service that customers have identified through survey or some other means | 0 - No brand impact | 0 - No safety risk | 0 - None | 0 - No impact on customer minutes of outage | 0 - No Impact on system capacity | 0 - ACA health index "Very Good" or N/A | 0 - No significant amount | 400000 | 0 | 0 | 8 | 0 | 0 | 0 | 0 |  |  | 0 | 0 | 0 | 0 | 4.8 | 0 | 0 | 0 | 0 |  |  | 0 | 14.4 | 0 | 0 | 14.4 | 38
2 | C0589 - Meter to Cash | Monthly billing | 725000 | 2016-C0589-2 | Q4 2016 | Yes | Project required to become or remain compliant with applicable legislation and/or regulation | Mandatory - Deferral of project will result in non-compliance with regulations. | 10 - Improvement from non-compliance to compliance | 3 - Positive improvement to customer experience (non-quantifiable) | 0 - No brand impact | 0 - No safety risk | 0 - None | 0 - No impact on customer minutes of outage | 0 - No Impact on system capacity | 0 - ACA health index "Very Good" or N/A | 10 - > $100,000 | 725000 | 1295000 | 10 | 3 | 0 | 0 | 0 | 0 |  |  | 10 | 0 | -10 | 2 | 1.8 | 0 | 0 | 0 | 0 |  |  | 0 | 11.4 | 0 | 0 | 11.4 | 42
3 | C0589 - Meter to Cash | Deposit review process | 50000 | 2016-C0589-5A | Q4 2016 | Yes | Project required to become or remain compliant with applicable legislation and/or regulation | Mandatory - Deferral of project will result in non-compliance with regulations. | 5 - Improvement of multiple ESQRs | 5 - Improves customer experience (a large user or 1000 RES customers) | 5 - Helps preserve brand | Select from drop-down menu | 0 - None | 0 - No impact on customer minutes of outage | 0 - No Impact on system capacity | Select from drop-down menu | 8 - > $80,000 | 475000 | 5500 | 5 | 5 | 5 | Se | 0 | 0 |  |  | 8 | 0 | 0 | 1 | 3 | 1 | 0 | 0 | 0 |  |  | 4 | 15 | 0 | 8 | 23 | 32
4 | C0589 - Meter to Cash | IMS collections | 40000 | 2016-C0589-5B | Q4 2016
5 | C0589 - Meter to Cash | Cash Processing and scanning equipment | 75000 | 2016-C0589-5C | Q4 2016
6 | C0589 - Meter to Cash | Automate notice: Residential customers | 30000 | 2016-C0589-5D | Q4 2016
7 | C0589 - Meter to Cash | PrimeRead TOU billing replacement | 200000 | 2016-C0589-3 | 2016 | Yes | Project required as per IT infrastructure road map | Required - Deferral of project not recommended and will impact the schedule for multi-year programs. | 0 - No impact on any ESQR | 0 - No impact on Customer Service | 5 - Helps preserve brand | 0 - No safety risk | 0 - None | 0 - No impact on customer minutes of outage | 0 - No Impact on system capacity | 10 - ACA health index "Very Poor" | Select from drop-down menu | 200000 | 0 | 0 | 0 | 5 | 0 | 0 | 10 |  |  | Se | 0 | 0 | 0 | 0 | 1 | 0 | 0 | 3 |  |  | 0 | 3 | 15 | 0 | 18 | 36
8 | C0589 - Meter to Cash | CC&B Upgrade | 950000 | 2016-C0589-4 | 2016-10-31 | Yes | Project required as per IT infrastructure road map | Required – Deferral of project not recommended. Project required to proceed and will displace projects in future years. | 0 - No impact on any ESQR | 0 - No impact on Customer Service | 0 - No brand impact | 0 - No safety risk | 0 - None | 0 - No impact on customer minutes of outage | 0 - No Impact on system capacity | Select from drop-down menu | Select from drop-down menu | 950000 | 0 | 0 | 0 | 0 | 0 | 0 | 0 |  |  | Se | 0 | 0 | 0 | 0 | 0 | 0 | 0 | 0 |  |  | 0 | 0 | 0 | 0 | 0 | 59
| C0589 - Meter to Cash |  | 2470000
1 | C0591 - Grounds & Building | Mavis Asphalt | 225000 | 2016-C0591-1 | Q3 2016 | No | Not Applicable | Not Applicable | 0 - No impact on any ESQR | 0 - No impact on Customer Service | 0 - No brand impact | 5 - Medical aid injury | 0 - None | 0 - No impact on customer minutes of outage | 0 - No Impact on system capacity | 0 - ACA health index "Very Good" or N/A | 0 - No significant amount | 1525000 | 0 | 0 | 0 | 0 | 5 | 0 | 0 |  |  | 0 | 0 | 0 | 0 | 0 | 0 | 1.25 | 0 | 0 |  |  | 0 | 0 | 6.25 | 0 | 6.25 | 49
2 | C0591 - Grounds & Building | Infrastructure and Security upgrades (Electrical, fire and life safety) | 200000 | 2016-C0591-2 | Q3 2016 | No | Not Applicable | Not Applicable | 0 - No impact on any ESQR | 0 - No impact on Customer Service | 3 - May mitigate brand risk | 10 - Potential loss of life | 3 - Low environmental impact | 0 - No impact on customer minutes of outage | 0 - No Impact on system capacity | 0 - ACA health index "Very Good" or N/A | 5 - > $50,000 | 1425000 | 0 | 0 | 0 | 3 | 10 | 3 | 0 |  |  | 5 | 0 | 0 | 0 | 0 | 0.6 | 2.5 | 0.45 | 0 |  |  | 2.5 | 1.8 | 14.75 | 5 | 21.55 | 33
3 | C0591 - Grounds & Building | Energy conservation, waste reduction and Health & Safety programs | 150000 | 2016-C0591-3 | Q3 2016 | No | Not Applicable | Not Applicable | 0 - No impact on any ESQR | 0 - No impact on Customer Service | 3 - May mitigate brand risk | 3 - First aid injury | 5 - Medium environmental impact | 0 - No impact on customer minutes of outage | 0 - No Impact on system capacity | 0 | 3 - > $30,000 | 1070000 | 0 | 0 | 0 | 3 | 3 | 5 | 0 |  |  | 3 | 0 | 0 | 0 | 0 | 0.6 | 0.75 | 0.75 | 0 |  |  | 1.5 | 1.8 | 7.5 | 3 | 12.3 | 41
4 | C0591 - Grounds & Building | Mavis HVAC & Mechanical Upgrades | 100000 | 2016-C0591-4 | Q4 2016 | No | Not Applicable | Not Applicable | 0 - No impact on any ESQR | 0 - No impact on Customer Service | 0 - No brand impact | 3 - First aid injury | 0 - None | 0 - No impact on customer minutes of outage | 0 - No Impact on system capacity | 0 - ACA health index "Very Good" or N/A | 0 - No significant amount | 825000 | 0 | 0 | 0 | 0 | 3 | 0 | 0 |  |  | 0 | 0 | 0 | 0 | 0 | 0 | 0.75 | 0 | 0 |  |  | 0 | 0 | 3.75 | 0 | 3.75 | 52
5 | C0591 - Grounds & Building | Building Automation System | 200000 | 2016-C0591-5 | Q4 2016 | No | Not Applicable | Not Applicable | 0 - No impact on any ESQR | 0 - No impact on Customer Service | 0 - No brand impact | 0 - No safety risk | 0 - None | 0 - No impact on customer minutes of outage | 0 - No Impact on system capacity | 0 - ACA health index "Very Good" or N/A | 0 - No significant amount | 1200000 | 0 | 0 | 0 | 0 | 0 | 0 | 0 |  |  | 0 | 0 | 0 | 0 | 0 | 0 | 0 | 0 | 0 |  |  | 0 | 0 | 0 | 0 | 0 | 59
6 | C0591 - Grounds & Building | Mavis Building Envelope | 500000 | 2016-C0591-6 | Q4 2016 | No | Not Applicable | Not Applicable | 0 - No impact on any ESQR | 0 - No impact on Customer Service | 0 - No brand impact | 3 - First aid injury | 0 - None | 0 - No impact on customer minutes of outage | 0 - No Impact on system capacity | 0 - ACA health index "Very Good" or N/A | 0 - No significant amount | 1550000 | 0 | 0 | 0 | 0 | 3 | 0 | 0 |  |  | 0 | 0 | 0 | 0 | 0 | 0 | 0.75 | 0 | 0 |  |  | 0 | 0 | 3.75 | 0 | 3.75 | 52
7 | C0591 - Grounds & Building | Derry HVAC Upgrades | 500000 | 2016-C0591-7 | Q4 2016 | No | Not Applicable | Not Applicable | 0 - No impact on any ESQR | 0 - No impact on Customer Service | 0 - No brand impact | 0 - No safety risk | 0 - None | 0 - No impact on customer minutes of outage | 0 - No Impact on system capacity | 0 - ACA health index "Very Good" or N/A | 0 - No significant amount | 1550000 | 0 | 0 | 0 | 0 | 0 | 0 | 0 |  |  | 0 | 0 | 0 | 0 | 0 | 0 | 0 | 0 | 0 |  |  | 0 | 0 | 0 | 0 | 0 | 59
8 | C0591 - Grounds & Building | Mavis Building Reno to Middle Tower Main Floor | 225000 | 2016-C0591-8 | Q4 2016 | No | Not Applicable | Not Applicable | 0 - No impact on any ESQR | 0 - No impact on Customer Service | 0 - No brand impact | 3 - First aid injury | 0 - None | 0 - No impact on customer minutes of outage | 0 - No Impact on system capacity | 0 - ACA health index "Very Good" or N/A | 0 - No significant amount | 225000 | 0 | 0 | 0 | 0 | 3 | 0 | 0 |  |  | 0 | 0 | 0 | 0 | 0 | 0 | 0.75 | 0 | 0 |  |  | 0 | 0 | 3.75 | 0 | 3.75 | 52
9 | C0591 - Grounds & Building | Mavis Warehouse Wall, Walkway and Trades Training Centre | 300000 | 2016-C0591-9 | Q4 2016 | No | Not Applicable | Not Applicable | 0 - No impact on any ESQR | 0 - No impact on Customer Service | 0 - No brand impact | 3 - First aid injury | 0 - None | 0 - No impact on customer minutes of outage | 0 - No Impact on system capacity | 0 - ACA health index "Very Good" or N/A | 0 - No significant amount | 300000 | 0 | 0 | 0 | 0 | 3 | 0 | 0 |  |  | 0 | 0 | 0 | 0 | 0 | 0 | 0.75 | 0 | 0 |  |  | 0 | 0 | 3.75 | 0 | 3.75 | 52
10 | C0591 - Grounds & Building | Mavis Warehouse Offices and Washroom | 300000 | 2016-C0591-10 | Q4 2016 | No | Not Applicable | Not Applicable | 0 - No impact on any ESQR | 0 - No impact on Customer Service | 0 - No brand impact | 3 - First aid injury | 0 - None | 0 - No impact on customer minutes of outage | 0 - No Impact on system capacity | 0 - ACA health index "Very Good" or N/A | 0 - No significant amount | 300000 | 0 | 0 | 0 | 0 | 3 | 0 | 0 |  |  | 0 | 0 | 0 | 0 | 0 | 0 | 0.75 | 0 | 0 |  |  | 0 | 0 | 3.75 | 0 | 3.75 | 52
11 | C0591 - Grounds & Building | Computer Room Halon Conversion | 285000 | 2016-C0591-11 | Q2 2016 | No | Not Applicable | Not Applicable | 0 - No impact on any ESQR | 3 - Positive improvement to customer experience (non-quantifiable) | 3 - May mitigate brand risk | 0 - No safety risk | 5 - Medium environmental impact | 0 | 0 - No Impact on system capacity | 0 | 0 | 285000 | 0 | 0 | 3 | 3 | 0 | 5 | 0 |  |  | 0 | 0 | 0 | 0 | 1.8 | 0.6 | 0 | 0.75 | 0 |  |  | 0 | 7.2 | 3.75 | 0 | 10.95 | 43
| C0591 - Grounds & Building |  | 2985000
1 | C0595 - Major Tools Constr | Major Tools | 200000 | 2016-C0595-1 | 2016 | No | Not Applicable | Not Applicable | 0 - No impact on any ESQR | 0 - No impact on Customer Service | 0 - No brand impact | 5 - Medical aid injury | 0 - None | 0 - No impact on customer minutes of outage | 0 - No Impact on system capacity | 0 - ACA health index "Very Good" or N/A | 0 - No significant amount | 200000 | 0 | 0 | 0 | 0 | 5 | 0 | 0 |  |  | 0 | 0 | 0 | 0 | 0 | 0 | 1.25 | 0 | 0 |  |  | 0 | 0 | 6.25 | 0 | 6.25 | 49
| C0595 - Major Tools Constr |  | 200000
| GENERAL PLANT |  | 12796000
| NET CAPITAL EXPENDITURES (EXCLUDING HYDRO ONE TS PAYMENTS) |  | 75007581
| Hydro One TS Payments |  | 41656000
| NET CAPITAL EXPENDITURES BEFORE ADJUSTMENTS |  | 116663581
| Add: AFUDC - Allowance for Funds Used During Construction |  | 483000
| Less: Recovery through Variance Account 1557 - Smart Meters Large Users |  | -1505511
| NET CAPITAL EXPENDITURES |  | 115641070
| Less: Capex Materiality Threshold |  | -44104679
| INCREMENTAL CAPITAL MODULE REQUEST AMOUNT |  | 71536391
| CHECK - Per Belinda's Schedule |  | 71536391
| DIFFERENCE |  | 0

## Deferred 2017-2021
ENERSOURCE HYDRO MISSISSAUGA
CAPITAL EXPENDITURE PROJECTS
2017-2021
| Business Unit | Description | Budget
1 | C0504 - Substation Upgrade | Pinetree MS | 650000
2 | C0504 - Substation Upgrade | Avonhead MS | 650000
3 | C0504 - Substation Upgrade | Parkland MS | 1450000
4 | C0504 - Substation Upgrade | Summerville MS | 400000
5 | C0504 - Substation Upgrade | York MS | 1300000
6 | C0504 - Substation Upgrade | Stavebank MS | 1400000
7 | C0504 - Substation Upgrade | Webb MS | 2000000
8 | C0504 - Substation Upgrade | Site Enhancements | 350000
9 | C0504 - Substation Upgrade |  | 8200000
10 | C0507 - Subtransmission Expansion | Churchill Meadows Feeder Egress - TS to Winston Churchill | 1000000
11 | C0507 - Subtransmission Expansion | Elm - Kariya to Joan | 300000
12 | C0507 - Subtransmission Expansion | Webb MS Feeder Egress - Section 2 | 450000
13 | C0507 - Subtransmission Expansion | Southdown – QEW to Royal Windsor | 900000
14 | C0507 - Subtransmission Expansion |  | 2650000
15 | C0576 - Auto Switches/SCADA | U/G installation of SCADA/Automation switches | 600000
16 | C0576 - Auto Switches/SCADA | O/H installation of SCADA/Automation switches | 690000
17 | C0576 - Auto Switches/SCADA | Station RTU and protection relay replacements | 440000
18 | C0576 - Auto Switches/SCADA | Station Battery and charger replacements | 100000
19 | C0576 - Auto Switches/SCADA | RTU System Enhancements | 185000
20 | C0576 - Auto Switches/SCADA | SCADA Master Upgrade | 100000
21 | C0576 - Auto Switches/SCADA | WiMAX Wireless Network Project | 50000
22 | C0576 - Auto Switches/SCADA |  | 2165000
23 | SYSTEM SERVICE |  | 13015000
24 | C0505 - Subdivision Rebuild | Ellengale - Fairdale/ Conyers/ Valmarie | 2000000
25 | C0505 - Subdivision Rebuild | Clarkson - Stockholm/ Constable/ Bodley/ Bushland | 2250000
26 | C0505 - Subdivision Rebuild | Golden Orchard/ Grassfire | 2000000
27 | C0505 - Subdivision Rebuild | EMP/ South Millway/ Collegeway - main feeeder | 1500000
28 | C0505 - Subdivision Rebuild | Baldwin Rd/ ROW | 1500000
29 | C0505 - Subdivision Rebuild | Traders - Brunel | 1500000
30 | C0505 - Subdivision Rebuild | Malton - Finery/ Sigsbee | 1500000
31 | C0505 - Subdivision Rebuild | Square One - Walmart Cables | 2000000
32 | C0505 - Subdivision Rebuild | Rockwood - Chalkdene/ Bough Beeches/ Fieldgate | 1500000
33 | C0505 - Subdivision Rebuild |  | 15750000
| C0561 - Overhead Rebuilds | 2017 Overhead Switch Replacement Program | 300000
| C0561 - Overhead Rebuilds | 2017 Insulator Replacement Program | 300000
| C0561 - Overhead Rebuilds | 2017 Stores Small Capital Material | 400000
| C0561 - Overhead Rebuilds | 2017 Wood Pole Installations | 400000
| C0561 - Overhead Rebuilds | 2017 Concrete Pole Installations | 800000
| C0561 - Overhead Rebuilds | 2017 Misc Capital (FIs, Term Poles, Animal Protection, Grounding Replacments) | 200000
| C0561 - Overhead Rebuilds | Holburne - Section 2 | 360000
| C0561 - Overhead Rebuilds | Rometown - Section 1 | 1800000
| C0561 - Overhead Rebuilds | Credit Woodlands - Section 3 | 1800000
| C0561 - Overhead Rebuilds |  | 6360000
| C0562 - Subtransmission Renewal | Summerville MS - Feeder Egress | 600000
| C0562 - Subtransmission Renewal | Southdown – Royal Windsor to Lakeshore | 1500000
| C0562 - Subtransmission Renewal | Courtney Park - Dixie To Ordan | 750000
| C0562 - Subtransmission Renewal | Park Royal MS - Feeder Egress | 150000
| C0562 - Subtransmission Renewal |  | 3000000
| C0563 - U/G TX/Replace/Overhaul | Underground Transformer and Equipment Renewal | 4312500
| C0563 - U/G TX/Replace/Overhaul |  | 4312500
| C0564 - O/H TX/Replace/Overhaul | Overhead Transformer and Equipment Renewal | 3000000
| C0564 - O/H TX/Replace/Overhaul |  | 3000000
| C0565 - U/G Cable Replace | Pad Mounted Switchgear Replacement | 1305000
| C0565 - U/G Cable Replace | Primary Distribution Equipment Replacement | 475000
| C0565 - U/G Cable Replace | Underground Cable and Splice Replacement | 1410000
| C0565 - U/G Cable Replace | Secondary Cable Replacements | 95000
| C0565 - U/G Cable Replace | Other projects | 1215000
| C0565 - U/G Cable Replace |  | 4500000
| C0567 - Emergency Replacements | Emergency Replacements | 320000
| C0567 - Emergency Replacements |  | 320000
| SYSTEM RENEWAL |  | 37242500
| C0531 - Roads | QEW - Evans to Cawthra | 1500000
| C0531 - Roads | CREDITVIEW - BRITANNIA TO ARGENTIA | 1200000
| C0531 - Roads | Various Intersections | 300000
| C0531 - Roads |  | 3000000
| C0532 - LRT | Underground | 4200000
| C0532 - LRT | Overhead | 4200000
| C0532 - LRT |  | 8400000
| C0541 - New Subdivisions(OfferConnect) | New Subdivisions | 800000
| C0541 - New Subdivisions(OfferConnect) |  | 800000
| C0542 - Ind/Comm Services | Ind/ Com Services | 2600000
| C0542 - Ind/Comm Services |  | 2600000
| C0544 - Residential Service Upgrades | 0 | 125000
| C0544 - Residential Service Upgrades |  | 125000
| C0594 - Smart Meters Large Users | 0 | 0
| C0594 - Smart Meters Large Users | 0 | 0
| C0594 - Smart Meters Large Users |  | 0
| C0597 - Grid Supply Point Metering | TCP/IP GSP Conversion & Reseal | 32961.6
| C0597 - Grid Supply Point Metering | 0 | 0
| C0597 - Grid Supply Point Metering |  | 32961.6
| C0598 - Metering | IMS Communication Resolution | 10000
| C0598 - Metering | IMS Reverification Meters S20 | 3600
| C0598 - Metering | Maint and Replace Small Comm Non-Demand | 194000
| C0598 - Metering | New Installations Small Comm Non-Demand | 200000
| C0598 - Metering | New Installations Large Comm/Ind with Demand | 175000
| C0598 - Metering | New Residential Installs - Customer Engineering | 145000
| C0598 - Metering | Residential Maintenance | 130000
| C0598 - Metering | PMU - Maintenance/Failure | 150000
| C0598 - Metering | PMU - New Installs | 100000
| C0598 - Metering | Residential Reverification | 184175
| C0598 - Metering | IMS MC5 Reverification | 75000
| C0598 - Metering | ION Meters for Large Users | 20000
| C0598 - Metering | Replacement of REX1 | 40000
| C0598 - Metering |  | 1426775
| C0899 - Smart Meters - New Condos | New IMS | 1038500
| C0899 - Smart Meters - New Condos | Retrofit IMS | 368000
| C0899 - Smart Meters - New Condos |  | 1406500
| C0900 - Green Energy - FIT/MicroFIT | FIT & MicroFIT Projects | 125000
| C0900 - Green Energy - FIT/MicroFIT |  | 125000
| SYSTEM ACCESS |  | 17916236.6
| C0581 - Engineering & Asset Systems | Hardware Refresh | 230000
| C0581 - Engineering & Asset Systems | InService Upgrade | 125000
| C0581 - Engineering & Asset Systems | G/Technology Upgrade | 70000
| C0581 - Engineering & Asset Systems | Miscellaneous Engineering Software | 40000
| C0581 - Engineering & Asset Systems | SPF Approval Workflows for Standards | 55000
| C0581 - Engineering & Asset Systems | SPF/AM/FM/GIS PCB Test Reports | 45000
| C0581 - Engineering & Asset Systems | IOM Integration with Smart Meters | 185000
| C0581 - Engineering & Asset Systems | Power Outage Message Automation | 30000
| C0581 - Engineering & Asset Systems | IOM Mobile Deployment - Phase 3 | 80000
| C0581 - Engineering & Asset Systems | IOM Defects | 327000
| C0581 - Engineering & Asset Systems |  | 1187000
| C0584 - Rolling Stock | Sedan | 60000
| C0584 - Rolling Stock | Passenger | 60000
| C0584 - Rolling Stock | Passenger | 48000
| C0584 - Rolling Stock | Bucket Truck | 300000
| C0584 - Rolling Stock | Bucket Truck | 300000
| C0584 - Rolling Stock | Bucket Truck | 400000
| C0584 - Rolling Stock | Van | 190000
| C0584 - Rolling Stock | Van | 190000
| C0584 - Rolling Stock | Van | 190000
| C0584 - Rolling Stock | Passenger | 60000
| C0584 - Rolling Stock | Sport Utility Vehicle | 60000
| C0584 - Rolling Stock | Pickup Truck | 43000
| C0584 - Rolling Stock | Pickup Truck | 43000
| C0584 - Rolling Stock | Pickup Truck | 43000
| C0584 - Rolling Stock | Pickup Truck | 43000
| C0584 - Rolling Stock | Van | 47000
| C0584 - Rolling Stock | Van | 47000
| C0584 - Rolling Stock | Sport Utility Vehicle | 30000
| C0584 - Rolling Stock | Sport Utility Vehicle | 30000
| C0584 - Rolling Stock | Sport Utility Vehicle | 30000
| C0584 - Rolling Stock | Sport Utility Vehicle | 30000
| C0584 - Rolling Stock |  | 2244000
| C0585 - Computer Equip | Laptops platform Refresh | 115000
| C0585 - Computer Equip | Derry BR TV's/AV conference equipement | 115000
| C0585 - Computer Equip | 03 UTM Firewall upgrade | 50000
| C0585 - Computer Equip | Backup Drive LTO4 upgrade | 26000
| C0585 - Computer Equip | Microsoft Licensing True up | 100000
| C0585 - Computer Equip | Additional hardware | 50000
| C0585 - Computer Equip |  | 456000
| C0588 - ERP System | JDE Major Version Upgrade | 1200000
| C0588 - ERP System | Additional software licenses/enhancements and hardware | 50000
| C0588 - ERP System | Long Term Asset Planning Solution | 750000
| C0588 - ERP System |  | 2000000
| C0589 - Meter to Cash | Oracle Web Self Service Module Phase 2 | 100000
| C0589 - Meter to Cash | Customer Contact Letter | 25000
| C0589 - Meter to Cash | Mobile Outage Notifications | 75000
| C0589 - Meter to Cash | GS200 TOU Web Presentation | 10000
| C0589 - Meter to Cash | Revenue de-coupling | 25000
| C0589 - Meter to Cash | System Enhancement-Automate FIT refund process | 60000
| C0589 - Meter to Cash | On bill financing | 10000
| C0589 - Meter to Cash | Billing >50 Designated RPP as TOU - ?? | 30000
| C0589 - Meter to Cash | Deposit Review | 30000
| C0589 - Meter to Cash | MDMR solution testing | 225000
| C0589 - Meter to Cash | Large commercial interval billing (LPSS) | 200000
| C0589 - Meter to Cash | LPSS Upgrade | 150000
| C0589 - Meter to Cash | MV-90 | 40000
| C0589 - Meter to Cash | Revenue Analytics | 75000
| C0589 - Meter to Cash | Meter Data warehouse | 1000000
| C0589 - Meter to Cash |  | 2055000
| C0591 - Grounds & Building | Mavis Asphalt | 225000
| C0591 - Grounds & Building | Infrastructure and Security upgrades (Electrical, fire and life safety) | 200000
| C0591 - Grounds & Building | Energy conservation, waste reduction and ergonomics programs | 150000
| C0591 - Grounds & Building | Mavis HVAC Upgrades | 100000
| C0591 - Grounds & Building | Warehouse office , washrooms and convert pic room to garage - P6 | 250000
| C0591 - Grounds & Building | Warehouse wall, walkway, TTC and Metering staging areas - P7 | 450000
| C0591 - Grounds & Building | Demo old mechanics office, mechanics cage, add 4 new bays and floor upgrade (Mud washdown, garage and warehouse) P3 | 350000
| C0591 - Grounds & Building | Derry Elevator Cylinder replacement | 120000
| C0591 - Grounds & Building | Derry Windows | 650000
| C0591 - Grounds & Building | Derry HVAC replacement (phase 2) | 500000
| C0591 - Grounds & Building | Derry BAS system | 200000
| C0591 - Grounds & Building |  | 3195000
| C0595 - Major Tools Constr | Major Tools | 200000
| C0595 - Major Tools Constr |  | 200000
| GENERAL PLANT |  | 11337000
| TOTAL GROSS CAPITAL EXPENDITURES |  | 79510736.6
| C0531C - CIAC - Roads | 0 | -600000
| C0532C - CIAC - LRT | 0 | -3000000
| C0541C - CIAC - New Subdivisions (OTC) | 0 | -500000
| C0542C - CIAC Ind/Comm Services | 0 | -1000000
| C0544C - CIAC Residential Service Upgrades | 0 | -31250
| C0900C - CIAC -Green Energy-FIT/MicrFIT | 0 | 0
| CUSTOMER CONTRIBUTIONS |  | -5131250
| TOTAL NET CAPITAL EXPENDITURES - 2017 |  | 74379486.6
| C0504 - Substation Upgrade | York MS | 1500000
| C0504 - Substation Upgrade | City Centre N | 1400000
| C0504 - Substation Upgrade | Bloor MS | 700000
| C0504 - Substation Upgrade | Hensall MS | 800000
| C0504 - Substation Upgrade | Western MS | 750000
| C0504 - Substation Upgrade | Mini Britannia | 2500000
| C0504 - Substation Upgrade | Site Enhancements | 350000
| C0504 - Substation Upgrade |  | 8000000
| C0507 - Subtransmission Expansion | Webb MS Feeder Egress - Section 3 | 1200000
| C0507 - Subtransmission Expansion | Mini-Britannia TS Feeder Egress - Section 1 | 1200000
| C0507 - Subtransmission Expansion |  | 2400000
| C0576 - Auto Switches/SCADA | U/G installation of SCADA/Automation switches | 700000
| C0576 - Auto Switches/SCADA | O/H installation of SCADA/Automation switches | 790000
| C0576 - Auto Switches/SCADA | Station RTU and protection relay replacements | 790000
| C0576 - Auto Switches/SCADA | Station Battery and charger replacements | 75000
| C0576 - Auto Switches/SCADA | RTU System Enhancements | 195000
| C0576 - Auto Switches/SCADA | SCADA Master Upgrade | 100000
| C0576 - Auto Switches/SCADA | WiMAX Wireless Network Project | 80000
| C0576 - Auto Switches/SCADA |  | 2730000
| SYSTEM SERVICE |  | 13130000
| C0505 - Subdivision Rebuild | Ellengale - Shadeland/ Chada | 2500000
| C0505 - Subdivision Rebuild | Clarkson - Truscott/ Kelly/ Bromsgrove/ Playford | 2500000
| C0505 - Subdivision Rebuild | Tenth line/ Waxwing - main feeder | 1500000
| C0505 - Subdivision Rebuild | 2020 - N. Tedwyn/ Valleyfield | 2500000
| C0505 - Subdivision Rebuild | Meadowvale - Montevidea/ Ganonaque | 2000000
| C0505 - Subdivision Rebuild | Traders - Traders Blvd | 2000000
| C0505 - Subdivision Rebuild | Rockwood - Owlsnest/ Claypine/ Beechknoll | 1800000
| C0505 - Subdivision Rebuild | Square One - Robert Speck Pkwy to City Centre MS | 2000000
| C0505 - Subdivision Rebuild |  | 16800000
| C0561 - Overhead Rebuilds | 2018 Overhead Switch Replacement Program | 300000
| C0561 - Overhead Rebuilds | 2018 Insulator Replacement Program | 300000
| C0561 - Overhead Rebuilds | 2018 Stores Small Capital Material | 400000
| C0561 - Overhead Rebuilds | 2018 Wood Pole Installations | 400000
| C0561 - Overhead Rebuilds | 2018 Concrete Pole Installations | 800000
| C0561 - Overhead Rebuilds | 2018 Misc Capital (FIs, Term Poles, Animal Protection, Grounding Replacments) | 200000
| C0561 - Overhead Rebuilds | Rometown - Section 2 | 1800000
| C0561 - Overhead Rebuilds | Justine/Capricorn - Section 1 | 1350000
| C0561 - Overhead Rebuilds | Tecumseh Park | 720000
| C0561 - Overhead Rebuilds |  | 6270000
| C0562 - Subtransmission Renewal | Hydro One ROW - Winston Churchill to Southdown - Section 1 | 900000
| C0562 - Subtransmission Renewal | Stanfield - North Service to Queensway | 1200000
| C0562 - Subtransmission Renewal | Bramalea - Derry to City Limits | 750000
| C0562 - Subtransmission Renewal |  | 2850000
| C0563 - U/G TX/Replace/Overhaul | Underground Transformer and Equipment Renewal | 4500000
| C0563 - U/G TX/Replace/Overhaul |  | 4500000
| C0564 - O/H TX/Replace/Overhaul | Overhead Transformer and Equipment Renewal | 3000000
| C0564 - O/H TX/Replace/Overhaul |  | 3000000
| C0565 - U/G Cable Replace | Pad Mounted Switchgear Replacement | 1310000
| C0565 - U/G Cable Replace | Primary Distribution Equipment Replacement | 480000
| C0565 - U/G Cable Replace | Underground Cable and Splice Replacement | 1415000
| C0565 - U/G Cable Replace | Secondary Cable Replacements | 95000
| C0565 - U/G Cable Replace | Other projects | 1200000
| C0565 - U/G Cable Replace |  | 4500000
| C0567 - Emergency Replacements | Emergency Replacements | 320000
| C0567 - Emergency Replacements |  | 320000
| SYSTEM RENEWAL |  | 38240000
| C0531 - Roads | QEW - Various Bridge Rehabilitations | 900000
| C0531 - Roads | Mavis - Courtney Park to City Limits | 1200000
| C0531 - Roads | Drew - Dixie to Tomken | 600000
| C0531 - Roads | Various Intersections | 300000
| C0531 - Roads |  | 3000000
| C0532 - LRT | Underground | 4525000
| C0532 - LRT | Overhead | 4125000
| C0532 - LRT |  | 8650000
| C0541 - New Subdivisions(OfferConnect) | New Subdivisions | 800000
| C0541 - New Subdivisions(OfferConnect) |  | 800000
| C0542 - Ind/Comm Services | Ind/ Com Services | 2600000
| C0542 - Ind/Comm Services |  | 2600000
| C0544 - Residential Service Upgrades | 0 | 125000
| C0544 - Residential Service Upgrades |  | 125000
| C0594 - Smart Meters Large Users | 0 | 0
| C0594 - Smart Meters Large Users | 0 | 0
| C0594 - Smart Meters Large Users |  | 0
| C0597 - Grid Supply Point Metering | TCP/IP GSP Conversion & Reseal | 42967
| C0597 - Grid Supply Point Metering | 0 | 0
| C0597 - Grid Supply Point Metering |  | 42967
| C0598 - Metering | IMS Communication Resolution | 10000
| C0598 - Metering | IMS Reverification Meters S20 | 9000
| C0598 - Metering | Small Commercial Reverification Meters | 70000
| C0598 - Metering | Maint and Replace Small Comm Non-Demand | 196000
| C0598 - Metering | New Installations Small Comm Non-Demand | 200000
| C0598 - Metering | New Installations Large Comm/Ind with Demand | 175000
| C0598 - Metering | New Residential Installs - Customer Engineering | 145000
| C0598 - Metering | Residential Maintenance | 130000
| C0598 - Metering | PMU - Maintenance/Failure | 150000
| C0598 - Metering | PMU - New Installs | 100000
| C0598 - Metering | Residential Reverification | 139000
| C0598 - Metering | ION Meters for Large Users | 20000
| C0598 - Metering | Replacement of REX1 | 40000
| C0598 - Metering |  | 1384000
| C0899 - Smart Meters - New Condos | New IMS | 1054000
| C0899 - Smart Meters - New Condos | Retrofit IMS | 372000
| C0899 - Smart Meters - New Condos |  | 1426000
| C0900 - Green Energy - FIT/MicroFIT | FIT & MicroFIT Projects | 95000
| C0900 - Green Energy - FIT/MicroFIT |  | 95000
| SYSTEM ACCESS |  | 18122967
| C0581 - Engineering & Asset Systems | Hardware Refresh | 230000
| C0581 - Engineering & Asset Systems | SmartPlant Foundation Upgrade | 320000
| C0581 - Engineering & Asset Systems | Miscellaneous Engineering Software | 40000
| C0581 - Engineering & Asset Systems | IOM Integration with IVR | 180000
| C0581 - Engineering & Asset Systems | Asset Barcoding & AM/FM/GIS Integration | 45000
| C0581 - Engineering & Asset Systems | AM/FM/GIS Transformer Asset Life Cycle Remodeling | 145000
| C0581 - Engineering & Asset Systems | IOM Defects | 431000
| C0581 - Engineering & Asset Systems |  | 1391000
| C0584 - Rolling Stock | Sedan | 56000
| C0584 - Rolling Stock | Backhoe | 145000
| C0584 - Rolling Stock | Box Trailer | 28000
| C0584 - Rolling Stock | Pickup Truck | 44500
| C0584 - Rolling Stock | Pickup Truck | 44500
| C0584 - Rolling Stock | Pickup Truck | 44500
| C0584 - Rolling Stock | Pickup Truck | 44500
| C0584 - Rolling Stock | Sport Utility Vehicle | 39000
| C0584 - Rolling Stock | Bucket Truck | 415000
| C0584 - Rolling Stock | Bucket Truck | 310000
| C0584 - Rolling Stock | Van | 197000
| C0584 - Rolling Stock | Bucket Truck | 310000
| C0584 - Rolling Stock | Bucket Truck | 310000
| C0584 - Rolling Stock | Pickup Truck | 44500
| C0584 - Rolling Stock |  | 2032500
| C0585 - Computer Equip | Users' PC Desktop Platform Refresh | 405000
| C0585 - Computer Equip | Aruba WiFi System Upgrade | 67000
| C0585 - Computer Equip | Microsoft Licensing True up | 50000
| C0585 - Computer Equip | Additional hardware | 50000
| C0585 - Computer Equip |  | 572000
| C0588 - ERP System | Reveal Upgrade | 75000
| C0588 - ERP System | Oracle UPK Upgrade | 35000
| C0588 - ERP System | Internal Audit Applications (ERMS;Resolver;Caseware) | 30000
| C0588 - ERP System | Additional software licenses/enhancements and hardware | 55000
| C0588 - ERP System | IBM Cognos - JDE Intergration - Operating vs Capital Tracking by Employee | 150000
| C0588 - ERP System | Automate Transformer Certify Test Reports Data Capture and Workflow | 75000
| C0588 - ERP System | Asset Maintenance Management - Transformer&Switch Gear | 300000
| C0588 - ERP System | Project Management/Scheduling - i.e. Primavera | 200000
| C0588 - ERP System | Shift Worker Scheduling | 30000
| C0588 - ERP System | Contract Management System | 100000
| C0588 - ERP System | Ordering Inventory From The Field | 30000
| C0588 - ERP System | Employee Action Process Automation and Workflows | 50000
| C0588 - ERP System | Org. Chart Automation | 20000
| C0588 - ERP System | Performance Assessment Application (Taleo) Integration with JDE | 30000
| C0588 - ERP System |  | 1180000
| C0589 - Meter to Cash | Customer Billing System Enhancements | 200000
| C0589 - Meter to Cash | Customer Web Self Service Enhancements | 100000
| C0589 - Meter to Cash | Regulatory Changes | 500000
| C0589 - Meter to Cash | SYNC for NBB A/C's - Carryover from 2014 | 70000
| C0589 - Meter to Cash | Link CC&B with the alerts and disconnect list | 30000
| C0589 - Meter to Cash | Collection Agency Interface | 50000
| C0589 - Meter to Cash | Upgrade PrimeRead IMS | 50000
| C0589 - Meter to Cash | Upgrade MV-RS | 40000
| C0589 - Meter to Cash | Upgrade UC4 (Automic) | 60000
| C0589 - Meter to Cash | Meter Data warehouse | 500000
| C0589 - Meter to Cash | MAS Upgrade | 80000
| C0589 - Meter to Cash | Green Button | 100000
| C0589 - Meter to Cash | Business Intelligence for CC&B | 400000
| C0589 - Meter to Cash |  | 2180000
| C0591 - Grounds & Building | Mavis Asphalt | 225000
| C0591 - Grounds & Building | Infrastructure and Security upgrades (Electrical, fire and life safety) | 200000
| C0591 - Grounds & Building | Energy conservation, waste reduction and ergonomics programs | 150000
| C0591 - Grounds & Building | Mavis HVAC Upgrades | 100000
| C0591 - Grounds & Building | Warehouse mezzanine -P8 | 300000
| C0591 - Grounds & Building | South tower washrooms, offices and south tower sprinkler pipes P4 | 600000
| C0591 - Grounds & Building | Derry main generator replacement | 450000
| C0591 - Grounds & Building | Furniture replacement | 350000
| C0591 - Grounds & Building | Derry HVAC replacement (phase 3) | 350000
| C0591 - Grounds & Building |  | 2725000
| C0595 - Major Tools Constr | Major Tools | 200000
| C0595 - Major Tools Constr |  | 200000
| GENERAL PLANT |  | 10280500
| TOTAL GROSS CAPITAL EXPENDITURES |  | 79773467
| C0531C - CIAC - Roads | 0 | -600000
| C0532C - CIAC - LRT | 0 | -3000000
| C0541C - CIAC - New Subdivisions (OTC) | 0 | -500000
| C0542C - CIAC Ind/Comm Services | 0 | -1000000
| C0544C - CIAC Residential Service Upgrades | 0 | -31250
| C0900C - CIAC -Green Energy-FIT/MicrFIT | 0 | 0
| CUSTOMER CONTRIBUTIONS |  | -5131250
| TOTAL NET CAPITAL EXPENDITURES - 2018 |  | 74642217
| C0504 - Substation Upgrade | Rockwood MS | 2900000
| C0504 - Substation Upgrade | Shawson MS | 750000
| C0504 - Substation Upgrade | Park Royal MS | 1000000
| C0504 - Substation Upgrade | City Centre | 800000
| C0504 - Substation Upgrade | Mini Britannia | 2000000
| C0504 - Substation Upgrade | Site Enhancements | 350000
| C0504 - Substation Upgrade |  | 7800000
| C0507 - Subtransmission Expansion | Mini-Britannia TS Feeder Egress - Section 2 | 1200000
| C0507 - Subtransmission Expansion | Centreview - Mavis to Duke | 1200000
| C0507 - Subtransmission Expansion |  | 2400000
| C0576 - Auto Switches/SCADA | U/G installation of SCADA/Automation switches | 800000
| C0576 - Auto Switches/SCADA | O/H installation of SCADA/Automation switches | 890000
| C0576 - Auto Switches/SCADA | Station RTU and protection relay replacements | 390000
| C0576 - Auto Switches/SCADA | Station Battery and charger replacements | 100000
| C0576 - Auto Switches/SCADA | RTU System Enhancements | 245000
| C0576 - Auto Switches/SCADA | SCADA Master Upgrade | 100000
| C0576 - Auto Switches/SCADA | WiMAX Wireless Network Project | 100000
| C0576 - Auto Switches/SCADA |  | 2625000
| SYSTEM SERVICE |  | 12825000
| C0505 - Subdivision Rebuild | Ellengale - Carillion | 2500000
| C0505 - Subdivision Rebuild | Chalfield/ Woodington | 2000000
| C0505 - Subdivision Rebuild | Clarkson - Bodwin/ Truscott | 2500000
| C0505 - Subdivision Rebuild | Pickmere | 1500000
| C0505 - Subdivision Rebuild | Rathburn/ Cawthra | 2000000
| C0505 - Subdivision Rebuild | Traders - Watline | 1000000
| C0505 - Subdivision Rebuild | Folkway/ Taffey/ Remea | 1500000
| C0505 - Subdivision Rebuild | Malton - Sigsbee/ Finery Cres | 2000000
| C0505 - Subdivision Rebuild | S. Tedwyn/ Chantenay | 2000000
| C0505 - Subdivision Rebuild | Sherobee T/H's | 1000000
| C0505 - Subdivision Rebuild |  | 18000000
| C0561 - Overhead Rebuilds | 2019 Overhead Switch Replacement Program | 300000
| C0561 - Overhead Rebuilds | 2019 Insulator Replacement Program | 300000
| C0561 - Overhead Rebuilds | 2019 Stores Small Capital Material | 400000
| C0561 - Overhead Rebuilds | 2019 Wood Pole Installations | 400000
| C0561 - Overhead Rebuilds | 2019 Concrete Pole Installations | 800000
| C0561 - Overhead Rebuilds | 2019 Misc Capital (FIs, Term Poles, Animal Protection, Grounding Replacments) | 200000
| C0561 - Overhead Rebuilds | Northmount/Alexandra/Meredeth/Ogden - Section 1 | 1080000
| C0561 - Overhead Rebuilds | Northmount/Alexandra/Meredeth/Ogden - Section 2 | 1080000
| C0561 - Overhead Rebuilds | Justine/Capricorn - Section 2 | 1350000
| C0561 - Overhead Rebuilds | Lake/John | 900000
| C0561 - Overhead Rebuilds |  | 6810000
| C0562 - Subtransmission Renewal | Dixie - Londonderry to CN Tracks | 1200000
| C0562 - Subtransmission Renewal | Shawson - Dixie to Luke | 1050000
| C0562 - Subtransmission Renewal | Stanfield - Queensway to Dundas - Section 1 | 450000
| C0562 - Subtransmission Renewal | Burnhampthorpe - Ponytrail to Mill | 450000
| C0562 - Subtransmission Renewal |  | 3150000
| C0563 - U/G TX/Replace/Overhaul | Underground Transformer and Equipment Renewal | 4500000
| C0563 - U/G TX/Replace/Overhaul |  | 4500000
| C0564 - O/H TX/Replace/Overhaul | Overhead Transformer and Equipment Renewal | 3000000
| C0564 - O/H TX/Replace/Overhaul |  | 3000000
| C0565 - U/G Cable Replace | Pad Mounted Switchgear Replacement | 1315000
| C0565 - U/G Cable Replace | Primary Distribution Equipment Replacement | 485000
| C0565 - U/G Cable Replace | Underground Cable and Splice Replacement | 1415000
| C0565 - U/G Cable Replace | Secondary Cable Replacements | 95000
| C0565 - U/G Cable Replace | Other projects | 1190000
| C0565 - U/G Cable Replace |  | 4500000
| C0567 - Emergency Replacements | Emergency Replacements | 320000
| C0567 - Emergency Replacements |  | 320000
| SYSTEM RENEWAL |  | 40280000
| C0531 - Roads | HWY 401 - CREDIT RIVER TO HWY10 | 1800000
| C0531 - Roads | Sheridan Park Extension | 300000
| C0531 - Roads | Courtney Park - Kennedy to Tomken | 600000
| C0531 - Roads | Various Intersections | 300000
| C0531 - Roads |  | 3000000
| C0532 - LRT | Underground | 4625000
| C0532 - LRT | Overhead | 4125000
| C0532 - LRT |  | 8750000
| C0541 - New Subdivisions(OfferConnect) | New Subdivisions | 800000
| C0541 - New Subdivisions(OfferConnect) |  | 800000
| C0542 - Ind/Comm Services | Ind/ Com Services | 2600000
| C0542 - Ind/Comm Services |  | 2600000
| C0544 - Residential Service Upgrades | 0 | 125000
| C0544 - Residential Service Upgrades |  | 125000
| C0594 - Smart Meters Large Users | 0 | 0
| C0594 - Smart Meters Large Users | 0 | 0
| C0594 - Smart Meters Large Users |  | 0
| C0597 - Grid Supply Point Metering | TCP/IP GSP Conversion & Reseal | 34512
| C0597 - Grid Supply Point Metering | 0 | 0
| C0597 - Grid Supply Point Metering |  | 34512
| C0598 - Metering | IMS Communication Resolution | 10000
| C0598 - Metering | IMS Reverification Meters S20 | 13000
| C0598 - Metering | Small Commercial Reverification Meters | 45000
| C0598 - Metering | Maint and Replace Small Comm Non-Demand | 198000
| C0598 - Metering | New Installations Small Comm Non-Demand | 200000
| C0598 - Metering | New Installations Large Comm/Ind with Demand | 175000
| C0598 - Metering | New Residential Installs - Customer Engineering | 145000
| C0598 - Metering | Residential Maintenance | 130000
| C0598 - Metering | PMU - Maintenance/Failure | 150000
| C0598 - Metering | PMU - New Installs | 100000
| C0598 - Metering | Residential Reverification | 111200
| C0598 - Metering | ION Meters for Large Users | 20000
| C0598 - Metering | Replacement of REX1 | 40000
| C0598 - Metering |  | 1337200
| C0899 - Smart Meters - New Condos | New IMS | 1069500
| C0899 - Smart Meters - New Condos | Retrofit IMS | 376000
| C0899 - Smart Meters - New Condos |  | 1445500
| C0900 - Green Energy - FIT/MicroFIT | FIT & MicroFIT Projects | 70000
| C0900 - Green Energy - FIT/MicroFIT |  | 70000
| SYSTEM ACCESS |  | 18162212
| C0581 - Engineering & Asset Systems | Hardware Refresh | 200000
| C0581 - Engineering & Asset Systems | InService Upgrade | 250000
| C0581 - Engineering & Asset Systems | G/Technology Upgrade | 220000
| C0581 - Engineering & Asset Systems | Miscellaneous Engineering Software | 40000
| C0581 - Engineering & Asset Systems | IOM Schematics | 85000
| C0581 - Engineering & Asset Systems | IOM Defects | 433000
| C0581 - Engineering & Asset Systems |  | 1228000
| C0584 - Rolling Stock | RBD | 560000
| C0584 - Rolling Stock | Dump Truck | 220000
| C0584 - Rolling Stock | Pickup Truck | 46000
| C0584 - Rolling Stock | Pickup Truck | 46000
| C0584 - Rolling Stock | Pickup Truck | 46000
| C0584 - Rolling Stock | Pickup Truck | 46000
| C0584 - Rolling Stock | Pickup Truck | 46000
| C0584 - Rolling Stock | Pickup Truck | 46000
| C0584 - Rolling Stock | Pickup Truck | 46000
| C0584 - Rolling Stock | Pickup Truck | 46000
| C0584 - Rolling Stock | Pickup Truck | 46000
| C0584 - Rolling Stock | Pickup Truck | 46000
| C0584 - Rolling Stock | Pickup Truck | 46000
| C0584 - Rolling Stock | Reel Carrier CT-14 | 250000
| C0584 - Rolling Stock | Reel Carrier CT-14 | 250000
| C0584 - Rolling Stock | Load Lifter | 290000
| C0584 - Rolling Stock | Power Dolly | 210000
| C0584 - Rolling Stock | Puller/Tensioner | 150000
| C0584 - Rolling Stock | Puller/Tensioner | 150000
| C0584 - Rolling Stock | Flat Bed Material Handler | 360000
| C0584 - Rolling Stock | Pick Up Truck | 65000
| C0584 - Rolling Stock |  | 3011000
| C0585 - Computer Equip | CISCO VoIP Phone system Upgrade | 750000
| C0585 - Computer Equip | Nuance Voice Recognition upgrade | 15000
| C0585 - Computer Equip | Derry's Projectors | 23000
| C0585 - Computer Equip | 04 Checkpoint Firewalls upgrade | 67000
| C0585 - Computer Equip | Brocade main IP Router | 35000
| C0585 - Computer Equip | Microsoft Licensing True up | 100000
| C0585 - Computer Equip | Additional hardware | 50000
| C0585 - Computer Equip |  | 1040000
| C0588 - ERP System | JDE Service Pack Upgrade | 75000
| C0588 - ERP System | IBM Cognos Upgrade | 160000
| C0588 - ERP System | Microsoft SharePoint Upgrade | 150000
| C0588 - ERP System | Microsoft Dynamics CRM Upgrade | 25000
| C0588 - ERP System | Additional software licenses/enhancements and hardware | 55000
| C0588 - ERP System | AP - Automation | 220000
| C0588 - ERP System | Single Source Electronic Approvals | 30000
| C0588 - ERP System | Asset Maintenance Management | 200000
| C0588 - ERP System | Automate Material Approval Process and Workflow | 65000
| C0588 - ERP System | Inventory Forecasting/Planning Solution | 100000
| C0588 - ERP System | Supplier Workbench | 40000
| C0588 - ERP System | Total Compensation Statement Revisions and On-line Access | 25000
| C0588 - ERP System | Applicant Tracking System | 100000
| C0588 - ERP System | Leadership and Employee Self-Serve Options | 75000
| C0588 - ERP System |  | 1320000
| C0589 - Meter to Cash | Customer Billing System Enhancements | 100000
| C0589 - Meter to Cash | Customer Self Service Enhancements | 100000
| C0589 - Meter to Cash | Regulatory Changes | 500000
| C0589 - Meter to Cash | Meter Data Warehouse enhancements | 100000
| C0589 - Meter to Cash | Severance Process | 100000
| C0589 - Meter to Cash | Mobile Workfforce intergration | 400000
| C0589 - Meter to Cash | Biztalk Upgrade | 120000
| C0589 - Meter to Cash |  | 1420000
| C0591 - Grounds & Building | Mavis Asphalt | 225000
| C0591 - Grounds & Building | Infrastructure and Security upgrades (Electrical, fire and life safety) | 200000
| C0591 - Grounds & Building | Energy conservation, waste reduction and ergonomics programs | 150000
| C0591 - Grounds & Building | Mavis HVAC Upgrades | 100000
| C0591 - Grounds & Building | Building envelope security (Doors and windows) | 300000
| C0591 - Grounds & Building | Mavis Accessibility upgrades | 650000
| C0591 - Grounds & Building | Mavis main generator replacement | 950000
| C0591 - Grounds & Building |  | 2575000
| C0595 - Major Tools Constr | Major Tools | 200000
| C0595 - Major Tools Constr |  | 200000
| GENERAL PLANT |  | 10794000
| TOTAL GROSS CAPITAL EXPENDITURES |  | 82061212
| C0531C - CIAC - Roads | 0 | -600000
| C0532C - CIAC - LRT | 0 | -3000000
| C0541C - CIAC - New Subdivisions (OTC) | 0 | -500000
| C0542C - CIAC Ind/Comm Services | 0 | -1000000
| C0544C - CIAC Residential Service Upgrades | 0 | -31250
| C0900C - CIAC -Green Energy-FIT/MicrFIT | 0 | 0
| CUSTOMER CONTRIBUTIONS |  | -5131250
| TOTAL NET CAPITAL EXPENDITURES - 2019 |  | 76929962
| C0504 - Substation Upgrade | John MS | 800000
| C0504 - Substation Upgrade | Meadowvale TC | 800000
| C0504 - Substation Upgrade | Woodlands | 1400000
| C0504 - Substation Upgrade | Western MS | 1000000
| C0504 - Substation Upgrade | Hamilton MS | 800000
| C0504 - Substation Upgrade | Duke MS | 2500000
| C0504 - Substation Upgrade | Site Enhancements | 350000
| C0504 - Substation Upgrade |  | 7650000
| C0507 - Subtransmission Expansion | Duke MS Feeder Egress - Section 1 | 1200000
| C0507 - Subtransmission Expansion | Duke MS Feeder Egress - Section 2 | 1200000
| C0507 - Subtransmission Expansion |  | 2400000
| C0576 - Auto Switches/SCADA | U/G installation of SCADA/Automation switches | 900000
| C0576 - Auto Switches/SCADA | O/H installation of SCADA/Automation switches | 990000
| C0576 - Auto Switches/SCADA | Station RTU and protection relay replacements | 600000
| C0576 - Auto Switches/SCADA | Station Battery and charger replacements | 125000
| C0576 - Auto Switches/SCADA | RTU System Enhancements | 220000
| C0576 - Auto Switches/SCADA | SCADA Master Upgrade | 100000
| C0576 - Auto Switches/SCADA | WiMAX Wireless Network Project | 120000
| C0576 - Auto Switches/SCADA |  | 3055000
| SYSTEM SERVICE |  | 13105000
| C0505 - Subdivision Rebuild | Square One - Rathburn/ Shipp | 2500000
| C0505 - Subdivision Rebuild | Forestwood/ Blairholm/ Stainton | 2500000
| C0505 - Subdivision Rebuild | Paisley/ Confederation - Apts | 1500000
| C0505 - Subdivision Rebuild | Clarkson - n. of Truscott/ Lewisham / Southdown | 2500000
| C0505 - Subdivision Rebuild | Traders - MacAdam | 2000000
| C0505 - Subdivision Rebuild | Denise Rd | 1500000
| C0505 - Subdivision Rebuild | Walden Circle | 1500000
| C0505 - Subdivision Rebuild | Clarkson - S. of Truscott/ Lewisham / Southdown | 2000000
| C0505 - Subdivision Rebuild | Meadowvale - Copenhagen/ N. of Derry Rd | 2000000
| C0505 - Subdivision Rebuild |  | 18000000
| C0561 - Overhead Rebuilds | 2020 Overhead Switch Replacement Program | 300000
| C0561 - Overhead Rebuilds | 2020 Insulator Replacement Program | 300000
| C0561 - Overhead Rebuilds | 2020 Stores Small Capital Material | 400000
| C0561 - Overhead Rebuilds | 2020 Wood Pole Installations | 400000
| C0561 - Overhead Rebuilds | 2020 Concrete Pole Installations | 800000
| C0561 - Overhead Rebuilds | 2020 Misc Capital (FIs, Term Poles, Animal Protection, Grounding Replacments) | 200000
| C0561 - Overhead Rebuilds | Greaves/East/Westmount | 720000
| C0561 - Overhead Rebuilds | Cliff/Burslem | 810000
| C0561 - Overhead Rebuilds | Redstone/Bonaventure | 900000
| C0561 - Overhead Rebuilds | Indian | 360000
| C0561 - Overhead Rebuilds | Munden/Pear Tree | 720000
| C0561 - Overhead Rebuilds | Donnelly/Glenburnie | 540000
| C0561 - Overhead Rebuilds |  | 6450000
| C0562 - Subtransmission Renewal | Dixie - Dundas to QEW | 1500000
| C0562 - Subtransmission Renewal | Stanfield - Queensway to Dundas - Section 2 | 750000
| C0562 - Subtransmission Renewal | Hydro One ROW - Cawthra to Stanfield | 1050000
| C0562 - Subtransmission Renewal |  | 3300000
| C0563 - U/G TX/Replace/Overhaul | Underground Transformer and Equipment Renewal | 4500000
| C0563 - U/G TX/Replace/Overhaul |  | 4500000
| C0564 - O/H TX/Replace/Overhaul | Overhead Transformer and Equipment Renewal | 1500000
| C0564 - O/H TX/Replace/Overhaul |  | 1500000
| C0565 - U/G Cable Replace | Pad Mounted Switchgear Replacement | 1315000
| C0565 - U/G Cable Replace | Primary Distribution Equipment Replacement | 485000
| C0565 - U/G Cable Replace | Underground Cable and Splice Replacement | 1415000
| C0565 - U/G Cable Replace | Secondary Cable Replacements | 95000
| C0565 - U/G Cable Replace | Other projects | 1190000
| C0565 - U/G Cable Replace |  | 4500000
| C0567 - Emergency Replacements | Emergency Replacements | 320000
| C0567 - Emergency Replacements |  | 320000
| SYSTEM RENEWAL |  | 38570000
| C0531 - Roads | CREEKBANK - MATHESON TO SHAWSON | 1200000
| C0531 - Roads | Ninth Line - Britannia to Derry | 1500000
| C0531 - Roads | Various Intersections | 300000
| C0531 - Roads |  | 3000000
| C0532 - LRT | Underground | 4300000
| C0532 - LRT | Overhead | 3500000
| C0532 - LRT |  | 7800000
| C0541 - New Subdivisions(OfferConnect) | New Subdivisions | 800000
| C0541 - New Subdivisions(OfferConnect) |  | 800000
| C0542 - Ind/Comm Services | Ind/ Com Services | 2600000
| C0542 - Ind/Comm Services |  | 2600000
| C0544 - Residential Service Upgrades | 0 | 125000
| C0544 - Residential Service Upgrades |  | 125000
| C0594 - Smart Meters Large Users | 0 | 0
| C0594 - Smart Meters Large Users | 0 | 0
| C0594 - Smart Meters Large Users |  | 0
| C0597 - Grid Supply Point Metering | TCP/IP GSP Conversion & Reseal | 65000
| C0597 - Grid Supply Point Metering | 0 | 0
| C0597 - Grid Supply Point Metering |  | 65000
| C0598 - Metering | IMS Communication Resolution | 10000
| C0598 - Metering | IMS Reverification Meters S20 | 13000
| C0598 - Metering | Small Commercial Reverification Meters | 45000
| C0598 - Metering | Maint and Replace Small Comm Non-Demand | 198000
| C0598 - Metering | New Installations Small Comm Non-Demand | 200000
| C0598 - Metering | New Installations Large Comm/Ind with Demand | 175000
| C0598 - Metering | New Residential Installs - Customer Engineering | 145000
| C0598 - Metering | Residential Maintenance | 130000
| C0598 - Metering | PMU - Maintenance/Failure | 150000
| C0598 - Metering | PMU - New Installs | 100000
| C0598 - Metering | Residential Reverification | 111200
| C0598 - Metering | ION Meters for Large Users | 20000
| C0598 - Metering | Replacement of REX1 | 40000
| C0598 - Metering |  | 1337200
| C0899 - Smart Meters - New Condos | New IMS | 1069500
| C0899 - Smart Meters - New Condos | Retrofit IMS | 376000
| C0899 - Smart Meters - New Condos |  | 1445500
| C0900 - Green Energy - FIT/MicroFIT | FIT & MicroFIT Projects | 65000
| C0900 - Green Energy - FIT/MicroFIT |  | 65000
| SYSTEM ACCESS |  | 17237700
| C0581 - Engineering & Asset Systems | Hardware Refresh | 250000
| C0581 - Engineering & Asset Systems | InService Upgrade | 250000
| C0581 - Engineering & Asset Systems | Miscellaneous Engineering Software | 40000
| C0581 - Engineering & Asset Systems | IOM SCADA Control | 150000
| C0581 - Engineering & Asset Systems | Major Equipment Location Tracking - Phase 2 | 205000
| C0581 - Engineering & Asset Systems | IOM Defects | 450000
| C0581 - Engineering & Asset Systems |  | 1345000
| C0584 - Rolling Stock | Sedan | 60000
| C0584 - Rolling Stock | Passenger | 60000
| C0584 - Rolling Stock | Passenger | 60000
| C0584 - Rolling Stock | Sport Utility Vehicle | 60000
| C0584 - Rolling Stock | Bucket Truck | 320000
| C0584 - Rolling Stock | Bucket Truck | 420000
| C0584 - Rolling Stock | Pole Trailer | 30000
| C0584 - Rolling Stock | Ride on Mower | 18000
| C0584 - Rolling Stock | Bucket Truck | 420000
| C0584 - Rolling Stock | Trailer | 35000
| C0584 - Rolling Stock | Trailer | 35000
| C0584 - Rolling Stock | Trailer | 35000
| C0584 - Rolling Stock | Bucket Truck | 320000
| C0584 - Rolling Stock | Pole Trailer | 85000
| C0584 - Rolling Stock | Tandem Cargo Trailer | 19862.36
| C0584 - Rolling Stock | Dolly | 30000
| C0584 - Rolling Stock | Flat Deck Pole Trailer | 50000
| C0584 - Rolling Stock | Pickup Truck | 48000
| C0584 - Rolling Stock | Pickup Truck | 48000
| C0584 - Rolling Stock | Pickup Truck | 48000
| C0584 - Rolling Stock | Pickup Truck | 48000
| C0584 - Rolling Stock | Pickup Truck | 48000
| C0584 - Rolling Stock |  | 2297862.36
| C0585 - Computer Equip | Laptop Platform Refresh | 120000
| C0585 - Computer Equip | All Mavis rooms'projectors/AV hardware | 70000
| C0585 - Computer Equip | IBM SAN V7000 Upgrade | 310000
| C0585 - Computer Equip | Glen Erin SAN Core Switch | 50000
| C0585 - Computer Equip | Windows Active Directory Upgrade to ADFS 2012 | 220000
| C0585 - Computer Equip | Microsoft Licensing True up | 50000
| C0585 - Computer Equip | Additional hardware | 50000
| C0585 - Computer Equip |  | 870000
| C0588 - ERP System | Flex Time Tracking Upgrade/Migration | 60000
| C0588 - ERP System | Microsoft SharePoint Upgrade | 100000
| C0588 - ERP System | Microsoft Business Intelligence | 150000
| C0588 - ERP System | Phoenix Fuels System Upgrade | 67000
| C0588 - ERP System | DSI Upgrade | 600000
| C0588 - ERP System | Additional software licenses/enhancements and hardware | 60000
| C0588 - ERP System | Asset Maintenance Management | 200000
| C0588 - ERP System | Project Estimation Application | 150000
| C0588 - ERP System | Absence Management System Upgrade/Migration | 250000
| C0588 - ERP System |  | 1637000
| C0589 - Meter to Cash | Customer Billing System Enhancements | 900000
| C0589 - Meter to Cash | Customer Self Service Enhancements | 100000
| C0589 - Meter to Cash | Regulatory Changes | 500000
| C0589 - Meter to Cash | Meter Data Warehouse Enhancements | 100000
| C0589 - Meter to Cash | MAS Upgrade | 80000
| C0589 - Meter to Cash | Meter to Cash Archiving | 150000
| C0589 - Meter to Cash |  | 1830000
| C0591 - Grounds & Building | Mavis Asphalt | 225000
| C0591 - Grounds & Building | Infrastructure and Security upgrades (Electrical, fire and life safety) | 200000
| C0591 - Grounds & Building | Energy conservation, waste reduction and ergonomics programs | 150000
| C0591 - Grounds & Building | Mavis HVAC Upgrades | 100000
| C0591 - Grounds & Building | Building envelope security (Doors and windows) | 300000
| C0591 - Grounds & Building | Mavis Accessibility upgrades | 650000
| C0591 - Grounds & Building | Mavis main generator replacement | 950000
| C0591 - Grounds & Building |  | 2575000
| C0595 - Major Tools Constr | Major Tools | 200000
| C0595 - Major Tools Constr |  | 200000
| GENERAL PLANT |  | 10754862.36
| TOTAL GROSS CAPITAL EXPENDITURES |  | 79667562.36
| C0531C - CIAC - Roads | 0 | -600000
| C0532C - CIAC - LRT | 0 | -3000000
| C0541C - CIAC - New Subdivisions (OTC) | 0 | -500000
| C0542C - CIAC Ind/Comm Services | 0 | -1000000
| C0544C - CIAC Residential Service Upgrades | 0 | -31250
| C0900C - CIAC -Green Energy-FIT/MicrFIT | 0 | 0
| CUSTOMER CONTRIBUTIONS |  | -5131250
| TOTAL NET CAPITAL EXPENDITURES - 2020 |  | 74536312.36
| C0504 - Substation Upgrade | Shawanaga MS | 500000
| C0504 - Substation Upgrade | Rogers | 1400000
| C0504 - Substation Upgrade | Munden MS | 1700000
| C0504 - Substation Upgrade | Summerville MS | 1000000
| C0504 - Substation Upgrade | Battleford MS | 850000
| C0504 - Substation Upgrade | Duke MS | 2100000
| C0504 - Substation Upgrade | Site Enhancements | 350000
| C0504 - Substation Upgrade |  | 7900000
| C0507 - Subtransmission Expansion | Derry - Airport to Goreway | 1500000
| C0507 - Subtransmission Expansion | Lakeshore - Clarkson to Bexhill | 900000
| C0507 - Subtransmission Expansion |  | 2400000
| C0576 - Auto Switches/SCADA | U/G installation of SCADA/Automation switches | 1000000
| C0576 - Auto Switches/SCADA | O/H installation of SCADA/Automation switches | 1090000
| C0576 - Auto Switches/SCADA | Station RTU and protection relay replacements | 500000
| C0576 - Auto Switches/SCADA | Station Battery and charger replacements | 125000
| C0576 - Auto Switches/SCADA | RTU System Enhancements | 235000
| C0576 - Auto Switches/SCADA | SCADA Master Upgrade | 100000
| C0576 - Auto Switches/SCADA | WiMAX Wireless Network Project | 140000
| C0576 - Auto Switches/SCADA |  | 3190000
| SYSTEM SERVICE |  | 13490000
| C0505 - Subdivision Rebuild | Clarkson - N. of Truscott/ Lewisham / Southdown | 2000000
| C0505 - Subdivision Rebuild | Century/ Argentia | 2000000
| C0505 - Subdivision Rebuild | Malton - Brandongate/ Monica/ Keenan | 2000000
| C0505 - Subdivision Rebuild | Mississauga Valley Blvd/ Vermouth | 2500000
| C0505 - Subdivision Rebuild | SW of Hwy 403/ EMP | 2500000
| C0505 - Subdivision Rebuild | Tedwyn/ Munden | 2500000
| C0505 - Subdivision Rebuild | Cawthra/ Eversley/ Holden | 2500000
| C0505 - Subdivision Rebuild | Fieldgate/ Ponytrail/ Bloor | 2000000
| C0505 - Subdivision Rebuild |  | 18000000
| C0561 - Overhead Rebuilds | 2021 Overhead Switch Replacement Program | 300000
| C0561 - Overhead Rebuilds | 2021 Insulator Replacement Program | 300000
| C0561 - Overhead Rebuilds | 2021 Stores Small Capital Material | 400000
| C0561 - Overhead Rebuilds | 2021 Wood Pole Installations | 400000
| C0561 - Overhead Rebuilds | 2021 Concrete Pole Installations | 800000
| C0561 - Overhead Rebuilds | 2021 Misc Capital (FIs, Term Poles, Animal Protection, Grounding Replacments) | 200000
| C0561 - Overhead Rebuilds | Dejong/Wareham/Turney | 900000
| C0561 - Overhead Rebuilds | Alexandra/Halliday | 630000
| C0561 - Overhead Rebuilds | Broadmoor | 270000
| C0561 - Overhead Rebuilds | Blanefield | 630000
| C0561 - Overhead Rebuilds | Greenway | 270000
| C0561 - Overhead Rebuilds | Alphonse/Sora | 360000
| C0561 - Overhead Rebuilds | Lornewood/Glenhill | 630000
| C0561 - Overhead Rebuilds | Stavebank/Kenolie | 720000
| C0561 - Overhead Rebuilds | Truscott | 540000
| C0561 - Overhead Rebuilds | Shawanaga Trail | 270000
| C0561 - Overhead Rebuilds |  | 7620000
| C0562 - Subtransmission Renewal | Hydro One ROW - Southdown to Lorne Park | 1050000
| C0562 - Subtransmission Renewal | Hydro One ROW - Lorne Park to QEW | 1050000
| C0562 - Subtransmission Renewal | Hydro One ROW - Hurontario to Cawthra | 1950000
| C0562 - Subtransmission Renewal |  | 4050000
| C0563 - U/G TX/Replace/Overhaul | Underground Transformer and Equipment Renewal | 3000000
| C0563 - U/G TX/Replace/Overhaul |  | 3000000
| C0564 - O/H TX/Replace/Overhaul | Overhead Transformer and Equipment Renewal | 1000000
| C0564 - O/H TX/Replace/Overhaul |  | 1000000
| C0565 - U/G Cable Replace | Pad Mounted Switchgear Replacement | 1315000
| C0565 - U/G Cable Replace | Primary Distribution Equipment Replacement | 485000
| C0565 - U/G Cable Replace | Underground Cable and Splice Replacement | 1415000
| C0565 - U/G Cable Replace | Secondary Cable Replacements | 95000
| C0565 - U/G Cable Replace | Other projects | 1190000
| C0565 - U/G Cable Replace |  | 4500000
| C0567 - Emergency Replacements | Emergency Replacements | 320000
| C0567 - Emergency Replacements |  | 320000
| SYSTEM RENEWAL |  | 38490000
| C0531 - Roads | Ninth Line -Eglinton to Britannia | 1200000
| C0531 - Roads | HWY 401 - WCB to Credit River | 1500000
| C0531 - Roads | Various Intersections | 300000
| C0531 - Roads |  | 3000000
| C0532 - LRT | Underground | 700000
| C0532 - LRT | Overhead | 500000
| C0532 - LRT |  | 1200000
| C0541 - New Subdivisions(OfferConnect) | New Subdivisions | 800000
| C0541 - New Subdivisions(OfferConnect) |  | 800000
| C0542 - Ind/Comm Services | Ind/ Com Services | 2600000
| C0542 - Ind/Comm Services |  | 2600000
| C0544 - Residential Service Upgrades | 0 | 125000
| C0544 - Residential Service Upgrades |  | 125000
| C0594 - Smart Meters Large Users | 0 | 0
| C0594 - Smart Meters Large Users | 0 | 0
| C0594 - Smart Meters Large Users |  | 0
| C0597 - Grid Supply Point Metering | TCP/IP GSP Conversion & Reseal | 10000
| C0597 - Grid Supply Point Metering | 0 | 0
| C0597 - Grid Supply Point Metering |  | 10000
| C0598 - Metering | IMS Communication Resolution | 10000
| C0598 - Metering | IMS Reverification Meters S20 | 13000
| C0598 - Metering | Small Commercial Reverification Meters | 45000
| C0598 - Metering | Maint and Replace Small Comm Non-Demand | 198000
| C0598 - Metering | New Installations Small Comm Non-Demand | 200000
| C0598 - Metering | New Installations Large Comm/Ind with Demand | 175000
| C0598 - Metering | New Residential Installs - Customer Engineering | 145000
| C0598 - Metering | Residential Maintenance | 130000
| C0598 - Metering | PMU - Maintenance/Failure | 150000
| C0598 - Metering | PMU - New Installs | 100000
| C0598 - Metering | Residential Reverification | 111200
| C0598 - Metering | ION Meters for Large Users | 20000
| C0598 - Metering | Replacement of REX1 | 40000
| C0598 - Metering |  | 1337200
| C0899 - Smart Meters - New Condos | New IMS | 1069500
| C0899 - Smart Meters - New Condos | Retrofit IMS | 376000
| C0899 - Smart Meters - New Condos |  | 1445500
| C0900 - Green Energy - FIT/MicroFIT | FIT & MicroFIT Projects | 50000
| C0900 - Green Energy - FIT/MicroFIT |  | 50000
| SYSTEM ACCESS |  | 10567700
| C0581 - Engineering & Asset Systems | Hardware Refresh | 200000
| C0581 - Engineering & Asset Systems | G/Technology Upgrade | 70000
| C0581 - Engineering & Asset Systems | SmartPlant Foundation Upgrade | 320000
| C0581 - Engineering & Asset Systems | Miscellaneous Engineering Software | 40000
| C0581 - Engineering & Asset Systems | IOM Complex Workflow Management | 50000
| C0581 - Engineering & Asset Systems | IOM Enhanced Alarming | 100000
| C0581 - Engineering & Asset Systems | IOM Advanced Control Room Logger | 60000
| C0581 - Engineering & Asset Systems | IOM Defects | 453000
| C0581 - Engineering & Asset Systems |  | 1293000
| C0584 - Rolling Stock | Sedan | 62000
| C0584 - Rolling Stock | Pickup Truck | 50000
| C0584 - Rolling Stock | Step Van | 320000
| C0584 - Rolling Stock | Step Van | 320000
| C0584 - Rolling Stock | Van | 200000
| C0584 - Rolling Stock | Trailer | 35000
| C0584 - Rolling Stock | Reach Forklift Truck | 52000
| C0584 - Rolling Stock | Trailer | 42236.4
| C0584 - Rolling Stock | Mini Derrick | 200000
| C0584 - Rolling Stock | Bucket Truck | 320000
| C0584 - Rolling Stock | Motorized Utility Vehicle | 165000
| C0584 - Rolling Stock | Day Cab Tractor | 180000
| C0584 - Rolling Stock |  | 1946236.4
| C0585 - Computer Equip | Users' PC Desktop Platform Refresh | 410000
| C0585 - Computer Equip | Microsoft Licensing True up | 100000
| C0585 - Computer Equip | Additional hardware | 50000
| C0585 - Computer Equip |  | 560000
| C0588 - ERP System | JDE Major Version Upgrade | 650000
| C0588 - ERP System | Enersource Website Upgrade | 50000
| C0588 - ERP System | Long Term Asset Planning Solution (Copperleaf) | 300000
| C0588 - ERP System | Additional software licenses/enhancements and hardware | 60000
| C0588 - ERP System | Asset Maintenance Management | 200000
| C0588 - ERP System | Expense-Seminar-Tution Workflow Upgrade/Replacement | 100000
| C0588 - ERP System | Learning Management System | 50000
| C0588 - ERP System |  | 1410000
| C0589 - Meter to Cash | Customer Billing System Enhancements | 900000
| C0589 - Meter to Cash | Customer Self Service Enhancements | 100000
| C0589 - Meter to Cash | Regulatory Changes | 500000
| C0589 - Meter to Cash | Meter Data Warehouse Enhancements | 100000
| C0589 - Meter to Cash | CC&B Server Hardware Expansion | 400000
| C0589 - Meter to Cash |  | 2000000
| C0591 - Grounds & Building | Mavis Asphalt | 225000
| C0591 - Grounds & Building | Infrastructure and Security upgrades (Electrical, fire and life safety) | 200000
| C0591 - Grounds & Building | Energy conservation, waste reduction and ergonomics programs | 150000
| C0591 - Grounds & Building | Mavis HVAC Upgrades | 100000
| C0591 - Grounds & Building | Building envelope security (Doors and windows) | 300000
| C0591 - Grounds & Building | Mavis Accessibility upgrades | 650000
| C0591 - Grounds & Building | Mavis main generator replacement | 950000
| C0591 - Grounds & Building |  | 2575000
| C0595 - Major Tools Constr | Major Tools | 200000
| C0595 - Major Tools Constr |  | 200000
| GENERAL PLANT |  | 9984236.4
| TOTAL GROSS CAPITAL EXPENDITURES |  | 72531936.4
| C0531C - CIAC - Roads | 0 | -600000
| C0532C - CIAC - LRT | 0 | -200000
| C0541C - CIAC - New Subdivisions (OTC) | 0 | -500000
| C0542C - CIAC Ind/Comm Services | 0 | -1000000
| C0544C - CIAC Residential Service Upgrades | 0 | -31250
| C0900C - CIAC -Green Energy-FIT/MicrFIT | 0 | 0
| CUSTOMER CONTRIBUTIONS |  | -2331250
| TOTAL NET CAPITAL EXPENDITURES - 2021 |  | 70200686.4