## Letter
Message from the Vice President:
The IESO is pleased to provide the enclosed 2011-2014 Final Results Report. This report is designed to help populate LDC Annual Reports that will be submitted to the Ontario Energy Board (OEB) in September 2015.
2011-2014 Conservation Framework Highlights:
• | LDCs have made significant achievements against dual energy and peak demand savings targets. Collectively, the LDCs have achieved 109% of the energy target and 70% of the peak demand target.
• | Momentum has built as we transition to the Conservation First Framework. 2014 demonstrated an achievement of over 1 TWh of net incremental energy savings, positioning us well for average net incremental energy savings of 1.2 TWh required in the new framework to meet our 2020 CDM targets.
• | Throughout the past framework, program results have become more predictable year over year as noted in the increasingly smaller variance between quarterly preliminary results and verified final results.
• | Customer engagement continued to increase in both the Consumer and Business Programs. Between 2011 - 2014 consumers have purchased over 10 million energy efficient products through the saveONenergy COUPONS program. Customers in RETROFIT continue to declare a positive experience participating in the program with 86% likely to recommend.
• | saveONenergy has seen a steady and significant increase in unaided brand awareness by 33% from 2011-2014
• | Conservation is becoming even more cost-effective as programs become more efficient and effective. 2014 proved early investments in long lead time projects will pay off with the high savings now being realized in programs like PROCESS & SYSTEMS and RETROFIT. Within 4 cents per kWh, Conservation programs continue to be a valuable and cost effective resource for customers across the province.
The 2011-2014 Final Results within this report vary from the Draft 2011-2014 Final Results Report for the following reasons:
• | Savings from Time of Use pricing are included in the Final Results Report. Overall the province saved 55 MWs from Time-of-Use pricing in 2014, or 0.73% of residential summer peak demand.
• | Between August 4th and August 28th, the IESO and LDCs have worked collaboratively to reconcile projects from 2011-2014 Final Results Report to ensure every eligible project was captured and accurately reported.
• | Verified savings from Innovation Fund pilots are also included for participating LDCs.
All results will be considered final for the 2011-2014 Conservation Framework. Any additional program activity not captured in the 2011-2014 Final Results Report will not be included as part of a future adjustment process. Please continue to monitor saveONenergy E-blasts for future updates and should you have any other questions or comments please contact LDC.Support@ieso.ca. We appreciate your collaboration and cooperation throughout the reporting and evaluation process and we look forward to the success ahead in the Conservation First Framework. Sincerely, Terry Young

## TOC
Table of Contents
Summary |  | Provides a summary of the LDC specific IESO-Contracted Province-Wide Program performance to date: achievement against target using scenerio 1, sector breakdown and progress to target for the LDC community. | 3
LDC-Specific Performance (LDC Level Results)
Table 1 | LDC Initiative and Program Level Net Savings | Provides LDC-specific initiative-level results (activity, net peak demand and energy savings, and how each initiative contributes to targets). | 4
Table 2 | LDC Adjustments to Net Verified Results | Provides LDC-specific initiative level adjustments from previous years' (activity, net peak demand and energy savings). | 5
Table 3 | LDC Realization Rates & NTGs | Provides LDC-specific initiative-level realization rates and net-to-gross ratios. | 6
Table 4 | LDC Net Peak Demand Savings (MW) | Provides a portfolio level view of LDC achievement of net peak demand savings against OEB target. | 7
Table 5 | LDC Net Energy Savings (GWh) | Provides a portfolio level view of LDC achievement of net energy savings against OEB target. | 7
Province-Wide Data - (LDC Performance in Aggregate)
Table 6 | Provincial Initiative and Program Level Net Savings | Provides province-wide initiative-level results (activity, net peak demand and energy savings, and how each initiative contributes to targets). | 8
Table 7 | Provincial Adjustments to Net Verified Results | Provides province-wide initiative level adjustments from previous years (activity, net peak demand and energy savings). | 9
Table 8 | Provincial Realization Rates & NTGs | Provides province-wide initiative-level realization rates and net-to-gross ratios. | 10
Table 9 | Provincial Net Peak Demand Savings (MW) | Provides a portfolio level view of provincial achievement of net peak demand savings against the OEB target. | 11
Table 10 | Provincial Net Energy Savings (GWh) | Provides a portfolio level view of achievement of provincial net energy savings against the OEB target. | 11
Appendix
- | Methodology | Detailed descriptions of methods used for results. | 12 to 21
- | Reference Tables | Consumer Program allocation methodology. | 22 to 23
- | Glossary | Definitions for terms used throughout the report. | 24
Table 11 | LDC Initiative and Program Level Gross Savings | Provides LDC-specific initiative-level results (gross peak demand and energy savings). | 25
Table 12 | LDC Adjustments to Gross Verified Results | Provides LDC-specific initiative level adjustments from previous years (gross peak demand and energy savings). | 26
Table 13 | Provincial Initiative and Program Level Gross Savings | Provides province-wide initiative-level results (gross peak demand and energy savings). | 27
Table 14 | Provincial Adjustments to Gross Verified Results | Provides province-wide initiative level adjustments from previous years (gross peak demand and energy savings). | 28

## Summary
IESO-Contracted Province-Wide CDM Programs: 2011-2014 Final Results Report
| LDC: | Renfrew Hydro Inc.
Final 2014 Achievement Against Targets |  |  |  |  | 2014 Incremental | 2011-2014 Achievement Against Target | % of Target Achieved
Net Annual Peak Demand Savings (MW) |  |  |  |  | 0.226 | 0.549 | 52.29%
Net Energy Savings (GWh) |  |  |  |  | 0.626 | 4.683 | 96.36%
Unless otherwise noted, results are presented using scenario 1 which assumes that demand response resources have a persistence of 1 year
Achievement by Sector
Comparison: LDC Achievement vs. LDC Community Achievement (Progress to Target)
|  | 0 | 0-5% | 9 | 9 | 0 | 0
|  | 5% | 5-10% | 20 |  | 4
|  | 10% | 10-15% | 24 |  | 3
|  | 15% | 15-20% | 10 |  | 11
|  | 20% | 20-25% | 5 |  | 4
|  | 25% | 25-30% | 2 |  | 10
|  | 30% | 30-35% | 3 |  | 14
|  | 35% | 35-40% | 0 |  | 14
|  | 40% | 40-45% | 0 |  | 3
|  | 45% | 45-50% | 0 |  | 4
|  | 50% | 50-55% | 0 |  | 5
|  | 55% | 55-60% | 0 |  | 1
|  | 60% | >60% | 4 |  | 4
--- Provincial Progress

## LDC - Results (Net)
Table 1: Renfrew Hydro Inc. Initiative and Program Level Net Savings by Year
Initiative | Unit | Incremental Activity (new program activity occurring within the specified reporting period) |  |  |  | Net Incremental Peak Demand Savings (kW) (new peak demand savings from activity within the specified reporting period) |  |  |  | Net Incremental Energy Savings (kWh) (new energy savings from activity within the specified reporting period) |  |  |  | Program-to-Date Verified Progress to Target (excludes DR)
[14 empty] | 2014 Net Annual Peak Demand Savings (kW) | 2011-2014 Net Cumulative Energy Savings (kWh)
|  | 2011* | 2012* | 2013* | 2014 | 2011 | 2012 | 2013 | 2014 | 2011 | 2012 | 2013 | 2014 | 2014 | 2014
Consumer Program
Appliance Retirement | Appliances | 38.187 | 38.257 | 32.011 | 34.011 | 2.217 | 2.154 | 2.216 | 2.507 | 16747.336 | 15396.277 | 13804.156 | 14757.949 | 9.095 | 155544.282
Appliance Exchange | Appliances | 0.956 | 5.298 | 6 | 18 | 0.092 | 0.786 | 1.243 | 3.729 | 104.148 | 1399.434 | 2216.639 | 6649.918 | 5.783 | 15638.085
HVAC Incentives | Equipment | 88.834 | 91.72 | 86 | 107 | 36.677 | 23.075 | 20.911 | 28.072 | 72159.944 | 42958.452 | 39356.549 | 54130.836 | 108.736 | 550359.067
Conservation Instant Coupon Booklet | Items | 410.553 | 23.946 | 269.717 | 942.255 | 0.914 | 0.179 | 0.4 | 2.006 | 14982.039 | 1083.842 | 5974.67 | 25886.657 | 3.498 | 101015.678
Bi-Annual Retailer Event | Items | 738.076 | 822.377 | 732.358 | 3739.996 | 1.303 | 1.147 | 0.918 | 6.235 | 22780.247 | 20760.317 | 13317.276 | 95270.385 | 9.603 | 275306.876
Retailer Co-op | Items | 0 | 0 | 0 | 0 | 0 | 0 | 0 | 0 | 0 | 0 | 0 | 0 | 0 | 0
Residential Demand Response | Devices | 53 | 55 | 72 | 121 | 29.68 | 24.713 | 36.499 | 68.295 | 76.85 | 190.531 | 141.909 | 0 | 68.295 | 409.29
Residential Demand Response (IHD) | Devices | 0 | 1 | 16 | 119 | 0 | 0 | 0 | 0 | 0 | 0 | 0 | 0 | 0 | 0
Residential New Construction | Homes | 0 | 0 | 0 | 0 | 0 | 0 | 0 | 0 | 0 | 0 | 0 | 0 | 0 | 0
Consumer Program Total | [5 empty] | 70.883 | 52.054 | 62.187 | 110.844 | 126850.564 | 81788.853 | 74811.199 | 196695.745 | 205.01 | 1098273.278
Business Program
Retrofit | Projects | 2 | 11 | 7 | 4 | 70.994 | 82.387 | 23.578 | 21.367 | 208026.558 | 346949.946 | 124979.143 | 165349.913 | 198.057 | 2287429.921
Direct Install Lighting | Projects | 13 | 10 | 13 | 5 | 13.73 | 6.478 | 12.924 | 4.086 | 38086.133 | 20982.065 | 39124.997 | 15791.784 | 37.218 | 309332.505
Building Commissioning | Buildings | 0 | 0 | 0 | 0 | 0 | 0 | 0 | 0 | 0 | 0 | 0 | 0 | 0 | 0
New Construction | Buildings | 0 | 0 | 0 | 0 | 0 | 0 | 0 | 0 | 0 | 0 | 0 | 0 | 0 | 0
Energy Audit | Audits | 0 | 0 | 2 | 1 | 0 | 0 | 0 | 13.367 | 0 | 0 | 0 | 65273.57 | 13.367 | 65273.57
Small Commercial Demand Response | Devices | 0 | 0 | 0 | 0 | 0 | 0 | 0 | 0 | 0 | 0 | 0 | 0 | 0 | 0
Small Commercial Demand Response (IHD) | Devices | 0 | 0 | 0 | 0 | 0 | 0 | 0 | 0 | 0 | 0 | 0 | 0 | 0 | 0
Demand Response 3 | Facilities | 0 | 0 | 0 | 0 | 0 | 0 | 0 | 0 | 0 | 0 | 0 | 0 | 0 | 0
Business Program Total | [5 empty] | 84.724 | 88.865 | 36.502 | 38.82 | 246112.691 | 367932.011 | 164104.14 | 246415.267 | 248.642 | 2662035.996
Industrial Program
Process & System Upgrades | Projects | 0 | 0 | 0 | 0 | 0 | 0 | 0 | 0 | 0 | 0 | 0 | 0 | 0 | 0
Monitoring & Targeting | Projects | 0 | 0 | 0 | 0 | 0 | 0 | 0 | 0 | 0 | 0 | 0 | 0 | 0 | 0
Energy Manager | Projects | 0 | 0 | 0 | 0 | 0 | 0 | 0 | 0 | 0 | 0 | 0 | 0 | 0 | 0
Retrofit | Projects | 1 | 0 | 0 | 0 | 1.846 | 0 | 0 | 0 | 7082.114 | 0 | 0 | 0 | 1.846 | 28328.458
Demand Response 3 | Facilities | 0 | 0 | 0 | 0 | 0 | 0 | 0 | 0 | 0 | 0 | 0 | 0 | 0 | 0
Industrial Program Total | [5 empty] | 1.846 | 0 | 0 | 0 | 7082.114 | 0 | 0 | 0 | 1.846 | 28328.458
Home Assistance Program
Home Assistance Program | Homes | 0 | 0 | 40 | 0 | 0 | 0 | 1.065 | 0 | 0 | 0 | 12343.954 | 0 | 1.055 | 24491.785
Home Assistance Program Total | [5 empty] | 0 | 0 | 1.065 | 0 | 0 | 0 | 12343.954 | 0 | 1.055 | 24491.785
Aboriginal Program
Home Assistance Program | Homes | 0 | 0 | 0 | 0 | 0 | 0 | 0 | 0 | 0 | 0 | 0 | 0 | 0 | 0
Direct Install Lighting | Projects | 0 | 0 | 0 | 0 | 0 | 0 | 0 | 0 | 0 | 0 | 0 | 0 | 0 | 0
Aboriginal Program Total | [5 empty] | 0 | 0 | 0 | 0 | 0 | 0 | 0 | 0 | 0 | 0
Pre-2011 Programs completed in 2011
Electricity Retrofit Incentive Program | Projects | 5 | 0 | 0 | 0 | 21.802 | 0 | 0 | 0 | 133737.81 | 0 | 0 | 0 | 21.802 | 534951.241
High Performance New Construction | Projects | 0.001 | 0.001 | 0 | 0 | 0.056 | 0.088 | 0 | 0 | 290.005 | 84.864 | 0 | 0 | 0.144 | 1414.615
Toronto Comprehensive | Projects | 0 | 0 | 0 | 0 | 0 | 0 | 0 | 0 | 0 | 0 | 0 | 0 | 0 | 0
Multifamily Energy Efficiency Rebates | Projects | 0 | 0 | 0 | 0 | 0 | 0 | 0 | 0 | 0 | 0 | 0 | 0 | 0 | 0
LDC Custom Programs | Projects | 0 | 0 | 0 | 0 | 0 | 0 | 0 | 0 | 0 | 0 | 0 | 0 | 0 | 0
Pre-2011 Programs completed in 2011 Total | [5 empty] | 21.858 | 0.088 | 0 | 0 | 134027.815 | 84.864 | 0 | 0 | 21.946 | 536365.856
Other
Program Enabled Savings | Projects | 0 | 0 | 0 | 0 | 0 | 0 | 0 | 0 | 0 | 0 | 0 | 0 | 0 | 0
Time-of-Use Savings | Homes | 0 | 0 | 0 | n/a | 0 | 0 | 0 | 43.258 | 0 | 0 | 0 | 0 | 43.258 | 0
LDC Pilots | Projects | 0 | 0 | 0 | 0 | 0 | 0 | 0 | 0 | 0 | 0 | 0 | 0 | 0 | 0
Other Total | [5 empty] | 0 | 0 | 0 | 43.258 | 0 | 0 | 0 | 0 | 43.258 | 0
Adjustments to 2011 Verified Results | [6 empty] | -5.935 | 0 | 0 |  | -9157.925 | 0 | 0 | -5.935 | -36631.701
Adjustments to 2012 Verified Results | [7 empty] | 0.504 | 0 |  |  | 1110.021 | 0 | 0.504 | 3330.062
Adjustments to 2013 Verified Results | [8 empty] | 32.6841 |  |  |  | 183376.6887 | 32.684 | 366817.866
Energy Efficiency Total | [5 empty] | 149.631 | 116.294 | 63.255 | 124.627 | 513996.334 | 449615.197 | 251117.384 | 443111.012 | 453.462 | 4349086.083
Demand Response Total (Scenario 1) | [5 empty] | 29.68 | 24.713 | 36.499 | 68.295 | 76.85 | 190.531 | 141.909 | 0 | 68.295 | 409.29
Adjustments to Previous Years' Verified Results Total | [5 empty] | 0 | -5.935 | 0.504 | 32.684 | 0 | -9157.925 | 1110.021 | 183376.689 | 27.253 | 333516.227
OPA-Contracted LDC Portfolio Total (inc. Adjustments) | [5 empty] | 179.311 | 135.072 | 100.258 | 225.606 | 514073.184 | 440647.803 | 252369.314 | 626487.701 | 549.01 | 4683011.6
Activity and savings for Demand Response resources for each year represent the savings from all active facilities or devices contracted since January 1, 2011 (reported cumulatively). |  |  |  |  | *Includes adjustments after Final Reports were issued |  |  |  |  | Full OEB Target: |  |  |  | 1050 | 4860000
[5 empty] | Results presented using scenario 1 which assumes that demand response resources have a persistence of 1 year |  |  |  |  | % of Full OEB Target Achieved to Date (Scenario 1): |  |  |  | 52.29% | 96.36%

## LDC - Adjustments (Net)
Table 2: Adjustments to Renfrew Hydro Inc. Net Verified Results due to Variances
Initiative | Unit | Incremental Activity (new program activity occurring within the specified reporting period) |  |  |  | Net Incremental Peak Demand Savings (kW) (new peak demand savings from activity within the specified reporting period) |  |  |  | Net Incremental Energy Savings (kWh) (new energy savings from activity within the specified reporting period) |  |  |  | Program-to-Date Verified Progress to Target (excludes DR)
[14 empty] | 2014 Net Annual Peak Demand Savings (kW) | 2011-2014 Net Cumulative Energy Savings (kWh)
|  | 2011* | 2012* | 2013* | 2014 | 2011 | 2012 | 2013 | 2014 | 2011 | 2012 | 2013 | 2014 | 2014 | 2014
Consumer Program
Appliance Retirement | Appliances | 0 | 0 | 0 |  | 0 | 0 | 0 |  | 0 | 0 | 0 |  | 0 | 0
Appliance Exchange | Appliances | 0 | 0 | 0 |  | 0 | 0 | 0 |  | 0 | 0 | 0 |  | 0 | 0
HVAC Incentives | Equipment | -22.259 | 2.016 | 2 |  | -6.791 | 0.504 | 0.526 |  | -13010.532 | 1110.021 | 1021.1046 |  | -5.761 | -46669.858
Conservation Instant Coupon Booklet | Items | 6.369 | 0 | 0.814 |  | 0.012 | 0 | 0.001 |  | 213.679 | 0 | 18 |  | 0.013 | 890.717
Bi-Annual Retailer Event | Items | 63.422 | 0 | 0 |  | 0.084 | 0 | 0 |  | 1692.496 | 0 | 0 |  | 0.084 | 6769.985
Retailer Co-op | Items | 0 | 0 | 0 |  | 0 | 0 | 0 |  | 0 | 0 | 0 |  | 0 | 0
Residential Demand Response | Devices | 0 | 0 | 0 |  | 0 | 0 | 0 |  | 0 | 0 | 0 |  | 0 | 0
Residential Demand Response (IHD) | Devices | 0 | 0 | 0 |  | 0 | 0 | 0 |  | 0 | 0 | 0 |  | 0 | 0
Residential New Construction | Homes | 0 | 0 | 0 |  | 0 | 0 | 0 |  | 0 | 0 | 0 |  | 0 | 0
Consumer Program Total | [5 empty] | -6.695 | 0.504 | 0.527 |  | -11104.357 | 1110.021 | 1039.1046 |  | -5.664 | -39009.156
Business Program
Retrofit | Projects | 0 | 0 | 1 |  | 0 | 0 | 12.008 |  | 0 | 0 | 66023.9842 |  | 12.008 | 132047.969
Direct Install Lighting | Projects | 1 | 0 | 1 |  | 0.76 | 0 | 0.346 |  | 1946.431 | 0 | 1221.7452 |  | 1.106 | 10229.216
Building Commissioning | Buildings | 0 | 0 | 0 |  | 0 | 0 | 0 |  | 0 | 0 | 0 |  | 0 | 0
New Construction | Buildings | 0 | 0 | 0 |  | 0 | 0 | 0 |  | 0 | 0 | 0 |  | 0 | 0
Energy Audit | Audits | 0 | 0 | 2 |  | 0 | 0 | 17.637 |  | 0 | 0 | 96965.8058 |  | 17.637 | 193931.612
Small Commercial Demand Response | Devices | 0 | 0 | 0 |  | 0 | 0 | 0 |  | 0 | 0 | 0 |  | 0 | 0
Small Commercial Demand Response (IHD) | Devices | 0 | 0 | 0 |  | 0 | 0 | 0 |  | 0 | 0 | 0 |  | 0 | 0
Demand Response 3 | Facilities | 0 | 0 | 0 |  | 0 | 0 | 0 |  | 0 | 0 | 0 |  | 0 | 0
Business Program Total | [5 empty] | 0.76 | 0 | 29.991 |  | 1946.431 | 0 | 164211.5352 |  | 30.751 | 336208.797
Industrial Program
Process & System Upgrades | Projects | 0 | 0 | 0 |  | 0 | 0 | 0 |  | 0 | 0 | 0 |  | 0 | 0
Monitoring & Targeting | Projects | 0 | 0 | 0 |  | 0 | 0 | 0 |  | 0 | 0 | 0 |  | 0 | 0
Energy Manager | Projects | 0 | 0 | 0 |  | 0 | 0 | 0 |  | 0 | 0 | 0 |  | 0 | 0
Retrofit | Projects | 0 | 0 | 0 |  | 0 | 0 | 0 |  | 0 | 0 | 0 |  | 0 | 0
Demand Response 3 | Facilities | 0 | 0 | 0 |  | 0 | 0 | 0 |  | 0 | 0 | 0 |  | 0 | 0
Industrial Program Total | [5 empty] | 0 | 0 | 0 |  | 0 | 0 | 0 |  | 0 | 0
Home Assistance Program
Home Assistance Program | Homes | 0 | 0 | 18 |  | 0 | 0 | 2.169 |  | 0 | 0 | 18190.537 |  | 2.166 | 36316.586
Home Assistance Program Total | [5 empty] | 0 | 0 | 2.169 |  | 0 | 0 | 18190.537 |  | 2.166 | 36316.586
Aboriginal Program
Home Assistance Program | Homes | 0 | 0 | 0 |  | 0 | 0 | 0 |  | 0 | 0 | 0 |  | 0 | 0
Direct Install Lighting | Projects | 0 | 0 | 0 |  | 0 | 0 | 0 |  | 0 | 0 | 0 |  | 0 | 0
Aboriginal Program Total | [5 empty] | 0 | 0 | 0 |  | 0 | 0 | 0 |  | 0 | 0
Pre-2011 Programs completed in 2011
Electricity Retrofit Incentive Program | Projects | 0 | 0 | 0 |  | 0 | 0 | 0 |  | 0 | 0 | 0 |  | 0 | 0
High Performance New Construction | Projects | 0 | 0 | 0 |  | 0 | 0 | 0 |  | 0 | 0 | 0 |  | 0 | 0
Toronto Comprehensive | Projects | 0 | 0 | 0 |  | 0 | 0 | 0 |  | 0 | 0 | 0 |  | 0 | 0
Multifamily Energy Efficiency Rebates | Projects | 0 | 0 | 0 |  | 0 | 0 | 0 |  | 0 | 0 | 0 |  | 0 | 0
LDC Custom Programs | Projects | 0 | 0 | 0 |  | 0 | 0 | 0 |  | 0 | 0 | 0 |  | 0 | 0
Pre-2011 Programs completed in 2011 Total | [5 empty] | 0 | 0 | 0 |  | 0 | 0 | 0 |  | 0 | 0
Other
Program Enabled Savings | Projects | 0 | 0 | 0 |  | 0 | 0 | 0 |  | 0 | 0 | 0 |  | 0 | 0
Time-of-Use Savings | Homes | 0 | 0 | 0 |  | 0 | 0 | 0 |  | 0 | 0 | 0 |  | 0 | 0
LDC Pilots | Projects | 0 | 0 | 0 |  | 0 | 0 | 0 |  | 0 | 0 | 0 |  | 0 | 0
Other Total | [5 empty] | 0 | 0 | 0 |  | 0 | 0 | 0 |  | 0 | 0
Adjustments to 2011 Verified Results | [5 empty] | -5.935 |  |  |  | -9157.926 |  |  |  | -5.935 | -36631.701
Adjustments to 2012 Verified Results | [6 empty] | 0.504 |  |  |  | 1110.021 |  |  | 0.504 | 3330.062
Adjustments to 2013 Verified Results | [7 empty] | 32.687 |  |  |  | 183441.1768 |  | 32.684 | 366817.866
Total Adjustments to Previous Years' Verified Results | [5 empty] | -5.935 | 0.504 | 32.687 |  | -9157.926 | 1110.021 | 183441.177 |  | 27.253 | 333516.227
Activity and savings for Demand Response resources for each year represent the savings from all active facilities or devices contracted since January 1, 2011 (reported cumulatively). |  | Adjustments to previous years' results shown in this table will not align to adjustments shown in Table 1 as the information presented above is presented in the implementation year. Adjustements in Table 1 reflect persisted savings in the year in which that adjustment is verified.

## LDC - NTGs
Table 3: Renfrew Hydro Inc. Realization Rate & NTG
Initiative | Peak Demand Savings | [7 empty] | Energy Savings
| Realization Rate |  |  |  | Net-to-Gross Ratio |  |  |  | Realization Rate |  |  |  | Net-to-Gross Ratio
| 2011 | 2012 | 2013 | 2014 | 2011 | 2012 | 2013 | 2014 | 2011 | 2012 | 2013 | 2014 | 2011 | 2012 | 2013 | 2014
Consumer Program
Appliance Retirement | 1 | 1 | n/a | n/a | 0.52 | 0.47 | 0.42 | 0.42 | 1 | 1 | n/a | n/a | 0.52 | 0.47 | 0.44 | 0.44
Appliance Exchange | 1 | 1 | 1 | 1 | 0.52 | 0.52 | 0.53 | 0.53 | 1 | 1 | 1 | 1 | 0.52 | 0.52 | 0.53 | 0.53
HVAC Incentives | 1 | 1 | n/a | 1 | 0.6 | 0.49 | 0.48 | 0.51 | 1 | 1 | n/a | 1 | 0.6 | 0.49 | 0.48 | 0.51
Conservation Instant Coupon Booklet | 1 | 1 | 1 | 1 | 1.14 | 1 | 1.11 | 3.23 | 1 | 1 | 1 | 1 | 1.11 | 1.05 | 1.13 | 2.09
Bi-Annual Retailer Event | 1 | 1 | 1 | 1 | 1.13 | 0.91 | 1.04 | 1.74 | 1 | 1 | 1 | 1 | 1.1 | 0.92 | 1.04 | 1.75
Retailer Co-op | n/a | n/a | n/a | n/a | n/a | n/a | n/a | n/a | n/a | n/a | n/a | n/a | n/a | n/a | n/a | n/a
Residential Demand Response | n/a | n/a | n/a | n/a | n/a | n/a | n/a | n/a | n/a | n/a | n/a | n/a | n/a | n/a | n/a | n/a
Residential Demand Response (IHD) | n/a | n/a | n/a | n/a | n/a | n/a | n/a | n/a | n/a | n/a | n/a | n/a | n/a | n/a | n/a | n/a
Residential New Construction | n/a | n/a | n/a | n/a | n/a | n/a | n/a | n/a | n/a | n/a | n/a | n/a | n/a | n/a | n/a | n/a
Business Program
Retrofit | 1.06 | 1.04 | 1.01 | 0.86 | 0.67 | 0.78 | 0.79 | 0.71 | 1.09 | 1.2 | 1.2242 | 1.0154 | 0.7 | 0.8 | 0.78 | 0.72
Direct Install Lighting | 1.08 | 0.68 | 0.81 | 0.78 | 0.93 | 0.94 | 0.94 | 0.94 | 0.9 | 0.85 | 0.84353 | 0.82618 | 0.93 | 0.94 | 0.94 | 0.94
Building Commissioning | n/a | n/a | n/a | n/a | n/a | n/a | n/a | n/a | n/a | n/a | n/a | n/a | n/a | n/a | n/a | n/a
New Construction | n/a | n/a | n/a | n/a | n/a | n/a | n/a | n/a | n/a | n/a | n/a | n/a | n/a | n/a | n/a | n/a
Energy Audit | n/a | n/a | n/a | 0.96 | n/a | n/a | n/a | 0.68 | n/a | n/a | n/a | 0.997 | n/a | n/a | n/a | 0.67
Small Commercial Demand Response | n/a | n/a | n/a | n/a | n/a | n/a | n/a | n/a | n/a | n/a | n/a | n/a | n/a | n/a | n/a | n/a
Small Commercial Demand Response (IHD) | n/a | n/a | n/a | n/a | n/a | n/a | n/a | n/a | n/a | n/a | n/a | n/a | n/a | n/a | n/a | n/a
Demand Response 3 | 0.76 | n/a | n/a | n/a | n/a | n/a | n/a | n/a | 1 | n/a | n/a | n/a | n/a | n/a | n/a | n/a
Industrial Program
Process & System Upgrades | n/a | n/a | n/a | n/a | n/a | n/a | n/a | n/a | n/a | n/a | n/a | n/a | n/a | n/a | n/a | n/a
Monitoring & Targeting | n/a | n/a | n/a | n/a | n/a | n/a | n/a | n/a | n/a | n/a | n/a | n/a | n/a | n/a | n/a | n/a
Energy Manager | n/a | n/a | n/a | n/a | n/a | n/a | n/a | n/a | n/a | n/a | n/a | n/a | n/a | n/a | n/a | n/a
Retrofit
Demand Response 3 | 0.84 | n/a | n/a | n/a | n/a | n/a | n/a | n/a | 1 | n/a | n/a | n/a | n/a | n/a | n/a | n/a
Home Assistance Program
Home Assistance Program | n/a | n/a | 1.08 | n/a | n/a | n/a | 1 | n/a | n/a | n/a | 0.87286 | n/a | n/a | n/a | 1 | n/a
Aboriginal Program
Home Assistance Program | n/a | n/a | n/a | n/a | n/a | n/a | n/a | n/a | n/a | n/a | n/a | n/a | n/a | n/a | n/a | n/a
Direct Install Lighting | n/a | n/a | n/a | n/a | n/a | n/a | n/a | n/a | n/a | n/a | n/a | n/a | n/a | n/a | n/a | n/a
Pre-2011 Programs completed in 2011
Electricity Retrofit Incentive Program | 0.81 | n/a | n/a | n/a | 0.54 | n/a | n/a | n/a | 0.82 | n/a | n/a | n/a | 0.54 | n/a | n/a | n/a
High Performance New Construction | 1 | 1 | 1 | 1 | 0.5 | 0.5 | 0.5 | 0.5 | 1 | 1 | 1 | 1 | 0.5 | 0.5 | 0.5 | 0.5
Toronto Comprehensive | n/a | n/a | n/a | n/a | n/a | n/a | n/a | n/a | n/a | n/a | n/a | n/a | n/a | n/a | n/a | n/a
Multifamily Energy Efficiency Rebates | n/a | n/a | n/a | n/a | n/a | n/a | n/a | n/a | n/a | n/a | n/a | n/a | n/a | n/a | n/a | n/a
LDC Custom Programs | n/a | n/a | n/a | n/a | n/a | n/a | n/a | n/a | n/a | n/a | n/a | n/a | n/a | n/a | n/a | n/a
Other
Program Enabled Savings | n/a | n/a | n/a | n/a | n/a | n/a | n/a | n/a | n/a | n/a | n/a | n/a | n/a | n/a | n/a | n/a
Time-of-Use Savings | n/a | n/a | n/a | n/a | n/a | n/a | n/a | n/a | n/a | n/a | n/a | n/a | n/a | n/a | n/a | n/a
LDC Pilots | n/a | n/a | n/a | n/a | n/a | n/a | n/a | n/a | n/a | n/a | n/a | n/a | n/a | n/a | n/a | n/a

## LDC - Summary
Summary Achievement Against CDM Targets
Results are recognized using current IESO reporting policies. Energy efficiency resources persist for the duration of the effective useful life. Any upcoming code changes are taken into account. Demand response resources persist for 1 year (Scenario 1). Please see methodology tab for more detailed information.
Table 4: Net Peak Demand Savings at the End User Level (MW) (Scenario 1)
Implementation Period | Annual
| 2011 | 2012 | 2013 | 2014
2011 - Verified | 0.179 | 0.15 | 0.15 | 0.15
2012 - Verified† | -0.006 | 0.135 | 0.11 | 0.11
2013 - Verified† | 0 | 0.001 | 0.1 | 0.063
2014 - Verified† | 0 | 0 | 0.033 | 0.226
Verified Net Annual Peak Demand Savings Persisting in 2014: |  |  |  | 0.549
Renfrew Hydro Inc. 2014 Annual CDM Capacity Target: |  |  |  | 1.05
Verified Portion of Peak Demand Savings Target Achieved in 2014 (%): |  |  |  | 52.29%
Table 5: Net Energy Savings at the End User Level (GWh)
Implementation Period | Annual |  |  |  | Cumulative
| 2011 | 2012 | 2013 | 2014 | 2011-2014
2011 - Verified | 0 | 0.514 | 0.514 | 0.514 | 2.056
2012 - Verified† | -0.009 | 0.441 | 0.44 | 0.44 | 1.312
2013 - Verified† | 0 | 0.001 | 0.252 | 0.251 | 0.504
2014 - Verified† | 0 | 0 | 0.183 | 0.626 | 0.809
Verified Net Cumulative Energy Savings 2011-2014: |  |  |  |  | 4.681
Renfrew Hydro Inc. 2011-2014 Annual CDM Energy Target: |  |  |  |  | 4.86
Verified Portion of Cumulative Energy Target Achieved in 2014 (%): |  |  |  |  | 96.32%
†Includes adjustments to previous years' verified results
Results presented using scenario 1 which assumes that demand response resources have a persistence of 1 year
Note on A1: Both Tables show Scenario 1 savings (which should match up with savings values in LDC - Results tab) '2012 - Verified' row explanation: 2011 col. - values don't change after 2011, any true-ups for 2011 are rolled up into later years 2012 col. - values include savings from 2012 DR and EE projects in 2012, 2011 true-up in 2012 and 2011 true-up in 2011 (this shouldn't really go here, but since the 2011 col. is fixed, we need to capture the persistence of 2011 true-up in 2011, in the 2012 col.) 2013 col. - values include savings from 2012 DR and EE projects in 2013 and 2011 true-up in 2013 2014 col. - values include savings from 2012 DR and EE projects in 2014 and 2011 true-up in 2014

## Provincial - Results (Net) (hidden)
Table 6: Province-Wide Initiatives and Program Level Net Savings by Year (Scenario 1)
Initiative | Unit | Incremental Activity (new program activity occurring within the specified reporting period) |  |  |  | Net Incremental Peak Demand Savings (kW) (new peak demand savings from activity within the specified reporting period) |  |  |  | Net Incremental Energy Savings (kWh) (new energy savings from activity within the specified reporting period) |  |  |  | Program-to-Date Verified Progress to Target (excludes DR)
[14 empty] | 2014 Net Annual Peak Demand Savings (kW) | 2011-2014 Net Cumulative Energy Savings (kWh)
|  | 2011* | 2012* | 2013* | 2014 | 2011 | 2012 | 2013 | 2014 | 2011 | 2012 | 2013 | 2014 | 2014 | 2014
Consumer Program
Appliance Retirement | Appliances | 56109.555 | 34146 | 20952 | 22563 | 3299.342 | 2011.341 | 1433.406 | 1616.515 | 23005812.108 | 13424518.166 | 8713107.3 | 9497343.377 | 8221.06 | 159100415.125
Appliance Exchange | Appliances | 3688 | 3836 | 5337 | 5685 | 370.7 | 555.882 | 1105.795 | 1177.898 | 450187.333 | 974620.649 | 1971700.629 | 2100265.706 | 2973.111 | 10556192.207
HVAC Incentives | Equipment | 92748.045 | 87540 | 96286 | 113002 | 32037.433 | 19059.928 | 19552.167 | 23105.656 | 59437670.316 | 32841282.86 | 33923591.641 | 42888216.56 | 93755.183 | 447009929.685
Conservation Instant Coupon Booklet | Items | 567678 | 30890.864 | 347946.204 | 1208108.381 | 1344.265 | 230.416 | 516.586 | 2440.205 | 21211537.053 | 1398201.855 | 7707572.947 | 32802536.552 | 4531.471 | 137258436.22
Bi-Annual Retailer Event | Items | 952149 | 1060900.757 | 944772.205 | 4824751.094 | 1681.478 | 1479.983 | 1183.662 | 8043.408 | 29387468.486 | 26781674.291 | 17179840.956 | 122902769.085 | 12388.531 | 355157347.811
Retailer Co-op | Items | 152 | 0 | 0 | 0 | 0.122 | 0 | 0 | 0 | 2651.7 | 0 | 0 | 0 | 0.122 | 10606.8
Residential Demand Response | Devices | 19550 | 98388 | 171733 | 241381 | 10947.22 | 49038.117 | 93076.134 | 117513.454 | 24870.4 | 359408.388 | 390302.721 | 8378.984 | 117513.454 | 782960.493
Residential Demand Response (IHD) | Devices | 0 | 49689 | 133657 | 188577 | 0 | 0 | 0 | 0 | 0 | 0 | 0 | 0 | 0 | 0
Residential New Construction | Homes | 27 | 21 | 279 | 2367 | 0.049 | 1.725 | 18.277 | 369.493 | 743.33 | 17152.339 | 163690.357 | 2330865.356 | 389.544 | 2712676.408
Consumer Program Total | [5 empty] | 49680.609 | 72377.392 | 116886.027 | 154266.629 | 133520940.726 | 75796858.548 | 70049806.551 | 212530375.62 | 239772.476 | 1112588564.749
Business Program
Retrofit | Projects | 2827.713 | 6481 | 9746 | 10925 | 24467.467 | 61146.711 | 59677.989 | 70661.92 | 136002257.578 | 314922468.112 | 345346007.807 | 462903520.816 | 213492.816 | 2631401223.198
Direct Install Lighting | Projects | 20741 | 18691 | 17833 | 23784 | 23724.481 | 15284.469 | 18708.172 | 23418.895 | 61076700.777 | 57345798.496 | 64315557.814 | 84503302.169 | 73304.488 | 604196658.461
Building Commissioning | Buildings | 0 | 0 | 0 | 5 | 0 | 0 | 0 | 987.895 | 0 | 0 | 0 | 1513376.697 | 987.895 | 1513376.697
New Construction | Buildings | 25 | 98 | 158 | 226 | 123.309 | 764.207 | 1584.343 | 6432.21 | 411717.246 | 1814720.733 | 4959266.226 | 20381203.6 | 8904.068 | 37390767.235
Energy Audit | Audits | 222 | 357 | 589 | 473 | 0 | 1449.609 | 2811.244 | 6322.558 | 0 | 7049351.25 | 15455794.927 | 30874398.636 | 10583.411 | 82934042.239
Small Commercial Demand Response | Devices | 132 | 294 | 1211 | 3652 | 84.48 | 187.48 | 772.66 | 2116.212 | 156.78 | 1067.68 | 372.645 | 318.866 | 2116.212 | 1915.971
Small Commercial Demand Response (IHD) | Devices | 0 | 0 | 378 | 820 | 0 | 0 | 0 | 0 | 0 | 0 | 0 | 0 | 0 | 0
Demand Response 3 | Facilities | 145 | 151 | 175 | 180 | 16217.673 | 19388.862 | 23706.424 | 23379.796 | 633420.579 | 281823.311 | 346659.43 | 0 | 23379.796 | 1261903.319
Business Program Total | [5 empty] | 64617.41 | 98221.338 | 107260.832 | 133319.486 | 198124252.96 | 381415229.582 | 430423658.849 | 600176120.784 | 332768.686 | 3358699887.12
Industrial Program
Process & System Upgrades | Projects | 0 | 0 | 5 | 10 | 0 | 0 | 294.17 | 9692.132 | 0 | 0 | 2603763.852 | 72053254.6 | 9986.302 | 77260782.303
Monitoring & Targeting | Projects | 0 | 1 | 3 | 5 | 0 | 0 | 0 | 101.93 | 0 | 0 | 0 | 502517 | 101.93 | 502517
Energy Manager | Projects | 1 | 132 | 306 | 379 | 0 | 1085.57 | 3557.627 | 5190.609 | 0 | 7372107.898 | 21994262.58 | 40436427.496 | 8384.401 | 95324997.806
Retrofit | Projects | 432.787 | 0 | 0 | 0 | 4614.691 | 0 | 0 | 0 | 28866839.936 | 0 | 0 | 0 | 4613.367 | 115462281.545
Demand Response 3 | Facilities | 124 | 185 | 281 | 336 | 52483.729 | 74055.769 | 162543.382 | 166081.808 | 3080737.305 | 1784711.647 | 4309160.102 | 0 | 166081.808 | 9174609.054
Industrial Program Total | [5 empty] | 57098.42 | 75141.339 | 166395.179 | 181066.479 | 31947577.241 | 9156819.545 | 28907186.534 | 112992199.096 | 189167.808 | 297725187.708
Home Assistance Program
Home Assistance Program | Homes | 46 | 5920 | 29654 | 25424 | 2.462 | 566.254 | 2361.352 | 2466.268 | 39283.433 | 5442232.257 | 20987274.989 | 19582658.104 | 5369.924 | 77532570.979
Home Assistance Program Total | [5 empty] | 2.462 | 566.254 | 2361.352 | 2466.268 | 39283.433 | 5442232.257 | 20987274.989 | 19582658.104 | 5369.924 | 77532570.979
Aboriginal Program
Home Assistance Program | Homes | 0 | 0 | 717 | 1125 | 0 | 0 | 267.014 | 548.645 | 0 | 0 | 1609392.843 | 3101207.369 | 815.658 | 6319993.055
Direct Install Lighting | Projects | 0 | 0 | 0 | 0 | 0 | 0 | 0 | 0 | 0 | 0 | 0 | 0 | 0 | 0
Aboriginal Program Total | [5 empty] | 0 | 0 | 267.014 | 548.645 | 0 | 0 | 1609392.843 | 3101207.369 | 815.658 | 6319993.055
Pre-2011 Programs completed in 2011
Electricity Retrofit Incentive Program | Projects | 2028 | 0 | 0 | 0 | 21661.976 | 0 | 0 | 0 | 121138218.885 | 0 | 0 | 0 | 21661.976 | 484552875.541
High Performance New Construction | Projects | 182.355 | 73 | 19 | 3 | 5098.441 | 3250.506 | 772 | 134.1 | 26185591.451 | 11901943.816 | 3522240 | 688737.6 | 9255.047 | 148181414.854
Toronto Comprehensive | Projects | 577 | 15 | 4 | 5 | 15804.964 | 0 | 0 | 280.647 | 86964886.206 | 0 | 0 | 2479840.099 | 16085.611 | 350339384.921
Multifamily Energy Efficiency Rebates | Projects | 110 | 0 | 0 | 0 | 1980.622 | 0 | 0 | 0 | 7595683.351 | 0 | 0 | 0 | 1980.622 | 30382733.405
LDC Custom Programs | Projects | 8 | 0 | 0 | 0 | 398.522 | 0 | 0 | 0 | 1367169.78 | 0 | 0 | 0 | 398.522 | 5468679.118
Pre-2011 Programs completed in 2011 Total | [5 empty] | 44944.525 | 3250.506 | 772 | 414.747 | 243251549.673 | 11901943.816 | 3522240 | 3168577.699 | 49381.778 | 1018925087.839
Other
Program Enabled Savings | Projects | 33 | 71 | 46 | 43 | 0 | 2304 | 3692.27 | 5500.199 | 0 | 1188362 | 4075381.92 | 19035337.236 | 11496.469 | 30751187.076
Time-of-Use Savings | Homes | 0 | 0 | 0 | n/a | 0 | 0 | 0 | 54795.417 | 0 | 0 | 0 | 0 | 54795.417 | 0
LDC Pilots | Projects | 0 | 0 | 0 | 1174 | 0 | 0 | 0 | 1170.267 | 0 | 0 | 0 | 5061522.191 | 1170.267 | 5061522.191
Other Total | [5 empty] | 0 | 2304 | 3692.27 | 61465.883 | 0 | 1188362 | 4075381.92 | 24096859.427 | 67462.153 | 35812709.267
Adjustments to 2011 Verified Results | [6 empty] | 1406.0061 | 640.8068 | 1418.0763 |  | 18689080.6484 | 1736380.7023 | 7319857.2135 | 3214.5971 | 110143549.5743
Adjustments to 2012 Verified Results | [7 empty] | 6260.146 | 9221.1967 |  |  | 41947840.1571 | 37080214.8043 | 15400.7844 | 238780636.506
Adjustments to 2013 Verified Results | [8 empty] | 24390.6556 |  |  |  | 150785808.0371 | 24390.6556 | 296465210.6574
Energy Efficiency Total | [5 empty] | 136610.324 | 109190.601 | 117536.074 | 224456.867 | 603144418.969 | 482474434.722 | 554528446.788 | 975639300.249 | 575647.213 | 5896382611.88
Demand Response Total (Scenario 1) | [5 empty] | 79733.102 | 142670.228 | 280098.6 | 309091.27 | 3739185.064 | 2427011.026 | 5046494.898 | 8697.85 | 309091.27 | 11221388.837
Adjustments to Previous Years' Verified Results Total | [5 empty] | 0 | 1406.006 | 6900.953 | 35029.929 | 0 | 18689080.648 | 43684220.859 | 195185880.055 | 43006.037 | 645389396.738
OPA-Contracted LDC Portfolio Total (inc. Adjustments) | [5 empty] | 216343.426 | 253266.835 | 404535.627 | 568578.066 | 606883604.033 | 503590526.396 | 603259162.545 | 1170833878.154 | 927744.52 | 6552993397.455
0%
Activity and savings for Demand Response resources for each year represent the savings from all active facilities or devices contracted since January 1, 2011 (reported cumulatively). |  |  |  |  | *Includes adjustments after Final Reports were issued |  |  |  |  | Full OEB Target: |  |  |  | 1330000 | 6000000000
[5 empty] | Results presented using scenario 1 which assumes that demand response resources have a persistence of 1 year |  |  |  |  | % of Full OEB Target Achieved to Date (Scenario 1): |  |  |  | 69.76% | 109.2%

## Provincial - Adjustments (Net) (hidden)
Table 7: Adjustments to Province-Wide Net Verified Results due to Variances
Initiative | Unit | Incremental Activity (new program activity occurring within the specified reporting period) |  |  |  | Net Incremental Peak Demand Savings (kW) (new peak demand savings from activity within the specified reporting period) |  |  |  | Net Incremental Energy Savings (kWh) (new energy savings from activity within the specified reporting period) |  |  |  | Program-to-Date Verified Progress to Target (excludes DR)
[14 empty] | 2014 Net Annual Peak Demand Savings (kW) | 2011-2014 Net Cumulative Energy Savings (kWh)
|  | 2011* | 2012* | 2013* | 2014 | 2011 | 2012 | 2013 | 2014 | 2011 | 2012 | 2013 | 2014 | 2014 | 2014
Consumer Program
Appliance Retirement | Appliances | 0 | 0 | 0 |  | 0 | 0 | 0 |  | 0 | 0 | 0 |  | 0 | 0
Appliance Exchange | Appliances | 0 | 0 | 0 |  | 0 | 0 | 0 |  | 0 | 0 | 0 |  | 0 | 0
HVAC Incentives | Equipment | -18839 | 2319 | 4705 |  | -5270.12 | 479.026 | 1036.667 |  | -9707002.424 | 955512.245 | 1838408.408 |  | -3754.426 | -32284656.143
Conservation Instant Coupon Booklet | Items | 8216 | 0 | 1050.117 |  | 16.099 | 0 | 1.665 |  | 275655.136 | 0 | 23571 |  | 17.764 | 1149762.545
Bi-Annual Retailer Event | Items | 81817 | 0 | 0 |  | 107.864 | 0 | 0 |  | 2183390.774 | 0 | 0 |  | 107.864 | 8733563.097
Retailer Co-op | Items | 0 | 0 | 0 |  | 0 | 0 | 0 |  | 0 | 0 | 0 |  | 0 | 0
Residential Demand Response | Devices | 0 | 0 | 0 |  | 0 | 0 | 0 |  | 0 | 0 | 0 |  | 0 | 0
Residential Demand Response (IHD) | Devices | 0 | 0 | 0 |  | 0 | 0 | 0 |  | 0 | 0 | 0 |  | 0 | 0
Residential New Construction | Homes | 20 | 2 | 193 |  | 1.346 | 0.587 | 72.311 |  | 14666.909 | 984.547 | 441937.722 |  | 74.244 | 945496.721
Consumer Program Total | [5 empty] | -5144.811 | 479.613 | 1110.643 |  | -7233289.604 | 956496.792 | 2303917.13 |  | -3554.554 | -21664975.108
Business Program
Retrofit | Projects | 312 | 876 | 961 |  | 3208.399 | 7233.309 | 11960.951 |  | 16266129.001 | 42498052.488 | 78146280.372 |  | 22055.934 | 347545386.37
Direct Install Lighting | Projects | 444 | 197 | 51 |  | 500.793 | 204.458 | 45.957 |  | 1250387.816 | 736540.958 | 164667.189 |  | 620.384 | 7158143.251
Building Commissioning | Buildings | 0 | 0 | 0 |  | 0 | 0 | 0 |  | 0 | 0 | 0 |  | 0 | 0
New Construction | Buildings | 15 | 29 | 72 |  | 849.648 | 1303.717 | 2241.413 |  | 3604553.156 | 4825773.557 | 8636179.002 |  | 4401.22 | 46187216.347
Energy Audit | Audits | 119 | 77 | 270 |  | 603.593 | 439.284 | 2382.865 |  | 2945189.452 | 2145367.098 | 13100634.876 |  | 3425.742 | 44418128.854
Small Commercial Demand Response | Devices | 0 | 0 | 0 |  | 0 | 0 | 0 |  | 0 | 0 | 0 |  | 0 | 0
Small Commercial Demand Response (IHD) | Devices | 0 | 0 | 0 |  | 0 | 0 | 0 |  | 0 | 0 | 0 |  | 0 | 0
Demand Response 3 | Facilities | 0 | 0 | 0 |  | 0 | 0 | 0 |  | 0 | 0 | 0 |  | 0 | 0
Business Program Total | [5 empty] | 5162.433 | 9180.768 | 16631.186 |  | 24066259.425 | 50205734.101 | 100047761.439 |  | 30503.28 | 385148443.847
Industrial Program
Process & System Upgrades | Projects | 0 | 0 | 2 |  | 0 | 0 | 324.107 |  | 0 | 0 | 968659.05 |  | 324.107 | 1937318.1
Monitoring & Targeting | Projects | 0 | 1 | 3 |  | 0 | 0 | 54.26 |  | 0 | 528000 | 639348 |  | 54.26 | 2862696
Energy Manager | Projects | 1 | 93 | 101 |  | 26.505 | 1066.562 | 2395.378 |  | 241515 | 8266840.507 | 25814852.701 |  | 4344.662 | 81853488.786
Retrofit | Projects | 0 | 0 | 0 |  | 0 | 0 | 0 |  | 0 | 0 | 0 |  | 0 | 0
Demand Response 3 | Facilities | 0 | 0 | 0 |  | 0 | 0 | 0 |  | 0 | 0 | 0 |  | 0 | 0
Industrial Program Total | [5 empty] | 26.505 | 1066.562 | 2773.745 |  | 241515 | 8794840.507 | 27422859.751 |  | 4723.03 | 61215516.495
Home Assistance Program
Home Assistance Program | Homes | 0 | 887 | 2898 |  | 0 | 222.087 | 791.216 |  | 0 | 1316748.858 | 4321794.231 |  | 1009.27 | 12515299.607
Home Assistance Program Total | [5 empty] | 0 | 222.087 | 791.216 |  | 0 | 1316748.858 | 4321794.231 |  | 1009.27 | 8581176.835
Aboriginal Program
Home Assistance Program | Homes | 0 | 0 | 133 |  | 0 | 0 | 134.351 |  | 0 | 0 | 563714.883 |  | 134.351 | 1127429.767
Direct Install Lighting | Projects | 0 | 0 | 0 |  | 0 | 0 | 0 |  | 0 | 0 | 0 |  | 0 | 0
Aboriginal Program Total | [5 empty] | 0 | 0 | 134.351 |  | 0 | 0 | 563714.883 |  | 134.351 | 1127429.767
Pre-2011 Programs completed in 2011
Electricity Retrofit Incentive Program | Projects | 12 | 0 | 0 |  | 138.2 | 0 | 0 |  | 545536.187 | 0 | 0 |  | 138.2 | 2182144.747
High Performance New Construction | Projects | 37.356 | 4 | 15 |  | 1506.635 | 363.255 | -183.56 |  | 2398941.144 | 2832532.78 | -993596.16 |  | 1686.33 | 16106170.597
Toronto Comprehensive | Projects | 0 | 15 | 4 |  | 0 | 672.138 | 185.082 |  | 0 | 4523517.213 | 1324387.729 |  | 857.22 | 16219327.097
Multifamily Energy Efficiency Rebates | Projects | 0 | 0 | 0 |  | 0 | 0 | 0 |  | 0 | 0 | 0 |  | 0 | 0
LDC Custom Programs | Projects | 0 | 0 | 0 |  | 0 | 0 | 0 |  | 0 | 0 | 0 |  | 0 | 0
Pre-2011 Programs completed in 2011 Total | [5 empty] | 1644.835 | 1035.393 | 1.522 |  | 2944477.331 | 7356049.993 | 330791.569 |  | 2681.75 | 11104528.157
Other
Program Enabled Savings | Projects | 33 | 55 | 33 |  | 1776.289 | 3712.307 | 2020.314 |  | 7727572.993 | 11481687.264 | 10688563.617 |  | 7508.91 | 86732480.995
Time-of-Use Savings | Homes | 0 | 0 | 0 |  | 0 | 0 | 0 |  | 0 | 0 | 0 |  | 0 | 0
LDC Pilots | Projects | 0 | 0 | 0 |  | 0 | 0 | 0 |  | 0 | 0 | 0 |  | 0 | 0
Other Total | [5 empty] | 1776.289 | 3712.307 | 2020.314 |  | 7727572.993 | 11481687.264 | 10688563.617 |  | 7508.91 | 86732480.995
Adjustments to 2011 Verified Results | [5 empty] | 3465.251 |  |  |  | 27746535.145 |  |  |  | 3214.5971 | 110143549.5743
Adjustments to 2012 Verified Results | [6 empty] | 15696.73 |  |  |  | 80111557.515 |  |  | 15400.7844 | 238780636.506
Adjustments to 2013 Verified Results | [7 empty] | 23462.977 |  |  |  | 145679402.62 |  | 24390.6556 | 296465210.6574
Adjustments to Previous Years' Verified Results Total | [5 empty] | 3465.251 | 15696.73 | 23462.977 |  | 27746535.145 | 80111557.515 | 145679402.62 |  | 43006.0372 | 645389396.7377
Activity and savings for Demand Response resources for each year represent the savings from all active facilities or devices contracted since January 1, 2011 (reported cumulatively). |  | Adjustments to previous years' results shown in this table will not align to adjustments shown in Table 1 as the information presented above is presented in the implementation year. Adjustements in Table 1 reflect persisted savings in the year in which that adjustment is verified.

## Provincial - NTGs (hidden)
Table 8: Province-Wide Realization Rate & NTG
Initiative | Peak Demand Savings | [7 empty] | Energy Savings
| Realization Rate |  |  |  | Net-to-Gross Ratio |  |  |  | Realization Rate |  |  |  | Net-to-Gross Ratio
| 2011 | 2012 | 2013 | 2014 | 2011 | 2012 | 2013 | 2014 | 2011 | 2012 | 2013 | 2014 | 2011 | 2012 | 2013 | 2014
Consumer Program
Appliance Retirement | 1 | 1 | 1 | 1 | 0.51 | 0.46 | 0.42 | 0.45 | 1 | 1 | 1 | 1 | 0.46 | 0.47 | 0.44 | 0.47
Appliance Exchange | 1 | 1 | 1 | 1 | 0.51 | 0.52 | 0.53 | 0.53 | 1 | 1 | 1 | 1 | 0.52 | 0.52 | 0.53 | 0.53
HVAC Incentives | 1 | 1 | 1 | 1 | 0.6 | 0.5 | 0.48 | 0.48 | 1 | 1 | 1 | 1 | 0.5 | 0.49 | 0.48 | 0.48
Conservation Instant Coupon Booklet | 1 | 1 | 1 | 1 | 1.14 | 1 | 1.11 | 1.69 | 1 | 1 | 1 | 1 | 1 | 1.05 | 1.13 | 1.73
Bi-Annual Retailer Event | 1 | 1 | 1 | 1 | 1.12 | 0.91 | 1.04 | 1.74 | 1 | 1 | 1 | 1 | 0.91 | 0.92 | 1.04 | 1.75
Retailer Co-op | 1 | n/a | n/a | n/a | 0.68 | n/a | n/a | n/a | n/a | n/a | n/a | n/a | n/a | n/a | n/a | n/a
Residential Demand Response | n/a | n/a | n/a | n/a | n/a | n/a | n/a | n/a | n/a | n/a | n/a | n/a | n/a | n/a | n/a | n/a
Residential Demand Response (IHD) | n/a | n/a | n/a | n/a | n/a | n/a | n/a | n/a | n/a | n/a | n/a | n/a | n/a | n/a | n/a | n/a
Residential New Construction | 1 | 3.65 | 0.78 | 1.03 | 0.41 | 0.49 | 0.63 | 0.63 | 3.65 | 7.17 | 3.09 | 0.62 | 0.49 | 0.49 | 0.63 | 0.63
Business Program
Retrofit | 1.06 | 0.93 | 0.92 | 0.84 | 0.72 | 0.75 | 0.73 | 0.71 | 0.93 | 1.05 | 1.01 | 0.98 | 0.75 | 0.76 | 0.73 | 0.72
Direct Install Lighting | 1.08 | 0.69 | 0.82 | 0.78 | 1.08 | 0.94 | 0.94 | 0.94 | 0.69 | 0.85 | 0.84 | 0.83 | 0.94 | 0.94 | 0.94 | 0.94
Building Commissioning | n/a | n/a | n/a | 1.97 | n/a | n/a | n/a | 1 | n/a | n/a | n/a | 1.16 | n/a | n/a | n/a | 1
New Construction | 0.5 | 0.98 | 0.68 | 0.71 | 0.5 | 0.49 | 0.54 | 0.54 | 0.98 | 0.99 | 0.76 | 0.79 | 0.49 | 0.49 | 0.54 | 0.54
Energy Audit | n/a | n/a | 1.02 | 0.96 | n/a | n/a | 0.66 | 0.68 | n/a | n/a | 0.97 | 1 | n/a | n/a | 0.66 | 0.67
Small Commercial Demand Response | n/a | n/a | n/a | n/a | n/a | n/a | n/a | n/a | n/a | n/a | n/a | n/a | n/a | n/a | n/a | n/a
Small Commercial Demand Response (IHD) | n/a | n/a | n/a | n/a | n/a | n/a | n/a | n/a | n/a | n/a | n/a | n/a | n/a | n/a | n/a | n/a
Demand Response 3 | 0.76 | n/a | n/a | n/a | n/a | n/a | n/a | n/a | n/a | n/a | n/a | n/a | n/a | n/a | n/a | n/a
Industrial Program
Process & System Upgrades | n/a | n/a | 0.85 | 0.96 | n/a | n/a | 0.94 | 0.79 | n/a | n/a | 0.87 | 0.96 | n/a | n/a | 0.93 | 0.8
Monitoring & Targeting | n/a | n/a | n/a | 0.59 | n/a | n/a | n/a | 1 | n/a | n/a | n/a | 0.36 | n/a | n/a | n/a | 1
Energy Manager | n/a | 1.16 | 0.9 | 0.91 | n/a | 0.9 | 0.9 | 0.9 | 1.16 | 1.16 | 0.9 | 0.96 | 0.9 | 0.9 | 0.9 | 0.85
Retrofit | 1.11 | n/a | n/a | n/a | 0.72 | n/a | n/a | n/a | 0.91 | n/a | n/a | n/a | 0.75 | n/a | n/a | n/a
Demand Response 3 | 0.84 | n/a | n/a | n/a | n/a | n/a | n/a | n/a | n/a | n/a | n/a | n/a | n/a | n/a | n/a | n/a
Home Assistance Program
Home Assistance Program | 1 | 0.32 | 0.26 | 0.49 | 0.7 | 1 | 1 | 1 | 0.32 | 0.99 | 0.88 | 0.78 | 1 | 1 | 1 | 1
Aboriginal Program
Home Assistance Program | n/a | n/a | 0.05 | 0.15 | n/a | n/a | 1 | 1 | n/a | n/a | 0.95 | 0.97 | n/a | n/a | 1 | 1
Direct Install Lighting | n/a | n/a | n/a | n/a | n/a | n/a | n/a | n/a | n/a | n/a | n/a | n/a | n/a | n/a | n/a | n/a
Pre-2011 Programs completed in 2011
Electricity Retrofit Incentive Program | 0.8 | n/a | n/a | n/a | 0.54 | n/a | n/a | n/a | n/a | n/a | n/a | n/a | n/a | n/a | n/a | n/a
High Performance New Construction | 1 | 1 | 1 | n/a | 0.49 | 0.5 | 0.5 | 0.5 | 1 | 1 | 1 | n/a | 0.5 | 0.5 | 0.5 | 0.5
Toronto Comprehensive | 1.13 | n/a | n/a | n/a | 0.5 | n/a | n/a | n/a | n/a | n/a | n/a | n/a | n/a | n/a | n/a | n/a
Multifamily Energy Efficiency Rebates | 0.93 | n/a | n/a | n/a | 0.78 | n/a | n/a | n/a | n/a | n/a | n/a | n/a | n/a | n/a | n/a | n/a
LDC Custom Programs | 1 | n/a | n/a | n/a | 1 | n/a | n/a | n/a | n/a | n/a | n/a | n/a | n/a | n/a | n/a | n/a
Other
Program Enabled Savings | n/a | 1.06 | 1 | 0.86 | n/a | 1 | 1 | 1 | n/a | 2.26 | 1 | 0.98 | n/a | 1 | 1 | 1
Time-of-Use Savings | n/a | n/a | n/a | n/a | n/a | n/a | n/a | n/a | n/a | n/a | n/a | n/a | n/a | n/a | n/a | n/a
LDC Pilots | n/a | n/a | n/a | n/a | n/a | n/a | n/a | n/a | n/a | n/a | n/a | n/a | n/a | n/a | n/a | n/a

## Provincial - Summary (hidden)
Summary Provincial Progress Towards CDM Targets
Table 9: Province-Wide Net Peak Demand Savings at the End User Level (MW)
Implementation Period | Annual
| 2011 | 2012 | 2013 | 2014
2011 | 216.343 | 136.554 | 135.843 | 128.971
2012† | 1.406 | 253.267 | 109.773 | 108.183
2013† | 0.641 | 6.969 | 404.536 | 122.013
2014† | 1.418 | 10.787 | 34.215 | 568.578
Verified Net Annual Peak Demand Savings in 2014: |  |  |  | 927.745
2014 Annual CDM Capacity Target: |  |  |  | 1330
Verified Portion of Peak Demand Savings Target Achieved in 2014 (%): |  |  |  | 69.75%
Table 10: Province-Wide Net Energy Savings at the End-User Level (GWh)
Implementation Period | Annual |  |  |  | Cumulative
| 2011 | 2012 | 2013 | 2014 | 2011-2014
2011 | 606.884 | 602.986 | 600.951 | 582.279 | 2393.1
2012† | 18.69 | 503.591 | 498.359 | 492.61 | 1513.25
2013† | 1.736 | 44.403 | 603.259 | 583.361 | 1232.759
2014† | 7.32 | 44.764 | 190.967 | 1170.834 | 1413.885
Verified Net Cumulative Energy Savings 2011-2014: |  |  |  |  | 6552.994
2011-2014 Cumulative CDM Energy Target: |  |  |  |  | 6000
Verified Portion of Cumulative Energy Target Achieved in 2014 (%): |  |  |  |  | 109.2%
†Includes adjustments to previous years' verified results
Results presented using scenario 1 which assumes that demand response resources have a persistence of 1 year

## Methodology
METHODOLOGY
All results are at the end-user level (not including transmission and distribution losses)
EQUATIONS
Prescriptive Measures and Projects | Gross Savings = Activity * Per Unit Assumption Net Savings = Gross Savings * Net-to-Gross Ratio All savings are annualized (i.e. the savings are the same regardless of time of year a project was completed or measure installed)
Engineered and Custom Projects | Gross Savings = Reported Savings * Realization Rate Net Savings = Gross Savings * Net-to-Gross Ratio All savings are annualized (i.e. the savings are the same regardless of time of year a project was completed or measure installed)
Demand Response | Peak Demand: Gross Savings = Net Savings = contracted MW at contributor level * Provincial contracted to ex ante ratio Energy: Gross Savings = Net Savings = provincial ex post energy savings * LDC proportion of total provincial contracted MW All savings are annualized (i.e. the savings are the same regardless of the time of year a participant began offering DR)
Adjustments to Previous Years' Verified Results | All variances from the Final Annual Results Reports from prior years will be adjusted within this report. Any variances with regards to projects counts, data lag, and calculations etc., will be made within this report. Considers the cumulative effect of energy savings.
Initiative | Attributing Savings to LDCs | Savings 'start' Date | Calculating Resource Savings
Consumer Program
Appliance Retirement | Includes both retail and home pickup stream. Retail stream allocated based on average of 2008 & 2009 residential throughput; Home pickup stream directly attributed by postal code or customer selection. | Savings are considered to begin in the year the appliance is picked up. | Peak demand and energy savings are determined using the verified measure level per unit assumption multiplied by the uptake in the market (gross) taking into account net-to-gross factors such as free-ridership and spillover (net) at the measure level.
Appliance Exchange | When postal code information is provided by customer, results are directly attributed to the LDC. When postal code is not available, results allocated based on average of 2008 & 2009 residential throughput. | Savings are considered to begin in the year that the exchange event occurred.
HVAC Incentives | Results directly attributed to LDC based on customer postal code. | Savings are considered to begin in the year that the installation occurred.
Conservation Instant Coupon Booklet | LDC-coded coupons directly attributed to LDC. Otherwise results are allocated based on average of 2008 & 2009 residential throughput. | Savings are considered to begin in the year in which the coupon was redeemed. | Peak demand and energy savings are determined using the verified measure level per unit assumption multiplied by the uptake in the market (gross) taking into account net-to-gross factors such as free-ridership and spillover (net) at the measure level.
Bi-Annual Retailer Event | Results are allocated based on average of 2008 & 2009 residential throughput. | Savings are considered to begin in the year in which the event occurs.
Retailer Co-op | When postal code information is provided by the customer, results are directly attributed. If postal code information is not available, results are allocated based on average of 2008 & 2009 residential throughput. | Savings are considered to begin in the year of the home visit and installation date. | Peak demand and energy savings are determined using the verified measure level per unit assumption multiplied by the uptake in the market (gross) taking into account net-to-gross factors such as free-ridership and spillover (net) at the measure level.
Residential Demand Response | Results are directly attributed to LDC based on data provided to IESO through project completion reports and continuing participant lists. | Savings are considered to begin in the year the device was installed and/or when a customer signed a peaksaver PLUS™ participant agreement. | Peak demand savings are based on an ex ante estimate assuming a 1 in 10 weather year and represents the "insurance value" of the initiative. Energy savings are based on an ex post estimate which reflects the savings that occurred as a result of activations in the year and accounts for any “snapback” in energy consumption experienced after the event. Savings are assumed to persist for only 1 year, reflecting that savings will only occur if the resource is activated.
Residential New Construction | Results are directly attributed to LDC based on LDC identified in application in the iCon system. Initiative was not evaluated in 2011, reported results are presented with forecast assumptions as per the business case. | Savings are considered to begin in the year of the project completion date. | Peak demand and energy savings are determined using the verified measure level per unit assumption multiplied by the uptake in the market (gross) taking into account net-to-gross factors such as free-ridership and spillover (net) at the measure level.
Business Program
Efficiency: Equipment Replacement | Results are directly attributed to LDC based on LDC identified at the facility level in the iCon system. Projects in the Application Status: "Post-Stage Submission" are included (excluding "Payment denied by LDC"); Please see page for Building type to Sector mapping. | Savings are considered to begin in the year of the actual project completion date in the iCON system. | Peak demand and energy savings are determined by the total savings for a given project as reported in the iCON system (reported). A realization rate is applied to the reported savings to ensure that these savings align with EM&V protocols and reflect the savings that were actually realized (i.e. how many light bulbs were actually installed vs. what was reported) (gross). Net savings takes into account net-to-gross factors such as free-ridership and spillover (net). Both realization rate and net-to-gross ratios can differ for energy and demand savings and depend on the mix of projects within an LDC territory (i.e. lighting or non-lighting project, engineered/custom/prescriptive track).
Additional Note: project counts were derived by filtering out invalid statuses (e.g. Post-Project Submission - Payment denied by LDC) and only including projects with an "Actual Project Completion Date" in 2014)
Direct Installed Lighting | Results are directly attributed to LDC based on the LDC specified on the work order. | Savings are considered to begin in the year of the actual project completion date. | Peak demand and energy savings are determined using the verified measure level per unit assumptions multiplied by the uptake of each measure accounting for the realization rate for both peak demand and energy to reflect the savings that were actually realized (i.e. how many light bulbs were actually installed vs. what was reported) (gross). Net savings take into account net-to-gross factors such as free-ridership and spillover for both peak demand and energy savings at the program level (net).
Existing Building Commissioning Incentive | Results are directly attributed to LDC based on LDC identified in the application. | Savings are considered to begin in the year of the actual project completion date. | Peak demand and energy savings are determined by the total savings for a given project as reported (reported). A realization rate is applied to the reported savings to ensure that these savings align with EM&V protocols and reflect the savings that were actually realized (i.e. how many light bulbs were actually installed vs. what was reported) (gross). Net savings takes into account net-to-gross factors such as free-ridership and spillover (net).
New Construction and Major Renovation Incentive | Results are directly attributed to LDC based on LDC identified in the application. | Savings are considered to begin in the year of the actual project completion date.
Energy Audit | Projects are directly attributed to LDC based on LDC identified in the application. | Savings are considered to begin in the year of the audit date. | Peak demand and energy savings are determined by the total savings resulting from an audit as reported (reported). A realization rate is applied to the reported savings to ensure that these savings align with EM&V protocols and reflect the savings that were actually realized (i.e. how many light bulbs were actually installed vs. what was reported) (gross). Net savings takes into account net-to-gross factors such as free-ridership and spillover (net).
Commercial Demand Response (part of the Residential program schedule) | Results are directly attributed to LDC based on data provided to IESO through project completion reports and continuing participant lists | Savings are considered to begin in the year the device was installed and/or when a customer signed a peaksaver PLUS™ participant agreement. | Peak demand savings are based on an ex ante estimate assuming a 1 in 10 weather year and represents the "insurance value" of the initiative. Energy savings are based on an ex post estimate which reflects the savings that occurred as a result of activations in the year. Savings are assumed to persist for only 1 year, reflecting that savings will only occur if the resource is activated.
Demand Response 3 (part of the Industrial program schedule) | Results are attributed to LDCs based on the total contracted megawatts at the contributor level as of December 31st, applying the provincial ex ante to contracted ratio (ex ante estimate/contracted megawatts); Ex post energy savings are attributed to the LDC based on their proportion of the total contracted megawatts at the contributor level. | Savings are considered to begin in the year in which the contributor signed up to participate in demand response. | Peak demand savings are ex ante estimates based on the load reduction capability that can be expected for the purposes of planning. The ex ante estimates factor in both scheduled non-performances (i.e. maintenance) and historical performance. Energy savings are based on an ex post estimate which reflects the savings that actually occurred as a results of activations in the year. Savings are assumed to persist for 1 year, reflecting that savings will not occur if the resource is not activated and additional costs are incurred to activate the resource.
Industrial Program
Process & System Upgrades | Results are directly attributed to LDC based on LDC identified in application. | Savings are considered to begin in the year in which the incentive project was completed. | Peak demand and energy savings are determined by the total savings from a given project as reported (reported). A realization rate is applied to the reported savings to ensure that these savings align with EM&V protocols and reflect the savings that were actually realized (i.e. how many light bulbs were actually installed vs. what was reported) (gross). Net savings takes into account net-to-gross factors such as free-ridership and spillover (net).
Monitoring & Targeting | Results are directly attributed to LDC based on LDC identified in the application. | Savings are considered to begin in the year in which the incentive project was completed. | Peak demand and energy savings are determined by the total savings from a given project as reported (reported). A realization rate is applied to the reported savings to ensure that these savings align with EM&V protocols and reflect the savings that were actually realized (i.e. how many light bulbs were actually installed vs. what was reported) (gross). Net savings takes into account net-to-gross factors such as free-ridership and spillover (net).
Energy Manager | Results are directly attributed to LDC based on LDC identified in the application. | Savings are considered to begin in the year in which the project was completed by the energy manager. If no date is specified the savings will begin the year of the Quarterly Report submitted by the energy manager. | Peak demand and energy savings are determined by the total savings from a given project as reported (reported). A realization rate is applied to the reported savings to ensure that these savings align with EM&V protocols and reflect the savings that were actually realized (i.e. how many light bulbs were actually installed vs. what was reported) (gross). Net savings takes into account net-to-gross factors such as free-ridership and spillover (net).
Efficiency: Equipment Replacement Incentive (part of the C&I program schedule) | Results are directly attributed to LDC based on LDC identified at the facility level in the saveONenergy CRM; Projects in the Application Status: "Post-Stage Submission" are included (excluding "Payment denied by LDC"); Please see "Reference Tables" tab for Building type to Sector mapping. | Savings are considered to begin in the year of the actual project completion date on the iCON CRM system. | Peak demand and energy savings are determined by the total savings for a given project as reported in the iCON CRM system (reported). A realization rate is applied to the reported savings to ensure that these savings align with EM&V protocols and reflect the savings that were actually realized (i.e. how many light bulbs were actually installed vs. what was reported) (gross). Net savings takes into account net-to-gross factors such as free-ridership and spillover (net). Both realization rate and net-to-gross ratios can differ for energy and demand savings and depend on the mix of projects within an LDC territory (i.e. lighting or non-lighting project, engineered/custom/prescriptive track).
Demand Response 3 | Results are attributed to LDCs based on the total contracted megawatts at the contributor level as of December 31st, applying the provincial ex ante to contracted ratio (ex ante estimate/contracted megawatts); Ex post energy savings are attributed to the LDC based on their proportion of the total contracted megawatts at the contributor level. | Savings are considered to begin in the year in which the contributor signed up to participate in demand response. | Peak demand savings are ex ante estimates based on the load reduction capability that can be expected for the purposes of planning. The ex ante estimates factor in both scheduled non-performances (i.e. maintenance) and historical performance. Energy savings are based on an ex post estimate which reflects the savings that actually occurred as a results of activations in the year. Savings are assumed to persist for 1 year, reflecting that savings will not occur if the resource is not activated and additional costs are incurred to activate the resource.
Home Assistance Program
Home Assistance Program | Results are directly attributed to LDC based on LDC identified in the application. | Savings are considered to begin in the year in which the measures were installed. | Peak demand and energy savings are determined using the measure level per unit assumption multiplied by the uptake of each measure (gross), taking into account net-to-gross factors such as free-ridership and spillover (net) at the measure level.
Aboriginal Program
Aboriginal Program | Results are directly attributed to LDC based on LDC identified in the application. | Savings are considered to begin in the year in which the measures were installed. | Peak demand and energy savings are determined using the measure level per unit assumption multiplied by the uptake of each measure (gross), taking into account net-to-gross factors such as free-ridership and spillover (net) at the measure level.
Pre-2011 Programs completed in 2011
Electricity Retrofit Incentive Program | Results are directly attributed to LDC based on LDC identified in the application; Initiative was not evaluated in 2011, 2012, 2013 or 2014 assumptions as per 2010 evaluation. | Savings are considered to begin in the year in which a project was completed. | Peak demand and energy savings are determined by the total savings from a given project as reported. A realization rate is applied to the reported savings to ensure that these savings align with EM&V protocols and reflect the savings that were actually realized (i.e. how many light bulbs were actually installed vs. what was reported) (gross). Net savings takes into account net-to-gross factors such as free-ridership and spillover (net). If energy savings are not available, an estimate is made based on the kWh to kW ratio in the provincial results from the 2010 evaluated results (http://www.powerauthority.on.ca/evaluation-measurement-and-verification/evaluation-reports).
High Performance New Construction | Results are directly attributed to LDC based on customer data provided to the OPA from Enbridge; Initiative was not evaluated in 2011, 2012, 2013 or 2014, assumptions as per 2010 evaluation. | Savings are considered to begin in the year in which a project was completed.
Toronto Comprehensive | Program run exclusively in Toronto Hydro-Electric System Limited service territory; Initiative was not evaluated in 2011, 2012, 2013 or 2014, assumptions as per 2010 evaluation.
Multifamily Energy Efficiency Rebates | Results are directly attributed to LDC based on LDC identified in the application; Initiative was not evaluated in 2011, 2012, 2013 or 2014, assumptions as per 2010 evaluation. | Savings are considered to begin in the year in which a project was completed. | Peak demand and energy savings are determined by the total savings from a given project as reported (reported). A realization rate is applied to the reported savings to ensure that these savings align with EM&V protocols and reflect the savings that were actually realized (i.e. how many light bulbs were actually installed vs. what was reported) (gross). Net savings takes into account net-to-gross factors such as free-ridership and spillover (net). If energy savings are not available, an estimate is made based on the kWh to kW ratio in the provincial results from the 2010 evaluated results (http://www.powerauthority.on.ca/evaluation-measurement-and-verification/evaluation-reports).
Data Centre Incentive Program | Program run exclusively in PowerStream Inc. service territory; Initiative was not evaluated in 2011, assumptions as per 2009 evaluation.
EnWin Green Suites | Program run exclusively in ENWIN Utilities Ltd. service territory; Initiative was not evaluated in 2011 or 2012, assumptions as per 2010 evaluation.

## Reference Tables
Consumer Program Allocation Methodology
Results can be allocated based on average of 2008 & 2009 residential throughput for each LDC (below) when additional information is not available. Source: OEB Yearbook Data 2008 & 2009
Local Distribution Company | Allocation
Algoma Power Inc. | 0.2207%
Atikokan Hydro Inc. | 0.02654%
Attawapiskat Power Corporation | 0.02545%
Bluewater Power Distribution Corporation | 0.646%
Brant County Power Inc. | 0.1979%
Brantford Power Inc. | 0.7255%
Burlington Hydro Inc. | 1.376%
Cambridge and North Dumfries Hydro Inc. | 0.9578%
Canadian Niagara Power Inc. | 0.511%
Centre Wellington Hydro Ltd. | 0.1129%
Chapleau Public Utilities Corporation | 0.03786%
COLLUS Power Corporation | 0.2858%
Cooperative Hydro Embrun Inc. | 0.04942%
E.L.K. Energy Inc. | 0.227%
Enersource Hydro Mississauga Inc. | 3.926%
ENTEGRUS | 0.5767%
ENWIN Utilities Ltd. | 1.554%
Erie Thames Powerlines Corporation | 0.3535%
Espanola Regional Hydro Distribution Corporation | 0.08213%
Essex Powerlines Corporation | 0.6539%
Festival Hydro Inc. | 0.3498%
Fort Albany Power Corporation | 0.02125%
Fort Frances Power Corporation | 0.09947%
Greater Sudbury Hydro Inc. | 1.028%
Grimsby Power Inc. | 0.2279%
Guelph Hydro Electric Systems Inc. | 0.8983%
Haldimand County Hydro Inc. | 0.4244%
Halton Hills Hydro Inc. | 0.5475%
Hearst Power Distribution Company Limited | 0.06674%
Horizon Utilities Corporation | 4.043%
Hydro 2000 Inc. | 0.03896%
Hydro Hawkesbury Inc. | 0.1394%
Hydro One Brampton Networks Inc. | 2.818%
Hydro One Networks Inc. | 29.98%
Hydro Ottawa Limited | 5.595%
Innisfil Hydro Distribution Systems Limited | 0.3951%
Kashechewan Power Corporation | 0.02856%
Kenora Hydro Electric Corporation Ltd. | 0.09892%
Kingston Hydro Corporation | 0.5014%
Kitchener-Wilmot Hydro Inc. | 1.631%
Lakefront Utilities Inc. | 0.1907%
Lakeland Power Distribution Ltd. | 0.2047%
London Hydro Inc. | 2.731%
Middlesex Power Distribution Corporation | 0.146%
Midland Power Utility Corporation | 0.1196%
Milton Hydro Distribution Inc. | 0.5695%
Newmarket - Tay Power Distribution Ltd. | 0.6607%
Niagara Peninsula Energy Inc. | 0.9945%
Niagara-on-the-Lake Hydro Inc. | 0.1586%
Norfolk Power Distribution Inc. | 0.3495%
North Bay Hydro Distribution Limited | 0.5333%
Northern Ontario Wires Inc. | 0.1061%
Oakville Hydro Electricity Distribution Inc. | 1.463%
Orangeville Hydro Limited | 0.212%
Orillia Power Distribution Corporation | 0.2722%
Oshawa PUC Networks Inc. | 1.228%
Ottawa River Power Corporation | 0.1974%
Parry Sound Power Corporation | 0.08592%
Peterborough Distribution Incorporated | 0.7132%
PowerStream Inc. | 6.638%
PUC Distribution Inc. | 0.8687%
Renfrew Hydro Inc. | 0.07752%
Rideau St. Lawrence Distribution Inc. | 0.112%
Sioux Lookout Hydro Inc. | 0.08405%
St. Thomas Energy Inc. | 0.2939%
Thunder Bay Hydro Electricity Distribution Inc. | 0.8738%
Tillsonburg Hydro Inc. | 0.128%
Toronto Hydro-Electric System Limited | 12.8%
Veridian Connections Inc. | 2.353%
Wasaga Distribution Inc. | 0.1799%
Waterloo North Hydro Inc. | 1.002%
Welland Hydro-Electric System Corp. | 0.3879%
Wellington North Power Inc. | 0.06324%
West Coast Huron Energy Inc. | 0.06533%
Westario Power Inc. | 0.5411%
Whitby Hydro Electric Corporation | 0.8651%
Woodstock Hydro Services Inc. | 0.2548%

## Glossary
Reporting Glossary
Annual: the peak demand or energy savings that occur in a given year (includes resource savings from new program activity and resource savings persisting from previous years).
Cumulative Energy Savings: represents the sum of the annual energy savings that accrue over a defined period (in the context of this report the defined period is 2011 - 2014). This concept does not apply to peak demand savings.
End-User Level: resource savings in this report are measured at the customer level as opposed to the generator level (the difference being line losses).
Free-ridership: the percentage of participants who would have implemented the program measure or practice in the absence of the program.
Incremental: the new resource savings attributable to activity procured in a particular reporting period based on when the savings are considered to 'start'.
Initiative: a Conservation & Demand Management offering focusing on a particular opportunity or customer end-use (i.e. Retrofit, Fridge & Freezer Pickup).
Net-to-Gross Ratio: The ratio of net savings to gross savings, which takes into account factors such as free‐ridership and spillover
Net Energy Savings (MWh): energy savings attributable to conservation and demand management activities net of free-riders, etc.
Net Peak Demand Savings (MW): peak demand savings attributable to conservation and demand management activities net of free-riders, etc.
Program: a group of initiatives that target a particular market sector (e.g. Consumer, Industrial).
Realization Rate: A comparison of observed or measured (evaluated) information to original reported savings which is used to adjust the gross savings estimates.
Settlement Account: the grouping of demand response facilities (contributors) into one contractual agreement
Spillover: Reductions in energy consumption and/or demand caused by the presence of the energy efficiency program, beyond the program-related gross savings of the participants. There can be participant and/or non-participant spillover.
Unit: for a specific initiative the relevant type of activity acquired in the market place (i.e. appliances picked up, projects completed, coupons redeemed).

## LDC - Results (Gross)
Table 11: Renfrew Hydro Inc. Initiative and Program Level Gross Savings by Year
Initiative | Unit | Gross Incremental Peak Demand Savings (kW) (new peak demand savings from activity within the specified reporting period) |  |  |  | Gross Incremental Energy Savings (kWh) (new energy savings from activity within the specified reporting period)
|  | 2011 | 2012 | 2013 | 2014 | 2011 | 2012 | 2013 | 2014
Consumer Program
Appliance Retirement** | Appliances | 4.247 | 2.154 | 4.842 | 5.561 | 32075.741 | 15396.277 | 29395.779 | 31634.153
Appliance Exchange** | Appliances | 0.178 | 0.786 | 2.362 | 7.086 | 202.086 | 1399.434 | 4211.474 | 12634.423
HVAC Incentives | Equipment | 61.334 | 47.356 | 44.186 | 59.134 | 121112.782 | 88471.513 | 83594.393 | 114175.134
Conservation Instant Coupon Booklet | Items | 0.81 | 0.179 | 0.359 | 1.195 | 13613.743 | 1027.795 | 5303.893 | 15036.374
Bi-Annual Retailer Event | Items | 1.166 | 1.257 | 0.885 | 3.586 | 20851.469 | 22652.037 | 12744.804 | 54459.07
Retailer Co-op | Items | 0 | 0 | 0 | 0 | 0 | 0 | 0 | 0
Residential Demand Response | Devices | 29.68 | 24.713 | 36.499 | 68.295 | 76.85 | 190.531 | 141.909 | 0
Residential Demand Response (IHD) | Devices | 0 | 0 | 0 | 0 | 0 | 0 | 0 | 0
Residential New Construction | Homes | 0 | 0 | 0 | 0 | 0 | 0 | 0 | 0
Consumer Program Total |  | 97.415 | 76.445 | 89.133 | 144.857 | 187932.671 | 129137.587 | 135392.252 | 227939.154
Business Program
Retrofit | Projects | 105.898 | 90.671 | 30.017 | 28.855 | 300135.611 | 351071.645 | 160695.931 | 221332.13
Direct Install Lighting | Projects | 12.822 | 8.696 | 13.683 | 4.326 | 41017.263 | 25217.148 | 41451.666 | 16730.884
Building Commissioning | Buildings | 0 | 0 | 0 | 0 | 0 | 0 | 0 | 0
New Construction | Buildings | 0 | 0 | 0 | 0 | 0 | 0 | 0 | 0
Energy Audit | Audits | 0 | 0 | 0 | 19.803 | 0 | 0 | 0 | 97278.048
Small Commercial Demand Response | Devices | 0 | 0 | 0 | 0 | 0 | 0 | 0 | 0
Small Commercial Demand Response (IHD) | Devices | 0 | 0 | 0 | 0 | 0 | 0 | 0 | 0
Demand Response 3 | Facilities | 0 | 0 | 0 | 0 | 0 | 0 | 0 | 0
Business Program Total |  | 118.72 | 99.367 | 43.7 | 52.984 | 341152.874 | 376288.793 | 202147.597 | 335341.062
Industrial Program
Process & System Upgrades | Projects | 0 | 0 | 0 | 0 | 0 | 0 | 0 | 0
Monitoring & Targeting | Projects | 0 | 0 | 0 | 0 | 0 | 0 | 0 | 0
Energy Manager | Projects | 0 | 0 | 0 | 0 | 0 | 0 | 0 | 0
Retrofit | Projects | 2.468 | 0 | 0 | 0 | 9268.314 | 0 | 0 | 0
Demand Response 3 | Facilities | 0 | 0 | 0 | 0 | 0 | 0 | 0 | 0
Industrial Program Total |  | 2.468 | 0 | 0 | 0 | 9268.314 | 0 | 0 | 0
Home Assistance Program
Home Assistance Program | Homes | 0 | 0 | 1.065 | 0 | 0 | 0 | 12343.954 | 0
Home Assistance Program Total |  | 0 | 0 | 1.065 | 0 | 0 | 0 | 12343.954 | 0
Aboriginal Program
Home Assistance Program | Homes | 0 | 0 | 0 | 0 | 0 | 0 | 0 | 0
Direct Install Lighting | Projects | 0 | 0 | 0 | 0 | 0 | 0 | 0 | 0
Aboriginal Program Total |  | 0 | 0 | 0 | 0 | 0 | 0 | 0 | 0
Pre-2011 Programs completed in 2011
Electricity Retrofit Incentive Program | Projects | 40.749 | 0 | 0 | 0 | 248153.038 | 0 | 0 | 0
High Performance New Construction | Projects | 0.113 | 0.175 | 0 | 0 | 580.011 | 169.729 | 0 | 0
Toronto Comprehensive | Projects | 0 | 0 | 0 | 0 | 0 | 0 | 0 | 0
Multifamily Energy Efficiency Rebates | Projects | 0 | 0 | 0 | 0 | 0 | 0 | 0 | 0
LDC Custom Programs | Projects | 0 | 0 | 0 | 0 | 0 | 0 | 0 | 0
Pre-2011 Programs completed in 2011 Total |  | 40.862 | 0.175 | 0 | 0 | 248733.049 | 169.729 | 0 | 0
Other
Program Enabled Savings | Projects | 0 | 0 | 0 | 0 | 0 | 0 | 0 | 0
Time-of-Use Savings | Homes | 0 | 0 | 0 | 43.258 | 0 | 0 | 0 | 0
LDC Pilots | Projects | 0 | 0 | 0 | 0 | 0 | 0 | 0 | 0
Other Total |  | 0 | 0 | 0 | 43.258 | 0 | 0 | 0 | 0
Adjustments to 2011 Verified Results |  |  | -10.416 | 0 | 0 |  | -17684.739 | 0 | 0
Adjustments to 2012 Verified Results |  |  |  | 1.183 | 0 |  |  | 2291.112 | 0
Adjustments to 2013 Verified Results |  |  |  |  | 43.3067 |  |  |  | 251697.9709
Energy Efficiency Total |  | 229.785 | 151.274 | 97.399 | 172.804 | 787010.058 | 505405.578 | 349741.894 | 563280.216
Demand Response Total |  | 29.68 | 24.713 | 36.499 | 68.295 | 76.85 | 190.531 | 141.909 | 0
Adjustments to Previous Years' Verified Results Total |  | 0 | -10.416 | 1.183 | 43.307 | 0 | -17684.739 | 2291.112 | 251697.971
OPA-Contracted LDC Portfolio Total (inc. Adjustments) |  | 259.465 | 165.571 | 135.081 | 284.406 | 787086.908 | 487911.37 | 352174.915 | 814978.187
Activity and savings for Demand Response resources for each year represent the savings from all active facilities or devices contracted since January 1, 2011 (reported cumulatively). |  | *Includes adjustments after Final Reports were issued |  |  |  |  | Gross results are presented for informational purposes only and are not considered official 2014 Final Verified Results **Net results substituted for gross results due to unavailability of data
Results presented using scenario 1 which assumes that demand response resources have a persistence of 1 year

## LDC - Adjustments (Gross)
Table 12: Adjustments to Renfrew Hydro Inc. Gross Verified Results due to Variances
Initiative | Unit | Gross Incremental Peak Demand Savings (kW) (new peak demand savings from activity within the specified reporting period) |  |  |  | Gross Incremental Energy Savings (kWh) (new energy savings from activity within the specified reporting period)
|  | 2011 | 2012 | 2013 | 2014 | 2011 | 2012 | 2013 | 2014
Consumer Program
Appliance Retirement | Appliances | 0 | 0 | 0 |  | 0 | 0 | 0
Appliance Exchange | Appliances | 0 | 0 | 0 |  | 0 | 0 | 0
HVAC Incentives | Equipment | -11.339 | 1.183 | 1.122 |  | -21819.346 | 2291.112 | 2179.048
Conservation Instant Coupon Booklet | Items | 0.011 | 0 | 0.001 |  | 198.424 | 0 | 16
Bi-Annual Retailer Event | Items | 0.09 | 0 | 0 |  | 1839.953 | 0 | 0
Retailer Co-op | Items | 0 | 0 | 0 |  | 0 | 0 | 0
Residential Demand Response | Devices | 0 | 0 | 0 |  | 0 | 0 | 0
Residential Demand Response (IHD) | Devices | 0 | 0 | 0 |  | 0 | 0 | 0
Residential New Construction | Homes | 0 | 0 | 0 |  | 0 | 0 | 0
Consumer Program Total |  | -11.238 | 1.183 | 1.123 |  | -19780.969 | 2291.112 | 2195.048
Business Program
Retrofit | Projects | 0 | 0 | 14.945 |  | 0 | 0 | 83363.86
Direct Install Lighting | Projects | 0.822 | 0 | 0.366 |  | 2096.23 | 0 | 1294.399
Building Commissioning | Buildings | 0 | 0 | 0 |  | 0 | 0 | 0
New Construction | Buildings | 0 | 0 | 0 |  | 0 | 0 | 0
Energy Audit | Audits | 0 | 0 | 26.872 |  | 0 | 0 | 146718.614
Small Commercial Demand Response | Devices | 0 | 0 | 0 |  | 0 | 0 | 0
Small Commercial Demand Response (IHD) | Devices | 0 | 0 | 0 |  | 0 | 0 | 0
Demand Response 3 | Facilities | 0 | 0 | 0 |  | 0 | 0 | 0
Business Program Total |  | 0.822 | 0 | 42.183 |  | 2096.23 | 0 | 231376.873
Industrial Program
Process & System Upgrades | Projects | 0 | 0 | 0 |  | 0 | 0 | 0
Monitoring & Targeting | Projects | 0 | 0 | 0 |  | 0 | 0 | 0
Energy Manager | Projects | 0 | 0 | 0 |  | 0 | 0 | 0
Retrofit | Projects | 0 | 0 | 0 |  | 0 | 0 | 0
Demand Response 3 | Facilities | 0 | 0 | 0 |  | 0 | 0 | 0
Industrial Program Total |  | 0 | 0 | 0 |  | 0 | 0 | 0
Home Assistance Program
Home Assistance Program | Homes | 0 | 0 | 2.169 |  | 0 | 0 | 18190.537
Home Assistance Program Total |  | 0 | 0 | 2.169 |  | 0 | 0 | 18190.537
Aboriginal Program
Home Assistance Program | Homes | 0 | 0 | 0 |  | 0 | 0 | 0
Direct Install Lighting | Projects | 0 | 0 | 0 |  | 0 | 0 | 0
Aboriginal Program Total |  | 0 | 0 | 0 |  | 0 | 0 | 0
Pre-2011 Programs completed in 2011
Electricity Retrofit Incentive Program | Projects | 0 | 0 | 0 |  | 0 | 0 | 0
High Performance New Construction | Projects | 0 | 0 | 0 |  | 0 | 0 | 0
Toronto Comprehensive | Projects | 0 | 0 | 0 |  | 0 | 0 | 0
Multifamily Energy Efficiency Rebates | Projects | 0 | 0 | 0 |  | 0 | 0 | 0
LDC Custom Programs | Projects | 0 | 0 | 0 |  | 0 | 0 | 0
Pre-2011 Programs completed in 2011 Total |  | 0 | 0 | 0 |  | 0 | 0 | 0
Other
Program Enabled Savings | Projects | 0 | 0 | 0 |  | 0 | 0 | 0
Time-of-Use Savings | Homes | 0 | 0 | 0 |  | 0 | 0 | 0
LDC Pilots | Projects | 0 | 0 | 0 |  | 0 | 0 | 0
Other Total |  | 0 | 0 | 0 |  | 0 | 0 | 0
Adjustments to 2011 Verified Results |  | -10.416 |  |  |  | -17684.739
Adjustments to 2012 Verified Results |  |  | 1.183 |  |  |  | 2291.112
Adjustments to 2013 Verified Results |  |  |  | 45.475 |  |  |  | 251762.458
Total Adjustments to Previous Years' Verified Results |  | -10.416 | 1.183 | 45.475 |  | -17684.739 | 2291.112 | 251762.458
Activity and savings for Demand Response resources for each year represent the savings from all active facilities or devices contracted since January 1, 2011 (reported cumulatively). |  | Gross results are presented for informational purposes only and are not considered official 2014 Final Verified Results

## Provincial - Results (Gross) (hidden)
Table 13: Province-Wide Initiatives and Program Level Gross Savings by Year
Initiative | Unit | Gross Incremental Peak Demand Savings (kW) (new peak demand savings from activity within the specified reporting period) |  |  |  | Gross Incremental Energy Savings (kWh) (new energy savings from activity within the specified reporting period)
|  | 2011 | 2012 | 2013 | 2014 | 2011 | 2012 | 2013 | 2014
Consumer Program
Appliance Retirement** | Appliances | 6750.411 | 2011.341 | 3150.611 | 3579.349 | 45971626.598 | 13424518.166 | 18616239.147 | 20315769.764
Appliance Exchange** | Appliances | 719.296 | 555.882 | 2100.94 | 2237.932 | 873530.843 | 974620.649 | 3746106.324 | 3990371.829
HVAC Incentives | Equipment | 53209.034 | 38345.996 | 40418.115 | 48467.068 | 99413430.127 | 66929212.705 | 71225037.41 | 90274814.278
Conservation Instant Coupon Booklet | Items | 1184.204 | 230.9 | 463.717 | 1441.535 | 19192453.388 | 1325898.352 | 6842243.692 | 19000253.543
Bi-Annual Retailer Event | Items | 1504.021 | 1622.227 | 1141.694 | 4625.745 | 26899264.635 | 29222072.443 | 16441328.576 | 70254471.005
Retailer Co-op | Items | 0.181 | 0 | 0 | 0 | 3917.459 | 0 | 0 | 0
Residential Demand Response | Devices | 10390.02 | 49038.117 | 93076.134 | 117513.454 | 23597.3 | 359408.388 | 390302.721 | 8378.984
Residential Demand Response (IHD) | Devices | 0 | 0 | 0 | 0 | 0 | 0 | 0 | 0
Residential New Construction | Homes | 0.12 | 0.964 | 29.011 | 586.506 | 1813 | 4884 | 259825.963 | 3699786.28
Consumer Program Total |  | 73757.287 | 91805.427 | 140380.222 | 178451.589 | 192379633.35 | 112240614.703 | 117521083.833 | 207543845.683
Business Program
Retrofit | Projects | 34201.165 | 78964.931 | 82896.208 | 98848.547 | 184070265.215 | 387817248.472 | 478410896.352 | 642515421.42
Direct Install Lighting | Projects | 22155.462 | 20468.902 | 19806.576 | 24793.878 | 65777197.1 | 68896046.46 | 68140248.61 | 89528509.337
Building Commissioning | Buildings | 0 | 0 | 0 | 987.895 | 0 | 0 | 0 | 1513376.697
New Construction | Buildings | 246.617 | 1595.758 | 2933.968 | 11911.499 | 823434.492 | 3755868.7 | 9183826.345 | 37742969.628
Energy Audit | Audits | 0 | 1449.609 | 4283.27 | 9366.753 | 0 | 7049351.25 | 23386108.094 | 46012516.597
Small Commercial Demand Response | Devices | 55.04 | 187.48 | 772.66 | 2116.212 | 131.04 | 1067.68 | 372.645 | 318.866
Small Commercial Demand Response (IHD) | Devices | 0 | 0 | 0 | 0 | 0 | 0 | 0 | 0
Demand Response 3 | Facilities | 21390 | 19388.862 | 23706.424 | 23379.796 | 633420.579 | 281823.311 | 346659.43 | 0
Business Program Total |  | 78048.284 | 122055.542 | 134399.106 | 171404.58 | 251304448.426 | 467801405.873 | 579468111.476 | 817313112.545
Industrial Program
Process & System Upgrades | Projects | 0 | 0 | 312.947 | 12286.854 | 0 | 0 | 2799746.077 | 90463617
Monitoring & Targeting | Projects | 0 | 0 | 0 | 101.93 | 0 | 0 | 0 | 502517
Energy Manager | Projects | 0 | 1034.233 | 3952.919 | 5767.479 | 0 | 7067535 | 24438069.533 | 44929363.884
Retrofit | Projects | 6372.274 | 0 | 0 | 0 | 38412407.568 | 0 | 0 | 0
Demand Response 3 | Facilities | 176180 | 74055.769 | 162543.382 | 166081.808 | 4243958.305 | 1784711.647 | 4309160.102 | 0
Industrial Program Total |  | 182552.274 | 75090.002 | 166809.248 | 184238.071 | 42656365.873 | 8852246.647 | 31546975.712 | 135895497.884
Home Assistance Program
Home Assistance Program | Homes | 3.517 | 1776.572 | 2361.352 | 2466.268 | 56119.19 | 5524230.311 | 20987274.85 | 19582658.018
Home Assistance Program Total |  | 3.517 | 1776.572 | 2361.352 | 2466.268 | 56119.19 | 5524230.311 | 20987274.85 | 19582658.018
Aboriginal Program
Home Assistance Program | Homes | 0 | 0 | 267.014 | 548.645 | 0 | 0 | 1609392.843 | 3101207.367
Direct Install Lighting | Projects | 0 | 0 | 0 | 0 | 0 | 0 | 0 | 0
Aboriginal Program Total |  | 0 | 0 | 267.014 | 548.645 | 0 | 0 | 1609392.843 | 3101207.367
Pre-2011 Programs completed in 2011
Electricity Retrofit Incentive Program | Projects | 40417.5489 | 0 | 0 | 0 | 223956390.0195 | 0 | 0 | 0
High Performance New Construction | Projects | 10196.8814 | 6501.012 | 772 | 268.2 | 52371182.9028 | 23803887.632 | 3522240 | 1377475.2
Toronto Comprehensive | Projects | 33466.6672 | 0 | 0 | 801.8491 | 174070574.3609 | 0 | 0 | 7085257.426
Multifamily Energy Efficiency Rebates | Projects | 2553.4188 | 0 | 0 | 0 | 9774791.7754 | 0 | 0 | 0
LDC Custom Programs | Projects | 534.432 | 0 | 0 | 0 | 649140.252 | 0 | 0 | 0
Pre-2011 Programs completed in 2011 Total |  | 87168.9483 | 6501.012 | 772 | 1070.0491 | 460822079.3106 | 23803887.632 | 3522240 | 8462732.626
Other
Program Enabled Savings | Projects | 0 | 2176.729 | 3692.27 | 5500.199 | 0 | 525010.8239 | 4075381.92 | 19035337.236
Time-of-Use Savings | Homes | 0 | 0 | 0 | 54795.417 | 0 | 0 | 0 | 0
LDC Pilots | Projects | 0 | 0 | 0 | 1170.267 | 0 | 0 | 0 | 5061522.191
Other Total |  | 0 | 2176.729 | 3692.27 | 60295.616 | 0 | 525010.8239 | 4075381.92 | 19035337.236
Adjustments to 2011 Verified Results |  |  | 13265.5685 | 645.131 | 1600.7732 |  | 48705293.8921 | 20580.6737 | 6028.2927
Adjustments to 2012 Verified Results |  |  |  | 8631.5541 | 13448.5243 |  |  | 54301892.9077 | 59098939.2166
Adjustments to 2013 Verified Results |  |  |  |  | 34727.4684 |  |  |  | 206413157.5343
Energy Efficiency Total |  | 213515.2503 | 156735.056 | 168582.612 | 289383.5481 | 942317538.9256 | 616320384.9639 | 753683965.736 | 1210925693.509
Demand Response Total |  | 208015.06 | 142670.228 | 280098.6 | 309091.27 | 4901107.224 | 2427011.026 | 5046494.898 | 8697.85
Adjustments to Previous Years' Verified Results Total |  | 0 | 13265.5685 | 9276.6851 | 49776.7659 | 0 | 48705293.8921 | 54322473.5814 | 265518125.0436
OPA-Contracted LDC Portfolio Total (inc. Adjustments) |  | 421530.3103 | 312670.8525 | 457957.8971 | 648251.584 | 947218646.1496 | 667452689.8821 | 813052934.2154 | 1476452516.4026
Activity and savings for Demand Response resources for each year represent the savings from all active facilities or devices contracted since January 1, 2011 (reported cumulatively). |  | Gross results are presented for informational purposes only and are not considered official 2014 Final Verified Results **Net results substituted for gross results due to unavailability of data

## Provincial - Adjustment (Gross) (hidden)
Table 14: Adjustments to Province-Wide Gross Verified Results due to Variances
Initiative | Unit | Gross Incremental Peak Demand Savings (kW) (new peak demand savings from activity within the specified reporting period) |  |  |  | Gross Incremental Energy Savings (kWh) (new energy savings from activity within the specified reporting period)
|  | 2011 | 2012 | 2013 | 2014 | 2011 | 2012 | 2013 | 2014
Consumer Program
Appliance Retirement | Appliances | 0 | 0 | 0 |  | 0 | 0 | 0
Appliance Exchange | Appliances | 0 | 0 | 0 |  | 0 | 0 | 0
HVAC Incentives | Equipment | -8759.491 | 1090.625 | 2156.644 |  | -16241086.337 | 1952473.485 | 3873448.6102
Conservation Instant Coupon Booklet | Items | 14.606 | 0 | 1.484 |  | 255975.445 | 0 | 20668
Bi-Annual Retailer Event | Items | 116.609 | 0 | 0 |  | 2373616.473 | 0 | 0
Retailer Co-op | Items | 0 | 0 | 0 |  | 0 | 0 | 0
Residential Demand Response | Devices | 0 | 0 | 0 |  | 0 | 0 | 0
Residential Demand Response (IHD) | Devices | 0 | 0 | 0 |  | 0 | 0 | 0
Residential New Construction | Homes | 0.537 | 1.198 | 114.78 |  | 330092.555 | 2009.28 | 701488.4476
Consumer Program Total |  | -8627.739 | 1091.823 | 2272.908 |  | -13281401.864 | 1954482.765 | 4595605.0578
Business Program
Retrofit | Projects | 4511.48 | 10113.992 | 16584.047 |  | 22046930.66 | 58528788.693 | 108677565.7125
Direct Install Lighting | Projects | 541.118 | 216.738 | 48.656 |  | 1346618.346 | 781858.382 | 174459.5491
Building Commissioning | Buildings | 0 | 0 | 0 |  | 0 | 0 | 0
New Construction | Buildings | 3287.329 | 2672.578 | 4150.764 |  | 11323593 | 9884304.59 | 15992924.0795
Energy Audit | Audits | 656.159 | 487.62 | 3630.583 |  | 2391744.174 | 2386374.458 | 19822523.8334
Small Commercial Demand Response | Devices | 0 | 0 | 0 |  | 0 | 0 | 0
Small Commercial Demand Response (IHD) | Devices | 0 | 0 | 0 |  | 0 | 0 | 0
Demand Response 3 | Facilities | 0 | 0 | 0 |  | 0 | 0 | 0
Business Program Total |  | 8996.086 | 13490.928 | 24414.05 |  | 37108886.18 | 71581326.123 | 144667473.1744
Industrial Program
Process & System Upgrades | Projects | 0 | 0 | 426.37 |  | 0 | 0 | 1232785
Monitoring & Targeting | Projects | 0 | 0 | 54.26 |  | 0 | 528000 | 639348
Energy Manager | Projects | 29.45 | 1070.796 | 2687.113 |  | 0 | 8968006.741 | 28893595.668
Retrofit | Projects | 0 | 0 | 0 |  | 0 | 0 | 0
Demand Response 3 | Facilities | 0 | 0 | 0 |  | 0 | 0 | 0
Industrial Program Total |  | 29.45 | 1070.796 | 3167.743 |  | 0 | 9496006.741 | 30765728.668
Home Assistance Program
Home Assistance Program | Homes | 0 | 222.087 | 791.216 |  | 0 | 1316748.861 | 4321794.2275
Home Assistance Program Total |  | 0 | 222.087 | 791.216 |  | 0 | 1316748.861 | 4321794.2275
Aboriginal Program
Home Assistance Program | Homes | 0 | 0 | 134.351 |  | 0 | 0 | 563714.8831
Direct Install Lighting | Projects | 0 | 0 | 0 |  | 0 | 0 | 0
Aboriginal Program Total |  | 0 | 0 | 134.351 |  | 0 | 0 | 563714.8831
Pre-2011 Programs completed in 2011
Electricity Retrofit Incentive Program | Projects | 265.769 | 0 | 0 |  | 1049108.051 | 0 | 0
High Performance New Construction | Projects | 13071.619 | 726.51 | 404.88 |  | 23905663 | 5665065.56 | 1535047.68
Toronto Comprehensive | Projects | 0 | 1920.394 | 528.806 |  | 0 | 12924334.89 | 3783964.94
Multifamily Energy Efficiency Rebates | Projects | 0 | 0 | 0 |  | 0 | 0 | 0
LDC Custom Programs | Projects | 0 | 0 | 0 |  | 0 | 0 | 0
Pre-2011 Programs completed in 2011 Total |  | 13337.388 | 2646.904 | 933.686 |  | 24954771.051 | 18589400.45 | 5319012.62
Other
Program Enabled Savings | Projects | 1776.289 | 3712.307 | 2020.314 |  | 1673711.84 | 11481687.264 | 10688563.6167
Time-of-Use Savings | Homes | 0 | 0 | 0 |  | 0 | 0 | 0
LDC Pilots | Projects | 0 | 0 | 0 |  | 0 | 0 | 0
Other Total |  | 1776.289 | 3712.307 | 2020.314 |  | 1673711.84 | 11481687.264 | 10688563.6167
Adjustments to 2011 Verified Results |  | 15511.474 |  |  |  | 50455967.207
Adjustments to 2012 Verified Results |  |  | 22234.845 |  |  |  | 114419652.204
Adjustments to 2013 Verified Results |  |  |  | 33734.268 |  |  |  | 200921892.2475
Adjustments to Previous Years' Verified Results Total |  | 15511.474 | 22234.845 | 33734.268 |  | 50455967.207 | 114419652.204 | 200921892.2475
Activity and savings for Demand Response resources for each year represent the savings from all active facilities or devices contracted since January 1, 2011 (reported cumulatively). |  | *Includes adjustments after Final Reports were issued |  |  |  | Gross results are presented for informational purposes only and are not considered official 2014 Final Verified Results
Results presented using scenario 1 which assumes that demand response resources have a persistence of 1 year

## LDCResults(Gross) (hidden)
LDC | Renfrew Hydro Inc.
Initiative | Unit | Incremental Activity (new program activity occurring within the specified reporting period) |  |  |  | Gross Incremental Peak Demand Savings (kW) (new peak demand savings from activity within the specified reporting period) |  |  |  | Gross Incremental Energy Savings (kWh) (new energy savings from activity within the specified reporting period)
|  | 2011 | 2012 | 2013 | 2014 | 2011 | 2012 | 2013 | 2014 | 2011 | 2012 | 2013 | 2014
Consumer Program
Appliance Retirement | Appliances |  |  |  |  | 4.2472 | 0.11807 | 4.8417 | 5.561 | 32075.741 | 834.8559 | 29395.7795 | 31634.153
Appliance Exchange | Appliances |  |  |  |  | 0.17824 | 0.25408 | 2.3619 | 7.0858 | 202.0863 | 452.5705 | 4211.4742 | 12634.4227
HVAC Incentives | Equipment |  |  |  |  | 61.3343 | 47.3565 | 44.1857 | 59.1338 | 121112.7816 | 88471.5133 | 83594.3926 | 114175.1336
Conservation Instant Coupon Booklet | Items |  |  |  |  | 0.80977 | 0.17899 | 0.35946 | 1.1952 | 13613.7426 | 1027.795 | 5303.8935 | 15036.3743
Bi-Annual Retailer Event | Items |  |  |  |  | 1.1659 | 1.2575 | 0.88501 | 3.5857 | 20851.4692 | 22652.0372 | 12744.8041 | 54459.0702
Retailer Co-op | Items |  |  |  |  | 0 | 0 | 0 | 0 | 0 | 0 | 0 | 0
Residential Demand Response (switch/pstat) | Devices |  |  |  |  | 29.68 | 24.713 | 36.4987 | 68.2954 | 76.85 | 190.5306 | 141.9095 | 0
Residential Demand Response (IHD) | Devices |  |  |  |  | 0 | 0 | 0 | 0 | 0 | 0 | 0 | 0
Residential New Construction | Homes |  |  |  |  | 0 | 0 | 0 | 0 | 0 | 0 | 0 | 0
Consumer Program Total | [5 empty] | 97.4153 | 73.8781 | 89.1325 | 144.8569 | 187932.6708 | 113629.3025 | 135392.2532 | 227939.1538
Business Program
Retrofit | Projects |  |  |  |  | 105.8975 | 90.6714 | 30.0172 | 28.8547 | 300135.6114 | 351071.6452 | 160695.9311 | 221332.1297
Direct Install Lighting | Projects |  |  |  |  | 12.8222 | 8.696 | 13.6825 | 4.3263 | 41017.263 | 25217.148 | 41451.6656 | 16730.8837
Building Commissioning | Buildings |  |  |  |  | 0 | 0 | 0 | 0 | 0 | 0 | 0 | 0
New Construction | Buildings |  |  |  |  | 0 | 0 | 0 | 0 | 0 | 0 | 0 | 0
Energy Audit | Audits |  |  |  |  | 0 | 0 | 0 | 19.8029 | 0 | 0 | 0 | 97278.0478
Small Commercial Demand Response (switch/pstat) | Devices |  |  |  |  | 0 | 0 | 0 | 0 | 0 | 0 | 0 | 0
Small Commercial Demand Response (IHD) | Devices |  |  |  |  | 0 | 0 | 0 | 0 | 0 | 0 | 0 | 0
Business Demand Response 3 | Facilities |  |  |  |  | 0 | 0 | 0 | 0 | 0 | 0 | 0 | 0
Business Program Total | [5 empty] | 118.7197 | 99.3674 | 43.6997 | 52.9839 | 341152.8744 | 376288.7932 | 202147.5967 | 335341.0612 | 0
Industrial Program
Process & System Upgrades | Projects |  |  |  |  | 0 | 0 | 0 | 0 | 0 | 0 | 0 | 0
Monitoring & Targeting | Projects |  |  |  |  | 0 | 0 | 0 | 0 | 0 | 0 | 0 | 0
Energy Manager | Projects |  |  |  |  | 0 | 0 | 0 | 0 | 0 | 0 | 0 | 0
Retrofit (part of the C&I program schedule) | Projects |  |  |  |  | 2.4678 | 0 | 0 | 0 | 9268.3139 | 0 | 0 | 0
Demand Response 3 | Facilities |  |  |  |  | 0 | 0 | 0 | 0 | 0 | 0 | 0 | 0
Industrial Program Total | [5 empty] | 2.4678 | 0 | 0 | 0 | 9268.3139 | 0 | 0 | 0
Home Assistance Program
Home Assistance Program | Homes |  |  |  |  | 0 | 0 | 1.0649 | 0 | 0 | 0 | 12343.9539 | 0
Home Assistance Program Total | [5 empty] | 0 | 0 | 1.0649 | 0 | 0 | 0 | 12343.9539 | 0 | 0
Aboriginal Program
Home Assistance Program Aboriginal | Homes |  |  |  |  | 0 | 0 | 0 | 0 | 0 | 0 | 0 | 0
Direct Install Lighting Aboriginal | Projects |  |  |  |  | 0 | 0 | 0 | 0 | 0 | 0 | 0 | 0
Aboriginal Program Total | [5 empty] | 0 | 0 | 0 | 0 | 0 | 0 | 0 | 0
Pre-2011 Programs completed in 2011
Electricity Retrofit Incentive Program | Projects |  |  |  |  | 40.7488 | 0 | 0 | 0 | 248153.0382 | 0 | 0 | 0
High Performance New Construction | Projects |  |  |  |  | 0.11293 | 0.17519 | 0 | 0 | 580.0109 | 169.7286 | 0 | 0
Toronto Comprehensive | Projects |  |  |  |  | 0 | 0 | 0 | 0 | 0 | 0 | 0 | 0
Multifamily Energy Efficiency Rebates | Projects |  |  |  |  | 0 | 0 | 0 | 0 | 0 | 0 | 0 | 0
LDC Custom Programs | Projects |  |  |  |  | 0 | 0 | 0 | 0 | 0 | 0 | 0 | 0
Pre-2011 Programs completed in 2011 Total | [5 empty] | 40.8618 | 0.17519 | 0 | 0 | 248733.0491 | 169.7286 | 0 | 0
Other
Program Enabled Savings | Projects |  |  |  |  | 0 | 0 | 0 | 0 | 0 | 0 | 0 | 0
Time-of-Use Savings | Homes |  |  |  |  | 0 | 0 | 0 | 43.2582 | 0 | 0 | 0 | 43.2582
Other Total | [5 empty] | 0 | 0 | 0 | 43.2582 | 0 | 0 | 0 | 43.2582
Adjustments to 2011 Verified Results | [6 empty] | -10.4155 | 0 | 0 |  | -17684.7392 | 0 | 0
Adjustments to 2012 Verified Results | [7 empty] | 1.1827 | 0 |  |  | 2291.1119 | 0
Adjustments to 2013 Verified Results | [8 empty] | 43.3067 |  |  |  | 251697.9709
Energy Efficiency Total | [5 empty] | 229.7847 | 148.7077 | 97.3984 | 129.5453 | 787010.0582 | 489897.2937 | 349741.8944 | 563323.4733 | 0
Demand Response Total (Scenario 1) | [5 empty] | 29.68 | 24.713 | 36.4987 | 68.2954 | 76.85 | 190.5306 | 141.9095 | 0 | 0
Adjustments to Previous Years' Verified Results Total | [5 empty] | 0 | -10.4155 | 1.1827 | 43.3067 | 0 | -17684.7392 | 2291.1119 | 251697.9709 | 0
OPA-Contracted LDC Portfolio Total (inc. Adjustments) | [5 empty] | 259.4647 | 163.0052 | 135.0798 | 241.1474 | 787086.9082 | 472403.0851 | 352174.9157 | 815021.4441 | 0
Activity & savings for Demand Response resources for each year and quarter represent the savings from all active facilities or devices contracted since January 1, 2011. |  | Due to the limited timeframe of data, which didn’t include the summer months, 2012 IHD results have been deemed inconclusive. The IHD line item on the 2012 annual report will be left blank. Once a full year of data is available (2013 evaluation), and the savings are quantified, 2012 results will be updated to reflect the quantified savings.

## IncremLDC (hidden)
LDC | Renfrew Hydro Inc.
|  |  | Incremental Activity |  |  |  | Net Peak Demand Savings | [11 empty] | Net Peak Demand Savings |  |  |  | Net Energy Savings (Incremental) | [11 empty] | Net Energy Savings (Cumulative)
| Initiative | Unit | All Final Results |  |  |  | Final Results 2011 |  |  |  |  | Final Results 2012 |  |  |  | Final Results 2013 |  | Final Results 2014 | Progress towards 2014 (excluding DR) as of: |  |  |  | Final Results 2011 |  |  |  | Final Results 2012 |  |  |  | Final Results 2013 |  | Final Results 2014 |  | Progress towards 2014 (w/persistence) as of:
|  |  | 2011 | 2012 | 2013 | 2014 | 2011 | 2012 | 2013 | 2014 |  | 2012 | 2013 | 2014 |  | 2013 | 2014 | 2014 | 2011 | 2012 | 2013 | 2014 | 2011 | 2012 | 2013 | 2014 | 2012 | 2013 | 2014 |  | 2013 | 2014 | 2014 |  | 2011 | 2012 | 2013 | 2014
Consumer Program
| Appliance Retirement | Appliances | 38.1866 | 38.2566 | 32.0109 | 34.0109 | 2.2174 | 2.2174 | 2.2174 | 2.2172 |  | 2.1544 | 2.1544 | 2.1544 |  | 2.2164 | 2.2164 | 2.5071 | 2.2172 | 4.3717 | 6.5881 | 9.0953 | 16747.3364 | 16747.3364 | 16747.3364 | 16747.18 | 15396.277 | 15396.277 | 15396.277 |  | 13804.156 | 13804.156 | 14757.949 |  | 66989.1894 | 113178.0205 | 140786.3325 | 155544.2815
| Appliance Exchange | Appliances | 0.95578 | 5.2977 | 6 | 18 | 0.091859 | 0.091859 | 0.091859 | 0.024755 |  | 0.78567 | 0.78567 | 0.78567 |  | 1.2432 | 1.2432 | 3.7295 | 0.024755 | 0.81043 | 2.0536 | 5.7831 | 104.1482 | 104.1482 | 104.1482 | 44.1405 | 1399.4343 | 1399.4343 | 1399.4343 |  | 2216.6393 | 2216.6393 | 6649.9178 |  | 356.5852 | 4554.8882 | 8988.1667 | 15638.0845
| HVAC Incentives | Equipment | 88.8341 | 91.7201 | 86 | 107 | 36.6772 | 36.6772 | 36.6772 | 36.6772 |  | 23.0751 | 23.0751 | 23.0751 |  | 20.9113 | 20.9113 | 28.0723 | 36.6772 | 59.7523 | 80.6636 | 108.736 | 72159.9441 | 72159.9441 | 72159.9441 | 72159.9441 | 42958.4523 | 42958.4523 | 42958.4523 |  | 39356.5486 | 39356.5486 | 54130.8361 |  | 288639.7765 | 417515.1333 | 496228.2305 | 550359.0667
| Conservation Instant Coupon Booklet | Items | 410.5532 | 23.9456 | 269.717 | 942.2551 | 0.91386 | 0.91386 | 0.91386 | 0.91386 |  | 0.17861 | 0.17861 | 0.17861 |  | 0.40044 | 0.40044 | 2.0056 | 0.91386 | 1.0925 | 1.4929 | 3.4985 | 14982.0386 | 14982.0386 | 14982.0386 | 14982.0386 | 1083.8424 | 1083.8424 | 1083.8424 |  | 5974.6697 | 5974.6697 | 25886.6568 |  | 59928.1544 | 63179.6816 | 75129.0209 | 101015.6776
| Bi-Annual Retailer Event | Items | 738.0761 | 822.3771 | 732.3579 | 3739.9963 | 1.3034 | 1.3034 | 1.3034 | 1.3034 |  | 1.1472 | 1.1472 | 1.1472 |  | 0.91754 | 0.91754 | 6.235 | 1.3034 | 2.4507 | 3.3682 | 9.6032 | 22780.2471 | 22780.2471 | 22780.2471 | 22780.2471 | 20760.3169 | 20760.3169 | 20760.3169 |  | 13317.2758 | 13317.2758 | 95270.3854 |  | 91120.9884 | 153401.939 | 180036.4905 | 275306.8759
| Retailer Co-op | Items | 0 | 0 | 0 | 0 | 0 | 0 | 0 | 0 |  | 0 | 0 | 0 |  | 0 | 0 | 0 | 0 | 0 | 0 | 0 | 0 | 0 | 0 | 0 | 0 | 0 | 0 |  | 0 | 0 | 0 |  | 0 | 0 | 0 | 0
| Residential Demand Response | Devices | 53 | 55 | 72 | 121 | 29.68 | 0 | 0 | 0 |  | 24.713 | 0 | 0 |  | 36.4987 | 0 | 68.2954 | 0 | 0 | 0 | 68.2954 | 76.85 | 0 | 0 | 0 | 190.5306 | 0 | 0 |  | 141.9095 | 0 | 0 |  | 76.85 | 267.3806 | 409.2901 | 409.2901
| Residential Demand Response (IHD) | Devices | 0 | 1 | 16 | 119 | 0 | 0 | 0 | 0 |  | 0 | 0 | 0 |  | 0 | 0 | 0 | 0 | 0 | 0 | 0 | 0 | 0 | 0 | 0 | 0 | 0 | 0 |  | 0 | 0 | 0 |  | 0 | 0 | 0 | 0
| Residential New Construction | Homes | 0 | 0 | 0 | 0 | 0 | 0 | 0 | 0 |  | 0 | 0 | 0 |  | 0 | 0 | 0 | 0 | 0 | 0 | 0 | 0 | 0 | 0 | 0 | 0 | 0 | 0 |  | 0 | 0 | 0 |  | 0 | 0 | 0 | 0
| Consumer Program Total | [5 empty] | 70.8837 | 41.2037 | 41.2037 | 41.1365 |  | 52.0541 | 27.3411 | 27.3411 |  | 62.1877 | 25.6889 | 110.8449 | 41.1365 | 68.4775 | 94.1665 | 205.0114 | 126850.5645 | 126773.7145 | 126773.7145 | 126713.5503 | 81788.8535 | 81598.3229 | 81598.3229 |  | 74811.1988 | 74669.2893 | 196695.7451 |  | 507111.5438 | 752097.0431 | 901577.5312 | 1098273.2764
Business Program
| Retrofit | Projects | 2 | 11 | 7 | 4 | 70.9936 | 70.9936 | 70.9936 | 70.9936 |  | 82.3867 | 82.3867 | 82.3867 |  | 23.5777 | 23.3092 | 21.3674 | 70.9936 | 153.3803 | 176.6896 | 198.057 | 208026.5576 | 208026.5576 | 208026.5576 | 208026.5576 | 346949.946 | 346949.946 | 346949.946 |  | 124979.1434 | 124144.7955 | 165349.9134 |  | 832106.2303 | 1872956.0682 | 2122080.0072 | 2287429.9206
| Direct Install Lighting | Projects | 13 | 10 | 13 | 5 | 13.7302 | 13.7302 | 13.7302 | 13.7302 |  | 6.4778 | 6.4778 | 6.4778 |  | 12.9237 | 12.9237 | 4.0863 | 13.7302 | 20.208 | 33.1318 | 37.2181 | 38086.1333 | 38086.1333 | 38086.1333 | 38086.1333 | 20982.0647 | 20982.0647 | 20982.0647 |  | 39124.9966 | 39124.9966 | 15791.7845 |  | 152344.5334 | 215290.7276 | 293540.7208 | 309332.5053
| Building Commissioning | Buildings | 0 | 0 | 0 | 0 | 0 | 0 | 0 | 0 |  | 0 | 0 | 0 |  | 0 | 0 | 0 | 0 | 0 | 0 | 0 | 0 | 0 | 0 | 0 | 0 | 0 | 0 |  | 0 | 0 | 0 |  | 0 | 0 | 0 | 0
| New Construction | Buildings | 0 | 0 | 0 | 0 | 0 | 0 | 0 | 0 |  | 0 | 0 | 0 |  | 0 | 0 | 0 | 0 | 0 | 0 | 0 | 0 | 0 | 0 | 0 | 0 | 0 | 0 |  | 0 | 0 | 0 |  | 0 | 0 | 0 | 0
| Energy Audit | Audits | 0 | 0 | 2 | 1 | 0 | 0 | 0 | 0 |  | 0 | 0 | 0 |  | 0 | 0 | 13.3669 | 0 | 0 | 0 | 13.3669 | 0 | 0 | 0 | 0 | 0 | 0 | 0 |  | 0 | 0 | 65273.5701 |  | 0 | 0 | 0 | 65273.5701
| Small Commercial Demand Response | Devices | 0 | 0 | 0 | 0 | 0 | 0 | 0 | 0 |  | 0 | 0 | 0 |  | 0 | 0 | 0 | 0 | 0 | 0 | 0 | 0 | 0 | 0 | 0 | 0 | 0 | 0 |  | 0 | 0 | 0 |  | 0 | 0 | 0 | 0
| Small Commercial Demand Response (IHD) | Devices | 0 | 0 | 0 | 0 | 0 | 0 | 0 | 0 |  | 0 | 0 | 0 |  | 0 | 0 | 0 | 0 | 0 | 0 | 0 | 0 | 0 | 0 | 0 | 0 | 0 | 0 |  | 0 | 0 | 0 |  | 0 | 0 | 0 | 0
| Business Demand Response 3 | Facilities | 0 | 0 | 0 | 0 | 0 | 0 | 0 | 0 |  | 0 | 0 | 0 |  | 0 | 0 | 0 | 0 | 0 | 0 | 0 | 0 | 0 | 0 | 0 | 0 | 0 | 0 |  | 0 | 0 | 0 |  | 0 | 0 | 0 | 0
| Business Program Total | [5 empty] | 84.7239 | 84.7239 | 84.7239 | 84.7239 |  | 88.8645 | 88.8645 | 88.8645 |  | 36.5014 | 36.233 | 38.8207 | 84.7239 | 173.5883 | 209.8213 | 248.642 | 246112.6909 | 246112.6909 | 246112.6909 | 246112.6909 | 367932.0107 | 367932.0107 | 367932.0107 |  | 164104.1401 | 163269.7921 | 246415.2679 |  | 984450.7636 | 2088246.7958 | 2415620.728 | 2662035.9959
Industrial Program
| Process & System Upgrades | Projects | 0 | 0 | 0 | 0 | 0 | 0 | 0 | 0 |  | 0 | 0 | 0 |  | 0 | 0 | 0 | 0 | 0 | 0 | 0 | 0 | 0 | 0 | 0 | 0 | 0 | 0 |  | 0 | 0 | 0 |  | 0 | 0 | 0 | 0
| Monitoring & Targeting | Projects | 0 | 0 | 0 | 0 | 0 | 0 | 0 | 0 |  | 0 | 0 | 0 |  | 0 | 0 | 0 | 0 | 0 | 0 | 0 | 0 | 0 | 0 | 0 | 0 | 0 | 0 |  | 0 | 0 | 0 |  | 0 | 0 | 0 | 0
| Energy Manager | Projects | 0 | 0 | 0 | 0 | 0 | 0 | 0 | 0 |  | 0 | 0 | 0 |  | 0 | 0 | 0 | 0 | 0 | 0 | 0 | 0 | 0 | 0 | 0 | 0 | 0 | 0 |  | 0 | 0 | 0 |  | 0 | 0 | 0 | 0
| Industrial Retrofit | Projects | 1 | 0 | 0 | 0 | 1.8458 | 1.8458 | 1.8458 | 1.8458 |  | 0 | 0 | 0 |  | 0 | 0 | 0 | 1.8458 | 1.8458 | 1.8458 | 1.8458 | 7082.1144 | 7082.1144 | 7082.1144 | 7082.1144 | 0 | 0 | 0 |  | 0 | 0 | 0 |  | 28328.4577 | 28328.4577 | 28328.4577 | 28328.4577
| Demand Response 3 | Facilities | 0 | 0 | 0 | 0 | 0 | 0 | 0 | 0 |  | 0 | 0 | 0 |  | 0 | 0 | 0 | 0 | 0 | 0 | 0 | 0 | 0 | 0 | 0 | 0 | 0 | 0 |  | 0 | 0 | 0 |  | 0 | 0 | 0 | 0
| Industrial Program Total | [5 empty] | 1.8458 | 1.8458 | 1.8458 | 1.8458 |  | 0 | 0 | 0 |  | 0 | 0 | 0 | 1.8458 | 1.8458 | 1.8458 | 1.8458 | 7082.1144 | 7082.1144 | 7082.1144 | 7082.1144 | 0 | 0 | 0 |  | 0 | 0 | 0 |  | 28328.4577 | 28328.4577 | 28328.4577 | 28328.4577
Home Assistance Program
| Home Assistance Program | Homes | 0 | 0 | 40 | 0 | 0 | 0 | 0 | 0 |  | 0 | 0 | 0 |  | 1.0649 | 1.0547 | 0 | 0 | 0 | 1.0547 | 1.0547 | 0 | 0 | 0 | 0 | 0 | 0 | 0 |  | 12343.954 | 12147.8314 | 0 |  | 0 | 0 | 24491.7853 | 24491.7853
| Home Assistance Program Total | [5 empty] | 0 | 0 | 0 | 0 |  | 0 | 0 | 0 |  | 1.0649 | 1.0547 | 0 | 0 | 0 | 1.0547 | 1.0547 | 0 | 0 | 0 | 0 | 0 | 0 | 0 |  | 12343.954 | 12147.8314 | 0 |  | 0 | 0 | 24491.7853 | 24491.7853
Aboriginal Program
| Home Assistance Program Aboriginal | Homes | 0 | 0 | 0 | 0 | 0 | 0 | 0 | 0 |  | 0 | 0 | 0 |  | 0 | 0 | 0 | 0 | 0 | 0 | 0 | 0 | 0 | 0 | 0 | 0 | 0 | 0 |  | 0 | 0 | 0 |  | 0 | 0 | 0 | 0
| Direct Install Lighting Aboriginal | Projects | 0 | 0 | 0 | 0 | [11 empty] | 0 |  | 0 |  | 0 | [10 empty] | 0 |  | 0 | 0 | 0 | 0
| Aboriginal Program Total | [5 empty] | 0 | 0 | 0 | 0 |  | 0 | 0 | 0 |  | 0 | 0 | 0 | 0 | 0 | 0 | 0 | 0 | 0 | 0 | 0 | 0 | 0 | 0 |  | 0 | 0 | 0 | 0 | 0 | 0 | 0 | 0
Pre-2011 Programs completed in 2011
| Electricity Retrofit Incentive | Projects | 5 | 0 | 0 | 0 | 21.8022 | 21.8022 | 21.8022 | 21.8022 |  | 0 | 0 | 0 |  | 0 | 0 | 0 | 21.8022 | 21.8022 | 21.8022 | 21.8022 | 133737.8103 | 133737.8103 | 133737.8103 | 133737.8103 | 0 | 0 | 0 |  | 0 | 0 | 0 |  | 534951.2411 | 534951.2411 | 534951.2411 | 534951.2411
| High Performance New Construction | Projects | 0.00084974 | 0.00077517 | 0 | 0 | 0.056465 | 0.056465 | 0.056465 | 0.056465 |  | 0.087594 | 0.087594 | 0.087594 |  | 0 | 0 | 0 | 0.056465 | 0.14406 | 0.14406 | 0.14406 | 290.0055 | 290.0055 | 290.0055 | 290.0055 | 84.8643 | 84.8643 | 84.8643 |  | 0 | 0 | 0 |  | 1160.0219 | 1414.6148 | 1414.6148 | 1414.6148
| Toronto Comprehensive | Projects | 0 | 0 | 0 | 0 | 0 | 0 | 0 | 0 |  | 0 | 0 | 0 |  | 0 | 0 | 0 | 0 | 0 | 0 | 0 | 0 | 0 | 0 | 0 | 0 | 0 | 0 |  | 0 | 0 | 0 |  | 0 | 0 | 0 | 0
| Multifamily Energy Efficiency Rebates | Projects | 0 | 0 | 0 | 0 | 0 | 0 | 0 | 0 |  | 0 | 0 | 0 |  | 0 | 0 | 0 | 0 | 0 | 0 | 0 | 0 | 0 | 0 | 0 | 0 | 0 | 0 |  | 0 | 0 | 0 |  | 0 | 0 | 0 | 0
| LDC Custom Programs | Projects | 0 | 0 | 0 | 0 | 0 | 0 | 0 | 0 |  | 0 | 0 | 0 |  | 0 | 0 | 0 | 0 | 0 | 0 | 0 | 0 | 0 | 0 | 0 | 0 | 0 | 0 |  | 0 | 0 | 0 |  | 0 | 0 | 0 | 0
| Pre-2011 Programs completed in 2011 Total | [5 empty] | 21.8587 | 21.8587 | 21.8587 | 21.8587 |  | 0.087594 | 0.087594 | 0.087594 |  | 0 | 0 | 0 | 21.8587 | 21.9463 | 21.9463 | 21.9463 | 134027.8158 | 134027.8158 | 134027.8158 | 134027.8158 | 84.8643 | 84.8643 | 84.8643 |  | 0 | 0 | 0 |  | 536111.263 | 536365.8559 | 536365.8559 | 536365.8559
Other
| Program Enabled Savings | Projects | 0 | 0 | 0 | 0 | [5 empty] | 0 | 0 | 0 |  | 0 | 0 | 0 | 0 | 0 | 0 | 0 |  |  |  |  | 0 | 0 | 0 |  | 0 | 0 | 0 |  | 0 | 0 | 0 | 0
| Time-of-Use Savings | Homes | 0 | 0 | 0 | 0 | [9 empty] | 0 | 0 | 43.2582 | 0 | 0 | 0 | 43.2582 |  |  |  |  | 0 | 0 | 0 |  | 0 | 0 | 0 |  | 0 | 0 | 0 | 0
| LDC Pilots | Projects | 0 | 0 | 0 | 0 | [9 empty] | 0 | 0 | 0 | 0 | 0 | 0 | 0 |  |  |  |  | 0 | 0 | 0 |  | 0 | 0 | 0 |  | 0 | 0 | 0 | 0
| Other Total | [5 empty] | 0 | 0 | 0 | 0 |  | 0 | 0 | 0 |  | 0 | 0 | 43.2582 | 0 | 0 | 0 | 43.2582 | 0 | 0 | 0 | 0 | 0 | 0 | 0 |  | 0 | 0 | 0 |  | 0 | 0 | 0 | 0
| Adjustments to 2011 Verified Results in 2012 | [5 empty] | -5.9346 | -5.9346 | -5.9346 | -5.9346 | [8 empty] | -5.9346 |  |  | -5.9346 | -9157.9253 | -9157.9253 | -9157.9253 | -9157.9253 | [8 empty] | -36631.7012 | -36631.7012 | -36631.7012 | -36631.7012
| Adjustments to 2011 Verified Results in 2013 | [5 empty] | 0 | 0 | 0 | 0 | [8 empty] | 0 |  |  | 0 | 0 | 0 | 0 | 0 | [8 empty] | 0 | 0 | 0 | 0
| Adjustments to 2011 Verified Results in 2014 | [5 empty] | 0 | 0 | 0 | 0 | [8 empty] | 0 |  |  | 0 | 0 | 0 | 0 | 0 | [8 empty] | 0 | 0 | 0 | 0
| Adjustments to 2012 Verified Results in 2013 | [10 empty] | 0.50443 | 0.50443 | 0.50443 | [5 empty] | 0.50443 |  | 0.50443 |  |  |  |  | 1110.0206 | 1110.0206 | 1110.0206 | [6 empty] | 3330.0618 | 3330.0618 | 3330.0618
| Adjustments to 2012 Verified Results in 2014 | [10 empty] | 0 | 0 | 0 | [5 empty] | 0 |  | 0 |  |  |  |  | 0 | 0 | 0 | [6 empty] | 0 | 0 | 0
| Adjustments to 2013 Verified Results in 2014 | [14 empty] | 32.6874 | 32.6841 |  |  |  | 32.6841 | 32.6841 | [8 empty] | 183441.1768 | 183376.6887 |  |  |  |  | 366817.8656 | 366817.8656
| Energy Efficiency Total | [5 empty] | 149.6321 | 149.6321 | 149.6321 | 149.5648 | 0 | 116.2931 | 116.2931 | 116.2931 | 0 | 63.2552 | 62.9766 | 124.6284 | 149.5648 | 265.8579 | 328.8345 | 453.4629 | 513996.3356 | 513996.3356 | 513996.3356 | 513936.1714 | 449615.1979 | 449615.1979 | 449615.1979 | 0 | 251117.3834 | 250086.9128 | 443111.013 |  | 2055925.1781 | 3404770.772 | 3905975.0682 | 4349086.0812
| Demand Response Total (Scenario 1) | [5 empty] | 29.68 | 0 | 0 | 0 |  | 24.713 | 0 | 0 |  | 36.4987 | 0 | 68.2954 | 0 | 0 | 0 | 68.2954 | 76.85 | 0 | 0 | 0 | 190.5306 | 0 | 0 |  | 141.9095 | 0 | 0 |  | 76.85 | 267.3806 | 409.2901 | 409.2901
| Adjustments to Previous Years' Verified Results Total | [5 empty] | -5.9346 | -5.9346 | -5.9346 | -5.9346 |  | 0.50443 | 0.50443 | 0.50443 |  | 0 | 0 |  | -5.9346 | 0.50443 | 32.6841 | 27.2539 | -9157.9253 | -9157.9253 | -9157.9253 | -9157.9253 | 1110.0206 | 1110.0206 | 1110.0206 |  | 0 | 0 | 0 |  | -36631.7012 | -33301.6394 | -33301.6394 | 333516.2262
| IESO-Contracted LDC Portfolio Total | [5 empty] | 173.3774 | 143.6974 | 143.6974 | 143.6302 |  | 141.5105 | 116.7975 | 116.7975 |  | 99.7539 | 62.9766 | 192.9238 | 143.6302 | 266.3623 | 361.5186 | 549.0122 | 504915.2603 | 504838.4103 | 504838.4103 | 504778.2461 | 450915.7492 | 450725.2186 | 450725.2186 |  | 251259.2929 | 250086.9128 | 443111.013 |  | 2019370.3269 | 3371736.5132 | 3873082.7188 | 4683011.5974

## IncremProv (hidden)
|  | Incremental Activity |  |  |  | Net Peak Demand Savings | [10 empty] | Net Peak Demand Savings |  |  |  |  | Net Energy Savings (Incremental) | [13 empty] | Net Energy Savings (Cumulative)
Initiative | Unit | All Final Results |  |  |  | Final Results 2011 |  |  |  | Final Results 2012 |  |  | Final Results 2013 |  |  | Final Results 2014 | Progress towards 2014 as of: |  |  |  |  | Final Results 2011 |  |  |  |  | Final Results 2012 |  |  |  | Final Results 2013 |  |  | Final Results 2014 |  | Progress towards 2014 (w/persistence) as of:
|  | 2011 | 2012 | 2013 | 2014 | 2011 | 2012 | 2013 | 2014 | 2012 | 2013 | 2014 | 2013 | 2014 |  | 2014 | 2011 | 2012 | 2013 | 2014 |  | 2011 | 2012 | 2013 | 2014 |  | 2012 | 2013 | 2014 |  | 2013 | 2014 |  | 2014 |  | 2011 | 2012 | 2013 | 2014
Consumer Program
Appliance Retirement | Appliances | 56109.5545 | 34146 | 20952 | 22563 | 3299.3424 | 3299.3424 | 3299.3424 | 3159.7982 | 2011.341 | 2011.341 | 2011.341 | 1433.4059 | 1433.4059 |  | 1616.515 | 3159.7982 | 5171.1392 | 6604.5451 | 8221.0602 |  | 23005812.1077 | 23005812.1077 | 23005812.1077 | 22885866.3287 |  | 13424518.1656 | 13424518.1656 | 13424518.1656 |  | 8713107.2998 | 8713107.2998 |  | 9497343.3766 |  | 91903302.6518 | 132176857.1485 | 149603071.7482 | 159100415.1248
Appliance Exchange | Appliances | 3688 | 3836 | 5337 | 5685 | 370.7003 | 370.7003 | 370.7003 | 133.5351 | 555.8825 | 555.8825 | 555.8825 | 1105.7949 | 1105.7949 |  | 1177.8985 | 133.5351 | 689.4176 | 1795.2125 | 2973.1109 |  | 450187.3334 | 450187.3334 | 450187.3334 | 238101.2973 |  | 974620.6485 | 974620.6485 | 974620.6485 |  | 1971700.6286 | 1971700.6286 |  | 2100265.7062 |  | 1588663.2976 | 4512525.2432 | 8455926.5004 | 10556192.2066
HVAC Incentives | Equipment | 92748.0453 | 87540 | 96286 | 113002 | 32037.4327 | 32037.4327 | 32037.4327 | 32037.4327 | 19059.9278 | 19059.9278 | 19059.9278 | 19552.1673 | 19552.1673 |  | 23105.6556 | 32037.4327 | 51097.3606 | 70649.5278 | 93755.1835 |  | 59437670.316 | 59437670.316 | 59437670.316 | 59437670.316 |  | 32841282.86 | 32841282.86 | 32841282.86 |  | 33923591.6405 | 33923591.6405 |  | 42888216.5595 |  | 237750681.264 | 336274529.844 | 404121713.1251 | 447009929.6846
Conservation Instant Coupon Booklet | Items | 567678 | 30890.8644 | 347946.2036 | 1208108.3812 | 1344.2653 | 1344.2653 | 1344.2653 | 1344.2653 | 230.4156 | 230.4156 | 230.4156 | 516.5858 | 516.5858 |  | 2440.2048 | 1344.2653 | 1574.6809 | 2091.2667 | 4531.4715 |  | 21211537.0525 | 21211537.0525 | 21211537.0525 | 21211537.0525 |  | 1398201.8548 | 1398201.8548 | 1398201.8548 |  | 7707572.9465 | 7707572.9465 |  | 32802536.552 |  | 84846148.2102 | 89040753.7747 | 104455899.6678 | 137258436.2197
Bi-Annual Retailer Event | Items | 952149 | 1060900.7575 | 944772.2049 | 4824751.0941 | 1681.4781 | 1681.4781 | 1681.4781 | 1681.4781 | 1479.9834 | 1479.9834 | 1479.9834 | 1183.6616 | 1183.6616 |  | 8043.408 | 1681.4781 | 3161.4615 | 4345.123 | 12388.531 |  | 29387468.4856 | 29387468.4856 | 29387468.4856 | 29387468.4856 |  | 26781674.2907 | 26781674.2907 | 26781674.2907 |  | 17179840.9557 | 17179840.9557 |  | 122902769.0846 |  | 117549873.9426 | 197894896.8147 | 232254578.7261 | 355157347.8108
Retailer Co-op | Items | 152 | 0 | 0 | 0 | 0.12219 | 0.12219 | 0.12219 | 0.12219 | 0 | 0 | 0 | 0 | 0 |  | 0 | 0.12219 | 0.12219 | 0.12219 | 0.12219 |  | 2651.7 | 2651.7 | 2651.7 | 2651.7 |  | 0 | 0 | 0 |  | 0 | 0 |  | 0 |  | 10606.8 | 10606.8 | 10606.8 | 10606.8
Residential Demand Response | Devices | 19550 | 98388 | 171733 | 241381 | 10947.22 | 0 | 0 | 0 | 49038.1173 | 0 | 0 | 93076.1337 | 0 |  | 117513.4545 | 0 | 0 | 0 | 117513.4545 |  | 24870.4 | 0 | 0 | 0 |  | 359408.3882 | 0 | 0 |  | 390302.7207 | 0 |  | 8378.9843 |  | 24870.4 | 384278.7882 | 774581.5089 | 782960.4932
Residential Demand Response (IHD) | Devices | 0 | 49689 | 133657 | 188577 | 0 | 0 | 0 | 0 | 0 | 0 | 0 | 0 | 0 |  | 0 | 0 | 0 | 0 | 0 |  | 0 | 0 | 0 | 0 |  | 0 | 0 | 0 |  | 0 | 0 |  | 0 |  | 0 | 0 | 0 | 0
Residential New Construction | Homes | 27 | 21 | 279 | 2367 | 0.0492 | 0.0492 | 0.0492 | 0.0492 | 1.7247 | 1.7247 | 1.7247 | 18.2769 | 18.2769 |  | 369.493 | 0.0492 | 1.7739 | 20.0509 | 389.5439 |  | 743.33 | 743.33 | 743.33 | 743.33 |  | 17152.3394 | 17152.3394 | 17152.3394 |  | 163690.3567 | 163690.3567 |  | 2330865.3563 |  | 2973.32 | 54430.3383 | 381811.0516 | 2712676.408
Consumer Program Total | [5 empty] | 49680.6102 | 38733.3902 | 38733.3902 | 38356.6808 | 72377.3922 | 23339.275 | 23339.275 | 116886.0262 | 23809.8925 |  | 154266.6293 | 38356.6808 | 61695.9558 | 85505.8483 | 239772.4776 |  | 133520940.7253 | 133496070.3253 | 133496070.3253 | 133164038.5101 |  | 75796858.5473 | 75437450.1591 | 75437450.1591 |  | 70049806.5486 | 69659503.8279 |  | 212530375.6196 |  | 533677119.8861 | 760348878.7515 | 900058189.1281 | 1112588564.7477
Business Program
Retrofit | Projects | 2827.7128 | 6481 | 9746 | 10925 | 24467.467 | 24467.467 | 24466.8168 | 24444.0021 | 61146.7114 | 60333.6695 | 59573.5922 | 59677.9894 | 58813.3016 |  | 70661.9204 | 24444.0021 | 84017.5942 | 142830.8959 | 213492.8163 |  | 136002257.578 | 136002257.578 | 135998678.8255 | 135911139.599 |  | 314922468.1124 | 312152164.5742 | 309658492.2391 |  | 345346007.8069 | 342504236.0689 |  | 462903520.8157 |  | 543914333.5805 | 1480647458.5062 | 2168497702.382 | 2631401223.1978
Direct Install Lighting | Projects | 20741 | 18691 | 17833 | 23784 | 23724.4811 | 23668.5584 | 22958.124 | 16486.4301 | 15284.4685 | 15279.6159 | 14694.2967 | 18708.1719 | 18704.866 |  | 23418.8952 | 16486.4301 | 31180.7268 | 49885.5927 | 73304.488 |  | 61076700.7772 | 60918491.7935 | 58886695.488 | 40639089.2561 |  | 57345798.4962 | 57325977.8911 | 54880115.189 |  | 64315557.8144 | 64304929.5869 |  | 84503302.1688 |  | 221520977.3148 | 391072868.8911 | 519693356.2924 | 604196658.4612
Building Commissioning | Buildings | 0 | 0 | 0 | 5 | 0 | 0 | 0 | 0 | 0 | 0 | 0 | 0 | 0 |  | 987.8951 | 0 | 0 | 0 | 987.8951 |  | 0 | 0 | 0 | 0 |  | 0 | 0 | 0 |  | 0 | 0 |  | 1513376.6966 |  | 0 | 0 | 0 | 1513376.6966
New Construction | Buildings | 25 | 98 | 158 | 226 | 123.3085 | 123.3085 | 123.3085 | 123.3085 | 764.2074 | 764.2074 | 764.2074 | 1584.3425 | 1584.3425 |  | 6432.2096 | 123.3085 | 887.5159 | 2471.8585 | 8904.068 |  | 411717.246 | 411717.246 | 411717.246 | 411717.246 |  | 1814720.733 | 1814720.733 | 1814720.733 |  | 4959266.2261 | 4959266.2261 |  | 20381203.5995 |  | 1646868.984 | 7091031.183 | 17009563.6352 | 37390767.2347
Energy Audit | Audits | 222 | 357 | 589 | 473 | 0 | 0 | 0 | 0 | 1449.6089 | 1449.6089 | 1449.6089 | 2811.2438 | 2811.2438 |  | 6322.5581 | 0 | 1449.6089 | 4260.8527 | 10583.4109 |  | 0 | 0 | 0 | 0 |  | 7049351.2495 | 7049351.2495 | 7049351.2495 |  | 15455794.9272 | 15455794.9272 |  | 30874398.6363 |  | 0 | 21148053.7486 | 52059643.603 | 82934042.2393
Small Commercial Demand Response | Devices | 132 | 294 | 1211 | 3652 | 84.48 | 0 | 0 | 0 | 187.48 | 0 | 0 | 772.66 | 0 |  | 2116.2121 | 0 | 0 | 0 | 2116.2121 |  | 156.78 | 0 | 0 | 0 |  | 1067.68 | 0 | 0 |  | 372.645 | 0 |  | 318.8657 |  | 156.78 | 1224.46 | 1597.105 | 1915.9708
Small Commercial Demand Response (IHD) | Devices | 0 | 0 | 378 | 820 | 0 | 0 | 0 | 0 | 0 | 0 | 0 | 0 | 0 |  | 0 | 0 | 0 | 0 | 0 |  | 0 | 0 | 0 | 0 |  | 0 | 0 | 0 |  | 0 | 0 |  | 0 |  | 0 | 0 | 0 | 0
Business Demand Response 3 | Facilities | 145 | 151 | 175 | 180 | 16217.6728 | 0 | 0 | 0 | 19388.8618 | 0 | 0 | 23706.4241 | 0 |  | 23379.7963 | 0 | 0 | 0 | 23379.7963 |  | 633420.5785 | 0 | 0 | 0 |  | 281823.3107 | 0 | 0 |  | 346659.43 | 0 |  | 0 |  | 633420.5785 | 915243.8892 | 1261903.3192 | 1261903.3192
Business Program Total | [5 empty] | 64617.4095 | 48259.3339 | 47548.2493 | 41053.7407 | 98221.3381 | 77827.1017 | 76481.7052 | 107260.8318 | 81913.754 |  | 133319.4868 | 41053.7407 | 117535.4458 | 199449.1998 | 332768.6867 |  | 198124252.9597 | 197332466.6175 | 195297091.5596 | 176961946.101 |  | 381415229.5818 | 378342214.4478 | 373402679.4106 |  | 430423658.8496 | 427224226.8091 |  | 600176120.7827 |  | 767715757.2379 | 1900875880.6781 | 2758523766.3369 | 3358699887.1195
Industrial Program
Process & System Upgrades | Projects | 0 | 0 | 5 | 10 | 0 | 0 | 0 | 0 | 0 | 0 | 0 | 294.1702 | 294.1702 |  | 9692.1317 | 0 | 0 | 294.1702 | 9986.3019 |  | 0 | 0 | 0 | 0 |  | 0 | 0 | 0 |  | 2603763.8516 | 2603763.8516 |  | 72053254.6 |  | 0 | 0 | 5207527.7032 | 77260782.3032
Monitoring & Targeting | Projects | 0 | 1 | 3 | 5 | 0 | 0 | 0 | 0 | 0 | 0 | 0 | 0 | 0 |  | 101.93 | 0 | 0 | 0 | 101.93 |  | 0 | 0 | 0 | 0 |  | 0 | 0 | 0 |  | 0 | 0 |  | 502517 |  | 0 | 0 | 0 | 502517
Energy Manager | Projects | 1 | 132 | 306 | 379 | 0 | 0 | 0 | 0 | 1085.5697 | 1085.5697 | 1085.5697 | 3557.6272 | 2108.2222 |  | 5190.6087 | 0 | 1085.5697 | 3193.7919 | 8384.4006 |  | 0 | 0 | 0 | 0 |  | 7372107.8983 | 7372107.8983 | 7372107.8983 |  | 21994262.5795 | 10777984.0356 |  | 40436427.4962 |  | 0 | 22116323.695 | 54888570.3102 | 95324997.8064
Industrial Retrofit | Projects | 432.7872 | 0 | 0 | 0 | 4614.6906 | 4614.6906 | 4614.6906 | 4613.3671 | 0 | 0 | 0 | 0 | 0 |  | 0 | 4613.3671 | 4613.3671 | 4613.3671 | 4613.3671 |  | 28866839.9358 | 28866839.9358 | 28866839.9358 | 28861761.7378 |  | 0 | 0 | 0 |  | 0 | 0 |  | 0 |  | 115462281.5452 | 115462281.5452 | 115462281.5452 | 115462281.5452
Demand Response 3 | Facilities | 124 | 185 | 281 | 336 | 52483.7287 | 0 | 0 | 0 | 74055.7686 | 0 | 0 | 162543.3821 | 0 |  | 166081.8083 | 0 | 0 | 0 | 166081.8083 |  | 3080737.305 | 0 | 0 | 0 |  | 1784711.647 | 0 | 0 |  | 4309160.102 | 0 |  | 0 |  | 3080737.305 | 4865448.952 | 9174609.054 | 9174609.054
Industrial Program Total | [5 empty] | 57098.4193 | 4614.6906 | 4614.6906 | 4613.3671 | 75141.3383 | 1085.5697 | 1085.5697 | 166395.1795 | 2402.3924 |  | 181066.4787 | 4613.3671 | 5698.9368 | 8101.3292 | 189167.808 |  | 31947577.2408 | 28866839.9358 | 28866839.9358 | 28861761.7378 |  | 9156819.5453 | 7372107.8983 | 7372107.8983 |  | 28907186.5331 | 13381747.8872 |  | 112992199.0962 |  | 118543018.8502 | 142444054.1923 | 184732988.6126 | 297725187.7088
Home Assistance Program
Home Assistance Program | Homes | 46 | 5920 | 29654 | 25424 | 2.4621 | 2.4621 | 2.4621 | 2.4621 | 566.2543 | 566.2543 | 566.2543 | 2361.3523 | 2334.9393 |  | 2466.2684 | 2.4621 | 568.7165 | 2903.6557 | 5369.9242 |  | 39283.433 | 39283.433 | 39283.433 | 39283.433 |  | 5442232.2569 | 5442232.2569 | 5442232.2569 |  | 20987274.9892 | 20478807.3828 |  | 19582658.1038 |  | 157133.732 | 16483830.5027 | 57949912.8747 | 77532570.9785
Home Assistance Program Total | [5 empty] | 2.4621 | 2.4621 | 2.4621 | 2.4621 | 566.2543 | 566.2543 | 566.2543 | 2361.3523 | 2334.9393 |  | 2466.2684 | 2.4621 | 568.7165 | 2903.6557 | 5369.9242 |  | 39283.433 | 39283.433 | 39283.433 | 39283.433 |  | 5442232.2569 | 5442232.2569 | 5442232.2569 |  | 20987274.9892 | 20478807.3828 |  | 19582658.1038 |  | 157133.732 | 16483830.5027 | 57949912.8747 | 77532570.9785
Aboriginal Program
Home Assistance Program Aboriginal | Homes | 0 | 0 | 717 | 1125 | 0 | 0 | 0 | 0 | 0 | 0 | 0 | 267.0135 | 267.0135 |  | 548.645 | 0 | 0 | 267.0135 | 815.6585 |  | 0 | 0 | 0 | 0 |  | 0 | 0 | 0 |  | 1609392.843 | 1609392.843 |  | 3101207.3693 |  | 0 | 0 | 3218785.6859 | 6319993.0552
Direct Install Lighting Aboriginal | Projects | 0 | 0 | 0 | [11 empty] | 0 |  |  | 0 | 0 | [13 empty] | 0 |  |  |  | 0 | 0
Aboriginal Program Total | [5 empty] | 0 | 0 | 0 | 0 | 0 | 0 | 0 | 267.0135 | 267.0135 |  | 548.645 | 0 | 0 | 267.0135 | 815.6585 |  | 0 | 0 | 0 | 0 |  | 0 | 0 | 0 |  | 1609392.843 | 1609392.843 |  | 3101207.3693 |  | 0 | 0 | 3218785.6859 | 6319993.0552
Pre-2011 Programs completed in 2011
Electricity Retrofit Incentive | Projects | 2028 | 0 | 0 | 0 | 21661.9757 | 21661.9757 | 21661.9757 | 21661.9757 | 0 | 0 | 0 | 0 | 0 |  | 0 | 21661.9757 | 21661.9757 | 21661.9757 | 21661.9757 |  | 121138218.8854 | 121138218.8854 | 121138218.8854 | 121138218.8854 |  | 0 | 0 | 0 |  | 0 | 0 |  | 0 |  | 484552875.5415 | 484552875.5415 | 484552875.5415 | 484552875.5415
High Performance New Construction | Projects | 182.3549 | 73 | 19 | 3 | 5098.4407 | 5098.4407 | 5098.4407 | 5098.4407 | 3250.506 | 3250.506 | 3250.506 | 772 | 772 |  | 134.1 | 5098.4407 | 8348.9467 | 9120.9467 | 9255.0467 |  | 26185591.4514 | 26185591.4514 | 26185591.4514 | 26185591.4514 |  | 11901943.816 | 11901943.816 | 11901943.816 |  | 3522240 | 3522240 |  | 688737.6 |  | 104742365.8055 | 140448197.2535 | 147492677.2535 | 148181414.8535
Toronto Comprehensive | Projects | 577 | 15 | 4 | 5 | 15804.9642 | 15804.9642 | 15804.9642 | 15804.9642 | 0 | 0 | 0 | 0 | 0 |  | 280.6472 | 15804.9642 | 15804.9642 | 15804.9642 | 16085.6114 |  | 86964886.2056 | 86964886.2056 | 86964886.2056 | 86964886.2056 |  | 0 | 0 | 0 |  | 0 | 0 |  | 2479840.099 |  | 347859544.8223 | 347859544.8223 | 347859544.8223 | 350339384.9213
Multifamily Energy Efficiency Rebates | Projects | 110 | 0 | 0 | 0 | 1980.622 | 1980.622 | 1980.622 | 1980.622 | 0 | 0 | 0 | 0 | 0 |  | 0 | 1980.622 | 1980.622 | 1980.622 | 1980.622 |  | 7595683.3512 | 7595683.3512 | 7595683.3512 | 7595683.3512 |  | 0 | 0 | 0 |  | 0 | 0 |  | 0 |  | 30382733.4048 | 30382733.4048 | 30382733.4048 | 30382733.4048
LDC Custom Programs | Projects | 8 | 0 | 0 | 0 | 398.5224 | 398.5224 | 398.5224 | 398.5224 | 0 | 0 | 0 | 0 | 0 |  | 0 | 398.5224 | 398.5224 | 398.5224 | 398.5224 |  | 1367169.7796 | 1367169.7796 | 1367169.7796 | 1367169.7796 |  | 0 | 0 | 0 |  | 0 | 0 |  | 0 |  | 5468679.1184 | 5468679.1184 | 5468679.1184 | 5468679.1184
Pre-2011 Programs completed in 2011 Total | [5 empty] | 44944.5249 | 44944.5249 | 44944.5249 | 44944.5249 | 3250.506 | 3250.506 | 3250.506 | 772 | 772 |  | 414.7472 | 44944.5249 | 48195.0309 | 48967.0309 | 49381.7781 |  | 243251549.6731 | 243251549.6731 | 243251549.6731 | 243251549.6731 |  | 11901943.816 | 11901943.816 | 11901943.816 |  | 3522240 | 3522240 |  | 3168577.699 |  | 973006198.6925 | 1008712030.1405 | 1015756510.1405 | 1018925087.8395
[16 empty] | 0 | [21 empty] | 0
Other
Program Enabled Savings | Projects | 33 | 71 | 46 | 43 |  |  |  |  | 2304 | 2304 | 2304 | 3692.27 | 3692.27 |  | 5500.199 | 0 | 2304 | 5996.27 | 11496.469 |  | 0 | 0 | 0 | 0 |  | 1188362 | 1188362 | 1188362 |  | 4075381.92 | 4075381.92 |  | 19035337.236 |  | 0 | 3565086 | 11715849.84 | 30751187.076
Time-of-Use Savings | Homes | 0 | 0 | 0 | 0 |  |  |  |  | 0 | 0 | 0 | 0 | 0 |  | 54795.4166 | 0 | 0 | 0 | 54795.4166 |  | 0 | 0 | 0 | 0 |  | 0 | 0 | 0 |  | 0 | 0 |  | 0 |  | 0 | 0 | 0 | 0
LDC Pilots |  | 0 | 0 | 0 | 1174 |  |  |  |  | 0 | 0 | 0 | 0 | 0 |  | 1170.2666 | 0 | 0 | 0 | 1170.2666 |  | 0 | 0 | 0 | 0 |  | 0 | 0 | 0 |  | 0 | 0 |  | 5061522.1911 |  | 0 | 0 | 0 | 5061522.1911
Other Total | [5 empty] | 0 | 0 | 0 | 0 | 2304 | 2304 | 2304 | 3692.27 | 3692.27 | 0 | 61465.8822 | 0 | 2304 | 5996.27 | 67462.1522 |  | 0 | 0 | 0 | 0 |  | 1188362 | 1188362 | 1188362 |  | 4075381.92 | 4075381.92 |  | 24096859.4271 |  | 0 | 3565086 | 11715849.84 | 35812709.2671
Adjustments to 2011 Verified Results in 2012 | [5 empty] | 1406.3676 | 1406.0061 | 1400.7462 | 1155.7141 | [7 empty] | 1155.7141 |  |  |  |  | 18690297.2284 | 18689080.6484 | 18674247.11 | 17864972.9243 | [10 empty] | 73918597.9112 | 73918597.9112 | 73918597.9112 | 73918597.9112
Adjustments to 2011 Verified Results in 2013 | [5 empty] | 640.8068 | 640.8068 | 640.8068 | 640.8068 | [7 empty] | 640.8068 |  |  |  |  | 1736380.7023 | 1736380.7023 | 1736380.7023 | 1736380.7023 | [10 empty] | 6945522.8092 | 6945522.8092 | 6945522.8092 | 6945522.8092
Adjustments to 2011 Verified Results in 2014 | [5 empty] | 1418.0763 | 1418.0763 | 1418.0763 | 1418.0763 | [7 empty] | 1418.0763 |  |  |  |  | 7319857.2135 | 7319857.2135 | 7319857.2135 | 7319857.2135 | [10 empty] | 29279428.8539 | 29279428.8539 | 29279428.8539 | 29279428.8539
Adjustments to 2012 Verified Results in 2013 | [9 empty] | 6327.943 | 6260.146 | 6179.5877 | [5 empty] | 6179.5877 | [8 empty] | 42667075.6071 | 41947840.1571 | 41672941.1136 | [7 empty] | 126287856.8779 | 126287856.8779 | 126287856.8779
Adjustments to 2012 Verified Results in 2014 | [9 empty] | 9368.787 | 9333.7383 | 9221.1967 | [5 empty] | 9221.1967 | [8 empty] | 37444481.9069 | 37968082.9169 | 37080214.8043 | [7 empty] | 112492779.6281 | 112492779.6281 | 112492779.6281
Adjustments to 2013 Verified Results in 2014 | [12 empty] | 23462.9786 | 24390.6556 |  |  |  |  | 24390.6556 | [11 empty] | 145679402.6203 | 150785808.0371 | [5 empty] | 296465210.6574 | 296465210.6574
Energy Efficiency Total | [5 empty] | 136610.3246 | 136554.4018 | 135843.3172 | 128970.7757 | 109190.6013 | 108372.7067 | 107027.3102 | 117536.0733 | 115192.2617 |  | 224456.8665 | 128970.7757 | 235998.0858 | 351190.3475 | 575647.214 | 0 | 603144418.9685 | 602986209.9847 | 600950834.9268 | 582278579.4551 | 0 | 482474434.7215 | 479684310.5782 | 474744775.541 | 0 | 554528446.7859 | 539951300.67 | 0 | 975639300.2476 | 0 | 2389360043.3351 | 3826263564.1757 | 4920743311.6316 | 5896382611.8792
Demand Response Total (Scenario 1) | [5 empty] | 79733.1015 | 0 | 0 | 0 | 142670.2277 | 0 | 0 | 280098.5999 | 0 |  | 309091.2712 | 0 | 0 | 0 | 309091.2712 |  | 3739185.0635 | 0 | 0 | 0 |  | 2427011.0259 | 0 | 0 |  | 5046494.8977 | 0 |  | 8697.8501 |  | 3739185.0635 | 6166196.0894 | 11212690.9871 | 11221388.8372
Adjustments to Previous Years' Verified Results Total | [5 empty] | 3465.2506 | 3464.8891 | 3459.6293 | 3214.5971 | 6327.943 | 6260.146 | 6179.5877 | 0 | 0 |  | 0 | 3214.5971 | 6179.5877 | 0 | 0 |  | 27746535.1442 | 27745318.5642 | 27730485.0258 | 26921210.8401 |  | 42667075.6071 | 41947840.1571 | 78753155.918 |  | 0 | 150785808.0371 |  | 0 |  | 110143549.5743 | 236431406.4522 | 645389396.7377 | 645389396.7377
OPA-Contracted LDC Portfolio Total | [5 empty] | 219808.6767 | 140019.2909 | 139302.9464 | 132185.3728 | 258188.772 | 114632.8527 | 113206.8979 | 397634.6732 | 115192.2617 |  | 533548.1377 | 132185.3728 | 242177.6736 | 351190.3475 | 884738.4852 |  | 634630139.1762 | 630731528.5489 | 628681319.9526 | 609199790.2952 |  | 527568521.3544 | 521632150.7353 | 553497931.4589 |  | 559574941.6836 | 690737108.7071 |  | 975647998.0976 |  | 2503242777.9729 | 4068861166.7172 | 5577345399.3564 | 6552993397.4541

## ProvincialResults(Gross) (hidden)
Table 10: Province-Wide Initiatives and Program Level Gross Savings by Year
Initiative | Unit | Incremental Activity (new program activity occurring within the specified reporting period) |  |  |  | Gross Incremental Peak Demand Savings (kW) (new peak demand savings from activity within the specified reporting period) |  |  |  | Gross Incremental Energy Savings (kWh) (new energy savings from activity within the specified reporting period) |  |  |  | Program-to-Date Verified Progress to Target (excludes DR)
[14 empty] | 2014 Gross Annual Peak Demand Savings (kW) | 2011-2014 Gross Cumulative Energy Savings (kWh)
|  | 2011 | 2012 | 2013 | 2014 | 2011 | 2012 | 2013 | 2014 | 2011 | 2012 | 2013 | 2014 | 2014 | 2014
Consumer Program
Appliance Retirement | Appliances |  |  |  |  | 6750.4107 | 9.0843 | 3150.6107 | 3579.3494 | 45971626.5981 | 61508.512 | 18616239.1472 | 20315769.7642
Appliance Exchange | Appliances |  |  |  |  | 719.2964 | 20.3874 | 2100.9403 | 2237.9325 | 873530.8435 | 35945.0697 | 3746106.3241 | 3990371.8294
HVAC Incentives | Equipment |  |  |  |  | 53209.0343 | 38345.9955 | 40418.1153 | 48467.0682 | 99413430.1268 | 66929212.705 | 71225037.4099 | 90274814.278
Conservation Instant Coupon Booklet | Items |  |  |  |  | 1184.2041 | 230.9 | 463.7174 | 1441.5348 | 19192453.3877 | 1325898.3519 | 6842243.6919 | 19000253.543
Bi-Annual Retailer Event | Items |  |  |  |  | 1504.0205 | 1622.2267 | 1141.6943 | 4625.7447 | 26899264.635 | 29222072.4426 | 16441328.5756 | 70254471.0046
Retailer Co-op | Items |  |  |  |  | 0.18054 | 0 | 0 | 0 | 3917.4587 | 0 | 0 | 0
Residential Demand Response (switch/pstat)* | Devices |  |  |  |  | 10390.02 | 49038.1173 | 93076.1337 | 117513.4545 | 23597.3 | 359408.3882 | 390302.7207 | 8378.9843
Residential Demand Response (IHD) | Devices |  |  |  |  | 0 | 0 | 0 | 0 | 0 | 0 | 0 | 0
Residential New Construction | Homes |  |  |  |  | 0.12 | 0.964 | 29.011 | 586.5061 | 1813 | 4884 | 259825.963 | 3699786.2799
Consumer Program Total | [5 empty] | 73757.2867 | 89267.6752 | 140380.2227 | 178451.59 | 192379633.3499 | 97938929.4694 | 117521083.8323 | 207543845.6835 | 0 | 0
Business Program
Retrofit | Projects |  |  |  |  | 34201.1649 | 78964.9313 | 82896.2082 | 98848.5468 | 184070265.2148 | 387817248.4715 | 478410896.3521 | 642515421.42
Direct Install Lighting | Projects |  |  |  |  | 22155.4622 | 20468.9015 | 19806.5762 | 24793.8781 | 65777197.0999 | 68896046.46 | 68140248.6096 | 89528509.3367
Building Commissioning | Buildings |  |  |  |  | 0 | 0 | 0 | 987.8951 | 0 | 0 | 0 | 1513376.6966
New Construction | Buildings |  |  |  |  | 246.617 | 1595.758 | 2933.9676 | 11911.4992 | 823434.492 | 3755868.7 | 9183826.3446 | 37742969.6285
Energy Audit | Audits |  |  |  |  | 0 | 0 | 4283.2696 | 9366.7528 | 0 | 0 | 23386108.0938 | 46012516.5965
Small Commercial Demand Response (switch/pstat)* | Devices |  |  |  |  | 55.04 | 187.48 | 772.66 | 2116.2121 | 131.04 | 1067.68 | 372.645 | 318.8657
Small Commercial Demand Response (IHD) | Devices |  |  |  |  | 0 | 0 | 0 | 0 | 0 | 0 | 0 | 0
Demand Response 3 (part of the Industrial program schedule) | Facilities |  |  |  |  | 21390 | 19388.8618 | 23706.4241 | 23379.7963 | 633420.5785 | 281823.3107 | 346659.43 | 0
Business Program Total | [5 empty] | 78048.2842 | 120605.9326 | 134399.1056 | 171404.5803 | 251304448.4252 | 460752054.6222 | 579468111.4751 | 817313112.5441 | 0 | 0
Industrial Program
Process & System Upgrades | Projects |  |  |  |  | 0 | 0 | 312.947 | 12286.8541 | 0 | 0 | 2799746.077 | 90463617
Monitoring & Targeting | Projects |  |  |  |  | 0 | 0 | 0 | 101.93 | 0 | 0 | 0 | 502517
Energy Manager | Projects |  |  |  |  | 0 | 1034.2325 | 3952.9191 | 5767.4794 | 0 | 7067535 | 24438069.5328 | 44929363.8842
Retrofit (part of the C&I program schedule) | Projects |  |  |  |  | 6372.2738 | 0 | 0 | 0 | 38412407.5679 | 0 | 0 | 0
Demand Response 3 | Facilities |  |  |  |  | 176180 | 74055.7686 | 162543.3821 | 166081.8083 | 4243958.305 | 1784711.647 | 4309160.102 | 0
Industrial Program Total | [5 empty] | 182552.2738 | 75090.0011 | 166809.2482 | 184238.0719 | 42656365.8729 | 8852246.647 | 31546975.7118 | 135895497.8842 | 0 | 0
Home Assistance Program
Home Assistance Program | Homes |  |  |  |  | 3.5173 | 1776.5715 | 2361.3523 | 2466.2684 | 56119.19 | 5524230.3114 | 20987274.8496 | 19582658.0184
Home Assistance Program Total | [5 empty] | 3.5173 | 1776.5715 | 2361.3523 | 2466.2684 | 56119.19 | 5524230.3114 | 20987274.8496 | 19582658.0184 | 0 | 0
Aboriginal Program
Home Assistance Program Aboriginal | Homes |  |  |  |  | 0 | 0 | 267.0135 | 548.645 | 0 | 0 | 1609392.843 | 3101207.3672
Direct Install Lighting Aboriginal | Projects |  |  |  |  | 0 | 0 | 0 | 0 | 0 | 0 | 0 | 0
Aboriginal Program Total | [5 empty] | 0 | 0 | 267.0135 | 548.645 | 0 | 0 | 1609392.843 | 3101207.3672
Pre-2011 Programs completed in 2011
Electricity Retrofit Incentive Program | Projects |  |  |  |  | 40417.5489 | 0 | 0 | 0 | 223956390.0195 | 0 | 0 | 0
High Performance New Construction | Projects |  |  |  |  | 10196.8814 | 6501.012 | 772 | 268.2 | 52371182.9028 | 23803887.632 | 3522240 | 1377475.2
Toronto Comprehensive | Projects |  |  |  |  | 33466.6672 | 0 | 0 | 801.8491 | 174070574.3609 | 0 | 0 | 7085257.426
Multifamily Energy Efficiency Rebates | Projects |  |  |  |  | 2553.4188 | 0 | 0 | 0 | 9774791.7754 | 0 | 0 | 0
LDC Custom Programs | Projects |  |  |  |  | 534.432 | 0 | 0 | 0 | 649140.252 | 0 | 0 | 0
Pre-2011 Programs completed in 2011 Total | [5 empty] | 87168.9483 | 6501.012 | 772 | 1070.0491 | 460822079.3106 | 23803887.632 | 3522240 | 8462732.626 | 0 | 0
Other
Program Enabled Savings | Projects |  |  |  |  | 0 | 2176.729 | 3692.27 | 5500.199 | 0 | 525010.8239 | 4075381.92 | 19035337.236
Time-of-Use Savings | Homes |  |  |  |  | 0 | 0 | 0 | 54795.4166 | 0 | 0 | 0 | 0
Other Total | [5 empty] | 0 | 2176.729 | 3692.27 | 60295.6156 | 0 | 525010.8239 | 4075381.92 | 19035337.236 | 0 | 0
Adjustments to 2011 Verified Results
Adjustments to 2012 Verified Results
Adjustments to 2013 Verified Results
Energy Efficiency Total | [5 empty] | 213515.2503 | 152747.6937 | 168582.6124 | 289383.5491 | 942317538.925 | 594969348.4801 | 753683965.734 | 1210925693.5093 | 0 | 0
Demand Response Total (Scenario 1) | [5 empty] | 208015.06 | 142670.2277 | 280098.5999 | 309091.2712 | 4901107.2235 | 2427011.0259 | 5046494.8977 | 8697.8501 | 0 | 0
Adjustments to Previous Years' Verified Results Total | [5 empty] | 0 | 0 | 0 | 0 | 0 | 0 | 0 | 0 | 0 | 0
OPA-Contracted LDC Portfolio Total (inc. Adjustments) | [5 empty] | 421530.3103 | 295417.9214 | 448681.2123 | 598474.8203 | 947218646.1485 | 597396359.5059 | 758730460.6317 | 1210934391.3594 | 0 | 0
* Activity & savings for Demand Response resources for each year and quarter represent the savings from all active facilities or devices contracted since January 1, 2011. |  | Due to the limited timeframe of data, which didn’t include the summer months, 2012 IHD results have been deemed inconclusive. The IHD line item on the 2012 annual report will be left blank. Once a full year of data is available (2013 evaluation), and the savings are quantified, 2012 results will be updated to reflect the quantified savings. | [7 empty] | Full OEB Target: |  |  |  | 1330000 | 6000000000
[10 empty] | % of Full OEB Target Achieved to Date (Scenario 1): |  |  |  | 0% | 0%

## TrueLDC (Gross) (hidden)
LDC | Renfrew Hydro Inc.
|  |  | Incremental Activity |  |  |  | Net Peak Demand Savings | [21 empty] | Net Peak Demand Savings (Cumulative) |  |  |  |  | Net Energy Savings (Incremental) | [22 empty] | Net Energy Savings (Cumulative)
| Initiative | Unit | All True-up Results |  |  |  | 2011 True-up in 2012 |  |  |  | 2011 True-up in 2013 |  |  |  | 2011 True-up in 2014 |  |  |  |  | True-up 2012 in 2013 |  |  | True-up 2012 in 2014 |  |  | True-up 2013 in 2014 |  |  | Progress towards 2014 (excluding DR) as of: |  |  |  |  | 2011 True-up 2012 |  |  |  | 2011 True-up 2013 |  |  |  | 2011 True-up 2014 |  |  |  |  | True-up 2012 in 2014 |  |  | True-up 2012 in 2014 |  |  |  | True-up 2013 |  |  | Progress towards 2014 (w/persistence) as of:
|  |  | 2011 | 2012 | 2013 | 2014 | 2011 | 2012 | 2013 | 2014 | 2011 | 2012 | 2013 | 2014 | 2011 | 2012 | 2013 | 2014 |  | 2012 | 2013 | 2014 | 2012 | 2013 | 2014 | 2013 | 2014 |  | 2011 | 2012 | 2013 | 2014 |  | 2011 | 2012 | 2013 | 2014 | 2011 | 2012 | 2013 | 2014 | 2011 | 2012 | 2013 | 2014 |  | 2012 | 2013 | 2014 | 2012 | 2013 | 2014 |  | 2013 | 2014 |  | 2011 | 2012 | 2013 | 2014
Consumer Program
| Appliance Retirement | Appliances |  |  |  |  | 0 | 0 | 0 | 0 | 0 | 0 | 0 | 0 | 0 | 0 | 0 | 0 |  | 0 | 0 | 0 | 0 | 0 | 0 | 0 | 0 |  | 0 | 0 | 0 |  |  | 0 | 0 | 0 | 0 | 0 | 0 | 0 | 0 | 0 | 0 | 0 | 0 |  | 0 | 0 | 0 | 0 | 0 | 0 |  | 0 | 0 |  | 0 | 0 | 0
| Appliance Exchange | Appliances |  |  |  |  | 0 | 0 | 0 | 0 | 0 | 0 | 0 | 0 | 0 | 0 | 0 | 0 |  | 0 | 0 | 0 | 0 | 0 | 0 | 0 | 0 |  | 0 | 0 | 0 |  |  | 0 | 0 | 0 | 0 | 0 | 0 | 0 | 0 | 0 | 0 | 0 | 0 |  | 0 | 0 | 0 | 0 | 0 | 0 |  | 0 | 0 |  | 0 | 0 | 0
| HVAC Incentives | Equipment |  |  |  |  | -11.3389 | 0 | 0 | 0 | 0 | 0 | 0 | 0 | 0 | 0 | 0 | 0 |  | 1.1827 | 1.1827 | 1.1827 | 0 | 0 | 0 | 1.1222 | 1.1222 |  | -11.3389 | -10.1562 | -9.034 |  |  | -21819.3465 | 0 | 0 | 0 | 0 | 0 | 0 | 0 | 0 | 0 | 0 | 0 |  | 2291.1119 | 2291.1119 | 2291.1119 | 0 | 0 | 0 |  | 2179.0483 | 2179.0483 |  | -21819.3465 | -14946.0109 | -10587.9143
| Conservation Instant Coupon Booklet | Items |  |  |  |  | 0.011322 | 0 | 0 | 0 | 0 | 0 | 0 | 0 | 0 | 0 | 0 | 0 |  | 0 | 0 | 0 | 0 | 0 | 0 | 0.001 | 0.001 |  | 0.011322 | 0.011322 | 0.012322 |  |  | 198.4242 | 0 | 0 | 0 | 0 | 0 | 0 | 0 | 0 | 0 | 0 | 0 |  | 0 | 0 | 0 | 0 | 0 | 0 |  | 16 | 16 |  | 198.4242 | 198.4242 | 230.4242
| Bi-Annual Retailer Event | Items |  |  |  |  | 0.090392 | 0 | 0 | 0 | 0 | 0 | 0 | 0 | 0 | 0 | 0 | 0 |  | 0 | 0 | 0 | 0 | 0 | 0 | 0 | 0 |  | 0.090392 | 0.090392 | 0.090392 |  |  | 1839.9533 | 0 | 0 | 0 | 0 | 0 | 0 | 0 | 0 | 0 | 0 | 0 |  | 0 | 0 | 0 | 0 | 0 | 0 |  | 0 | 0 |  | 1839.9533 | 1839.9533 | 1839.9533
| Retailer Co-op | Items |  |  |  |  | 0 | 0 | 0 | 0 | 0 | 0 | 0 | 0 | 0 | 0 | 0 | 0 |  | 0 | 0 | 0 | 0 | 0 | 0 | 0 | 0 |  | 0 | 0 | 0 |  |  | 0 | 0 | 0 | 0 | 0 | 0 | 0 | 0 | 0 | 0 | 0 | 0 |  | 0 | 0 | 0 | 0 | 0 | 0 |  | 0 | 0 |  | 0 | 0 | 0
| Residential Demand Response | Devices |  |  |  |  | 0 | 0 | 0 | 0 | 0 | 0 | 0 | 0 | 0 | 0 | 0 | 0 |  | 0 | 0 | 0 | 0 | 0 | 0 | 0 | 0 |  | 0 | 0 | 0 |  |  | 0 | 0 | 0 | 0 | 0 | 0 | 0 | 0 | 0 | 0 | 0 | 0 |  | 0 | 0 | 0 | 0 | 0 | 0 |  | 0 | 0 |  | 0 | 0 | 0
| Residential Demand Response (IHD) | Devices |  |  |  |  | 0 | 0 | 0 | 0 | 0 | 0 | 0 | 0 | 0 | 0 | 0 | 0 |  | 0 | 0 | 0 | 0 | 0 | 0 | 0 | 0 |  | 0 | 0 | 0 |  |  | 0 | 0 | 0 | 0 | 0 | 0 | 0 | 0 | 0 | 0 | 0 | 0 |  | 0 | 0 | 0 | 0 | 0 | 0 |  | 0 | 0 |  | 0 | 0 | 0
| Residential New Construction | Homes |  |  |  |  | 0 | 0 | 0 | 0 | 0 | 0 | 0 | 0 | 0 | 0 | 0 | 0 |  | 0 | 0 | 0 | 0 | 0 | 0 | 0 | 0 |  | 0 | 0 | 0 |  |  | 0 | 0 | 0 | 0 | 0 | 0 | 0 | 0 | 0 | 0 | 0 | 0 |  | 0 | 0 | 0 | 0 | 0 | 0 |  | 0 | 0 |  | 0 | 0 | 0
| Consumer Program Total | [5 empty] | -11.2372 | 0 | 0 | 0 | 0 | 0 | 0 | 0 | 0 | 0 | 0 | 0 |  | 1.1827 | 1.1827 | 1.1827 | 0 | 0 | 0 | 1.1232 | 1.1232 |  | -11.2372 | -10.0545 | -8.9313 |  |  | -19780.969 | 0 | 0 | 0 | 0 | 0 | 0 | 0 | 0 | 0 | 0 | 0 |  | 2291.1119 | 2291.1119 | 2291.1119 | 0 | 0 | 0 |  | 2195.0483 | 2195.0483 |  | -19780.969 | -12907.6334 | -8517.5368
Business Program
| Retrofit | Projects |  |  |  |  | 0 | 0 | 0 | 0 | 0 | 0 | 0 | 0 | 0 | 0 | 0 | 0 |  | 0 | 0 | 0 | 0 | 0 | 0 | 14.945 | 14.945 |  | 0 | 0 | 14.945 |  |  | 0 | 0 | 0 | 0 | 0 | 0 | 0 | 0 | 0 | 0 | 0 | 0 |  | 0 | 0 | 0 | 0 | 0 | 0 |  | 83363.8599 | 83363.8599 |  | 0 | 0 | 166727.7198
| Direct Install Lighting | Projects |  |  |  |  | 0.82165 | 0 | 0 | 0 | 0 | 0 | 0 | 0 | 0 | 0 | 0 | 0 |  | 0 | 0 | 0 | 0 | 0 | 0 | 0.36628 | 0.36628 |  | 0.82165 | 0.82165 | 1.1879 |  |  | 2096.2298 | 0 | 0 | 0 | 0 | 0 | 0 | 0 | 0 | 0 | 0 | 0 |  | 0 | 0 | 0 | 0 | 0 | 0 |  | 1294.3994 | 1294.3994 |  | 2096.2298 | 2096.2298 | 4685.0286
| Building Commissioning | Buildings |  |  |  |  | 0 | 0 | 0 | 0 | 0 | 0 | 0 | 0 | 0 | 0 | 0 | 0 |  | 0 | 0 | 0 | 0 | 0 | 0 | 0 | 0 |  | 0 | 0 | 0 |  |  | 0 | 0 | 0 | 0 | 0 | 0 | 0 | 0 | 0 | 0 | 0 | 0 |  | 0 | 0 | 0 | 0 | 0 | 0 |  | 0 | 0 |  | 0 | 0 | 0
| New Construction | Buildings |  |  |  |  | 0 | 0 | 0 | 0 | 0 | 0 | 0 | 0 | 0 | 0 | 0 | 0 |  | 0 | 0 | 0 | 0 | 0 | 0 | 0 | 0 |  | 0 | 0 | 0 |  |  | 0 | 0 | 0 | 0 | 0 | 0 | 0 | 0 | 0 | 0 | 0 | 0 |  | 0 | 0 | 0 | 0 | 0 | 0 |  | 0 | 0 |  | 0 | 0 | 0
| Energy Audit | Audits |  |  |  |  | 0 | 0 | 0 | 0 | 0 | 0 | 0 | 0 | 0 | 0 | 0 | 0 |  | 0 | 0 | 0 | 0 | 0 | 0 | 26.8722 | 26.8722 |  | 0 | 0 | 26.8722 |  |  | 0 | 0 | 0 | 0 | 0 | 0 | 0 | 0 | 0 | 0 | 0 | 0 |  | 0 | 0 | 0 | 0 | 0 | 0 |  | 146718.6144 | 146718.6144 |  | 0 | 0 | 293437.2287
| Small Commercial Demand Response | Devices |  |  |  |  | 0 | 0 | 0 | 0 | 0 | 0 | 0 | 0 | 0 | 0 | 0 | 0 |  | 0 | 0 | 0 | 0 | 0 | 0 | 0 | 0 |  | 0 | 0 | 0 |  |  | 0 | 0 | 0 | 0 | 0 | 0 | 0 | 0 | 0 | 0 | 0 | 0 |  | 0 | 0 | 0 | 0 | 0 | 0 |  | 0 | 0 |  | 0 | 0 | 0
| Small Commercial Demand Response (IHD) | Devices |  |  |  |  | 0 | 0 | 0 | 0 | 0 | 0 | 0 | 0 | 0 | 0 | 0 | 0 |  | 0 | 0 | 0 | 0 | 0 | 0 | 0 | 0 |  | 0 | 0 | 0 |  |  | 0 | 0 | 0 | 0 | 0 | 0 | 0 | 0 | 0 | 0 | 0 | 0 |  | 0 | 0 | 0 | 0 | 0 | 0 |  | 0 | 0 |  | 0 | 0 | 0
| Business Demand Response 3 | Facilities |  |  |  |  | 0 | 0 | 0 | 0 | 0 | 0 | 0 | 0 | 0 | 0 | 0 | 0 |  | 0 | 0 | 0 | 0 | 0 | 0 | 0 | 0 |  | 0 | 0 | 0 |  |  | 0 | 0 | 0 | 0 | 0 | 0 | 0 | 0 | 0 | 0 | 0 | 0 |  | 0 | 0 | 0 | 0 | 0 | 0 |  | 0 | 0 |  | 0 | 0 | 0
| Business Program Total | [5 empty] | 0.82165 | 0 | 0 | 0 | 0 | 0 | 0 | 0 | 0 | 0 | 0 | 0 |  | 0 | 0 | 0 | 0 | 0 | 0 | 42.1835 | 42.1835 |  | 0.82165 | 0.82165 | 43.0051 |  |  | 2096.2298 | 0 | 0 | 0 | 0 | 0 | 0 | 0 | 0 | 0 | 0 | 0 |  | 0 | 0 | 0 | 0 | 0 | 0 |  | 231376.8737 | 231376.8737 |  | 2096.2298 | 2096.2298 | 464849.9771
Industrial Program
| Process & System Upgrades | Projects |  |  |  |  | 0 | 0 | 0 | 0 | 0 | 0 | 0 | 0 | 0 | 0 | 0 | 0 |  | 0 | 0 | 0 | 0 | 0 | 0 | 0 | 0 |  | 0 | 0 | 0 |  |  | 0 | 0 | 0 | 0 | 0 | 0 | 0 | 0 | 0 | 0 | 0 | 0 |  | 0 | 0 | 0 | 0 | 0 | 0 |  | 0 | 0 |  | 0 | 0 | 0
| Monitoring & Targeting | Projects |  |  |  |  | 0 | 0 | 0 | 0 | 0 | 0 | 0 | 0 | 0 | 0 | 0 | 0 |  | 0 | 0 | 0 | 0 | 0 | 0 | 0 | 0 |  | 0 | 0 | 0 |  |  | 0 | 0 | 0 | 0 | 0 | 0 | 0 | 0 | 0 | 0 | 0 | 0 |  | 0 | 0 | 0 | 0 | 0 | 0 |  | 0 | 0 |  | 0 | 0 | 0
| Energy Manager | Projects |  |  |  |  | 0 | 0 | 0 | 0 | 0 | 0 | 0 | 0 | 0 | 0 | 0 | 0 |  | 0 | 0 | 0 | 0 | 0 | 0 | 0 | 0 |  | 0 | 0 | 0 |  |  | 0 | 0 | 0 | 0 | 0 | 0 | 0 | 0 | 0 | 0 | 0 | 0 |  | 0 | 0 | 0 | 0 | 0 | 0 |  | 0 | 0 |  | 0 | 0 | 0
| Industrial Retrofit | Projects |  |  |  |  | 0 | 0 | 0 | 0 | 0 | 0 | 0 | 0 | 0 | 0 | 0 | 0 |  | 0 | 0 | 0 | 0 | 0 | 0 | 0 | 0 |  | 0 | 0 | 0 |  |  | 0 | 0 | 0 | 0 | 0 | 0 | 0 | 0 | 0 | 0 | 0 | 0 |  | 0 | 0 | 0 | 0 | 0 | 0 |  | 0 | 0 |  | 0 | 0 | 0
| Demand Response 3 | Facilities |  |  |  |  | 0 | 0 | 0 | 0 | 0 | 0 | 0 | 0 | 0 | 0 | 0 | 0 |  | 0 | 0 | 0 | 0 | 0 | 0 | 0 | 0 |  | 0 | 0 | 0 |  |  | 0 | 0 | 0 | 0 | 0 | 0 | 0 | 0 | 0 | 0 | 0 | 0 |  | 0 | 0 | 0 | 0 | 0 | 0 |  | 0 | 0 |  | 0 | 0 | 0
| Industrial Program Total | [5 empty] | 0 | 0 | 0 | 0 | 0 | 0 | 0 | 0 | 0 | 0 | 0 | 0 |  | 0 | 0 | 0 | 0 | 0 | 0 | 0 | 0 |  | 0 | 0 | 0 |  |  | 0 | 0 | 0 | 0 | 0 | 0 | 0 | 0 | 0 | 0 | 0 | 0 |  | 0 | 0 | 0 | 0 | 0 | 0 |  | 0 | 0 |  | 0 | 0 | 0
Home Assistance Program
| Home Assistance Program | Homes |  |  |  |  | 0 | 0 | 0 | 0 | 0 | 0 | 0 | 0 | 0 | 0 | 0 | 0 |  | 0 | 0 | 0 | 0 | 0 | 0 | 2.1693 | 2.166 |  | 0 | 0 | 2.166 |  |  | 0 | 0 | 0 | 0 | 0 | 0 | 0 | 0 | 0 | 0 | 0 | 0 |  | 0 | 0 | 0 | 0 | 0 | 0 |  | 18190.5371 | 18126.0489 |  | 0 | 0 | 36316.586
| Home Assistance Program Total | [5 empty] | 0 | 0 | 0 | 0 | 0 | 0 | 0 | 0 | 0 | 0 | 0 | 0 |  | 0 | 0 | 0 | 0 | 0 | 0 |  |  |  | 0 | 0 | 2.166 |  |  | 0 | 0 | 0 | 0 | [9 empty] | 0 | 0 | 0 | 0 | 0 | 0 |  | 18190.5371 | 18126.0489 |  | 0 | 0 | 36316.586
Aboriginal Program
| Home Assistance Program Aboriginal | Homes |  |  |  |  | 0 | 0 | 0 | 0 | 0 | 0 | 0 | 0 | 0 | 0 | 0 | 0 |  | 0 | 0 | 0 | 0 | 0 | 0 | 0 | 0 |  | 0 | 0 | 0 |  |  | 0 | 0 | 0 | 0 | 0 | 0 | 0 | 0 | 0 | 0 | 0 | 0 |  | 0 | 0 | 0 | 0 | 0 | 0 |  | 0 | 0 |  | 0 | 0 | 0
| Direct Install Lighting Aboriginal | Projects |  |  |  |  | 0 | 0 | 0 | 0 | 0 | 0 | 0 | 0 | 0 | 0 | 0 | 0 |  | 0 | 0 | 0 | 0 | 0 | 0 | 0 | 0 |  | 0 | 0 | 0 |  |  | 0 | 0 | 0 | 0 | 0 | 0 | 0 | 0 | 0 | 0 | 0 | 0 |  | 0 | 0 | 0 | 0 | 0 | 0 |  | 0 | 0 |  | 0 | 0 | 0
| Aboriginal Program Total | [5 empty] | 0 | 0 | 0 | 0 | 0 | 0 | 0 | 0 | 0 | 0 | 0 | 0 |  | 0 | 0 | 0 | 0 | 0 | 0 | 0 | 0 |  | 0 | 0 | 0 |  |  | 0 | 0 | 0 | 0 | 0 | 0 | 0 | 0 | 0 | 0 | 0 | 0 |  | 0 | 0 | 0 | 0 | 0 | 0 |  | 0 | 0 |  | 0 | 0 | 0
Pre-2011 Programs completed in 2011
| Electricity Retrofit Incentive | Projects |  |  |  |  | 0 | 0 | 0 | 0 | 0 | 0 | 0 | 0 | 0 | 0 | 0 | 0 |  | 0 | 0 | 0 | 0 | 0 | 0 | 0 | 0 |  | 0 | 0 | 0 |  |  | 0 | 0 | 0 | 0 | 0 | 0 | 0 | 0 | 0 | 0 | 0 | 0 |  | 0 | 0 | 0 | 0 | 0 | 0 |  | 0 | 0 |  | 0 | 0 | 0
| High Performance New Construction | Projects |  |  |  |  | 0 | 0 | 0 | 0 | 0 | 0 | 0 | 0 | 0 | 0 | 0 | 0 |  | 0 | 0 | 0 | 0 | 0 | 0 | 0 | 0 |  | 0 | 0 | 0 |  |  | 0 | 0 | 0 | 0 | 0 | 0 | 0 | 0 | 0 | 0 | 0 | 0 |  | 0 | 0 | 0 | 0 | 0 | 0 |  | 0 | 0 |  | 0 | 0 | 0
| Toronto Comprehensive | Projects |  |  |  |  | 0 | 0 | 0 | 0 | 0 | 0 | 0 | 0 | 0 | 0 | 0 | 0 |  | 0 | 0 | 0 | 0 | 0 | 0 | 0 | 0 |  | 0 | 0 | 0 |  |  | 0 | 0 | 0 | 0 | 0 | 0 | 0 | 0 | 0 | 0 | 0 | 0 |  | 0 | 0 | 0 | 0 | 0 | 0 |  | 0 | 0 |  | 0 | 0 | 0
| Multifamily Energy Efficiency Rebates | Projects |  |  |  |  | 0 | 0 | 0 | 0 | 0 | 0 | 0 | 0 | 0 | 0 | 0 | 0 |  | 0 | 0 | 0 | 0 | 0 | 0 | 0 | 0 |  | 0 | 0 | 0 |  |  | 0 | 0 | 0 | 0 | 0 | 0 | 0 | 0 | 0 | 0 | 0 | 0 |  | 0 | 0 | 0 | 0 | 0 | 0 |  | 0 | 0 |  | 0 | 0 | 0
| LDC Custom Programs | Projects |  |  |  |  | 0 | 0 | 0 | 0 | 0 | 0 | 0 | 0 | 0 | 0 | 0 | 0 |  | 0 | 0 | 0 | 0 | 0 | 0 | 0 | 0 |  | 0 | 0 | 0 |  |  | 0 | 0 | 0 | 0 | 0 | 0 | 0 | 0 | 0 | 0 | 0 | 0 |  | 0 | 0 | 0 | 0 | 0 | 0 |  | 0 | 0 |  | 0 | 0 | 0
| Pre-2011 Programs completed in 2011 Total | [5 empty] | 0 | 0 | 0 | 0 | 0 | 0 | 0 | 0 | 0 | 0 | 0 | 0 |  | 0 | 0 | 0 | 0 | 0 | 0 | 0 | 0 |  | 0 | 0 | 0 |  |  | 0 | 0 | 0 | 0 | 0 | 0 | 0 | 0 | 0 | 0 | 0 | 0 |  | 0 | 0 | 0 | 0 | 0 | 0 |  | 0 | 0 |  | 0 | 0 | 0
Other
| Program Enabled Savings | Projects |  |  |  |  | 0 | 0 | 0 | 0 | 0 | 0 | 0 | 0 | 0 | 0 | 0 | 0 |  | 0 | 0 | 0 | 0 | 0 | 0 | 0 | 0 |  | 0 | 0 | 0 |  |  | 0 | 0 | 0 | 0 | 0 | 0 | 0 | 0 | 0 | 0 | 0 | 0 |  | 0 | 0 | 0 | 0 | 0 | 0 |  | 0 | 0 |  | 0 | 0 | 0
| Time-of-Use Savings | Homes |  |  |  |  | 0 | 0 | 0 | 0 | 0 | 0 | 0 | 0 | 0 | 0 | 0 | 0 |  | 0 | 0 | 0 | 0 | 0 | 0 | 0 | 0 |  | 0 | 0 | 0 |  |  | 0 | 0 | 0 | 0 | 0 | 0 | 0 | 0 | 0 | 0 | 0 | 0 |  | 0 | 0 | 0 | 0 | 0 | 0 |  | 0 | 0 |  | 0 | 0 | 0
| Other Total | [5 empty] | 0 | 0 | 0 | 0 | 0 | 0 | 0 | 0 | 0 | 0 | 0 | 0 |  | 0 | 0 | 0 | 0 | 0 | 0 | 0 | 0 |  | 0 | 0 | 0 |  |  | 0 | 0 | 0 | 0 | 0 | 0 | 0 | 0 | 0 | 0 | 0 | 0 |  | 0 | 0 | 0 | 0 | 0 | 0 |  | 0 | 0 |  | 0 | 0 | 0
| Adjustments to 2011 Verified Results in 2012 | [5 empty] | 2011 True-up in 2012 2011: -10.4155; 2011 True-up in 2012 2012: 0; 2011 True-up in 2012 2013: 0; 2011 True-up in 2012 2014: 0 | [10 empty] | -10.4155 |  |  |  |  | -17684.7392 | 0 | 0 | 0 | [19 empty] | -17684.7392 | -17684.7392 | -17684.7392
| Adjustments to 2011 Verified Results in 2013 | [5 empty] | 2011 True-up in 2013 2011: 0; 2011 True-up in 2013 2012: 0; 2011 True-up in 2013 2013: 0; 2011 True-up in 2013 2014: 0 | [10 empty] | 0 | [8 empty] | 0 | 0 | 0 | 0 | [15 empty] | 0 | 0 | 0
| Adjustments to 2011 Verified Results in 2014 | [5 empty] | 2011 True-up in 2014 2011: 0; 2011 True-up in 2014 2012: 0; 2011 True-up in 2014 2013: 0; 2011 True-up in 2014 2014: 0 | [10 empty] | 0 | [12 empty] | 0 | 0 | 0 | 0 | [11 empty] | 0 | 0 | 0
| Adjustments to 2012 Verified Results in 2013 | [18 empty] | 1.1827 | 1.1827 | 1.1827 | [7 empty] | 1.1827 | [16 empty] | 2291.1119 | 2291.1119 | 2291.1119 | [8 empty] | 6873.3356 | 6873.3356
| Adjustments to 2012 Verified Results in 2014 | [21 empty] | 0 | 0 | 0 |  |  |  |  | 0 | [19 empty] | 0 | 0 | 0 | [5 empty] | 0 | 0
| Adjustments to 2013 Verified Results in 2014 | [24 empty] | 43.3067 | 43.3067 |  |  |  | 43.3067 | [22 empty] | 251762.459 | 251697.9709 |  |  |  | 503460.4299
| Energy Efficiency Total | [5 empty] | -10.4155 | 0 | 0 | 0 | 0 | 0 | 0 | 0 | 0 | 0 | 0 | 0 | 0 | 1.1827 | 1.1827 | 1.1827 | 0 | 0 | 0 | 45.476 | 45.4727 | 0 | -10.4155 | -9.2328 | 36.2398 | 0 | 0 | -17684.7392 | 0 | 0 | 0 | 0 | 0 | 0 | 0 | 0 | 0 | 0 | 0 | 0 | 2291.1119 | 2291.1119 | 2291.1119 | 0 | 0 | 0 | 0 | 251762.459 | 251697.9709 | 0 | -17684.7392 | -10811.4036 | 492649.0262
| Demand Response Total (Scenario 1) | [5 empty] | 0 | 0 | 0 | 0 | 0 | 0 | 0 | 0 | 0 | 0 | 0 | 0 | 0 | 0 | 0 | 0 | 0 | 0 | 0 | 0 | 0 | 0 | 0 | 0 | 0 | 0 | 0 | 0 | 0 | 0 | 0 | 0 | 0 | 0 | 0 | 0 | 0 | 0 | 0 | 0 | 0 | 0 | 0 | 0 | 0 | 0 | 0 | 0 | 0 | 0 | 0 | 0 | 0
| Adjustments to Previous Years' Verified Results Total | [5 empty] | -10.4155 | 0 | 0 | 0 | 0 | 0 | 0 | 0 | 0 | 0 | 0 | 0 | 0 | 1.1827 | 1.1827 | 1.1827 | 0 | 0 | 0 | 43.3067 | 43.3067 | 0 | -10.4155 | 1.1827 | 43.3067 | 0 | 0 | -17684.7392 | 0 | 0 | 0 | 0 | 0 | 0 | 0 | 0 | 0 | 0 | 0 | 0 | 2291.1119 | 2291.1119 | 2291.1119 | 0 | 0 | 0 | 0 | 251762.459 | 251697.9709 | 0 | -17684.7392 | -10811.4036 | 492649.0262
[7 empty] | 0 | 0 | 0 | 0 | 0 | 0 | 0 | 0 | 0 | 0 | 0 | 0 | 0 | 0 | 0 | 0 | 0 | 0 | 0 | 2.1693 | 2.166 | 0 | 0 | -10.4155 | -7.0669 | 0 | 0 | 0 | 0 | 0 | 0 | 0 | 0 | 0 | 0 | 0 | 0 | 0 | 0 | 0 | 0 | 0 | 0 | 0 | 0 | 0 | 0 | 0 | 0 | 0 | 0 | 0 | 0
Note on J3: haneef.ansari: persisting savings not available
Note on AL3: Persistence for gross not available

## IncremTrueProv (hidden)
|  | Incremental Activity |  |  |  | Net Peak Demand Savings | [23 empty] | Net Peak Demand Savings (Cumulative) |  |  |  |  | Net Energy Savings (Incremental) | [20 empty] | Net Energy Savings (Cumulative)
Initiative | Unit | All True-up Results |  |  |  | True-up 2011 in 2012 |  |  |  | True-up 2011 in 2013 |  |  |  | True-up 2011 in 2014 |  |  |  |  | True-up 2012 in 2013 |  |  | True-up 2012 in 2014 |  |  |  | True-up 2013 |  |  |  | Progress towards 2014 (excluding DR) as of: |  |  |  |  | True-up 2011 in 2012 |  |  |  | True-up 2011 in 2013 |  |  |  | True-up 2011 in 2014 |  |  |  |  | True-up 2012 in 2013 |  |  | True-up 2012 in 2014 |  |  | True-up 2013 |  | Progress towards 2014 (w/persistence) as of:
|  | 2011 | 2012 | 2013 | 2014 | 2011 | 2012 | 2013 | 2014 | 2011 | 2012 | 2013 | 2014 | 2011 | 2012 | 2013 | 2014 |  | 2012 | 2013 | 2014 | 2012 | 2013 | 2014 |  | 2013 | 2014 |  |  | 2011 | 2012 | 2013 | 2014 |  | 2011 | 2012 | 2013 | 2014 | 2011 | 2012 | 2013 | 2014 | 2011 | 2012 | 2013 | 2014 |  | 2012 | 2013 | 2014 | 2012 | 2013 | 2014 | 2013 | 2014 | 2011 | 2012 | 2013 | 2014
Consumer Program
Appliance Retirement | Appliances | 0 | 0 | 0 |  | 0 | 0 | 0 | 0 | 0 | 0 | 0 | 0 | 0 | 0 | 0 | 0 |  | 0 | 0 | 0 | 0 | 0 | 0 |  | 0 | 0 |  |  | 0 | 0 | 0 |  |  | 0 | 0 | 0 | 0 | 0 | 0 | 0 | 0 | 0 | 0 | 0 | 0 |  | 0 | 0 | 0 | 0 | 0 | 0 | 0 | 0 | 0 | 0 | 0
Appliance Exchange | Appliances | 0 | 0 | 0 |  | 0 | 0 | 0 | 0 | 0 | 0 | 0 | 0 | 0 | 0 | 0 | 0 |  | 0 | 0 | 0 | 0 | 0 | 0 |  | 0 | 0 |  |  | 0 | 0 | 0 |  |  | 0 | 0 | 0 | 0 | 0 | 0 | 0 | 0 | 0 | 0 | 0 | 0 |  | 0 | 0 | 0 | 0 | 0 | 0 | 0 | 0 | 0 | 0 | 0
HVAC Incentives | Equipment | -18839 | 2319 | 4705 |  | -5278.0528 | -5278.0528 | -5278.0528 | -5278.0528 | 6.5784 | 6.5784 | 6.5784 | 6.5784 | 1.3546 | 1.3546 | 1.3546 | 1.3546 |  | 452.1598 | 452.1598 | 452.1598 | 26.8665 | 26.8665 | 26.8665 |  | 1036.6674 | 1036.6674 |  |  | -5270.1199 | -4791.0935 | -3754.4261 |  |  | -9721816.8135 | -9721816.8135 | -9721816.8135 | -9721816.8135 | 12316.3534 | 12316.3534 | 12316.3534 | 12316.3534 | 2498.0365 | 2498.0365 | 2498.0365 | 2498.0365 |  | 907735.1212 | 907735.1212 | 907735.1212 | 47777.1236 | 47777.1236 | 47777.1236 | 1838408.4083 | 1838408.4083 | -38828009.6944 | -35961472.9601 | -32284656.1434
Conservation Instant Coupon Booklet | Items | 8216 | 0 | 1050.1165 |  | 16.099 | 16.099 | 16.099 | 16.099 | 0 | 0 | 0 | 0 | 0 | 0 | 0 | 0 |  | 0 | 0 | 0 | 0 | 0 | 0 |  | 1.665 | 1.665 |  |  | 16.099 | 16.099 | 17.764 |  |  | 275655.1363 | 275655.1363 | 275655.1363 | 275655.1363 | 0 | 0 | 0 | 0 | 0 | 0 | 0 | 0 |  | 0 | 0 | 0 | 0 | 0 | 0 | 23571 | 23571 | 1102620.545 | 1102620.545 | 1149762.545
Bi-Annual Retailer Event | Items | 81817 | 0 | 0 |  | 107.8641 | 107.8641 | 107.8641 | 107.8641 | 0 | 0 | 0 | 0 | 0 | 0 | 0 | 0 |  | 0 | 0 | 0 | 0 | 0 | 0 |  | 0 | 0 |  |  | 107.8641 | 107.8641 | 107.8641 |  |  | 2183390.7742 | 2183390.7742 | 2183390.7742 | 2183390.7742 | 0 | 0 | 0 | 0 | 0 | 0 | 0 | 0 |  | 0 | 0 | 0 | 0 | 0 | 0 | 0 | 0 | 8733563.097 | 8733563.097 | 8733563.097
Retailer Co-op | Items | 0 | 0 | 0 |  | 0 | 0 | 0 | 0 | 0 | 0 | 0 | 0 | 0 | 0 | 0 | 0 |  | 0 | 0 | 0 | 0 | 0 | 0 |  | 0 | 0 |  |  | 0 | 0 | 0 |  |  | 0 | 0 | 0 | 0 | 0 | 0 | 0 | 0 | 0 | 0 | 0 | 0 |  | 0 | 0 | 0 | 0 | 0 | 0 | 0 | 0 | 0 | 0 | 0
Residential Demand Response | Devices | 0 | 0 | 0 |  | 0 | 0 | 0 | 0 | 0 | 0 | 0 | 0 | 0 | 0 | 0 | 0 |  | 0 | 0 | 0 | 0 | 0 | 0 |  | 0 | 0 |  |  | 0 | 0 | 0 |  |  | 0 | 0 | 0 | 0 | 0 | 0 | 0 | 0 | 0 | 0 | 0 | 0 |  | 0 | 0 | 0 | 0 | 0 | 0 | 0 | 0 | 0 | 0 | 0
Residential Demand Response (IHD) | Devices | 0 | 0 | 0 |  | 0 | 0 | 0 | 0 | 0 | 0 | 0 | 0 | 0 | 0 | 0 | 0 |  | 0 | 0 | 0 | 0 | 0 | 0 |  | 0 | 0 |  |  | 0 | 0 | 0 |  |  | 0 | 0 | 0 | 0 | 0 | 0 | 0 | 0 | 0 | 0 | 0 | 0 |  | 0 | 0 | 0 | 0 | 0 | 0 | 0 | 0 | 0 | 0 | 0
Residential New Construction | Homes | 20 | 2 | 193 |  | 1.2643 | 1.2643 | 1.2643 | 1.2643 | 0 | 0 | 0 | 0 | 0.082026 | 0.082026 | 0.082026 | 0.082026 |  | 0 | 0 | 0 | 0.58694 | 0.58694 | 0.58694 |  | 72.3111 | 72.3111 |  |  | 1.3463 | 1.9332 | 74.2443 |  |  | 13767.2199 | 13767.2199 | 13767.2199 | 13767.2199 | 0 | 0 | 0 | 0 | 899.689 | 899.689 | 899.689 | 899.689 |  | 0 | 0 | 0 | 984.5472 | 984.5472 | 984.5472 | 441937.722 | 441937.722 | 58667.6355 | 61621.2771 | 945496.7211
Consumer Program Total | [5 empty] | -5152.8255 | -5152.8255 | -5152.8255 | -5152.8255 | 6.5784 | 6.5784 | 6.5784 | 6.5784 | 1.4366 | 1.4366 | 1.4366 | 1.4366 |  | 452.1598 | 452.1598 | 452.1598 | 27.4535 | 27.4535 | 27.4535 |  | 1110.6435 | 1110.6435 |  |  | -5144.8105 | -4665.1972 | -3554.5537 |  |  | -7249003.6831 | -7249003.6831 | -7249003.6831 | -7249003.6831 | 12316.3534 | 12316.3534 | 12316.3534 | 12316.3534 | 3397.7255 | 3397.7255 | 3397.7255 | 3397.7255 |  | 907735.1212 | 907735.1212 | 907735.1212 | 48761.6708 | 48761.6708 | 48761.6708 | 2303917.1304 | 2303917.1304 | -28933158.417 | -26063668.041 | -21664975.1082
Business Program
Retrofit | Projects | 312 | 876 | 961 |  | 3204.0846 | 3204.0846 | 3204.0846 | 3082.6074 | 0 | 0 | 0 | 0 | 4.3142 | 4.3142 | 4.3142 | 4.3142 |  | 4442.779 | 4442.779 | 4363.8688 | 2790.53 | 2790.53 | 2764.22 |  | 11960.9506 | 11840.9238 |  |  | 3086.9216 | 10215.0104 | 22055.9342 |  |  | 16216164.7121 | 16216164.7121 | 16216164.7121 | 15750179.6843 | 0 | 0 | 0 | 0 | 49964.2892 | 49964.2892 | 49964.2892 | 49964.2892 |  | 28739634.7976 | 28739634.7976 | 28470495.0438 | 13758417.69 | 13758417.69 | 13669439.13 | 78146280.3717 | 77664535.8718 | 64598530.9775 | 191734570.1265 | 347545386.3701
Direct Install Lighting | Projects | 444 | 197 | 51 |  | 500.7927 | 500.4312 | 495.1713 | 371.6164 | 0 | 0 | 0 | 0 | 0 | 0 | 0 | 0 |  | 204.4579 | 204.4579 | 202.8098 | 0 | 0 | 0 |  | 45.9573 | 45.9573 |  |  | 371.6164 | 574.4262 | 620.3836 |  |  | 1250387.8155 | 1249171.2355 | 1234337.6971 | 891048.5392 | 0 | 0 | 0 | 0 | 0 | 0 | 0 | 0 |  | 736540.9582 | 736540.9582 | 730781.6686 | 0 | 0 | 0 | 164667.1893 | 164667.1893 | 4624945.2874 | 6828808.8725 | 7158143.2511
Building Commissioning | Buildings | 0 | 0 | 0 |  | 0 | 0 | 0 | 0 | 0 | 0 | 0 | 0 | 0 | 0 | 0 | 0 |  | 0 | 0 | 0 | 0 | 0 | 0 |  | 0 | 0 |  |  | 0 | 0 | 0 |  |  | 0 | 0 | 0 | 0 | 0 | 0 | 0 | 0 | 0 | 0 | 0 | 0 |  | 0 | 0 | 0 | 0 | 0 | 0 | 0 | 0 | 0 | 0 | 0
New Construction | Buildings | 15 | 29 | 72 |  | 827.9697 | 827.9697 | 827.9697 | 827.9697 | 0 | 0 | 0 | 0 | 21.6785 | 21.6785 | 21.6785 | 21.6785 |  | 0 | 0 | 0 | 1303.717 | 1303.717 | 1310.1598 |  | 2241.4125 | 2241.4125 |  |  | 849.6481 | 2159.8079 | 4401.2204 |  |  | 3520620.464 | 3520620.464 | 3520620.464 | 3520620.464 | 0 | 0 | 0 | 0 | 83932.6918 | 83932.6918 | 83932.6918 | 83932.6918 |  | 0 | 0 | 0 | 4825773.5573 | 4825773.5573 | 4845098.6053 | 8636179.0021 | 8636179.0021 | 14418212.6231 | 28914858.343 | 46187216.3472
Energy Audit | Audits | 119 | 77 | 270 |  | 481.4772 | 481.4772 | 481.4772 | 481.4772 | 10.3543 | 10.3543 | 10.3543 | 10.3543 | 111.7611 | 111.7611 | 111.7611 | 111.7611 |  | 336.5164 | 336.5164 | 336.5164 | 102.7679 | 102.7679 | 102.7679 |  | 2382.8654 | 2382.8654 |  |  | 603.5927 | 1042.8769 | 3425.7423 |  |  | 2341391.665 | 2341391.665 | 2341391.665 | 2341391.665 | 50352.5089 | 50352.5089 | 50352.5089 | 50352.5089 | 553445.2783 | 553445.2783 | 553445.2783 | 553445.2783 |  | 1636456.5401 | 1636456.5401 | 1636456.5401 | 508910.5576 | 508910.5576 | 508910.5576 | 13100634.8761 | 13100634.8761 | 11780757.809 | 18216859.1021 | 44418128.8543
Small Commercial Demand Response | Devices | 0 | 0 | 0 |  | 0 | 0 | 0 | 0 | 0 | 0 | 0 | 0 | 0 | 0 | 0 | 0 |  | 0 | 0 | 0 | 0 | 0 | 0 |  | 0 | 0 |  |  | 0 | 0 | 0 |  |  | 0 | 0 | 0 | 0 | 0 | 0 | 0 | 0 | 0 | 0 | 0 | 0 |  | 0 | 0 | 0 | 0 | 0 | 0 | 0 | 0 | 0 | 0 | 0
Small Commercial Demand Response (IHD) | Devices | 0 | 0 | 0 |  | 0 | 0 | 0 | 0 | 0 | 0 | 0 | 0 | 0 | 0 | 0 | 0 |  | 0 | 0 | 0 | 0 | 0 | 0 |  | 0 | 0 |  |  | 0 | 0 | 0 |  |  | 0 | 0 | 0 | 0 | 0 | 0 | 0 | 0 | 0 | 0 | 0 | 0 |  | 0 | 0 | 0 | 0 | 0 | 0 | 0 | 0 | 0 | 0 | 0
Business Demand Response 3 | Facilities | 0 | 0 | 0 |  | 0 | 0 | 0 | 0 | 0 | 0 | 0 | 0 | 0 | 0 | 0 | 0 |  | 0 | 0 | 0 | 0 | 0 | 0 |  | 0 | 0 |  |  | 0 | 0 | 0 |  |  | 0 | 0 | 0 | 0 | 0 | 0 | 0 | 0 | 0 | 0 | 0 | 0 |  | 0 | 0 | 0 | 0 | 0 | 0 | 0 | 0 | 0 | 0 | 0
Business Program Total | [5 empty] | 5014.3242 | 5013.9626 | 5008.7028 | 4763.6707 | 10.3543 | 10.3543 | 10.3543 | 10.3543 | 137.7538 | 137.7538 | 137.7538 | 137.7538 |  | 4983.7532 | 4983.7532 | 4903.1949 | 4197.0149 | 4197.0149 | 4177.1477 |  | 16631.1859 | 16511.159 |  |  | 4911.7788 | 13992.1214 | 30503.2805 |  |  | 23328564.6567 | 23327348.0767 | 23312514.5383 | 22503240.3525 | 50352.5089 | 50352.5089 | 50352.5089 | 50352.5089 | 687342.2593 | 687342.2593 | 687342.2593 | 687342.2593 |  | 31112632.296 | 31112632.296 | 30837733.2525 | 19093101.8049 | 19093101.8049 | 19023448.2929 | 100047761.4392 | 99566016.9393 | 95422446.697 | 245695096.4442 | 385148443.8471
Industrial Program
Process & System Upgrades | Projects | 0 | 0 | 2 |  | 0 | 0 | 0 | 0 | 0 | 0 | 0 | 0 | 0 | 0 | 0 | 0 |  | 0 | 0 | 0 | 0 | 0 | 0 |  | 324.1073 | 324.1073 |  |  | 0 | 0 | 324.1073 |  |  | 0 | 0 | 0 | 0 | 0 | 0 | 0 | 0 | 0 | 0 | 0 | 0 |  | 0 | 0 | 0 | 0 | 0 | 0 | 968659.05 | 968659.05 | 0 | 0 | 1937318.1
Monitoring & Targeting | Projects | 0 | 1 | 3 |  | 0 | 0 | 0 | 0 | 0 | 0 | 0 | 0 | 0 | 0 | 0 | 0 |  | 0 | 0 | 0 | 0 | 0 | 0 |  | 54.26 | 54.26 |  |  | 0 | 0 | 54.26 |  |  | 0 | 0 | 0 | 0 | 0 | 0 | 0 | 0 | 0 | 0 | 0 | 0 |  | 0 | 0 | 0 | 528000 | 528000 | 528000 | 639348 | 639348 | 0 | 1584000 | 2862696
Energy Manager | Projects | 1 | 93 | 101 |  | 0 | 0 | 0 | 0 | 0 | 0 | 0 | 0 | 26.505 | 26.505 | 26.505 | 26.505 |  | 67.797 | 0 | 0 | 998.7651 | 963.7164 | 871.87 |  | 2395.3784 | 3446.2872 |  |  | 26.505 | 898.375 | 4344.6622 |  |  | 0 | 0 | 0 | 0 | 0 | 0 | 0 | 0 | 241515 | 241515 | 241515 | 241515 |  | 719235.45 | 0 | 0 | 7547605.057 | 8071206.067 | 7269115.267 | 25814852.7007 | 31465414.2446 | 966060 | 24573221.841 | 81853488.7863
Industrial Retrofit | Projects | 0 | 0 | 0 |  | 0 | 0 | 0 | 0 | 0 | 0 | 0 | 0 | 0 | 0 | 0 | 0 |  | 0 | 0 | 0 | 0 | 0 | 0 |  | 0 | 0 |  |  | 0 | 0 | 0 |  |  | 0 | 0 | 0 | 0 | 0 | 0 | 0 | 0 | 0 | 0 | 0 | 0 |  | 0 | 0 | 0 | 0 | 0 | 0 | 0 | 0 | 0 | 0 | 0
Demand Response 3 | Facilities | 0 | 0 | 0 |  | 0 | 0 | 0 | 0 | 0 | 0 | 0 | 0 | 0 | 0 | 0 | 0 |  | 0 | 0 | 0 | 0 | 0 | 0 |  | 0 | 0 |  |  | 0 | 0 | 0 |  |  | 0 | 0 | 0 | 0 | 0 | 0 | 0 | 0 | 0 | 0 | 0 | 0 |  | 0 | 0 | 0 | 0 | 0 | 0 | 0 | 0 | 0 | 0 | 0
Industrial Program Total | [5 empty] | 0 | 0 | 0 | 0 | 0 | 0 | 0 | 0 | 26.505 | 26.505 | 26.505 | 26.505 |  | 67.797 | 0 | 0 | 998.7651 | 963.7164 | 871.87 |  | 2773.7458 | 3824.6546 |  |  | 26.505 | 898.375 | 4723.0296 |  |  | 0 | 0 | 0 | 0 | 0 | 0 | 0 | 0 | 241515 | 241515 | 241515 | 241515 |  | 719235.45 | 0 | 0 | 8075605.057 | 8599206.067 | 7797115.267 | 27422859.7507 | 33073421.2946 | 966060 | 26157221.841 | 61215516.4953
Home Assistance Program
Home Assistance Program | Homes | 0 | 887 | 2898 |  | 0 | 0 | 0 | 0 | 0 | 0 | 0 | 0 | 0 | 0 | 0 | 0 |  | 0 | 0 | 0 | 222.0868 | 222.0868 | 221.2588 |  | 791.2163 | 788.0114 |  |  | 0 | 221.2588 | 1009.2702 |  |  | 0 | 0 | 0 | 0 | 0 | 0 | 0 | 0 | 0 | 0 | 0 | 0 |  | 0 | 0 | 0 | 1316748.8577 | 1316748.8577 | 1300625.0571 | 4321794.231 | 4259382.6037 | 0 | 3934122.7725 | 12515299.6072
Home Assistance Program Total | [5 empty] | 0 | 0 | 0 | 0 | 0 | 0 | 0 | 0 | 0 | 0 | 0 | 0 |  | 0 | 0 | 0 | 222.0868 | 222.0868 | 221.2588 |  | 791.2163 | 788.0114 |  |  | 0 | 221.2588 | 1009.2702 |  |  | 0 | 0 | 0 | 0 | 0 | 0 | 0 | 0 | 0 | 0 | 0 | 0 |  | 0 | 0 | 0 | 1316748.8577 | 1316748.8577 | 1300625.0571 | 4321794.231 | 4259382.6037 | 0 | 3934122.7725 | 8581176.8347
Aboriginal Program
Home Assistance Program Aboriginal | Homes | 0 | 0 | 133 |  | 0 | 0 | 0 | 0 | 0 | 0 | 0 | 0 | 0 | 0 | 0 | 0 |  | 0 | 0 | 0 | 0 | 0 | 0 |  | 134.3514 | 134.3514 |  |  | 0 | 0 | 134.3514 |  |  | 0 | 0 | 0 | 0 | 0 | 0 | 0 | 0 | 0 | 0 | 0 | 0 |  | 0 | 0 | 0 | 0 | 0 | 0 | 563714.8835 | 563714.8835 | 0 | 0 | 1127429.7669
Direct Install Lighting Aboriginal | Projects | 0 | 0 | 0 | [5 empty] | 0 | 0 | 0 | 0 | 0 | 0 | 0 | 0 |  | 0 | 0 | 0 | 0 | 0 | 0 |  | 0 | 0 |  |  | 0 | 0 | 0 | [6 empty] | 0 | 0 | 0 | 0 | 0 | 0 | 0 | 0 |  |  |  |  | 0 | 0 | 0 | 0 | 0 | 0 | 0 | 0
Aboriginal Program Total | [5 empty] | 0 | 0 | 0 | 0 | 0 | 0 | 0 | 0 | 0 | 0 | 0 | 0 |  | 0 | 0 | 0 | 0 | 0 | 0 |  | 134.3514 | 134.3514 |  |  | 0 | 0 | 134.3514 |  |  | 0 | 0 | 0 | 0 | 0 | 0 | 0 | 0 | 0 | 0 | 0 | 0 |  | 0 | 0 | 0 | 0 | 0 | 0 | 563714.8835 | 563714.8835 | 0 | 0 | 1127429.7669
Pre-2011 Programs completed in 2011
Electricity Retrofit Incentive | Projects | 12 | 0 | 0 |  | 138.1997 | 138.1997 | 138.1997 | 138.1997 | 0 | 0 | 0 | 0 | 0 | 0 | 0 | 0 |  | 0 | 0 | 0 | 0 | 0 | 0 |  | 0 | 0 |  |  | 138.1997 | 138.1997 | 138.1997 |  |  | 545536.1867 | 545536.1867 | 545536.1867 | 545536.1867 | 0 | 0 | 0 | 0 | 0 | 0 | 0 | 0 |  | 0 | 0 | 0 | 0 | 0 | 0 | 0 | 0 | 2182144.7467 | 2182144.7467 | 2182144.7467
High Performance New Construction | Projects | 37.356 | 4 | 15 |  | 1406.6692 | 1406.6692 | 1406.6692 | 1406.6692 | 0 | 0 | 0 | 0 | 99.966 | 99.966 | 99.966 | 99.966 |  | 0 | 0 | 0 | 363.255 | 363.255 | 363.255 |  | -183.56 | -183.56 |  |  | 1506.6352 | 1869.8902 | 1686.3302 |  |  | 2065200.0682 | 2065200.0682 | 2065200.0682 | 2065200.0682 | 0 | 0 | 0 | 0 | 333741.076 | 333741.076 | 333741.076 | 333741.076 |  | 0 | 0 | 0 | 2832532.78 | 2832532.78 | 2832532.78 | -993596.16 | -993596.16 | 9595764.5767 | 18093362.9167 | 16106170.5967
Toronto Comprehensive | Projects | 0 | 15 | 4 |  | 0 | 0 | 0 | 0 | 0 | 0 | 0 | 0 | 0 | 0 | 0 | 0 |  | 0 | 0 | 0 | 672.1378 | 672.1378 | 672.1378 |  | 185.082 | 185.082 |  |  | 0 | 672.1378 | 857.2198 |  |  | 0 | 0 | 0 | 0 | 0 | 0 | 0 | 0 | 0 | 0 | 0 | 0 |  | 0 | 0 | 0 | 4523517.213 | 4523517.213 | 4523517.213 | 1324387.729 | 1324387.729 | 0 | 13570551.639 | 16219327.097
Multifamily Energy Efficiency Rebates | Projects | 0 | 0 | 0 |  | 0 | 0 | 0 | 0 | 0 | 0 | 0 | 0 | 0 | 0 | 0 | 0 |  | 0 | 0 | 0 | 0 | 0 | 0 |  | 0 | 0 |  |  | 0 | 0 | 0 |  |  | 0 | 0 | 0 | 0 | 0 | 0 | 0 | 0 | 0 | 0 | 0 | 0 |  | 0 | 0 | 0 | 0 | 0 | 0 | 0 | 0 | 0 | 0 | 0
LDC Custom Programs | Projects | 0 | 0 | 0 |  | 0 | 0 | 0 | 0 | 0 | 0 | 0 | 0 | 0 | 0 | 0 | 0 |  | 0 | 0 | 0 | 0 | 0 | 0 |  | 0 | 0 |  |  | 0 | 0 | 0 |  |  | 0 | 0 | 0 | 0 | 0 | 0 | 0 | 0 | 0 | 0 | 0 | 0 |  | 0 | 0 | 0 | 0 | 0 | 0 | 0 | 0 | 0 | 0 | 0
Pre-2011 Programs completed in 2011 Total | [5 empty] | 1544.8689 | 1544.8689 | 1544.8689 | 1544.8689 | 0 | 0 | 0 | 0 | 99.966 | 99.966 | 99.966 | 99.966 |  | 0 | 0 | 0 | 1035.3928 | 1035.3928 | 1035.3928 |  | 1.522 | 1.522 |  |  | 1644.8349 | 2680.2277 | 2681.7497 |  |  | 2610736.2549 | 2610736.2549 | 2610736.2549 | 2610736.2549 | 0 | 0 | 0 | 0 | 333741.076 | 333741.076 | 333741.076 | 333741.076 |  | 0 | 0 | 0 | 7356049.993 | 7356049.993 | 7356049.993 | 330791.569 | 330791.569 | 11777909.3234 | 33846059.3024 | 11104528.1574
Other
Program Enabled Savings | Projects | 33 | 55 | 33 |  | 0 | 0 | 0 | 0 | 623.874 | 623.874 | 623.874 | 623.874 | 1152.4149 | 1152.4149 | 1152.4149 | 1152.4149 |  | 824.233 | 824.233 | 824.233 | 2888.0739 | 2888.0739 | 2888.0739 |  | 2020.3137 | 2020.3137 |  |  | 1776.2889 | 5488.5958 | 7508.9095 | [6 empty] | 1673711.84 | 1673711.84 | 1673711.84 | 1673711.84 | 6053861.1527 | 6053861.1527 | 6053861.1527 | 6053861.1527 |  | 9927472.74 | 9927472.74 | 9927472.74 | 1554214.5235 | 1554214.5235 | 1554214.5235 | 10688563.6167 | 10688563.6167 | 30910291.9707 | 65355353.7612 | 86732480.9946
Time-of-Use Savings | Homes | 0 | 0 | 0 |  | 0 | 0 | 0 | 0 | 0 | 0 | 0 | 0 | 0 | 0 | 0 | 0 |  | 0 | 0 | 0 | 0 | 0 | 0 |  | 0 | 0 |  |  | 0 | 0 | 0 | [6 empty] | 0 | 0 | 0 | 0 | 0 | 0 | 0 | 0 |  | 0 | 0 | 0 | 0 | 0 | 0 | 0 | 0 | 0 | 0 | 0
Other Total | [5 empty] | 0 | 0 | 0 | 0 | 623.874 | 623.874 | 623.874 | 623.874 | 1152.4149 | 1152.4149 | 1152.4149 | 1152.4149 |  | 824.233 | 824.233 | 824.233 | 2888.0739 | 2888.0739 | 2888.0739 |  | 2020.3137 | 2020.3137 |  |  | 1776.2889 | 5488.5958 | 7508.9095 |  |  | 0 | 0 | 0 | 0 | 1673711.84 | 1673711.84 | 1673711.84 | 1673711.84 | 6053861.1527 | 6053861.1527 | 6053861.1527 | 6053861.1527 |  | 9927472.74 | 9927472.74 | 9927472.74 | 1554214.5235 | 1554214.5235 | 1554214.5235 | 10688563.6167 | 10688563.6167 | 30910291.9707 | 65355353.7612 | 86732480.9946
Adjustments to 2011 Verified Results in 2012 | [5 empty] | True-up 2011 in 2012 2011: 1406.3676; True-up 2011 in 2012 2012: 1406.0061; True-up 2011 in 2012 2013: 1400.7462; True-up 2011 in 2012 2014: 1155.7141 | [12 empty] | 1155.7141 |  |  |  |  | 18690297.2284 | 18689080.6484 | 18674247.11 | 17864972.9243 | [17 empty] | 73918597.9112 | 73918597.9112 | 73918597.9112
Adjustments to 2011 Verified Results in 2013 | [5 empty] | True-up 2011 in 2013 2011: 640.8068; True-up 2011 in 2013 2012: 640.8068; True-up 2011 in 2013 2013: 640.8068; True-up 2011 in 2013 2014: 640.8068 | [12 empty] | 640.8068 | [8 empty] | 1736380.7023 | 1736380.7023 | 1736380.7023 | 1736380.7023 | [13 empty] | 6945522.8092 | 6945522.8092 | 6945522.8092
Adjustments to 2011 Verified Results in 2014 | [5 empty] | True-up 2011 in 2014 2011: 1418.0763; True-up 2011 in 2014 2012: 1418.0763; True-up 2011 in 2014 2013: 1418.0763; True-up 2011 in 2014 2014: 1418.0763 | [12 empty] | 1418.0763 | [12 empty] | 7319857.2135 | 7319857.2135 | 7319857.2135 | 7319857.2135 | [9 empty] | 29279428.8539 | 29279428.8539 | 29279428.8539
Adjustments to 2012 Verified Results in 2013 | [18 empty] | 6327.943 | 6260.146 | 6179.5877 | [9 empty] | 6179.5877 | [16 empty] | 42667075.6071 | 41947840.1571 | 41672941.1136 | [5 empty] | 0 | 126287856.8779 | 126287856.8779
Adjustments to 2012 Verified Results in 2014 | [21 empty] | 9368.787 | 9333.7383 | 9221.1967 | [6 empty] | 9221.1967 | [19 empty] | 37444481.9069 | 37968082.9169 | 37080214.8043 |  |  | 0 | 112492779.6281 | 112492779.6281
Adjustments to 2013 Verified Results in 2014 | [25 empty] | 23462.9786 | 24390.6556 |  |  |  |  | 24390.6556 | [21 empty] | 145679402.6203 | 150785808.0371 | 0 | 0 | 296465210.6574
Energy Efficiency Total | [5 empty] | 1406.3676 | 1406.0061 | 1400.7462 | 1155.7141 | 640.8068 | 640.8068 | 640.8068 | 640.8068 | 1418.0763 | 1418.0763 | 1418.0763 | 1418.0763 |  | 6327.943 | 6260.146 | 6179.5877 | 9368.787 | 9333.7383 | 9221.1967 |  | 23462.9786 | 24390.6556 |  |  | 3214.5971 | 18615.3816 | 43006.0372 | 0 |  | 18690297.2284 | 18689080.6484 | 18674247.11 | 17864972.9243 | 1736380.7023 | 1736380.7023 | 1736380.7023 | 1736380.7023 | 7319857.2135 | 7319857.2135 | 7319857.2135 | 7319857.2135 |  | 42667075.6071 | 41947840.1571 | 41672941.1136 | 37444481.9069 | 37968082.9169 | 37080214.8043 | 145679402.6203 | 150785808.0371 | 110143549.5743 | 348924186.0803 | 645389396.7377
Demand Response Total (Scenario 1) | [5 empty] | 0 | 0 | 0 | 0 | 0 | 0 | 0 | 0 | 0 | 0 | 0 | 0 |  | 0 | 0 | 0 | 0 | 0 | 0 |  | 0 | 0 |  |  | 0 | 0 | 0 | 0 |  | 0 | 0 | 0 | 0 | 0 | 0 | 0 | 0 | 0 | 0 | 0 | 0 |  | 0 | 0 | 0 | 0 | 0 | 0 | 0 | 0 | 0 | 0 | 0
Adjustments to Previous Years' Verified Results Total | [5 empty] | 1406.3676 | 1406.0061 | 1400.7462 | 1155.7141 | 640.8068 | 640.8068 | 640.8068 | 640.8068 | 1418.0763 | 1418.0763 | 1418.0763 | 1418.0763 |  | 6327.943 | 6260.146 | 6179.5877 | 9368.787 | 9333.7383 | 9221.1967 |  | 23462.9786 | 24390.6556 |  |  | 3214.5971 | 15400.7844 | 24390.6556 | 0 |  | 18690297.2284 | 18689080.6484 | 18674247.11 | 17864972.9243 | 1736380.7023 | 1736380.7023 | 1736380.7023 | 1736380.7023 | 7319857.2135 | 7319857.2135 | 7319857.2135 | 7319857.2135 |  | 42667075.6071 | 41947840.1571 | 41672941.1136 | 37444481.9069 | 37968082.9169 | 37080214.8043 | 145679402.6203 | 150785808.0371 | 110143549.5743 | 348924186.0803 | 645389396.7377
[6 empty] | 0 | 0 | 0 | 0 | 0 | 0 | 0 | 0 | 0 | 0 | 0 | 0 | 0 | 0 | 0 | 0 | 0 | 0 | 0 | 0 | 0 | 0 | 0 | 0 | 0 | 3214.5971 | 18615.3816 | 0 | 0 | 0 | 0 | 0 | 0 | 0 | 0 | 0 | 0 | 0 | 0 | 0 | 0 | 0 | 0 | 0 | 0 | 0 | 0 | 0 | 0 | 0 | 0 | 0 | 0 | 0
Ok- Due to Cumulative on LDC-Adjustment Slide

## IncremTrueLDC (hidden)
LDC | Renfrew Hydro Inc.
|  |  | Incremental Activity |  |  |  | Net Peak Demand Savings | [22 empty] | Net Peak Demand Savings (Cumulative) |  |  |  |  | Net Energy Savings (Incremental) | [22 empty] | Net Energy Savings (Cumulative)
| Initiative | Unit | All True-up Results |  |  |  | True-up 2011 in 2012 |  |  |  | True-up 2011 in 2013 |  |  |  | True-up 2011 in 2014 |  |  |  |  | True-up 2012 in 2013 |  |  | True-up 2012 in 2014 |  |  |  | True-up 2013 in 2014 |  |  | Progress towards 2014 (excluding DR) as of: |  |  |  |  | True-up 2011 in 2012 |  |  |  | True-up 2011 in 2013 |  |  |  | True-up 2011 in 2014 |  |  |  |  | True-up 2012 in 2013 |  |  | True-up 2012 in 2014 |  |  |  | True-up 2013 in 2014 |  |  | Progress towards 2014 (w/persistence) as of:
|  |  | 2011 | 2012 | 2013 | 2014 | 2011 | 2012 | 2013 | 2014 | 2011 | 2012 | 2013 | 2014 | 2011 | 2012 | 2013 | 2014 |  | 2012 | 2013 | 2014 | 2012 | 2013 | 2014 |  | 2013 | 2014 |  | 2011 | 2012 | 2013 | 2014 |  | 2011 | 2012 | 2013 | 2014 | 2011 | 2012 | 2013 | 2014 | 2011 | 2012 | 2013 | 2014 |  | 2012 | 2013 | 2014 | 2012 | 2013 | 2014 |  | 2013 | 2014 |  | 2011 | 2012 | 2013 | 2014
Consumer Program
| Appliance Retirement | Appliances | 0 | 0 | 0 |  | 0 | 0 | 0 | 0 | 0 | 0 | 0 | 0 | 0 | 0 | 0 | 0 |  | 0 | 0 | 0 | 0 | 0 | 0 |  | 0 | 0 |  | 0 | 0 | 0 |  |  | 0 | 0 | 0 | 0 | 0 | 0 | 0 | 0 | 0 | 0 | 0 | 0 |  | 0 | 0 | 0 | 0 | 0 | 0 |  | 0 | 0 |  | 0 | 0 | 0
| Appliance Exchange | Appliances | 0 | 0 | 0 |  | 0 | 0 | 0 | 0 | 0 | 0 | 0 | 0 | 0 | 0 | 0 | 0 |  | 0 | 0 | 0 | 0 | 0 | 0 |  | 0 | 0 |  | 0 | 0 | 0 |  |  | 0 | 0 | 0 | 0 | 0 | 0 | 0 | 0 | 0 | 0 | 0 | 0 |  | 0 | 0 | 0 | 0 | 0 | 0 |  | 0 | 0 |  | 0 | 0 | 0
| HVAC Incentives | Equipment | -22.2589 | 2.0155 | 2 |  | -6.7911 | -6.7911 | -6.7911 | -6.7911 | 0 | 0 | 0 | 0 | 0 | 0 | 0 | 0 |  | 0.50443 | 0.50443 | 0.50443 | 0 | 0 | 0 |  | 0.52587 | 0.52587 |  | -6.7911 | -6.2867 | -5.7608 |  |  | -13010.5322 | -13010.5322 | -13010.5322 | -13010.5322 | 0 | 0 | 0 | 0 | 0 | 0 | 0 | 0 |  | 1110.0206 | 1110.0206 | 1110.0206 | 0 | 0 | 0 |  | 1021.1046 | 1021.1046 |  | -52042.1287 | -48712.0669 | -46669.8576
| Conservation Instant Coupon Booklet | Items | 6.3688 | 0 | 0.81402 |  | 0.012479 | 0.012479 | 0.012479 | 0.012479 | 0 | 0 | 0 | 0 | 0 | 0 | 0 | 0 |  | 0 | 0 | 0 | 0 | 0 | 0 |  | 0.001 | 0.001 |  | 0.012479 | 0.012479 | 0.013479 |  |  | 213.6792 | 213.6792 | 213.6792 | 213.6792 | 0 | 0 | 0 | 0 | 0 | 0 | 0 | 0 |  | 0 | 0 | 0 | 0 | 0 | 0 |  | 18 | 18 |  | 854.717 | 854.717 | 890.717
| Bi-Annual Retailer Event | Items | 63.422 | 0 | 0 |  | 0.083613 | 0.083613 | 0.083613 | 0.083613 | 0 | 0 | 0 | 0 | 0 | 0 | 0 | 0 |  | 0 | 0 | 0 | 0 | 0 | 0 |  | 0 | 0 |  | 0.083613 | 0.083613 | 0.083613 |  |  | 1692.4963 | 1692.4963 | 1692.4963 | 1692.4963 | 0 | 0 | 0 | 0 | 0 | 0 | 0 | 0 |  | 0 | 0 | 0 | 0 | 0 | 0 |  | 0 | 0 |  | 6769.9852 | 6769.9852 | 6769.9852
| Retailer Co-op | Items | 0 | 0 | 0 |  | 0 | 0 | 0 | 0 | 0 | 0 | 0 | 0 | 0 | 0 | 0 | 0 |  | 0 | 0 | 0 | 0 | 0 | 0 |  | 0 | 0 |  | 0 | 0 | 0 |  |  | 0 | 0 | 0 | 0 | 0 | 0 | 0 | 0 | 0 | 0 | 0 | 0 |  | 0 | 0 | 0 | 0 | 0 | 0 |  | 0 | 0 |  | 0 | 0 | 0
| Residential Demand Response | Devices | 0 | 0 | 0 |  | 0 | 0 | 0 | 0 | 0 | 0 | 0 | 0 | 0 | 0 | 0 | 0 |  | 0 | 0 | 0 | 0 | 0 | 0 |  | 0 | 0 |  | 0 | 0 | 0 |  |  | 0 | 0 | 0 | 0 | 0 | 0 | 0 | 0 | 0 | 0 | 0 | 0 |  | 0 | 0 | 0 | 0 | 0 | 0 |  | 0 | 0 |  | 0 | 0 | 0
| Residential Demand Response (IHD) | Devices | 0 | 0 | 0 |  | 0 | 0 | 0 | 0 | 0 | 0 | 0 | 0 | 0 | 0 | 0 | 0 |  | 0 | 0 | 0 | 0 | 0 | 0 |  | 0 | 0 |  | 0 | 0 | 0 |  |  | 0 | 0 | 0 | 0 | 0 | 0 | 0 | 0 | 0 | 0 | 0 | 0 |  | 0 | 0 | 0 | 0 | 0 | 0 |  | 0 | 0 |  | 0 | 0 | 0
| Residential New Construction | Homes | 0 | 0 | 0 |  | 0 | 0 | 0 | 0 | 0 | 0 | 0 | 0 | 0 | 0 | 0 | 0 |  | 0 | 0 | 0 | 0 | 0 | 0 |  | 0 | 0 |  | 0 | 0 | 0 |  |  | 0 | 0 | 0 | 0 | 0 | 0 | 0 | 0 | 0 | 0 | 0 | 0 |  | 0 | 0 | 0 | 0 | 0 | 0 |  | 0 | 0 |  | 0 | 0 | 0
| Consumer Program Total | [5 empty] | -6.695 | -6.695 | -6.695 | -6.695 | 0 | 0 | 0 | 0 | 0 | 0 | 0 | 0 |  | 0.50443 | 0.50443 | 0.50443 | 0 | 0 | 0 |  | 0.52687 | 0.52687 |  | -6.695 | -6.1906 | -5.6637 |  |  | -11104.3567 | -11104.3567 | -11104.3567 | -11104.3567 | 0 | 0 | 0 | 0 | 0 | 0 | 0 | 0 |  | 1110.0206 | 1110.0206 | 1110.0206 | 0 | 0 | 0 |  | 1039.1046 | 1039.1046 |  | -44417.4266 | -41087.3648 | -39009.1555
Business Program
| Retrofit | Projects | 0 | 0 | 1 |  | 0 | 0 | 0 | 0 | 0 | 0 | 0 | 0 | 0 | 0 | 0 | 0 |  | 0 | 0 | 0 | 0 | 0 | 0 |  | 12.0082 | 12.0082 |  | 0 | 0 | 12.0082 |  |  | 0 | 0 | 0 | 0 | 0 | 0 | 0 | 0 | 0 | 0 | 0 | 0 |  | 0 | 0 | 0 | 0 | 0 | 0 |  | 66023.9842 | 66023.9842 |  | 0 | 0 | 132047.9685
| Direct Install Lighting | Projects | 1 | 0 | 1 |  | 0.76042 | 0.76042 | 0.76042 | 0.76042 | 0 | 0 | 0 | 0 | 0 | 0 | 0 | 0 |  | 0 | 0 | 0 | 0 | 0 | 0 |  | 0.34597 | 0.34597 |  | 0.76042 | 0.76042 | 1.1064 |  |  | 1946.4313 | 1946.4313 | 1946.4313 | 1946.4313 | 0 | 0 | 0 | 0 | 0 | 0 | 0 | 0 |  | 0 | 0 | 0 | 0 | 0 | 0 |  | 1221.7452 | 1221.7452 |  | 7785.7254 | 7785.7254 | 10229.2157
| Building Commissioning | Buildings | 0 | 0 | 0 |  | 0 | 0 | 0 | 0 | 0 | 0 | 0 | 0 | 0 | 0 | 0 | 0 |  | 0 | 0 | 0 | 0 | 0 | 0 |  | 0 | 0 |  | 0 | 0 | 0 |  |  | 0 | 0 | 0 | 0 | 0 | 0 | 0 | 0 | 0 | 0 | 0 | 0 |  | 0 | 0 | 0 | 0 | 0 | 0 |  | 0 | 0 |  | 0 | 0 | 0
| New Construction | Buildings | 0 | 0 | 0 |  | 0 | 0 | 0 | 0 | 0 | 0 | 0 | 0 | 0 | 0 | 0 | 0 |  | 0 | 0 | 0 | 0 | 0 | 0 |  | 0 | 0 |  | 0 | 0 | 0 |  |  | 0 | 0 | 0 | 0 | 0 | 0 | 0 | 0 | 0 | 0 | 0 | 0 |  | 0 | 0 | 0 | 0 | 0 | 0 |  | 0 | 0 |  | 0 | 0 | 0
| Energy Audit | Audits | 0 | 0 | 2 |  | 0 | 0 | 0 | 0 | 0 | 0 | 0 | 0 | 0 | 0 | 0 | 0 |  | 0 | 0 | 0 | 0 | 0 | 0 |  | 17.637 | 17.637 |  | 0 | 0 | 17.637 |  |  | 0 | 0 | 0 | 0 | 0 | 0 | 0 | 0 | 0 | 0 | 0 | 0 |  | 0 | 0 | 0 | 0 | 0 | 0 |  | 96965.8058 | 96965.8058 |  | 0 | 0 | 193931.6116
| Small Commercial Demand Response | Devices | 0 | 0 | 0 |  | 0 | 0 | 0 | 0 | 0 | 0 | 0 | 0 | 0 | 0 | 0 | 0 |  | 0 | 0 | 0 | 0 | 0 | 0 |  | 0 | 0 |  | 0 | 0 | 0 |  |  | 0 | 0 | 0 | 0 | 0 | 0 | 0 | 0 | 0 | 0 | 0 | 0 |  | 0 | 0 | 0 | 0 | 0 | 0 |  | 0 | 0 |  | 0 | 0 | 0
| Small Commercial Demand Response (IHD) | Devices | 0 | 0 | 0 |  | 0 | 0 | 0 | 0 | 0 | 0 | 0 | 0 | 0 | 0 | 0 | 0 |  | 0 | 0 | 0 | 0 | 0 | 0 |  | 0 | 0 |  | 0 | 0 | 0 |  |  | 0 | 0 | 0 | 0 | 0 | 0 | 0 | 0 | 0 | 0 | 0 | 0 |  | 0 | 0 | 0 | 0 | 0 | 0 |  | 0 | 0 |  | 0 | 0 | 0
| Business Demand Response 3 | Facilities | 0 | 0 | 0 |  | 0 | 0 | 0 | 0 | 0 | 0 | 0 | 0 | 0 | 0 | 0 | 0 |  | 0 | 0 | 0 | 0 | 0 | 0 |  | 0 | 0 |  | 0 | 0 | 0 |  |  | 0 | 0 | 0 | 0 | 0 | 0 | 0 | 0 | 0 | 0 | 0 | 0 |  | 0 | 0 | 0 | 0 | 0 | 0 |  | 0 | 0 |  | 0 | 0 | 0
| Business Program Total | [5 empty] | 0.76042 | 0.76042 | 0.76042 | 0.76042 | 0 | 0 | 0 | 0 | 0 | 0 | 0 | 0 |  | 0 | 0 | 0 | 0 | 0 | 0 |  | 29.9912 | 29.9912 |  | 0.76042 | 0.76042 | 30.7517 |  |  | 1946.4313 | 1946.4313 | 1946.4313 | 1946.4313 | 0 | 0 | 0 | 0 | 0 | 0 | 0 | 0 |  | 0 | 0 | 0 | 0 | 0 | 0 |  | 164211.5352 | 164211.5352 |  | 7785.7254 | 7785.7254 | 336208.7958
Industrial Program
| Process & System Upgrades | Projects | 0 | 0 | 0 |  | 0 | 0 | 0 | 0 | 0 | 0 | 0 | 0 | 0 | 0 | 0 | 0 |  | 0 | 0 | 0 | 0 | 0 | 0 |  | 0 | 0 |  | 0 | 0 | 0 |  |  | 0 | 0 | 0 | 0 | 0 | 0 | 0 | 0 | 0 | 0 | 0 | 0 |  | 0 | 0 | 0 | 0 | 0 | 0 |  | 0 | 0 |  | 0 | 0 | 0
| Monitoring & Targeting | Projects | 0 | 0 | 0 |  | 0 | 0 | 0 | 0 | 0 | 0 | 0 | 0 | 0 | 0 | 0 | 0 |  | 0 | 0 | 0 | 0 | 0 | 0 |  | 0 | 0 |  | 0 | 0 | 0 |  |  | 0 | 0 | 0 | 0 | 0 | 0 | 0 | 0 | 0 | 0 | 0 | 0 |  | 0 | 0 | 0 | 0 | 0 | 0 |  | 0 | 0 |  | 0 | 0 | 0
| Energy Manager | Projects | 0 | 0 | 0 |  | 0 | 0 | 0 | 0 | 0 | 0 | 0 | 0 | 0 | 0 | 0 | 0 |  | 0 | 0 | 0 | 0 | 0 | 0 |  | 0 | 0 |  | 0 | 0 | 0 |  |  | 0 | 0 | 0 | 0 | 0 | 0 | 0 | 0 | 0 | 0 | 0 | 0 |  | 0 | 0 | 0 | 0 | 0 | 0 |  | 0 | 0 |  | 0 | 0 | 0
| Industrial Retrofit | Projects | 0 | 0 | 0 |  | 0 | 0 | 0 | 0 | 0 | 0 | 0 | 0 | 0 | 0 | 0 | 0 |  | 0 | 0 | 0 | 0 | 0 | 0 |  | 0 | 0 |  | 0 | 0 | 0 |  |  | 0 | 0 | 0 | 0 | 0 | 0 | 0 | 0 | 0 | 0 | 0 | 0 |  | 0 | 0 | 0 | 0 | 0 | 0 |  | 0 | 0 |  | 0 | 0 | 0
| Demand Response 3 | Facilities | 0 | 0 | 0 |  | 0 | 0 | 0 | 0 | 0 | 0 | 0 | 0 | 0 | 0 | 0 | 0 |  | 0 | 0 | 0 | 0 | 0 | 0 |  | 0 | 0 |  | 0 | 0 | 0 |  |  | 0 | 0 | 0 | 0 | 0 | 0 | 0 | 0 | 0 | 0 | 0 | 0 |  | 0 | 0 | 0 | 0 | 0 | 0 |  | 0 | 0 |  | 0 | 0 | 0
| Industrial Program Total | [5 empty] | 0 | 0 | 0 | 0 | 0 | 0 | 0 | 0 | 0 | 0 | 0 | 0 |  | 0 | 0 | 0 | 0 | 0 | 0 |  | 0 | 0 |  | 0 | 0 | 0 |  |  | 0 | 0 | 0 | 0 | 0 | 0 | 0 | 0 | 0 | 0 | 0 | 0 |  | 0 | 0 | 0 | 0 | 0 | 0 |  | 0 | 0 |  | 0 | 0 | 0
Home Assistance Program
| Home Assistance Program | Homes | 0 | 0 | 18 |  | 0 | 0 | 0 | 0 | 0 | 0 | 0 | 0 | 0 | 0 | 0 | 0 |  | 0 | 0 | 0 | 0 | 0 | 0 |  | 2.1693 | 2.166 |  | 0 | 0 | 2.166 |  |  | 0 | 0 | 0 | 0 | 0 | 0 | 0 | 0 | 0 | 0 | 0 | 0 |  | 0 | 0 | 0 | 0 | 0 | 0 |  | 18190.537 | 18126.0489 |  | 0 | 0 | 36316.5859
| Home Assistance Program Total | [5 empty] | 0 | 0 | 0 | 0 | 0 | 0 | 0 | 0 | 0 | 0 | 0 | 0 |  | 0 | 0 | 0 | 0 | 0 | 0 |  | 2.1693 | 2.166 |  | 0 | 0 |  |  |  | 0 | 0 | 0 | 0 |  | 0 | 0 | 0 | [5 empty] | 0 | 0 | 0 | 0 | 0 | 0 |  | 18190.537 | 18126.0489 |  | 0 | 0 | 36316.5859
Aboriginal Program
| Home Assistance Program Aboriginal | Homes | 0 | 0 | 0 |  | 0 | 0 | 0 | 0 | 0 | 0 | 0 | 0 | 0 | 0 | 0 | 0 |  | 0 | 0 | 0 | 0 | 0 | 0 |  | 0 | 0 |  | 0 | 0 | 0 |  |  | 0 | 0 | 0 | 0 | 0 | 0 | 0 | 0 | 0 | 0 | 0 | 0 |  | 0 | 0 | 0 | 0 | 0 | 0 |  | 0 | 0 |  | 0 | 0 | 0
| Direct Install Lighting Aboriginal | Projects | 0 | 0 | 0 | [5 empty] | 0 | 0 | 0 | 0 | 0 | 0 | 0 | 0 |  | 0 | 0 | 0 | 0 | 0 | 0 |  | 0 | 0 |  | 0 | 0 | 0 | [6 empty] | 0 | 0 | 0 | 0 | 0 | 0 | 0 | 0 |  |  |  |  | 0 | 0 | 0 |  | 0 | 0 |  | 0 | 0 | 0
| Aboriginal Program Total | [5 empty] | 0 | 0 | 0 | 0 | 0 | 0 | 0 | 0 | 0 | 0 | 0 | 0 |  | 0 | 0 | 0 | 0 | 0 | 0 |  | 0 | 0 |  | 0 | 0 | 0 |  |  | 0 | 0 | 0 | 0 |  | 0 | 0 | 0 | 0 | 0 | 0 | 0 |  | 0 | 0 | 0 | 0 | 0 | 0 |  | 0 | 0 |  | 0 | 0 | 0
Pre-2011 Programs completed in 2011
| Electricity Retrofit Incentive | Projects | 0 | 0 | 0 |  | 0 | 0 | 0 | 0 | 0 | 0 | 0 | 0 | 0 | 0 | 0 | 0 |  | 0 | 0 | 0 | 0 | 0 | 0 |  | 0 | 0 |  | 0 | 0 | 0 |  |  | 0 | 0 | 0 | 0 | 0 | 0 | 0 | 0 | 0 | 0 | 0 | 0 |  | 0 | 0 | 0 | 0 | 0 | 0 |  | 0 | 0 |  | 0 | 0 | 0
| High Performance New Construction | Projects | 0 | 0 | 0 |  | 0 | 0 | 0 | 0 | 0 | 0 | 0 | 0 | 0 | 0 | 0 | 0 |  | 0 | 0 | 0 | 0 | 0 | 0 |  | 0 | 0 |  | 0 | 0 | 0 |  |  | 0 | 0 | 0 | 0 | 0 | 0 | 0 | 0 | 0 | 0 | 0 | 0 |  | 0 | 0 | 0 | 0 | 0 | 0 |  | 0 | 0 |  | 0 | 0 | 0
| Toronto Comprehensive | Projects | 0 | 0 | 0 |  | 0 | 0 | 0 | 0 | 0 | 0 | 0 | 0 | 0 | 0 | 0 | 0 |  | 0 | 0 | 0 | 0 | 0 | 0 |  | 0 | 0 |  | 0 | 0 | 0 |  |  | 0 | 0 | 0 | 0 | 0 | 0 | 0 | 0 | 0 | 0 | 0 | 0 |  | 0 | 0 | 0 | 0 | 0 | 0 |  | 0 | 0 |  | 0 | 0 | 0
| Multifamily Energy Efficiency Rebates | Projects | 0 | 0 | 0 |  | 0 | 0 | 0 | 0 | 0 | 0 | 0 | 0 | 0 | 0 | 0 | 0 |  | 0 | 0 | 0 | 0 | 0 | 0 |  | 0 | 0 |  | 0 | 0 | 0 |  |  | 0 | 0 | 0 | 0 | 0 | 0 | 0 | 0 | 0 | 0 | 0 | 0 |  | 0 | 0 | 0 | 0 | 0 | 0 |  | 0 | 0 |  | 0 | 0 | 0
| LDC Custom Programs | Projects | 0 | 0 | 0 |  | 0 | 0 | 0 | 0 | 0 | 0 | 0 | 0 | 0 | 0 | 0 | 0 |  | 0 | 0 | 0 | 0 | 0 | 0 |  | 0 | 0 |  | 0 | 0 | 0 |  |  | 0 | 0 | 0 | 0 | 0 | 0 | 0 | 0 | 0 | 0 | 0 | 0 |  | 0 | 0 | 0 | 0 | 0 | 0 |  | 0 | 0 |  | 0 | 0 | 0
| Pre-2011 Programs completed in 2011 Total | [5 empty] | 0 | 0 | 0 | 0 | 0 | 0 | 0 | 0 | 0 | 0 | 0 | 0 |  | 0 | 0 | 0 | 0 | 0 | 0 |  | 0 | 0 |  | 0 | 0 | 0 |  |  | 0 | 0 | 0 | 0 | 0 | 0 | 0 | 0 | 0 | 0 | 0 | 0 |  | 0 | 0 | 0 | 0 | 0 | 0 |  | 0 | 0 |  | 0 | 0 | 0
Other
| Program Enabled Savings | Projects | 0 | 0 | 0 | [5 empty] | 0 | 0 | 0 | 0 | 0 | 0 | 0 | 0 |  | 0 | 0 | 0 | 0 | 0 | 0 |  | 0 | 0 |  | 0 | 0 | 0 |  |  | 0 | 0 | 0 | 0 | 0 | 0 | 0 | 0 | 0 | 0 | 0 | 0 |  | 0 | 0 | 0 | 0 | 0 | 0 |  | 0 | 0 |  | 0 | 0 | 0
| Time-of-Use Savings | Homes | 0 | 0 | 0 | [5 empty] | 0 | 0 | 0 | 0 | 0 | 0 | 0 | 0 |  | 0 | 0 | 0 | 0 | 0 | 0 |  | 0 | 0 |  | 0 | 0 | 0 |  |  | 0 | 0 | 0 | 0 | 0 | 0 | 0 | 0 | 0 | 0 | 0 | 0 |  | 0 | 0 | 0 | 0 | 0 | 0 |  | 0 | 0 |  | 0 | 0 | 0
| Other Total | [5 empty] | 0 | 0 | 0 | 0 | 0 | 0 | 0 | 0 | 0 | 0 | 0 | 0 |  | 0 | 0 | 0 | 0 | 0 | 0 |  | 0 | 0 |  | 0 | 0 | 0 |  |  | 0 | 0 | 0 | 0 | 0 | 0 | 0 | 0 | 0 | 0 | 0 | 0 |  | 0 | 0 | 0 | 0 | 0 | 0 |  | 0 | 0 |  | 0 | 0 | 0
| Adjustments to 2011 Verified Results in 2012 | [5 empty] | True-up 2011 in 2012 2011: -5.9346; True-up 2011 in 2012 2012: -5.9346; True-up 2011 in 2012 2013: -5.9346; True-up 2011 in 2012 2014: -5.9346 | [11 empty] | -5.9346 |  |  |  |  | -9157.9253 | -9157.9253 | -9157.9253 | -9157.9253 | [19 empty] | -36631.7012 | -36631.7012 | -36631.7012
| Adjustments to 2011 Verified Results in 2013 | [5 empty] | True-up 2011 in 2013 2011: 0; True-up 2011 in 2013 2012: 0; True-up 2011 in 2013 2013: 0; True-up 2011 in 2013 2014: 0 | [11 empty] | 0 | [8 empty] | 0 | 0 | 0 | 0 | [15 empty] | 0 | 0 | 0
| Adjustments to 2011 Verified Results in 2014 | [5 empty] | True-up 2011 in 2014 2011: 0; True-up 2011 in 2014 2012: 0; True-up 2011 in 2014 2013: 0; True-up 2011 in 2014 2014: 0 | [11 empty] | 0 | [12 empty] | 0 | 0 | 0 | 0 | [11 empty] | 0 | 0 | 0
| Adjustments to 2012 Verified Results in 2013 | [18 empty] | 0.50443 | 0.50443 | 0.50443 | [8 empty] | 0.50443 | [16 empty] | 1110.0206 | 1110.0206 | 1110.0206 | [7 empty] | 0 | 3330.0618 | 3330.0618
| Adjustments to 2012 Verified Results in 2014 | [21 empty] | 0 | 0 | 0 | [5 empty] | 0 | [19 empty] | 0 | 0 | 0 |  |  |  |  | 0 | 0 | 0
| Adjustments to 2013 Verified Results in 2014 | [25 empty] | 32.6874 | 32.6841 |  |  |  | 32.6841 | [22 empty] | 183441.1768 | 183376.6887 |  | 0 | 0 | 366817.8656
| Energy Efficiency Total | [5 empty] | -5.9346 | -5.9346 | -5.9346 | -5.9346 | 0 | 0 | 0 | 0 | 0 | 0 | 0 | 0 |  | 0.50443 | 0.50443 | 0.50443 | 0 | 0 | 0 |  | 32.6874 | 32.6841 |  | -5.9346 | -5.4302 | 27.2539 | 0 |  | -9157.9253 | -9157.9253 | -9157.9253 | -9157.9253 | 0 | 0 | 0 | 0 | 0 | 0 | 0 | 0 |  | 1110.0206 | 1110.0206 | 1110.0206 | 0 | 0 | 0 |  | 183441.1768 | 183376.6887 |  | -36631.7012 | -33301.6394 | 333516.2262
| Demand Response Total (Scenario 1) | [5 empty] | 0 | 0 | 0 | 0 | 0 | 0 | 0 | 0 | 0 | 0 | 0 | 0 |  | 0 | 0 | 0 | 0 | 0 | 0 |  | 0 | 0 |  | 0 | 0 | 0 | 0 |  | 0 | 0 | 0 | 0 | 0 | 0 | 0 | 0 | 0 | 0 | 0 | 0 |  | 0 | 0 | 0 | 0 | 0 | 0 |  | 0 | 0 |  | 0 | 0 | 0
| Adjustments to Previous Years' Verified Results Total | [5 empty] | -5.9346 | -5.9346 | -5.9346 | -5.9346 | 0 | 0 | 0 | 0 | 0 | 0 | 0 | 0 |  | 0.50443 | 0.50443 | 0.50443 | 0 | 0 | 0 |  | 32.6874 | 32.6841 |  | -5.9346 | 0.50443 | 32.6841 | 0 |  | -9157.9253 | -9157.9253 | -9157.9253 | -9157.9253 | 0 | 0 | 0 | 0 | 0 | 0 | 0 | 0 |  | 1110.0206 | 1110.0206 | 1110.0206 | 0 | 0 | 0 |  | 183441.1768 | 183376.6887 |  | -36631.7012 | -33301.6394 | 333516.2262
[7 empty] | 0 | 0 | 0 | 0 | 0 | 0 | 0 | 0 | 0 | 0 | 0 | 0 | 0 | 0 | 0 | 0 | 0 | 0 | 0 | 0 | 0 | 0 | 0 | 0 | -5.9346 | -5.4302 | 0 | 0 | 0 | 0 | 0 | 0 | 0 | 0 | 0 | 0 | 0 | 0 | 0 | 0 | 0 | 0 | 0 | 0 | 0 | 0 | 0 | 0 | 0 | 0 | 0 | 0 | 0 | 0 | 0
Ok- Due to Cumulative on LDC-Adjustment Slide

## NTG_LDC (hidden)
LDC | Renfrew Hydro Inc.
| Initiative | Peak Demand Savings | [7 empty] | Energy Savings
|  | Realization Rate |  |  |  | Net-to-Gross Ratio |  |  |  | Realization Rate |  |  |  | Net-to-Gross Ratio
|  | 2011 | 2012 | 2013 | 2014 | 2011 | 2012 | 2013 | 2014 | 2011 | 2012 | 2013 | 2014 | 2011 | 2012 | 2013 | 2014
Consumer Program
| Appliance Retirement | 1 | 1 | n/a | n/a | 0.52 | 0.47 | 0.42 | 0.42 | 1 | 1 | n/a | n/a | 0.52 | 0.47 | 0.44 | 0.44
| Appliance Exchange | 1 | 1 | 1 | 1 | 0.52 | 0.52 | 0.53 | 0.53 | 1 | 1 | 1 | 1 | 0.52 | 0.52 | 0.53 | 0.53
| HVAC Incentives | 1 | 1 | n/a | 1 | 0.6 | 0.49 | 0.48 | 0.51 | 1 | 1 | n/a | 1 | 0.6 | 0.49 | 0.48 | 0.51
| Conservation Instant Coupon Booklet | 1 | 1 | 1 | 1 | 1.14 | 1 | 1.11 | 3.23 | 1 | 1 | 1 | 1 | 1.11 | 1.05 | 1.13 | 2.09
| Bi-Annual Retailer Event | 1 | 1 | 1 | 1 | 1.13 | 0.91 | 1.04 | 1.74 | 1 | 1 | 1 | 1 | 1.1 | 0.92 | 1.04 | 1.75
| Retailer Co-op | n/a | n/a | n/a | n/a | n/a | n/a | n/a | n/a | n/a | n/a | n/a | n/a | n/a | n/a | n/a | n/a
| Residential Demand Response (switch/pstat)* | n/a | n/a | n/a | n/a | n/a | n/a | n/a | n/a | n/a | n/a | n/a | n/a | n/a | n/a | n/a | n/a
| Residential Demand Response (IHD) | n/a | n/a | n/a | n/a | n/a | n/a | n/a | n/a | n/a | n/a | n/a | n/a | n/a | n/a | n/a | n/a
| Residential New Construction | n/a | n/a | n/a | n/a | n/a | n/a | n/a | n/a | n/a | n/a | n/a | n/a | n/a | n/a | n/a | n/a
Business Program
| Retrofit | 1.06 | 1.04 | 1.01 | 0.86 | 0.67 | 0.78 | 0.79 | 0.71 | 1.09 | 1.2 | 1.2242 | 1.0154 | 0.7 | 0.8 | 0.78 | 0.72
| Direct Install Lighting | 1.08 | 0.68 | 0.81 | 0.78 | 0.93 | 0.94 | 0.94 | 0.94 | 0.9 | 0.85 | 0.84353 | 0.82618 | 0.93 | 0.94 | 0.94 | 0.94
| Building Commissioning | n/a | n/a | n/a | n/a | n/a | n/a | n/a | n/a | n/a | n/a | n/a | n/a | n/a | n/a | n/a | n/a
| New Construction | n/a | n/a | n/a | n/a | n/a | n/a | n/a | n/a | n/a | n/a | n/a | n/a | n/a | n/a | n/a | n/a
| Energy Audit | n/a | n/a | n/a | 0.96 | n/a | n/a | n/a | 0.68 | n/a | n/a | n/a | 0.997 | n/a | n/a | n/a | 0.67
| Small Commercial Demand Response (switch/pstat)* | n/a | n/a | n/a | n/a | n/a | n/a | n/a | n/a | n/a | n/a | n/a | n/a | n/a | n/a | n/a | n/a
| Small Commercial Demand Response (IHD) | n/a | n/a | n/a | n/a | n/a | n/a | n/a | n/a | n/a | n/a | n/a | n/a | n/a | n/a | n/a | n/a
| Demand Response 3 (Business) | 0.76 | n/a | n/a | n/a | n/a | n/a | n/a | n/a | 1 | n/a | n/a | n/a | n/a | n/a | n/a | n/a
Industrial Program
| Process & System Upgrades | n/a | n/a | n/a | n/a | n/a | n/a | n/a | n/a | n/a | n/a | n/a | n/a | n/a | n/a | n/a | n/a
| Monitoring & Targeting | n/a | n/a | n/a | n/a | n/a | n/a | n/a | n/a | n/a | n/a | n/a | n/a | n/a | n/a | n/a | n/a
| Energy Manager | n/a | n/a | n/a | n/a | n/a | n/a | n/a | n/a | n/a | n/a | n/a | n/a | n/a | n/a | n/a | n/a
| Retrofit | n/a | n/a | n/a | n/a | n/a | n/a | n/a | n/a | n/a | n/a | n/a | n/a | n/a | n/a | n/a | n/a
| Demand Response 3 (Industrial) | 0.84 | n/a | n/a | n/a | n/a | n/a | n/a | n/a | 1 | n/a | n/a | n/a | n/a | n/a | n/a | n/a
Home Assistance Program
| Home Assistance Program | n/a | n/a | 1.08 | n/a | n/a | n/a | 1 | n/a | n/a | n/a | 0.87286 | n/a | n/a | n/a | 1 | n/a
Aboriginal Program
| Home Assistance Program Aboriginal | n/a | n/a | n/a | n/a | n/a | n/a | n/a | n/a | n/a | n/a | n/a | n/a | n/a | n/a | n/a | n/a
| Direct Install Lighting Aboriginal | n/a | n/a | n/a | n/a | n/a | n/a | n/a | n/a | n/a | n/a | n/a | n/a | n/a | n/a | n/a | n/a
Pre-2011 Programs completed in 2011
| Electricity Retrofit Incentive Program | 0.81 | n/a | n/a | n/a | 0.54 | n/a | n/a | n/a | 0.82 | n/a | n/a | n/a | 0.54 | n/a | n/a | n/a
| High Performance New Construction | 1 | 1 | n/a | n/a | 0.5 | 0.5 | n/a | n/a | 1 | 1 | n/a | n/a | 0.5 | 0.5 | n/a | n/a
| Toronto Comprehensive | n/a | n/a | n/a | n/a | n/a | n/a | n/a | n/a | n/a | n/a | n/a | n/a | n/a | n/a | n/a | n/a
| Multifamily Energy Efficiency Rebates | n/a | n/a | n/a | n/a | n/a | n/a | n/a | n/a | n/a | n/a | n/a | n/a | n/a | n/a | n/a | n/a
| LDC Custom Programs | n/a | n/a | n/a | n/a | n/a | n/a | n/a | n/a | n/a | n/a | n/a | n/a | n/a | n/a | n/a | n/a
Other
| Program Enabled Savings | n/a | n/a | n/a | n/a | n/a | n/a | n/a | n/a | n/a | n/a | n/a | n/a | n/a | n/a | n/a | n/a
| Time-of-Use Savings | n/a | n/a | n/a | n/a | n/a | n/a | n/a | n/a | n/a | n/a | n/a | n/a | n/a | n/a | n/a | n/a

## NTG_Prov (hidden)
| Initiative | Peak Demand Savings | [23 empty] | Peak Energy Savings
|  | Gross MW |  |  |  | Gross MW (Gross*RR) |  |  |  | Net MW (Gross*RR*NTG) |  |  |  | Gross MW (Gross*RR+IL) |  |  |  | Realization Rate |  |  |  | Net-to-Gross Ratio |  |  |  | Gross MWh |  |  |  | Gross MWh (Gross*RR) |  |  |  | Net MWh (Gross*RR*NTG) |  |  |  | Gross MW (Gross*RR+IL) |  |  |  | Realization Rate |  |  |  | Net-to-Gross Ratio
4 |  | 2011 | 2012 | 2013 | 2014 | 2011 | 2012 | 2013 | 2014 | 2011 | 2012 | 2013 | 2014 | 2011 | 2012 | 2013 | 2014 | 2011 | 2012 | 2013 | 2014 | 2011 | 2012 | 2013 | 2014 | 2011 | 2012 | 2013 | 2014 | 2011 | 2012 | 2013 | 2014 | 2011 | 2012 | 2013 | 2014 | 2011 | 2012 | 2013 | 2014 | 2011 | 2012 | 2013 | 2014 | 2011 | 2012 | 2013 | 2014
Consumer Program
| Appliance Retirement | 6.7504 | 0.0090843 |  |  | 0 | 0.0090843 |  |  | 3.2993 | 0.0041836 |  |  | 97.6366 |  |  |  | 1 | 1 | 1 | 1 | 0.50611 | 0.46053 | 0.42234 | 0.45208 | 593313.4599 | 61.5085 |  |  | 602600.8132 | 61.5085 |  |  | 459400.2074 | 28.8439 |  |  | 476618.8969 |  |  |  | 1 | 1 | 1 | 1 | 0.51438 | 0.46894 | 0.4362 | 0.46751
| Appliance Exchange | Gross MW 2011: 0.7193; Gross MW 2012: 0.020387; Gross MW (Gross*RR) 2011: 211.2277; Gross MW (Gross*RR) 2012: 0.020387; Net MW (Gross*RR*NTG) 2011: 0.3707; Net MW (Gross*RR*NTG) 2012: 0.010507; Realization Rate 2011: 1; Realization Rate 2012: 1; Realization Rate 2013: 1; Realization Rate 2014: 1; Net-to-Gross Ratio 2011: 0.51309; Net-to-Gross Ratio 2012: 0.51537; Net-to-Gross Ratio 2013: 0.52633; Net-to-Gross Ratio 2014: 0.52633; Gross MWh 2011: 1655.8885; Gross MWh 2012: 35.9451; Gross MWh (Gross*RR) 2011: 1655.8885; Gross MWh (Gross*RR) 2012: 35.9451; Net MWh (Gross*RR*NTG) 2011: 1673.106; Net MWh (Gross*RR*NTG) 2012: 18.5248; Realization Rate 2011: 1; Realization Rate 2012: 1; Realization Rate 2013: 1; Realization Rate 2014: 1; Net-to-Gross Ratio 2011: 0.51309; Net-to-Gross Ratio 2012: 0.51537; Net-to-Gross Ratio 2013: 0.52633; Net-to-Gross Ratio 2014: 0.52633
| HVAC Incentives | Gross MW 2011: 53.209; Gross MW 2012: 38.346; Gross MW (Gross*RR) 2011: 0; Gross MW (Gross*RR) 2012: 38.346; Net MW (Gross*RR*NTG) 2011: 32.0374; Net MW (Gross*RR*NTG) 2012: 19.0599; Realization Rate 2011: 1; Realization Rate 2012: 1; Realization Rate 2013: 1; Realization Rate 2014: 1; Net-to-Gross Ratio 2011: 0.60349; Net-to-Gross Ratio 2012: 0.49705; Net-to-Gross Ratio 2013: 0.48375; Net-to-Gross Ratio 2014: 0.47673; Gross MWh 2011: 0; Gross MWh 2012: 66929.2127; Gross MWh (Gross*RR) 2011: 0; Gross MWh (Gross*RR) 2012: 66929.2127; Net MWh (Gross*RR*NTG) 2011: 0; Net MWh (Gross*RR*NTG) 2012: 32841.2829; Realization Rate 2011: 1; Realization Rate 2012: 1; Realization Rate 2013: 1; Realization Rate 2014: 1; Net-to-Gross Ratio 2011: 0.59859; Net-to-Gross Ratio 2012: 0.49069; Net-to-Gross Ratio 2013: 0.47629; Net-to-Gross Ratio 2014: 0.47509
| Conservation Instant Coupon Booklet | Gross MW 2011: 1.1842; Gross MW 2012: 0.2309; Gross MW (Gross*RR) 2011: 0; Gross MW (Gross*RR) 2012: 0.2309; Net MW (Gross*RR*NTG) 2011: 1.3443; Net MW (Gross*RR*NTG) 2012: 0.23042; Realization Rate 2011: 1; Realization Rate 2012: 1; Realization Rate 2013: 1; Realization Rate 2014: 1; Net-to-Gross Ratio 2011: 1.1416; Net-to-Gross Ratio 2012: 0.9979; Net-to-Gross Ratio 2013: 1.114; Net-to-Gross Ratio 2014: 1.6928; Gross MWh 2011: 0; Gross MWh 2012: 1325.8984; Gross MWh (Gross*RR) 2011: 0; Gross MWh (Gross*RR) 2012: 1325.8984; Net MWh (Gross*RR*NTG) 2011: 0; Net MWh (Gross*RR*NTG) 2012: 1398.2019; Realization Rate 2011: 1; Realization Rate 2012: 1; Realization Rate 2013: 1; Realization Rate 2014: 1; Net-to-Gross Ratio 2011: 1.1108; Net-to-Gross Ratio 2012: 1.0545; Net-to-Gross Ratio 2013: 1.1265; Net-to-Gross Ratio 2014: 1.7264
| Bi-Annual Retailer Event | Gross MW 2011: 1.504; Gross MW 2012: 1.6222; Gross MW (Gross*RR) 2011: 0; Gross MW (Gross*RR) 2012: 1.6222; Net MW (Gross*RR*NTG) 2011: 1.6815; Net MW (Gross*RR*NTG) 2012: 1.48; Realization Rate 2011: 1; Realization Rate 2012: 1; Realization Rate 2013: 1; Realization Rate 2014: 1; Net-to-Gross Ratio 2011: 1.1239; Net-to-Gross Ratio 2012: 0.91232; Net-to-Gross Ratio 2013: 1.0368; Net-to-Gross Ratio 2014: 1.7388; Gross MWh 2011: 0; Gross MWh 2012: 29222.0724; Gross MWh (Gross*RR) 2011: 0; Gross MWh (Gross*RR) 2012: 29222.0724; Net MWh (Gross*RR*NTG) 2011: 0; Net MWh (Gross*RR*NTG) 2012: 26781.6743; Realization Rate 2011: 1; Realization Rate 2012: 1; Realization Rate 2013: 1; Realization Rate 2014: 1; Net-to-Gross Ratio 2011: 1.0976; Net-to-Gross Ratio 2012: 0.91649; Net-to-Gross Ratio 2013: 1.0449; Net-to-Gross Ratio 2014: 1.7494
| Retailer Co-op | Gross MW 2011: 0.00018054; Gross MW 2012: 0; Gross MW (Gross*RR) 2011: 0; Gross MW (Gross*RR) 2012: 0; Net MW (Gross*RR*NTG) 2011: 0.00012219; Net MW (Gross*RR*NTG) 2012: 0; Realization Rate 2011: 1; Realization Rate 2012: n/a; Realization Rate 2013: n/a; Realization Rate 2014: n/a; Net-to-Gross Ratio 2011: 0.67725; Net-to-Gross Ratio 2012: n/a; Net-to-Gross Ratio 2013: n/a; Net-to-Gross Ratio 2014: n/a; Gross MWh 2011: 0; Gross MWh 2012: 0; Gross MWh (Gross*RR) 2011: 0; Gross MWh (Gross*RR) 2012: 0; Net MWh (Gross*RR*NTG) 2011: 0; Net MWh (Gross*RR*NTG) 2012: 0; Realization Rate 2011: 1; Realization Rate 2012: n/a; Realization Rate 2013: n/a; Realization Rate 2014: n/a; Net-to-Gross Ratio 2011: 0.67681; Net-to-Gross Ratio 2012: n/a; Net-to-Gross Ratio 2013: n/a; Net-to-Gross Ratio 2014: n/a
| Residential Demand Response (switch/pstat)* | Gross MW 2011: 0; Gross MW 2012: 0; Gross MW (Gross*RR) 2011: 0; Gross MW (Gross*RR) 2012: 0; Net MW (Gross*RR*NTG) 2011: 0; Net MW (Gross*RR*NTG) 2012: 0; Realization Rate 2011: n/a; Realization Rate 2012: n/a; Realization Rate 2013: n/a; Realization Rate 2014: n/a; Net-to-Gross Ratio 2011: n/a; Net-to-Gross Ratio 2012: n/a; Net-to-Gross Ratio 2013: n/a; Net-to-Gross Ratio 2014: n/a; Gross MWh 2011: 0; Gross MWh 2012: 0; Gross MWh (Gross*RR) 2011: 0; Gross MWh (Gross*RR) 2012: 0; Net MWh (Gross*RR*NTG) 2011: 0; Net MWh (Gross*RR*NTG) 2012: 0; Realization Rate 2011: n/a; Realization Rate 2012: n/a; Realization Rate 2013: n/a; Realization Rate 2014: n/a; Net-to-Gross Ratio 2011: n/a; Net-to-Gross Ratio 2012: n/a; Net-to-Gross Ratio 2013: n/a; Net-to-Gross Ratio 2014: n/a
| Residential Demand Response (IHD) | Gross MW 2011: 0; Gross MW 2012: 0; Gross MW (Gross*RR) 2011: 0; Gross MW (Gross*RR) 2012: 0; Net MW (Gross*RR*NTG) 2011: 0; Net MW (Gross*RR*NTG) 2012: 0; Realization Rate 2011: n/a; Realization Rate 2012: n/a; Realization Rate 2013: n/a; Realization Rate 2014: n/a; Net-to-Gross Ratio 2011: n/a; Net-to-Gross Ratio 2012: n/a; Net-to-Gross Ratio 2013: n/a; Net-to-Gross Ratio 2014: n/a; Gross MWh 2011: 0; Gross MWh 2012: 0; Gross MWh (Gross*RR) 2011: 0; Gross MWh (Gross*RR) 2012: 0; Net MWh (Gross*RR*NTG) 2011: 0; Net MWh (Gross*RR*NTG) 2012: 0; Realization Rate 2011: n/a; Realization Rate 2012: n/a; Realization Rate 2013: n/a; Realization Rate 2014: n/a; Net-to-Gross Ratio 2011: n/a; Net-to-Gross Ratio 2012: n/a; Net-to-Gross Ratio 2013: n/a; Net-to-Gross Ratio 2014: n/a
| Residential New Construction | Gross MW 2011: 0.00012; Gross MW 2012: 0.000964; Gross MW (Gross*RR) 2011: 0; Gross MW (Gross*RR) 2012: 0.0035199; Net MW (Gross*RR*NTG) 2011: 4.92e-05; Net MW (Gross*RR*NTG) 2012: 0.0017247; Realization Rate 2011: 1; Realization Rate 2012: 3.6513; Realization Rate 2013: 0.78422; Realization Rate 2014: 1.0334; Net-to-Gross Ratio 2011: 0.41; Net-to-Gross Ratio 2012: 0.49; Net-to-Gross Ratio 2013: 0.63; Net-to-Gross Ratio 2014: 0.63; Gross MWh 2011: 0; Gross MWh 2012: 4.884; Gross MWh (Gross*RR) 2011: 0; Gross MWh (Gross*RR) 2012: 35.0048; Net MWh (Gross*RR*NTG) 2011: 0; Net MWh (Gross*RR*NTG) 2012: 17.1523; Realization Rate 2011: 1; Realization Rate 2012: 7.1672; Realization Rate 2013: 3.0905; Realization Rate 2014: 0.62158; Net-to-Gross Ratio 2011: 0.41; Net-to-Gross Ratio 2012: 0.49; Net-to-Gross Ratio 2013: 0.63; Net-to-Gross Ratio 2014: 0.63
Business Program
| Retrofit | 34.2012 | 78.9649 |  |  | 0 | 73.5723 |  |  | 24.4675 | 61.1467 |  |  |  | 81.4341 |  |  | 1.0601 | 0.93171 | 0.91724 | 0.83638 | 0.7154 | 0.75087 | 0.73139 | 0.71485 | 0 | 387817.2485 |  |  | 0 | 405865.4187 |  |  | 0 | 314922.4681 |  |  |  | 415744.7626 |  |  | 0.91129 | 1.0465 | 1.0097 | 0.98066 | 0.73886 | 0.75749 | 0.72863 | 0.72046
| Direct Install Lighting | 22.1555 | 20.4689 |  |  | 0 | 14.03 |  |  | 20.5044 | 15.2845 |  |  |  | 16.2025 |  |  | 1.076 | 0.68543 | 0.8153 | 0.78455 | 1.076 | 0.94334 | 0.94454 | 0.94454 | 0 | 68896.0465 |  |  | 0 | 58477.9694 |  |  | 0 | 57345.7985 |  |  |  | 60874.1343 |  |  | 0.92854 | 0.84879 | 0.84387 | 0.82623 | 0.92854 | 0.94204 | 0.94387 | 0.94387
| Building Commissioning | Gross MW 2011: 0; Gross MW 2012: 0; Gross MW (Gross*RR) 2011: 0; Gross MW (Gross*RR) 2012: 0; Net MW (Gross*RR*NTG) 2011: 0; Net MW (Gross*RR*NTG) 2012: 0; Realization Rate 2011: n/a; Realization Rate 2012: n/a; Realization Rate 2013: n/a; Realization Rate 2014: 1.97; Net-to-Gross Ratio 2011: n/a; Net-to-Gross Ratio 2012: n/a; Net-to-Gross Ratio 2013: n/a; Net-to-Gross Ratio 2014: 1; Gross MWh 2011: 0; Gross MWh 2012: 0; Gross MWh (Gross*RR) 2011: 0; Gross MWh (Gross*RR) 2012: 0; Net MWh (Gross*RR*NTG) 2011: 0; Net MWh (Gross*RR*NTG) 2012: 0; Realization Rate 2011: n/a; Realization Rate 2012: n/a; Realization Rate 2013: n/a; Realization Rate 2014: 1.16; Net-to-Gross Ratio 2011: n/a; Net-to-Gross Ratio 2012: n/a; Net-to-Gross Ratio 2013: n/a; Net-to-Gross Ratio 2014: 1
` | New Construction | Gross MW 2011: 0; Gross MW 2012: 1.5958; Gross MW (Gross*RR) 2011: 0; Gross MW (Gross*RR) 2012: 1.5596; Net MW (Gross*RR*NTG) 2011: 0; Net MW (Gross*RR*NTG) 2012: 0.76421; Realization Rate 2011: 0.5; Realization Rate 2012: 0.97735; Realization Rate 2013: 0.68161; Realization Rate 2014: 0.71; Net-to-Gross Ratio 2011: 0.5; Net-to-Gross Ratio 2012: 0.49; Net-to-Gross Ratio 2013: 0.54; Net-to-Gross Ratio 2014: 0.54; Gross MWh 2011: 0; Gross MWh 2012: 3755.8687; Gross MWh (Gross*RR) 2011: 0; Gross MWh (Gross*RR) 2012: 3703.5117; Net MWh (Gross*RR*NTG) 2011: 0; Net MWh (Gross*RR*NTG) 2012: 1814.7207; Realization Rate 2011: 0.5; Realization Rate 2012: 0.98606; Realization Rate 2013: 0.76037; Realization Rate 2014: 0.79; Net-to-Gross Ratio 2011: 0.5; Net-to-Gross Ratio 2012: 0.49; Net-to-Gross Ratio 2013: 0.54; Net-to-Gross Ratio 2014: 0.54
| Energy Audit | Gross MW 2011: 0; Gross MW 2012: 0; Gross MW (Gross*RR) 2011: 0; Gross MW (Gross*RR) 2012: 0; Net MW (Gross*RR*NTG) 2011: 0; Net MW (Gross*RR*NTG) 2012: 0; Realization Rate 2011: n/a; Realization Rate 2012: n/a; Realization Rate 2013: 1.0162; Realization Rate 2014: 0.96; Net-to-Gross Ratio 2011: n/a; Net-to-Gross Ratio 2012: n/a; Net-to-Gross Ratio 2013: 0.65633; Net-to-Gross Ratio 2014: 0.675; Gross MWh 2011: 0; Gross MWh 2012: 0; Gross MWh (Gross*RR) 2011: 0; Gross MWh (Gross*RR) 2012: 0; Net MWh (Gross*RR*NTG) 2011: 0; Net MWh (Gross*RR*NTG) 2012: 0; Realization Rate 2011: n/a; Realization Rate 2012: n/a; Realization Rate 2013: 0.96648; Realization Rate 2014: 1; Net-to-Gross Ratio 2011: n/a; Net-to-Gross Ratio 2012: n/a; Net-to-Gross Ratio 2013: 0.6609; Net-to-Gross Ratio 2014: 0.671
| Small Commercial Demand Response (switch/pstat)* | Gross MW 2011: 0; Gross MW 2012: 0; Gross MW (Gross*RR) 2011: 0; Gross MW (Gross*RR) 2012: 0; Net MW (Gross*RR*NTG) 2011: 0; Net MW (Gross*RR*NTG) 2012: 0; Realization Rate 2011: n/a; Realization Rate 2012: n/a; Realization Rate 2013: n/a; Realization Rate 2014: n/a; Net-to-Gross Ratio 2011: n/a; Net-to-Gross Ratio 2012: n/a; Net-to-Gross Ratio 2013: n/a; Net-to-Gross Ratio 2014: n/a; Gross MWh 2011: 0; Gross MWh 2012: 0; Gross MWh (Gross*RR) 2011: 0; Gross MWh (Gross*RR) 2012: 0; Net MWh (Gross*RR*NTG) 2011: 0; Net MWh (Gross*RR*NTG) 2012: 0; Realization Rate 2011: n/a; Realization Rate 2012: n/a; Realization Rate 2013: n/a; Realization Rate 2014: n/a; Net-to-Gross Ratio 2011: n/a; Net-to-Gross Ratio 2012: n/a; Net-to-Gross Ratio 2013: n/a; Net-to-Gross Ratio 2014: n/a
| Small Commercial Demand Response (IHD) | Gross MW 2011: 0; Gross MW 2012: 0; Gross MW (Gross*RR) 2011: 0; Gross MW (Gross*RR) 2012: 0; Net MW (Gross*RR*NTG) 2011: 0; Net MW (Gross*RR*NTG) 2012: 0; Realization Rate 2011: n/a; Realization Rate 2012: n/a; Realization Rate 2013: n/a; Realization Rate 2014: n/a; Net-to-Gross Ratio 2011: n/a; Net-to-Gross Ratio 2012: n/a; Net-to-Gross Ratio 2013: n/a; Net-to-Gross Ratio 2014: n/a; Gross MWh 2011: 0; Gross MWh 2012: 0; Gross MWh (Gross*RR) 2011: 0; Gross MWh (Gross*RR) 2012: 0; Net MWh (Gross*RR*NTG) 2011: 0; Net MWh (Gross*RR*NTG) 2012: 0; Realization Rate 2011: n/a; Realization Rate 2012: n/a; Realization Rate 2013: n/a; Realization Rate 2014: n/a; Net-to-Gross Ratio 2011: n/a; Net-to-Gross Ratio 2012: n/a; Net-to-Gross Ratio 2013: n/a; Net-to-Gross Ratio 2014: n/a
| Demand Response 3* | Gross MW 2011: 0; Gross MW 2012: 0; Gross MW (Gross*RR) 2011: 0; Gross MW (Gross*RR) 2012: 0; Net MW (Gross*RR*NTG) 2011: 0; Net MW (Gross*RR*NTG) 2012: 0; Realization Rate 2011: 0.75847; Realization Rate 2012: n/a; Realization Rate 2013: n/a; Realization Rate 2014: n/a; Net-to-Gross Ratio 2011: n/a; Net-to-Gross Ratio 2012: n/a; Net-to-Gross Ratio 2013: n/a; Net-to-Gross Ratio 2014: n/a; Gross MWh 2011: 0; Gross MWh 2012: 0; Gross MWh (Gross*RR) 2011: 0; Gross MWh (Gross*RR) 2012: 0; Net MWh (Gross*RR*NTG) 2011: 0; Net MWh (Gross*RR*NTG) 2012: 0; Realization Rate 2011: n/a; Realization Rate 2012: n/a; Realization Rate 2013: n/a; Realization Rate 2014: n/a; Net-to-Gross Ratio 2011: n/a; Net-to-Gross Ratio 2012: n/a; Net-to-Gross Ratio 2013: n/a; Net-to-Gross Ratio 2014: n/a
Industrial Program
| Process & System Upgrades | Gross MW 2011: 0; Gross MW 2012: 0; Gross MW (Gross*RR) 2011: 0; Gross MW (Gross*RR) 2012: 0; Net MW (Gross*RR*NTG) 2011: 0; Net MW (Gross*RR*NTG) 2012: 0; Realization Rate 2011: n/a; Realization Rate 2012: n/a; Realization Rate 2013: 0.85488; Realization Rate 2014: 0.95848; Net-to-Gross Ratio 2011: n/a; Net-to-Gross Ratio 2012: n/a; Net-to-Gross Ratio 2013: 0.94; Net-to-Gross Ratio 2014: 0.79; Gross MWh 2011: 0; Gross MWh 2012: 0; Gross MWh (Gross*RR) 2011: 0; Gross MWh (Gross*RR) 2012: 0; Net MWh (Gross*RR*NTG) 2011: 0; Net MWh (Gross*RR*NTG) 2012: 0; Realization Rate 2011: n/a; Realization Rate 2012: n/a; Realization Rate 2013: 0.87307; Realization Rate 2014: 0.96272; Net-to-Gross Ratio 2011: n/a; Net-to-Gross Ratio 2012: n/a; Net-to-Gross Ratio 2013: 0.93; Net-to-Gross Ratio 2014: 0.8
| Monitoring & Targeting | Gross MW 2011: 0; Gross MW 2012: 0; Gross MW (Gross*RR) 2011: 0; Gross MW (Gross*RR) 2012: 0; Net MW (Gross*RR*NTG) 2011: 0; Net MW (Gross*RR*NTG) 2012: 0; Realization Rate 2011: n/a; Realization Rate 2012: n/a; Realization Rate 2013: n/a; Realization Rate 2014: 0.59; Net-to-Gross Ratio 2011: n/a; Net-to-Gross Ratio 2012: n/a; Net-to-Gross Ratio 2013: n/a; Net-to-Gross Ratio 2014: 1; Gross MWh 2011: 0; Gross MWh 2012: 0; Gross MWh (Gross*RR) 2011: 0; Gross MWh (Gross*RR) 2012: 0; Net MWh (Gross*RR*NTG) 2011: 0; Net MWh (Gross*RR*NTG) 2012: 0; Realization Rate 2011: n/a; Realization Rate 2012: n/a; Realization Rate 2013: n/a; Realization Rate 2014: 0.36; Net-to-Gross Ratio 2011: n/a; Net-to-Gross Ratio 2012: n/a; Net-to-Gross Ratio 2013: n/a; Net-to-Gross Ratio 2014: 1
| Energy Manager | Gross MW 2011: 0; Gross MW 2012: 1.0342; Gross MW (Gross*RR) 2011: 0; Gross MW (Gross*RR) 2012: 1.2029; Net MW (Gross*RR*NTG) 2011: 0; Net MW (Gross*RR*NTG) 2012: 1.0856; Realization Rate 2011: n/a; Realization Rate 2012: 1.163; Realization Rate 2013: 0.9; Realization Rate 2014: 0.91; Net-to-Gross Ratio 2011: n/a; Net-to-Gross Ratio 2012: 0.9025; Net-to-Gross Ratio 2013: 0.9; Net-to-Gross Ratio 2014: 0.9; Gross MWh 2011: 0; Gross MWh 2012: 7067.535; Gross MWh (Gross*RR) 2011: 0; Gross MWh (Gross*RR) 2012: 8165.6782; Net MWh (Gross*RR*NTG) 2011: 0; Net MWh (Gross*RR*NTG) 2012: 7372.1079; Realization Rate 2011: n/a; Realization Rate 2012: 1.1554; Realization Rate 2013: 0.9; Realization Rate 2014: 0.96; Net-to-Gross Ratio 2011: n/a; Net-to-Gross Ratio 2012: 0.90282; Net-to-Gross Ratio 2013: 0.9; Net-to-Gross Ratio 2014: 0.85
| Retrofit | Realization Rate 2011: 1.1109; Realization Rate 2012: 0; Realization Rate 2013: n/a; Realization Rate 2014: n/a; Net-to-Gross Ratio 2011: 0.72418; Net-to-Gross Ratio 2012: 0; Net-to-Gross Ratio 2013: n/a; Net-to-Gross Ratio 2014: n/a; Realization Rate 2011: 0.90969; Realization Rate 2012: 0; Realization Rate 2013: n/a; Realization Rate 2014: n/a; Net-to-Gross Ratio 2011: 0.7515; Net-to-Gross Ratio 2012: 0; Net-to-Gross Ratio 2013: n/a; Net-to-Gross Ratio 2014: n/a
| Demand Response 3* | Gross MW 2011: 0; Gross MW 2012: 0; Gross MW (Gross*RR) 2011: 0; Gross MW (Gross*RR) 2012: 0; Net MW (Gross*RR*NTG) 2011: 0; Net MW (Gross*RR*NTG) 2012: 0; Realization Rate 2011: 0.84276; Realization Rate 2012: n/a; Realization Rate 2013: n/a; Realization Rate 2014: n/a; Net-to-Gross Ratio 2011: n/a; Net-to-Gross Ratio 2012: n/a; Net-to-Gross Ratio 2013: n/a; Net-to-Gross Ratio 2014: n/a; Gross MWh 2011: 0; Gross MWh 2012: 0; Gross MWh (Gross*RR) 2011: 0; Gross MWh (Gross*RR) 2012: 0; Net MWh (Gross*RR*NTG) 2011: 0; Net MWh (Gross*RR*NTG) 2012: 0; Realization Rate 2011: n/a; Realization Rate 2012: n/a; Realization Rate 2013: n/a; Realization Rate 2014: n/a; Net-to-Gross Ratio 2011: n/a; Net-to-Gross Ratio 2012: n/a; Net-to-Gross Ratio 2013: n/a; Net-to-Gross Ratio 2014: n/a
Home Assistance Program
| Home Assistance Program | Gross MW 2011: 0.0035173; Gross MW 2012: 1.7766; Gross MW (Gross*RR) 2011: 0; Gross MW (Gross*RR) 2012: 0.56625; Net MW (Gross*RR*NTG) 2011: 0.0024621; Net MW (Gross*RR*NTG) 2012: 0.56625; Realization Rate 2011: 1; Realization Rate 2012: 0.31873; Realization Rate 2013: 0.263; Realization Rate 2014: 0.49; Net-to-Gross Ratio 2011: 0.7; Net-to-Gross Ratio 2012: 1; Net-to-Gross Ratio 2013: 1; Net-to-Gross Ratio 2014: 1; Gross MWh 2011: 0; Gross MWh 2012: 5524.2303; Gross MWh (Gross*RR) 2011: 0; Gross MWh (Gross*RR) 2012: 5442.2323; Net MWh (Gross*RR*NTG) 2011: 0; Net MWh (Gross*RR*NTG) 2012: 5442.2323; Realization Rate 2011: 1; Realization Rate 2012: 0.98516; Realization Rate 2013: 0.87616; Realization Rate 2014: 0.78; Net-to-Gross Ratio 2011: 0.7; Net-to-Gross Ratio 2012: 1; Net-to-Gross Ratio 2013: 1; Net-to-Gross Ratio 2014: 1
Aboriginal Program
| Home Assistance Program Aboriginal | Gross MW 2011: 0; Gross MW 2012: 0; Gross MW (Gross*RR) 2011: 0; Gross MW (Gross*RR) 2012: 0; Net MW (Gross*RR*NTG) 2011: 0; Net MW (Gross*RR*NTG) 2012: 0; Realization Rate 2011: n/a; Realization Rate 2012: n/a; Realization Rate 2013: 0.053607; Realization Rate 2014: 0.14511; Net-to-Gross Ratio 2011: n/a; Net-to-Gross Ratio 2012: n/a; Net-to-Gross Ratio 2013: 1; Net-to-Gross Ratio 2014: 1; Gross MWh 2011: 0; Gross MWh 2012: 0; Gross MWh (Gross*RR) 2011: 0; Gross MWh (Gross*RR) 2012: 0; Net MWh (Gross*RR*NTG) 2011: 0; Net MWh (Gross*RR*NTG) 2012: 0; Realization Rate 2011: n/a; Realization Rate 2012: n/a; Realization Rate 2013: 0.94708; Realization Rate 2014: 0.96556; Net-to-Gross Ratio 2011: n/a; Net-to-Gross Ratio 2012: n/a; Net-to-Gross Ratio 2013: 1; Net-to-Gross Ratio 2014: 1
| Direct Install Lighting Aboriginal | Gross MW 2011: 0; Gross MW 2012: 0; Gross MW (Gross*RR) 2011: 0; Gross MW (Gross*RR) 2012: 0; Net MW (Gross*RR*NTG) 2011: 0; Net MW (Gross*RR*NTG) 2012: 0; Realization Rate 2011: n/a; Realization Rate 2012: n/a; Realization Rate 2013: n/a; Realization Rate 2014: n/a; Net-to-Gross Ratio 2011: n/a; Net-to-Gross Ratio 2012: n/a; Net-to-Gross Ratio 2013: n/a; Net-to-Gross Ratio 2014: n/a; Gross MWh 2011: 0; Gross MWh 2012: 0; Gross MWh (Gross*RR) 2011: 0; Gross MWh (Gross*RR) 2012: 0; Net MWh (Gross*RR*NTG) 2011: 0; Net MWh (Gross*RR*NTG) 2012: 0; Realization Rate 2011: n/a; Realization Rate 2012: n/a; Realization Rate 2013: n/a; Realization Rate 2014: n/a; Net-to-Gross Ratio 2011: n/a; Net-to-Gross Ratio 2012: n/a; Net-to-Gross Ratio 2013: n/a; Net-to-Gross Ratio 2014: n/a
Pre-2011 Programs completed in 2011
| Electricity Retrofit Incentive Program | Gross MW 2011: 40.4175; Gross MW 2012: 0; Gross MW (Gross*RR) 2011: 0; Gross MW (Gross*RR) 2012: 0; Net MW (Gross*RR*NTG) 2011: 21.5502; Net MW (Gross*RR*NTG) 2012: 0; Realization Rate 2011: 0.8; Realization Rate 2012: n/a; Realization Rate 2013: n/a; Realization Rate 2014: n/a; Net-to-Gross Ratio 2011: 0.53818; Net-to-Gross Ratio 2012: n/a; Net-to-Gross Ratio 2013: n/a; Net-to-Gross Ratio 2014: n/a; Gross MWh 2011: 0; Gross MWh 2012: 0; Gross MWh (Gross*RR) 2011: 0; Gross MWh (Gross*RR) 2012: 0; Net MWh (Gross*RR*NTG) 2011: 0; Net MWh (Gross*RR*NTG) 2012: 0; Realization Rate 2011: 0.8; Realization Rate 2012: n/a; Realization Rate 2013: n/a; Realization Rate 2014: n/a; Net-to-Gross Ratio 2011: 0.53818; Net-to-Gross Ratio 2012: n/a; Net-to-Gross Ratio 2013: n/a; Net-to-Gross Ratio 2014: n/a
| High Performance New Construction | Gross MW 2011: 10.1969; Gross MW 2012: 6.501; Gross MW (Gross*RR) 2011: 0; Gross MW (Gross*RR) 2012: 6.501; Net MW (Gross*RR*NTG) 2011: 5.0984; Net MW (Gross*RR*NTG) 2012: 3.2505; Realization Rate 2011: 1; Realization Rate 2012: 1; Realization Rate 2013: n/a; Realization Rate 2014: n/a; Net-to-Gross Ratio 2011: 0.49397; Net-to-Gross Ratio 2012: 0.5; Net-to-Gross Ratio 2013: n/a; Net-to-Gross Ratio 2014: 0.35; Gross MWh 2011: 0; Gross MWh 2012: 23803.8876; Gross MWh (Gross*RR) 2011: 0; Gross MWh (Gross*RR) 2012: 23803.8876; Net MWh (Gross*RR*NTG) 2011: 0; Net MWh (Gross*RR*NTG) 2012: 11901.9438; Realization Rate 2011: 1; Realization Rate 2012: 1; Realization Rate 2013: n/a; Realization Rate 2014: n/a; Net-to-Gross Ratio 2011: 0.4941; Net-to-Gross Ratio 2012: 0.5; Net-to-Gross Ratio 2013: n/a; Net-to-Gross Ratio 2014: 0.35
| Toronto Comprehensive | Gross MW 2011: 33.4667; Gross MW 2012: 0; Gross MW (Gross*RR) 2011: 0; Gross MW (Gross*RR) 2012: 0; Net MW (Gross*RR*NTG) 2011: 15.805; Net MW (Gross*RR*NTG) 2012: 0; Realization Rate 2011: 1.13; Realization Rate 2012: n/a; Realization Rate 2013: n/a; Realization Rate 2014: n/a; Net-to-Gross Ratio 2011: 0.5; Net-to-Gross Ratio 2012: n/a; Net-to-Gross Ratio 2013: n/a; Net-to-Gross Ratio 2014: n/a; Gross MWh 2011: 0; Gross MWh 2012: 0; Gross MWh (Gross*RR) 2011: 0; Gross MWh (Gross*RR) 2012: 0; Net MWh (Gross*RR*NTG) 2011: 0; Net MWh (Gross*RR*NTG) 2012: 0; Realization Rate 2011: 1.13; Realization Rate 2012: n/a; Realization Rate 2013: n/a; Realization Rate 2014: n/a; Net-to-Gross Ratio 2011: 0.52; Net-to-Gross Ratio 2012: n/a; Net-to-Gross Ratio 2013: n/a; Net-to-Gross Ratio 2014: n/a
| Multifamily Energy Efficiency Rebates | Gross MW 2011: 2.5534; Gross MW 2012: 0; Gross MW (Gross*RR) 2011: 0; Gross MW (Gross*RR) 2012: 0; Net MW (Gross*RR*NTG) 2011: 1.9806; Net MW (Gross*RR*NTG) 2012: 0; Realization Rate 2011: 0.93; Realization Rate 2012: n/a; Realization Rate 2013: n/a; Realization Rate 2014: n/a; Net-to-Gross Ratio 2011: 0.78; Net-to-Gross Ratio 2012: n/a; Net-to-Gross Ratio 2013: n/a; Net-to-Gross Ratio 2014: n/a; Gross MWh 2011: 0; Gross MWh 2012: 0; Gross MWh (Gross*RR) 2011: 0; Gross MWh (Gross*RR) 2012: 0; Net MWh (Gross*RR*NTG) 2011: 0; Net MWh (Gross*RR*NTG) 2012: 0; Realization Rate 2011: 0.93; Realization Rate 2012: n/a; Realization Rate 2013: n/a; Realization Rate 2014: n/a; Net-to-Gross Ratio 2011: 0.78; Net-to-Gross Ratio 2012: n/a; Net-to-Gross Ratio 2013: n/a; Net-to-Gross Ratio 2014: n/a
| LDC Custom Programs | Gross MW 2011: 0; Gross MW 2012: 0; Gross MW (Gross*RR) 2011: 0; Gross MW (Gross*RR) 2012: 0; Net MW (Gross*RR*NTG) 2011: 0; Net MW (Gross*RR*NTG) 2012: 0; Realization Rate 2011: 1; Realization Rate 2012: n/a; Realization Rate 2013: n/a; Realization Rate 2014: n/a; Net-to-Gross Ratio 2011: 1; Net-to-Gross Ratio 2012: n/a; Net-to-Gross Ratio 2013: n/a; Net-to-Gross Ratio 2014: n/a; Gross MWh 2011: 0; Gross MWh 2012: 0; Gross MWh (Gross*RR) 2011: 0; Gross MWh (Gross*RR) 2012: 0; Net MWh (Gross*RR*NTG) 2011: 0; Net MWh (Gross*RR*NTG) 2012: 0; Realization Rate 2011: 1; Realization Rate 2012: n/a; Realization Rate 2013: n/a; Realization Rate 2014: n/a; Net-to-Gross Ratio 2011: 1; Net-to-Gross Ratio 2012: n/a; Net-to-Gross Ratio 2013: n/a; Net-to-Gross Ratio 2014: n/a
Other
| Program Enabled Savings | Gross MW 2011: 0; Gross MW 2012: 2.1767; Gross MW (Gross*RR) 2011: 0; Gross MW (Gross*RR) 2012: 2.304; Net MW (Gross*RR*NTG) 2011: 0; Net MW (Gross*RR*NTG) 2012: 2.304; Realization Rate 2011: n/a; Realization Rate 2012: 1.0585; Realization Rate 2013: 1; Realization Rate 2014: 0.86203; Net-to-Gross Ratio 2011: n/a; Net-to-Gross Ratio 2012: 1; Net-to-Gross Ratio 2013: 1; Net-to-Gross Ratio 2014: 1; Gross MWh 2011: 0; Gross MWh 2012: 525.0108; Gross MWh (Gross*RR) 2011: 0; Gross MWh (Gross*RR) 2012: 1188.362; Net MWh (Gross*RR*NTG) 2011: 0; Net MWh (Gross*RR*NTG) 2012: 1188.362; Realization Rate 2011: n/a; Realization Rate 2012: 2.2635; Realization Rate 2013: 1; Realization Rate 2014: 0.98103; Net-to-Gross Ratio 2011: n/a; Net-to-Gross Ratio 2012: 1; Net-to-Gross Ratio 2013: 1; Net-to-Gross Ratio 2014: 1
| Time-of-Use Savings | Gross MW 2011: 0; Gross MW 2012: 0; Gross MW (Gross*RR) 2011: 0; Gross MW (Gross*RR) 2012: 0; Net MW (Gross*RR*NTG) 2011: 0; Net MW (Gross*RR*NTG) 2012: 0; Realization Rate 2011: n/a; Realization Rate 2012: n/a; Realization Rate 2013: n/a; Realization Rate 2014: n/a; Net-to-Gross Ratio 2011: n/a; Net-to-Gross Ratio 2012: n/a; Net-to-Gross Ratio 2013: n/a; Net-to-Gross Ratio 2014: n/a; Gross MWh 2011: 0; Gross MWh 2012: 0; Gross MWh (Gross*RR) 2011: 0; Gross MWh (Gross*RR) 2012: 0; Net MWh (Gross*RR*NTG) 2011: 0; Net MWh (Gross*RR*NTG) 2012: 0; Realization Rate 2011: n/a; Realization Rate 2012: n/a; Realization Rate 2013: n/a; Realization Rate 2014: n/a; Net-to-Gross Ratio 2011: n/a; Net-to-Gross Ratio 2012: n/a; Net-to-Gross Ratio 2013: n/a; Net-to-Gross Ratio 2014: n/a
Note on P3: OPA: Only for DIL and Retrofit
Note on AN3: OPA: Only for DIL and Retrofit

## Graphs (hidden)
|  | Provincial -- Demand Progress |  |  |  | 69.76%
|  | Provincial -- Energy Progress |  |  |  | 109.2%
|  | Demand Progress |  |  |  | 52.29%
|  | Energy Progress |  |  |  | 96.36%
|  |  | Demand |  | Energy
0 |  |  | # of LDCs | LDC Progress | # of LDCs | LDC Progress |  | Demand |  | Energy
0.05 | 5% | 0-5% | 0 |  | 0 |  | Consumer | 0.11084 | 57.46% | 0.1967 | 44.39%
0.1 | 10% | 5-10% | 0 |  | 0 |  | Business | 0.038821 | 20.12% | 0.24642 | 55.61%
0.15 | 15% | 10-15% | 3 |  | 0 |  | Industrial | 0 | 0% | 0 | 0%
0.2 | 20% | 15-20% | 0 |  | 0 |  | HAP | 0 | 0% | 0 | 0%
0.25 | 25% | 20-25% | 0 |  | 0 |  | ACP | 0 | 0% | 0 | 0%
0.3 | 30% | 25-30% | 2 |  | 0 |  | Other | 0.043258 | 22.42% | 0 | 0%
0.35 | 35% | 30-35% | 2 |  | 0 |  |  | 0.19292 |  | 0.44311
0.4 | 40% | 35-40% | 2 |  | 1
0.45 | 45% | 40-45% | 5 |  | 4
0.5 | 50% | 45-50% | 9 |  | 1
0.55 | 55% | 50-55% | 10 | 10 | 1
0.6 | 60% | 55-60% | 10 |  | 0
0.65 | 65% | 60-65% | 8 |  | 1
0.7 | 70% | 65-70% | 4 |  | 1
0.75 | 75% | 70-75% | 5 |  | 2
0.8 | 80% | 75-80% | 3 |  | 4
0.85 | 85% | 80-85% | 4 |  | 5
0.9 | 90% | 85-90% | 3 |  | 0
0.95 | 95% | 90-95% | 0 |  | 7
1 | 100% | 95-100% | 0 |  | 8 | 8
2.5 | 250% | >100% | 6 |  | 41

## TrueProv (Gross) (hidden)
|  | Incremental Activity |  |  |  | Net Peak Demand Savings | [22 empty] | Net Peak Demand Savings (Cumulative) |  |  |  |  | Net Energy Savings (Incremental) | [21 empty] | Net Energy Savings (Cumulative)
Initiative | Unit | All True-up Results |  |  |  | True-up 2011 in 2012 |  |  |  | 2011 True-up in 2013 |  |  |  | 2011 True-up in 2014 |  |  |  |  | True-up 2012 in 2013 |  |  | True-up 2012 in 2014 |  |  |  | True-up 2013 in 2014 |  |  | Progress towards 2014 (excluding DR) as of: |  |  |  |  | 2011 True-up 2012 |  |  |  | 2011 True-up 2013 |  |  |  | 2011 True-up 2014 |  |  |  |  | True-up 2012 in 2013 |  |  | True-up 2012 in 2014 |  |  |  | True-up 2013 |  | Progress towards 2014 (w/persistence) as of:
|  | 2011 | 2012 | 2013 | 2014 | 2011 | 2012 | 2013 | 2014 | 2011 | 2012 | 2013 | 2014 | 2011 | 2012 | 2013 | 2014 |  | 2012 | 2013 | 2014 | 2012 | 2013 | 2014 |  | 2013 | 2014 |  | 2011 | 2012 | 2013 | 2014 |  | 2011 | 2012 | 2013 | 2014 | 2011 | 2012 | 2013 | 2014 | 2011 | 2012 | 2013 | 2014 |  | 2012 | 2013 | 2014 | 2012 | 2013 | 2014 |  | 2013 | 2014 | 2011 | 2012 | 2013 | 2014
Consumer Program
Appliance Retirement | Appliances | 0 | 0 |  |  | 0 | 0 | 0 | 0 | 0 | 0 | 0 | 0 | 0 | 0 | 0 | 0 |  | 0 | 0 | 0 | 0 | 0 | 0 |  | 0 | 0 |  | 0 | 0 | 0 |  |  | 0 | 0 | 0 | 0 | 0 | 0 | 0 | 0 | 0 | 0 | 0 | 0 |  | 0 | 0 | 0 | 0 | 0 | 0 |  | 0 | 0 | 0 | 0 | 0
Appliance Exchange | Appliances | 0 | 0 |  |  | 0 | 0 | 0 | 0 | 0 | 0 | 0 | 0 | 0 | 0 | 0 | 0 |  | 0 | 0 | 0 | 0 | 0 | 0 |  | 0 | 0 |  | 0 | 0 | 0 |  |  | 0 | 0 | 0 | 0 | 0 | 0 | 0 | 0 | 0 | 0 | 0 | 0 |  | 0 | 0 | 0 | 0 | 0 | 0 |  | 0 | 0 | 0 | 0 | 0
HVAC Incentives | Equipment | 0 | 2206.9559 |  |  | -8772.659 | 0 | 0 | 0 | 10.9026 | 0 | 0 | 0 | 2.2656 | 2.2656 | 2.2656 | 2.2656 |  | 1036.3145 | 1036.3145 | 1036.3145 | 54.3105 | 54.3105 | 54.3105 |  | 2156.6435 | 2156.6435 |  | -8759.4908 | -7668.8658 | -5512.2222 |  |  | -16265859.203 | 0 | 0 | 0 | 20580.6737 | 20580.6737 | 20580.6737 | 20580.6737 | 4192.1927 | 4192.1927 | 4192.1927 | 4192.1927 |  | 1854832.5328 | 1854832.5328 | 1854832.5328 | 97640.9524 | 97640.9524 | 97640.9524 |  | 3873448.6102 | 3873448.6102 | -16166767.7374 | -10309347.2819 | -2562450.0615
Conservation Instant Coupon Booklet | Items | 0 | 0 |  |  | 14.6057 | 0 | 0 | 0 | 0 | 0 | 0 | 0 | 0 | 0 | 0 | 0 |  | 0 | 0 | 0 | 0 | 0 | 0 |  | 1.484 | 1.484 |  | 14.6057 | 14.6057 | 16.0897 |  |  | 255975.4451 | 0 | 0 | 0 | 0 | 0 | 0 | 0 | 0 | 0 | 0 | 0 |  | 0 | 0 | 0 | 0 | 0 | 0 |  | 20668 | 20668 | 255975.4451 | 255975.4451 | 297311.4451
Bi-Annual Retailer Event | Items | 0 | 0 |  |  | 116.6094 | 0 | 0 | 0 | 0 | 0 | 0 | 0 | 0 | 0 | 0 | 0 |  | 0 | 0 | 0 | 0 | 0 | 0 |  | 0 | 0 |  | 116.6094 | 116.6094 | 116.6094 |  |  | 2373616.4725 | 0 | 0 | 0 | 0 | 0 | 0 | 0 | 0 | 0 | 0 | 0 |  | 0 | 0 | 0 | 0 | 0 | 0 |  | 0 | 0 | 2373616.4725 | 2373616.4725 | 2373616.4725
Retailer Co-op | Items | 0 | 0 |  |  | 0 | 0 | 0 | 0 | 0 | 0 | 0 | 0 | 0 | 0 | 0 | 0 |  | 0 | 0 | 0 | 0 | 0 | 0 |  | 0 | 0 |  | 0 | 0 | 0 |  |  | 0 | 0 | 0 | 0 | 0 | 0 | 0 | 0 | 0 | 0 | 0 | 0 |  | 0 | 0 | 0 | 0 | 0 | 0 |  | 0 | 0 | 0 | 0 | 0
Residential Demand Response | Devices | 0 | 0 |  |  | 0 | 0 | 0 | 0 | 0 | 0 | 0 | 0 | 0 | 0 | 0 | 0 |  | 0 | 0 | 0 | 0 | 0 | 0 |  | 0 | 0 |  | 0 | 0 | 0 |  |  | 0 | 0 | 0 | 0 | 0 | 0 | 0 | 0 | 0 | 0 | 0 | 0 |  | 0 | 0 | 0 | 0 | 0 | 0 |  | 0 | 0 | 0 | 0 | 0
Residential Demand Response (IHD) | Devices | 0 | 0 |  |  | 0 | 0 | 0 | 0 | 0 | 0 | 0 | 0 | 0 | 0 | 0 | 0 |  | 0 | 0 | 0 | 0 | 0 | 0 |  | 0 | 0 |  | 0 | 0 | 0 |  |  | 0 | 0 | 0 | 0 | 0 | 0 | 0 | 0 | 0 | 0 | 0 | 0 |  | 0 | 0 | 0 | 0 | 0 | 0 |  | 0 | 0 | 0 | 0 | 0
Residential New Construction | Homes | 0 | 0 |  |  | 0.37 | 0 | 0 | 0 | 0 | 0 | 0 | 0 | 0.1674 | 0.1674 | 0.1674 | 0.1674 |  | 0 | 0 | 0 | 1.1978 | 1.1978 | 1.1978 |  | 114.7795 | 114.7795 |  | 0.5374 | 1.7352 | 116.5148 |  |  | 328256.4546 | 0 | 0 | 0 | 0 | 0 | 0 | 0 | 1836.1 | 1836.1 | 1836.1 | 1836.1 |  | 0 | 0 | 0 | 2009.28 | 2009.28 | 2009.28 |  | 701488.4476 | 701488.4476 | 335600.8546 | 341628.6946 | 1744605.5899
Consumer Program Total | [5 empty] | -8641.074 | 0 | 0 | 0 | 10.9026 | 0 | 0 | 0 | 2.433 | 2.433 | 2.433 | 2.433 |  | 1036.3145 | 1036.3145 | 1036.3145 | 55.5083 | 55.5083 | 55.5083 |  | 2272.9071 | 2272.9071 |  | -8627.7384 | -7535.9155 | -5263.0084 | 0 |  | -13308010.8308 | 0 | 0 | 0 | 20580.6737 | 20580.6737 | 20580.6737 | 20580.6737 | 6028.2927 | 6028.2927 | 6028.2927 | 6028.2927 |  | 1854832.5328 | 1854832.5328 | 1854832.5328 | 99650.2324 | 99650.2324 | 99650.2324 |  | 4595605.0578 | 4595605.0578 | -13201574.9652 | -7338126.6697 | 1853083.446
Business Program | [5 empty] | True-up 2011 in 2012 2011: 0; True-up 2011 in 2012 2012: 0; True-up 2011 in 2012 2013: 0; True-up 2011 in 2012 2014: 0
Retrofit | Projects | 0 | 529 |  |  | 4503.5049 | 0 | 0 | 0 | 0 | 0 | 0 | 0 | 7.9746 | 7.9746 | 7.9746 | 7.9746 |  | 6217.752 | 6217.752 | 6109.9155 | 3896.24 | 3896.24 | 3860.7443 |  | 16584.0472 | 16420.2948 |  | 4511.4795 | 14482.1393 | 30902.434 |  |  | 22046930.6604 | 0 | 0 | 0 | 0 | 0 | 0 | 0 | 0 | 0 | 0 | 0 |  | 40101272.7133 | 40101272.7133 | 39736875.8986 | 18427515.98 | 18427515.98 | 18309973.6484 |  | 108677565.7125 | 108024039.4706 | 22046930.6604 | 197151357.5939 | 413852962.7769
Direct Install Lighting | Projects | 0 | 197 |  |  | 541.1177 | 0 | 0 | 0 | 0 | 0 | 0 | 0 | 0 | 0 | 0 | 0 |  | 216.7382 | 216.7382 | 214.9911 | 0 | 0 | 0 |  | 48.6556 | 48.6556 |  | 541.1177 | 756.1089 | 804.7645 |  |  | 1346618.3462 | 0 | 0 | 0 | 0 | 0 | 0 | 0 | 0 | 0 | 0 | 0 |  | 781858.3816 | 781858.3816 | 775744.7381 | 0 | 0 | 0 |  | 174459.5491 | 174459.5491 | 1346618.3462 | 3686079.8475 | 4034998.9456
Building Commissioning | Buildings | 0 | 0 |  |  | 0 | 0 | 0 | 0 | 0 | 0 | 0 | 0 | 0 | 0 | 0 | 0 |  | 0 | 0 | 0 | 0 | 0 | 0 |  | 0 | 0 |  | 0 | 0 | 0 |  |  | 0 | 0 | 0 | 0 | 0 | 0 | 0 | 0 | 0 | 0 | 0 | 0 |  | 0 | 0 | 0 | 0 | 0 | 0 |  | 0 | 0 | 0 | 0 | 0
New Construction | Buildings | 0 | 0 |  |  | 3243.087 | 0 | 0 | 0 | 0 | 0 | 0 | 0 | 44.2418 | 44.2418 | 44.2418 | 44.2418 |  | 0 | 0 | 0 | 2672.5781 | 2672.5781 | 2685.8728 |  | 4150.7639 | 4150.7639 |  | 3287.3288 | 5973.2016 | 10123.9655 |  |  | 11323593 | 0 | 0 | 0 | 0 | 0 | 0 | 0 | 0 | 0 | 0 | 0 |  | 0 | 0 | 0 | 9884304.5898 | 9884304.5898 | 9924032.8032 |  | 15992924.0795 | 15992924.0795 | 11323593 | 41016234.9828 | 73002083.1417
Energy Audit | Audits | 0 | 65 |  |  | 481.4772 | 0 | 0 | 0 | 10.3543 | 0 | 0 | 0 | 164.327 | 164.327 | 164.327 | 164.327 |  | 336.5164 | 336.5164 | 336.5164 | 151.1039 | 151.1039 | 151.1039 |  | 3630.5833 | 3630.5833 |  | 656.1586 | 1143.7788 | 4774.3621 |  |  | 2341391.665 | 0 | 0 | 0 | 50352.5089 | 0 | 0 | 0 | 0 | 0 | 0 | 0 |  | 1636456.5401 | 1636456.5401 | 1636456.5401 | 749917.9175 | 749917.9175 | 749917.9175 |  | 19822523.8334 | 19822523.8334 | 2391744.1739 | 9550867.5466 | 49195915.2134
Small Commercial Demand Response | Devices | 0 | 0 |  |  | 0 | 0 | 0 | 0 | 0 | 0 | 0 | 0 | 0 | 0 | 0 | 0 |  | 0 | 0 | 0 | 0 | 0 | 0 |  | 0 | 0 |  | 0 | 0 | 0 |  |  | 0 | 0 | 0 | 0 | 0 | 0 | 0 | 0 | 0 | 0 | 0 | 0 |  | 0 | 0 | 0 | 0 | 0 | 0 |  | 0 | 0 | 0 | 0 | 0
Small Commercial Demand Response (IHD) | Devices | 0 | 0 |  |  | 0 | 0 | 0 | 0 | 0 | 0 | 0 | 0 | 0 | 0 | 0 | 0 |  | 0 | 0 | 0 | 0 | 0 | 0 |  | 0 | 0 |  | 0 | 0 | 0 |  |  | 0 | 0 | 0 | 0 | 0 | 0 | 0 | 0 | 0 | 0 | 0 | 0 |  | 0 | 0 | 0 | 0 | 0 | 0 |  | 0 | 0 | 0 | 0 | 0
Business Demand Response 3 | Facilities | 0 | 0 |  |  | 0 | 0 | 0 | 0 | 0 | 0 | 0 | 0 | 0 | 0 | 0 | 0 |  | 0 | 0 | 0 | 0 | 0 | 0 |  | 0 | 0 |  | 0 | 0 | 0 |  |  | 0 | 0 | 0 | 0 | 0 | 0 | 0 | 0 | 0 | 0 | 0 | 0 |  | 0 | 0 | 0 | 0 | 0 | 0 |  | 0 | 0 | 0 | 0 | 0
Business Program Total | [5 empty] | 8769.1869 | 0 | 0 | 0 | 10.3543 | 0 | 0 | 0 | 216.5433 | 216.5433 | 216.5433 | 216.5433 |  | 6771.0066 | 6771.0066 | 6661.423 | 6719.9219 | 6719.9219 | 6697.7209 |  | 24414.05 | 24250.2976 |  | 8996.0846 | 22355.2285 | 46605.5261 | 0 |  | 37058533.6716 | 0 | 0 | 0 | 50352.5089 | 0 | 0 | 0 | 0 | 0 | 0 | 0 |  | 42519587.6349 | 42519587.6349 | 42149077.1767 | 29061738.4873 | 29061738.4873 | 28983924.369 |  | 144667473.1744 | 144013946.9325 | 37108886.1805 | 251404539.9707 | 540085960.0776
Industrial Program | [5 empty] | True-up 2011 in 2012 2011: 0; True-up 2011 in 2012 2012: 0; True-up 2011 in 2012 2013: 0; True-up 2011 in 2012 2014: 0
Process & System Upgrades | Projects | 0 | 0 |  |  | 0 | 0 | 0 | 0 | 0 | 0 | 0 | 0 | 0 | 0 | 0 | 0 |  | 0 | 0 | 0 | 0 | 0 | 0 |  | 426.3695 | 426.3695 |  | 0 | 0 | 426.3695 |  |  | 0 | 0 | 0 | 0 | 0 | 0 | 0 | 0 | 0 | 0 | 0 | 0 |  | 0 | 0 | 0 | 0 | 0 | 0 |  | 1232785 | 1232785 | 0 | 0 | 2465570
Monitoring & Targeting | Projects | 0 | 0 |  |  | 0 | 0 | 0 | 0 | 0 | 0 | 0 | 0 | 0 | 0 | 0 | 0 |  | 0 | 0 | 0 | 0 | 0 | 0 |  | 54.26 | 54.26 |  | 0 | 0 | 54.26 |  |  | 0 | 0 | 0 | 0 | 0 | 0 | 0 | 0 | 0 | 0 | 0 | 0 |  | 0 | 0 | 0 | 528000 | 528000 | 528000 |  | 639348 | 639348 | 0 | 1584000 | 2862696
Energy Manager | Projects | 0 | 3 |  |  | 0 | 0 | 0 | 0 | 0 | 0 | 0 | 0 | 29.45 | 29.45 | 29.45 | 29.45 |  | 75.33 | 0 | 0 | 995.466 | 1022.0926 | 939.0585 |  | 2687.1132 | 3847.272 |  | 29.45 | 968.5085 | 4815.7805 |  |  | 0 | 0 | 0 | 0 | 0 | 0 | 0 | 0 | 0 | 0 | 0 | 0 |  | 799150.5 | 0 | 0 | 8168856.241 | 8873601.8303 | 8043124.5818 |  | 28893595.668 | 35100798.8241 | 0 | 25884733.1531 | 89879127.6451
Industrial Retrofit | Projects | 0 | 0 |  |  | 0 | 0 | 0 | 0 | 0 | 0 | 0 | 0 | 0 | 0 | 0 | 0 |  | 0 | 0 | 0 | 0 | 0 | 0 |  | 0 | 0 |  | 0 | 0 | 0 |  |  | 0 | 0 | 0 | 0 | 0 | 0 | 0 | 0 | 0 | 0 | 0 | 0 |  | 0 | 0 | 0 | 0 | 0 | 0 |  | 0 | 0 | 0 | 0 | 0
Demand Response 3 | Facilities | 0 | 0 |  |  | 0 | 0 | 0 | 0 | 0 | 0 | 0 | 0 | 0 | 0 | 0 | 0 |  | 0 | 0 | 0 | 0 | 0 | 0 |  | 0 | 0 |  | 0 | 0 | 0 |  |  | 0 | 0 | 0 | 0 | 0 | 0 | 0 | 0 | 0 | 0 | 0 | 0 |  | 0 | 0 | 0 | 0 | 0 | 0 |  | 0 | 0 | 0 | 0 | 0
Industrial Program Total | [5 empty] | 0 | 0 | 0 | 0 | 0 | 0 | 0 | 0 | 29.45 | 29.45 | 29.45 | 29.45 |  | 75.33 | 0 | 0 | 995.466 | 1022.0926 | 939.0585 |  | 3167.7427 | 4327.9015 |  | 29.45 | 968.5085 | 5296.41 |  |  | 0 | 0 | 0 | 0 | 0 | 0 | 0 | 0 | 0 | 0 | 0 | 0 |  | 799150.5 | 0 | 0 | 8696856.241 | 9401601.8303 | 8571124.5818 |  | 30765728.668 | 36972931.8241 | 0 | 27468733.1531 | 95207393.6451
Home Assistance Program | [5 empty] | True-up 2011 in 2012 2011: 0; True-up 2011 in 2012 2012: 0; True-up 2011 in 2012 2013: 0; True-up 2011 in 2012 2014: 0
Home Assistance Program | Homes | 0 | 0 |  |  | 0 | 0 | 0 | 0 | 0 | 0 | 0 | 0 | 0 | 0 | 0 | 0 |  | 0 | 0 | 0 | 222.0868 | 222.0868 | 221.2588 |  | 791.2163 | 788.0114 |  | 0 | 221.2588 | 1009.2703 |  |  | 0 | 0 | 0 | 0 | 0 | 0 | 0 | 0 | 0 | 0 | 0 | 0 |  | 0 | 0 | 0 | 1316748.8606 | 1316748.8606 | 1300625.0599 |  | 4321794.2275 | 4259382.6 | 0 | 3934122.7811 | 12515299.6087
Home Assistance Program Total | [5 empty] | 0 | 0 | 0 | 0 | 0 | 0 | 0 | 0 | 0 | 0 | 0 | 0 |  | 0 | 0 | 0 | 222.0868 | 222.0868 | 221.2588 |  | 791.2163 | 788.0114 |  | 0 | 221.2588 | 1009.2703 |  |  | 0 | 0 | 0 | 0 | 0 | 0 | 0 | 0 | 0 | 0 | 0 | 0 |  | 0 | 0 | 0 | 1316748.8606 | 1316748.8606 | 1300625.0599 |  | 4321794.2275 | 4259382.6 | 0 | 3934122.7811 | 12515299.6087
Aboriginal Program | [5 empty] | True-up 2011 in 2012 2011: 0; True-up 2011 in 2012 2012: 0; True-up 2011 in 2012 2013: 0; True-up 2011 in 2012 2014: 0
Home Assistance Program Aboriginal | Homes | 0 | 0 |  |  | 0 | 0 | 0 | 0 | 0 | 0 | 0 | 0 | 0 | 0 | 0 | 0 |  | 0 | 0 | 0 | 0 | 0 | 0 |  | 134.3514 | 134.3514 |  | 0 | 0 | 134.3514 |  |  | 0 | 0 | 0 | 0 | 0 | 0 | 0 | 0 | 0 | 0 | 0 | 0 |  | 0 | 0 | 0 | 0 | 0 | 0 |  | 563714.8831 | 563714.8831 | 0 | 0 | 1127429.7662
Direct Install Lighting Aboriginal | Projects | 0 | 0 |  |  | 0 | 0 | 0 | 0 | 0 | 0 | 0 | 0 | 0 | 0 | 0 | 0 |  | 0 | 0 | 0 | 0 | 0 | 0 |  | 0 | 0 |  | 0 | 0 | 0 |  |  | 0 | 0 | 0 | 0 | 0 | 0 | 0 | 0 | 0 | 0 | 0 | 0 |  | 0 | 0 | 0 | 0 | 0 | 0 |  | 0 | 0 | 0 | 0 | 0
Aboriginal Program Total | [5 empty] | 0 | 0 | 0 | 0 | 0 | 0 | 0 | 0 | 0 | 0 | 0 | 0 |  | 0 | 0 | 0 | 0 | 0 | 0 |  | 134.3514 | 134.3514 |  | 0 | 0 | 134.3514 |  |  | 0 | 0 | 0 | 0 | 0 | 0 | 0 | 0 | 0 | 0 | 0 | 0 |  | 0 | 0 | 0 | 0 | 0 | 0 |  | 563714.8831 | 563714.8831 | 0 | 0 | 1127429.7662 | 0
Pre-2011 Programs completed in 2011 | [5 empty] | True-up 2011 in 2012 2011: 0; True-up 2011 in 2012 2012: 0; True-up 2011 in 2012 2013: 0; True-up 2011 in 2012 2014: 0
Electricity Retrofit Incentive | Projects | 0 | 0 |  |  | 265.7686 | 0 | 0 | 0 | 0 | 0 | 0 | 0 | 0 | 0 | 0 | 0 |  | 0 | 0 | 0 | 0 | 0 | 0 |  | 0 | 0 |  | 265.7686 | 265.7686 | 265.7686 |  |  | 1049108.0513 | 0 | 0 | 0 | 0 | 0 | 0 | 0 | 0 | 0 | 0 | 0 |  | 0 | 0 | 0 | 0 | 0 | 0 |  | 0 | 0 | 1049108.0513 | 1049108.0513 | 1049108.0513
High Performance New Construction | Projects | 0 | 0 |  |  | 12871.687 | 0 | 0 | 0 | 0 | 0 | 0 | 0 | 199.932 | 199.932 | 199.932 | 199.932 |  | 0 | 0 | 0 | 726.51 | 726.51 | 726.51 |  | 404.88 | 404.88 |  | 13071.619 | 13798.129 | 14203.009 |  |  | 23905663 | 0 | 0 | 0 | 0 | 0 | 0 | 0 | 0 | 0 | 0 | 0 |  | 0 | 0 | 0 | 5665065.56 | 5665065.56 | 5665065.56 |  | 1535047.68 | 1535047.68 | 23905663 | 40900859.68 | 43970955.04
Toronto Comprehensive | Projects | 0 | 0 |  |  | 0 | 0 | 0 | 0 | 0 | 0 | 0 | 0 | 0 | 0 | 0 | 0 |  | 0 | 0 | 0 | 1920.3938 | 1920.3938 | 1920.3938 |  | 528.8057 | 528.8057 |  | 0 | 1920.3938 | 2449.1995 |  |  | 0 | 0 | 0 | 0 | 0 | 0 | 0 | 0 | 0 | 0 | 0 | 0 |  | 0 | 0 | 0 | 12924334.89 | 12924334.89 | 12924334.89 |  | 3783964.94 | 3783964.94 | 0 | 38773004.67 | 46340934.55
Multifamily Energy Efficiency Rebates | Projects | 0 | 0 |  |  | 0 | 0 | 0 | 0 | 0 | 0 | 0 | 0 | 0 | 0 | 0 | 0 |  | 0 | 0 | 0 | 0 | 0 | 0 |  | 0 | 0 |  | 0 | 0 | 0 |  |  | 0 | 0 | 0 | 0 | 0 | 0 | 0 | 0 | 0 | 0 | 0 | 0 |  | 0 | 0 | 0 | 0 | 0 | 0 |  | 0 | 0 | 0 | 0 | 0
LDC Custom Programs | Projects | 0 | 0 |  |  | 0 | 0 | 0 | 0 | 0 | 0 | 0 | 0 | 0 | 0 | 0 | 0 |  | 0 | 0 | 0 | 0 | 0 | 0 |  | 0 | 0 |  | 0 | 0 | 0 |  |  | 0 | 0 | 0 | 0 | 0 | 0 | 0 | 0 | 0 | 0 | 0 | 0 |  | 0 | 0 | 0 | 0 | 0 | 0 |  | 0 | 0 | 0 | 0 | 0
Pre-2011 Programs completed in 2011 Total | [5 empty] | 13137.4556 | 0 | 0 | 0 | 0 | 0 | 0 | 0 | 199.932 | 199.932 | 199.932 | 199.932 |  | 0 | 0 | 0 | 2646.9038 | 2646.9038 | 2646.9038 |  | 933.6857 | 933.6857 |  | 13337.3876 | 15984.2914 | 16917.9771 |  |  | 24954771.0513 | 0 | 0 | 0 | 0 | 0 | 0 | 0 | 0 | 0 | 0 | 0 |  | 0 | 0 | 0 | 18589400.45 | 18589400.45 | 18589400.45 |  | 5319012.62 | 5319012.62 | 24954771.0513 | 80722972.4013 | 91360997.6413
Other | [5 empty] | True-up 2011 in 2012 2011: 0; True-up 2011 in 2012 2012: 0; True-up 2011 in 2012 2013: 0; True-up 2011 in 2012 2014: 0
Program Enabled Savings | Projects |  | 40 |  |  | 0 | 0 | 0 | 0 | 623.874 | 0 | 0 | 0 | 1152.4149 | 1152.4149 | 1152.4149 | 1152.4149 |  | 824.233 | 824.233 | 824.233 | 2888.0739 | 2888.0739 | 2888.0739 |  | 2020.3137 | 2020.3137 |  | 1776.2889 | 5488.5958 | 7508.9095 |  |  | 0 | 0 | 0 | 0 | 1673711.84 | 0 | 0 | 0 | 0 | 0 | 0 | 0 |  | 9927472.74 | 9927472.74 | 9927472.74 | 1554214.5235 | 1554214.5235 | 1554214.5235 |  | 10688563.6167 | 10688563.6167 | 1673711.84 | 36118773.6305 | 57495900.8639
Time-of-Use Savings | Homes |  | 0 |  |  | 0 | 0 | 0 | 0 | 0 | 0 | 0 | 0 | 0 | 0 | 0 | 0 |  | 0 | 0 | 0 | 0 | 0 | 0 |  | 0 | 0 |  | 0 | 0 | 0 |  |  | 0 | 0 | 0 | 0 | 0 | 0 | 0 | 0 | 0 | 0 | 0 | 0 |  | 0 | 0 | 0 | 0 | 0 | 0 |  | 0 | 0 | 0 | 0 | 0
Other Total | [5 empty] | 0 | 0 | 0 | 0 | 623.874 | 0 | 0 | 0 | 1152.4149 | 1152.4149 | 1152.4149 | 1152.4149 |  | 824.233 | 824.233 | 824.233 | 2888.0739 | 2888.0739 | 2888.0739 |  | 2020.3137 | 2020.3137 |  | 1776.2889 | 5488.5958 | 7508.9095 |  |  | 0 | 0 | 0 | 0 | 1673711.84 | 0 | 0 | 0 | 0 | 0 | 0 | 0 |  | 9927472.74 | 9927472.74 | 9927472.74 | 1554214.5235 | 1554214.5235 | 1554214.5235 |  | 10688563.6167 | 10688563.6167 | 1673711.84 | 36118773.6305 | 57495900.8639
Adjustments to 2011 Verified Results in 2012 | [5 empty] | True-up 2011 in 2012 2011: 13265.5685; True-up 2011 in 2012 2012: 0; True-up 2011 in 2012 2013: 0; True-up 2011 in 2012 2014: 0 | [11 empty] | 13265.5685 |  |  |  |  | 48705293.8921 | 0 | 0 | 0 | [18 empty] | 48705293.8921 | 48705293.8921 | 48705293.8921
Adjustments to 2011 Verified Results in 2013 | [5 empty] | 2011 True-up in 2013 2011: 645.131; 2011 True-up in 2013 2012: 0; 2011 True-up in 2013 2013: 0; 2011 True-up in 2013 2014: 0 | [11 empty] | 645.131 | [8 empty] | 1744645.0226 | 20580.6737 | 20580.6737 | 20580.6737 | [14 empty] | 1806387.0436 | 1806387.0436 | 1806387.0436
Adjustments to 2011 Verified Results in 2014 | [5 empty] | 2011 True-up in 2014 2011: 1600.7732; 2011 True-up in 2014 2012: 1600.7732; 2011 True-up in 2014 2013: 1600.7732; 2011 True-up in 2014 2014: 1600.7732 | [11 empty] | 1600.7732 | [12 empty] | 6028.2927 | 6028.2927 | 6028.2927 | 6028.2927 | [10 empty] | 24113.1709 | 24113.1709 | 24113.1709
Adjustments to 2012 Verified Results in 2013 | [18 empty] | 8706.8841 | 8631.5541 | 8521.9705 | [8 empty] | 8521.9705 | [16 empty] | 55101043.4077 | 54301892.9077 | 53931382.4495 | [7 empty] | 163334318.7649 | 163334318.7649
Adjustments to 2012 Verified Results in 2014 | [21 empty] | 13527.9607 | 13554.5873 | 13448.5243 | [5 empty] | 13448.5243 | [19 empty] | 59318608.7948 | 60023354.3841 | 59098939.2166 |  |  |  |  | 178440902.3955 | 178440902.3955
Adjustments to 2013 Verified Results in 2014 | [25 empty] | 33734.267 | 34727.4684 |  |  |  | 34727.4684 | [22 empty] | 200921892.2475 | 206413157.5343 |  |  | 407335049.7818
Energy Efficiency Total | [5 empty] | 13265.5685 | 0 | 0 | 0 | 645.131 | 0 | 0 | 0 | 1600.7732 | 1600.7732 | 1600.7732 | 1600.7732 |  | 8706.8841 | 8631.5541 | 8521.9705 | 13527.9607 | 13554.5873 | 13448.5243 |  | 33734.267 | 34727.4684 |  | 15511.4727 | 37481.9675 | 72209.4359 |  |  | 48705293.8921 | 0 | 0 | 0 | 1744645.0226 | 20580.6737 | 20580.6737 | 20580.6737 | 6028.2927 | 6028.2927 | 6028.2927 | 6028.2927 | 0 | 55101043.4077 | 54301892.9077 | 53931382.4495 | 59318608.7948 | 60023354.3841 | 59098939.2166 | 0 | 200921892.2475 | 206413157.5343 | 50535794.1067 | 392311015.2671 | 799646065.0489
Demand Response Total (Scenario 1) | [5 empty] | 0 | 0 | 0 | 0 | 0 | 0 | 0 | 0 | 0 | 0 | 0 | 0 |  | 0 | 0 | 0 | 0 | 0 | 0 |  | 0 | 0 |  | 0 | 0 | 0 |  |  | 0 | 0 | 0 | 0 | 0 | 0 | 0 | 0 | 0 | 0 | 0 | 0 | 0 | 0 | 0 | 0 | 0 | 0 | 0 | 0 | 0 | 0 | 0 | 0 | 0
Adjustments to Previous Years' Verified Results Total | [5 empty] | 13265.5685 | 0 | 0 | 0 | 645.131 | 0 | 0 | 0 | 1600.7732 | 1600.7732 | 1600.7732 | 1600.7732 |  | 8706.8841 | 8631.5541 | 8521.9705 | 13527.9607 | 13554.5873 | 13448.5243 |  | 33734.267 | 34727.4684 |  | 15511.4727 | 21970.4948 | 34727.4684 |  |  | 48705293.8921 | 0 | 0 | 0 | 1744645.0226 | 20580.6737 | 20580.6737 | 20580.6737 | 6028.2927 | 6028.2927 | 6028.2927 | 6028.2927 | 0 | 55101043.4077 | 54301892.9077 | 53931382.4495 | 59318608.7948 | 60023354.3841 | 59098939.2166 | 0 | 200921892.2475 | 206413157.5343 | 50535794.1067 | 392311015.2671 | 799646065.0489
[6 empty] | 0 | 0 | 0 | 0 | 0 | 0 | 0 | 0 | 0 | 0 | 0 | 0 | 0 | 0 | 0 | 0 | 0 | 0 | 0 | 0 | 0 | 0 | 0 | 0 | 15511.4727 | 37481.9675 | 0 | 0 | 0 | 0 | 0 | 0 | 0 | 0 | 0 | 0 | 0 | 0 | 0 | 0 | 0 | 0 | 0 | 0 | 0 | 0 | 0 | 0 | 0 | 0 | 0 | 0 | 0
Note on J3: haneef.ansari: persisting savings not available

## Provincial - Results 2011 (hidden)
Table P2: Province-Wide Results
Program |  |  |  | Gross Savings |  |  |  | Net Savings |  | Contribution to Targets
|  |  |  | Incremental Peak Demand Savings (kW) | Incremental Energy Savings (kWh) |  |  | Incremental Peak Demand Savings (kW) | Incremental Energy Savings (kWh) | Program-to-Date: Net Annual Peak Demand Savings (kW) in 2014 | Program-to-Date: 2011-2014 Net Cumulative Energy Savings (kWh)
Consumer Program Total |  |  |  | 73757.2867 | 192379633.3499 |  |  | 49123.4102 | 133519667.6253 | 38404.6337 | 534017834.514
Business Program Total |  |  |  | 78048.2842 | 251304448.4252 |  |  | 64593.9695 | 198124227.2197 | 41047.8971 | 767657789.6195
Industrial Program Total |  |  |  | 68648.2738 | 41493144.8729 |  |  | 57098.6906 | 31947577.2408 | 4613.3671 | 118543018.8502
Home Assistance Program Total |  |  |  | 3.5173 | 56119.19 |  |  | 2.4621 | 39283.433 | 2.4621 | 157133.732
Pre-2011 Programs completed in 2011 Total |  |  |  | 87168.9483 | 460822079.3106 |  |  | 44832.7346 | 241853019.7862 | 44832.7346 | 967412079.1449
Total OPA Contracted Province-Wide CDM Programs |  |  |  | 307626.3103 | 946055425.1485 |  |  | 215651.267 | 605483775.3051 | 128901.0946 | 2387787855.8606
# | Initiative | Realization Rate |  | Gross Savings |  | Net-to-Gross Ratio |  | Net Savings |  | Contribution to Targets
|  | Peak Demand Savings | Energy Savings | Incremental Peak Demand Savings (kW) | Incremental Energy Savings (kWh) | Peak Demand Savings | Energy Savings | Incremental Peak Demand Savings (kW) | Incremental Energy Savings (kWh) | Program-to-Date: Net Annual Peak Demand Savings (kW) in 2014 | Program-to-Date: 2011-2014 Net Cumulative Energy Savings (kWh)
Consumer Program
1 | Appliance Retirement | 100% | 100% | 6750.4107 | 45971626.5981 | 50.61% | 51.44% | 3299.3424 | 23005812.1077 | 3159.7982 | 91903302.6518
2 | Appliance Exchange | 100% | 100% | 719.2964 | 873530.8435 | 51.31% | 51.31% | 370.7003 | 450187.3334 | 181.4846 | 1930651.0255
3 | HVAC Incentives | 100% | 100% | 53209.0343 | 99413430.1268 | 60.35% | 59.86% | 32037.4327 | 59437670.316 | 32037.4327 | 237750681.264
4 | Conservation Instant Coupon Booklet | 100% | 100% | 1184.2041 | 19192453.3877 | 114.2% | 111.1% | 1344.2653 | 21211537.0525 | 1344.2653 | 84846148.2102
5 | Bi-Annual Retailer Event | 100% | 100% | 1504.0205 | 26899264.635 | 112.4% | 109.8% | 1681.4781 | 29387468.4856 | 1681.4781 | 117549873.9426
6 | Retailer Co-op | 100% | 100% | 0.18054 | 3917.4587 | 67.73% | 67.68% | 0.12219 | 2651.7 | 0.12555 | 10606.8
7 | Residential Demand Response | n/a | n/a | 10390.02 | 23597.3 | n/a | n/a | 10390.02 | 23597.3 | 0 | 23597.3
8 | Residential New Construction | 100% | 100% | 0.12 | 1813 | 41% | 41% | 0.0492 | 743.33 | 0.0492 | 2973.32
Business Program
9 | Efficiency: Equipment Replacement | 106% | 91.13% | 34201.1649 | 184070265.2148 | 71.54% | 73.89% | 24467.467 | 136002257.578 | 24438.1585 | 543856391.7022
10 | Direct Installed Lighting | 107.6% | 92.85% | 22155.4622 | 65777197.0999 | 107.6% | 92.85% | 23724.4811 | 61076700.7772 | 16486.4301 | 221520977.3148
11 | Existing Building Commissioning Incentive | - | - | - | - | - | - | - | - | - | -
12 | New Construction and Major Renovation Incentive | 50% | 50% | 246.617 | 823434.492 | 50% | 50% | 123.3085 | 411717.246 | 123.3085 | 1646868.984
13 | Energy Audit | - | - | - | - | - | - | - | - | - | -
14 | Commercial Demand Response (part of the Residential program schedule) | n/a | n/a | 55.04 | 131.04 | n/a | n/a | 55.04 | 131.04 | 0 | 131.04
15 | Demand Response 3 (part of the Industrial program schedule) | 75.85% | n/a | 21390 | 633420.5785 | n/a | n/a | 16223.6728 | 633420.5785 | 0 | 633420.5785
Industrial Program
16 | Process & System Upgrades | - | - | - | - | - | - | - | - | - | -
17 | Monitoring & Targeting | - | - | - | - | - | - | - | - | - | -
18 | Energy Manager | - | - | - | - | - | - | - | - | - | -
19 | Efficiency: Equipment Replacement Incentive (part of the C&I program schedule) | 111.1% | 90.97% | 6372.2738 | 38412407.5679 | 72.42% | 75.15% | 4614.6906 | 28866839.9358 | 4613.3671 | 115462281.5452
20 | Demand Response 3 | 84.28% | n/a | 62276 | 3080737.305 | n/a | n/a | 52484 | 3080737.305 | 0 | 3080737.305
Home Assistance Program
21 | Home Assistance Program | 100% | 100% | 3.5173 | 56119.19 | 70% | 70% | 2.4621 | 39283.433 | 2.4621 | 157133.732
Pre-2011 Programs completed in 2011
22 | Electricity Retrofit Incentive Program | 80% | 80% | 40417.5489 | 223956390.0195 | 53.82% | 53.82% | 21550.1854 | 120492549.2017 | 21550.1854 | 481970196.8066
23 | High Performance New Construction | 100% | 100% | 10196.8814 | 52371182.9028 | 49.4% | 49.41% | 5098.4407 | 26185591.4514 | 5098.4407 | 104742365.8055
24 | Toronto Comprehensive | 113% | 113% | 33466.6672 | 174070574.3609 | 50% | 52% | 15804.9642 | 86964886.2056 | 15804.9642 | 347859544.8223
25 | Multifamily Energy Efficiency Rebates | 93% | 93% | 2553.4188 | 9774791.7754 | 78% | 78% | 1980.622 | 7595683.3512 | 1980.622 | 30382733.4048
26 | Data Centre Incentive Program | 100% | 100% | 81.4 | 533038 | 100% | 100% | 81.4 | 533038 | 81.4 | 2132152
27 | EnWin Green Suites | 100% | 100% | 453.032 | 116102.252 | 70% | 70% | 317.1224 | 81271.5764 | 317.1224 | 325086.3056
Assumes demand response resources have a persistence of 1 year

## Provincial - Results 2012 (hidden)
| Initiative | Peak Demand Savings | [23 empty] | Peak Energy Savings
|  | Gross MW |  |  |  | Gross MW (Gross*RR) |  |  |  | Net MW (Gross*RR*NTG) |  |  |  | Gross MW (Gross*RR+IL) |  |  |  | Realization Rate |  |  |  | Net-to-Gross Ratio |  |  |  | Gross MWh |  |  |  | Gross MWh (Gross*RR) |  |  |  | Net MWh (Gross*RR*NTG) |  |  |  | Gross MW (Gross*RR+IL) |  |  |  | Realization Rate |  |  |  | Net-to-Gross Ratio
4 |  | 2011 | 2012 | 2013 | 2014 | 2011 | 2012 | 2013 | 2014 | 2011 | 2012 | 2013 | 2014 | 2011 | 2012 | 2013 | 2014 | 2011 | 2012 | 2013 | 2014 | 2011 | 2012 | 2013 | 2014 | 2011 | 2012 | 2013 | 2014 | 2011 | 2012 | 2013 | 2014 | 2011 | 2012 | 2013 | 2014 | 2011 | 2012 | 2013 | 2014 | 2011 | 2012 | 2013 | 2014 | 2011 | 2012 | 2013 | 2014
Consumer Program
| Appliance Retirement | Gross MW 2012: 0.0090843; Gross MW (Gross*RR) 2012: 0.0090843; Net MW (Gross*RR*NTG) 2012: 0.0041836; Realization Rate 2012: 1; Net-to-Gross Ratio 2012: 0.46053; Gross MWh 2012: 61.5085; Gross MWh (Gross*RR) 2012: 61.5085; Net MWh (Gross*RR*NTG) 2012: 28.8439; Realization Rate 2012: 1; Net-to-Gross Ratio 2012: 0.46894
| Appliance Exchange | Gross MW 2012: 0.020387; Gross MW (Gross*RR) 2012: 0.020387; Net MW (Gross*RR*NTG) 2012: 0.010507; Realization Rate 2012: 1; Net-to-Gross Ratio 2012: 0.51537; Gross MWh 2012: 35.9451; Gross MWh (Gross*RR) 2012: 35.9451; Net MWh (Gross*RR*NTG) 2012: 18.5248; Realization Rate 2012: 1; Net-to-Gross Ratio 2012: 0.51537
| HVAC Incentives | Gross MW 2012: 38.346; Gross MW (Gross*RR) 2012: 38.346; Net MW (Gross*RR*NTG) 2012: 19.0599; Realization Rate 2012: 1; Net-to-Gross Ratio 2012: 0.49705; Gross MWh 2012: 66929.2127; Gross MWh (Gross*RR) 2012: 66929.2127; Net MWh (Gross*RR*NTG) 2012: 32841.2829; Realization Rate 2012: 1; Net-to-Gross Ratio 2012: 0.49069
| Conservation Instant Coupon Booklet | Gross MW 2012: 0.2309; Gross MW (Gross*RR) 2012: 0.2309; Net MW (Gross*RR*NTG) 2012: 0.23042; Realization Rate 2012: 1; Net-to-Gross Ratio 2012: 0.9979; Gross MWh 2012: 1325.8984; Gross MWh (Gross*RR) 2012: 1325.8984; Net MWh (Gross*RR*NTG) 2012: 1398.2019; Realization Rate 2012: 1; Net-to-Gross Ratio 2012: 1.0545
| Bi-Annual Retailer Event | Gross MW 2012: 1.6222; Gross MW (Gross*RR) 2012: 1.6222; Net MW (Gross*RR*NTG) 2012: 1.48; Realization Rate 2012: 1; Net-to-Gross Ratio 2012: 0.91232; Gross MWh 2012: 29222.0724; Gross MWh (Gross*RR) 2012: 29222.0724; Net MWh (Gross*RR*NTG) 2012: 26781.6743; Realization Rate 2012: 1; Net-to-Gross Ratio 2012: 0.91649
| Retailer Co-op | Gross MW 2012: 0; Gross MW (Gross*RR) 2012: 0; Net MW (Gross*RR*NTG) 2012: 0; Realization Rate 2012: n/a; Net-to-Gross Ratio 2012: n/a; Gross MWh 2012: 0; Gross MWh (Gross*RR) 2012: 0; Net MWh (Gross*RR*NTG) 2012: 0; Realization Rate 2012: n/a; Net-to-Gross Ratio 2012: n/a
| Residential Demand Response (switch/pstat)* | Gross MW 2012: 0; Gross MW (Gross*RR) 2012: 0; Net MW (Gross*RR*NTG) 2012: 0; Realization Rate 2012: n/a; Net-to-Gross Ratio 2012: n/a; Gross MWh 2012: 0; Gross MWh (Gross*RR) 2012: 0; Net MWh (Gross*RR*NTG) 2012: 0; Realization Rate 2012: n/a; Net-to-Gross Ratio 2012: n/a
| Residential Demand Response (IHD) | Gross MW 2012: 0; Gross MW (Gross*RR) 2012: 0; Net MW (Gross*RR*NTG) 2012: 0; Realization Rate 2012: n/a; Net-to-Gross Ratio 2012: n/a; Gross MWh 2012: 0; Gross MWh (Gross*RR) 2012: 0; Net MWh (Gross*RR*NTG) 2012: 0; Realization Rate 2012: n/a; Net-to-Gross Ratio 2012: n/a
| Residential New Construction | Gross MW 2012: 0.000964; Gross MW (Gross*RR) 2012: 0.0035199; Net MW (Gross*RR*NTG) 2012: 0.0017247; Realization Rate 2012: 3.6513; Net-to-Gross Ratio 2012: 0.49; Gross MWh 2012: 4.884; Gross MWh (Gross*RR) 2012: 35.0048; Net MWh (Gross*RR*NTG) 2012: 17.1523; Realization Rate 2012: 7.1672; Net-to-Gross Ratio 2012: 0.49
Business Program
| Retrofit | Gross MW 2012: 78.9649; Gross MW (Gross*RR) 2012: 73.5723; Net MW (Gross*RR*NTG) 2012: 61.1467; Gross MW (Gross*RR+IL) 2012: 81.4341; Realization Rate 2012: 0.93171; Net-to-Gross Ratio 2012: 0.75087; Gross MWh 2012: 387817.2485; Gross MWh (Gross*RR) 2012: 405865.4187; Net MWh (Gross*RR*NTG) 2012: 314922.4681; Gross MW (Gross*RR+IL) 2012: 415744.7626; Realization Rate 2012: 1.0465; Net-to-Gross Ratio 2012: 0.75749
| Direct Install Lighting | Gross MW 2012: 20.4689; Gross MW (Gross*RR) 2012: 14.03; Net MW (Gross*RR*NTG) 2012: 15.2845; Gross MW (Gross*RR+IL) 2012: 16.2025; Realization Rate 2012: 0.68543; Net-to-Gross Ratio 2012: 0.94334; Gross MWh 2012: 68896.0465; Gross MWh (Gross*RR) 2012: 58477.9694; Net MWh (Gross*RR*NTG) 2012: 57345.7985; Gross MW (Gross*RR+IL) 2012: 60874.1343; Realization Rate 2012: 0.84879; Net-to-Gross Ratio 2012: 0.94204
| Building Commissioning | Gross MW 2012: 0; Gross MW (Gross*RR) 2012: 0; Net MW (Gross*RR*NTG) 2012: 0; Realization Rate 2012: n/a; Net-to-Gross Ratio 2012: n/a; Gross MWh 2012: 0; Gross MWh (Gross*RR) 2012: 0; Net MWh (Gross*RR*NTG) 2012: 0; Realization Rate 2012: n/a; Net-to-Gross Ratio 2012: n/a
| New Construction | Gross MW 2012: 1.5958; Gross MW (Gross*RR) 2012: 1.5596; Net MW (Gross*RR*NTG) 2012: 0.76421; Realization Rate 2012: 0.97735; Net-to-Gross Ratio 2012: 0.49; Gross MWh 2012: 3755.8687; Gross MWh (Gross*RR) 2012: 3703.5117; Net MWh (Gross*RR*NTG) 2012: 1814.7207; Realization Rate 2012: 0.98606; Net-to-Gross Ratio 2012: 0.49
| Energy Audit | Gross MW 2012: 0; Gross MW (Gross*RR) 2012: 0; Net MW (Gross*RR*NTG) 2012: 0; Realization Rate 2012: n/a; Net-to-Gross Ratio 2012: n/a; Gross MWh 2012: 0; Gross MWh (Gross*RR) 2012: 0; Net MWh (Gross*RR*NTG) 2012: 0; Realization Rate 2012: n/a; Net-to-Gross Ratio 2012: n/a
| Small Commercial Demand Response (switch/pstat)* | Gross MW 2012: 0; Gross MW (Gross*RR) 2012: 0; Net MW (Gross*RR*NTG) 2012: 0; Realization Rate 2012: n/a; Net-to-Gross Ratio 2012: n/a; Gross MWh 2012: 0; Gross MWh (Gross*RR) 2012: 0; Net MWh (Gross*RR*NTG) 2012: 0; Realization Rate 2012: n/a; Net-to-Gross Ratio 2012: n/a
| Small Commercial Demand Response (IHD) | Gross MW 2012: 0; Gross MW (Gross*RR) 2012: 0; Net MW (Gross*RR*NTG) 2012: 0; Realization Rate 2012: n/a; Net-to-Gross Ratio 2012: n/a; Gross MWh 2012: 0; Gross MWh (Gross*RR) 2012: 0; Net MWh (Gross*RR*NTG) 2012: 0; Realization Rate 2012: n/a; Net-to-Gross Ratio 2012: n/a
| Demand Response 3* | Gross MW 2012: 0; Gross MW (Gross*RR) 2012: 0; Net MW (Gross*RR*NTG) 2012: 0; Realization Rate 2012: n/a; Net-to-Gross Ratio 2012: n/a; Gross MWh 2012: 0; Gross MWh (Gross*RR) 2012: 0; Net MWh (Gross*RR*NTG) 2012: 0; Realization Rate 2012: n/a; Net-to-Gross Ratio 2012: n/a
Industrial Program
| Process & System Upgrades | Gross MW 2012: 0; Gross MW (Gross*RR) 2012: 0; Net MW (Gross*RR*NTG) 2012: 0; Realization Rate 2012: n/a; Net-to-Gross Ratio 2012: n/a; Gross MWh 2012: 0; Gross MWh (Gross*RR) 2012: 0; Net MWh (Gross*RR*NTG) 2012: 0; Realization Rate 2012: n/a; Net-to-Gross Ratio 2012: n/a
| Monitoring & Targeting | Gross MW 2012: 0; Gross MW (Gross*RR) 2012: 0; Net MW (Gross*RR*NTG) 2012: 0; Realization Rate 2012: n/a; Net-to-Gross Ratio 2012: n/a; Gross MWh 2012: 0; Gross MWh (Gross*RR) 2012: 0; Net MWh (Gross*RR*NTG) 2012: 0; Realization Rate 2012: n/a; Net-to-Gross Ratio 2012: n/a
| Energy Manager | Gross MW 2012: 1.0342; Gross MW (Gross*RR) 2012: 1.2029; Net MW (Gross*RR*NTG) 2012: 1.0856; Realization Rate 2012: 1.163; Net-to-Gross Ratio 2012: 0.9025; Gross MWh 2012: 7067.535; Gross MWh (Gross*RR) 2012: 8165.6782; Net MWh (Gross*RR*NTG) 2012: 7372.1079; Realization Rate 2012: 1.1554; Net-to-Gross Ratio 2012: 0.90282
Retrofit
| Demand Response 3* | Gross MW 2012: 0; Gross MW (Gross*RR) 2012: 0; Net MW (Gross*RR*NTG) 2012: 0; Realization Rate 2012: n/a; Net-to-Gross Ratio 2012: n/a; Gross MWh 2012: 0; Gross MWh (Gross*RR) 2012: 0; Net MWh (Gross*RR*NTG) 2012: 0; Realization Rate 2012: n/a; Net-to-Gross Ratio 2012: n/a
Home Assistance Program
| Home Assistance Program | Gross MW 2012: 1.7766; Gross MW (Gross*RR) 2012: 0.56625; Net MW (Gross*RR*NTG) 2012: 0.56625; Realization Rate 2012: 0.31873; Net-to-Gross Ratio 2012: 1; Gross MWh 2012: 5524.2303; Gross MWh (Gross*RR) 2012: 5442.2323; Net MWh (Gross*RR*NTG) 2012: 5442.2323; Realization Rate 2012: 0.98516; Net-to-Gross Ratio 2012: 1
Pre-2011 Programs completed in 2011
| Electricity Retrofit Incentive Program | Gross MW 2012: 0; Gross MW (Gross*RR) 2012: 0; Net MW (Gross*RR*NTG) 2012: 0; Realization Rate 2012: n/a; Net-to-Gross Ratio 2012: n/a; Gross MWh 2012: 0; Gross MWh (Gross*RR) 2012: 0; Net MWh (Gross*RR*NTG) 2012: 0; Realization Rate 2012: n/a; Net-to-Gross Ratio 2012: n/a
| High Performance New Construction | Gross MW 2012: 6.501; Gross MW (Gross*RR) 2012: 6.501; Net MW (Gross*RR*NTG) 2012: 3.2505; Realization Rate 2012: 1; Net-to-Gross Ratio 2012: 0.5; Gross MWh 2012: 23803.8876; Gross MWh (Gross*RR) 2012: 23803.8876; Net MWh (Gross*RR*NTG) 2012: 11901.9438; Realization Rate 2012: 1; Net-to-Gross Ratio 2012: 0.5
| Toronto Comprehensive | Gross MW 2012: 0; Gross MW (Gross*RR) 2012: 0; Net MW (Gross*RR*NTG) 2012: 0; Realization Rate 2012: n/a; Net-to-Gross Ratio 2012: n/a; Gross MWh 2012: 0; Gross MWh (Gross*RR) 2012: 0; Net MWh (Gross*RR*NTG) 2012: 0; Realization Rate 2012: n/a; Net-to-Gross Ratio 2012: n/a
| Multifamily Energy Efficiency Rebates | Gross MW 2012: 0; Gross MW (Gross*RR) 2012: 0; Net MW (Gross*RR*NTG) 2012: 0; Realization Rate 2012: n/a; Net-to-Gross Ratio 2012: n/a; Gross MWh 2012: 0; Gross MWh (Gross*RR) 2012: 0; Net MWh (Gross*RR*NTG) 2012: 0; Realization Rate 2012: n/a; Net-to-Gross Ratio 2012: n/a
| LDC Custom Programs | Gross MW 2012: 0; Gross MW (Gross*RR) 2012: 0; Net MW (Gross*RR*NTG) 2012: 0; Realization Rate 2012: n/a; Net-to-Gross Ratio 2012: n/a; Gross MWh 2012: 0; Gross MWh (Gross*RR) 2012: 0; Net MWh (Gross*RR*NTG) 2012: 0; Realization Rate 2012: n/a; Net-to-Gross Ratio 2012: n/a
Other
| Program Enabled Savings | Gross MW 2012: 2.1767; Gross MW (Gross*RR) 2012: 2.304; Net MW (Gross*RR*NTG) 2012: 2.304; Realization Rate 2012: 1.0585; Net-to-Gross Ratio 2012: 1; Gross MWh 2012: 525.0108; Gross MWh (Gross*RR) 2012: 1188.362; Net MWh (Gross*RR*NTG) 2012: 1188.362; Realization Rate 2012: 2.2635; Net-to-Gross Ratio 2012: 1
| Time-of-Use Savings | Gross MW 2012: 0; Gross MW (Gross*RR) 2012: 0; Net MW (Gross*RR*NTG) 2012: 0; Realization Rate 2012: n/a; Net-to-Gross Ratio 2012: n/a; Gross MWh 2012: 0; Gross MWh (Gross*RR) 2012: 0; Net MWh (Gross*RR*NTG) 2012: 0; Realization Rate 2012: n/a; Net-to-Gross Ratio 2012: n/a
Note on P3: OPA: Only for DIL and Retrofit
Note on AN3: OPA: Only for DIL and Retrofit

## Provincial - Results 2013 (hidden)
Table: 2013 Province-Wide Results
Program |  |  |  | Gross Savings |  |  |  | Net Savings
|  |  |  | Incremental Peak Demand Savings (kW) | Incremental Energy Savings (kWh) |  |  | Incremental Peak Demand Savings (kW) | Incremental Energy Savings (kWh)
Consumer Program Total | [7 empty] | 0 | 0
Business Program Total | [7 empty] | 0 | 0
Industrial Program Total | [7 empty] | 0 | 0
Home Assistance Program Total | [7 empty] | 0 | 0
Pre-2011 Programs completed in 2011 Total | [7 empty] | 0 | 0
Total OPA Contracted Province-Wide CDM Programs |  |  |  | 0 | 0 |  |  | 0 | 0
# | Initiative | Realization Rate |  | Gross Savings |  | Net-to-Gross Ratio |  | Net Savings
|  | Peak Demand Savings | Energy Savings | Incremental Peak Demand Savings (kW) | Incremental Energy Savings (kWh) | Peak Demand Savings | Energy Savings | Incremental Peak Demand Savings (kW) | Incremental Energy Savings (kWh)
Consumer Program
1 | Appliance Retirement | 100% | 100% |  |  | 42.23% | 43.62%
2 | Appliance Exchange | 100% | 100% |  |  | 52.63% | 52.63%
3 | HVAC Incentives | 100% | 100% |  |  | 48.37% | 47.63%
4 | Conservation Instant Coupon Booklet | 100% | 100% |  |  | 111.4% | 112.6%
5 | Bi-Annual Retailer Event | 100% | 100% |  |  | 103.7% | 104.5%
6 | Retailer Co-op | n/a | n/a |  |  | n/a | n/a
7 | Residential Demand Response | n/a | n/a |  |  | n/a | n/a
8 | Residential New Construction | 78.42% | 309% |  |  | 63% | 63%
Business Program
9 | Retrofit | 91.72% | 101% |  |  | 73.14% | 72.86%
10 | Direct Install Lighting | 81.53% | 84.39% |  |  | 94.45% | 94.39%
11 | Existing Building Commissioning Incentive | n/a | n/a |  |  | n/a | n/a
12 | New Construction and Major Renovation Incentive | n/a | n/a |  |  | n/a | n/a
13 | Energy Audit | 101.6% | 96.65% |  |  | 65.63% | 66.09%
14 | Commercial Demand Response (part of the Residential program schedule) | n/a | n/a |  |  | n/a | n/a
15 | Demand Response 3 (part of the Industrial program schedule) | n/a | n/a |  |  | n/a | n/a
Industrial Program
16 | Process & System Upgrades | 85.49% | 87.31% |  |  | 94% | 93%
17 | Monitoring & Targeting | n/a | n/a |  |  | n/a | n/a
18 | Energy Manager | 90% | 90% |  |  | 90% | 90%
19 | Efficiency: Equipment Replacement Incentive (part of the C&I program schedule) | n/a | n/a |  |  | n/a | n/a
20 | Demand Response 3 | n/a | n/a |  |  | n/a | n/a
Home Assistance Program
21 | Home Assistance Program | 26.3% | 87.62% |  |  | 100% | 100%
Pre-2011 Programs completed in 2011
22 | Electricity Retrofit Incentive Program | n/a | n/a |  |  | n/a | n/a
23 | High Performance New Construction | n/a | n/a |  |  | n/a | n/a
24 | Toronto Comprehensive | n/a | n/a |  |  | n/a | n/a
25 | Multifamily Energy Efficiency Rebates | n/a | n/a |  |  | n/a | n/a
26 | Data Centre Incentive Program | n/a | n/a |  |  | n/a | n/a
27 | EnWin Green Suites | n/a | n/a |  |  | n/a | n/a
Assumes demand response resources have a persistence of 1 year

## Provincial - Results 2014 (hidden)
Table: 2014 Province-Wide Results
Program |  |  |  | Gross Savings |  |  |  | Net Savings
|  |  |  | Incremental Peak Demand Savings (kW) | Incremental Energy Savings (kWh) |  |  | Incremental Peak Demand Savings (kW) | Incremental Energy Savings (kWh)
Consumer Program Total | [7 empty] | 0 | 0
Business Program Total | [7 empty] | 0 | 0
Industrial Program Total | [7 empty] | 0 | 0
Home Assistance Program Total | [7 empty] | 0 | 0
Pre-2011 Programs completed in 2011 Total | [7 empty] | 0 | 0
Total OPA Contracted Province-Wide CDM Programs |  |  |  | 0 | 0 |  |  | 0 | 0
# | Initiative | Realization Rate |  | Gross Savings |  | Net-to-Gross Ratio |  | Net Savings
|  | Peak Demand Savings | Energy Savings | Incremental Peak Demand Savings (kW) | Incremental Energy Savings (kWh) | Peak Demand Savings | Energy Savings | Incremental Peak Demand Savings (kW) | Incremental Energy Savings (kWh)
Consumer Program
1 | Appliance Retirement | 100% | 100% |  |  | 45.21% | 46.75%
2 | Appliance Exchange | 100% | 100% |  |  | 52.63% | 52.63%
3 | HVAC Incentives | 100% | 100% |  |  | 47.67% | 47.51%
4 | Conservation Instant Coupon Booklet | 100% | 100% |  |  | 169.3% | 172.6%
5 | Bi-Annual Retailer Event | 100% | 100% |  |  | 173.9% | 174.9%
6 | Retailer Co-op | n/a | n/a |  |  | n/a | n/a
7 | Residential Demand Response | n/a | n/a |  |  | n/a | n/a
8 | Residential New Construction | 103.3% | 62.16% |  |  | 63% | 63%
Business Program
9 | Retrofit | 83.64% | 98.07% |  |  | 71.49% | 72.05%
10 | Direct Install Lighting | 78.45% | 82.62% |  |  | 94.45% | 94.39%
11 | Existing Building Commissioning Incentive | 197% | 116% |  |  | 100% | 100%
12 | New Construction and Major Renovation Incentive | 71% | 79% |  |  | 54% | 54%
13 | Energy Audit | 96% | 100% |  |  | 67.5% | 67.1%
14 | Commercial Demand Response (part of the Residential program schedule) | n/a | n/a |  |  | n/a | n/a
15 | Demand Response 3 (part of the Industrial program schedule) | n/a | n/a |  |  | n/a | n/a
Industrial Program
16 | Process & System Upgrades | 95.85% | 96.27% |  |  | 79% | 80%
17 | Monitoring & Targeting | 59% | 36% |  |  | 100% | 100%
18 | Energy Manager | 91% | 96% |  |  | 90% | 85%
19 | Efficiency: Equipment Replacement Incentive (part of the C&I program schedule) | n/a | n/a |  |  | n/a | n/a
20 | Demand Response 3 | n/a | n/a |  |  | n/a | n/a
Home Assistance Program
21 | Home Assistance Program | 49% | 78% |  |  | 100% | 100%
Aboriginal Program
22 | Aboriginal Program | 14.51% | 96.56% |  |  | 100% | 100%
Pre-2011 Programs completed in 2011
23 | Electricity Retrofit Incentive Program | n/a | n/a |  |  | n/a | n/a
23 | High Performance New Construction | n/a | n/a |  |  | 35% | 35%
23 | Toronto Comprehensive | n/a | n/a |  |  | n/a | n/a
23 | Multifamily Energy Efficiency Rebates | n/a | n/a |  |  | n/a | n/a
23 | Data Centre Incentive Program | n/a | n/a |  |  | n/a | n/a
23 | EnWin Green Suites | n/a | n/a |  |  | n/a | n/a
Assumes demand response resources have a persistence of 1 year

## Sheet1 (hidden)
Name | Complete
Letter | X
TOC | x
Summary | x
LDC - Results (Net) | x
LDC - Adjustments (Net) | x
LDC - NTGs | x
LDC - Summary | x
Provincial - Results (Net) | x
Provincial - Adjustments (Net) | x
Provincial - NTGs | x
Provincial - Summary | x
Methodology | x
Reference Tables
Glossary | x
LDC - Results (Gross) | x
LDC - Adjustments (Gross) | x
Provincial - Results (Gross) | x
Provincial - Adjustment (Gross) | x
LDCResults(Gross) | x
IncremTrueProv | x
IncremTrueLDC | x
TrueLDC (Gross) | x
ProvincialResults(Gross) | x
TrueProv (Gross) | x
NTG_LDC | x
NTG_Prov | x
Graphs | x
IncremLDC | x
IncremProv | x
Provincial - Results 2011 | x
Provincial - Results 2012 | x
Provincial - Results 2013 | x
Provincial - Results 2014 | x