## Summary
Thunder Bay Hydro Load Forecast for 2017 Rate Application | [9 empty] | Last Updated Version: June 3rd 2016
| 2006 Actual | 2007 Actual | 2008 Actual | 2009 Actual | 2010 Actual | 2011 Actual | 2012 Actual | 2013 Actual | 2014 Actual | 2015 Actual | 2016 Weather Normal | 2017 Weather Normal
Billed kWh Before CDM | 1039037823.44 | 1031120515.95 | 1005493354.64 | 976724641.66 | 944010732.55 | 957941351.49 | 950013126.07 | 963120842.9253 | 965070092.8078 | 938758818.0148 | 953603240.1128 | 956147768.6664
CDM Adjustment | [10 empty] | 23795659 | 35038559
Billed kWh After CDM | 1039037823.44 | 1031120515.95 | 1005493354.64 | 976724641.66 | 944010732.55 | 957941351.49 | 950013126.07 | 963120842.9253 | 965070092.8078 | 938758818.0148 | 929807581.1128 | 921109209.6664
By Class
Residential
Customers | 44312.0833 | 44388.5833 | 44537.5 | 44613.6667 | 44735.5833 | 44900.6667 | 44736.75 | 44942.4167 | 45106.2705 | 45272.5926 | 45380.5928 | 45488.8507
kWh | 344985670.16 | 347356682.25 | 349640195.37 | 344727820.69 | 335588529.47 | 337212306.5 | 331142424.86 | 341035888.6353 | 340024795.888 | 324673269.197 | 337179804.6475 | 336152124.6259
General Service < 50 kW
Customers | 4313.8333 | 4273.25 | 4256.9167 | 4264.9167 | 4305.75 | 4339.6667 | 4496.9167 | 4527.75 | 4577.8953 | 4606.5063 | 4640.2273 | 4674.1952
kWh | 141631018.55 | 140795615.54 | 140901919.12 | 137506815.68 | 132765784.45 | 135688687.23 | 133678840.49 | 136331185.61 | 139285835.9686 | 137179401.48 | 137899249.9881 | 140123695.351
General Service > 50 to 999 kW
Customers | 492.5 | 500.5 | 507.25 | 506.0833 | 506.6667 | 505.75 | 513.5 | 511.5833 | 495.3016 | 471.6262 | 469.3622 | 467.1091
kWh | 299216792.76 | 298981716.3 | 297548976.92 | 290804126.8 | 285047816.86 | 288525140.49 | 283475240.67 | 285068374.38 | 280037460.24 | 266548347.92 | 266601417.5305 | 264244674.0735
kW | 715592.13 | 728766.5 | 747849.27 | 719275.91 | 723294.85 | 732497.43 | 734173.25 | 722899.29 | 690826.75 | 668162.78 | 666275.4417 | 660385.5995
General Service > 1000 kW
Customers | 17 | 17.6667 | 18 | 20.0833 | 18.9167 | 17.9167 | 18.4167 | 20.0833 | 19.763 | 20.9038 | 20.9038 | 20.9038
kWh | 216210086.34 | 206642574.96 | 181479430.4 | 170625602.24 | 153278417.6 | 158154293.34 | 161345729.31 | 158062714.39 | 162775283.13 | 161772954.39 | 140313695.39 | 133371195.39
kW | 620478.9956 | 570491.5397 | 515509.7758 | 478301.9034 | 460379.548 | 446718.998 | 455363.4253 | 450516.0308 | 448318.7205 | 461433.7156 | 398232.7557 | 378528.828
Large User
Customers | 1 | 1 | 1 | 1 | 1 | 1 | 1 | 1 | 1 | 1 | 1 | 1
kWh | 25140575.68 | 24278928.08 | 23012399.89 | 19364352.27 | 24005424.03 | 25023839.67 | 27185952.09 | 29930112.06 | 30389664.04 | 36734784.19 | 36734784.19 | 36734784.19
kW | 54956.29 | 55549.77 | 56573.25 | 51986.83 | 56576.58 | 57851.85 | 61728.46 | 59516.42 | 63789.84 | 74267.9 | 74267.9 | 74267.9
Street Lighting
Connections | 12962 | 12976 | 13135 | 13038.75 | 13170 | 13090.8333 | 13172.0833 | 13095.3333 | 13148.318 | 13197.2137 | 13223.6107 | 13250.0604
kWh | 9862692.72 | 10907925.72 | 10834527.1 | 11591322.31 | 11241250.44 | 11244632.46 | 11062691.71 | 10555413.67 | 10310975.15 | 9533360.55 | 8761929.0788 | 8166035.7482
kW | 30656.8 | 30889.01 | 31499.2 | 31053.32 | 31561.72 | 31849.55 | 30858.56 | 29850.29 | 29216.71 | 27043.15 | 24931.3566 | 23235.7906
Sentinel Lighting
Connections | 164 | 153 | 149.8333 | 157.9167 | 166.75 | 147.5833 | 167.1667 | 170.8333 | 172.082 | 170.9307 | 170.9307 | 170.9307
kWh | 134611.2 | 125582.4 | 122983.2 | 129618 | 136868.4 | 121136.4 | 141784.08 | 144894 | 146313.0611 | 112765.4678 | 112765.4678 | 112765.4678
kW | 373.92 | 348.84 | 341.62 | 360.05 | 380.19 | 336.49 | 381.14 | 389.5 | 392.3469 | 307.6753 | 307.6753 | 307.6753
Unmetered Scattered Load
Connections | 428 | 435 | 457 | 458.5 | 469.25 | 470.0833 | 469.8333 | 465.5 | 462.497 | 451.085 | 451.085 | 451.085
kWh | 1856376.03 | 2031490.7 | 1952922.64 | 1974983.67 | 1946641.3 | 1971315.4 | 1980462.86 | 1992260.18 | 2099765.33 | 2203934.82 | 2203934.82 | 2203934.82
Total of Above
Customer/Connections | 62690.4167 | 62745 | 63062.5 | 63060.9167 | 63373.9167 | 63473.5 | 63575.6667 | 63734.5 | 63983.1273 | 64191.8583 | 64357.7125 | 64524.1349
kWh | 1039037823.44 | 1031120515.95 | 1005493354.64 | 976724641.66 | 944010732.55 | 957941351.49 | 950013126.07 | 963120842.9253 | 965070092.8078 | 938758818.0148 | 929807581.1128 | 921109209.6664
kW from applicable classes | 1422058.1356 | 1386045.6597 | 1351773.1158 | 1280978.0134 | 1272192.888 | 1269254.318 | 1282504.8353 | 1263171.5308 | 1232544.3674 | 1231215.2209 | 1164015.1292 | 1136725.7933
Total from Model
Customer/Connections | 62690.4167 | 62745 | 63062.5 | 63060.9167 | 63373.9167 | 63473.5 | 63575.6667 | 63734.5 | 63983.1273 | 64191.8583 | 64357.7125 | 64524.1349
kWh | 1039037823.44 | 1031120515.95 | 1005493354.64 | 976724641.66 | 944010732.55 | 957941351.49 | 950013126.07 | 963120842.9253 | 965070092.8078 | 938758818.0148 | 929807581.1128 | 921109209.6664
kW from applicable classes | 1422058.1356 | 1386045.6597 | 1351773.1158 | 1280978.0134 | 1272192.888 | 1269254.318 | 1282504.8353 | 1263171.5308 | 1232544.3674 | 1231215.2209 | 1164015.1292 | 1136725.7933
Check should all be zero
Customer/Connections | 0 | 0 | 0 | 0 | 0 | 0 | 0 | 0 | 0 | 0 | 0 | 0
kWh | 0 | 0 | 0 | 0 | 0 | 0 | 0 | 0 | 0 | 0 | 0 | 0
kW from applicable classes | 0 | 0 | 0 | 0 | 0 | 0 | 0 | 0 | 0 | 0 | 0 | 0

## Purchased Power Model
Not Used
| Purchased | Heating Degree Days | Cooling Degree Days | Number of Days in Month | Spring Fall Flag | CDM Activity | Ontario Real GDP Monthly % | Number of Customers | Number of Peak Hours | Predicted Purchases | Variances (kWh) | % Variance
1999-01-01 | 112653596.7 | 994.7 | 0 | 31 | 0 | 0 | 105.4482 | 41614 | 319.92
1999-02-01 | 91844790.5 | 718.7 | 0 | 28 | 0 | 0 | 106.0867 | 48381 | 319.872
1999-03-01 | 94187868.2 | 710.1 | 0 | 31 | 1 | 0 | 106.729 | 48563 | 368.28
1999-04-01 | 83302866.8 | 407.7 | 0 | 30 | 1 | 0 | 107.3752 | 48520 | 336.24
1999-05-01 | 79992116 | 224.7 | 2.6 | 31 | 1 | 0 | 108.0253 | 48474 | 319.92
1999-06-01 | 77505956.7 | 91.9 | 11.4 | 30 | 0 | 0 | 108.6794 | 48444 | 352.08
1999-07-01 | 82122401 | 24.2 | 59.3 | 31 | 0 | 0 | 109.3374 | 48601 | 336.288
1999-08-01 | 78031999 | 74 | 12.2 | 31 | 0 | 0 | 109.9994 | 48623 | 336.288
1999-09-01 | 69444119.3 | 194 | 5.7 | 30 | 1 | 0 | 110.6655 | 48713 | 336.24
1999-10-01 | 84165425.3 | 423.1 | 0 | 31 | 1 | 0 | 111.3355 | 48678 | 319.92
1999-11-01 | 89152255.6 | 500.7 | 0 | 30 | 1 | 0 | 112.0096 | 48672 | 352.08
1999-12-01 | 104140645 | 817.1 | 0 | 31 | 0 | 0 | 112.6878 | 48261 | 336.288
2000-01-01 | 107111200.5 | 963.5 | 0 | 31 | 0 | 0 | 113.2055 | 48558 | 319.92
2000-02-01 | 93736958.2 | 711.5 | 0 | 29 | 0 | 0 | 113.7256 | 48571 | 336.168
2000-03-01 | 90806909.8 | 574.6 | 0 | 31 | 1 | 0 | 114.248 | 48618 | 368.28
2000-04-01 | 83542339.3 | 485.6 | 0 | 30 | 1 | 0 | 114.7729 | 48673 | 303.84
2000-05-01 | 79464457.2 | 260.5 | 0 | 31 | 1 | 0 | 115.3002 | 48729 | 351.912
2000-06-01 | 75943872.5 | 155.7 | 2.3 | 30 | 0 | 0 | 115.8299 | 48584 | 352.08
2000-07-01 | 78797711 | 55.7 | 20.8 | 31 | 0 | 0 | 116.362 | 48481 | 319.92
2000-08-01 | 75332986.1 | 63.4 | 9.8 | 31 | 0 | 0 | 116.8966 | 48676 | 351.912
2000-09-01 | 67696548 | 223.3 | 0 | 30 | 1 | 0 | 117.4336 | 48938 | 319.68
2000-10-01 | 83136508 | 372.2 | 0 | 31 | 1 | 0 | 117.9731 | 48705 | 336.288
2000-11-01 | 92345974.9 | 561.6 | 0 | 30 | 1 | 0 | 118.5151 | 48721 | 352.08
2000-12-01 | 115028093.5 | 1041.3 | 0 | 31 | 0 | 0 | 119.0595 | 48735 | 304.296
2001-01-01 | 105962994.4 | 898.8 | 0 | 31 | 0 | 0 | 119.2321 | 48633 | 351.912
2001-02-03 | 95758180 | 918.9 | 0 | 28 | 0 | 0 | 119.4048 | 48668 | 319.872
2001-03-08 | 94701570.7 | 702.7 | 0 | 31 | 1 | 0 | 119.5779 | 48701 | 351.912
2001-04-10 | 85485176.1 | 430.7 | 0 | 30 | 1 | 0 | 119.7511 | 48644 | 319.68
2001-05-13 | 80081468.5 | 239.9 | 0 | 31 | 1 | 0 | 119.9246 | 48728 | 351.912
2001-06-15 | 77568366.3 | 114 | 15.2 | 30 | 0 | 0 | 120.0984 | 48820 | 336.24
2001-07-18 | 79435703 | 67.2 | 29.7 | 31 | 0 | 0 | 120.2724 | 48604 | 336.288
2001-08-20 | 83006555 | 40.2 | 56.1 | 31 | 0 | 0 | 120.4467 | 48723 | 351.912
2001-09-22 | 76565456 | 187.7 | 6.8 | 30 | 1 | 0 | 120.6212 | 48813 | 303.84
2001-10-25 | 85159042.2 | 408.6 | 0 | 31 | 1 | 0 | 120.796 | 48832 | 351.912
2001-11-27 | 89719754.4 | 458.8 | 0 | 30 | 1 | 0 | 120.9711 | 48869 | 352.08
2001-12-30 | 101146790.9 | 716.4 | 0 | 31 | 0 | 0 | 121.1464 | 48759 | 304.296
2002-01-19 | 100881928.3 | 873.9 | 0 | 31 | 0 | 0 | 121.5045 | 48726 | 351.912
2002-02-21 | 104241221.3 | 733 | 0 | 28 | 0 | 0 | 121.8637 | 48703 | 319.872
2002-03-26 | 90436363.3 | 804.7 | 0 | 31 | 1 | 0 | 122.224 | 48793 | 319.92
2002-04-28 | 86799127.3 | 462.3 | 0 | 30 | 1 | 0 | 122.5853 | 48808 | 352.08
2002-05-31 | 82768005.3 | 335 | 0.5 | 31 | 1 | 0 | 122.9477 | 48769 | 351.912
2002-06-01 | 76349685.3 | 114.4 | 14.2 | 30 | 0 | 0 | 123.3112 | 48799 | 319.68
2002-07-03 | 86502455.3 | 17.9 | 79.3 | 31 | 0 | 0 | 123.6758 | 48743 | 351.912
2002-08-05 | 79170605.3 | 49.7 | 15.5 | 31 | 0 | 0 | 124.0414 | 49094 | 336.288
2002-09-07 | 79953415.3 | 143.5 | 20.9 | 30 | 1 | 0 | 124.4081 | 48939 | 319.68
2002-10-10 | 89695545.3 | 510.1 | 0 | 31 | 1 | 0 | 124.7759 | 48931 | 351.912
2002-11-12 | 96385095.3 | 668 | 0 | 30 | 1 | 0 | 125.1448 | 49064 | 336.24
2002-12-15 | 104953125.3 | 785.6 | 0 | 31 | 0 | 0 | 125.5147 | 48869 | 319.92
2003-01-01 | 110117330.5 | 907.4 | 0 | 31 | 0 | 0 | 125.6602 | 48823 | 351.912
2003-02-01 | 99989942.9 | 969.6 | 0 | 28 | 0 | 0 | 125.8059 | 48686 | 319.872
2003-03-01 | 100611886.68 | 765.1 | 0 | 31 | 1 | 0 | 125.9518 | 48752 | 336.288
2003-04-01 | 87646201.5 | 499.3 | 0 | 30 | 1 | 0 | 126.0978 | 48864 | 336.24
2003-05-01 | 80569551.7 | 276.4 | 0 | 31 | 1 | 0 | 126.2439 | 49129 | 336.288
2003-06-01 | 76274568.7 | 129.3 | 0 | 30 | 0 | 0 | 126.3903 | 48856 | 336.24
2003-07-01 | 82862067 | 29.9 | 18.2 | 31 | 0 | 0 | 126.5368 | 48776 | 351.912
2003-08-01 | 84559303.4 | 35.6 | 50.9 | 31 | 0 | 0 | 126.6835 | 49114 | 319.92
2003-09-01 | 81130423.58 | 164 | 6.7 | 30 | 1 | 0 | 126.8304 | 49137 | 336.24
2003-10-01 | 88166144.84 | 414.2 | 0 | 31 | 1 | 0 | 126.9774 | 49015 | 351.912
2003-11-01 | 96589038.9 | 632.9 | 0 | 30 | 1 | 0 | 127.1246 | 49020 | 319.68
2003-12-01 | 106439293.92 | 785.9 | 0 | 31 | 0 | 0 | 127.272 | 48963 | 336.288
2004-01-01 | 117228007.68 | 1140.6 | 0 | 31 | 0 | 0 | 127.5341 | 49009 | 336.288
2004-02-01 | 97189182.64 | 778.3 | 0 | 29 | 0 | 0 | 127.7968 | 48895 | 320.16
2004-03-01 | 96948633.64 | 684.3 | 0 | 31 | 1 | 0 | 128.0601 | 48989 | 368.28
2004-04-01 | 85520823.48 | 472.4 | 0 | 30 | 1 | 0 | 128.3238 | 48893 | 336.24
2004-05-01 | 80898890.1 | 333.2 | 0 | 31 | 1 | 0 | 128.5882 | 48909 | 319.92
2004-06-01 | 75735633.54 | 145.8 | 3.1 | 30 | 0 | 0 | 128.853 | 49010 | 352.08
2004-07-01 | 80131442.4 | 67.4 | 22 | 31 | 0 | 0 | 129.1184 | 49165 | 336.288
2004-08-01 | 79250403.92 | 123 | 1.8 | 31 | 0 | 0 | 129.3844 | 49003 | 336.288
2004-09-01 | 79463540.87 | 132.9 | 4.7 | 30 | 1 | 0 | 129.6509 | 49172 | 336.24
2004-10-01 | 85902608.56 | 372.7 | 0 | 31 | 1 | 0 | 129.918 | 49208 | 319.92
2004-11-01 | 92812844.2 | 554.9 | 0 | 30 | 1 | 0 | 130.1856 | 49304 | 352.08
2004-12-01 | 111590910.58 | 926.6 | 0 | 31 | 0 | 0 | 130.4538 | 49108 | 336.288
2005-01-01 | 114618041.7 | 1084.3 | 0 | 31 | 0 | 0 | 130.7437 | 49093 | 319.92
2005-02-01 | 92976782.65 | 755.9 | 0 | 28 | 0 | 0 | 131.0343 | 48961 | 319.872
2005-03-01 | 99295276.14 | 814.1 | 0 | 31 | 1 | 0 | 131.3255 | 49025 | 351.912
2005-04-01 | 83247752.9 | 408.1 | 0 | 30 | 1 | 0 | 131.6174 | 49277 | 336.24
2005-05-01 | 82551529.65 | 306.2 | 0 | 31 | 1 | 0 | 131.91 | 49131 | 336.288
2005-06-01 | 81801216.8 | 72.6 | 16.8 | 30 | 0 | 0 | 132.2031 | 49074 | 352.08
2005-07-01 | 86082380.5 | 45.3 | 53 | 31 | 0 | 0 | 132.497 | 49201 | 319.92
2005-08-01 | 85624066.27 | 46.3 | 29.6 | 31 | 0 | 0 | 132.7915 | 49176 | 351.912
2005-09-01 | 81522426.67 | 148.8 | 15.2 | 30 | 1 | 0 | 133.0866 | 49322 | 336.24
2005-10-01 | 87834995.24 | 347.3 | 0 | 31 | 1 | 0 | 133.3824 | 49184 | 319.92
2005-11-01 | 96580697.82 | 606.9 | 0 | 30 | 1 | 0 | 133.6789 | 49245 | 352.08
2005-12-01 | 109162247.52 | 833.4 | 0 | 31 | 0 | 0 | 133.976 | 49216 | 319.92
2006-01-01 | 102809927.4 | 797 | 0 | 31 | 0 | 20809.6822 | 134.252 | 49115 | 336.288 | 99784762.7949 |  |  | SUMMARY OUTPUT
2006-02-01 | 95819717.5 | 873.4 | 0 | 28 | 0 | 41619.3645 | 134.5285 | 49112 | 319.872 | 93835084.5745
2006-03-01 | 96369451.9 | 659 | 0 | 31 | 1 | 62429.0467 | 134.8056 | 49136 | 368.28 | 92313904.3315 |  |  | Regression Statistics
2006-04-01 | 82880486.2 | 366 | 0 | 30 | 1 | 83238.7289 | 135.0833 | 49210 | 303.84 | 80445158.4927 |  |  | Multiple R | 96%
2006-05-01 | 83638022.4 | 241.5 | 2.4 | 31 | 1 | 104048.4111 | 135.3615 | 49274 | 351.912 | 79675035.5123 |  |  | R Square | 92.17%
2006-06-01 | 80788730.8 | 81.5 | 9.3 | 30 | 0 | 124858.0934 | 135.6404 | 49064 | 352.08 | 76093170.8431 |  |  | Adjusted R Square | 91.82%
2006-07-01 | 88450841.72 | 23.2 | 70.1 | 31 | 0 | 145667.7756 | 135.9198 | 49016 | 319.92 | 86255237.9272 |  |  | Standard Error | 2898920.6111
2006-08-01 | 86080627.4 | 57.7 | 31.7 | 31 | 0 | 166477.4578 | 136.1997 | 49101 | 351.912 | 81443269.946 |  |  | Observations | 120
2006-09-01 | 79884628.36 | 210.5 | 1.2 | 30 | 1 | 187287.14 | 136.4803 | 49313 | 319.68 | 75616901.8329
2006-10-01 | 88656786.065 | 440.9 | 0 | 31 | 1 | 208096.8223 | 136.7614 | 49112 | 336.288 | 85286431.0018 |  |  | ANOVA
2006-11-01 | 93307650.7 | 540.4 | 0 | 30 | 1 | 228906.5045 | 137.0431 | 49060 | 352.08 | 85568947.2562 |  |  |  | df | SS | MS | F | Significance F
2006-12-01 | 101715484.205 | 747.4 | 0 | 31 | 0 | 249716.1867 | 137.3254 | 49112 | 304.296 | 97816449.2691 |  |  | Regression | 5 | 11272815014841228 | 2.2546e+15 | 268.2809 | 2.6645e-61
2007-01-01 | 106854247.635 | 913.4 | 0 | 31 | 0 | 270864.7293 | 137.5522 | 49103 | 351.912 | 102915598.8121 |  |  | Residual | 114 | 9.5803e+14 | 8.4037e+12
2007-02-01 | 101765170.88 | 924.7 | 0 | 28 | 0 | 292013.272 | 137.7794 | 49082 | 319.872 | 94949873.1669 |  |  | Total | 119 | 12230841455687442
2007-03-01 | 97266360.675 | 665 | 0 | 31 | 1 | 313161.8146 | 138.0069 | 49148 | 351.912 | 92025626.3641
2007-04-01 | 86347252.03 | 474.1 | 0 | 30 | 1 | 334310.3573 | 138.2349 | 49132 | 319.68 | 83317115.9591 |  |  |  | Coefficients | Standard Error | t Stat | P-value | Lower 95% | Upper 95%
2007-05-01 | 81662415.745 | 250.9 | 0.6 | 31 | 1 | 355458.8999 | 138.4632 | 49220 | 351.912 | 79216952.8648 |  |  | Intercept | -10364199.6816 | 10209925.7865 | -1.0151 | 0.3122 | -30589984.0275 | 9861584.6644
2007-06-01 | 78216252.605 | 96.7 | 6.5 | 30 | 0 | 376607.4425 | 138.6919 | 49334 | 336.24 | 75661906.0848 |  |  | Heating Degree Days | 30958.6295 | 1049.5152 | 29.498 | 3.4536e-55 | 28879.548 | 33037.7111
2007-07-01 | 83572228.7 | 40.2 | 51.8 | 31 | 0 | 397755.9852 | 138.9209 | 49137 | 336.288 | 83521484.4945 |  |  | Cooling Degree Days | 152101.5204 | 25213.4549 | 6.0326 | 2.0484e-08 | 102153.8605 | 202049.1803
2007-08-01 | 81872692 | 62.9 | 22.1 | 31 | 0 | 418904.5278 | 139.1504 | 49202 | 351.912 | 79666847.2701 |  |  | Number of Days in Month | 2758525.0663 | 336955.2623 | 8.1866 | 4.3172e-13 | 2091019.2869 | 3426030.8456
2007-09-01 | 77223168.52 | 164.7 | 9.6 | 30 | 1 | 440053.0704 | 139.3802 | 49181 | 303.84 | 74998775.7752 |  |  | Spring Fall Flag | -3119882.9508 | 633467.615 | -4.9251 | 2.8764e-06 | -4374777.4172 | -1864988.4843
2007-10-01 | 84323902.48 | 310.6 | 0 | 31 | 1 | 461201.6131 | 139.6104 | 49276 | 351.912 | 80774007.3353 |  |  | CDM Activity | -1.8906 | 0.26395 | -7.1627 | 8.3189e-11 | -2.4135 | -1.3677
2007-11-01 | 90887332.48 | 620.3 | 0 | 30 | 1 | 482350.1557 | 139.841 | 49251 | 352.08 | 87563386.8764
2007-12-01 | 104649026.3 | 925.8 | 0 | 31 | 0 | 503498.6983 | 140.0719 | 49094 | 304.296 | 102859673.2568
2008-01-01 | 104935043.73 | 934.7 | 0 | 31 | 0 | 515729.1389 | 139.9664 | 49133 | 352 | 103112082.4631
2008-02-01 | 96969184.5 | 921.5 | 0 | 29 | 0 | 527959.5796 | 139.861 | 49180 | 320 | 97163255.8241
2008-03-01 | 93519586.9905 | 791.9 | 0 | 31 | 1 | 540190.0202 | 139.7557 | 49098 | 304 | 95525062.0213
2008-04-01 | 82871977.695 | 456.9 | 0 | 30 | 1 | 552420.4608 | 139.6504 | 49237 | 352 | 82372273.4637
2008-05-01 | 79155014.5 | 327.7 | 0 | 31 | 1 | 564650.9014 | 139.5453 | 49463 | 336 | 81107820.9972
2008-06-01 | 75449480.37 | 109.9 | 4.6 | 30 | 0 | 576881.342 | 139.4402 | 49238 | 336 | 75402933.7657
2008-07-01 | 80091639.5 | 34.7 | 22.1 | 31 | 0 | 589111.7827 | 139.3351 | 49192 | 352 | 78472023.9005
2008-08-01 | 79245285.7 | 50.4 | 22.2 | 31 | 0 | 601342.2233 | 139.2302 | 49432 | 320 | 78950161.9397
2008-09-01 | 75427974.635 | 193.3 | 7 | 30 | 1 | 613572.6639 | 139.1254 | 49375 | 336 | 75160676.3774
2008-10-01 | 81562556.67 | 373.1 | 0 | 31 | 1 | 625803.1045 | 139.0206 | 49399 | 352 | 82397729.7952
2008-11-01 | 89093068.805 | 591 | 0 | 30 | 1 | 638033.5451 | 138.9159 | 49648 | 304 | 86361967.5085
2008-12-01 | 108035010.8 | 1033.8 | 0 | 31 | 0 | 650263.9857 | 138.8113 | 49441 | 336 | 105925734.0878
2009-01-01 | 107537935.205 | 1093.4 | 0 | 31 | 0 | 680823.4746 | 138.4356 | 49371 | 336 | 107713093.3243
2009-02-01 | 88671356.005 | 838.9 | 0 | 28 | 0 | 711382.9635 | 138.0609 | 49344 | 304 | 91500771.8245
2009-03-01 | 92595903.345 | 762.3 | 0 | 31 | 1 | 741942.4523 | 137.6872 | 49266 | 352 | 94227257.9661
2009-04-01 | 80947385.03 | 453.2 | 0 | 30 | 1 | 772501.9412 | 137.3145 | 49342 | 320 | 81841645.4261
2009-05-01 | 77386804.88 | 319.8 | 0 | 31 | 1 | 803061.4301 | 136.9429 | 49524 | 320 | 80412514.2283
2009-06-01 | 75548044.135 | 141.8 | 13.7 | 30 | 0 | 833620.9189 | 136.5722 | 49367 | 352 | 77289251.8003
2009-07-01 | 75447422.9 | 74.5 | 2 | 31 | 0 | 864180.4078 | 136.2026 | 49317 | 352 | 76126898.2266
2009-08-01 | 75448475.6 | 84.2 | 14.2 | 31 | 0 | 894739.8967 | 135.8339 | 49303 | 320 | 78225060.3976
2009-09-01 | 75207277.195 | 102.8 | 3.5 | 30 | 1 | 925299.3855 | 135.4663 | 49488 | 336 | 71237221.5382
2009-10-01 | 81670054.66 | 451.4 | 0 | 31 | 1 | 955858.8744 | 135.0996 | 49576 | 336 | 84197794.4558
2009-11-01 | 81617697.475 | 473.5 | 0 | 30 | 1 | 986418.3633 | 134.734 | 49421 | 320 | 82065680.0184
2009-12-01 | 101485380.415 | 914.9 | 0 | 31 | 0 | 1016977.8521 | 134.3693 | 49538 | 352 | 101551452.0291
2010-01-01 | 100899510 | 900.2 | 0 | 31 | 0 | 999026.0097 | 134.7333 | 49455 | 320 | 101130299.5253
2010-02-01 | 85849038 | 778.4 | 0 | 28 | 0 | 981074.1673 | 135.0984 | 49476 | 304 | 89117902.5995
2010-03-01 | 82851577 | 514.4 | 0 | 31 | 1 | 963122.3248 | 135.4644 | 49489 | 368 | 86134456.0002
2010-04-01 | 74469009 | 358 | 0 | 30 | 1 | 945170.4824 | 135.8314 | 49454 | 320 | 78567940.6248
2010-05-01 | 73655416 | 212.4 | 0.6 | 31 | 1 | 927218.64 | 136.1994 | 49431 | 320 | 76944089.4932
2010-06-01 | 71835603 | 106.3 | 3 | 30 | 0 | 909266.7976 | 136.5684 | 49585 | 352 | 74419719.7832
2010-07-01 | 80242084 | 14.5 | 52 | 31 | 0 | 891314.9551 | 136.9384 | 49584 | 336 | 81823156.5062
2010-08-01 | 79593471 | 37.9 | 55.8 | 31 | 0 | 873363.1127 | 137.3094 | 49557 | 336 | 83159513.5652
2010-09-01 | 71489469 | 231.1 | 0 | 30 | 1 | 855411.2703 | 137.6814 | 49688 | 336 | 74808987.2889
2010-10-01 | 76458169 | 355.5 | 0 | 31 | 1 | 837459.4278 | 138.0544 | 49720 | 320 | 81452705.22
2010-11-01 | 84336038 | 549.4 | 0 | 30 | 1 | 819507.5854 | 138.4285 | 49679 | 336 | 84730997.7714
2010-12-01 | 99487974 | 879.1 | 0 | 31 | 0 | 801555.743 | 138.8035 | 49685 | 368 | 100850405.2971
2011-01-01 | 103083133.93 | 1077.9 | 0 | 31 | 0 | 833343.3974 | 139.1007 | 49571 | 336 | 106944883.8229
2011-02-01 | 87626412.44 | 826.9 | 0 | 28 | 0 | 865131.0519 | 139.3986 | 49616 | 304 | 90838595.5843
2011-03-01 | 89212419.41 | 749.9 | 0 | 31 | 1 | 896918.7063 | 139.697 | 49616 | 368 | 93550376.3318
2011-04-01 | 78583792.42 | 482.3 | 0 | 30 | 1 | 928706.3607 | 139.9962 | 49768 | 320 | 82447224.9753
2011-05-01 | 74627645.18 | 267 | 0 | 31 | 1 | 960494.0151 | 140.2959 | 49772 | 336 | 78480260.0761
2011-06-01 | 70475526.81 | 110.1 | 0 | 30 | 0 | 992281.6696 | 140.5964 | 49767 | 352 | 73924111.9602
2011-07-01 | 79443992.78 | 29.8 | 63.7 | 31 | 0 | 1024069.324 | 140.8974 | 49815 | 320 | 83825428.8955
2011-08-01 | 80570453.36 | 22.2 | 35.7 | 31 | 0 | 1055856.9784 | 141.1991 | 49814 | 352 | 79271203.7148
2011-09-01 | 73932449.07 | 172.3 | 9.4 | 30 | 1 | 1087644.6329 | 141.5015 | 49865 | 336 | 73979318.9795
2011-10-01 | 78071233.13 | 337.2 | 5.4 | 31 | 1 | 1119432.2873 | 141.8044 | 49824 | 320 | 81174418.9488
2011-11-01 | 84974720.15 | 563.2 | 0 | 30 | 1 | 1151219.9417 | 142.1081 | 49891 | 352 | 84531098.9217
2011-12-01 | 95477955.49 | 769.8 | 0 | 31 | 0 | 1183007.5961 | 142.4124 | 49849 | 336 | 96745462.7749
2012-01-01 | 96362932.53 | 865.7 | 0 | 31 | 0 | 1185333.2839 | 142.6126 | 49701 | 336 | 99709998.4543
2012-02-01 | 84314434.84 | 693.8 | 0 | 29 | 0 | 1187658.9717 | 142.8131 | 49720 | 320 | 88866763.0113
2012-03-01 | 82417982.75 | 525.4 | 0 | 31 | 1 | 1189984.6595 | 143.0138 | 49730 | 352 | 86046100.0859
2012-04-01 | 75267619.13 | 434.9 | 0 | 30 | 1 | 1192310.3473 | 143.2149 | 49696 | 320 | 80481422.1534
2012-05-01 | 75427837.8 | 227.1 | 0 | 31 | 1 | 1194636.0351 | 143.4162 | 49607 | 352 | 76802347.1087
2012-06-01 | 74326086.77 | 64.9 | 18.4 | 30 | 0 | 1196961.7229 | 143.6178 | 49720 | 336 | 74936486.3639
2012-07-01 | 84621544.8 | 6.8 | 66.5 | 31 | 0 | 1199287.4107 | 143.8197 | 49729 | 336 | 83208001.2903
2012-08-01 | 79262056.27 | 38.5 | 27.7 | 31 | 0 | 1201613.0985 | 144.0218 | 49763 | 352 | 78283453.9634
2012-09-01 | 73268241.02 | 213.5 | 4 | 30 | 1 | 1203938.7863 | 144.2243 | 49801 | 304 | 74213603.1896
2012-10-01 | 80136959.59 | 395.8 | 0 | 31 | 1 | 1206264.4741 | 144.4271 | 49827 | 352 | 82003083.4458
2012-11-01 | 86049137.46 | 600.8 | 0 | 30 | 1 | 1208590.1619 | 144.6301 | 49926 | 352 | 85586680.5415
2012-12-01 | 96001001.33 | 793.7 | 0 | 31 | 0 | 1210915.8497 | 144.8334 | 49967 | 304 | 97432611.303
2013-01-01 | 100742561.55 | 928.4 | 0 | 31 | 0 | 1283014.6808 | 144.9894 | 49978 | 352 | 101466430.2693
2013-02-01 | 87803370.55 | 866.6 | 0 | 28 | 0 | 1355113.512 | 145.1455 | 49970 | 304 | 91141303.3329
2013-03-01 | 88977564.2 | 767.3 | 0 | 31 | 1 | 1427212.3431 | 145.3018 | 49971 | 320 | 93086495.2356
2013-04-01 | 81321825.22 | 524.8 | 0 | 30 | 1 | 1499311.1743 | 145.4583 | 49931 | 352 | 82684194.0744
2013-05-01 | 75975788.39 | 325.3 | 0 | 31 | 1 | 1571410.0054 | 145.615 | 49930 | 352 | 79130164.1157
2013-06-01 | 70340752.85 | 130.9 | 5.5 | 30 | 0 | 1643508.8366 | 145.7718 | 49936 | 320 | 74173414.348
2013-07-01 | 75472199.18 | 60.7 | 28 | 31 | 0 | 1715607.6677 | 145.9288 | 49957 | 352 | 78044619.3966
2013-08-01 | 77813866.24 | 45.8 | 41.8 | 31 | 0 | 1787706.4989 | 146.0859 | 49994 | 336 | 79546028.3653
2013-09-01 | 72027468.81 | 178.8 | 0 | 30 | 1 | 1859805.33 | 146.2432 | 50018 | 320 | 71290966.0932
2013-10-01 | 78971713.05 | 328.5 | 0 | 31 | 1 | 1931904.1612 | 146.4007 | 50052 | 352 | 78547689.5688
2013-11-01 | 86289297.91 | 620.6 | 0 | 30 | 1 | 2004002.9923 | 146.5584 | 50136 | 336 | 84695871.758
2013-12-01 | 106198270.91 | 1112.9 | 0 | 31 | 0 | 2076101.8234 | 146.7162 | 50149 | 320 | 105678904.6637
2014-01-01 | 107146866.08 | 1119.6 | 0 | 31 | 0 | 2133588.6637 | 147.0423 | 50155.5 | 352 | 105777644.1514
2014-02-01 | 92061740.49 | 978.4 | 0 | 28 | 0 | 2191075.5039 | 147.3691 | 50176.25 | 304 | 93022027.1319
2014-03-01 | 92598932.82 | 883.5 | 0 | 31 | 1 | 2248562.3442 | 147.6967 | 50188.125 | 336 | 95131062.1067
2014-04-01 | 79652300.27 | 522.9 | 0 | 30 | 1 | 2306049.1844 | 148.025 | 50172.5625 | 320 | 81100171.8993
2014-05-01 | 75973559.25 | 266.9 | 1.1 | 31 | 1 | 2363536.0247 | 148.354 | 50162.2812 | 336 | 75991916.1464
2014-06-01 | 71106323.5 | 135.2 | 6 | 30 | 0 | 2421022.8649 | 148.6837 | 50165.1406 | 336 | 72912636.6405
2014-07-01 | 74522468.28 | 47.2 | 9.5 | 31 | 0 | 2478509.7051 | 149.0142 | 50150.5703 | 352 | 73370474.2986
2014-08-01 | 74414540.2 | 65.2 | 10.1 | 31 | 0 | 2535996.5454 | 149.3454 | 50160.7852 | 320 | 73910307.2123
2014-09-01 | 72064603.82 | 196.5 | 0 | 30 | 1 | 2593483.3856 | 149.6773 | 50190.8926 | 336 | 70451858.5676
2014-10-01 | 77862698.57 | 382.6 | 0 | 31 | 1 | 2650970.2259 | 150.01 | 50233.9463 | 352 | 78863101.2605
2014-11-01 | 89145933.01 | 647.8 | 0 | 30 | 1 | 2708457.0661 | 150.3434 | 50293.4731 | 304 | 84206121.4173
2014-12-01 | 95713970.55 | 780.6 | 0 | 31 | 0 | 2765943.9063 | 150.6776 | 50341.2366 | 336 | 94087152.1066
2015-01-01 | 101629309.98 | 979.5 | 0 | 31 | 0 | 2890109.6105 | 150.9879 | 50364.1184 | 336 | 100010078.6274
2015-02-01 | 93864611.31 | 1053.3 | 0 | 28 | 0 | 3014275.3147 | 151.2989 | 50376.5592 | 304 | 93784505.3944
2015-03-01 | 87162071.52 | 710.4 | 0 | 31 | 1 | 3138441.0189 | 151.6106 | 50371.7796 | 352 | 88089738.6802
2015-04-01 | 76969576.42 | 432.1 | 0 | 30 | 1 | 3262606.723 | 151.9229 | 50348.8898 | 336 | 76480682.1198
2015-05-01 | 73637825.11 | 276 | 0 | 31 | 1 | 3386772.4272 | 152.2358 | 50336.4449 | 320 | 74171820.2213
2015-06-01 | 70200164.75 | 118.6 | 0 | 30 | 0 | 3510938.1314 | 152.5494 | 50329.2225 | 352 | 69425544.9227
2015-07-01 | 76455085.07 | 31.7 | 38 | 31 | 0 | 3635103.8355 | 152.8636 | 50324.1112 | 352 | 75038877.9619
2015-08-01 | 75144956.24 | 50.7 | 35.4 | 31 | 0 | 3759269.5397 | 153.1785 | 50327.0556 | 320 | 74996883.0761
2015-09-01 | 73463443.4 | 106.2 | 15.8 | 30 | 1 | 3883435.2439 | 153.494 | 50358.5278 | 336 | 67620744.3052
2015-10-01 | 76464862.58 | 345.9 | 0 | 31 | 1 | 4007600.9481 | 153.8102 | 50401.7639 | 336 | 75162103.9557
2015-11-01 | 81040698.34 | 469.1 | 0 | 30 | 1 | 4131766.6522 | 154.127 | 50440.382 | 320 | 75982937.1543
2015-12-01 | 90139870.24 | 564.9 | 0 | 31 | 0 | 4255932.3564 | 154.4445 | 50480.691 | 352 | 84592436.9869
2016-01-01 |  | 960.98 | 0 | 31 | 0 | 4262066.4754 | 154.7248 |  | 320 | 96842933.9461
2016-02-01 |  | 875.59 | 0 | 29 | 0 | 4268200.5944 | 155.0057 |  | 320 | 88670729.4097
2016-03-01 |  | 702.91 | 0 | 31 | 1 | 4274334.7134 | 155.287 |  | 352 | 85710363.4152
2016-04-01 |  | 450.52 | 0 | 30 | 1 | 4280468.8324 | 155.5689 |  | 336 | 75126592.8124
2016-05-01 |  | 271.46 | 0.47 | 31 | 1 | 4286602.9515 | 155.8513 |  | 336 | 72401556.3606
2016-06-01 |  | 109.59 | 6.7 | 30 | 0 | 4292737.0705 | 156.1342 |  | 352 | 68687636.3261
2016-07-01 |  | 36.33 | 40.37 | 31 | 0 | 4298871.1895 | 156.4176 |  | 320 | 74287793.3554
2016-08-01 |  | 51.55 | 29.67 | 31 | 0 | 4305005.3085 | 156.7015 |  | 352 | 73119900.4013
2016-09-01 |  | 176.97 | 5.05 | 30 | 1 | 4311139.4275 | 156.9859 |  | 336 | 67367987.2417
2016-10-01 |  | 372.15 | 0.54 | 31 | 1 | 4317273.5465 | 157.2708 |  | 320 | 75471442.7363
2016-11-01 |  | 567.61 | 0 | 30 | 1 | 4323407.6655 | 157.5563 |  | 336 | 78670359.5506
2016-12-01 |  | 852.29 | 0 | 31 | 0 | 4329541.7845 | 157.8423 |  | 336 | 93350473.1964
2017-01-01 |  | 960.98 | 0 | 31 | 0 | 4306060.0914 | 158.1545 |  |  | 96759760.6029
2017-02-01 |  | 875.59 | 0 | 28 | 0 | 4282578.3982 | 158.4674 |  |  | 85885021.9902
2017-03-01 |  | 702.91 | 0 | 31 | 1 | 4259096.705 | 158.7809 |  |  | 85739172.052
2017-04-01 |  | 450.52 | 0 | 30 | 1 | 4235615.0119 | 159.0951 |  |  | 75211392.4391
2017-05-01 |  | 271.46 | 0.47 | 31 | 1 | 4212133.3187 | 159.4098 |  |  | 72542346.9773
2017-06-01 |  | 109.59 | 6.7 | 30 | 0 | 4188651.6255 | 159.7252 |  |  | 68884417.9327
2017-07-01 |  | 36.33 | 40.37 | 31 | 0 | 4165169.9323 | 160.0411 |  |  | 74540565.9519
2017-08-01 |  | 51.55 | 29.67 | 31 | 0 | 4141688.2392 | 160.3578 |  |  | 73428663.9877
2017-09-01 |  | 176.97 | 5.05 | 30 | 1 | 4118206.546 | 160.675 |  |  | 67732741.8181
2017-10-01 |  | 372.15 | 0.54 | 31 | 1 | 4094724.8528 | 160.9929 |  |  | 75892188.3027
2017-11-01 |  | 567.61 | 0 | 30 | 1 | 4071243.1597 | 161.3114 |  |  | 79147096.1069
2017-12-01 |  | 852.29 | 0 | 31 | 0 | 4047761.4665 | 161.6305 |  |  | 93883200.7426
8205855156.2153
2006 | 1080402354.65 | [8 empty] | 1034134353.7823 | -46268000.8677 | -4.282%
2007 | 1074640050.05 | [8 empty] | 1037471248.2601 | -37168801.7899 | -3.459%
2008 | 1046355823.8955 | [8 empty] | 1041951722.1441 | -4404101.7514 | -0.4209%
2009 | 1013563736.845 | [8 empty] | 1026388641.2352 | 12824904.3902 | 1.265%
2010 | 981167358 | [8 empty] | 1013140173.6751 | 31972815.6751 | 3.259%
2011 | 996079734.17 | [8 empty] | 1025712384.9858 | 29632650.8158 | 2.975%
2012 | 987455834.29 | [8 empty] | 1007570550.9112 | 20114716.6212 | 2.037%
2013 | 1001934678.86 | [8 empty] | 1019486081.2215 | 17551402.3615 | 1.752%
2014 | 1002263936.84 | [8 empty] | 998824472.9391 | -3439463.9009 | -0.3432%
2015 | 976172474.96 | [8 empty] | 955356353.406 | -20816121.554 | -2.132%
2016 | [9 empty] | 949707768.7518
2017 | [9 empty] | 949646568.9041
Total to 2015 | 10160035982.5605 | [8 empty] | 10160035982.5605 | 0
[10 empty] | 8205855156.2153 | 0
Check totals above sould be zero

## Residential
Not Used
| Consumed | Heating Degree Days | Cooling Degree Days | Number of Days in Month | Spring Fall Flag | CDM Activity | Number of Customers | Ontario Real GDP Monthly % | Number of Peak Hours | Predicted Consumed | Variances (kWh) | % Variance (ABS)
1999-01-01 | 22843354.32 | 994.7 | 0 | 31 | 0 | 0 | 36735 | 106.0867 | 319.872
1999-02-01 | 30944887 | 718.7 | 0 | 28 | 0 | 0 | 43389 | 106.0867 | 319.872
1999-03-01 | 31192272.98 | 710.1 | 0 | 31 | 1 | 0 | 43566 | 106.729 | 368.28
1999-04-01 | 27103570.06 | 407.7 | 0 | 30 | 1 | 0 | 43534 | 107.3752 | 336.24
1999-05-01 | 25155490.76 | 224.7 | 2.6 | 31 | 1 | 0 | 43500 | 108.0253 | 319.92
1999-06-01 | 23427104.33 | 91.9 | 11.4 | 30 | 0 | 0 | 43465 | 108.6794 | 352.08
1999-07-01 | 24261259.01 | 24.2 | 59.3 | 31 | 0 | 0 | 43633 | 109.3374 | 336.288
1999-08-01 | 24804295.33 | 74 | 12.2 | 31 | 0 | 0 | 43625 | 109.9994 | 336.288
1999-09-01 | 24983512.45 | 194 | 5.7 | 30 | 1 | 0 | 43713 | 110.6655 | 336.24
1999-10-01 | 27927641.87 | 423.1 | 0 | 31 | 1 | 0 | 43713 | 111.3355 | 319.92
1999-11-01 | 30807187.57 | 500.7 | 0 | 30 | 1 | 0 | 43708 | 112.0096 | 352.08
1999-12-01 | 36673911.08 | 817.1 | 0 | 31 | 0 | 0 | 43631 | 112.6878 | 336.288
2000-01-01 | 38014660.49 | 963.5 | 0 | 31 | 0 | 0 | 43530 | 113.2055 | 319.92
2000-02-01 | 32921590.99 | 711.5 | 0 | 29 | 0 | 0 | 43558 | 113.7256 | 336.168
2000-03-01 | 31183992.07 | 574.6 | 0 | 31 | 1 | 0 | 43618 | 114.248 | 368.28
2000-04-01 | 27040375.42 | 485.6 | 0 | 30 | 1 | 0 | 43673 | 114.7729 | 303.84
2000-05-01 | 25265965.37 | 260.5 | 0 | 31 | 1 | 0 | 43755 | 115.3002 | 351.912
2000-06-01 | 23296606.52 | 155.7 | 2.3 | 30 | 0 | 0 | 43676 | 115.8299 | 352.08
2000-07-01 | 23900944.64 | 55.7 | 20.8 | 31 | 0 | 0 | 43539 | 116.362 | 319.92
2000-08-01 | 24355354.6 | 63.4 | 9.8 | 31 | 0 | 0 | 43738 | 116.8966 | 351.912
2000-09-01 | 24440428.16 | 223.3 | 0 | 30 | 1 | 0 | 44000 | 117.4336 | 319.68
2000-10-01 | 27797989.67 | 372.2 | 0 | 31 | 1 | 0 | 43746 | 117.9731 | 336.288
2000-11-01 | 31881933.45 | 561.6 | 0 | 30 | 1 | 0 | 43748 | 118.5151 | 352.08
2000-12-01 | 37787462.93 | 1041.3 | 0 | 31 | 0 | 0 | 43752 | 119.0595 | 304.296
2001-01-01 | 38555412.55 | 898.8 | 0 | 31 | 0 | 0 | 43644 | 119.2321 | 351.912
2001-02-03 | 32616109.06 | 918.9 | 0 | 28 | 0 | 0 | 43682 | 119.4048 | 319.872
2001-03-08 | 32556214.3 | 702.7 | 0 | 31 | 1 | 0 | 43727 | 119.5779 | 351.912
2001-04-10 | 28157361.65 | 430.7 | 0 | 30 | 1 | 0 | 43680 | 119.7511 | 319.68
2001-05-13 | 25958482.53 | 239.9 | 0 | 31 | 1 | 0 | 43789 | 119.9246 | 351.912
2001-06-15 | 23827610.5 | 114 | 15.2 | 30 | 0 | 0 | 43875 | 120.0984 | 336.24
2001-07-18 | 24764452.77 | 67.2 | 29.7 | 31 | 0 | 0 | 43688 | 120.2724 | 336.288
2001-08-20 | 25255805.32 | 40.2 | 56.1 | 31 | 0 | 0 | 43795 | 120.4467 | 351.912
2001-09-22 | 24913988.22 | 187.7 | 6.8 | 30 | 1 | 0 | 43882 | 120.6212 | 303.84
2001-10-25 | 27835723.39 | 408.6 | 0 | 31 | 1 | 0 | 43898 | 120.796 | 351.912
2001-11-27 | 30318950.68 | 458.8 | 0 | 30 | 1 | 0 | 43908 | 120.9711 | 352.08
2001-12-30 | 35374340.48 | 716.4 | 0 | 31 | 0 | 0 | 43793 | 121.1464 | 304.296
2002-01-19 | 36712335.59 | 873.9 | 0 | 31 | 0 | 0 | 43791 | 121.5045 | 351.912
2002-02-21 | 32266195.5 | 733 | 0 | 28 | 0 | 0 | 43785 | 121.8637 | 319.872
2002-03-26 | 33150979.24 | 804.7 | 0 | 31 | 1 | 0 | 43856 | 122.224 | 319.92
2002-04-28 | 28627065.02 | 462.3 | 0 | 30 | 1 | 0 | 43869 | 122.5853 | 352.08
2002-05-31 | 26571396.52 | 335 | 0.5 | 31 | 1 | 0 | 43842 | 122.9477 | 351.912
2002-06-01 | 24748365.24 | 114.4 | 14.2 | 30 | 0 | 0 | 43856 | 123.3112 | 319.68
2002-07-03 | 25888517.46 | 17.9 | 79.3 | 31 | 0 | 0 | 43816 | 123.6758 | 351.912
2002-08-05 | 26199143.04 | 49.7 | 15.5 | 31 | 0 | 0 | 44159 | 124.0414 | 336.288
2002-09-07 | 25956181.14 | 143.5 | 20.9 | 30 | 1 | 0 | 44035 | 124.4081 | 319.68
2002-10-10 | 29475965.61 | 510.1 | 0 | 31 | 1 | 0 | 43993 | 124.7759 | 351.912
2002-11-12 | 31967182.77 | 668 | 0 | 30 | 1 | 0 | 44123 | 125.1448 | 336.24
2002-12-15 | 36868027.48 | 785.6 | 0 | 31 | 0 | 0 | 43950 | 125.5147 | 319.92
2003-01-01 | 38700757.24 | 907.4 | 0 | 31 | 0 | 0 | 43905 | 125.6602 | 351.912
2003-02-01 | 34507023.2 | 969.6 | 0 | 28 | 0 | 0 | 43803 | 125.8059 | 319.872
2003-03-01 | 34325569.5 | 765.1 | 0 | 31 | 1 | 0 | 43839 | 125.9518 | 336.288
2003-04-01 | 28484611.51 | 499.3 | 0 | 30 | 1 | 0 | 43964 | 126.0978 | 336.24
2003-05-01 | 26044982.91 | 276.4 | 0 | 31 | 1 | 0 | 44218 | 126.2439 | 336.288
2003-06-01 | 24018303.8 | 129.3 | 0 | 30 | 0 | 0 | 43978 | 126.3903 | 336.24
2003-07-01 | 25420951.43 | 29.9 | 18.2 | 31 | 0 | 0 | 43908 | 126.5368 | 351.912
2003-08-01 | 26294357.74 | 35.6 | 50.9 | 31 | 0 | 0 | 44235 | 126.6835 | 319.92
2003-09-01 | 26006212.49 | 164 | 6.7 | 30 | 1 | 0 | 44236 | 126.8304 | 336.24
2003-10-01 | 29293413.96 | 414.2 | 0 | 31 | 1 | 0 | 44111 | 126.9774 | 351.912
2003-11-01 | 32018999.12 | 632.9 | 0 | 30 | 1 | 0 | 44114 | 127.1246 | 319.68
2003-12-01 | 36958308.96 | 785.9 | 0 | 31 | 0 | 0 | 44063 | 127.272 | 336.288
2004-01-01 | 38668458.56 | 1140.6 | 0 | 31 | 0 | 0 | 44081 | 127.5341 | 336.288
2004-02-01 | 34331411.41 | 778.3 | 0 | 29 | 0 | 0 | 43971 | 127.7968 | 320.16
2004-03-01 | 32611182.19 | 684.3 | 0 | 31 | 1 | 0 | 44103 | 128.0601 | 368.28
2004-04-01 | 28276428.91 | 472.4 | 0 | 30 | 1 | 0 | 44019 | 128.3238 | 336.24
2004-05-01 | 26338968.13 | 333.2 | 0 | 31 | 1 | 0 | 44025 | 128.5882 | 319.92
2004-06-01 | 23894672.88 | 145.8 | 3.1 | 30 | 0 | 0 | 44110 | 128.853 | 352.08
2004-07-01 | 24543277.73 | 67.4 | 22 | 31 | 0 | 0 | 44256 | 129.1184 | 336.288
2004-08-01 | 25024173.03 | 123 | 1.8 | 31 | 0 | 0 | 44126 | 129.3844 | 336.288
2004-09-01 | 25064194.6 | 132.9 | 4.7 | 30 | 1 | 0 | 44294 | 129.6509 | 336.24
2004-10-01 | 28414629.6 | 372.7 | 0 | 31 | 1 | 0 | 44311 | 129.918 | 319.92
2004-11-01 | 31681875.58 | 554.9 | 0 | 30 | 1 | 0 | 44365 | 130.1856 | 352.08
2004-12-01 | 37366129.62 | 926.6 | 0 | 31 | 0 | 0 | 44185 | 130.4538 | 336.288
2005-01-01 | 38920097.02 | 1084.3 | 0 | 31 | 0 | 0 | 44157 | 130.7437 | 319.92
2005-02-01 | 33256365.22 | 755.9 | 0 | 28 | 0 | 0 | 44040 | 131.0343 | 319.872
2005-03-01 | 32485847.76 | 814.1 | 0 | 31 | 1 | 0 | 44100 | 131.3255 | 351.912
2005-04-01 | 27843394.5 | 408.1 | 0 | 30 | 1 | 0 | 44350 | 131.6174 | 336.24
2005-05-01 | 26410477.64 | 306.2 | 0 | 31 | 1 | 0 | 44250 | 131.91 | 336.288
2005-06-01 | 24942453.35 | 72.6 | 16.8 | 30 | 0 | 0 | 44190 | 132.2031 | 352.08
2005-07-01 | 26102158.65 | 45.3 | 53 | 31 | 0 | 0 | 44315 | 132.497 | 319.92
2005-08-01 | 26089422.11 | 46.3 | 29.6 | 31 | 0 | 0 | 44305 | 132.7915 | 351.912
2005-09-01 | 25222662.82 | 148.8 | 15.2 | 30 | 1 | 0 | 44424 | 133.0866 | 336.24
2005-10-01 | 28188329.08 | 347.3 | 0 | 31 | 1 | 0 | 44257 | 133.3824 | 319.92
2005-11-01 | 31328731.73 | 606.9 | 0 | 30 | 1 | 0 | 44315 | 133.6789 | 352.08
2005-12-01 | 35177920.48 | 833.4 | 0 | 31 | 0 | 0 | 44282 | 133.976 | 319.92
2006-01-01 | 35639480.85 | 797 | 0 | 31 | 0 | 20809.6822 | 44181 | 134.252 | 336.288 | 34633627.6456 | -1005853.2044 | 2.822% | SUMMARY OUTPUT
2006-02-01 | 31006600.61 | 873.4 | 0 | 28 | 0 | 41619.3645 | 44198 | 134.5285 | 319.872 | 32674458.657 | 1667858.047 | 5.379%
2006-03-01 | 31468779.68 | 659 | 0 | 31 | 1 | 62429.0467 | 44236 | 134.8056 | 368.28 | 31777471.3841 | 308691.7041 | 0.9809% | Regression Statistics
2006-04-01 | 26780261.13 | 366 | 0 | 30 | 1 | 83238.7289 | 44282 | 135.0833 | 303.84 | 26830724.7578 | 50463.6278 | 0.1884% | Multiple R | 97.59%
2006-05-01 | 25597983.17 | 241.5 | 2.4 | 31 | 1 | 104048.4111 | 44417 | 135.3615 | 351.912 | 26211291.1343 | 613307.9643 | 2.396% | R Square | 95.23%
2006-06-01 | 24345684.17 | 81.5 | 9.3 | 30 | 0 | 124858.0934 | 44241 | 135.6404 | 352.08 | 24280493.1876 | -65190.9824 | 0.2678% | Adjusted R Square | 95.02%
2006-07-01 | 26114962.54 | 23.2 | 70.1 | 31 | 0 | 145667.7756 | 44219 | 135.9198 | 319.92 | 27104272.7509 | 989310.2109 | 3.788% | Standard Error | 947549.1665
2006-08-01 | 26097674.58 | 57.7 | 31.7 | 31 | 0 | 166477.4578 | 44380 | 136.1997 | 351.912 | 25848532.4502 | -249142.1298 | 0.9547% | Observations | 120
2006-09-01 | 25191336.77 | 210.5 | 1.2 | 30 | 1 | 187287.14 | 44567 | 136.4803 | 319.68 | 24611044.1762 | -580292.5938 | 2.304%
2006-10-01 | 28029266.83 | 440.9 | 0 | 31 | 1 | 208096.8223 | 44364 | 136.7614 | 336.288 | 28591031.5485 | 561764.7185 | 2.004% | ANOVA
2006-11-01 | 30314179.63 | 540.4 | 0 | 30 | 1 | 228906.5045 | 44313 | 137.0431 | 352.08 | 28905240.0377 | -1408939.5923 | 4.648% |  | df | SS | MS | F | Significance F
2006-12-01 | 34399460.2 | 747.4 | 0 | 31 | 0 | 249716.1867 | 44347 | 137.3254 | 304.296 | 33555374.6197 | -844085.5803 | 2.454% | Regression | 5 | 2.0451e+15 | 4.0902e+14 | 455.5565 | 1.4109e-73
2007-01-01 | 36651750.41 | 913.4 | 0 | 31 | 0 | 270864.7293 | 44296 | 137.5522 | 351.912 | 35742193.5466 | -909556.8634 | 2.482% | Residual | 114 | 1.0235e+14 | 897849422870.9388
2007-02-01 | 32943660.57 | 924.7 | 0 | 28 | 0 | 292013.272 | 44278 | 137.7794 | 319.872 | 32909831.1953 | -33829.3747 | 0.1027% | Total | 119 | 2.1475e+15
2007-03-01 | 32857535.92 | 665 | 0 | 31 | 1 | 313161.8146 | 44348 | 138.0069 | 351.912 | 31405043.9642 | -1452491.9558 | 4.421%
2007-04-01 | 27092407.24 | 474.1 | 0 | 30 | 1 | 334310.3573 | 44296 | 138.2349 | 319.68 | 27826203.8359 | 733796.5959 | 2.708% |  | Coefficients | Standard Error | t Stat | P-value | Lower 95% | Upper 95%
2007-05-01 | 25115209.09 | 250.9 | 0.6 | 31 | 1 | 355458.8999 | 44412 | 138.4632 | 351.912 | 25804434.9218 | 689225.8318 | 2.744% | Intercept | -6449696.1124 | 3338663.1889 | -1.9318 | 0.055864 | -13063562.1751 | 164169.9502
2007-06-01 | 23534586.62 | 96.7 | 6.5 | 30 | 0 | 376607.4425 | 44550 | 138.6919 | 336.24 | 23907001.2587 | 372414.6387 | 1.582% | Heating Degree Days | 13403.7073 | 342.8923 | 39.0901 | 7.1549e-68 | 12724.4403 | 14082.9743
2007-07-01 | 25046931.96 | 40.2 | 51.8 | 31 | 0 | 397755.9852 | 44365 | 138.9209 | 336.288 | 26075934.8555 | 1029002.8955 | 4.108% | Cooling Degree Days | 43765.2014 | 8256.9756 | 5.3004 | 5.7172e-07 | 27408.1963 | 60122.2066
2007-08-01 | 25330023.87 | 62.9 | 22.1 | 31 | 0 | 418904.5278 | 44440 | 139.1504 | 351.912 | 25042176.0437 | -287847.8263 | 1.136% | Number of Days in Month | 981875.9196 | 110254.1221 | 8.9056 | 9.7265e-15 | 763463.3528 | 1200288.4863
2007-09-01 | 24758256.47 | 164.7 | 9.6 | 30 | 1 | 440053.0704 | 44418 | 139.3802 | 303.84 | 23908260.3056 | -849996.1644 | 3.433% | Spring Fall Flag | -931275.7188 | 207139.1376 | -4.4959 | 1.6743e-05 | -1341616.7549 | -520934.6827
2007-10-01 | 27656765.08 | 310.6 | 0 | 31 | 1 | 461201.6131 | 44489 | 139.6104 | 351.912 | 26387394.7016 | -1269370.3784 | 4.59% | CDM Activity | -1.8061 | 0.46916 | -3.8497 | 0.00019565 | -2.7355 | -0.8767
2007-11-01 | 30856187.84 | 620.3 | 0 | 30 | 1 | 482350.1557 | 44459 | 139.841 | 352.08 | 29518450.448 | -1337737.392 | 4.335%
2007-12-01 | 35513367.18 | 925.8 | 0 | 31 | 0 | 503498.6983 | 44312 | 140.0719 | 304.296 | 35488238.1817 | -25128.9983 | 0.07076%
2008-01-01 | 36959741.45 | 934.7 | 0 | 31 | 0 | 513423.6423 | 44333 | 139.9664 | 352 | 35589605.6874 | -1370135.7626 | 0.037071
2008-02-01 | 33315884.94 | 921.5 | 0 | 29 | 0 | 523348.5862 | 44401 | 139.861 | 320 | 33430999.4227 | 115114.4827 | 0.0034552
2008-03-01 | 32204211.01 | 791.9 | 0 | 31 | 1 | 533273.5302 | 44333 | 139.7557 | 304 | 32708429.5876 | 504218.5776 | 0.015657
2008-04-01 | 27546470.05 | 456.9 | 0 | 30 | 1 | 543198.4742 | 44453 | 139.6504 | 352 | 27218386.2331 | -328083.8169 | 0.01191
2008-05-01 | 25811018.17 | 327.7 | 0 | 31 | 1 | 553123.4181 | 44678 | 139.5453 | 336 | 26450577.6802 | 639559.5102 | 0.024779
2008-06-01 | 23670990.89 | 109.9 | 4.6 | 30 | 0 | 563048.3621 | 44475 | 139.4402 | 336 | 23664044.4666 | -6946.4234 | 0.00029346
2008-07-01 | 24760370.83 | 34.7 | 22.1 | 31 | 0 | 572973.306 | 44447 | 139.3351 | 352 | 24385927.133 | -374443.697 | 0.015123
2008-08-01 | 25074714.1 | 50.4 | 22.2 | 31 | 0 | 582898.25 | 44683 | 139.2302 | 320 | 24582816.3685 | -491897.7315 | 0.019617
2008-09-01 | 24527138.44 | 193.3 | 7 | 30 | 1 | 592823.1939 | 44620 | 139.1254 | 336 | 23901897.9524 | -625240.4876 | 0.025492
2008-10-01 | 27463878.84 | 373.1 | 0 | 31 | 1 | 602748.1379 | 44594 | 139.0206 | 352 | 26969478.5454 | -494400.2946 | 0.018002
2008-11-01 | 31251337.25 | 591 | 0 | 30 | 1 | 612673.0819 | 44809 | 138.9159 | 304 | 28890344.9574 | -2360992.2926 | 0.075549
2008-12-01 | 37054439.4 | 1033.8 | 0 | 31 | 0 | 622598.0258 | 44624 | 138.8113 | 336 | 36720732.6993 | -333706.7007 | 0.0090058
2009-01-01 | 38386143 | 1093.4 | 0 | 31 | 0 | 632742.1241 | 44558 | 138.3878 | 336 | 37501272.3495 | -884870.6505 | 0.023052
2009-02-01 | 32364264.23 | 838.9 | 0 | 28 | 0 | 642886.2224 | 44533 | 137.9656 | 304 | 31126079.7778 | -1238184.4522 | 0.038258
2009-03-01 | 32111110.45 | 762.3 | 0 | 31 | 1 | 653030.3206 | 44479 | 137.5447 | 352 | 32095386.5337 | -15723.9163 | 0.00048967
2009-04-01 | 27582319.49 | 453.2 | 0 | 30 | 1 | 663174.4189 | 44545 | 137.1251 | 320 | 26952103.3825 | -630216.1075 | 0.022849
2009-05-01 | 25664853.93 | 319.8 | 0 | 31 | 1 | 673318.5172 | 44731 | 136.7068 | 320 | 26127603.4433 | 462749.5133 | 0.01803
2009-06-01 | 23320632.67 | 141.8 | 13.7 | 30 | 0 | 683462.6155 | 44604 | 136.2898 | 352 | 24272405.2977 | 951772.6277 | 0.040812
2009-07-01 | 24041096.17 | 74.5 | 2 | 31 | 0 | 693606.7137 | 44542 | 135.874 | 352 | 23821837.5543 | -219258.6157 | 0.0091202
2009-08-01 | 24433772.64 | 84.2 | 14.2 | 31 | 0 | 703750.812 | 44538 | 135.4595 | 320 | 24467467.6676 | 33695.0276 | 0.001379
2009-09-01 | 24530858.36 | 102.8 | 3.5 | 30 | 1 | 713894.9103 | 44722 | 135.0462 | 336 | 22317016.0248 | -2213842.3352 | 0.090247
2009-10-01 | 27407141.96 | 451.4 | 0 | 31 | 1 | 724039.0086 | 44786 | 134.6343 | 336 | 27799924.7995 | 392782.8395 | 0.014331
2009-11-01 | 29972144 | 473.5 | 0 | 30 | 1 | 734183.1068 | 44620 | 134.2235 | 320 | 27095949.5064 | -2876194.4936 | 0.095962
2009-12-01 | 34913483.79 | 914.9 | 0 | 31 | 0 | 744327.2051 | 44706 | 133.8141 | 352 | 34907176.2424 | -6307.5476 | 0.00018066
2010-01-01 | 36085553.26 | 900.2 | 0 | 31 | 0 | 715812.9199 | 44629 | 134.1441 | 320 | 34761641.5334 | -1323911.7266 | 0.036688
2010-02-01 | 30010764.89 | 778.4 | 0 | 28 | 0 | 687298.6346 | 44651 | 134.4749 | 304 | 30234942.0139 | 224177.1239 | 0.0074699
2010-03-01 | 28911520.73 | 514.4 | 0 | 31 | 1 | 658784.3493 | 44651 | 134.8066 | 368 | 28762215.1148 | -149305.6152 | 0.0051642
2010-04-01 | 25118804.91 | 358 | 0 | 30 | 1 | 630270.0641 | 44625 | 135.139 | 320 | 25735499.1618 | 616694.2518 | 0.024551
2010-05-01 | 24585712.39 | 212.4 | 0.6 | 31 | 1 | 601755.7788 | 44628 | 135.4723 | 320 | 24843554.2076 | 257841.8176 | 0.010487
2010-06-01 | 23836918.19 | 106.3 | 3 | 30 | 0 | 573241.4936 | 44772 | 135.8064 | 352 | 23527356.9341 | -309561.2559 | 0.012987
2010-07-01 | 25905019.17 | 14.5 | 52 | 31 | 0 | 544727.2083 | 44773 | 136.1414 | 336 | 25474767.1819 | -430251.9881 | 0.016609
2010-08-01 | 26075806.56 | 37.9 | 55.8 | 31 | 0 | 516212.923 | 44748 | 136.4771 | 336 | 26006221.4865 | -69585.0735 | 0.0026686
2010-09-01 | 24545247.18 | 231.1 | 0 | 30 | 1 | 487698.6378 | 44858 | 136.8137 | 336 | 24292067.6473 | -253179.5327 | 0.010315
2010-10-01 | 26297636.29 | 355.5 | 0 | 31 | 1 | 459184.3525 | 44861 | 137.1511 | 320 | 26992864.5434 | 695228.2534 | 0.026437
2010-11-01 | 29657866.36 | 549.4 | 0 | 30 | 1 | 430670.0672 | 44810 | 137.4894 | 336 | 28661467.2578 | -996399.1022 | 0.033596
2010-12-01 | 34557679.54 | 879.1 | 0 | 31 | 0 | 402155.782 | 44821 | 137.8285 | 368 | 35045320.9816 | 487641.4416 | 0.014111
2011-01-01 | 36516937.35 | 1077.9 | 0 | 31 | 0 | 433380.0457 | 44726 | 138.0335 | 336 | 37653583.6994 | 1136646.3494 | 0.031127
2011-02-01 | 31386775.59 | 826.9 | 0 | 28 | 0 | 464604.3095 | 44775 | 138.2389 | 304 | 31287231.1145 | -99544.4755 | 0.0031715
2011-03-01 | 31223082.41 | 749.9 | 0 | 31 | 1 | 495828.5733 | 44762 | 138.4446 | 368 | 32213103.3987 | 990020.9887 | 0.031708
2011-04-01 | 26878420.4 | 482.3 | 0 | 30 | 1 | 527052.837 | 44920 | 138.6505 | 320 | 27588001.1118 | 709580.7118 | 0.0264
2011-05-01 | 24676485.14 | 267 | 0 | 31 | 1 | 558277.1008 | 44927 | 138.8568 | 336 | 25627664.5559 | 951179.4159 | 0.038546
2011-06-01 | 23151010.43 | 110.1 | 0 | 30 | 0 | 589501.3645 | 44911 | 139.0634 | 352 | 23417628.386 | 266617.956 | 0.011516
2011-07-01 | 25352001.3 | 29.8 | 63.7 | 31 | 0 | 620725.6283 | 44960 | 139.2703 | 320 | 26054635.6468 | 702634.3468 | 0.027715
2011-08-01 | 25813855.5 | 22.2 | 35.7 | 31 | 0 | 651949.892 | 44959 | 139.4775 | 352 | 24670947.5376 | -1142907.9624 | 0.044275
2011-09-01 | 24597483.11 | 172.3 | 9.4 | 30 | 1 | 683174.1558 | 45001 | 139.685 | 336 | 23562273.2738 | -1035209.8362 | 0.042086
2011-10-01 | 26370882.96 | 337.2 | 5.4 | 31 | 1 | 714398.4195 | 44933 | 139.8928 | 320 | 26522965.4279 | 152082.4679 | 0.0057671
2011-11-01 | 28854940.73 | 563.2 | 0 | 30 | 1 | 745622.6833 | 44984 | 140.101 | 352 | 28277600.9769 | -577339.7531 | 0.020008
2011-12-01 | 32390431.58 | 769.8 | 0 | 31 | 0 | 776846.947 | 44950 | 140.3094 | 336 | 32903564.25 | 513132.67 | 0.015842
2012-01-01 | 33402660.42 | 865.7 | 0 | 31 | 0 | 757573.0148 | 44701 | 140.5181 | 336 | 34223790.5223 | 821130.1023 | 0.024583
2012-02-01 | 29415795.67 | 693.8 | 0 | 29 | 0 | 738299.0826 | 44705 | 140.7272 | 320 | 29990752.1403 | 574956.4703 | 0.019546
2012-03-01 | 28020794.1 | 525.4 | 0 | 31 | 1 | 719025.1503 | 44715 | 140.9366 | 352 | 28800854.6934 | 780060.5934 | 0.027839
2012-04-01 | 24997873.08 | 434.9 | 0 | 30 | 1 | 699751.2181 | 44680 | 141.1462 | 320 | 26640754.0053 | 1642880.9253 | 0.065721
2012-05-01 | 24359301.69 | 227.1 | 0 | 31 | 1 | 680477.2858 | 44589 | 141.3562 | 352 | 24872150.2899 | 512848.5999 | 0.021054
2012-06-01 | 24710374.2 | 64.9 | 18.4 | 30 | 0 | 661203.3536 | 44697 | 141.5665 | 336 | 23487559.2134 | -1222814.9866 | 0.049486
2012-07-01 | 26676003.26 | 6.8 | 66.5 | 31 | 0 | 641929.4213 | 44693 | 141.7772 | 336 | 25830596.6698 | -845406.5902 | 0.031692
2012-08-01 | 26201585.38 | 38.5 | 27.7 | 31 | 0 | 622655.4891 | 44727 | 141.9881 | 352 | 24592215.1179 | -1609370.2621 | 0.061423
2012-09-01 | 24540374.2 | 213.5 | 4 | 30 | 1 | 603381.5568 | 44764 | 142.1993 | 304 | 24022287.7254 | -518086.4746 | 0.021112
2012-10-01 | 26589019.44 | 395.8 | 0 | 31 | 1 | 584107.6246 | 44784 | 142.4109 | 352 | 27307409.4223 | 718389.9823 | 0.027018
2012-11-01 | 28916497.1 | 600.8 | 0 | 30 | 1 | 564833.6924 | 44871 | 142.6228 | 352 | 29108104.2415 | 191607.1415 | 0.0066262
2012-12-01 | 33312146.32 | 793.7 | 0 | 31 | 0 | 545559.7601 | 44915 | 142.835 | 304 | 33641641.7604 | 329495.4404 | 0.0098912
2013-01-01 | 35527330.34 | 928.4 | 0 | 31 | 0 | 567435.687 | 44923 | 143.1292 | 352 | 35407610.9166 | -119719.4234 | 0.0033698
2013-02-01 | 30889612.99 | 866.6 | 0 | 28 | 0 | 589311.6138 | 44915 | 143.424 | 304 | 31594123.8295 | 704510.8395 | 0.022807
2013-03-01 | 30782617.3 | 767.3 | 0 | 31 | 1 | 611187.5407 | 44918 | 143.7194 | 320 | 32237977.5173 | 1455360.2173 | 0.047279
2013-04-01 | 26800317.32 | 524.8 | 0 | 30 | 1 | 633063.4675 | 44876 | 144.0155 | 352 | 27966192.3601 | 1165875.0401 | 0.043502
2013-05-01 | 24986643.5083 | 325.3 | 0 | 31 | 1 | 654939.3943 | 44874 | 144.3121 | 352 | 26234518.456 | 1247874.9477 | 0.049942
2013-06-01 | 23287804.4254 | 130.9 | 5.5 | 30 | 0 | 676815.3212 | 44881 | 144.6094 | 320 | 23779435.9467 | 491631.5212 | 0.021111
2013-07-01 | 24573362.8944 | 60.7 | 28 | 31 | 0 | 698691.248 | 44900 | 144.9072 | 352 | 24765578.4287 | 192215.5343 | 0.0078221
2013-08-01 | 24947123.431 | 45.8 | 41.8 | 31 | 0 | 720567.1749 | 44933 | 145.2057 | 336 | 25130312.7525 | 183189.3215 | 0.0073431
2013-09-01 | 24308811.029 | 178.8 | 0 | 30 | 1 | 742443.1017 | 44955 | 145.5048 | 320 | 23130958.5482 | -1177852.4808 | 0.048454
2013-10-01 | 26948256.943 | 328.5 | 0 | 31 | 1 | 764319.0286 | 44993 | 145.8046 | 352 | 26079859.2335 | -868397.7095 | 0.032225
2013-11-01 | 31135195.451 | 620.6 | 0 | 30 | 1 | 786194.9554 | 45062 | 146.1049 | 336 | 28973695.9992 | -2161499.4518 | 0.069423
2013-12-01 | 36848813.0031 | 1112.9 | 0 | 31 | 0 | 808070.8823 | 45079 | 146.4058 | 320 | 37445982.5246 | 597169.5215 | 0.016206
2014-01-01 | 38922016.5561 | 1119.6 | 0 | 31 | 0 | 792996.7371 | 45081 |  |  | 37563012.85 | -1359003.7061 | 0.034916
2014-02-01 | 32993369.869 | 978.4 | 0 | 28 | 0 | 777922.5919 | 45092 |  |  | 32752007.1069 | -241362.7621 | 0.0073155
2014-03-01 | 32244957.1399 | 883.5 | 0 | 31 | 1 | 762848.4466 | 45098 |  |  | 33521572.8105 | 1276615.6706 | 0.039591
2014-04-01 | 27204303.469 | 522.9 | 0 | 30 | 1 | 747774.3014 | 45080 |  |  | 27733545.5248 | 529242.0558 | 0.019454
2014-05-01 | 24728780.317 | 266.9 | 1.1 | 31 | 1 | 732700.1562 | 45067.5 |  |  | 25359439.5835 | 630659.2665 | 0.025503
2014-06-01 | 22654738.925 | 135.2 | 6 | 30 | 0 | 717626.011 | 45067.25 |  |  | 23785246.1047 | 1130507.1797 | 0.049902
2014-07-01 | 23503977.621 | 47.2 | 9.5 | 31 | 0 | 702551.8658 | 45053.125 |  |  | 23767999.4733 | 264021.8523 | 0.011233
2014-08-01 | 23764110.289 | 65.2 | 10.1 | 31 | 0 | 687477.7206 | 45066.0625 |  |  | 24062750.8121 | 298640.5231 | 0.012567
2014-09-01 | 23696270.526 | 196.5 | 0 | 30 | 1 | 672403.5754 | 45097.0312 |  |  | 23494702.8943 | -201567.6317 | 0.0085063
2014-10-01 | 26444465.621 | 382.6 | 0 | 31 | 1 | 657329.4302 | 45138.0156 |  |  | 26998234.2291 | 553768.6081 | 0.020941
2014-11-01 | 29676769.038 | 647.8 | 0 | 30 | 1 | 642255.285 | 45196.5078 |  |  | 29598246.9721 | -78522.0659 | 0.0026459
2014-12-01 | 34191036.517 | 780.6 | 0 | 31 | 0 | 627181.1398 | 45238.7539 |  |  | 33318636.4265 | -872400.0905 | 0.025515
2015-01-01 | 36508095.94 | 979.5 | 0 | 31 | 0 | 638329.869 | 45257.877 |  |  | 35964498.0349 | -543597.9051 | 0.01489
2015-02-01 | 31660210.64 | 1053.3 | 0 | 28 | 0 | 649478.5982 | 45271.4385 |  |  | 33987928.1012 | 2327717.4612 | 0.073522
2015-03-01 | 30744805.543 | 710.4 | 0 | 31 | 1 | 660627.3274 | 45270.2192 |  |  | 31386013.1341 | 641207.5911 | 0.020856
2015-04-01 | 25623800.389 | 432.1 | 0 | 30 | 1 | 671776.0567 | 45248.6096 |  |  | 26653749.699 | 1029949.31 | 0.040195
2015-05-01 | 23579601.634 | 276 | 0 | 31 | 1 | 682924.7859 | 45240.3048 |  |  | 25523171.1352 | 1943569.5012 | 0.082426
2015-06-01 | 22175635.397 | 118.6 | 0 | 30 | 0 | 694073.5151 | 45233.1524 |  |  | 23342691.6316 | 1167056.2346 | 0.052628
2015-07-01 | 23881661.083 | 31.7 | 38 | 31 | 0 | 705222.2443 | 45228.5762 |  |  | 24802727.2673 | 921066.1843 | 0.038568
2015-08-01 | 24372893.729 | 50.7 | 35.4 | 31 | 0 | 716370.9736 | 45233.2881 |  |  | 24923472.4086 | 550578.6796 | 0.02259
2015-09-01 | 23562673.682 | 106.2 | 15.8 | 30 | 1 | 727519.7028 | 45265.1441 |  |  | 22876292.8037 | -686380.8783 | 0.02913
2015-10-01 | 24999074.481 | 345.9 | 0 | 31 | 1 | 738668.432 | 45305.572 |  |  | 26359411.4069 | 1360336.9259 | 0.054415
2015-11-01 | 26870909.267 | 469.1 | 0 | 30 | 1 | 749817.1612 | 45342.286 |  |  | 27008736.4531 | 137827.1861 | 0.0051292
2015-12-01 | 30693907.412 | 564.9 | 0 | 31 | 0 | 760965.8905 | 45374.643 |  |  | 30185827.4771 | -508079.9349 | 0.016553
2016-01-01 |  | 960.98 | 0 | 31 | 0 | 751125.5178 |  |  |  | 35512540.6094 |  | 2.628%
2016-02-01 |  | 875.59 | 0 | 29 | 0 | 741285.1451 |  |  |  | 32422018.9485
2016-03-01 |  | 702.91 | 0 | 31 | 1 | 731444.7724 |  |  |  | 31157715.6368
2016-04-01 |  | 450.52 | 0 | 30 | 1 | 721604.3998 |  |  |  | 26810650.7762
2016-05-01 |  | 271.46 | 0.47 | 31 | 1 | 711764.0271 |  |  |  | 25430801.2558
2016-06-01 |  | 109.59 | 6.7 | 30 | 0 | 701923.6544 |  |  |  | 23500972.9038
2016-07-01 |  | 36.33 | 40.37 | 31 | 0 | 692083.2818 |  |  |  | 24992240.3033
2016-08-01 |  | 51.55 | 29.67 | 31 | 0 | 682242.9091 |  |  |  | 24745729.8178
2016-09-01 |  | 176.97 | 5.05 | 30 | 1 | 672402.5364 |  |  |  | 23453944.6345
2016-10-01 |  | 372.15 | 0.54 | 31 | 1 | 662562.1637 |  |  |  | 26872347.8312
2016-11-01 |  | 567.61 | 0 | 30 | 1 | 652721.7911 |  |  |  | 28504500.0764
2016-12-01 |  | 852.29 | 0 | 31 | 0 | 642881.4184 |  |  |  | 34251191.8538
2017-01-01 |  | 960.98 | 0 | 31 | 0 | 641175.3475 |  |  |  | 35711122.1433
2017-02-01 |  | 875.59 | 0 | 28 | 0 | 639469.2765 |  |  |  | 31624033.1611
2017-03-01 |  | 702.91 | 0 | 31 | 1 | 637763.2056 |  |  |  | 31326914.3674
2017-04-01 |  | 450.52 | 0 | 30 | 1 | 636057.1346 |  |  |  | 26965158.1052
2017-05-01 |  | 271.46 | 0.47 | 31 | 1 | 634351.0637 |  |  |  | 25570617.1831
2017-06-01 |  | 109.59 | 6.7 | 30 | 0 | 632644.9927 |  |  |  | 23626097.4295
2017-07-01 |  | 36.33 | 40.37 | 31 | 0 | 630938.9218 |  |  |  | 25102673.4273
2017-08-01 |  | 51.55 | 29.67 | 31 | 0 | 629232.8508 |  |  |  | 24841471.5401
2017-09-01 |  | 176.97 | 5.05 | 30 | 1 | 627526.7799 |  |  |  | 23534994.9552
2017-10-01 |  | 372.15 | 0.54 | 31 | 1 | 625820.7089 |  |  |  | 26938706.7502
2017-11-01 |  | 567.61 | 0 | 30 | 1 | 624114.638 |  |  |  | 28556167.5939
2017-12-01 |  | 852.29 | 0 | 31 | 0 | 622408.567 |  |  |  | 34288167.9696
[6 empty] | 84251278.9182 | 5370553.357 | 13339.8282 | 32128.304 | 4072128362.2937
[13 empty] | Weather Normal | Weather Noraml Factor
2006 | 344985670.16 | [8 empty] | 345023562.3498 | 37892.1898 | 0.01098% | 348847526.2325 | 1.0111
2007 | 347356682.25 | [8 empty] | 344015163.2587 | -3341518.9914 | -0.962% | 343387625.5366 | 0.99818
2008 | 349640195.37 | [8 empty] | 344513240.7338 | -5126954.6362 | -1.466% | 340450345.2831 | 0.98821
2009 | 344727820.69 | [8 empty] | 338484222.5795 | -6243598.1105 | -1.811% | 336856325.2909 | 0.99519
2010 | 335588529.47 | [8 empty] | 334337918.0641 | -1250611.4059 | -0.3727% | 339664102.6611 | 1.0159
2011 | 337212306.5 | [8 empty] | 339779199.3794 | 2566892.8794 | 0.7612% | 338664333.7907 | 0.99672
2012 | 331142424.86 | [8 empty] | 332518115.8017 | 1375690.9417 | 0.4154% | 338639424.2183 | 1.0184
2013 | 341035888.6353 | [8 empty] | 342746246.5128 | 1710357.8775 | 0.5015% | 336873260.3409 | 0.98286
2014 | 340024795.888 | [8 empty] | 341955394.7878 | 1930598.8997 | 0.5678% | 336389173.9539 | 0.98372
2015 | 324673269.197 | [8 empty] | 333014519.5527 | 8341250.3557 | 2.569% | 336615465.7124 | 1.0108
2016 | [9 empty] | 337654654.6475 |  |  | 337654654.6475
2017 | [9 empty] | 338086124.6259 |  |  | 338086124.6259
Total to 2015 | 3396387583.0203 | [8 empty] | 3396387583.0203 | 0
[10 empty] | 4072128362.2937 | 0
Check totals above sould be zero
20 year trend
2017-01-01 |  | 981.2244 | 0 | 31 | 0 | 641175.3475 | #REF! | 143.1292 | 352 | 35982472.6391
2017-02-01 |  | 920.4984 | 0 | 28 | 0 | 639469.2765 | #REF! | 143.424 | 304 | 32225972.4923
2017-03-01 |  | 728.6568 | 0 | 31 | 1 | 637763.2056 | #REF! | 143.7194 | 320 | 31672016.4951
2017-04-01 |  | 457.8451 | 0 | 30 | 1 | 636057.1346 | #REF! | 144.0155 | 352 | 27063341.7728
2017-05-01 |  | 271.6456 | 0.20857 | 31 | 1 | 634351.0637 | #REF! | 144.3121 | 352 | 25561663.9612
2017-06-01 |  | 115.8052 | 4.1053 | 30 | 0 | 632644.9927 | #REF! | 144.6094 | 320 | 23595844.8093
2017-07-01 |  | 34.9966 | 41.5166 | 31 | 0 | 630938.9218 | #REF! | 144.9072 | 352 | 25134983.0496
2017-08-01 |  | 48.1625 | 33.1817 | 31 | 0 | 629232.8508 | #REF! | 145.2057 | 336 | 24949757.7709
2017-09-01 |  | 175.5771 | 5.6843 | 30 | 1 | 627526.7799 | #REF! | 145.5048 | 320 | 23544084.14
2017-10-01 |  | 357.9928 | 0.78361 | 31 | 1 | 625820.7089 | #REF! | 145.8046 | 352 | 26759609.1413
2017-11-01 |  | 558.6272 | 0 | 30 | 1 | 624114.638 | #REF! | 146.1049 | 336 | 28435765.0138
2017-12-01 |  | 843.287 | 0 | 31 | 0 | 622408.567 | #REF! | 146.4058 | 320 | 34167494.292 | 339093005.5773

## Residential WN
Not Used
| Consumed | Heating Degree Days | Cooling Degree Days | Number of Days in Month | Spring Fall Flag | CDM Activity | Number of Customers | Ontario Real GDP Monthly % | Number of Peak Hours | Predicted Consumed | Variances (kWh) | % Variance
1999-01-01 | 22843354.32 | 994.7 | 0 | 31 | 0 | 0 | 36735 | 106.0867 | 319.872
1999-02-01 | 30944887 | 718.7 | 0 | 28 | 0 | 0 | 43389 | 106.0867 | 319.872
1999-03-01 | 31192272.98 | 710.1 | 0 | 31 | 1 | 0 | 43566 | 106.729 | 368.28
1999-04-01 | 27103570.06 | 407.7 | 0 | 30 | 1 | 0 | 43534 | 107.3752 | 336.24
1999-05-01 | 25155490.76 | 224.7 | 2.6 | 31 | 1 | 0 | 43500 | 108.0253 | 319.92
1999-06-01 | 23427104.33 | 91.9 | 11.4 | 30 | 0 | 0 | 43465 | 108.6794 | 352.08
1999-07-01 | 24261259.01 | 24.2 | 59.3 | 31 | 0 | 0 | 43633 | 109.3374 | 336.288
1999-08-01 | 24804295.33 | 74 | 12.2 | 31 | 0 | 0 | 43625 | 109.9994 | 336.288
1999-09-01 | 24983512.45 | 194 | 5.7 | 30 | 1 | 0 | 43713 | 110.6655 | 336.24
1999-10-01 | 27927641.87 | 423.1 | 0 | 31 | 1 | 0 | 43713 | 111.3355 | 319.92
1999-11-01 | 30807187.57 | 500.7 | 0 | 30 | 1 | 0 | 43708 | 112.0096 | 352.08
1999-12-01 | 36673911.08 | 817.1 | 0 | 31 | 0 | 0 | 43631 | 112.6878 | 336.288
2000-01-01 | 38014660.49 | 963.5 | 0 | 31 | 0 | 0 | 43530 | 113.2055 | 319.92
2000-02-01 | 32921590.99 | 711.5 | 0 | 29 | 0 | 0 | 43558 | 113.7256 | 336.168
2000-03-01 | 31183992.07 | 574.6 | 0 | 31 | 1 | 0 | 43618 | 114.248 | 368.28
2000-04-01 | 27040375.42 | 485.6 | 0 | 30 | 1 | 0 | 43673 | 114.7729 | 303.84
2000-05-01 | 25265965.37 | 260.5 | 0 | 31 | 1 | 0 | 43755 | 115.3002 | 351.912
2000-06-01 | 23296606.52 | 155.7 | 2.3 | 30 | 0 | 0 | 43676 | 115.8299 | 352.08
2000-07-01 | 23900944.64 | 55.7 | 20.8 | 31 | 0 | 0 | 43539 | 116.362 | 319.92
2000-08-01 | 24355354.6 | 63.4 | 9.8 | 31 | 0 | 0 | 43738 | 116.8966 | 351.912
2000-09-01 | 24440428.16 | 223.3 | 0 | 30 | 1 | 0 | 44000 | 117.4336 | 319.68
2000-10-01 | 27797989.67 | 372.2 | 0 | 31 | 1 | 0 | 43746 | 117.9731 | 336.288
2000-11-01 | 31881933.45 | 561.6 | 0 | 30 | 1 | 0 | 43748 | 118.5151 | 352.08
2000-12-01 | 37787462.93 | 1041.3 | 0 | 31 | 0 | 0 | 43752 | 119.0595 | 304.296
2001-01-01 | 38555412.55 | 898.8 | 0 | 31 | 0 | 0 | 43644 | 119.2321 | 351.912
2001-02-03 | 32616109.06 | 918.9 | 0 | 28 | 0 | 0 | 43682 | 119.4048 | 319.872
2001-03-08 | 32556214.3 | 702.7 | 0 | 31 | 1 | 0 | 43727 | 119.5779 | 351.912
2001-04-10 | 28157361.65 | 430.7 | 0 | 30 | 1 | 0 | 43680 | 119.7511 | 319.68
2001-05-13 | 25958482.53 | 239.9 | 0 | 31 | 1 | 0 | 43789 | 119.9246 | 351.912
2001-06-15 | 23827610.5 | 114 | 15.2 | 30 | 0 | 0 | 43875 | 120.0984 | 336.24
2001-07-18 | 24764452.77 | 67.2 | 29.7 | 31 | 0 | 0 | 43688 | 120.2724 | 336.288
2001-08-20 | 25255805.32 | 40.2 | 56.1 | 31 | 0 | 0 | 43795 | 120.4467 | 351.912
2001-09-22 | 24913988.22 | 187.7 | 6.8 | 30 | 1 | 0 | 43882 | 120.6212 | 303.84
2001-10-25 | 27835723.39 | 408.6 | 0 | 31 | 1 | 0 | 43898 | 120.796 | 351.912
2001-11-27 | 30318950.68 | 458.8 | 0 | 30 | 1 | 0 | 43908 | 120.9711 | 352.08
2001-12-30 | 35374340.48 | 716.4 | 0 | 31 | 0 | 0 | 43793 | 121.1464 | 304.296
2002-01-19 | 36712335.59 | 873.9 | 0 | 31 | 0 | 0 | 43791 | 121.5045 | 351.912
2002-02-21 | 32266195.5 | 733 | 0 | 28 | 0 | 0 | 43785 | 121.8637 | 319.872
2002-03-26 | 33150979.24 | 804.7 | 0 | 31 | 1 | 0 | 43856 | 122.224 | 319.92
2002-04-28 | 28627065.02 | 462.3 | 0 | 30 | 1 | 0 | 43869 | 122.5853 | 352.08
2002-05-31 | 26571396.52 | 335 | 0.5 | 31 | 1 | 0 | 43842 | 122.9477 | 351.912
2002-06-01 | 24748365.24 | 114.4 | 14.2 | 30 | 0 | 0 | 43856 | 123.3112 | 319.68
2002-07-03 | 25888517.46 | 17.9 | 79.3 | 31 | 0 | 0 | 43816 | 123.6758 | 351.912
2002-08-05 | 26199143.04 | 49.7 | 15.5 | 31 | 0 | 0 | 44159 | 124.0414 | 336.288
2002-09-07 | 25956181.14 | 143.5 | 20.9 | 30 | 1 | 0 | 44035 | 124.4081 | 319.68
2002-10-10 | 29475965.61 | 510.1 | 0 | 31 | 1 | 0 | 43993 | 124.7759 | 351.912
2002-11-12 | 31967182.77 | 668 | 0 | 30 | 1 | 0 | 44123 | 125.1448 | 336.24
2002-12-15 | 36868027.48 | 785.6 | 0 | 31 | 0 | 0 | 43950 | 125.5147 | 319.92
2003-01-01 | 38700757.24 | 907.4 | 0 | 31 | 0 | 0 | 43905 | 125.6602 | 351.912
2003-02-01 | 34507023.2 | 969.6 | 0 | 28 | 0 | 0 | 43803 | 125.8059 | 319.872
2003-03-01 | 34325569.5 | 765.1 | 0 | 31 | 1 | 0 | 43839 | 125.9518 | 336.288
2003-04-01 | 28484611.51 | 499.3 | 0 | 30 | 1 | 0 | 43964 | 126.0978 | 336.24
2003-05-01 | 26044982.91 | 276.4 | 0 | 31 | 1 | 0 | 44218 | 126.2439 | 336.288
2003-06-01 | 24018303.8 | 129.3 | 0 | 30 | 0 | 0 | 43978 | 126.3903 | 336.24
2003-07-01 | 25420951.43 | 29.9 | 18.2 | 31 | 0 | 0 | 43908 | 126.5368 | 351.912
2003-08-01 | 26294357.74 | 35.6 | 50.9 | 31 | 0 | 0 | 44235 | 126.6835 | 319.92
2003-09-01 | 26006212.49 | 164 | 6.7 | 30 | 1 | 0 | 44236 | 126.8304 | 336.24
2003-10-01 | 29293413.96 | 414.2 | 0 | 31 | 1 | 0 | 44111 | 126.9774 | 351.912
2003-11-01 | 32018999.12 | 632.9 | 0 | 30 | 1 | 0 | 44114 | 127.1246 | 319.68
2003-12-01 | 36958308.96 | 785.9 | 0 | 31 | 0 | 0 | 44063 | 127.272 | 336.288
2004-01-01 | 38668458.56 | 1140.6 | 0 | 31 | 0 | 0 | 44081 | 127.5341 | 336.288
2004-02-01 | 34331411.41 | 778.3 | 0 | 29 | 0 | 0 | 43971 | 127.7968 | 320.16
2004-03-01 | 32611182.19 | 684.3 | 0 | 31 | 1 | 0 | 44103 | 128.0601 | 368.28
2004-04-01 | 28276428.91 | 472.4 | 0 | 30 | 1 | 0 | 44019 | 128.3238 | 336.24
2004-05-01 | 26338968.13 | 333.2 | 0 | 31 | 1 | 0 | 44025 | 128.5882 | 319.92
2004-06-01 | 23894672.88 | 145.8 | 3.1 | 30 | 0 | 0 | 44110 | 128.853 | 352.08
2004-07-01 | 24543277.73 | 67.4 | 22 | 31 | 0 | 0 | 44256 | 129.1184 | 336.288
2004-08-01 | 25024173.03 | 123 | 1.8 | 31 | 0 | 0 | 44126 | 129.3844 | 336.288
2004-09-01 | 25064194.6 | 132.9 | 4.7 | 30 | 1 | 0 | 44294 | 129.6509 | 336.24
2004-10-01 | 28414629.6 | 372.7 | 0 | 31 | 1 | 0 | 44311 | 129.918 | 319.92
2004-11-01 | 31681875.58 | 554.9 | 0 | 30 | 1 | 0 | 44365 | 130.1856 | 352.08
2004-12-01 | 37366129.62 | 926.6 | 0 | 31 | 0 | 0 | 44185 | 130.4538 | 336.288
2005-01-01 | 38920097.02 | 1084.3 | 0 | 31 | 0 | 0 | 44157 | 130.7437 | 319.92
2005-02-01 | 33256365.22 | 755.9 | 0 | 28 | 0 | 0 | 44040 | 131.0343 | 319.872
2005-03-01 | 32485847.76 | 814.1 | 0 | 31 | 1 | 0 | 44100 | 131.3255 | 351.912
2005-04-01 | 27843394.5 | 408.1 | 0 | 30 | 1 | 0 | 44350 | 131.6174 | 336.24
2005-05-01 | 26410477.64 | 306.2 | 0 | 31 | 1 | 0 | 44250 | 131.91 | 336.288
2005-06-01 | 24942453.35 | 72.6 | 16.8 | 30 | 0 | 0 | 44190 | 132.2031 | 352.08
2005-07-01 | 26102158.65 | 45.3 | 53 | 31 | 0 | 0 | 44315 | 132.497 | 319.92
2005-08-01 | 26089422.11 | 46.3 | 29.6 | 31 | 0 | 0 | 44305 | 132.7915 | 351.912
2005-09-01 | 25222662.82 | 148.8 | 15.2 | 30 | 1 | 0 | 44424 | 133.0866 | 336.24
2005-10-01 | 28188329.08 | 347.3 | 0 | 31 | 1 | 0 | 44257 | 133.3824 | 319.92
2005-11-01 | 31328731.73 | 606.9 | 0 | 30 | 1 | 0 | 44315 | 133.6789 | 352.08
2005-12-01 | 35177920.48 | 833.4 | 0 | 31 | 0 | 0 | 44282 | 133.976 | 319.92
2006-01-01 | 35639480.85 | 960.98 | 0 | 31 | 0 | 20809.6822 | 44181 | 134.252 | 336.288 | 36831567.5688 |  |  | SUMMARY OUTPUT
2006-02-01 | 31006600.61 | 875.59 | 0 | 28 | 0 | 41619.3645 | 44198 | 134.5285 | 319.872 | 32703812.776
2006-03-01 | 31468779.68 | 702.91 | 0 | 31 | 1 | 62429.0467 | 44236 | 134.8056 | 368.28 | 32366028.1717 |  |  | Regression Statistics
2006-04-01 | 26780261.13 | 450.52 | 0 | 30 | 1 | 83238.7289 | 44282 | 135.0833 | 303.84 | 27963606.0989 |  |  | Multiple R | 97.59%
2006-05-01 | 25597983.17 | 271.46 | 0.47 | 31 | 1 | 104048.4111 | 44417 | 135.3615 | 351.912 | 26528399.3662 |  |  | R Square | 95.23%
2006-06-01 | 24345684.17 | 109.59 | 6.7 | 30 | 0 | 124858.0934 | 44241 | 135.6404 | 352.08 | 24543213.802 |  |  | Adjusted R Square | 95.02%
2006-07-01 | 26114962.54 | 36.33 | 40.37 | 31 | 0 | 145667.7756 | 44219 | 135.9198 | 319.92 | 25979123.9892 |  |  | Standard Error | 947549.1665
2006-08-01 | 26097674.58 | 51.55 | 29.67 | 31 | 0 | 166477.4578 | 44380 | 136.1997 | 351.912 | 25677256.2914 |  |  | Observations | 120
2006-09-01 | 25191336.77 | 176.97 | 5.05 | 30 | 1 | 187287.14 | 44567 | 136.4803 | 319.68 | 24330113.8959
2006-10-01 | 28029266.83 | 372.15 | 0.54 | 31 | 1 | 208096.8223 | 44364 | 136.7614 | 336.288 | 27693159.8804 |  |  | ANOVA
2006-11-01 | 30314179.63 | 567.61 | 0 | 30 | 1 | 228906.5045 | 44313 | 137.0431 | 352.08 | 29269954.9134 |  |  |  | df | SS | MS | F | Significance F
2006-12-01 | 34399460.2 | 852.29 | 0 | 31 | 0 | 249716.1867 | 44347 | 137.3254 | 304.296 | 34961289.4785 |  |  | Regression | 5 | 2.0451e+15 | 4.0902e+14 | 455.5565 | 1.4109e-73
2007-01-01 | 36651750.41 | 960.98 | 0 | 31 | 0 | 270864.7293 | 44296 | 137.5522 | 351.912 | 36379941.94 |  |  | Residual | 114 | 1.0235e+14 | 897849422870.9388
2007-02-01 | 32943660.57 | 875.59 | 0 | 28 | 0 | 292013.272 | 44278 | 137.7794 | 319.872 | 32251575.1298 |  |  | Total | 119 | 2.1475e+15
2007-03-01 | 32857535.92 | 702.91 | 0 | 31 | 1 | 313161.8146 | 44348 | 138.0069 | 351.912 | 31913178.508
2007-04-01 | 27092407.24 | 450.52 | 0 | 30 | 1 | 334310.3573 | 44296 | 138.2349 | 319.68 | 27510144.4178 |  |  |  | Coefficients | Standard Error | t Stat | P-value | Lower 95% | Upper 95%
2007-05-01 | 25115209.09 | 271.46 | 0.47 | 31 | 1 | 355458.8999 | 44412 | 138.4632 | 351.912 | 26074325.6677 |  |  | Intercept | -6449696.1124 | 3338663.1889 | -1.9318 | 0.055864 | -13063562.1751 | 164169.9502
2007-06-01 | 23534586.62 | 109.59 | 6.7 | 30 | 0 | 376607.4425 | 44550 | 138.6919 | 336.24 | 24088528.0861 |  |  | Heating Degree Days | 13403.7073 | 342.8923 | 39.0901 | 7.1549e-68 | 12724.4403 | 14082.9743
2007-07-01 | 25046931.96 | 36.33 | 40.37 | 31 | 0 | 397755.9852 | 44365 | 138.9209 | 336.288 | 25523826.2559 |  |  | Cooling Degree Days | 43765.2014 | 8256.9756 | 5.3004 | 5.7172e-07 | 27408.1963 | 60122.2066
2007-08-01 | 25330023.87 | 51.55 | 29.67 | 31 | 0 | 418904.5278 | 44440 | 139.1504 | 351.912 | 25221346.5407 |  |  | Number of Days in Month | 981875.9196 | 110254.1221 | 8.9056 | 9.7265e-15 | 763463.3528 | 1200288.4863
2007-09-01 | 24758256.47 | 176.97 | 5.05 | 30 | 1 | 440053.0704 | 44418 | 139.3802 | 303.84 | 23873592.1277 |  |  | Spring Fall Flag | -931275.7188 | 207139.1376 | -4.4959 | 1.6743e-05 | -1341616.7549 | -520934.6827
2007-10-01 | 27656765.08 | 372.15 | 0.54 | 31 | 1 | 461201.6131 | 44489 | 139.6104 | 351.912 | 27236026.0947 |  |  | CDM Activity | -1.8061 | 0.46916 | -3.8497 | 0.00019565 | -2.7355 | -0.8767
2007-11-01 | 30856187.84 | 567.61 | 0 | 30 | 1 | 482350.1557 | 44459 | 139.841 | 352.08 | 28812209.1103
2007-12-01 | 35513367.18 | 852.29 | 0 | 31 | 0 | 503498.6983 | 44312 | 140.0719 | 304.296 | 34502931.658
2008-01-01 | 36959741.45 | 960.98 | 0 | 31 | 0 | 513423.6423 | 44333 | 139.9664 | 352 | 35941855.1153
2008-02-01 | 33315884.94 | 875.59 | 0 | 29 | 0 | 523348.5862 | 44401 | 139.861 | 320 | 32815635.2205
2008-03-01 | 32204211.01 | 702.91 | 0 | 31 | 1 | 533273.5302 | 44333 | 139.7557 | 304 | 31515633.6749
2008-04-01 | 27546470.05 | 450.52 | 0 | 30 | 1 | 543198.4742 | 44453 | 139.6504 | 352 | 27132870.5805
2008-05-01 | 25811018.17 | 271.46 | 0.47 | 31 | 1 | 553123.4181 | 44678 | 139.5453 | 336 | 25717322.8263
2008-06-01 | 23670990.89 | 109.59 | 6.7 | 30 | 0 | 563048.3621 | 44475 | 139.4402 | 336 | 23751796.2404
2008-07-01 | 24760370.83 | 36.33 | 40.37 | 31 | 0 | 572973.306 | 44447 | 139.3351 | 352 | 25207365.406
2008-08-01 | 25074714.1 | 51.55 | 29.67 | 31 | 0 | 582898.25 | 44683 | 139.2302 | 320 | 24925156.6866
2008-09-01 | 24527138.44 | 176.97 | 5.05 | 30 | 1 | 592823.1939 | 44620 | 139.1254 | 336 | 23597673.2694
2008-10-01 | 27463878.84 | 372.15 | 0.54 | 31 | 1 | 602748.1379 | 44594 | 139.0206 | 352 | 26980378.2323
2008-11-01 | 31251337.25 | 567.61 | 0 | 30 | 1 | 612673.0819 | 44809 | 138.9159 | 304 | 28576832.2437
2008-12-01 | 37054439.4 | 852.29 | 0 | 31 | 0 | 622598.0258 | 44624 | 138.8113 | 336 | 34287825.7872
2009-01-01 | 38386143 | 960.98 | 0 | 31 | 0 | 632742.1241 | 44558 | 138.3878 | 336 | 35726353.4288
2009-02-01 | 32364264.23 | 875.59 | 0 | 28 | 0 | 642886.2224 | 44533 | 137.9656 | 304 | 31617861.7987
2009-03-01 | 32111110.45 | 702.91 | 0 | 31 | 1 | 653030.3206 | 44479 | 137.5447 | 352 | 31299340.3571
2009-04-01 | 27582319.49 | 450.52 | 0 | 30 | 1 | 663174.4189 | 44545 | 137.1251 | 320 | 26916181.447
2009-05-01 | 25664853.93 | 271.46 | 0.47 | 31 | 1 | 673318.5172 | 44731 | 136.7068 | 320 | 25500237.8771
2009-06-01 | 23320632.67 | 109.59 | 6.7 | 30 | 0 | 683462.6155 | 44604 | 136.2898 | 352 | 23534315.4755
2009-07-01 | 24041096.17 | 36.33 | 40.37 | 31 | 0 | 693606.7137 | 44542 | 135.874 | 352 | 24989488.8255
2009-08-01 | 24433772.64 | 51.55 | 29.67 | 31 | 0 | 703750.812 | 44538 | 135.4595 | 320 | 24706884.2904
2009-09-01 | 24530858.36 | 176.97 | 5.05 | 30 | 1 | 713894.9103 | 44722 | 135.0462 | 336 | 23379005.0575
2009-10-01 | 27407141.96 | 372.15 | 0.54 | 31 | 1 | 724039.0086 | 44786 | 134.6343 | 336 | 26761314.2047
2009-11-01 | 29972144 | 567.61 | 0 | 30 | 1 | 734183.1068 | 44620 | 134.2235 | 320 | 28357372.4004
2009-12-01 | 34913483.79 | 852.29 | 0 | 31 | 0 | 744327.2051 | 44706 | 133.8141 | 352 | 34067970.1283
2010-01-01 | 36085553.26 | 960.98 | 0 | 31 | 0 | 715812.9199 | 44629 | 134.1441 | 320 | 35576318.8632
2010-02-01 | 30010764.89 | 875.59 | 0 | 28 | 0 | 687298.6346 | 44651 | 134.4749 | 304 | 31537648.3264
2010-03-01 | 28911520.73 | 702.91 | 0 | 31 | 1 | 658784.3493 | 44651 | 134.8066 | 368 | 31288947.9781
2010-04-01 | 25118804.91 | 450.52 | 0 | 30 | 1 | 630270.0641 | 44625 | 135.139 | 320 | 26975610.1612
2010-05-01 | 24585712.39 | 271.46 | 0.47 | 31 | 1 | 601755.7788 | 44628 | 135.4723 | 320 | 25629487.6846
2010-06-01 | 23836918.19 | 109.59 | 6.7 | 30 | 0 | 573241.4936 | 44772 | 135.8064 | 352 | 23733386.3764
2010-07-01 | 25905019.17 | 36.33 | 40.37 | 31 | 0 | 544727.2083 | 44773 | 136.1414 | 336 | 25258380.8196
2010-08-01 | 26075806.56 | 51.55 | 29.67 | 31 | 0 | 516212.923 | 44748 | 136.4771 | 336 | 25045597.3778
2010-09-01 | 24545247.18 | 176.97 | 5.05 | 30 | 1 | 487698.6378 | 44858 | 136.8137 | 336 | 23787539.2383
2010-10-01 | 26297636.29 | 372.15 | 0.54 | 31 | 1 | 459184.3525 | 44861 | 137.1511 | 320 | 27239669.4788
2010-11-01 | 29657866.36 | 567.61 | 0 | 30 | 1 | 430670.0672 | 44810 | 137.4894 | 336 | 28905548.7678
2010-12-01 | 34557679.54 | 852.29 | 0 | 31 | 0 | 402155.782 | 44821 | 137.8285 | 368 | 34685967.5889
2011-01-01 | 36516937.35 | 960.98 | 0 | 31 | 0 | 433380.0457 | 44726 | 138.0335 | 336 | 36086422.2418
2011-02-01 | 31386775.59 | 875.59 | 0 | 28 | 0 | 464604.3095 | 44775 | 138.2389 | 304 | 31939857.623
2011-03-01 | 31223082.41 | 702.91 | 0 | 31 | 1 | 495828.5733 | 44762 | 138.4446 | 368 | 31583263.1926
2011-04-01 | 26878420.4 | 450.52 | 0 | 30 | 1 | 527052.837 | 44920 | 138.6505 | 320 | 27162031.2938
2011-05-01 | 24676485.14 | 271.46 | 0.47 | 31 | 1 | 558277.1008 | 44927 | 138.8568 | 336 | 25708014.7351
2011-06-01 | 23151010.43 | 109.59 | 6.7 | 30 | 0 | 589501.3645 | 44911 | 139.0634 | 352 | 23704019.3449
2011-07-01 | 25352001.3 | 36.33 | 40.37 | 31 | 0 | 620725.6283 | 44960 | 139.2703 | 320 | 25121119.7061
2011-08-01 | 25813855.5 | 51.55 | 29.67 | 31 | 0 | 651949.892 | 44959 | 139.4775 | 352 | 24800442.1823
2011-09-01 | 24597483.11 | 176.97 | 5.05 | 30 | 1 | 683174.1558 | 45001 | 139.685 | 336 | 23434489.9607
2011-10-01 | 26370882.96 | 372.15 | 0.54 | 31 | 1 | 714398.4195 | 44933 | 139.8928 | 320 | 26778726.1191
2011-11-01 | 28854940.73 | 567.61 | 0 | 30 | 1 | 745622.6833 | 44984 | 140.101 | 352 | 28336711.3261
2011-12-01 | 32390431.58 | 852.29 | 0 | 31 | 0 | 776846.947 | 44950 | 140.3094 | 336 | 34009236.0652
2012-01-01 | 33402660.42 | 960.98 | 0 | 31 | 0 | 757573.0148 | 44701 | 140.5181 | 336 | 35500895.7539
2012-02-01 | 29415795.67 | 875.59 | 0 | 29 | 0 | 738299.0826 | 44705 | 140.7272 | 320 | 32427412.0905
2012-03-01 | 28020794.1 | 702.91 | 0 | 31 | 1 | 719025.1503 | 44715 | 140.9366 | 352 | 31180146.7763
2012-04-01 | 24997873.08 | 450.52 | 0 | 30 | 1 | 699751.2181 | 44680 | 141.1462 | 320 | 26850119.9133
2012-05-01 | 24359301.69 | 271.46 | 0.47 | 31 | 1 | 680477.2858 | 44589 | 141.3562 | 352 | 25487308.3904
2012-06-01 | 24710374.2 | 109.59 | 6.7 | 30 | 0 | 661203.3536 | 44697 | 141.5665 | 336 | 23574518.036
2012-07-01 | 26676003.26 | 36.33 | 40.37 | 31 | 0 | 641929.4213 | 44693 | 141.7772 | 336 | 25082823.433
2012-08-01 | 26201585.38 | 51.55 | 29.67 | 31 | 0 | 622655.4891 | 44727 | 141.9881 | 352 | 24853350.945
2012-09-01 | 24540374.2 | 176.97 | 5.05 | 30 | 1 | 603381.5568 | 44764 | 142.1993 | 304 | 23578603.7592
2012-10-01 | 26589019.44 | 372.15 | 0.54 | 31 | 1 | 584107.6246 | 44784 | 142.4109 | 352 | 27014044.9534
2012-11-01 | 28916497.1 | 567.61 | 0 | 30 | 1 | 564833.6924 | 44871 | 142.6228 | 352 | 28663235.1962
2012-12-01 | 33312146.32 | 852.29 | 0 | 31 | 0 | 545559.7601 | 44915 | 142.835 | 304 | 34426964.9711
2013-01-01 | 35527330.34 | 960.98 | 0 | 31 | 0 | 567435.687 | 44923 | 143.1292 | 352 | 35844303.7004
2013-02-01 | 30889612.99 | 875.59 | 0 | 28 | 0 | 589311.6138 | 44915 | 143.424 | 304 | 31714623.1581
2013-03-01 | 30782617.3 | 702.91 | 0 | 31 | 1 | 611187.5407 | 44918 | 143.7194 | 320 | 31374912.8042
2013-04-01 | 26800317.32 | 450.52 | 0 | 30 | 1 | 633063.4675 | 44876 | 144.0155 | 352 | 26970564.9818
2013-05-01 | 24986643.5083 | 271.46 | 0.47 | 31 | 1 | 654939.3943 | 44874 | 144.3121 | 352 | 25533432.4996
2013-06-01 | 23287804.4254 | 109.59 | 6.7 | 30 | 0 | 676815.3212 | 44881 | 144.6094 | 320 | 23546321.1858
2013-07-01 | 24573362.8944 | 36.33 | 40.37 | 31 | 0 | 698691.248 | 44900 | 144.9072 | 352 | 24980305.6235
2013-08-01 | 24947123.431 | 51.55 | 29.67 | 31 | 0 | 720567.1749 | 44933 | 145.2057 | 336 | 24676512.1761
2013-09-01 | 24308811.029 | 176.97 | 5.05 | 30 | 1 | 742443.1017 | 44955 | 145.5048 | 320 | 23327444.031
2013-10-01 | 26948256.943 | 372.15 | 0.54 | 31 | 1 | 764319.0286 | 44993 | 145.8046 | 352 | 26688564.2659
2013-11-01 | 31135195.451 | 567.61 | 0 | 30 | 1 | 786194.9554 | 45062 | 146.1049 | 336 | 28263433.5494
2013-12-01 | 36848813.0031 | 852.29 | 0 | 31 | 0 | 808070.8823 | 45079 | 146.4058 | 320 | 33952842.3649
2014-01-01 | 38922016.5561 | 960.98 | 0 | 31 | 0 | 792996.7371 | 45081 |  |  | 35436916.798
2014-02-01 | 32993369.869 | 875.59 | 0 | 28 | 0 | 777922.5919 | 45092 |  |  | 31373971.9593
2014-03-01 | 32244957.1399 | 702.91 | 0 | 31 | 1 | 762848.4466 | 45098 |  |  | 31100997.3091
2014-04-01 | 27204303.469 | 450.52 | 0 | 30 | 1 | 747774.3014 | 45080 |  |  | 26763385.1904
2014-05-01 | 24728780.317 | 271.46 | 0.47 | 31 | 1 | 732700.1562 | 45067.5 |  |  | 25392988.4119
2014-06-01 | 22654738.925 | 109.59 | 6.7 | 30 | 0 | 717626.011 | 45067.25 |  |  | 23472612.8017
2014-07-01 | 23503977.621 | 36.33 | 40.37 | 31 | 0 | 702551.8658 | 45053.125 |  |  | 24973332.9431
2014-08-01 | 23764110.289 | 51.55 | 29.67 | 31 | 0 | 687477.7206 | 45066.0625 |  |  | 24736275.1994
2014-09-01 | 23696270.526 | 176.97 | 5.05 | 30 | 1 | 672403.5754 | 45097.0312 |  |  | 23453942.758
2014-10-01 | 26444465.621 | 372.15 | 0.54 | 31 | 1 | 657329.4302 | 45138.0156 |  |  | 26881798.6966
2014-11-01 | 29676769.038 | 567.61 | 0 | 30 | 1 | 642255.285 | 45196.5078 |  |  | 28523403.6837
2014-12-01 | 34191036.517 | 852.29 | 0 | 31 | 0 | 627181.1398 | 45238.7539 |  |  | 34279548.2029
2015-01-01 | 36508095.94 | 960.98 | 0 | 31 | 0 | 638329.869 | 45257.877 |  |  | 35716261.3757
2015-02-01 | 31660210.64 | 875.59 | 0 | 28 | 0 | 649478.5982 | 45271.4385 |  |  | 31605955.2768
2015-03-01 | 30744805.543 | 702.91 | 0 | 31 | 1 | 660627.3274 | 45270.2192 |  |  | 31285619.3664
2015-04-01 | 25623800.389 | 450.52 | 0 | 30 | 1 | 671776.0567 | 45248.6096 |  |  | 26900645.9875
2015-05-01 | 23579601.634 | 271.46 | 0.47 | 31 | 1 | 682924.7859 | 45240.3048 |  |  | 25482887.9487
2015-06-01 | 22175635.397 | 109.59 | 6.7 | 30 | 0 | 694073.5151 | 45233.1524 |  |  | 23515151.0784
2015-07-01 | 23881661.083 | 36.33 | 40.37 | 31 | 0 | 705222.2443 | 45228.5762 |  |  | 24968509.9595
2015-08-01 | 24372893.729 | 51.55 | 29.67 | 31 | 0 | 716370.9736 | 45233.2881 |  |  | 24684090.9556
2015-09-01 | 23562673.682 | 176.97 | 5.05 | 30 | 1 | 727519.7028 | 45265.1441 |  |  | 23354397.254
2015-10-01 | 24999074.481 | 372.15 | 0.54 | 31 | 1 | 738668.432 | 45305.572 |  |  | 26734891.9323
2015-11-01 | 26870909.267 | 567.61 | 0 | 30 | 1 | 749817.1612 | 45342.286 |  |  | 28329135.6592
2015-12-01 | 30693907.412 | 852.29 | 0 | 31 | 0 | 760965.8905 | 45374.643 |  |  | 34037918.9183
2016-01-01 |  | 960.98 | 0 | 31 | 0 | 751125.5178 |  |  |  | 35512540.6094
2016-02-01 |  | 875.59 | 0 | 29 | 0 | 741285.1451 |  |  |  | 32422018.9485
2016-03-01 |  | 702.91 | 0 | 31 | 1 | 731444.7724 |  |  |  | 31157715.6368
2016-04-01 |  | 450.52 | 0 | 30 | 1 | 721604.3998 |  |  |  | 26810650.7762
2016-05-01 |  | 271.46 | 0.47 | 31 | 1 | 711764.0271 |  |  |  | 25430801.2558
2016-06-01 |  | 109.59 | 6.7 | 30 | 0 | 701923.6544 |  |  |  | 23500972.9038
2016-07-01 |  | 36.33 | 40.37 | 31 | 0 | 692083.2818 |  |  |  | 24992240.3033
2016-08-01 |  | 51.55 | 29.67 | 31 | 0 | 682242.9091 |  |  |  | 24745729.8178
2016-09-01 |  | 176.97 | 5.05 | 30 | 1 | 672402.5364 |  |  |  | 23453944.6345
2016-10-01 |  | 372.15 | 0.54 | 31 | 1 | 662562.1637 |  |  |  | 26872347.8312
2016-11-01 |  | 567.61 | 0 | 30 | 1 | 652721.7911 |  |  |  | 28504500.0764
2016-12-01 |  | 852.29 | 0 | 31 | 0 | 642881.4184 |  |  |  | 34251191.8538
2017-01-01 |  | 960.98 | 0 | 31 | 0 | 641175.3475 |  |  |  | 35711122.1433
2017-02-01 |  | 875.59 | 0 | 28 | 0 | 639469.2765 |  |  |  | 31624033.1611
2017-03-01 |  | 702.91 | 0 | 31 | 1 | 637763.2056 |  |  |  | 31326914.3674
2017-04-01 |  | 450.52 | 0 | 30 | 1 | 636057.1346 |  |  |  | 26965158.1052
2017-05-01 |  | 271.46 | 0.47 | 31 | 1 | 634351.0637 |  |  |  | 25570617.1831
2017-06-01 |  | 109.59 | 6.7 | 30 | 0 | 632644.9927 |  |  |  | 23626097.4295
2017-07-01 |  | 36.33 | 40.37 | 31 | 0 | 630938.9218 |  |  |  | 25102673.4273
2017-08-01 |  | 51.55 | 29.67 | 31 | 0 | 629232.8508 |  |  |  | 24841471.5401
2017-09-01 |  | 176.97 | 5.05 | 30 | 1 | 627526.7799 |  |  |  | 23534994.9552
2017-10-01 |  | 372.15 | 0.54 | 31 | 1 | 625820.7089 |  |  |  | 26938706.7502
2017-11-01 |  | 567.61 | 0 | 30 | 1 | 624114.638 |  |  |  | 28556167.5939
2017-12-01 |  | 852.29 | 0 | 31 | 0 | 622408.567 |  |  |  | 34288167.9696
4072128362.2937
2006 | 344985670.16 | [8 empty] | 348847526.2325 | 3861856.0724 | 1.119%
2007 | 347356682.25 | [8 empty] | 343387625.5366 | -3969056.7134 | -1.143%
2008 | 349640195.37 | [8 empty] | 340450345.2831 | -9189850.0869 | -2.628%
2009 | 344727820.69 | [8 empty] | 336856325.2909 | -7871495.3991 | -2.283%
2010 | 335588529.47 | [8 empty] | 339664102.6611 | 4075573.1911 | 1.214%
2011 | 337212306.5 | [8 empty] | 338664333.7907 | 1452027.2907 | 0.4306%
2012 | 331142424.86 | [8 empty] | 338639424.2183 | 7496999.3583 | 2.264%
2013 | 341035888.6353 | [8 empty] | 336873260.3409 | -4162628.2944 | -1.221%
2014 | 340024795.888 | [8 empty] | 336389173.9539 | -3635621.9342 | -1.069%
2015 | 324673269.197 | [8 empty] | 336615465.7124 | 11942196.5154 | 3.678%
2016 | [9 empty] | 337654654.6475
2017 | [9 empty] | 338086124.6259
Total to 2015 | 3396387583.0203 | [8 empty] | 3396387583.0203 | 0
[10 empty] | 4072128362.2937 | 4.7684e-06
Check totals above sould be zero
20 year trend
2017-01-01 |  | 981.2244 | 0 | 31 | 0 | 641175.3475 | #REF! | 143.1292 | 352 | 35982472.6391
2017-02-01 |  | 920.4984 | 0 | 28 | 0 | 639469.2765 | #REF! | 143.424 | 304 | 32225972.4923
2017-03-01 |  | 728.6568 | 0 | 31 | 1 | 637763.2056 | #REF! | 143.7194 | 320 | 31672016.4951
2017-04-01 |  | 457.8451 | 0 | 30 | 1 | 636057.1346 | #REF! | 144.0155 | 352 | 27063341.7728
2017-05-01 |  | 271.6456 | 0.20857 | 31 | 1 | 634351.0637 | #REF! | 144.3121 | 352 | 25561663.9612
2017-06-01 |  | 115.8052 | 4.1053 | 30 | 0 | 632644.9927 | #REF! | 144.6094 | 320 | 23595844.8093
2017-07-01 |  | 34.9966 | 41.5166 | 31 | 0 | 630938.9218 | #REF! | 144.9072 | 352 | 25134983.0496
2017-08-01 |  | 48.1625 | 33.1817 | 31 | 0 | 629232.8508 | #REF! | 145.2057 | 336 | 24949757.7709
2017-09-01 |  | 175.5771 | 5.6843 | 30 | 1 | 627526.7799 | #REF! | 145.5048 | 320 | 23544084.14
2017-10-01 |  | 357.9928 | 0.78361 | 31 | 1 | 625820.7089 | #REF! | 145.8046 | 352 | 26759609.1413
2017-11-01 |  | 558.6272 | 0 | 30 | 1 | 624114.638 | #REF! | 146.1049 | 336 | 28435765.0138
2017-12-01 |  | 843.287 | 0 | 31 | 0 | 622408.567 | #REF! | 146.4058 | 320 | 34167494.292 | 339093005.5773

## GS < 50 kW
Not Used
| Consumed | Heating Degree Days | Cooling Degree Days | Number of Days in Month | Spring Fall Flag | CDM Activity | Ontario Real GDP Monthly % | Number of Customers | Number of Peak Hours | Predicted Consumed | Variances (kWh) | % Variance (ABS)
1999-01-01 | 11167128.49 | 994.7 | 0 | 31 | 0 | 0 | 105.4482 | 4330 | 319.872
1999-02-01 | 17327915.79 | 718.7 | 0 | 28 | 0 | 0 | 106.0867 | 4397 | 319.872
1999-03-01 | 17359594.6 | 710.1 | 0 | 31 | 1 | 0 | 106.729 | 4397 | 368.28
1999-04-01 | 15664134.65 | 407.7 | 0 | 30 | 1 | 0 | 107.3752 | 4373 | 336.24
1999-05-01 | 13519280.62 | 224.7 | 2.6 | 31 | 1 | 0 | 108.0253 | 4345 | 319.92
1999-06-01 | 11067497.46 | 91.9 | 11.4 | 30 | 0 | 0 | 108.6794 | 4345 | 352.08
1999-07-01 | 11931407.94 | 24.2 | 59.3 | 31 | 0 | 0 | 109.3374 | 4331 | 336.288
1999-08-01 | 11870804.78 | 74 | 12.2 | 31 | 0 | 0 | 109.9994 | 4354 | 336.288
1999-09-01 | 10678451.04 | 194 | 5.7 | 30 | 1 | 0 | 110.6655 | 4342 | 336.24
1999-10-01 | 11511565.81 | 423.1 | 0 | 31 | 1 | 0 | 111.3355 | 4301 | 319.92
1999-11-01 | 11957903.96 | 500.7 | 0 | 30 | 1 | 0 | 112.0096 | 4300 | 352.08
1999-12-01 | 13635988.28 | 817.1 | 0 | 31 | 0 | 0 | 112.6878 | 4280 | 336.288
2000-01-01 | 15330630.27 | 963.5 | 0 | 31 | 0 | 0 | 113.2055 | 4363 | 319.92
2000-02-01 | 13820223.84 | 711.5 | 0 | 29 | 0 | 0 | 113.7256 | 4394 | 336.168
2000-03-01 | 13391804.7 | 574.6 | 0 | 31 | 1 | 0 | 114.248 | 4420 | 368.28
2000-04-01 | 12031969.87 | 485.6 | 0 | 30 | 1 | 0 | 114.7729 | 4465 | 303.84
2000-05-01 | 11503053.68 | 260.5 | 0 | 31 | 1 | 0 | 115.3002 | 4459 | 351.912
2000-06-01 | 11209215.52 | 155.7 | 2.3 | 30 | 0 | 0 | 115.8299 | 4438 | 352.08
2000-07-01 | 11730066.36 | 55.7 | 20.8 | 31 | 0 | 0 | 116.362 | 4493 | 319.92
2000-08-01 | 11661961.49 | 63.4 | 9.8 | 31 | 0 | 0 | 116.8966 | 4491 | 351.912
2000-09-01 | 10980046.94 | 223.3 | 0 | 30 | 1 | 0 | 117.4336 | 4492 | 319.68
2000-10-01 | 11662354.17 | 372.2 | 0 | 31 | 1 | 0 | 117.9731 | 4507 | 336.288
2000-11-01 | 12675809.86 | 561.6 | 0 | 30 | 1 | 0 | 118.5151 | 4517 | 352.08
2000-12-01 | 15116274.88 | 1041.3 | 0 | 31 | 0 | 0 | 119.0595 | 4526 | 304.296
2001-01-01 | 15154298.05 | 898.8 | 0 | 31 | 0 | 0 | 119.2321 | 4498 | 351.912
2001-02-03 | 13641936.87 | 918.9 | 0 | 28 | 0 | 0 | 119.4048 | 4491 | 319.872
2001-03-08 | 13648088.13 | 702.7 | 0 | 31 | 1 | 0 | 119.5779 | 4480 | 351.912
2001-04-10 | 11856071.63 | 430.7 | 0 | 30 | 1 | 0 | 119.7511 | 4472 | 319.68
2001-05-13 | 11342214.67 | 239.9 | 0 | 31 | 1 | 0 | 119.9246 | 4445 | 351.912
2001-06-15 | 11131037.81 | 114 | 15.2 | 30 | 0 | 0 | 120.0984 | 4450 | 336.24
2001-07-18 | 11725874.65 | 67.2 | 29.7 | 31 | 0 | 0 | 120.2724 | 4422 | 336.288
2001-08-20 | 11877642.74 | 40.2 | 56.1 | 31 | 0 | 0 | 120.4467 | 4435 | 351.912
2001-09-22 | 11035991.49 | 187.7 | 6.8 | 30 | 1 | 0 | 120.6212 | 4439 | 303.84
2001-10-25 | 11725611.66 | 408.6 | 0 | 31 | 1 | 0 | 120.796 | 4440 | 351.912
2001-11-27 | 12317932.96 | 458.8 | 0 | 30 | 1 | 0 | 120.9711 | 4465 | 352.08
2001-12-30 | 13753116.74 | 716.4 | 0 | 31 | 0 | 0 | 121.1464 | 4471 | 304.296
2002-01-19 | 14717580.35 | 873.9 | 0 | 31 | 0 | 0 | 121.5045 | 4441 | 351.912
2002-02-21 | 13558641.52 | 733 | 0 | 28 | 0 | 0 | 121.8637 | 4426 | 319.872
2002-03-26 | 14209911.49 | 804.7 | 0 | 31 | 1 | 0 | 122.224 | 4441 | 319.92
2002-04-28 | 12272586.76 | 462.3 | 0 | 30 | 1 | 0 | 122.5853 | 4442 | 352.08
2002-05-31 | 11551602.9 | 335 | 0.5 | 31 | 1 | 0 | 122.9477 | 4426 | 351.912
2002-06-01 | 11122434.07 | 114.4 | 14.2 | 30 | 0 | 0 | 123.3112 | 4443 | 319.68
2002-07-03 | 12307378.49 | 17.9 | 79.3 | 31 | 0 | 0 | 123.6758 | 4432 | 351.912
2002-08-05 | 11929052.77 | 49.7 | 15.5 | 31 | 0 | 0 | 124.0414 | 4437 | 336.288
2002-09-07 | 11239412.9 | 143.5 | 20.9 | 30 | 1 | 0 | 124.4081 | 4403 | 319.68
2002-10-10 | 11801421.8 | 510.1 | 0 | 31 | 1 | 0 | 124.7759 | 4432 | 351.912
2002-11-12 | 12822028.62 | 668 | 0 | 30 | 1 | 0 | 125.1448 | 4430 | 336.24
2002-12-15 | 14078380.42 | 785.6 | 0 | 31 | 0 | 0 | 125.5147 | 4411 | 319.92
2003-01-01 | 14832051.38 | 907.4 | 0 | 31 | 0 | 0 | 125.6602 | 4415 | 351.912
2003-02-01 | 13779215.9 | 969.6 | 0 | 28 | 0 | 0 | 125.8059 | 4377 | 319.872
2003-03-01 | 13829301.07 | 765.1 | 0 | 31 | 1 | 0 | 125.9518 | 4394 | 336.288
2003-04-01 | 11430988.72 | 499.3 | 0 | 30 | 1 | 0 | 126.0978 | 4387 | 336.24
2003-05-01 | 10893804.24 | 276.4 | 0 | 31 | 1 | 0 | 126.2439 | 4398 | 336.288
2003-06-01 | 10521914.63 | 129.3 | 0 | 30 | 0 | 0 | 126.3903 | 4361 | 336.24
2003-07-01 | 11128406.43 | 29.9 | 18.2 | 31 | 0 | 0 | 126.5368 | 4354 | 351.912
2003-08-01 | 11424088.6 | 35.6 | 50.9 | 31 | 0 | 0 | 126.6835 | 4366 | 319.92
2003-09-01 | 10536500.33 | 164 | 6.7 | 30 | 1 | 0 | 126.8304 | 4384 | 336.24
2003-10-01 | 11282977.67 | 414.2 | 0 | 31 | 1 | 0 | 126.9774 | 4391 | 351.912
2003-11-01 | 12256111.3 | 632.9 | 0 | 30 | 1 | 0 | 127.1246 | 4392 | 319.68
2003-12-01 | 13505417.1 | 785.9 | 0 | 31 | 0 | 0 | 127.272 | 4385 | 336.288
2004-01-01 | 14816217.6 | 1140.6 | 0 | 31 | 0 | 0 | 127.5341 | 4415 | 336.288
2004-02-01 | 13887023.5 | 778.3 | 0 | 29 | 0 | 0 | 127.7968 | 4423 | 320.16
2004-03-01 | 13418396.63 | 684.3 | 0 | 31 | 1 | 0 | 128.0601 | 4412 | 368.28
2004-04-01 | 11743989.46 | 472.4 | 0 | 30 | 1 | 0 | 128.3238 | 4398 | 336.24
2004-05-01 | 11392997.18 | 333.2 | 0 | 31 | 1 | 0 | 128.5882 | 4405 | 319.92
2004-06-01 | 10739165.88 | 145.8 | 3.1 | 30 | 0 | 0 | 128.853 | 4421 | 352.08
2004-07-01 | 11518786.74 | 67.4 | 22 | 31 | 0 | 0 | 129.1184 | 4428 | 336.288
2004-08-01 | 11273129.02 | 123 | 1.8 | 31 | 0 | 0 | 129.3844 | 4394 | 336.288
2004-09-01 | 10874645.46 | 132.9 | 4.7 | 30 | 1 | 0 | 129.6509 | 4392 | 336.24
2004-10-01 | 11638624.42 | 372.7 | 0 | 31 | 1 | 0 | 129.918 | 4412 | 319.92
2004-11-01 | 12406564.95 | 554.9 | 0 | 30 | 1 | 0 | 130.1856 | 4454 | 352.08
2004-12-01 | 14682121.65 | 926.6 | 0 | 31 | 0 | 0 | 130.4538 | 4439 | 336.288
2005-01-01 | 15490461.07 | 1084.3 | 0 | 31 | 0 | 0 | 130.7437 | 4449 | 319.92
2005-02-01 | 13456927.61 | 755.9 | 0 | 28 | 0 | 0 | 131.0343 | 4434 | 319.872
2005-03-01 | 13345813.87 | 814.1 | 0 | 31 | 1 | 0 | 131.3255 | 4422 | 351.912
2005-04-01 | 11242470.14 | 408.1 | 0 | 30 | 1 | 0 | 131.6174 | 4429 | 336.24
2005-05-01 | 11077309.79 | 306.2 | 0 | 31 | 1 | 0 | 131.91 | 4381 | 336.288
2005-06-01 | 10921396.54 | 72.6 | 16.8 | 30 | 0 | 0 | 132.2031 | 4385 | 352.08
2005-07-01 | 11811198.42 | 45.3 | 53 | 31 | 0 | 0 | 132.497 | 4385 | 319.92
2005-08-01 | 11621455.87 | 46.3 | 29.6 | 31 | 0 | 0 | 132.7915 | 4374 | 351.912
2005-09-01 | 10756551.01 | 148.8 | 15.2 | 30 | 1 | 0 | 133.0866 | 4400 | 336.24
2005-10-01 | 11210250.47 | 347.3 | 0 | 31 | 1 | 0 | 133.3824 | 4427 | 319.92
2005-11-01 | 12421436.97 | 606.9 | 0 | 30 | 1 | 0 | 133.6789 | 4431 | 352.08
2005-12-01 | 14062601.49 | 833.4 | 0 | 31 | 0 | 0 | 133.976 | 4434 | 319.92
2006-01-01 | 14009855.03 | 797 | 0 | 31 | 0 | 0 | 134.252 | 4433 | 336.288 | 13236612.9013 | -773242.1287 | 5.519% | SUMMARY OUTPUT
2006-02-01 | 12948095.1 | 873.4 | 0 | 28 | 0 | 0 | 134.5285 | 4414 | 319.872 | 12737684.0595 | -210411.0405 | 1.625%
2006-03-01 | 13054109.16 | 659 | 0 | 31 | 1 | 0 | 134.8056 | 4391 | 368.28 | 12143058.1565 | -911051.0035 | 6.979% | Regression Statistics
2006-04-01 | 10956512.82 | 366 | 0 | 30 | 1 | 0 | 135.0833 | 4406 | 303.84 | 10592365.8022 | -364147.0178 | 3.324% | Multiple R | 97.28%
2006-05-01 | 10855268.2 | 241.5 | 2.4 | 31 | 1 | 0 | 135.3615 | 4345 | 351.912 | 10392744.5274 | -462523.6726 | 4.261% | R Square | 94.63%
2006-06-01 | 10708123.62 | 81.5 | 9.3 | 30 | 0 | 0 | 135.6404 | 4313 | 352.08 | 10083445.8354 | -624677.7846 | 5.834% | Adjusted R Square | 94.35%
2006-07-01 | 11588558.24 | 23.2 | 70.1 | 31 | 0 | 0 | 135.9198 | 4283 | 319.92 | 11392604.8068 | -195953.4332 | 1.691% | Standard Error | 332059.298
2006-08-01 | 11264379.98 | 57.7 | 31.7 | 31 | 0 | 0 | 136.1997 | 4211 | 351.912 | 10754811.1671 | -509568.8129 | 4.524% | Observations | 120
2006-09-01 | 10343203.64 | 210.5 | 1.2 | 30 | 1 | 0 | 136.4803 | 4237 | 319.68 | 10001885.8315 | -341317.8085 | 3.3%
2006-10-01 | 11071073.3 | 440.9 | 0 | 31 | 1 | 0 | 136.7614 | 4240 | 336.288 | 11279564.9673 | 208491.6673 | 1.883% | ANOVA
2006-11-01 | 11834500.28 | 540.4 | 0 | 30 | 1 | 0 | 137.0431 | 4239 | 352.08 | 11445841.8474 | -388658.4326 | 3.284% |  | df | SS | MS | F | Significance F
2006-12-01 | 12997339.18 | 747.4 | 0 | 31 | 0 | 0 | 137.3254 | 4254 | 304.296 | 13161832.1599 | 164492.9799 | 1.266% | Regression | 6 | 2.1976e+14 | 3.6627e+13 | 332.1794 | 2.52e-69
2007-01-01 | 14031526.53 | 913.4 | 0 | 31 | 0 | 0 | 137.5522 | 4297 | 351.912 | 13898402.3408 | -133124.1892 | 0.9488% | Residual | 113 | 1.246e+13 | 110263377405.6942
2007-02-01 | 13413294.69 | 924.7 | 0 | 28 | 0 | 0 | 137.7794 | 4295 | 319.872 | 13112444.9296 | -300849.7604 | 2.243% | Total | 119 | 2.3222e+14
2007-03-01 | 13148947.05 | 665 | 0 | 31 | 1 | 0 | 138.0069 | 4289 | 351.912 | 12317386.0526 | -831560.9974 | 6.324%
2007-04-01 | 11132064.21 | 474.1 | 0 | 30 | 1 | 0 | 138.2349 | 4308 | 319.68 | 11210974.7549 | 78910.5449 | 0.7089% |  | Coefficients | Standard Error | t Stat | P-value | Lower 95% | Upper 95%
2007-05-01 | 10476503.35 | 250.9 | 0.6 | 31 | 1 | 0 | 138.4632 | 4288 | 351.912 | 10539755.3213 | 63251.9713 | 0.6038% | Intercept | -5200434.7289 | 2399851.1334 | -2.167 | 0.032335 | -9954972.6599 | -445896.7979
2007-06-01 | 10397828.82 | 96.7 | 6.5 | 30 | 0 | 0 | 138.6919 | 4266 | 336.24 | 10232630.1386 | -165198.6814 | 1.589% | Heating Degree Days | 4373.9691 | 120.0243 | 36.4424 | 2.6636e-64 | 4136.1794 | 4611.7588
2007-07-01 | 11107289.33 | 40.2 | 51.8 | 31 | 0 | 0 | 138.9209 | 4253 | 336.288 | 11223752.6646 | 116463.3346 | 1.049% | Cooling Degree Days | 20876.2057 | 2883.6406 | 7.2395 | 5.8383e-11 | 15163.1936 | 26589.2177
2007-08-01 | 10981653.73 | 62.9 | 22.1 | 31 | 0 | 0 | 139.1504 | 4241 | 351.912 | 10713631.6547 | -268022.0753 | 2.441% | Number of Days in Month | 281963.9652 | 38617.2013 | 7.3015 | 4.2713e-11 | 205456.3244 | 358471.606
2007-09-01 | 10221738.11 | 164.7 | 9.6 | 30 | 1 | 0 | 139.3802 | 4242 | 303.84 | 10111058.9241 | -110679.1859 | 1.083% | Spring Fall Flag | -515556.9795 | 72543.6992 | -7.1068 | 1.1364e-10 | -659279.1315 | -371834.8274
2007-10-01 | 10659311.45 | 310.6 | 0 | 31 | 1 | 0 | 139.6104 | 4267 | 351.912 | 10841421.6957 | 182110.2457 | 1.708% | CDM Activity | -1.5266 | 0.40083 | -3.8087 | 0.00022761 | -2.3208 | -0.73253
2007-11-01 | 11710992.84 | 620.3 | 0 | 30 | 1 | 0 | 139.841 | 4274 | 352.08 | 11924741.8408 | 213749.0008 | 1.825% | Ontario Real GDP Monthly % | 46257.1329 | 15706.2751 | 2.9451 | 0.0039203 | 15140.1691 | 77374.0967
2007-12-01 | 13514465.43 | 925.8 | 0 | 31 | 0 | 0 | 140.0719 | 4259 | 304.296 | 14069193.8409 | 554728.4109 | 4.105%
2008-01-01 | 14087644.27 | 934.7 | 0 | 31 | 0 | 641.4382 | 139.9664 | 4276 | 352 | 14102263.2656 | 14618.9956 | 0.0010377
2008-02-01 | 13323309.45 | 921.5 | 0 | 29 | 0 | 1282.8763 | 139.861 | 4253 | 320 | 13474743.7173 | 151434.2673 | 0.011366
2008-03-01 | 12857263.98 | 791.9 | 0 | 31 | 1 | 1924.3145 | 139.7557 | 4240 | 304 | 12950396.7159 | 93132.7359 | 0.0072436
2008-04-01 | 11209729.86 | 456.9 | 0 | 30 | 1 | 2565.7527 | 139.6504 | 4255 | 352 | 11197305.2095 | -12424.6505 | 0.0011084
2008-05-01 | 10641515.86 | 327.7 | 0 | 31 | 1 | 3207.1908 | 139.5453 | 4261 | 336 | 10908308.1462 | 266792.2862 | 0.025071
2008-06-01 | 10314120.79 | 109.9 | 4.6 | 30 | 0 | 3848.629 | 139.4402 | 4242 | 336 | 10279440.6773 | -34680.1127 | 0.0033624
2008-07-01 | 11042847.35 | 34.7 | 22.1 | 31 | 0 | 4490.0672 | 139.3351 | 4223 | 352 | 10591978.871 | -450868.479 | 0.040829
2008-08-01 | 10916451.01 | 50.4 | 22.2 | 31 | 0 | 5131.5053 | 139.2302 | 4227 | 320 | 10656904.5728 | -259546.4372 | 0.023776
2008-09-01 | 10097320.28 | 193.3 | 7 | 30 | 1 | 5772.9435 | 139.1254 | 4233 | 336 | 10161275.9116 | 63955.6316 | 0.0063339
2008-10-01 | 10600173.26 | 373.1 | 0 | 31 | 1 | 6414.3817 | 139.0206 | 4277 | 352 | 11077720.1604 | 477546.9004 | 0.045051
2008-11-01 | 11883390.63 | 591 | 0 | 30 | 1 | 7055.8198 | 138.9159 | 4304 | 304 | 11743021.7923 | -140368.8377 | 0.011812
2008-12-01 | 13928152.38 | 1033.8 | 0 | 31 | 0 | 7697.258 | 138.8113 | 4292 | 336 | 14471517.6378 | 543365.2578 | 0.039012
2009-01-01 | 14782282.1 | 1093.4 | 0 | 31 | 0 | 15658.7602 | 138.4356 | 4287 | 336 | 14702672.7622 | -79609.3378 | 0.0053855
2009-02-01 | 12729982 | 838.9 | 0 | 28 | 0 | 23620.2623 | 138.0609 | 4283 | 304 | 12714119.3268 | -15862.6732 | 0.0012461
2009-03-01 | 12895508.21 | 762.3 | 0 | 31 | 1 | 31581.7645 | 137.6872 | 4262 | 352 | 12679968.7213 | -215539.4887 | 0.016714
2009-04-01 | 10958049.77 | 453.2 | 0 | 30 | 1 | 39543.2666 | 137.3145 | 4267 | 320 | 11016618.1966 | 58568.4266 | 0.0053448
2009-05-01 | 10456056.38 | 319.8 | 0 | 31 | 1 | 47504.7688 | 136.9429 | 4262 | 320 | 10685748.6351 | 229692.2551 | 0.021967
2009-06-01 | 9998205.96 | 141.8 | 13.7 | 30 | 0 | 55466.271 | 136.5722 | 4231 | 352 | 10397479.6483 | 399273.6883 | 0.039935
2009-07-01 | 10339691.3 | 74.5 | 2 | 31 | 0 | 63427.7731 | 136.2026 | 4236 | 352 | 10111570.7756 | -228120.5244 | 0.022063
2009-08-01 | 10369728.64 | 84.2 | 14.2 | 31 | 0 | 71389.2753 | 135.8339 | 4236 | 320 | 10379481.1555 | 9752.5155 | 0.00094048
2009-09-01 | 10093112.91 | 102.8 | 3.5 | 30 | 1 | 79350.7774 | 135.4663 | 4245 | 336 | 9410779.9603 | -682332.9497 | 0.067604
2009-10-01 | 10535420.81 | 451.4 | 0 | 31 | 1 | 87312.2796 | 135.0996 | 4272 | 336 | 11115328.1966 | 579907.3866 | 0.055044
2009-11-01 | 11117076.04 | 473.5 | 0 | 30 | 1 | 95273.7818 | 134.734 | 4285 | 320 | 10900960.2074 | -216115.8326 | 0.01944
2009-12-01 | 13231701.56 | 914.9 | 0 | 31 | 0 | 103235.2839 | 134.3693 | 4313 | 352 | 13600128.1631 | 368426.6031 | 0.027844
2010-01-01 | 13822668.87 | 900.2 | 0 | 31 | 0 | 110872.3184 | 134.7333 | 4306 | 320 | 13541011.34 | -281657.53 | 0.020376
2010-02-01 | 11978631.2 | 778.4 | 0 | 28 | 0 | 118509.3529 | 135.0984 | 4306 | 304 | 12167596.1506 | 188964.9506 | 0.015775
2010-03-01 | 11476632.72 | 514.4 | 0 | 31 | 1 | 126146.3873 | 135.4644 | 4314 | 368 | 11348475.1094 | -128157.6106 | 0.011167
2010-04-01 | 10116363.23 | 358 | 0 | 30 | 1 | 133783.4218 | 135.8314 | 4307 | 320 | 10387740.1351 | 271376.9051 | 0.026826
2010-05-01 | 10174879.32 | 212.4 | 0.6 | 31 | 1 | 141420.4562 | 136.1994 | 4279 | 320 | 10050743.6757 | -124135.6443 | 0.0122
2010-06-01 | 9916902.67 | 106.3 | 3 | 30 | 0 | 149057.4907 | 136.5684 | 4287 | 352 | 9875771.3352 | -41131.3348 | 0.0041476
2010-07-01 | 10687565.21 | 14.5 | 52 | 31 | 0 | 156694.5252 | 136.9384 | 4285 | 336 | 10784595.1324 | 97029.9224 | 0.0090788
2010-08-01 | 10774421.85 | 37.9 | 55.8 | 31 | 0 | 164331.5596 | 137.3094 | 4286 | 336 | 10971778.0809 | 197356.2309 | 0.018317
2010-09-01 | 9491235.37 | 231.1 | 0 | 30 | 1 | 171968.5941 | 137.6814 | 4302 | 336 | 9859964.6794 | 368729.3094 | 0.038849
2010-10-01 | 10047653.2 | 355.5 | 0 | 31 | 1 | 179605.6286 | 138.0544 | 4331 | 320 | 10691646.0091 | 643992.8091 | 0.064094
2010-11-01 | 11121846.87 | 549.4 | 0 | 30 | 1 | 187242.663 | 138.4285 | 4335 | 336 | 11263437.0101 | 141590.1401 | 0.012731
2010-12-01 | 13156983.94 | 879.1 | 0 | 31 | 0 | 194879.6975 | 138.8035 | 4331 | 368 | 13508744.8022 | 351760.8622 | 0.026736
2011-01-01 | 14302277.35 | 1077.9 | 0 | 31 | 0 | 197957.6979 | 139.1007 | 4329 | 336 | 14387339.202 | 85061.852 | 0.0059474
2011-02-01 | 12447595.39 | 826.9 | 0 | 28 | 0 | 201035.6982 | 139.3986 | 4324 | 304 | 12452659.8321 | 5064.4421 | 0.00040686
2011-03-01 | 12509940.99 | 749.9 | 0 | 31 | 1 | 204113.6986 | 139.697 | 4331 | 368 | 12455307.4037 | -54633.5863 | 0.0043672
2011-04-01 | 10791805.25 | 482.3 | 0 | 30 | 1 | 207191.699 | 139.9962 | 4324 | 320 | 11012007.1438 | 220201.8938 | 0.020405
2011-05-01 | 10114377.92 | 267 | 0 | 31 | 1 | 210269.6994 | 140.2959 | 4319 | 336 | 10361423.0278 | 247045.1078 | 0.024425
2011-06-01 | 9658664.04 | 110.1 | 0 | 30 | 0 | 213347.6997 | 140.5964 | 4331 | 352 | 9917937.4498 | 259273.4098 | 0.026844
2011-07-01 | 10695218.37 | 29.8 | 63.7 | 31 | 0 | 216425.7001 | 140.8974 | 4334 | 320 | 11187712.9143 | 492494.5443 | 0.046048
2011-08-01 | 10770620.64 | 22.2 | 35.7 | 31 | 0 | 219503.7005 | 141.1991 | 4330 | 352 | 10579193.7284 | -191426.9116 | 0.017773
2011-09-01 | 9905090.39 | 172.3 | 9.4 | 30 | 1 | 222581.7009 | 141.5015 | 4340 | 336 | 9898447.9615 | -6642.4285 | 0.00067061
2011-10-01 | 10394269.49 | 337.2 | 5.4 | 31 | 1 | 225659.7012 | 141.8044 | 4365 | 320 | 10827491.181 | 433221.691 | 0.041679
2011-11-01 | 11396702.92 | 563.2 | 0 | 30 | 1 | 228737.7016 | 142.1081 | 4380 | 352 | 11430659.3069 | 33956.3869 | 0.0029795
2011-12-01 | 12702124.48 | 769.8 | 0 | 31 | 0 | 231815.702 | 142.4124 | 4369 | 336 | 13141218.9275 | 439094.4475 | 0.034569
2012-01-01 | 13282492.84 | 865.7 | 0 | 31 | 0 | 239932.8643 | 142.6126 | 4474 | 336 | 13557551.0625 | 275058.2225 | 0.020708
2012-02-01 | 11892077.77 | 693.8 | 0 | 29 | 0 | 248050.0267 | 142.8131 | 4484 | 320 | 12238619.353 | 346541.583 | 0.029141
2012-03-01 | 11479099.71 | 525.4 | 0 | 31 | 1 | 256167.189 | 143.0138 | 4484 | 352 | 11547308.4528 | 68208.7428 | 0.005942
2012-04-01 | 10218124.68 | 434.9 | 0 | 30 | 1 | 264284.3514 | 143.2149 | 4484 | 320 | 10866407.886 | 648283.206 | 0.063444
2012-05-01 | 10124589.53 | 227.1 | 0 | 31 | 1 | 272401.5137 | 143.4162 | 4488 | 352 | 10236381.744 | 111792.214 | 0.011042
2012-06-01 | 10192835.75 | 64.9 | 18.4 | 30 | 0 | 280518.6761 | 143.6178 | 4490 | 336 | 10141572.9189 | -51262.8311 | 0.0050293
2012-07-01 | 11177893.74 | 6.8 | 66.5 | 31 | 0 | 288635.8384 | 143.8197 | 4504 | 336 | 11170501.6486 | -7392.0914 | 0.00066131
2012-08-01 | 10815121.59 | 38.5 | 27.7 | 31 | 0 | 296753.0008 | 144.0218 | 4503 | 352 | 10496119.6961 | -319001.8939 | 0.029496
2012-09-01 | 9852554.63 | 213.5 | 4 | 30 | 1 | 304870.1631 | 144.2243 | 4504 | 304 | 9966250.4269 | 113695.7969 | 0.01154
2012-10-01 | 10546419.66 | 395.8 | 0 | 31 | 1 | 312987.3255 | 144.4271 | 4509 | 352 | 10959070.4589 | 412650.7989 | 0.039127
2012-11-01 | 11363637.41 | 600.8 | 0 | 30 | 1 | 321104.4878 | 144.6301 | 4522 | 352 | 11570769.6658 | 207132.2558 | 0.018228
2012-12-01 | 12733993.18 | 793.7 | 0 | 31 | 0 | 329221.6502 | 144.8334 | 4517 | 304 | 13209041.9582 | 475048.7782 | 0.037306
2013-01-01 | 13858539.17 | 928.4 | 0 | 31 | 0 | 339519.5554 | 144.9894 | 4521 | 352 | 13789709.3901 | -68829.7799 | 0.0049666
2013-02-01 | 12389058.76 | 866.6 | 0 | 28 | 0 | 349817.4607 | 145.1455 | 4521 | 304 | 12665007.7632 | 275949.0032 | 0.022274
2013-03-01 | 12426306.06 | 767.3 | 0 | 31 | 1 | 360115.3659 | 145.3018 | 4519 | 320 | 12552516.8839 | 126210.8239 | 0.010157
2013-04-01 | 11024965.65 | 524.8 | 0 | 30 | 1 | 370413.2711 | 145.4583 | 4518 | 352 | 11201382.5315 | 176416.8815 | 0.016002
2013-05-01 | 10309404.16 | 325.3 | 0 | 31 | 1 | 380711.1764 | 145.615 | 4520 | 352 | 10602264.5769 | 292860.4169 | 0.028407
2013-06-01 | 9706763.55 | 130.9 | 5.5 | 30 | 0 | 391009.0816 | 145.7718 | 4519 | 320 | 10091909.8488 | 385146.2988 | 0.039678
2013-07-01 | 10209088.47 | 60.7 | 28 | 31 | 0 | 401306.9868 | 145.9288 | 4527 | 352 | 10528076.3454 | 318987.8754 | 0.031245
2013-08-01 | 10283952.33 | 45.8 | 41.8 | 31 | 0 | 411604.8921 | 146.0859 | 4534 | 336 | 10742544.2006 | 458591.8706 | 0.044593
2013-09-01 | 9712165.49 | 178.8 | 0 | 30 | 1 | 421902.7973 | 146.2432 | 4529 | 320 | 9645691.9384 | -66473.5516 | 0.0068444
2013-10-01 | 10365605.6076 | 328.5 | 0 | 31 | 1 | 432200.7026 | 146.4007 | 4526 | 352 | 10574003.1048 | 208397.4972 | 0.020105
2013-11-01 | 11761751.9324 | 620.6 | 0 | 30 | 1 | 442498.6078 | 146.5584 | 4547 | 336 | 11561247.39 | -200504.5424 | 0.017047
2013-12-01 | 14283584.43 | 1112.9 | 0 | 31 | 0 | 452796.513 | 146.7162 | 4552 | 320 | 14503653.0583 | 220068.6283 | 0.015407
2014-01-01 | 15069643.83 | 1119.6 | 0 | 31 | 0 | 463725.8924 | 147.0423 | 4555 | 352 | 14531357.664 | -538286.166 | 0.03572
2014-02-01 | 13186660.87 | 978.4 | 0 | 28 | 0 | 474655.2717 | 147.3691 | 4563 | 304 | 13066293.8672 | -120367.0028 | 0.0091279
2014-03-01 | 13248227.96 | 883.5 | 0 | 31 | 1 | 485584.651 | 147.6967 | 4567.5 | 336 | 12980005.2536 | -268222.7064 | 0.020246
2014-04-01 | 11070615.16 | 522.9 | 0 | 30 | 1 | 496514.0304 | 148.025 | 4568.75 | 320 | 11119287.8378 | 48672.6778 | 0.0043966
2014-05-01 | 10484312.05 | 266.9 | 1.1 | 31 | 1 | 507443.4097 | 148.354 | 4576.875 | 336 | 10303013.0999 | -181298.9501 | 0.017292
2014-06-01 | 9725922.31 | 135.2 | 6 | 30 | 0 | 518372.789 | 148.6837 | 4582.4375 | 336 | 10061415.1808 | 335492.8708 | 0.034495
2014-07-01 | 10271386.64 | 47.2 | 9.5 | 31 | 0 | 529302.1684 | 149.0142 | 4583.2188 | 352 | 10030137.8763 | -241248.7637 | 0.023487
2014-08-01 | 10274818.4736 | 65.2 | 10.1 | 31 | 0 | 540231.5477 | 149.3454 | 4584.1094 | 320 | 10120030.3138 | -154788.1598 | 0.015065
2014-09-01 | 9762010.904 | 196.5 | 0 | 30 | 1 | 551160.927 | 149.6773 | 4584.0547 | 336 | 9684631.1598 | -77379.7442 | 0.0079266
2014-10-01 | 10634292.331 | 382.6 | 0 | 31 | 1 | 562090.3063 | 150.01 | 4587.0273 | 352 | 10779294.2284 | 145001.8974 | 0.013635
2014-11-01 | 12234413.66 | 647.8 | 0 | 30 | 1 | 573019.6857 | 150.3434 | 4588.5137 | 304 | 11656044.5278 | -578369.1322 | 0.047274
2014-12-01 | 13323531.78 | 780.6 | 0 | 31 | 0 | 583949.065 | 150.6776 | 4594.2568 | 336 | 13033200.5041 | -290331.2759 | 0.021791
2015-01-01 | 14647867.092 | 979.5 | 0 | 31 | 0 | 589767.6175 | 150.9879 | 4598.6284 | 336 | 13908657.005 | -739210.087 | 0.050465
2015-02-01 | 13318489.57 | 1053.3 | 0 | 28 | 0 | 595586.17 | 151.2989 | 4596.8142 | 304 | 13391067.6455 | 72578.0755 | 0.0054494
2015-03-01 | 12867283.112 | 710.4 | 0 | 31 | 1 | 601404.7225 | 151.6106 | 4593.9071 | 352 | 12227101.7964 | -640181.3156 | 0.049753
2015-04-01 | 10749956.163 | 432.1 | 0 | 30 | 1 | 607223.275 | 151.9229 | 4593.4536 | 336 | 10733425.1664 | -16530.9966 | 0.0015378
2015-05-01 | 10401377.5 | 276 | 0 | 31 | 1 | 613041.8275 | 152.2358 | 4596.2268 | 320 | 10338205.25 | -63172.25 | 0.0060735
2015-06-01 | 9938325.05 | 118.6 | 0 | 30 | 0 | 618860.38 | 152.5494 | 4605.6134 | 352 | 9888958.04 | -49367.01 | 0.0049673
2015-07-01 | 10626013.119 | 31.7 | 38 | 31 | 0 | 624678.9325 | 152.8636 | 4610.8067 | 352 | 10589772.2984 | -36240.8206 | 0.0034106
2015-08-01 | 10677243.823 | 50.7 | 35.4 | 31 | 0 | 630497.485 | 153.1785 | 4611.9033 | 320 | 10624281.9121 | -52961.9109 | 0.0049603
2015-09-01 | 10039638.212 | 106.2 | 15.8 | 30 | 1 | 636316.0375 | 153.494 | 4612.4517 | 336 | 9666054.9597 | -373583.2523 | 0.037211
2015-10-01 | 10488169.7 | 345.9 | 0 | 31 | 1 | 642134.59 | 153.8102 | 4615.7258 | 336 | 10672357.6754 | 184187.9754 | 0.017561
2015-11-01 | 11098768.124 | 469.1 | 0 | 30 | 1 | 647953.1425 | 154.127 | 4617.3629 | 320 | 10935039.2327 | -163728.8913 | 0.014752
2015-12-01 | 12326270.015 | 564.9 | 0 | 31 | 0 | 653771.695 | 154.4445 | 4625.1815 | 352 | 12157389.1335 | -168880.8815 | 0.013701
2016-01-01 |  | 960.98 | 0 | 31 | 0 | 652277.1523 | 154.7248 |  | 320 | 13905079.8397 |  | 2.213%
2016-02-01 |  | 875.59 | 0 | 29 | 0 | 650782.6096 | 155.0057 |  | 320 | 12982931.2376
2016-03-01 |  | 702.91 | 0 | 31 | 1 | 649288.067 | 155.287 |  | 352 | 12291301.3315
2016-04-01 |  | 450.52 | 0 | 30 | 1 | 647793.5243 | 155.5689 |  | 336 | 10920711.053
2016-05-01 |  | 271.46 | 0.47 | 31 | 1 | 646298.9816 | 155.8513 |  | 336 | 10444627.343
2016-06-01 |  | 109.59 | 6.7 | 30 | 0 | 644804.4389 | 156.1342 |  | 352 | 10115631.8647
2016-07-01 |  | 36.33 | 40.37 | 31 | 0 | 643309.8962 | 156.4176 |  | 320 | 10795451.5765
2016-08-01 |  | 51.55 | 29.67 | 31 | 0 | 641815.3535 | 156.7015 |  | 352 | 10654062.6606
2016-09-01 |  | 176.97 | 5.05 | 30 | 1 | 640320.8108 | 156.9859 |  | 336 | 9906591.2526
2016-10-01 |  | 372.15 | 0.54 | 31 | 1 | 638826.2681 | 157.2708 |  | 320 | 10963577.2178
2016-11-01 |  | 567.61 | 0 | 30 | 1 | 637331.7255 | 157.5563 |  | 336 | 11540762.4249
2016-12-01 |  | 852.29 | 0 | 31 | 0 | 635837.1828 | 157.8423 |  | 336 | 13598975.1863
2017-01-01 |  | 960.98 | 0 | 31 | 0 | 628843.0512 | 158.1545 |  |  | 14099503.8673
2017-02-01 |  | 875.59 | 0 | 28 | 0 | 621848.9196 | 158.4674 |  |  | 12905269.3007
2017-03-01 |  | 702.91 | 0 | 31 | 1 | 614854.788 | 158.7809 |  |  | 12505486.4131
2017-04-01 |  | 450.52 | 0 | 30 | 1 | 607860.6564 | 159.0951 |  |  | 11144784.2543
2017-05-01 |  | 271.46 | 0.47 | 31 | 1 | 600866.5248 | 159.4098 |  |  | 10678593.7444
2017-06-01 |  | 109.59 | 6.7 | 30 | 0 | 593872.3932 | 159.7252 |  |  | 10359496.5603
2017-07-01 |  | 36.33 | 40.37 | 31 | 0 | 586878.2615 | 160.0411 |  |  | 11049219.6746
2017-08-01 |  | 51.55 | 29.67 | 31 | 0 | 579884.1299 | 160.3578 |  |  | 10917739.2833
2017-09-01 |  | 176.97 | 5.05 | 30 | 1 | 572889.9983 | 160.675 |  |  | 10180181.5361
2017-10-01 |  | 372.15 | 0.54 | 31 | 1 | 565895.8667 | 160.9929 |  |  | 11247086.3123
2017-11-01 |  | 567.61 | 0 | 30 | 1 | 558901.7351 | 161.3114 |  |  | 11834195.4948
2017-12-01 |  | 852.29 | 0 | 31 | 0 | 551907.6035 | 161.6305 |  |  | 13902337.4099
[6 empty] | 41905847.9921 |  |  |  | 1654708700.9578
[13 empty] | Weather Normal | Weather Noraml Factor
2006 | 141631018.55 | [8 empty] | 137222452.0622 | -4408566.4878 | -3.113% | 138259943.3775 | 1.0076
2007 | 140795615.54 | [8 empty] | 140195394.1587 | -600221.3813 | -0.4263% | 139939175.5137 | 0.99817
2008 | 140901919.12 | [8 empty] | 141614876.6777 | 712957.5577 | 0.506% | 140466443.3804 | 0.99189
2009 | 137506815.68 | [8 empty] | 137714855.7488 | 208040.0688 | 0.1513% | 137509400.5385 | 0.99851
2010 | 132765784.45 | [8 empty] | 134451503.4601 | 1685719.0101 | 1.27% | 136000969.3266 | 1.0115
2011 | 135688687.23 | [8 empty] | 137651398.0789 | 1962710.8489 | 1.446% | 137080521.5235 | 0.99585
2012 | 133678840.49 | [8 empty] | 135959595.2717 | 2280754.7817 | 1.706% | 137734238.7131 | 1.0131
2013 | 136331185.61 | [8 empty] | 138458007.0319 | 2126821.4219 | 1.56% | 136590961.7582 | 0.98652
2014 | 139285835.9686 | [8 empty] | 137364711.5135 | -1921124.4551 | -1.379% | 135918264.828 | 0.98947
2015 | 137179401.48 | [8 empty] | 135132310.115 | -2047091.365 | -1.492% | 136265185.1592 | 1.0084
2016 | [9 empty] | 138119702.9881 |  |  | 138119702.9881
2017 | [9 empty] | 140823893.851 |  |  | 140823893.851
Total to 2015 | 1375765104.1186 | [8 empty] | 1375765104.1186 | 0
[10 empty] | 1654708700.9578 | 0
Check totals above sould be zero
20 year trend
2017-01-01 |  | 981.2244 | 0 | 31 | 0 | 628843.0512 | 158.1545 | 143.1292 | 352 | 14188052.4058
2017-02-01 |  | 920.4984 | 0 | 28 | 0 | 621848.9196 | 158.4674 | 143.424 | 304 | 13101697.3479
2017-03-01 |  | 728.6568 | 0 | 31 | 1 | 614854.788 | 158.7809 | 143.7194 | 320 | 12618101.9767
2017-04-01 |  | 457.8451 | 0 | 30 | 1 | 607860.6564 | 159.0951 | 144.0155 | 352 | 11176824.0715
2017-05-01 |  | 271.6456 | 0.20857 | 31 | 1 | 600866.5248 | 159.4098 | 144.3121 | 352 | 10673948.0875
2017-06-01 |  | 115.8052 | 4.1053 | 30 | 0 | 593872.3932 | 159.7252 | 144.6094 | 320 | 10332513.3406
2017-07-01 |  | 34.9966 | 41.5166 | 31 | 0 | 586878.2615 | 160.0411 | 144.9072 | 352 | 11067324.4993
2017-08-01 |  | 48.1625 | 33.1817 | 31 | 0 | 579884.1299 | 160.3578 | 145.2057 | 336 | 10976233.9643
2017-09-01 |  | 175.5771 | 5.6843 | 30 | 1 | 572889.9983 | 160.675 | 145.5048 | 320 | 10187330.3721
2017-10-01 |  | 357.9928 | 0.78361 | 31 | 1 | 565895.8667 | 160.9929 | 145.8046 | 352 | 11190248.7097
2017-11-01 |  | 558.6272 | 0 | 30 | 1 | 558901.7351 | 161.3114 | 146.1049 | 336 | 11794905.0838
2017-12-01 |  | 843.287 | 0 | 31 | 0 | 551907.6035 | 161.6305 | 146.4058 | 320 | 13862958.533 | 141170138.392

## GS < 50 kW WN
Not Used
| Consumed | Heating Degree Days | Cooling Degree Days | Number of Days in Month | Spring Fall Flag | CDM Activity | Ontario Real GDP Monthly % | Number of Customers | Number of Peak Hours | Predicted Consumed | Variances (kWh) | % Variance
1999-01-01 | 11167128.49 | 994.7 | 0 | 31 | 0 | 0 | 105.4482 | 4330 | 319.872
1999-02-01 | 17327915.79 | 718.7 | 0 | 28 | 0 | 0 | 106.0867 | 4397 | 319.872
1999-03-01 | 17359594.6 | 710.1 | 0 | 31 | 1 | 0 | 106.729 | 4397 | 368.28
1999-04-01 | 15664134.65 | 407.7 | 0 | 30 | 1 | 0 | 107.3752 | 4373 | 336.24
1999-05-01 | 13519280.62 | 224.7 | 2.6 | 31 | 1 | 0 | 108.0253 | 4345 | 319.92
1999-06-01 | 11067497.46 | 91.9 | 11.4 | 30 | 0 | 0 | 108.6794 | 4345 | 352.08
1999-07-01 | 11931407.94 | 24.2 | 59.3 | 31 | 0 | 0 | 109.3374 | 4331 | 336.288
1999-08-01 | 11870804.78 | 74 | 12.2 | 31 | 0 | 0 | 109.9994 | 4354 | 336.288
1999-09-01 | 10678451.04 | 194 | 5.7 | 30 | 1 | 0 | 110.6655 | 4342 | 336.24
1999-10-01 | 11511565.81 | 423.1 | 0 | 31 | 1 | 0 | 111.3355 | 4301 | 319.92
1999-11-01 | 11957903.96 | 500.7 | 0 | 30 | 1 | 0 | 112.0096 | 4300 | 352.08
1999-12-01 | 13635988.28 | 817.1 | 0 | 31 | 0 | 0 | 112.6878 | 4280 | 336.288
2000-01-01 | 15330630.27 | 963.5 | 0 | 31 | 0 | 0 | 113.2055 | 4363 | 319.92
2000-02-01 | 13820223.84 | 711.5 | 0 | 29 | 0 | 0 | 113.7256 | 4394 | 336.168
2000-03-01 | 13391804.7 | 574.6 | 0 | 31 | 1 | 0 | 114.248 | 4420 | 368.28
2000-04-01 | 12031969.87 | 485.6 | 0 | 30 | 1 | 0 | 114.7729 | 4465 | 303.84
2000-05-01 | 11503053.68 | 260.5 | 0 | 31 | 1 | 0 | 115.3002 | 4459 | 351.912
2000-06-01 | 11209215.52 | 155.7 | 2.3 | 30 | 0 | 0 | 115.8299 | 4438 | 352.08
2000-07-01 | 11730066.36 | 55.7 | 20.8 | 31 | 0 | 0 | 116.362 | 4493 | 319.92
2000-08-01 | 11661961.49 | 63.4 | 9.8 | 31 | 0 | 0 | 116.8966 | 4491 | 351.912
2000-09-01 | 10980046.94 | 223.3 | 0 | 30 | 1 | 0 | 117.4336 | 4492 | 319.68
2000-10-01 | 11662354.17 | 372.2 | 0 | 31 | 1 | 0 | 117.9731 | 4507 | 336.288
2000-11-01 | 12675809.86 | 561.6 | 0 | 30 | 1 | 0 | 118.5151 | 4517 | 352.08
2000-12-01 | 15116274.88 | 1041.3 | 0 | 31 | 0 | 0 | 119.0595 | 4526 | 304.296
2001-01-01 | 15154298.05 | 898.8 | 0 | 31 | 0 | 0 | 119.2321 | 4498 | 351.912
2001-02-03 | 13641936.87 | 918.9 | 0 | 28 | 0 | 0 | 119.4048 | 4491 | 319.872
2001-03-08 | 13648088.13 | 702.7 | 0 | 31 | 1 | 0 | 119.5779 | 4480 | 351.912
2001-04-10 | 11856071.63 | 430.7 | 0 | 30 | 1 | 0 | 119.7511 | 4472 | 319.68
2001-05-13 | 11342214.67 | 239.9 | 0 | 31 | 1 | 0 | 119.9246 | 4445 | 351.912
2001-06-15 | 11131037.81 | 114 | 15.2 | 30 | 0 | 0 | 120.0984 | 4450 | 336.24
2001-07-18 | 11725874.65 | 67.2 | 29.7 | 31 | 0 | 0 | 120.2724 | 4422 | 336.288
2001-08-20 | 11877642.74 | 40.2 | 56.1 | 31 | 0 | 0 | 120.4467 | 4435 | 351.912
2001-09-22 | 11035991.49 | 187.7 | 6.8 | 30 | 1 | 0 | 120.6212 | 4439 | 303.84
2001-10-25 | 11725611.66 | 408.6 | 0 | 31 | 1 | 0 | 120.796 | 4440 | 351.912
2001-11-27 | 12317932.96 | 458.8 | 0 | 30 | 1 | 0 | 120.9711 | 4465 | 352.08
2001-12-30 | 13753116.74 | 716.4 | 0 | 31 | 0 | 0 | 121.1464 | 4471 | 304.296
2002-01-19 | 14717580.35 | 873.9 | 0 | 31 | 0 | 0 | 121.5045 | 4441 | 351.912
2002-02-21 | 13558641.52 | 733 | 0 | 28 | 0 | 0 | 121.8637 | 4426 | 319.872
2002-03-26 | 14209911.49 | 804.7 | 0 | 31 | 1 | 0 | 122.224 | 4441 | 319.92
2002-04-28 | 12272586.76 | 462.3 | 0 | 30 | 1 | 0 | 122.5853 | 4442 | 352.08
2002-05-31 | 11551602.9 | 335 | 0.5 | 31 | 1 | 0 | 122.9477 | 4426 | 351.912
2002-06-01 | 11122434.07 | 114.4 | 14.2 | 30 | 0 | 0 | 123.3112 | 4443 | 319.68
2002-07-03 | 12307378.49 | 17.9 | 79.3 | 31 | 0 | 0 | 123.6758 | 4432 | 351.912
2002-08-05 | 11929052.77 | 49.7 | 15.5 | 31 | 0 | 0 | 124.0414 | 4437 | 336.288
2002-09-07 | 11239412.9 | 143.5 | 20.9 | 30 | 1 | 0 | 124.4081 | 4403 | 319.68
2002-10-10 | 11801421.8 | 510.1 | 0 | 31 | 1 | 0 | 124.7759 | 4432 | 351.912
2002-11-12 | 12822028.62 | 668 | 0 | 30 | 1 | 0 | 125.1448 | 4430 | 336.24
2002-12-15 | 14078380.42 | 785.6 | 0 | 31 | 0 | 0 | 125.5147 | 4411 | 319.92
2003-01-01 | 14832051.38 | 907.4 | 0 | 31 | 0 | 0 | 125.6602 | 4415 | 351.912
2003-02-01 | 13779215.9 | 969.6 | 0 | 28 | 0 | 0 | 125.8059 | 4377 | 319.872
2003-03-01 | 13829301.07 | 765.1 | 0 | 31 | 1 | 0 | 125.9518 | 4394 | 336.288
2003-04-01 | 11430988.72 | 499.3 | 0 | 30 | 1 | 0 | 126.0978 | 4387 | 336.24
2003-05-01 | 10893804.24 | 276.4 | 0 | 31 | 1 | 0 | 126.2439 | 4398 | 336.288
2003-06-01 | 10521914.63 | 129.3 | 0 | 30 | 0 | 0 | 126.3903 | 4361 | 336.24
2003-07-01 | 11128406.43 | 29.9 | 18.2 | 31 | 0 | 0 | 126.5368 | 4354 | 351.912
2003-08-01 | 11424088.6 | 35.6 | 50.9 | 31 | 0 | 0 | 126.6835 | 4366 | 319.92
2003-09-01 | 10536500.33 | 164 | 6.7 | 30 | 1 | 0 | 126.8304 | 4384 | 336.24
2003-10-01 | 11282977.67 | 414.2 | 0 | 31 | 1 | 0 | 126.9774 | 4391 | 351.912
2003-11-01 | 12256111.3 | 632.9 | 0 | 30 | 1 | 0 | 127.1246 | 4392 | 319.68
2003-12-01 | 13505417.1 | 785.9 | 0 | 31 | 0 | 0 | 127.272 | 4385 | 336.288
2004-01-01 | 14816217.6 | 1140.6 | 0 | 31 | 0 | 0 | 127.5341 | 4415 | 336.288
2004-02-01 | 13887023.5 | 778.3 | 0 | 29 | 0 | 0 | 127.7968 | 4423 | 320.16
2004-03-01 | 13418396.63 | 684.3 | 0 | 31 | 1 | 0 | 128.0601 | 4412 | 368.28
2004-04-01 | 11743989.46 | 472.4 | 0 | 30 | 1 | 0 | 128.3238 | 4398 | 336.24
2004-05-01 | 11392997.18 | 333.2 | 0 | 31 | 1 | 0 | 128.5882 | 4405 | 319.92
2004-06-01 | 10739165.88 | 145.8 | 3.1 | 30 | 0 | 0 | 128.853 | 4421 | 352.08
2004-07-01 | 11518786.74 | 67.4 | 22 | 31 | 0 | 0 | 129.1184 | 4428 | 336.288
2004-08-01 | 11273129.02 | 123 | 1.8 | 31 | 0 | 0 | 129.3844 | 4394 | 336.288
2004-09-01 | 10874645.46 | 132.9 | 4.7 | 30 | 1 | 0 | 129.6509 | 4392 | 336.24
2004-10-01 | 11638624.42 | 372.7 | 0 | 31 | 1 | 0 | 129.918 | 4412 | 319.92
2004-11-01 | 12406564.95 | 554.9 | 0 | 30 | 1 | 0 | 130.1856 | 4454 | 352.08
2004-12-01 | 14682121.65 | 926.6 | 0 | 31 | 0 | 0 | 130.4538 | 4439 | 336.288
2005-01-01 | 15490461.07 | 1084.3 | 0 | 31 | 0 | 0 | 130.7437 | 4449 | 319.92
2005-02-01 | 13456927.61 | 755.9 | 0 | 28 | 0 | 0 | 131.0343 | 4434 | 319.872
2005-03-01 | 13345813.87 | 814.1 | 0 | 31 | 1 | 0 | 131.3255 | 4422 | 351.912
2005-04-01 | 11242470.14 | 408.1 | 0 | 30 | 1 | 0 | 131.6174 | 4429 | 336.24
2005-05-01 | 11077309.79 | 306.2 | 0 | 31 | 1 | 0 | 131.91 | 4381 | 336.288
2005-06-01 | 10921396.54 | 72.6 | 16.8 | 30 | 0 | 0 | 132.2031 | 4385 | 352.08
2005-07-01 | 11811198.42 | 45.3 | 53 | 31 | 0 | 0 | 132.497 | 4385 | 319.92
2005-08-01 | 11621455.87 | 46.3 | 29.6 | 31 | 0 | 0 | 132.7915 | 4374 | 351.912
2005-09-01 | 10756551.01 | 148.8 | 15.2 | 30 | 1 | 0 | 133.0866 | 4400 | 336.24
2005-10-01 | 11210250.47 | 347.3 | 0 | 31 | 1 | 0 | 133.3824 | 4427 | 319.92
2005-11-01 | 12421436.97 | 606.9 | 0 | 30 | 1 | 0 | 133.6789 | 4431 | 352.08
2005-12-01 | 14062601.49 | 833.4 | 0 | 31 | 0 | 0 | 133.976 | 4434 | 319.92
2006-01-01 | 14009855.03 | 960.98 | 0 | 31 | 0 | 0 | 134.252 | 4433 | 336.288 | 13953856.3586 |  |  | SUMMARY OUTPUT
2006-02-01 | 12948095.1 | 875.59 | 0 | 28 | 0 | 0 | 134.5285 | 4414 | 319.872 | 12747263.0519
2006-03-01 | 13054109.16 | 702.91 | 0 | 31 | 1 | 0 | 134.8056 | 4391 | 368.28 | 12335119.1408 |  |  | Regression Statistics
2006-04-01 | 10956512.82 | 450.52 | 0 | 30 | 1 | 0 | 135.0833 | 4406 | 303.84 | 10962053.6727 |  |  | Multiple R | 97.28%
2006-05-01 | 10855268.2 | 271.46 | 0.47 | 31 | 1 | 0 | 135.3615 | 4345 | 351.912 | 10483497.5654 |  |  | R Square | 94.63%
2006-06-01 | 10708123.62 | 109.59 | 6.7 | 30 | 0 | 0 | 135.6404 | 4313 | 352.08 | 10152032.4934 |  |  | Adjusted R Square | 94.35%
2006-07-01 | 11588558.24 | 36.33 | 40.37 | 31 | 0 | 0 | 135.9198 | 4283 | 319.92 | 10829385.4269 |  |  | Standard Error | 332059.298
2006-08-01 | 11264379.98 | 51.55 | 29.67 | 31 | 0 | 0 | 136.1997 | 4211 | 351.912 | 10685532.5594 |  |  | Observations | 120
2006-09-01 | 10343203.64 | 176.97 | 5.05 | 30 | 1 | 0 | 136.4803 | 4237 | 319.68 | 9935600.0385
2006-10-01 | 11071073.3 | 372.15 | 0.54 | 31 | 1 | 0 | 136.7614 | 4240 | 336.288 | 10990127.7409 |  |  | ANOVA
2006-11-01 | 11834500.28 | 567.61 | 0 | 30 | 1 | 0 | 137.0431 | 4239 | 352.08 | 11564857.5473 |  |  |  | df | SS | MS | F | Significance F
2006-12-01 | 12997339.18 | 852.29 | 0 | 31 | 0 | 0 | 137.3254 | 4254 | 304.296 | 13620617.7816 |  |  | Regression | 6 | 2.1976e+14 | 3.6627e+13 | 332.1794 | 2.52e-69
2007-01-01 | 14031526.53 | 960.98 | 0 | 31 | 0 | 0 | 137.5522 | 4297 | 351.912 | 14106515.7919 |  |  | Residual | 113 | 1.246e+13 | 110263377405.6942
2007-02-01 | 13413294.69 | 875.59 | 0 | 28 | 0 | 0 | 137.7794 | 4295 | 319.872 | 12897639.3058 |  |  | Total | 119 | 2.3222e+14
2007-03-01 | 13148947.05 | 702.91 | 0 | 31 | 1 | 0 | 138.0069 | 4289 | 351.912 | 12483203.2222
2007-04-01 | 11132064.21 | 450.52 | 0 | 30 | 1 | 0 | 138.2349 | 4308 | 319.68 | 11107836.5629 |  |  |  | Coefficients | Standard Error | t Stat | P-value | Lower 95% | Upper 95%
2007-05-01 | 10476503.35 | 271.46 | 0.47 | 31 | 1 | 0 | 138.4632 | 4288 | 351.912 | 10626970.2198 |  |  | Intercept | -5200434.7289 | 2399851.1334 | -2.167 | 0.032335 | -9954972.6599 | -445896.7979
2007-06-01 | 10397828.82 | 109.59 | 6.7 | 30 | 0 | 0 | 138.6919 | 4266 | 336.24 | 10293185.8418 |  |  | Heating Degree Days | 4373.9691 | 120.0243 | 36.4424 | 2.6636e-64 | 4136.1794 | 4611.7588
2007-07-01 | 11107289.33 | 36.33 | 40.37 | 31 | 0 | 0 | 138.9209 | 4253 | 336.288 | 10968210.3733 |  |  | Cooling Degree Days | 20876.2057 | 2883.6406 | 7.2395 | 5.8383e-11 | 15163.1936 | 26589.2177
2007-08-01 | 10981653.73 | 51.55 | 29.67 | 31 | 0 | 0 | 139.1504 | 4241 | 351.912 | 10822019.982 |  |  | Number of Days in Month | 281963.9652 | 38617.2013 | 7.3015 | 4.2713e-11 | 205456.3244 | 358471.606
2007-09-01 | 10221738.11 | 176.97 | 5.05 | 30 | 1 | 0 | 139.3802 | 4242 | 303.84 | 10069740.7895 |  |  | Spring Fall Flag | -515556.9795 | 72543.6992 | -7.1068 | 1.1364e-10 | -659279.1315 | -371834.8274
2007-10-01 | 10659311.45 | 372.15 | 0.54 | 31 | 1 | 0 | 139.6104 | 4267 | 351.912 | 11121912.6465 |  |  | CDM Activity | -1.5266 | 0.40083 | -3.8087 | 0.00022761 | -2.3208 | -0.73253
2007-11-01 | 11710992.84 | 567.61 | 0 | 30 | 1 | 0 | 139.841 | 4274 | 352.08 | 11694277.4075 |  |  | Ontario Real GDP Monthly % | 46257.1329 | 15706.2751 | 2.9451 | 0.0039203 | 15140.1691 | 77374.0967
2007-12-01 | 13514465.43 | 852.29 | 0 | 31 | 0 | 0 | 140.0719 | 4259 | 304.296 | 13747663.3704
2008-01-01 | 14087644.27 | 960.98 | 0 | 31 | 0 | 641.4382 | 139.9664 | 4276 | 352 | 14217211.1743
2008-02-01 | 13323309.45 | 875.59 | 0 | 29 | 0 | 1282.8763 | 139.861 | 4253 | 320 | 13273934.7947
2008-03-01 | 12857263.98 | 702.91 | 0 | 31 | 1 | 1924.3145 | 139.7557 | 4240 | 304 | 12561157.2034
2008-04-01 | 11209729.86 | 450.52 | 0 | 30 | 1 | 2565.7527 | 139.6504 | 4255 | 352 | 11169399.2865
2008-05-01 | 10641515.86 | 271.46 | 0.47 | 31 | 1 | 3207.1908 | 139.5453 | 4261 | 336 | 10672127.9392
2008-06-01 | 10314120.79 | 109.59 | 6.7 | 30 | 0 | 3848.629 | 139.4402 | 4242 | 336 | 10321924.7788
2008-07-01 | 11042847.35 | 36.33 | 40.37 | 31 | 0 | 4490.0672 | 139.3351 | 4223 | 352 | 10980516.7183
2008-08-01 | 10916451.01 | 51.55 | 29.67 | 31 | 0 | 5131.5053 | 139.2302 | 4227 | 320 | 10817879.8937
2008-09-01 | 10097320.28 | 176.97 | 5.05 | 30 | 1 | 5772.9435 | 139.1254 | 4233 | 336 | 10049140.3947
2008-10-01 | 10600173.26 | 372.15 | 0.54 | 31 | 1 | 6414.3817 | 139.0206 | 4277 | 352 | 11084838.0408
2008-11-01 | 11883390.63 | 567.61 | 0 | 30 | 1 | 7055.8198 | 138.9159 | 4304 | 304 | 11640714.6544
2008-12-01 | 13928152.38 | 852.29 | 0 | 31 | 0 | 7697.258 | 138.8113 | 4292 | 336 | 13677598.5017
2009-01-01 | 14782282.1 | 960.98 | 0 | 31 | 0 | 15658.7602 | 138.4356 | 4287 | 336 | 14123471.7705
2009-02-01 | 12729982 | 875.59 | 0 | 28 | 0 | 23620.2623 | 138.0609 | 4283 | 304 | 12874600.254
2009-03-01 | 12895508.21 | 702.91 | 0 | 31 | 1 | 31581.7645 | 137.6872 | 4262 | 352 | 12420198.6949
2009-04-01 | 10958049.77 | 450.52 | 0 | 30 | 1 | 39543.2666 | 137.3145 | 4267 | 320 | 11004895.9594
2009-05-01 | 10456056.38 | 271.46 | 0.47 | 31 | 1 | 47504.7688 | 136.9429 | 4262 | 320 | 10484122.7842
2009-06-01 | 9998205.96 | 109.59 | 6.7 | 30 | 0 | 55466.271 | 136.5722 | 4231 | 352 | 10110460.663
2009-07-01 | 10339691.3 | 36.33 | 40.37 | 31 | 0 | 63427.7731 | 136.2026 | 4236 | 352 | 10745636.3856
2009-08-01 | 10369728.64 | 51.55 | 29.67 | 31 | 0 | 71389.2753 | 135.8339 | 4236 | 320 | 10559625.9652
2009-09-01 | 10093112.91 | 176.97 | 5.05 | 30 | 1 | 79350.7774 | 135.4663 | 4245 | 336 | 9767555.3692
2009-10-01 | 10535420.81 | 372.15 | 0.54 | 31 | 1 | 87312.2796 | 135.0996 | 4272 | 336 | 10779964.2944
2009-11-01 | 11117076.04 | 567.61 | 0 | 30 | 1 | 95273.7818 | 134.734 | 4285 | 320 | 11312594.4419
2009-12-01 | 13231701.56 | 852.29 | 0 | 31 | 0 | 103235.2839 | 134.3693 | 4313 | 352 | 13326273.9561
2010-01-01 | 13822668.87 | 960.98 | 0 | 31 | 0 | 110872.3184 | 134.7333 | 4306 | 320 | 13806861.1835
2010-02-01 | 11978631.2 | 875.59 | 0 | 28 | 0 | 118509.3529 | 135.0984 | 4306 | 304 | 12592702.21
2010-03-01 | 11476632.72 | 702.91 | 0 | 31 | 1 | 126146.3873 | 135.4644 | 4314 | 368 | 12173012.0293
2010-04-01 | 10116363.23 | 450.52 | 0 | 30 | 1 | 133783.4218 | 135.8314 | 4307 | 320 | 10792419.7587
2010-05-01 | 10174879.32 | 271.46 | 0.47 | 31 | 1 | 141420.4562 | 136.1994 | 4279 | 320 | 10306356.3855
2010-06-01 | 9916902.67 | 109.59 | 6.7 | 30 | 0 | 149057.4907 | 136.5684 | 4287 | 352 | 9967403.6546
2010-07-01 | 10687565.21 | 36.33 | 40.37 | 31 | 0 | 156694.5252 | 136.9384 | 4285 | 336 | 10637288.6065
2010-08-01 | 10774421.85 | 51.55 | 29.67 | 31 | 0 | 164331.5596 | 137.3094 | 4286 | 336 | 10485987.5053
2010-09-01 | 9491235.37 | 176.97 | 5.05 | 30 | 1 | 171968.5941 | 137.6814 | 4302 | 336 | 9728626.5692
2010-10-01 | 10047653.2 | 372.15 | 0.54 | 31 | 1 | 179605.6286 | 138.0544 | 4331 | 320 | 10775745.7462
2010-11-01 | 11121846.87 | 567.61 | 0 | 30 | 1 | 187242.663 | 138.4285 | 4335 | 336 | 11343086.9879
2010-12-01 | 13156983.94 | 852.29 | 0 | 31 | 0 | 194879.6975 | 138.8035 | 4331 | 368 | 13391478.6899
2011-01-01 | 14302277.35 | 960.98 | 0 | 31 | 0 | 197957.6979 | 139.1007 | 4329 | 336 | 13875934.7317
2011-02-01 | 12447595.39 | 875.59 | 0 | 28 | 0 | 201035.6982 | 139.3986 | 4324 | 304 | 12665628.3889
2011-03-01 | 12509940.99 | 702.91 | 0 | 31 | 1 | 204113.6986 | 139.697 | 4331 | 368 | 12249774.5945
2011-04-01 | 10791805.25 | 450.52 | 0 | 30 | 1 | 207191.699 | 139.9962 | 4324 | 320 | 10873002.4049
2011-05-01 | 10114377.92 | 271.46 | 0.47 | 31 | 1 | 210269.6994 | 140.2959 | 4319 | 336 | 10390742.7468
2011-06-01 | 9658664.04 | 109.59 | 6.7 | 30 | 0 | 213347.6997 | 140.5964 | 4331 | 352 | 10055577.3036
2011-07-01 | 10695218.37 | 36.33 | 40.37 | 31 | 0 | 216425.7001 | 140.8974 | 4334 | 320 | 10729233.0545
2011-08-01 | 10770620.64 | 51.55 | 29.67 | 31 | 0 | 219503.7005 | 141.1991 | 4330 | 352 | 10581686.202
2011-09-01 | 9905090.39 | 176.97 | 5.05 | 30 | 1 | 222581.7009 | 141.5015 | 4340 | 336 | 9828062.9027
2011-10-01 | 10394269.49 | 372.15 | 0.54 | 31 | 1 | 225659.7012 | 141.8044 | 4365 | 320 | 10878903.0424
2011-11-01 | 11396702.92 | 567.61 | 0 | 30 | 1 | 228737.7016 | 142.1081 | 4380 | 352 | 11449948.5107
2011-12-01 | 12702124.48 | 852.29 | 0 | 31 | 0 | 231815.702 | 142.4124 | 4369 | 336 | 13502027.6407
2012-01-01 | 13282492.84 | 960.98 | 0 | 31 | 0 | 239932.8643 | 142.6126 | 4474 | 336 | 13974302.8408
2012-02-01 | 11892077.77 | 875.59 | 0 | 29 | 0 | 248050.0267 | 142.8131 | 4484 | 320 | 13033763.2004
2012-03-01 | 11479099.71 | 702.91 | 0 | 31 | 1 | 256167.189 | 143.0138 | 4484 | 352 | 12323731.7124
2012-04-01 | 10218124.68 | 450.52 | 0 | 30 | 1 | 264284.3514 | 143.2149 | 4484 | 320 | 10934729.2838
2012-05-01 | 10124589.53 | 271.46 | 0.47 | 31 | 1 | 272401.5137 | 143.4162 | 4488 | 352 | 10440222.8311
2012-06-01 | 10192835.75 | 109.59 | 6.7 | 30 | 0 | 280518.6761 | 143.6178 | 4490 | 336 | 10092793.9928
2012-07-01 | 11177893.74 | 36.33 | 40.37 | 31 | 0 | 288635.8384 | 143.8197 | 4504 | 336 | 10754169.7028
2012-08-01 | 10815121.59 | 51.55 | 29.67 | 31 | 0 | 296753.0008 | 144.0218 | 4503 | 352 | 10594326.1184
2012-09-01 | 9852554.63 | 176.97 | 5.05 | 30 | 1 | 304870.1631 | 144.2243 | 4504 | 304 | 9828389.3507
2012-10-01 | 10546419.66 | 372.15 | 0.54 | 31 | 1 | 312987.3255 | 144.4271 | 4509 | 352 | 10866899.2401
2012-11-01 | 11363637.41 | 567.61 | 0 | 30 | 1 | 321104.4878 | 144.6301 | 4522 | 352 | 11425597.6305
2012-12-01 | 12733993.18 | 852.29 | 0 | 31 | 0 | 329221.6502 | 144.8334 | 4517 | 304 | 13465312.8094
2013-01-01 | 13858539.17 | 960.98 | 0 | 31 | 0 | 339519.5554 | 144.9894 | 4521 | 352 | 13932213.3042
2013-02-01 | 12389058.76 | 875.59 | 0 | 28 | 0 | 349817.4607 | 145.1455 | 4521 | 304 | 12704329.7456
2013-03-01 | 12426306.06 | 702.91 | 0 | 31 | 1 | 360115.3659 | 145.3018 | 4519 | 320 | 12270877.0119
2013-04-01 | 11024965.65 | 450.52 | 0 | 30 | 1 | 370413.2711 | 145.4583 | 4518 | 352 | 10876484.1048
2013-05-01 | 10309404.16 | 271.46 | 0.47 | 31 | 1 | 380711.1764 | 145.615 | 4520 | 352 | 10376581.8958
2013-06-01 | 9706763.55 | 109.59 | 6.7 | 30 | 0 | 391009.0816 | 145.7718 | 4519 | 320 | 10023752.0136
2013-07-01 | 10209088.47 | 36.33 | 40.37 | 31 | 0 | 401306.9868 | 145.9288 | 4527 | 352 | 10679721.382
2013-08-01 | 10283952.33 | 51.55 | 29.67 | 31 | 0 | 411604.8921 | 146.0859 | 4534 | 336 | 10514466.1483
2013-09-01 | 9712165.49 | 176.97 | 5.05 | 30 | 1 | 421902.7973 | 146.2432 | 4529 | 320 | 9743112.4136
2013-10-01 | 10365605.6076 | 372.15 | 0.54 | 31 | 1 | 432200.7026 | 146.4007 | 4526 | 352 | 10776200.0082
2013-11-01 | 11761751.9324 | 567.61 | 0 | 30 | 1 | 442498.6078 | 146.5584 | 4547 | 336 | 11329470.766
2013-12-01 | 14283584.43 | 852.29 | 0 | 31 | 0 | 452796.513 | 146.7162 | 4552 | 320 | 13363752.9643
2014-01-01 | 15069643.83 | 960.98 | 0 | 31 | 0 | 463725.8924 | 147.0423 | 4555 | 352 | 13837558.6812
2014-02-01 | 13186660.87 | 875.59 | 0 | 28 | 0 | 474655.2717 | 147.3691 | 4563 | 304 | 12616606.1013
2014-03-01 | 13248227.96 | 702.91 | 0 | 31 | 1 | 485584.651 | 147.6967 | 4567.5 | 336 | 12190110.1691
2014-04-01 | 11070615.16 | 450.52 | 0 | 30 | 1 | 496514.0304 | 148.025 | 4568.75 | 320 | 10802699.9524
2014-05-01 | 10484312.05 | 271.46 | 0.47 | 31 | 1 | 507443.4097 | 148.354 | 4576.875 | 336 | 10309806.3895
2014-06-01 | 9725922.31 | 109.59 | 6.7 | 30 | 0 | 518372.789 | 148.6837 | 4582.4375 | 336 | 9964011.1754
2014-07-01 | 10271386.64 | 36.33 | 40.37 | 31 | 0 | 529302.1684 | 149.0142 | 4583.2188 | 352 | 10627041.3009
2014-08-01 | 10274818.4736 | 51.55 | 29.67 | 31 | 0 | 540231.5477 | 149.3454 | 4584.1094 | 320 | 10468872.9802
2014-09-01 | 9762010.904 | 176.97 | 5.05 | 30 | 1 | 551160.927 | 149.6773 | 4584.0547 | 336 | 9704632.3814
2014-10-01 | 10634292.331 | 372.15 | 0.54 | 31 | 1 | 562090.3063 | 150.01 | 4587.0273 | 352 | 10744859.4021
2014-11-01 | 12234413.66 | 567.61 | 0 | 30 | 1 | 573019.6857 | 150.3434 | 4588.5137 | 304 | 11305295.9436
2014-12-01 | 13323531.78 | 852.29 | 0 | 31 | 0 | 583949.065 | 150.6776 | 4594.2568 | 336 | 13346770.3508
2015-01-01 | 14647867.092 | 960.98 | 0 | 31 | 0 | 589767.6175 | 150.9879 | 4598.6284 | 336 | 13827651.0968
2015-02-01 | 13318489.57 | 875.59 | 0 | 28 | 0 | 595586.17 | 151.2989 | 4596.8142 | 304 | 12613769.5921
2015-03-01 | 12867283.112 | 702.91 | 0 | 31 | 1 | 601404.7225 | 151.6106 | 4593.9071 | 352 | 12194340.7676
2015-04-01 | 10749956.163 | 450.52 | 0 | 30 | 1 | 607223.275 | 151.9229 | 4593.4536 | 336 | 10813993.6777
2015-05-01 | 10401377.5 | 271.46 | 0.47 | 31 | 1 | 613041.8275 | 152.2358 | 4596.2268 | 320 | 10328159.2468
2015-06-01 | 9938325.05 | 109.59 | 6.7 | 30 | 0 | 618860.38 | 152.5494 | 4605.6134 | 352 | 9989419.1562
2015-07-01 | 10626013.119 | 36.33 | 40.37 | 31 | 0 | 624678.9325 | 152.8636 | 4610.8067 | 352 | 10659500.3829
2015-08-01 | 10677243.823 | 51.55 | 29.67 | 31 | 0 | 630497.485 | 153.1785 | 4611.9033 | 320 | 10508379.1273
2015-09-01 | 10039638.212 | 176.97 | 5.05 | 30 | 1 | 636316.0375 | 153.494 | 4612.4517 | 336 | 9751181.5438
2015-10-01 | 10488169.7 | 372.15 | 0.54 | 31 | 1 | 642134.59 | 153.8102 | 4615.7258 | 336 | 10798447.516
2015-11-01 | 11098768.124 | 567.61 | 0 | 30 | 1 | 647953.1425 | 154.127 | 4617.3629 | 320 | 11365918.9313
2015-12-01 | 12326270.015 | 852.29 | 0 | 31 | 0 | 653771.695 | 154.4445 | 4625.1815 | 352 | 13414424.1207
2016-01-01 |  | 960.98 | 0 | 31 | 0 | 652277.1523 | 154.7248 |  | 320 | 13905079.8397
2016-02-01 |  | 875.59 | 0 | 29 | 0 | 650782.6096 | 155.0057 |  | 320 | 12982931.2376
2016-03-01 |  | 702.91 | 0 | 31 | 1 | 649288.067 | 155.287 |  | 352 | 12291301.3315
2016-04-01 |  | 450.52 | 0 | 30 | 1 | 647793.5243 | 155.5689 |  | 336 | 10920711.053
2016-05-01 |  | 271.46 | 0.47 | 31 | 1 | 646298.9816 | 155.8513 |  | 336 | 10444627.343
2016-06-01 |  | 109.59 | 6.7 | 30 | 0 | 644804.4389 | 156.1342 |  | 352 | 10115631.8647
2016-07-01 |  | 36.33 | 40.37 | 31 | 0 | 643309.8962 | 156.4176 |  | 320 | 10795451.5765
2016-08-01 |  | 51.55 | 29.67 | 31 | 0 | 641815.3535 | 156.7015 |  | 352 | 10654062.6606
2016-09-01 |  | 176.97 | 5.05 | 30 | 1 | 640320.8108 | 156.9859 |  | 336 | 9906591.2526
2016-10-01 |  | 372.15 | 0.54 | 31 | 1 | 638826.2681 | 157.2708 |  | 320 | 10963577.2178
2016-11-01 |  | 567.61 | 0 | 30 | 1 | 637331.7255 | 157.5563 |  | 336 | 11540762.4249
2016-12-01 |  | 852.29 | 0 | 31 | 0 | 635837.1828 | 157.8423 |  | 336 | 13598975.1863
2017-01-01 |  | 960.98 | 0 | 31 | 0 | 628843.0512 | 158.1545 |  |  | 14099503.8673
2017-02-01 |  | 875.59 | 0 | 28 | 0 | 621848.9196 | 158.4674 |  |  | 12905269.3007
2017-03-01 |  | 702.91 | 0 | 31 | 1 | 614854.788 | 158.7809 |  |  | 12505486.4131
2017-04-01 |  | 450.52 | 0 | 30 | 1 | 607860.6564 | 159.0951 |  |  | 11144784.2543
2017-05-01 |  | 271.46 | 0.47 | 31 | 1 | 600866.5248 | 159.4098 |  |  | 10678593.7444
2017-06-01 |  | 109.59 | 6.7 | 30 | 0 | 593872.3932 | 159.7252 |  |  | 10359496.5603
2017-07-01 |  | 36.33 | 40.37 | 31 | 0 | 586878.2615 | 160.0411 |  |  | 11049219.6746
2017-08-01 |  | 51.55 | 29.67 | 31 | 0 | 579884.1299 | 160.3578 |  |  | 10917739.2833
2017-09-01 |  | 176.97 | 5.05 | 30 | 1 | 572889.9983 | 160.675 |  |  | 10180181.5361
2017-10-01 |  | 372.15 | 0.54 | 31 | 1 | 565895.8667 | 160.9929 |  |  | 11247086.3123
2017-11-01 |  | 567.61 | 0 | 30 | 1 | 558901.7351 | 161.3114 |  |  | 11834195.4948
2017-12-01 |  | 852.29 | 0 | 31 | 0 | 551907.6035 | 161.6305 |  |  | 13902337.4099
1654708700.9578
2006 | 141631018.55 | [8 empty] | 138259943.3775 | -3371075.1725 | -2.38%
2007 | 140795615.54 | [8 empty] | 139939175.5137 | -856440.0263 | -0.6083%
2008 | 140901919.12 | [8 empty] | 140466443.3804 | -435475.7396 | -0.3091%
2009 | 137506815.68 | [8 empty] | 137509400.5385 | 2584.8585 | 0.00188%
2010 | 132765784.45 | [8 empty] | 136000969.3266 | 3235184.8766 | 2.437%
2011 | 135688687.23 | [8 empty] | 137080521.5235 | 1391834.2935 | 1.026%
2012 | 133678840.49 | [8 empty] | 137734238.7131 | 4055398.2231 | 3.034%
2013 | 136331185.61 | [8 empty] | 136590961.7582 | 259776.1482 | 0.1905%
2014 | 139285835.9686 | [8 empty] | 135918264.828 | -3367571.1406 | -2.418%
2015 | 137179401.48 | [8 empty] | 136265185.1592 | -914216.3208 | -0.6664%
2016 | [9 empty] | 138119702.9881
2017 | [9 empty] | 140823893.851
Total to 2015 | 1375765104.1186 | [8 empty] | 1375765104.1186 | 0
[10 empty] | 1654708700.9578 | 0
Check totals above sould be zero
20 year trend
2017-01-01 |  | 981.2244 | 0 | 31 | 0 | 628843.0512 | 158.1545 | 143.1292 | 352 | 14188052.4058
2017-02-01 |  | 920.4984 | 0 | 28 | 0 | 621848.9196 | 158.4674 | 143.424 | 304 | 13101697.3479
2017-03-01 |  | 728.6568 | 0 | 31 | 1 | 614854.788 | 158.7809 | 143.7194 | 320 | 12618101.9767
2017-04-01 |  | 457.8451 | 0 | 30 | 1 | 607860.6564 | 159.0951 | 144.0155 | 352 | 11176824.0715
2017-05-01 |  | 271.6456 | 0.20857 | 31 | 1 | 600866.5248 | 159.4098 | 144.3121 | 352 | 10673948.0875
2017-06-01 |  | 115.8052 | 4.1053 | 30 | 0 | 593872.3932 | 159.7252 | 144.6094 | 320 | 10332513.3406
2017-07-01 |  | 34.9966 | 41.5166 | 31 | 0 | 586878.2615 | 160.0411 | 144.9072 | 352 | 11067324.4993
2017-08-01 |  | 48.1625 | 33.1817 | 31 | 0 | 579884.1299 | 160.3578 | 145.2057 | 336 | 10976233.9643
2017-09-01 |  | 175.5771 | 5.6843 | 30 | 1 | 572889.9983 | 160.675 | 145.5048 | 320 | 10187330.3721
2017-10-01 |  | 357.9928 | 0.78361 | 31 | 1 | 565895.8667 | 160.9929 | 145.8046 | 352 | 11190248.7097
2017-11-01 |  | 558.6272 | 0 | 30 | 1 | 558901.7351 | 161.3114 | 146.1049 | 336 | 11794905.0838
2017-12-01 |  | 843.287 | 0 | 31 | 0 | 551907.6035 | 161.6305 | 146.4058 | 320 | 13862958.533 | 141170138.392

## GS > 50 kW
| Consumed | Heating Degree Days | Cooling Degree Days | Number of Days in Month | Spring Fall Flag | CDM Activity | Number of Peak Hours | Ontario Real GDP Monthly % | Number of Customers | Predicted Consumed | Variances (kWh) | % Variance (ABS)
1999-01-01 | 16478656.44 | 994.7 | 0 | 31 | 0 | 0 | 319.872 | 105.4482 | 535
1999-02-01 | 27689060.53 | 718.7 | 0 | 28 | 0 | 0 | 319.872 | 106.0867 | 578
1999-03-01 | 28367059.1 | 710.1 | 0 | 31 | 1 | 0 | 368.28 | 106.729 | 583
1999-04-01 | 24673273.64 | 407.7 | 0 | 30 | 1 | 0 | 336.24 | 107.3752 | 596
1999-05-01 | 23679737.79 | 224.7 | 2.6 | 31 | 1 | 0 | 319.92 | 108.0253 | 611
1999-06-01 | 20438074.97 | 91.9 | 11.4 | 30 | 0 | 0 | 352.08 | 108.6794 | 616
1999-07-01 | 21927427.63 | 24.2 | 59.3 | 31 | 0 | 0 | 336.288 | 109.3374 | 619
1999-08-01 | 22070964.02 | 74 | 12.2 | 31 | 0 | 0 | 336.288 | 109.9994 | 626
1999-09-01 | 21905565.9 | 194 | 5.7 | 30 | 1 | 0 | 336.24 | 110.6655 | 640
1999-10-01 | 23608817.46 | 423.1 | 0 | 31 | 1 | 0 | 319.92 | 111.3355 | 647
1999-11-01 | 24880228.72 | 500.7 | 0 | 30 | 1 | 0 | 352.08 | 112.0096 | 647
1999-12-01 | 28520683.07 | 817.1 | 0 | 31 | 0 | 0 | 336.288 | 112.6878 | 333
2000-01-01 | 30116382.98 | 963.5 | 0 | 31 | 0 | 0 | 319.92 | 113.2055 | 647
2000-02-01 | 26672243.32 | 711.5 | 0 | 29 | 0 | 0 | 336.168 | 113.7256 | 601
2000-03-01 | 25141921.97 | 574.6 | 0 | 31 | 1 | 0 | 368.28 | 114.248 | 562
2000-04-01 | 22143191.73 | 485.6 | 0 | 30 | 1 | 0 | 303.84 | 114.7729 | 517
2000-05-01 | 20987165.36 | 260.5 | 0 | 31 | 1 | 0 | 351.912 | 115.3002 | 497
2000-06-01 | 19836289.7 | 155.7 | 2.3 | 30 | 0 | 0 | 352.08 | 115.8299 | 452
2000-07-01 | 21238166.92 | 55.7 | 20.8 | 31 | 0 | 0 | 319.92 | 116.362 | 431
2000-08-01 | 21418208.41 | 63.4 | 9.8 | 31 | 0 | 0 | 351.912 | 116.8966 | 429
2000-09-01 | 20859271.22 | 223.3 | 0 | 30 | 1 | 0 | 319.68 | 117.4336 | 428
2000-10-01 | 22319549.14 | 372.2 | 0 | 31 | 1 | 0 | 336.288 | 117.9731 | 434
2000-11-01 | 24898434.92 | 561.6 | 0 | 30 | 1 | 0 | 352.08 | 118.5151 | 438
2000-12-01 | 29608811.34 | 1041.3 | 0 | 31 | 0 | 0 | 304.296 | 119.0595 | 439
2001-01-01 | 29257179.95 | 898.8 | 0 | 31 | 0 | 0 | 351.912 | 119.2321 | 473
2001-02-03 | 27178450.54 | 918.9 | 0 | 28 | 0 | 0 | 319.872 | 119.4048 | 477
2001-03-08 | 26804323.8 | 702.7 | 0 | 31 | 1 | 0 | 351.912 | 119.5779 | 476
2001-04-10 | 22932702.84 | 430.7 | 0 | 30 | 1 | 0 | 319.68 | 119.7511 | 474
2001-05-13 | 21898868.65 | 239.9 | 0 | 31 | 1 | 0 | 351.912 | 119.9246 | 476
2001-06-15 | 21021876.09 | 114 | 15.2 | 30 | 0 | 0 | 336.24 | 120.0984 | 477
2001-07-18 | 21695834.31 | 67.2 | 29.7 | 31 | 0 | 0 | 336.288 | 120.2724 | 476
2001-08-20 | 22267606.79 | 40.2 | 56.1 | 31 | 0 | 0 | 351.912 | 120.4467 | 475
2001-09-22 | 20970044.24 | 187.7 | 6.8 | 30 | 1 | 0 | 303.84 | 120.6212 | 474
2001-10-25 | 22726743.39 | 408.6 | 0 | 31 | 1 | 0 | 351.912 | 120.796 | 476
2001-11-27 | 23917781.75 | 458.8 | 0 | 30 | 1 | 0 | 352.08 | 120.9711 | 478
2001-12-30 | 26175856.45 | 716.4 | 0 | 31 | 0 | 0 | 304.296 | 121.1464 | 477
2002-01-19 | 28530794.52 | 873.9 | 0 | 31 | 0 | 0 | 351.912 | 121.5045 | 477
2002-02-21 | 26198686.23 | 733 | 0 | 28 | 0 | 0 | 319.872 | 121.8637 | 475
2002-03-26 | 27472385.66 | 804.7 | 0 | 31 | 1 | 0 | 319.92 | 122.224 | 478
2002-04-28 | 23674635.88 | 462.3 | 0 | 30 | 1 | 0 | 352.08 | 122.5853 | 480
2002-05-31 | 22507067.52 | 335 | 0.5 | 31 | 1 | 0 | 351.912 | 122.9477 | 485
2002-06-01 | 22085684.42 | 114.4 | 14.2 | 30 | 0 | 0 | 319.68 | 123.3112 | 484
2002-07-03 | 23193555.54 | 17.9 | 79.3 | 31 | 0 | 0 | 351.912 | 123.6758 | 478
2002-08-05 | 22417126.28 | 49.7 | 15.5 | 31 | 0 | 0 | 336.288 | 124.0414 | 481
2002-09-07 | 21763821.53 | 143.5 | 20.9 | 30 | 1 | 0 | 319.68 | 124.4081 | 483
2002-10-10 | 23906576.68 | 510.1 | 0 | 31 | 1 | 0 | 351.912 | 124.7759 | 488
2002-11-12 | 25919156.05 | 668 | 0 | 30 | 1 | 0 | 336.24 | 125.1448 | 491
2002-12-15 | 27992722.82 | 785.6 | 0 | 31 | 0 | 0 | 319.92 | 125.5147 | 488
2003-01-01 | 30247356.06 | 907.4 | 0 | 31 | 0 | 0 | 351.912 | 125.6602 | 489
2003-02-01 | 28460283.13 | 969.6 | 0 | 28 | 0 | 0 | 319.872 | 125.8059 | 492
2003-03-01 | 28715021.63 | 765.1 | 0 | 31 | 1 | 0 | 336.288 | 125.9518 | 505
2003-04-01 | 23920979.84 | 499.3 | 0 | 30 | 1 | 0 | 336.24 | 126.0978 | 499
2003-05-01 | 22761853.51 | 276.4 | 0 | 31 | 1 | 0 | 336.288 | 126.2439 | 499
2003-06-01 | 21516931.13 | 129.3 | 0 | 30 | 0 | 0 | 336.24 | 126.3903 | 503
2003-07-01 | 22581221.45 | 29.9 | 18.2 | 31 | 0 | 0 | 351.912 | 126.5368 | 500
2003-08-01 | 22725768.2 | 35.6 | 50.9 | 31 | 0 | 0 | 319.92 | 126.6835 | 499
2003-09-01 | 22003813.64 | 164 | 6.7 | 30 | 1 | 0 | 336.24 | 126.8304 | 503
2003-10-01 | 24158122.46 | 414.2 | 0 | 31 | 1 | 0 | 351.912 | 126.9774 | 499
2003-11-01 | 25919367.38 | 632.9 | 0 | 30 | 1 | 0 | 319.68 | 127.1246 | 500
2003-12-01 | 27963038.76 | 785.9 | 0 | 31 | 0 | 0 | 336.288 | 127.272 | 501
2004-01-01 | 30937974.93 | 1140.6 | 0 | 31 | 0 | 0 | 336.288 | 127.5341 | 499
2004-02-01 | 27306089.36 | 778.3 | 0 | 29 | 0 | 0 | 320.16 | 127.7968 | 486
2004-03-01 | 26515207.21 | 684.3 | 0 | 31 | 1 | 0 | 368.28 | 128.0601 | 460
2004-04-01 | 23016462 | 472.4 | 0 | 30 | 1 | 0 | 336.24 | 128.3238 | 457
2004-05-01 | 21892354.06 | 333.2 | 0 | 31 | 1 | 0 | 319.92 | 128.5882 | 459
2004-06-01 | 20420158.8 | 145.8 | 3.1 | 30 | 0 | 0 | 352.08 | 128.853 | 459
2004-07-01 | 21540775.23 | 67.4 | 22 | 31 | 0 | 0 | 336.288 | 129.1184 | 461
2004-08-01 | 21313848.72 | 123 | 1.8 | 31 | 0 | 0 | 336.288 | 129.3844 | 463
2004-09-01 | 21313093.56 | 132.9 | 4.7 | 30 | 1 | 0 | 336.24 | 129.6509 | 466
2004-10-01 | 22910607.51 | 372.7 | 0 | 31 | 1 | 0 | 319.92 | 129.918 | 465
2004-11-01 | 24309383.42 | 554.9 | 0 | 30 | 1 | 0 | 352.08 | 130.1856 | 465
2004-12-01 | 28308962.87 | 926.6 | 0 | 31 | 0 | 0 | 336.288 | 130.4538 | 464
2005-01-01 | 29981056.32 | 1084.3 | 0 | 31 | 0 | 0 | 319.92 | 130.7437 | 466
2005-02-01 | 26021216.54 | 755.9 | 0 | 28 | 0 | 0 | 319.872 | 131.0343 | 466
2005-03-01 | 27186436.04 | 814.1 | 0 | 31 | 1 | 0 | 351.912 | 131.3255 | 487
2005-04-01 | 23539059.56 | 408.1 | 0 | 30 | 1 | 0 | 336.24 | 131.6174 | 481
2005-05-01 | 23356657.37 | 306.2 | 0 | 31 | 1 | 0 | 336.288 | 131.91 | 483
2005-06-01 | 22845169.66 | 72.6 | 16.8 | 30 | 0 | 0 | 352.08 | 132.2031 | 482
2005-07-01 | 23894015.75 | 45.3 | 53 | 31 | 0 | 0 | 319.92 | 132.497 | 484
2005-08-01 | 23530513.36 | 46.3 | 29.6 | 31 | 0 | 0 | 351.912 | 132.7915 | 480
2005-09-01 | 22573270.27 | 148.8 | 15.2 | 30 | 1 | 0 | 336.24 | 133.0866 | 481
2005-10-01 | 23998835.47 | 347.3 | 0 | 31 | 1 | 0 | 319.92 | 133.3824 | 483
2005-11-01 | 26134846.6 | 606.9 | 0 | 30 | 1 | 0 | 352.08 | 133.6789 | 482
2005-12-01 | 29015604.5 | 833.4 | 0 | 31 | 0 | 0 | 319.92 | 133.976 | 483
2006-01-01 | 28857836.47 | 797 | 0 | 31 | 0 | 0 | 336.288 | 134.252 | 484 | 28030928.6835 | -826907.7865 | 2.865% | SUMMARY OUTPUT
2006-02-01 | 27077340.08 | 873.4 | 0 | 28 | 0 | 0 | 319.872 | 134.5285 | 483 | 27120389.7214 | 43049.6414 | 0.159%
2006-03-01 | 27505939.54 | 659 | 0 | 31 | 1 | 0 | 368.28 | 134.8056 | 492 | 26399495.4338 | -1106444.1062 | 4.023% | Regression Statistics
2006-04-01 | 23111766.71 | 366 | 0 | 30 | 1 | 0 | 303.84 | 135.0833 | 505 | 22853505.4525 | -258261.2575 | 1.117% | Multiple R | 98.42%
2006-05-01 | 22990549.95 | 241.5 | 2.4 | 31 | 1 | 0 | 351.912 | 135.3615 | 495 | 22750855.4067 | -239694.5433 | 1.043% | R Square | 96.87%
2006-06-01 | 22533456.89 | 81.5 | 9.3 | 30 | 0 | 0 | 352.08 | 135.6404 | 493 | 21882706.4494 | -650750.4406 | 2.888% | Adjusted R Square | 96.71%
2006-07-01 | 24301815.84 | 23.2 | 70.1 | 31 | 0 | 0 | 319.92 | 135.9198 | 497 | 24250256.2622 | -51559.5778 | 0.2122% | Standard Error | 503691.2092
2006-08-01 | 23835759.9 | 57.7 | 31.7 | 31 | 0 | 0 | 351.912 | 136.1997 | 493 | 23133106.1971 | -702653.7029 | 2.948% | Observations | 120
2006-09-01 | 22400469.27 | 210.5 | 1.2 | 30 | 1 | 0 | 319.68 | 136.4803 | 492 | 21686945.8323 | -713523.4377 | 3.185%
2006-10-01 | 24231401.17 | 440.9 | 0 | 31 | 1 | 0 | 336.288 | 136.7614 | 491 | 24247390.9917 | 15989.8217 | 0.06599% | ANOVA
2006-11-01 | 25214980.61 | 540.4 | 0 | 30 | 1 | 0 | 352.08 | 137.0431 | 491 | 24759313.8693 | -455666.7407 | 1.807% |  | df | SS | MS | F | Significance F
2006-12-01 | 27155476.33 | 747.4 | 0 | 31 | 0 | 0 | 304.296 | 137.3254 | 494 | 27339788.0006 | 184311.6706 | 0.6787% | Regression | 6 | 8.876e+14 | 1.4793e+14 | 583.0954 | 1.5408e-82
2007-01-01 | 29662727.76 | 913.4 | 0 | 31 | 0 | 0 | 351.912 | 137.5522 | 493 | 29167672.4918 | -495055.2682 | 1.669% | Residual | 113 | 2.8669e+13 | 253704834239.8157
2007-02-01 | 28296502.54 | 924.7 | 0 | 28 | 0 | 0 | 319.872 | 137.7794 | 492 | 27565181.6552 | -731320.8848 | 2.584% | Total | 119 | 9.1627e+14
2007-03-01 | 27525692.99 | 665 | 0 | 31 | 1 | 0 | 351.912 | 138.0069 | 494 | 26317937.7487 | -1207755.2413 | 4.388%
2007-04-01 | 23410934.15 | 474.1 | 0 | 30 | 1 | 0 | 319.68 | 138.2349 | 511 | 23920047.6615 | 509113.5115 | 2.175% |  | Coefficients | Standard Error | t Stat | P-value | Lower 95% | Upper 95%
2007-05-01 | 22478351.15 | 250.9 | 0.6 | 31 | 1 | 0 | 351.912 | 138.4632 | 502 | 22753730.6369 | 275379.4869 | 1.225% | Intercept | 3506624.0584 | 1777452.1407 | 1.9728 | 0.050956 | -14829.2126 | 7028077.3293
2007-06-01 | 22018767.95 | 96.7 | 6.5 | 30 | 0 | 0 | 336.24 | 138.6919 | 500 | 21762917.5018 | -255850.4482 | 1.162% | Heating Degree Days | 8670.4081 | 184.796 | 46.9188 | 6.2165e-76 | 8304.2939 | 9036.5223
2007-07-01 | 23322571.34 | 40.2 | 51.8 | 31 | 0 | 0 | 336.288 | 138.9209 | 501 | 23731862.8425 | 409291.5025 | 1.755% | Cooling Degree Days | 43681.4476 | 4444.2381 | 9.8288 | 7.5522e-17 | 34876.6103 | 52486.2848
2007-08-01 | 23240376.05 | 62.9 | 22.1 | 31 | 0 | 0 | 351.912 | 139.1504 | 503 | 22758850.4224 | -481525.6276 | 2.072% | Number of Days in Month | 479662.0914 | 65938.1367 | 7.2744 | 4.8969e-11 | 349026.7501 | 610297.4327
2007-09-01 | 22268047.42 | 164.7 | 9.6 | 30 | 1 | 0 | 303.84 | 139.3802 | 503 | 21527494.2053 | -740553.2147 | 3.326% | Spring Fall Flag | -696005.3794 | 110513.4166 | -6.2979 | 5.9535e-09 | -914952.3898 | -477058.3691
2007-10-01 | 23250601.39 | 310.6 | 0 | 31 | 1 | 0 | 351.912 | 139.6104 | 502 | 23245145.1299 | -5456.2601 | 0.02347% | CDM Activity | -3.0544 | 0.18701 | -16.3333 | 1.6036e-31 | -3.4249 | -2.6839
2007-11-01 | 25216488.03 | 620.3 | 0 | 30 | 1 | 0 | 352.08 | 139.841 | 500 | 25452079.4738 | 235591.4438 | 0.9343% | Number of Peak Hours | 8161.0541 | 3015.6866 | 2.7062 | 0.0078612 | 2186.4351 | 14135.6732
2007-12-01 | 28290655.53 | 925.8 | 0 | 31 | 0 | 0 | 304.296 | 140.0719 | 505 | 28886588.7996 | 595933.2696 | 2.106%
2008-01-01 | 29938301.86 | 934.7 | 0 | 31 | 0 | 1664.0585 | 352 | 139.9664 | 506 | 29347987.6038 | -590314.2562 | 0.019718
2008-02-01 | 28649711.05 | 921.5 | 0 | 29 | 0 | 3328.117 | 320 | 139.861 | 508 | 28007977.5506 | -641733.4994 | 0.022399
2008-03-01 | 27818185.45 | 791.9 | 0 | 31 | 1 | 4992.1755 | 304 | 139.7557 | 507 | 27011951.8503 | -806233.5997 | 0.028982
2008-04-01 | 23652657.52 | 456.9 | 0 | 30 | 1 | 6656.234 | 352 | 139.6504 | 511 | 24014350.901 | 361693.381 | 0.015292
2008-05-01 | 22308792.07 | 327.7 | 0 | 31 | 1 | 8320.2925 | 336 | 139.5453 | 506 | 23238136.652 | 929344.582 | 0.041658
2008-06-01 | 21249644.89 | 109.9 | 4.6 | 30 | 0 | 9984.351 | 336 | 139.4402 | 503 | 21761916.9694 | 512272.0794 | 0.024107
2008-07-01 | 22972303.9 | 34.7 | 22.1 | 31 | 0 | 11648.4094 | 352 | 139.3351 | 504 | 22479483.8196 | -492820.0804 | 0.021453
2008-08-01 | 22825574.8 | 50.4 | 22.2 | 31 | 0 | 13312.4679 | 320 | 139.2302 | 504 | 22353740.8871 | -471833.9129 | 0.020671
2008-09-01 | 21467207.54 | 193.3 | 7 | 30 | 1 | 14976.5264 | 336 | 139.1254 | 504 | 21878610.8391 | 411403.2991 | 0.019164
2008-10-01 | 22467926.27 | 373.1 | 0 | 31 | 1 | 16640.5849 | 352 | 139.0206 | 510 | 23736936.281 | 1269010.011 | 0.056481
2008-11-01 | 24892281.8 | 591 | 0 | 30 | 1 | 18304.6434 | 304 | 138.9159 | 517 | 24749742.7576 | -142539.0424 | 0.0057262
2008-12-01 | 29306389.77 | 1033.8 | 0 | 31 | 0 | 19968.7019 | 336 | 138.8113 | 507 | 30020737.899 | 714348.129 | 0.024375
2009-01-01 | 30390902.35 | 1093.4 | 0 | 31 | 0 | 32350.6412 | 336 | 138.4356 | 507 | 30499674.435 | 108772.085 | 0.0035791
2009-02-01 | 26265717.41 | 838.9 | 0 | 28 | 0 | 44732.5805 | 304 | 138.0609 | 509 | 26555095.7918 | 289378.3818 | 0.011017
2009-03-01 | 27254363.6 | 762.3 | 0 | 31 | 1 | 57114.5198 | 352 | 137.6872 | 505 | 26987834.2409 | -266529.3591 | 0.0097793
2009-04-01 | 23432984.21 | 453.2 | 0 | 30 | 1 | 69496.4591 | 320 | 137.3145 | 509 | 23529175.5001 | 96191.2901 | 0.004105
2009-05-01 | 22194838.93 | 319.8 | 0 | 31 | 1 | 81878.3984 | 320 | 136.9429 | 511 | 22814385.3707 | 619546.4407 | 0.027914
2009-06-01 | 21369186.91 | 141.8 | 13.7 | 30 | 0 | 94260.3377 | 352 | 136.5722 | 512 | 22309165.801 | 939978.891 | 0.043988
2009-07-01 | 21789412.37 | 74.5 | 2 | 31 | 0 | 106642.2771 | 352 | 136.2026 | 517 | 21656416.7083 | -132995.6617 | 0.0061037
2009-08-01 | 21831315.48 | 84.2 | 14.2 | 31 | 0 | 119024.2164 | 320 | 135.8339 | 509 | 21974459.8107 | 143144.3307 | 0.0065568
2009-09-01 | 21746633.18 | 102.8 | 3.5 | 30 | 1 | 131406.1557 | 336 | 135.4663 | 500 | 20585427.5219 | -1161205.6581 | 0.053397
2009-10-01 | 22881653.96 | 451.4 | 0 | 31 | 1 | 143788.095 | 336 | 135.0996 | 498 | 23896889.014 | 1015235.054 | 0.044369
2009-11-01 | 23647813.83 | 473.5 | 0 | 30 | 1 | 156170.0343 | 320 | 134.734 | 496 | 23440446.2904 | -207367.5396 | 0.008769
2009-12-01 | 27999304.57 | 914.9 | 0 | 31 | 0 | 168551.9736 | 352 | 134.3693 | 500 | 28666565.8283 | 667261.2583 | 0.023831
2010-01-01 | 28838475.69 | 900.2 | 0 | 31 | 0 | 171366.4151 | 320 | 134.7333 | 500 | 28269360.5797 | -569115.1103 | 0.019735
2010-02-01 | 25306729.54 | 778.4 | 0 | 28 | 0 | 174180.8566 | 304 | 135.0984 | 499 | 25635145.2187 | 328415.6787 | 0.012977
2010-03-01 | 24777899.93 | 514.4 | 0 | 31 | 1 | 176995.2981 | 368 | 135.4644 | 504 | 24602849.3279 | -175050.6021 | 0.0070648
2010-04-01 | 21809289.85 | 358 | 0 | 30 | 1 | 179809.7397 | 320 | 135.8314 | 502 | 22366808.2993 | 557518.4493 | 0.025563
2010-05-01 | 21546572.91 | 212.4 | 0.6 | 31 | 1 | 182624.1812 | 320 | 136.1994 | 504 | 21601671.3261 | 55098.4161 | 0.0025572
2010-06-01 | 21152488.75 | 106.3 | 3 | 30 | 0 | 185438.6227 | 352 | 136.5684 | 507 | 21255477.005 | 102988.255 | 0.0048688
2010-07-01 | 23012031.62 | 14.5 | 52 | 31 | 0 | 188253.0642 | 336 | 136.9384 | 508 | 22940413.1821 | -71618.4379 | 0.0031122
2010-08-01 | 22901514.91 | 37.9 | 55.8 | 31 | 0 | 191067.5057 | 336 | 137.3094 | 505 | 23300693.7129 | 399178.8029 | 0.01743
2010-09-01 | 21432268.88 | 231.1 | 0 | 30 | 1 | 193881.9472 | 336 | 137.6814 | 510 | 21354127.7879 | -78141.0921 | 0.003646
2010-10-01 | 22472903.98 | 355.5 | 0 | 31 | 1 | 196696.3888 | 320 | 138.0544 | 510 | 22773215.2584 | 300311.2784 | 0.013363
2010-11-01 | 24030452.42 | 549.4 | 0 | 30 | 1 | 199510.8303 | 336 | 138.4285 | 515 | 24096725.6381 | 66273.2181 | 0.0027579
2010-12-01 | 27767188.38 | 879.1 | 0 | 31 | 0 | 202325.2718 | 368 | 138.8035 | 516 | 28383583.8611 | 616395.4811 | 0.022199
2011-01-01 | 29631691.29 | 1077.9 | 0 | 31 | 0 | 199077.6101 | 336 | 139.1007 | 499 | 29856027.0133 | 224335.7233 | 0.0075708
2011-02-01 | 26046838.79 | 826.9 | 0 | 28 | 0 | 195829.9484 | 304 | 139.3986 | 500 | 25989534.3432 | -57304.4468 | 0.0022001
2011-03-01 | 26570003.08 | 749.9 | 0 | 31 | 1 | 192582.2867 | 368 | 139.697 | 505 | 26597121.0395 | 27117.9595 | 0.0010206
2011-04-01 | 23083598.17 | 482.3 | 0 | 30 | 1 | 189334.625 | 320 | 139.9962 | 506 | 23415446.9126 | 331848.7426 | 0.014376
2011-05-01 | 21824619.57 | 267 | 0 | 31 | 1 | 186086.9633 | 336 | 140.2959 | 507 | 22168866.773 | 344247.203 | 0.015773
2011-06-01 | 20701172.16 | 110.1 | 0 | 30 | 0 | 182839.3016 | 352 | 140.5964 | 507 | 21165319.6611 | 464147.5011 | 0.022421
2011-07-01 | 22583045.95 | 29.8 | 63.7 | 31 | 0 | 179591.6399 | 320 | 140.8974 | 503 | 23480022.223 | 896976.273 | 0.039719
2011-08-01 | 22784484.03 | 22.2 | 35.7 | 31 | 0 | 176343.9782 | 352 | 141.1991 | 507 | 22462120.0814 | -322363.9486 | 0.014148
2011-09-01 | 21345135.69 | 172.3 | 9.4 | 30 | 1 | 173096.3165 | 336 | 141.5015 | 506 | 21318401.6848 | -26734.0052 | 0.0012525
2011-10-01 | 22769113.11 | 337.2 | 5.4 | 31 | 1 | 169848.6548 | 320 | 141.8044 | 508 | 22932431.1705 | 163318.0605 | 0.0071728
2011-11-01 | 24230624.48 | 563.2 | 0 | 30 | 1 | 166600.9931 | 352 | 142.1081 | 509 | 24447474.9766 | 216850.4966 | 0.0089494
2011-12-01 | 26954814.17 | 769.8 | 0 | 31 | 0 | 163353.3314 | 336 | 142.4124 | 512 | 27293791.6483 | 338977.4783 | 0.012576
2012-01-01 | 27978052.34 | 865.7 | 0 | 31 | 0 | 176129.0744 | 336 | 142.6126 | 507 | 28086261.1509 | 108208.8109 | 0.0038676
2012-02-01 | 25273761.34 | 693.8 | 0 | 29 | 0 | 188904.8173 | 320 | 142.8131 | 512 | 25466894.3248 | 193132.9848 | 0.0076416
2012-03-01 | 24803557.27 | 525.4 | 0 | 31 | 1 | 201680.5603 | 352 | 143.0138 | 512 | 24492247.5101 | -311309.7599 | 0.012551
2012-04-01 | 22044979.17 | 434.9 | 0 | 30 | 1 | 214456.3032 | 320 | 143.2149 | 513 | 22927737.1264 | 882757.9564 | 0.040043
2012-05-01 | 21279302.76 | 227.1 | 0 | 31 | 1 | 227232.0462 | 352 | 143.4162 | 511 | 21827819.5219 | 548516.7619 | 0.025777
2012-06-01 | 21429781.86 | 64.9 | 18.4 | 30 | 0 | 240007.7891 | 336 | 143.6178 | 515 | 21271961.76 | -157820.1 | 0.0073645
2012-07-01 | 23340060.43 | 6.8 | 66.5 | 31 | 0 | 252783.5321 | 336 | 143.8197 | 514 | 23309928.1394 | -30132.2906 | 0.001291
2012-08-01 | 22638507.33 | 38.5 | 27.7 | 31 | 0 | 265559.275 | 352 | 144.0218 | 515 | 21981494.1444 | -657013.1856 | 0.029022
2012-09-01 | 21056351.92 | 213.5 | 4 | 30 | 1 | 278335.018 | 304 | 144.2243 | 515 | 20857144.55 | -199207.37 | 0.0094607
2012-10-01 | 22591003.56 | 395.8 | 0 | 31 | 1 | 291110.7609 | 352 | 144.4271 | 516 | 23095404.2076 | 504400.6476 | 0.022328
2012-11-01 | 24156927.71 | 600.8 | 0 | 30 | 1 | 303886.5039 | 352 | 144.6301 | 515 | 24354153.1388 | 197225.4288 | 0.0081643
2012-12-01 | 26882954.98 | 793.7 | 0 | 31 | 0 | 316662.2468 | 304 | 144.8334 | 517 | 26771589.0977 | -111365.8823 | 0.0041426
2013-01-01 | 28716062.25 | 928.4 | 0 | 31 | 0 | 327299.1459 | 352 | 144.9894 | 516 | 28298733.9821 | -417328.2679 | 0.014533
2013-02-01 | 25735079.89 | 866.6 | 0 | 28 | 0 | 337936.045 | 304 | 145.1455 | 516 | 25899696.2133 | 164616.3233 | 0.0063966
2013-03-01 | 26208212.91 | 767.3 | 0 | 31 | 1 | 348572.9441 | 320 | 145.3018 | 516 | 25879792.7736 | -328420.1364 | 0.012531
2013-04-01 | 22900049.01 | 524.8 | 0 | 30 | 1 | 359209.8432 | 352 | 145.4583 | 517 | 23526220.7784 | 626171.7684 | 0.027344
2013-05-01 | 21368507.77 | 325.3 | 0 | 31 | 1 | 369846.7423 | 352 | 145.615 | 516 | 22243646.7815 | 875139.0115 | 0.040955
2013-06-01 | 20598949.78 | 130.9 | 5.5 | 30 | 0 | 380483.6414 | 320 | 145.7718 | 516 | 20721067.2926 | 122117.5126 | 0.0059283
2013-07-01 | 21754518.05 | 60.7 | 28 | 31 | 0 | 391120.5405 | 352 | 145.9288 | 510 | 21803563.36 | 49045.31 | 0.0022545
2013-08-01 | 22034828.83 | 45.8 | 41.8 | 31 | 0 | 401757.4396 | 336 | 146.0859 | 507 | 22114111.7114 | 79282.8814 | 0.0035981
2013-09-01 | 20818130.78 | 178.8 | 0 | 30 | 1 | 412394.3387 | 320 | 146.2432 | 513 | 20102657.4606 | -715473.3194 | 0.034368
2013-10-01 | 22036269.4 | 328.5 | 0 | 31 | 1 | 423031.2378 | 352 | 146.4007 | 511 | 22108943.6918 | 72674.2918 | 0.0032979
2013-11-01 | 24280735.42 | 620.6 | 0 | 30 | 1 | 433668.1369 | 336 | 146.5584 | 505 | 23998841.2518 | -281894.1682 | 0.01161
2013-12-01 | 28617030.29 | 1112.9 | 0 | 31 | 0 | 444305.036 | 320 | 146.7162 | 496 | 29279884.069 | 662853.779 | 0.023163
2014-01-01 | 29731360.84 | 1119.6 | 0 | 31 | 0 | 466447.8108 | 352 | 147.0423 | 499 | 29531495.9468 | -199864.8932 | 0.0067224
2014-02-01 | 26524870.02 | 978.4 | 0 | 28 | 0 | 488590.5856 | 304 | 147.3691 | 501.5 | 26408883.869 | -115986.151 | 0.0043727
2014-03-01 | 26573892.16 | 883.5 | 0 | 31 | 1 | 510733.3603 | 336 | 147.6967 | 503.25 | 26522563.1821 | -51328.9779 | 0.0019316
2014-04-01 | 22785513.13 | 522.9 | 0 | 30 | 1 | 532876.1351 | 320 | 148.025 | 504.625 | 22718141.4887 | -67371.6413 | 0.0029568
2014-05-01 | 21163181.65 | 266.9 | 1.1 | 31 | 1 | 555018.9099 | 336 | 148.354 | 498.8125 | 21089171.9855 | -74009.6645 | 0.0034971
2014-06-01 | 19864970.56 | 135.2 | 6 | 30 | 0 | 577161.6847 | 336 | 148.6837 | 496.4062 | 20310028.0367 | 445057.4767 | 0.022404
2014-07-01 | 20551473.42 | 47.2 | 9.5 | 31 | 0 | 599304.4594 | 352 | 149.0142 | 495.2031 | 20242522.5628 | -308950.8572 | 0.015033
2014-08-01 | 20809859.19 | 65.2 | 10.1 | 31 | 0 | 621447.2342 | 320 | 149.3454 | 491.1016 | 20096011.4576 | -713847.7324 | 0.034303
2014-09-01 | 19978896.65 | 196.5 | 0 | 30 | 1 | 643590.009 | 336 | 149.6773 | 490.0508 | 19680529.2236 | -298367.4264 | 0.014934
2014-10-01 | 21777286.87 | 382.6 | 0 | 31 | 1 | 665732.7838 | 352 | 150.01 | 488.5254 | 21836697.5342 | 59410.6642 | 0.0027281
2014-11-01 | 24141227.48 | 647.8 | 0 | 30 | 1 | 687875.5585 | 304 | 150.3434 | 487.7627 | 23197063.4775 | -944164.0025 | 0.03911
2014-12-01 | 26134928.27 | 780.6 | 0 | 31 | 0 | 710018.3333 | 336 | 150.6776 | 487.3813 | 25717681.2833 | -417246.9867 | 0.015965
2015-01-01 | 27731660.08 | 979.5 | 0 | 31 | 0 | 716160.7991 | 336 | 150.9879 | 487.1907 | 27423463.707 | -308196.373 | 0.011114
2015-02-01 | 25715487.79 | 1053.3 | 0 | 28 | 0 | 722303.2649 | 304 | 151.2989 | 487.5953 | 26344438.0761 | 628950.2861 | 0.024458
2015-03-01 | 25051564.36 | 710.4 | 0 | 31 | 1 | 728445.7307 | 352 | 151.6106 | 486.7977 | 24487304.9012 | -564259.4588 | 0.022524
2015-04-01 | 21377518.08 | 432.1 | 0 | 30 | 1 | 734588.1965 | 336 | 151.9229 | 485.8988 | 21445329.6386 | 67811.5586 | 0.0031721
2015-05-01 | 20280334.62 | 276 | 0 | 31 | 1 | 740730.6623 | 320 | 152.2358 | 478.9494 | 20422202.4246 | 141867.8046 | 0.0069953
2015-06-01 | 19371535.93 | 118.6 | 0 | 30 | 0 | 746873.1281 | 352 | 152.5494 | 469.4747 | 19516215.4736 | 144679.5436 | 0.0074687
2015-07-01 | 20675017.58 | 31.7 | 38 | 31 | 0 | 753015.5939 | 352 | 152.8636 | 463.7374 | 20883552.3707 | 208534.7907 | 0.010086
2015-08-01 | 20614734.83 | 50.7 | 35.4 | 31 | 0 | 759158.0597 | 320 | 153.1785 | 460.8687 | 20654802.8883 | 40068.0583 | 0.0019437
2015-09-01 | 19939072.72 | 106.2 | 15.8 | 30 | 1 | 765300.5254 | 336 | 153.494 | 459.9343 | 19216001.8179 | -723070.9021 | 0.036264
2015-10-01 | 20726132.17 | 345.9 | 0 | 31 | 1 | 771442.9912 | 336 | 153.8102 | 459.4672 | 21065032.1107 | 338899.9407 | 0.016351
2015-11-01 | 21470151.14 | 469.1 | 0 | 30 | 1 | 777585.457 | 320 | 154.127 | 459.7336 | 21504225.6868 | 34074.5468 | 0.0015871
2015-12-01 | 23595138.62 | 564.9 | 0 | 31 | 0 | 783727.9228 | 352 | 154.4445 | 459.8668 | 23752910.241 | 157771.621 | 0.0066866
2016-01-01 |  | 960.98 | 0 | 31 | 0 | 786816.3628 | 320 | 154.7248 |  | 26916498.3084 |  | 1.617%
2016-02-01 |  | 875.59 | 0 | 29 | 0 | 789904.8028 | 320 | 155.0057 |  | 25207374.5525
2016-03-01 |  | 702.91 | 0 | 31 | 1 | 792993.2428 | 352 | 155.287 |  | 24225207.594
2016-04-01 |  | 450.52 | 0 | 30 | 1 | 796081.6828 | 336 | 155.5689 |  | 21417210.9168
2016-05-01 |  | 271.46 | 0.47 | 31 | 1 | 799170.1228 | 336 | 155.8513 |  | 20355446.592
2016-06-01 |  | 109.59 | 6.7 | 30 | 0 | 802258.5628 | 352 | 156.1342 |  | 19561589.782
2016-07-01 |  | 36.33 | 40.37 | 31 | 0 | 805347.0028 | 320 | 156.4176 |  | 20606224.9582
2016-08-01 |  | 51.55 | 29.67 | 31 | 0 | 808435.4428 | 352 | 156.7015 |  | 20522517.3832
2016-09-01 |  | 176.97 | 5.05 | 30 | 1 | 811523.8828 | 336 | 156.9859 |  | 19218844.9591
2016-10-01 |  | 372.15 | 0.54 | 31 | 1 | 814612.3228 | 320 | 157.2708 |  | 21053783.6745
2016-11-01 |  | 567.61 | 0 | 30 | 1 | 817700.7629 | 336 | 157.5563 |  | 22366394.9995
2016-12-01 |  | 852.29 | 0 | 31 | 0 | 820789.2029 | 336 | 157.8423 |  | 26000920.8104
2017-01-01 |  | 960.98 | 0 | 31 | 0 | 818175.9075 | 336 | 158.1545 |  | 26951289.5947
2017-02-01 |  | 875.59 | 0 | 28 | 0 | 815562.6121 | 304 | 158.4674 |  | 24518765.576
2017-03-01 |  | 702.91 | 0 | 31 | 1 | 812949.3167 | 368 | 158.7809 |  | 24294830.0001
2017-04-01 |  | 450.52 | 0 | 30 | 1 | 810336.0213 | 304 | 159.0951 |  | 21112518.2858
2017-05-01 |  | 271.46 | 0.47 | 31 | 1 | 807722.7259 | 352 | 159.4098 |  | 20459900.1178
2017-06-01 |  | 109.59 | 6.7 | 30 | 0 | 805109.4305 | 352 | 159.7252 |  | 19552882.0021
2017-07-01 |  | 36.33 | 40.37 | 31 | 0 | 802496.1351 | 320 | 160.0411 |  | 20614932.7382
2017-08-01 |  | 51.55 | 29.67 | 31 | 0 | 799882.8398 | 352 | 160.3578 |  | 20548640.723
2017-09-01 |  | 176.97 | 5.05 | 30 | 1 | 797269.5444 | 320 | 160.675 |  | 19131806.9932
2017-10-01 |  | 372.15 | 0.54 | 31 | 1 | 794656.249 | 336 | 160.9929 |  | 21245314.9997
2017-11-01 |  | 567.61 | 0 | 30 | 1 | 792042.9536 | 352 | 161.3114 |  | 22575341.8845
2017-12-01 |  | 852.29 | 0 | 31 | 0 | 789429.6582 | 304 | 161.6305 |  | 25835552.6584
[6 empty] | 48687717.0244 |  |  |  | 3409547783.444
[13 empty] | Weather Normal | Weather Noraml Factor
2006 | 299216792.76 | [8 empty] | 294454682.3004 | -4762110.4596 | -1.592% | 296437934.5446 | 1.0067
2007 | 298981716.3 | [8 empty] | 297089508.5695 | -1892207.7305 | -0.6329% | 296563680.0663 | 0.99823
2008 | 297548976.92 | [8 empty] | 298601574.0105 | 1052597.0905 | 0.3538% | 296386908.9163 | 0.99258
2009 | 290804126.8 | [8 empty] | 292915536.313 | 2111409.513 | 0.7261% | 292621841.9417 | 0.999
2010 | 285047816.86 | [8 empty] | 286580071.1971 | 1532254.3371 | 0.5375% | 289585784.5554 | 1.0105
2011 | 288525140.49 | [8 empty] | 291126557.5274 | 2601417.0374 | 0.9016% | 289922732.4701 | 0.99586
2012 | 283475240.67 | [8 empty] | 284442634.6719 | 967394.0019 | 0.3413% | 287882756.6384 | 1.0121
2013 | 285068374.38 | [8 empty] | 285977159.3661 | 908784.9861 | 0.3188% | 282293405.9309 | 0.98712
2014 | 280037460.24 | [8 empty] | 277350790.0477 | -2686670.1923 | -0.9594% | 274612513.5485 | 0.99013
2015 | 266548347.92 | [8 empty] | 266715479.3365 | 167131.4165 | 0.0627% | 268946434.7277 | 1.0084
2016 | [9 empty] | 267452014.5305 |  |  | 267452014.5305
2017 | [9 empty] | 266841775.5735 |  |  | 266841775.5735
Total to 2015 | 2875253993.34 | [8 empty] | 2875253993.34 | 0
[10 empty] | 3409547783.444 | 0
Check totals above sould be zero
20 year trend
2017-01-01 |  | 981.2244 | 0 | 31 | 0 | 818175.9075 | 336 | 143.1292 | 352 | 27126817.1167
2017-02-01 |  | 920.4984 | 0 | 28 | 0 | 815562.6121 | 304 | 143.424 | 304 | 24908139.9121
2017-03-01 |  | 728.6568 | 0 | 31 | 1 | 812949.3167 | 368 | 143.7194 | 320 | 24518064.9757
2017-04-01 |  | 457.8451 | 0 | 30 | 1 | 810336.0213 | 304 | 144.0155 | 352 | 21176030.0028
2017-05-01 |  | 271.6456 | 0.20857 | 31 | 1 | 807722.7259 | 352 | 144.3121 | 352 | 20450090.1061
2017-06-01 |  | 115.8052 | 4.1053 | 30 | 0 | 805109.4305 | 352 | 144.6094 | 320 | 19493428.3567
2017-07-01 |  | 34.9966 | 41.5166 | 31 | 0 | 802496.1351 | 320 | 144.9072 | 352 | 20653457.6298
2017-08-01 |  | 48.1625 | 33.1817 | 31 | 0 | 799882.8398 | 352 | 145.2057 | 336 | 20672666.9729
2017-09-01 |  | 175.5771 | 5.6843 | 30 | 1 | 797269.5444 | 320 | 145.5048 | 320 | 19147436.2196
2017-10-01 |  | 357.9928 | 0.78361 | 31 | 1 | 794656.249 | 336 | 145.8046 | 352 | 21133207.3369
2017-11-01 |  | 558.6272 | 0 | 30 | 1 | 792042.9536 | 352 | 146.1049 | 336 | 22497457.4994
2017-12-01 |  | 843.287 | 0 | 31 | 0 | 789429.6582 | 304 | 146.4058 | 320 | 25757492.9093 | 267534289.0381

## GS > 50 kW WN
| Consumed | Heating Degree Days | Cooling Degree Days | Number of Days in Month | Spring Fall Flag | CDM Activity | Number of Peak Hours | Ontario Real GDP Monthly % | Number of Customers | Predicted Consumed | Variances (kWh) | % Variance
1999-01-01 | 16478656.44 | 994.7 | 0 | 31 | 0 | 0 | 319.872 | 105.4482 | 535
1999-02-01 | 27689060.53 | 718.7 | 0 | 28 | 0 | 0 | 319.872 | 106.0867 | 578
1999-03-01 | 28367059.1 | 710.1 | 0 | 31 | 1 | 0 | 368.28 | 106.729 | 583
1999-04-01 | 24673273.64 | 407.7 | 0 | 30 | 1 | 0 | 336.24 | 107.3752 | 596
1999-05-01 | 23679737.79 | 224.7 | 2.6 | 31 | 1 | 0 | 319.92 | 108.0253 | 611
1999-06-01 | 20438074.97 | 91.9 | 11.4 | 30 | 0 | 0 | 352.08 | 108.6794 | 616
1999-07-01 | 21927427.63 | 24.2 | 59.3 | 31 | 0 | 0 | 336.288 | 109.3374 | 619
1999-08-01 | 22070964.02 | 74 | 12.2 | 31 | 0 | 0 | 336.288 | 109.9994 | 626
1999-09-01 | 21905565.9 | 194 | 5.7 | 30 | 1 | 0 | 336.24 | 110.6655 | 640
1999-10-01 | 23608817.46 | 423.1 | 0 | 31 | 1 | 0 | 319.92 | 111.3355 | 647
1999-11-01 | 24880228.72 | 500.7 | 0 | 30 | 1 | 0 | 352.08 | 112.0096 | 647
1999-12-01 | 28520683.07 | 817.1 | 0 | 31 | 0 | 0 | 336.288 | 112.6878 | 333
2000-01-01 | 30116382.98 | 963.5 | 0 | 31 | 0 | 0 | 319.92 | 113.2055 | 647
2000-02-01 | 26672243.32 | 711.5 | 0 | 29 | 0 | 0 | 336.168 | 113.7256 | 601
2000-03-01 | 25141921.97 | 574.6 | 0 | 31 | 1 | 0 | 368.28 | 114.248 | 562
2000-04-01 | 22143191.73 | 485.6 | 0 | 30 | 1 | 0 | 303.84 | 114.7729 | 517
2000-05-01 | 20987165.36 | 260.5 | 0 | 31 | 1 | 0 | 351.912 | 115.3002 | 497
2000-06-01 | 19836289.7 | 155.7 | 2.3 | 30 | 0 | 0 | 352.08 | 115.8299 | 452
2000-07-01 | 21238166.92 | 55.7 | 20.8 | 31 | 0 | 0 | 319.92 | 116.362 | 431
2000-08-01 | 21418208.41 | 63.4 | 9.8 | 31 | 0 | 0 | 351.912 | 116.8966 | 429
2000-09-01 | 20859271.22 | 223.3 | 0 | 30 | 1 | 0 | 319.68 | 117.4336 | 428
2000-10-01 | 22319549.14 | 372.2 | 0 | 31 | 1 | 0 | 336.288 | 117.9731 | 434
2000-11-01 | 24898434.92 | 561.6 | 0 | 30 | 1 | 0 | 352.08 | 118.5151 | 438
2000-12-01 | 29608811.34 | 1041.3 | 0 | 31 | 0 | 0 | 304.296 | 119.0595 | 439
2001-01-01 | 29257179.95 | 898.8 | 0 | 31 | 0 | 0 | 351.912 | 119.2321 | 473
2001-02-03 | 27178450.54 | 918.9 | 0 | 28 | 0 | 0 | 319.872 | 119.4048 | 477
2001-03-08 | 26804323.8 | 702.7 | 0 | 31 | 1 | 0 | 351.912 | 119.5779 | 476
2001-04-10 | 22932702.84 | 430.7 | 0 | 30 | 1 | 0 | 319.68 | 119.7511 | 474
2001-05-13 | 21898868.65 | 239.9 | 0 | 31 | 1 | 0 | 351.912 | 119.9246 | 476
2001-06-15 | 21021876.09 | 114 | 15.2 | 30 | 0 | 0 | 336.24 | 120.0984 | 477
2001-07-18 | 21695834.31 | 67.2 | 29.7 | 31 | 0 | 0 | 336.288 | 120.2724 | 476
2001-08-20 | 22267606.79 | 40.2 | 56.1 | 31 | 0 | 0 | 351.912 | 120.4467 | 475
2001-09-22 | 20970044.24 | 187.7 | 6.8 | 30 | 1 | 0 | 303.84 | 120.6212 | 474
2001-10-25 | 22726743.39 | 408.6 | 0 | 31 | 1 | 0 | 351.912 | 120.796 | 476
2001-11-27 | 23917781.75 | 458.8 | 0 | 30 | 1 | 0 | 352.08 | 120.9711 | 478
2001-12-30 | 26175856.45 | 716.4 | 0 | 31 | 0 | 0 | 304.296 | 121.1464 | 477
2002-01-19 | 28530794.52 | 873.9 | 0 | 31 | 0 | 0 | 351.912 | 121.5045 | 477
2002-02-21 | 26198686.23 | 733 | 0 | 28 | 0 | 0 | 319.872 | 121.8637 | 475
2002-03-26 | 27472385.66 | 804.7 | 0 | 31 | 1 | 0 | 319.92 | 122.224 | 478
2002-04-28 | 23674635.88 | 462.3 | 0 | 30 | 1 | 0 | 352.08 | 122.5853 | 480
2002-05-31 | 22507067.52 | 335 | 0.5 | 31 | 1 | 0 | 351.912 | 122.9477 | 485
2002-06-01 | 22085684.42 | 114.4 | 14.2 | 30 | 0 | 0 | 319.68 | 123.3112 | 484
2002-07-03 | 23193555.54 | 17.9 | 79.3 | 31 | 0 | 0 | 351.912 | 123.6758 | 478
2002-08-05 | 22417126.28 | 49.7 | 15.5 | 31 | 0 | 0 | 336.288 | 124.0414 | 481
2002-09-07 | 21763821.53 | 143.5 | 20.9 | 30 | 1 | 0 | 319.68 | 124.4081 | 483
2002-10-10 | 23906576.68 | 510.1 | 0 | 31 | 1 | 0 | 351.912 | 124.7759 | 488
2002-11-12 | 25919156.05 | 668 | 0 | 30 | 1 | 0 | 336.24 | 125.1448 | 491
2002-12-15 | 27992722.82 | 785.6 | 0 | 31 | 0 | 0 | 319.92 | 125.5147 | 488
2003-01-01 | 30247356.06 | 907.4 | 0 | 31 | 0 | 0 | 351.912 | 125.6602 | 489
2003-02-01 | 28460283.13 | 969.6 | 0 | 28 | 0 | 0 | 319.872 | 125.8059 | 492
2003-03-01 | 28715021.63 | 765.1 | 0 | 31 | 1 | 0 | 336.288 | 125.9518 | 505
2003-04-01 | 23920979.84 | 499.3 | 0 | 30 | 1 | 0 | 336.24 | 126.0978 | 499
2003-05-01 | 22761853.51 | 276.4 | 0 | 31 | 1 | 0 | 336.288 | 126.2439 | 499
2003-06-01 | 21516931.13 | 129.3 | 0 | 30 | 0 | 0 | 336.24 | 126.3903 | 503
2003-07-01 | 22581221.45 | 29.9 | 18.2 | 31 | 0 | 0 | 351.912 | 126.5368 | 500
2003-08-01 | 22725768.2 | 35.6 | 50.9 | 31 | 0 | 0 | 319.92 | 126.6835 | 499
2003-09-01 | 22003813.64 | 164 | 6.7 | 30 | 1 | 0 | 336.24 | 126.8304 | 503
2003-10-01 | 24158122.46 | 414.2 | 0 | 31 | 1 | 0 | 351.912 | 126.9774 | 499
2003-11-01 | 25919367.38 | 632.9 | 0 | 30 | 1 | 0 | 319.68 | 127.1246 | 500
2003-12-01 | 27963038.76 | 785.9 | 0 | 31 | 0 | 0 | 336.288 | 127.272 | 501
2004-01-01 | 30937974.93 | 1140.6 | 0 | 31 | 0 | 0 | 336.288 | 127.5341 | 499
2004-02-01 | 27306089.36 | 778.3 | 0 | 29 | 0 | 0 | 320.16 | 127.7968 | 486
2004-03-01 | 26515207.21 | 684.3 | 0 | 31 | 1 | 0 | 368.28 | 128.0601 | 460
2004-04-01 | 23016462 | 472.4 | 0 | 30 | 1 | 0 | 336.24 | 128.3238 | 457
2004-05-01 | 21892354.06 | 333.2 | 0 | 31 | 1 | 0 | 319.92 | 128.5882 | 459
2004-06-01 | 20420158.8 | 145.8 | 3.1 | 30 | 0 | 0 | 352.08 | 128.853 | 459
2004-07-01 | 21540775.23 | 67.4 | 22 | 31 | 0 | 0 | 336.288 | 129.1184 | 461
2004-08-01 | 21313848.72 | 123 | 1.8 | 31 | 0 | 0 | 336.288 | 129.3844 | 463
2004-09-01 | 21313093.56 | 132.9 | 4.7 | 30 | 1 | 0 | 336.24 | 129.6509 | 466
2004-10-01 | 22910607.51 | 372.7 | 0 | 31 | 1 | 0 | 319.92 | 129.918 | 465
2004-11-01 | 24309383.42 | 554.9 | 0 | 30 | 1 | 0 | 352.08 | 130.1856 | 465
2004-12-01 | 28308962.87 | 926.6 | 0 | 31 | 0 | 0 | 336.288 | 130.4538 | 464
2005-01-01 | 29981056.32 | 1084.3 | 0 | 31 | 0 | 0 | 319.92 | 130.7437 | 466
2005-02-01 | 26021216.54 | 755.9 | 0 | 28 | 0 | 0 | 319.872 | 131.0343 | 466
2005-03-01 | 27186436.04 | 814.1 | 0 | 31 | 1 | 0 | 351.912 | 131.3255 | 487
2005-04-01 | 23539059.56 | 408.1 | 0 | 30 | 1 | 0 | 336.24 | 131.6174 | 481
2005-05-01 | 23356657.37 | 306.2 | 0 | 31 | 1 | 0 | 336.288 | 131.91 | 483
2005-06-01 | 22845169.66 | 72.6 | 16.8 | 30 | 0 | 0 | 352.08 | 132.2031 | 482
2005-07-01 | 23894015.75 | 45.3 | 53 | 31 | 0 | 0 | 319.92 | 132.497 | 484
2005-08-01 | 23530513.36 | 46.3 | 29.6 | 31 | 0 | 0 | 351.912 | 132.7915 | 480
2005-09-01 | 22573270.27 | 148.8 | 15.2 | 30 | 1 | 0 | 336.24 | 133.0866 | 481
2005-10-01 | 23998835.47 | 347.3 | 0 | 31 | 1 | 0 | 319.92 | 133.3824 | 483
2005-11-01 | 26134846.6 | 606.9 | 0 | 30 | 1 | 0 | 352.08 | 133.6789 | 482
2005-12-01 | 29015604.5 | 833.4 | 0 | 31 | 0 | 0 | 319.92 | 133.976 | 483
2006-01-01 | 28857836.47 | 960.98 | 0 | 31 | 0 | 0 | 336.288 | 134.252 | 484 | 29452702.1983 |  |  | SUMMARY OUTPUT
2006-02-01 | 27077340.08 | 875.59 | 0 | 28 | 0 | 0 | 319.872 | 134.5285 | 483 | 27139377.9151
2006-03-01 | 27505939.54 | 702.91 | 0 | 31 | 1 | 0 | 368.28 | 134.8056 | 492 | 26780213.052 |  |  | Regression Statistics
2006-04-01 | 23111766.71 | 450.52 | 0 | 30 | 1 | 0 | 303.84 | 135.0833 | 505 | 23586328.3423 |  |  | Multiple R | 98.42%
2006-05-01 | 22990549.95 | 271.46 | 0.47 | 31 | 1 | 0 | 351.912 | 135.3615 | 495 | 22926315.6386 |  |  | R Square | 96.87%
2006-06-01 | 22533456.89 | 109.59 | 6.7 | 30 | 0 | 0 | 352.08 | 135.6404 | 493 | 22012686.4483 |  |  | Adjusted R Square | 96.71%
2006-07-01 | 24301815.84 | 36.33 | 40.37 | 31 | 0 | 0 | 319.92 | 135.9198 | 497 | 23065449.2841 |  |  | Standard Error | 503691.2092
2006-08-01 | 23835759.9 | 51.55 | 29.67 | 31 | 0 | 0 | 351.912 | 136.1997 | 493 | 22991109.8489 |  |  | Observations | 120
2006-09-01 | 22400469.27 | 176.97 | 5.05 | 30 | 1 | 0 | 319.68 | 136.4803 | 492 | 21564400.6229
2006-10-01 | 24231401.17 | 372.15 | 0.54 | 31 | 1 | 0 | 336.288 | 136.7614 | 491 | 23674888.4188 |  |  | ANOVA
2006-11-01 | 25214980.61 | 567.61 | 0 | 30 | 1 | 0 | 352.08 | 137.0431 | 491 | 24995235.6727 |  |  |  | df | SS | MS | F | Significance F
2006-12-01 | 27155476.33 | 852.29 | 0 | 31 | 0 | 0 | 304.296 | 137.3254 | 494 | 28249227.1026 |  |  | Regression | 6 | 8.876e+14 | 1.4793e+14 | 583.0954 | 1.5408e-82
2007-01-01 | 29662727.76 | 960.98 | 0 | 31 | 0 | 0 | 351.912 | 137.5522 | 493 | 29580210.5076 |  |  | Residual | 113 | 2.8669e+13 | 253704834239.8157
2007-02-01 | 28296502.54 | 875.59 | 0 | 28 | 0 | 0 | 319.872 | 137.7794 | 492 | 27139377.9151 |  |  | Total | 119 | 9.1627e+14
2007-03-01 | 27525692.99 | 702.91 | 0 | 31 | 1 | 0 | 351.912 | 138.0069 | 494 | 26646632.9184
2007-04-01 | 23410934.15 | 450.52 | 0 | 30 | 1 | 0 | 319.68 | 138.2349 | 511 | 23715599.4393 |  |  |  | Coefficients | Standard Error | t Stat | P-value | Lower 95% | Upper 95%
2007-05-01 | 22478351.15 | 271.46 | 0.47 | 31 | 1 | 0 | 351.912 | 138.4632 | 502 | 22926315.6386 |  |  | Intercept | 3506624.0584 | 1777452.1407 | 1.9728 | 0.050956 | -14829.2126 | 7028077.3293
2007-06-01 | 22018767.95 | 109.59 | 6.7 | 30 | 0 | 0 | 336.24 | 138.6919 | 500 | 21883415.3513 |  |  | Heating Degree Days | 8670.4081 | 184.796 | 46.9188 | 6.2165e-76 | 8304.2939 | 9036.5223
2007-07-01 | 23322571.34 | 36.33 | 40.37 | 31 | 0 | 0 | 336.288 | 138.9209 | 501 | 23199029.4177 |  |  | Cooling Degree Days | 43681.4476 | 4444.2381 | 9.8288 | 7.5522e-17 | 34876.6103 | 52486.2848
2007-08-01 | 23240376.05 | 51.55 | 29.67 | 31 | 0 | 0 | 351.912 | 139.1504 | 503 | 22991109.8489 |  |  | Number of Days in Month | 479662.0914 | 65938.1367 | 7.2744 | 4.8969e-11 | 349026.7501 | 610297.4327
2007-09-01 | 22268047.42 | 176.97 | 5.05 | 30 | 1 | 0 | 303.84 | 139.3802 | 503 | 21435129.5259 |  |  | Spring Fall Flag | -696005.3794 | 110513.4166 | -6.2979 | 5.9535e-09 | -914952.3898 | -477058.3691
2007-10-01 | 23250601.39 | 372.15 | 0.54 | 31 | 1 | 0 | 351.912 | 139.6104 | 502 | 23802396.7281 |  |  | CDM Activity | -3.0544 | 0.18701 | -16.3333 | 1.6036e-31 | -3.4249 | -2.6839
2007-11-01 | 25216488.03 | 567.61 | 0 | 30 | 1 | 0 | 352.08 | 139.841 | 500 | 24995235.6727 |  |  | Number of Peak Hours | 8161.0541 | 3015.6866 | 2.7062 | 0.0078612 | 2186.4351 | 14135.6732
2007-12-01 | 28290655.53 | 852.29 | 0 | 31 | 0 | 0 | 304.296 | 140.0719 | 505 | 28249227.1026
2008-01-01 | 29938301.86 | 960.98 | 0 | 31 | 0 | 1664.0585 | 352 | 139.9664 | 506 | 29575845.9277
2008-02-01 | 28649711.05 | 875.59 | 0 | 29 | 0 | 3328.117 | 320 | 139.861 | 508 | 27609919.1162
2008-03-01 | 27818185.45 | 702.91 | 0 | 31 | 1 | 4992.1755 | 304 | 139.7557 | 507 | 26240372.2365
2008-04-01 | 23652657.52 | 450.52 | 0 | 30 | 1 | 6656.234 | 352 | 139.6504 | 511 | 23959033.6976
2008-05-01 | 22308792.07 | 271.46 | 0.47 | 31 | 1 | 8320.2925 | 336 | 139.5453 | 506 | 22771043.1827
2008-06-01 | 21249644.89 | 109.59 | 6.7 | 30 | 0 | 9984.351 | 336 | 139.4402 | 503 | 21850960.1828
2008-07-01 | 22972303.9 | 36.33 | 40.37 | 31 | 0 | 11648.4094 | 352 | 139.3351 | 504 | 23291676.6317
2008-08-01 | 22825574.8 | 51.55 | 29.67 | 31 | 0 | 13312.4679 | 320 | 139.2302 | 504 | 22690012.2696
2008-09-01 | 21467207.54 | 176.97 | 5.05 | 30 | 1 | 14976.5264 | 336 | 139.1254 | 504 | 21651844.2526
2008-10-01 | 22467926.27 | 372.15 | 0.54 | 31 | 1 | 16640.5849 | 352 | 139.0206 | 510 | 23752287.375
2008-11-01 | 24892281.8 | 567.61 | 0 | 30 | 1 | 18304.6434 | 304 | 138.9159 | 517 | 24546941.913
2008-12-01 | 29306389.77 | 852.29 | 0 | 31 | 0 | 19968.7019 | 336 | 138.8113 | 507 | 28446972.1309
2009-01-01 | 30390902.35 | 960.98 | 0 | 31 | 0 | 32350.6412 | 336 | 138.4356 | 507 | 29351538.9988
2009-02-01 | 26265717.41 | 875.59 | 0 | 28 | 0 | 44732.5805 | 304 | 138.0609 | 509 | 26873213.0637
2009-03-01 | 27254363.6 | 702.91 | 0 | 31 | 1 | 57114.5198 | 352 | 137.6872 | 505 | 26472898.7058
2009-04-01 | 23432984.21 | 450.52 | 0 | 30 | 1 | 69496.4591 | 320 | 137.3145 | 509 | 23505938.8065
2009-05-01 | 22194838.93 | 271.46 | 0.47 | 31 | 1 | 81878.3984 | 320 | 136.9429 | 511 | 22415788.1251
2009-06-01 | 21369186.91 | 109.59 | 6.7 | 30 | 0 | 94260.3377 | 352 | 136.5722 | 512 | 21724121.8243
2009-07-01 | 21789412.37 | 36.33 | 40.37 | 31 | 0 | 106642.2771 | 352 | 136.2026 | 517 | 23001524.3753
2009-08-01 | 21831315.48 | 51.55 | 29.67 | 31 | 0 | 119024.2164 | 320 | 135.8339 | 509 | 22367122.9811
2009-09-01 | 21746633.18 | 176.97 | 5.05 | 30 | 1 | 131406.1557 | 336 | 135.4663 | 500 | 21296217.9319
2009-10-01 | 22881653.96 | 372.15 | 0.54 | 31 | 1 | 143788.095 | 336 | 135.0996 | 498 | 23233347.1564
2009-11-01 | 23647813.83 | 567.61 | 0 | 30 | 1 | 156170.0343 | 320 | 134.734 | 496 | 24256418.3935
2009-12-01 | 27999304.57 | 852.29 | 0 | 31 | 0 | 168551.9736 | 352 | 134.3693 | 500 | 28123711.5793
2010-01-01 | 28838475.69 | 960.98 | 0 | 31 | 0 | 171366.4151 | 320 | 134.7333 | 500 | 28796347.982
2010-02-01 | 25306729.54 | 875.59 | 0 | 28 | 0 | 174180.8566 | 304 | 135.0984 | 499 | 26477822.1786
2010-03-01 | 24777899.93 | 702.91 | 0 | 31 | 1 | 176995.2981 | 368 | 135.4644 | 504 | 26237307.9525
2010-04-01 | 21809289.85 | 450.52 | 0 | 30 | 1 | 179809.7397 | 320 | 135.8314 | 502 | 23168994.4536
2010-05-01 | 21546572.91 | 271.46 | 0.47 | 31 | 1 | 182624.1812 | 320 | 136.1994 | 504 | 22108067.0383
2010-06-01 | 21152488.75 | 109.59 | 6.7 | 30 | 0 | 185438.6227 | 352 | 136.5684 | 507 | 21445624.0036
2010-07-01 | 23012031.62 | 36.33 | 40.37 | 31 | 0 | 188253.0642 | 336 | 136.9384 | 508 | 22621672.955
2010-08-01 | 22901514.91 | 51.55 | 29.67 | 31 | 0 | 191067.5057 | 336 | 137.3094 | 505 | 22277648.5582
2010-09-01 | 21432268.88 | 176.97 | 5.05 | 30 | 1 | 193881.9472 | 336 | 137.6814 | 510 | 21105389.9095
2010-10-01 | 22472903.98 | 372.15 | 0.54 | 31 | 1 | 196696.3888 | 320 | 138.0544 | 510 | 22941165.5344
2010-11-01 | 24030452.42 | 567.61 | 0 | 30 | 1 | 199510.8303 | 336 | 138.4285 | 515 | 24254613.769
2010-12-01 | 27767188.38 | 852.29 | 0 | 31 | 0 | 202325.2718 | 368 | 138.8035 | 516 | 28151130.2208
2011-01-01 | 29631691.29 | 960.98 | 0 | 31 | 0 | 199077.6101 | 336 | 139.1007 | 499 | 28842282.9022
2011-02-01 | 26046838.79 | 875.59 | 0 | 28 | 0 | 195829.9484 | 304 | 139.3986 | 500 | 26411696.5119
2011-03-01 | 26570003.08 | 702.91 | 0 | 31 | 1 | 192582.2867 | 368 | 139.697 | 505 | 26189698.5645
2011-04-01 | 23083598.17 | 450.52 | 0 | 30 | 1 | 189334.625 | 320 | 139.9962 | 506 | 23139901.3442
2011-05-01 | 21824619.57 | 271.46 | 0.47 | 31 | 1 | 186086.9633 | 336 | 140.2959 | 507 | 22228067.0733
2011-06-01 | 20701172.16 | 109.59 | 6.7 | 30 | 0 | 182839.3016 | 352 | 140.5964 | 507 | 21453563.4516
2011-07-01 | 22583045.95 | 36.33 | 40.37 | 31 | 0 | 179591.6399 | 320 | 140.8974 | 503 | 22517551.8161
2011-08-01 | 22784484.03 | 51.55 | 29.67 | 31 | 0 | 176343.9782 | 352 | 141.1991 | 507 | 22453197.4294
2011-09-01 | 21345135.69 | 176.97 | 5.05 | 30 | 1 | 173096.3165 | 336 | 141.5015 | 506 | 21168878.1936
2011-10-01 | 22769113.11 | 372.15 | 0.54 | 31 | 1 | 169848.6548 | 320 | 141.8044 | 508 | 23023170.0973
2011-11-01 | 24230624.48 | 567.61 | 0 | 30 | 1 | 166600.9931 | 352 | 142.1081 | 509 | 24485711.4762
2011-12-01 | 26954814.17 | 852.29 | 0 | 31 | 0 | 163353.3314 | 336 | 142.4124 | 512 | 28009013.6097
2012-01-01 | 27978052.34 | 960.98 | 0 | 31 | 0 | 176129.0744 | 336 | 142.6126 | 507 | 28912377.6315
2012-02-01 | 25273761.34 | 875.59 | 0 | 29 | 0 | 188904.8173 | 320 | 142.8131 | 512 | 27043087.8072
2012-03-01 | 24803557.27 | 702.91 | 0 | 31 | 1 | 201680.5603 | 352 | 143.0138 | 512 | 26031331.646
2012-04-01 | 22044979.17 | 450.52 | 0 | 30 | 1 | 214456.3032 | 320 | 143.2149 | 513 | 23063168.9004
2012-05-01 | 21279302.76 | 271.46 | 0.47 | 31 | 1 | 227232.0462 | 352 | 143.4162 | 511 | 22232969.1041
2012-06-01 | 21429781.86 | 109.59 | 6.7 | 30 | 0 | 240007.7891 | 336 | 143.6178 | 515 | 21148369.36
2012-07-01 | 23340060.43 | 36.33 | 40.37 | 31 | 0 | 252783.5321 | 336 | 143.8197 | 514 | 22424569.0648
2012-08-01 | 22638507.33 | 51.55 | 29.67 | 31 | 0 | 265559.275 | 352 | 144.0218 | 515 | 22180695.4214
2012-09-01 | 21056351.92 | 176.97 | 5.05 | 30 | 1 | 278335.018 | 304 | 144.2243 | 515 | 20586280.0633
2012-10-01 | 22591003.56 | 372.15 | 0.54 | 31 | 1 | 291110.7609 | 352 | 144.4271 | 516 | 22913937.0385
2012-11-01 | 24156927.71 | 567.61 | 0 | 30 | 1 | 303886.5039 | 352 | 144.6301 | 515 | 24066382.2951
2012-12-01 | 26882954.98 | 852.29 | 0 | 31 | 0 | 316662.2468 | 304 | 144.8334 | 517 | 27279588.3063
2013-01-01 | 28716062.25 | 960.98 | 0 | 31 | 0 | 327299.1459 | 352 | 144.9894 | 516 | 28581215.8769
2013-02-01 | 25735079.89 | 875.59 | 0 | 28 | 0 | 337936.045 | 304 | 145.1455 | 516 | 25977643.1818
2013-03-01 | 26208212.91 | 702.91 | 0 | 31 | 1 | 348572.9441 | 320 | 145.3018 | 516 | 25321505.1983
2013-04-01 | 22900049.01 | 450.52 | 0 | 30 | 1 | 359209.8432 | 352 | 145.4583 | 517 | 22882182.8672
2013-05-01 | 21368507.77 | 271.46 | 0.47 | 31 | 1 | 369846.7423 | 352 | 145.615 | 516 | 21797362.2915
2013-06-01 | 20598949.78 | 109.59 | 6.7 | 30 | 0 | 380483.6414 | 320 | 145.7718 | 516 | 20588718.6337
2013-07-01 | 21754518.05 | 36.33 | 40.37 | 31 | 0 | 391120.5405 | 352 | 145.9288 | 510 | 22132605.0218
2013-08-01 | 22034828.83 | 51.55 | 29.67 | 31 | 0 | 401757.4396 | 336 | 146.0859 | 507 | 21634110.5989
2013-09-01 | 20818130.78 | 176.97 | 5.05 | 30 | 1 | 412394.3387 | 320 | 146.2432 | 513 | 20307381.9241
2013-10-01 | 22036269.4 | 372.15 | 0.54 | 31 | 1 | 423031.2378 | 352 | 146.4007 | 511 | 22510994.9856
2013-11-01 | 24280735.42 | 567.61 | 0 | 30 | 1 | 433668.1369 | 336 | 146.5584 | 505 | 23539396.3284
2013-12-01 | 28617030.29 | 852.29 | 0 | 31 | 0 | 444305.036 | 320 | 146.7162 | 496 | 27020289.0228
2014-01-01 | 29731360.84 | 960.98 | 0 | 31 | 0 | 466447.8108 | 352 | 147.0423 | 499 | 28156195.8193
2014-02-01 | 26524870.02 | 875.59 | 0 | 28 | 0 | 488590.5856 | 304 | 147.3691 | 501.5 | 25517479.2157
2014-03-01 | 26573892.16 | 702.91 | 0 | 31 | 1 | 510733.3603 | 336 | 147.6967 | 503.25 | 24956774.1894
2014-04-01 | 22785513.13 | 450.52 | 0 | 30 | 1 | 532876.1351 | 320 | 148.025 | 504.625 | 22090577.3528
2014-05-01 | 21163181.65 | 271.46 | 0.47 | 31 | 1 | 555018.9099 | 336 | 148.354 | 498.8125 | 21101189.7343
2014-06-01 | 19864970.56 | 109.59 | 6.7 | 30 | 0 | 577161.6847 | 336 | 148.6837 | 496.4062 | 20118555.8994
2014-07-01 | 20551473.42 | 36.33 | 40.37 | 31 | 0 | 599304.4594 | 352 | 149.0142 | 495.2031 | 21496721.5133
2014-08-01 | 20809859.19 | 51.55 | 29.67 | 31 | 0 | 621447.2342 | 320 | 149.3454 | 491.1016 | 20832506.3163
2014-09-01 | 19978896.65 | 176.97 | 5.05 | 30 | 1 | 643590.009 | 336 | 149.6773 | 490.0508 | 19731787.4642
2014-10-01 | 21777286.87 | 372.15 | 0.54 | 31 | 1 | 665732.7838 | 352 | 150.01 | 488.5254 | 21769679.7516
2014-11-01 | 24141227.48 | 567.61 | 0 | 30 | 1 | 687875.5585 | 304 | 150.3434 | 487.7627 | 22501783.4546
2014-12-01 | 26134928.27 | 852.29 | 0 | 31 | 0 | 710018.3333 | 336 | 150.6776 | 487.3813 | 26339262.8376
2015-01-01 | 27731660.08 | 960.98 | 0 | 31 | 0 | 716160.7991 | 336 | 150.9879 | 487.1907 | 27262887.7496
2015-02-01 | 25715487.79 | 875.59 | 0 | 28 | 0 | 722303.2649 | 304 | 151.2989 | 487.5953 | 24803619.8586
2015-03-01 | 25051564.36 | 702.91 | 0 | 31 | 1 | 728445.7307 | 352 | 151.6106 | 486.7977 | 24422363.5448
2015-04-01 | 21377518.08 | 450.52 | 0 | 30 | 1 | 734588.1965 | 336 | 151.9229 | 485.8988 | 21605038.5552
2015-05-01 | 20280334.62 | 271.46 | 0.47 | 31 | 1 | 740730.6623 | 320 | 152.2358 | 478.9494 | 20403369.0523
2015-06-01 | 19371535.93 | 109.59 | 6.7 | 30 | 0 | 746873.1281 | 352 | 152.5494 | 469.4747 | 19730760.7956
2015-07-01 | 20675017.58 | 36.33 | 40.37 | 31 | 0 | 753015.5939 | 352 | 152.8636 | 463.7374 | 21027221.3907
2015-08-01 | 20614734.83 | 51.55 | 29.67 | 31 | 0 | 759158.0597 | 320 | 153.1785 | 460.8687 | 20411878.0406
2015-09-01 | 19939072.72 | 176.97 | 5.05 | 30 | 1 | 765300.5254 | 336 | 153.494 | 459.9343 | 19360031.0355
2015-10-01 | 20726132.17 | 372.15 | 0.54 | 31 | 1 | 771442.9912 | 336 | 153.8102 | 459.4672 | 21316218.3041
2015-11-01 | 21470151.14 | 567.61 | 0 | 30 | 1 | 777585.457 | 320 | 154.127 | 459.7336 | 22358347.5854
2015-12-01 | 23595138.62 | 852.29 | 0 | 31 | 0 | 783727.9228 | 352 | 154.4445 | 459.8668 | 26244698.8152
2016-01-01 |  | 960.98 | 0 | 31 | 0 | 786816.3628 | 320 | 154.7248 |  | 26916498.3084
2016-02-01 |  | 875.59 | 0 | 29 | 0 | 789904.8028 | 320 | 155.0057 |  | 25207374.5525
2016-03-01 |  | 702.91 | 0 | 31 | 1 | 792993.2428 | 352 | 155.287 |  | 24225207.594
2016-04-01 |  | 450.52 | 0 | 30 | 1 | 796081.6828 | 336 | 155.5689 |  | 21417210.9168
2016-05-01 |  | 271.46 | 0.47 | 31 | 1 | 799170.1228 | 336 | 155.8513 |  | 20355446.592
2016-06-01 |  | 109.59 | 6.7 | 30 | 0 | 802258.5628 | 352 | 156.1342 |  | 19561589.782
2016-07-01 |  | 36.33 | 40.37 | 31 | 0 | 805347.0028 | 320 | 156.4176 |  | 20606224.9582
2016-08-01 |  | 51.55 | 29.67 | 31 | 0 | 808435.4428 | 352 | 156.7015 |  | 20522517.3832
2016-09-01 |  | 176.97 | 5.05 | 30 | 1 | 811523.8828 | 336 | 156.9859 |  | 19218844.9591
2016-10-01 |  | 372.15 | 0.54 | 31 | 1 | 814612.3228 | 320 | 157.2708 |  | 21053783.6745
2016-11-01 |  | 567.61 | 0 | 30 | 1 | 817700.7629 | 336 | 157.5563 |  | 22366394.9995
2016-12-01 |  | 852.29 | 0 | 31 | 0 | 820789.2029 | 336 | 157.8423 |  | 26000920.8104
2017-01-01 |  | 960.98 | 0 | 31 | 0 | 818175.9075 | 336 | 158.1545 |  | 26951289.5947
2017-02-01 |  | 875.59 | 0 | 28 | 0 | 815562.6121 | 304 | 158.4674 |  | 24518765.576
2017-03-01 |  | 702.91 | 0 | 31 | 1 | 812949.3167 | 368 | 158.7809 |  | 24294830.0001
2017-04-01 |  | 450.52 | 0 | 30 | 1 | 810336.0213 | 304 | 159.0951 |  | 21112518.2858
2017-05-01 |  | 271.46 | 0.47 | 31 | 1 | 807722.7259 | 352 | 159.4098 |  | 20459900.1178
2017-06-01 |  | 109.59 | 6.7 | 30 | 0 | 805109.4305 | 352 | 159.7252 |  | 19552882.0021
2017-07-01 |  | 36.33 | 40.37 | 31 | 0 | 802496.1351 | 320 | 160.0411 |  | 20614932.7382
2017-08-01 |  | 51.55 | 29.67 | 31 | 0 | 799882.8398 | 352 | 160.3578 |  | 20548640.723
2017-09-01 |  | 176.97 | 5.05 | 30 | 1 | 797269.5444 | 320 | 160.675 |  | 19131806.9932
2017-10-01 |  | 372.15 | 0.54 | 31 | 1 | 794656.249 | 336 | 160.9929 |  | 21245314.9997
2017-11-01 |  | 567.61 | 0 | 30 | 1 | 792042.9536 | 352 | 161.3114 |  | 22575341.8845
2017-12-01 |  | 852.29 | 0 | 31 | 0 | 789429.6582 | 304 | 161.6305 |  | 25835552.6584
3409547783.444
2006 | 299216792.76 | [8 empty] | 296437934.5446 | -2778858.2154 | -0.9287%
2007 | 298981716.3 | [8 empty] | 296563680.0663 | -2418036.2337 | -0.8088%
2008 | 297548976.92 | [8 empty] | 296386908.9163 | -1162068.0037 | -0.3905%
2009 | 290804126.8 | [8 empty] | 292621841.9417 | 1817715.1417 | 0.6251%
2010 | 285047816.86 | [8 empty] | 289585784.5554 | 4537967.6954 | 1.592%
2011 | 288525140.49 | [8 empty] | 289922732.4701 | 1397591.9801 | 0.4844%
2012 | 283475240.67 | [8 empty] | 287882756.6384 | 4407515.9684 | 1.555%
2013 | 285068374.38 | [8 empty] | 282293405.9309 | -2774968.4491 | -0.9734%
2014 | 280037460.24 | [8 empty] | 274612513.5485 | -5424946.6915 | -1.937%
2015 | 266548347.92 | [8 empty] | 268946434.7277 | 2398086.8077 | 0.8997%
2016 | [9 empty] | 267452014.5305
2017 | [9 empty] | 266841775.5735
Total to 2015 | 2875253993.34 | [8 empty] | 2875253993.34 | 0
[10 empty] | 3409547783.444 | 0
Check totals above sould be zero
20 year trend
2017-01-01 |  | 981.2244 | 0 | 31 | 0 | 818175.9075 | 336 | 143.1292 | 352 | 27126817.1167
2017-02-01 |  | 920.4984 | 0 | 28 | 0 | 815562.6121 | 304 | 143.424 | 304 | 24908139.9121
2017-03-01 |  | 728.6568 | 0 | 31 | 1 | 812949.3167 | 368 | 143.7194 | 320 | 24518064.9757
2017-04-01 |  | 457.8451 | 0 | 30 | 1 | 810336.0213 | 304 | 144.0155 | 352 | 21176030.0028
2017-05-01 |  | 271.6456 | 0.20857 | 31 | 1 | 807722.7259 | 352 | 144.3121 | 352 | 20450090.1061
2017-06-01 |  | 115.8052 | 4.1053 | 30 | 0 | 805109.4305 | 352 | 144.6094 | 320 | 19493428.3567
2017-07-01 |  | 34.9966 | 41.5166 | 31 | 0 | 802496.1351 | 320 | 144.9072 | 352 | 20653457.6298
2017-08-01 |  | 48.1625 | 33.1817 | 31 | 0 | 799882.8398 | 352 | 145.2057 | 336 | 20672666.9729
2017-09-01 |  | 175.5771 | 5.6843 | 30 | 1 | 797269.5444 | 320 | 145.5048 | 320 | 19147436.2196
2017-10-01 |  | 357.9928 | 0.78361 | 31 | 1 | 794656.249 | 336 | 145.8046 | 352 | 21133207.3369
2017-11-01 |  | 558.6272 | 0 | 30 | 1 | 792042.9536 | 352 | 146.1049 | 336 | 22497457.4994
2017-12-01 |  | 843.287 | 0 | 31 | 0 | 789429.6582 | 304 | 146.4058 | 320 | 25757492.9093 | 267534289.0381

## GS > 1000 kW
| Consumed | Heating Degree Days | Cooling Degree Days | Number of Days in Month | Spring Fall Flag | CDM Activity | Ontario Real GDP Monthly % | Number of Customers | Number of Peak Hours | Predicted Consumed | Variances (kWh) | % Variance
1999-01-01 | 9862037.5 | 994.7 | 0 | 30 | 0 | 0 | 105.4482 | 14 | 320
1999-02-01 | 11690812.52 | 718.7 | 0 | 28 | 0 | 0 | 106.0867 | 17 | 319.872
1999-03-01 | 11740010.24 | 710.1 | 0 | 31 | 1 | 0 | 106.729 | 17 | 368.28
1999-04-01 | 12027362.89 | 407.7 | 0 | 30 | 1 | 0 | 107.3752 | 17 | 336.24
1999-05-01 | 13222460.05 | 224.7 | 2.6 | 31 | 1 | 0 | 108.0253 | 18 | 319.92
1999-06-01 | 13183429.86 | 91.9 | 11.4 | 30 | 0 | 0 | 108.6794 | 18 | 352.08
1999-07-01 | 13766070.74 | 24.2 | 59.3 | 31 | 0 | 0 | 109.3374 | 18 | 336.288
1999-08-01 | 12805554.74 | 74 | 12.2 | 31 | 0 | 0 | 109.9994 | 18 | 336.288
1999-09-01 | 12976915.74 | 194 | 5.7 | 30 | 1 | 0 | 110.6655 | 18 | 336.24 |  |  |  | RAPPORT DÉTAILLÉ
1999-10-01 | 14064243.83 | 423.1 | 0 | 31 | 1 | 0 | 111.3355 | 17 | 319.92
1999-11-01 | 14094673.09 | 500.7 | 0 | 30 | 1 | 0 | 112.0096 | 17 | 352.08 |  |  |  | Statistiques de la régression
1999-12-01 | 14344112.39 | 817.1 | 0 | 31 | 0 | 0 | 112.6878 | 17 | 336.288 |  |  |  | Coefficient de détermination multiple | 0.65349
2000-01-01 | 13074780.04 | 963.5 | 0 | 31 | 0 | 0 | 113.2055 | 18 | 319.92 |  |  |  | Coefficient de détermination R^2 | 0.42705
2000-02-01 | 11676878.9 | 711.5 | 0 | 29 | 0 | 0 | 113.7256 | 18 | 336.168 |  |  |  | Coefficient de détermination R^2 | 0.38576
2000-03-01 | 12750067.08 | 574.6 | 0 | 31 | 1 | 0 | 114.248 | 18 | 368.28 |  |  |  | Erreur-type | 1548565.3833
2000-04-01 | 13487172.91 | 485.6 | 0 | 30 | 1 | 0 | 114.7729 | 18 | 303.84 |  |  |  | Observations | 120
2000-05-01 | 13794737.4 | 260.5 | 0 | 31 | 1 | 0 | 115.3002 | 18 | 351.912
2000-06-01 | 13261985.69 | 155.7 | 2.3 | 30 | 0 | 0 | 115.8299 | 18 | 352.08 |  |  |  | ANALYSE DE VARIANCE
2000-07-01 | 13635318.19 | 55.7 | 20.8 | 31 | 0 | 0 | 116.362 | 18 | 319.92 |  |  |  |  | Degré de liberté | Somme des carrés | Moyenne des carrés | F | Valeur critique de F
2000-08-01 | 13527694.81 | 63.4 | 9.8 | 31 | 0 | 0 | 116.8966 | 18 | 351.912 |  |  |  | Régression | 8 | 1.984e+14 | 2.48e+13 | 10.3418 | 9.9742e-11
2000-09-01 | 12622703.47 | 223.3 | 0 | 30 | 1 | 0 | 117.4336 | 18 | 319.68 |  |  |  | Résidus | 111 | 2.6618e+14 | 2.3981e+12
2000-10-01 | 14258085 | 372.2 | 0 | 31 | 1 | 0 | 117.9731 | 18 | 336.288 |  |  |  | Total | 119 | 4.6459e+14
2000-11-01 | 14599664.92 | 561.6 | 0 | 30 | 1 | 0 | 118.5151 | 18 | 352.08
2000-12-01 | 15440779.39 | 1041.3 | 0 | 31 | 0 | 0 | 119.0595 | 18 | 304.296 |  |  |  |  | Coefficients | Erreur-type | Statistique t | Probabilité | Limite inférieure pour seuil de confiance = 95% | Limite supérieure pour seuil de confiance = 95% | Limite inférieure pour seuil de confiance = 95.0% | Limite supérieure pour seuil de confiance = 95.0%
2001-01-01 | 13891930.36 | 898.8 | 0 | 31 | 0 | 0 | 119.2321 | 18 | 351.912 |  |  |  | Constante | 43569335.6184 | 9543051.921 | 4.5656 | 1.2952e-05 | 24659141.1707 | 62479530.0662 | 24659141.1707 | 62479530.0662
2001-02-03 | 11609550.65 | 918.9 | 0 | 28 | 0 | 0 | 119.4048 | 18 | 319.872 |  |  |  | Variable X 1 | -220.8486 | 573.1284 | -0.38534 | 0.70072 | -1356.5408 | 914.8436 | -1356.5408 | 914.8436
2001-03-08 | 12415213.91 | 702.7 | 0 | 31 | 1 | 0 | 119.5779 | 18 | 351.912 |  |  |  | Variable X 2 | -6215.0388 | 13875.3797 | -0.44792 | 0.65509 | -33710.0299 | 21279.9523 | -33710.0299 | 21279.9523
2001-04-10 | 13820066.21 | 430.7 | 0 | 30 | 1 | 0 | 119.7511 | 18 | 319.68 |  |  |  | Variable X 3 | 642818.135 | 203203.8581 | 3.1634 | 0.0020118 | 240156.1249 | 1045480.145 | 240156.1249 | 1045480.145
2001-05-13 | 13872111.88 | 239.9 | 0 | 31 | 1 | 0 | 119.9246 | 18 | 351.912 |  |  |  | Variable X 4 | 217133.2982 | 340285.068 | 0.63809 | 0.52473 | -457164.2805 | 891430.8769 | -457164.2805 | 891430.8769
2001-06-15 | 12867615.49 | 114 | 15.2 | 30 | 0 | 0 | 120.0984 | 18 | 336.24 |  |  |  | Variable X 5 | 4.8485 | 1.0855 | 4.4668 | 1.9199e-05 | 2.6976 | 6.9994 | 2.6976 | 6.9994
2001-07-18 | 13316769.34 | 67.2 | 29.7 | 31 | 0 | 0 | 120.2724 | 18 | 336.288 |  |  |  | Variable X 6 | -257760.3172 | 54902.1058 | -4.6949 | 7.6753e-06 | -366552.5049 | -148968.1296 | -366552.5049 | -148968.1296
2001-08-20 | 13269121.99 | 40.2 | 56.1 | 31 | 0 | 0 | 120.4467 | 18 | 351.912 |  |  |  | Variable X 7 | -778293.0103 | 133495.2452 | -5.8301 | 5.529e-08 | -1042822.7504 | -513763.2702 | -1042822.7504 | -513763.2702
2001-09-22 | 12321111.48 | 187.7 | 6.8 | 30 | 1 | 0 | 120.6212 | 18 | 303.84 |  |  |  | Variable X 8 | 5253.4124 | 9286.9897 | 0.56567 | 0.57276 | -13149.3777 | 23656.2026 | -13149.3777 | 23656.2026
2001-10-25 | 13259993.02 | 408.6 | 0 | 31 | 1 | 0 | 120.796 | 18 | 351.912
2001-11-27 | 14150359.51 | 458.8 | 0 | 30 | 1 | 0 | 120.9711 | 18 | 352.08
2001-12-30 | 13320894.79 | 716.4 | 0 | 31 | 0 | 0 | 121.1464 | 18 | 304.296
2002-01-19 | 11877508.94 | 873.9 | 0 | 31 | 0 | 0 | 121.5045 | 17 | 351.912
2002-02-21 | 10349953.17 | 733 | 0 | 28 | 0 | 0 | 121.8637 | 17 | 319.872
2002-03-26 | 11650421.59 | 804.7 | 0 | 31 | 1 | 0 | 122.224 | 18 | 319.92
2002-04-28 | 13238007.19 | 462.3 | 0 | 30 | 1 | 0 | 122.5853 | 17 | 352.08
2002-05-31 | 12587530.52 | 335 | 0.5 | 31 | 1 | 0 | 122.9477 | 16 | 351.912
2002-06-01 | 12153449.08 | 114.4 | 14.2 | 30 | 0 | 0 | 123.3112 | 16 | 319.68
2002-07-03 | 13198009.07 | 17.9 | 79.3 | 31 | 0 | 0 | 123.6758 | 17 | 351.912
2002-08-05 | 12691872.97 | 49.7 | 15.5 | 31 | 0 | 0 | 124.0414 | 17 | 336.288
2002-09-07 | 12870996 | 143.5 | 20.9 | 30 | 1 | 0 | 124.4081 | 18 | 319.68
2002-10-10 | 13603641.65 | 510.1 | 0 | 31 | 1 | 0 | 124.7759 | 18 | 351.912
2002-11-12 | 14298273.84 | 668 | 0 | 30 | 1 | 0 | 125.1448 | 20 | 336.24
2002-12-15 | 13591167.87 | 785.6 | 0 | 31 | 0 | 0 | 125.5147 | 20 | 319.92
2003-01-01 | 12551559.93 | 907.4 | 0 | 31 | 0 | 0 | 125.6602 | 14 | 351.912
2003-02-01 | 11398199.96 | 969.6 | 0 | 28 | 0 | 0 | 125.8059 | 14 | 319.872
2003-03-01 | 12575641.66 | 765.1 | 0 | 31 | 1 | 0 | 125.9518 | 14 | 336.288
2003-04-01 | 13219777.8 | 499.3 | 0 | 30 | 1 | 0 | 126.0978 | 14 | 336.24
2003-05-01 | 12878786.01 | 276.4 | 0 | 31 | 1 | 0 | 126.2439 | 14 | 336.288
2003-06-01 | 12041382.3 | 129.3 | 0 | 30 | 0 | 0 | 126.3903 | 14 | 336.24
2003-07-01 | 13513526.2 | 29.9 | 18.2 | 31 | 0 | 0 | 126.5368 | 14 | 351.912
2003-08-01 | 14005988.79 | 35.6 | 50.9 | 31 | 0 | 0 | 126.6835 | 14 | 319.92
2003-09-01 | 13917831.9 | 164 | 6.7 | 30 | 1 | 0 | 126.8304 | 14 | 336.24
2003-10-01 | 14280475.5 | 414.2 | 0 | 31 | 1 | 0 | 126.9774 | 14 | 351.912
2003-11-01 | 14573776.2 | 632.9 | 0 | 30 | 1 | 0 | 127.1246 | 14 | 319.68
2003-12-01 | 14885940.53 | 785.9 | 0 | 31 | 0 | 0 | 127.272 | 14 | 336.288
2004-01-01 | 14147914.23 | 1140.6 | 0 | 31 | 0 | 0 | 127.5341 | 14 | 336.288
2004-02-01 | 12581957.98 | 778.3 | 0 | 29 | 0 | 0 | 127.7968 | 15 | 320.16
2004-03-01 | 13298627.38 | 684.3 | 0 | 31 | 1 | 0 | 128.0601 | 14 | 368.28
2004-04-01 | 13633390.2 | 472.4 | 0 | 30 | 1 | 0 | 128.3238 | 19 | 336.24
2004-05-01 | 13794108.13 | 333.2 | 0 | 31 | 1 | 0 | 128.5882 | 20 | 319.92
2004-06-01 | 14171598.3 | 145.8 | 3.1 | 30 | 0 | 0 | 128.853 | 20 | 352.08
2004-07-01 | 13676605.42 | 67.4 | 22 | 31 | 0 | 0 | 129.1184 | 20 | 336.288
2004-08-01 | 13645223.5 | 123 | 1.8 | 31 | 0 | 0 | 129.3844 | 20 | 336.288
2004-09-01 | 13189320 | 132.9 | 4.7 | 30 | 1 | 0 | 129.6509 | 20 | 336.24
2004-10-01 | 13474484.18 | 372.7 | 0 | 31 | 1 | 0 | 129.918 | 20 | 319.92
2004-11-01 | 13913794.2 | 554.9 | 0 | 30 | 1 | 0 | 130.1856 | 20 | 352.08
2004-12-01 | 14413243.85 | 926.6 | 0 | 31 | 0 | 0 | 130.4538 | 20 | 336.288
2005-01-01 | 15812201.93 | 1084.3 | 0 | 31 | 0 | 0 | 130.7437 | 21 | 319.92
2005-02-01 | 13734200.2 | 755.9 | 0 | 28 | 0 | 0 | 131.0343 | 21 | 319.872
2005-03-01 | 14727440.32 | 814.1 | 0 | 31 | 1 | 0 | 131.3255 | 16 | 351.912
2005-04-01 | 15291128.1 | 408.1 | 0 | 30 | 1 | 0 | 131.6174 | 17 | 336.24
2005-05-01 | 15244296.5 | 306.2 | 0 | 31 | 1 | 0 | 131.91 | 17 | 336.288
2005-06-01 | 15657520.2 | 72.6 | 16.8 | 30 | 0 | 0 | 132.2031 | 17 | 352.08
2005-07-01 | 15943991.92 | 45.3 | 53 | 31 | 0 | 0 | 132.497 | 17 | 319.92
2005-08-01 | 16351055.71 | 46.3 | 29.6 | 31 | 0 | 0 | 132.7915 | 17 | 351.912
2005-09-01 | 15705419.7 | 148.8 | 15.2 | 30 | 1 | 0 | 133.0866 | 17 | 336.24
2005-10-01 | 17105784.1 | 347.3 | 0 | 31 | 1 | 0 | 133.3824 | 17 | 319.92
2005-11-01 | 17367799.61 | 606.9 | 0 | 30 | 1 | 0 | 133.6789 | 17 | 352.08
2005-12-01 | 17536509.35 | 833.4 | 0 | 31 | 0 | 0 | 133.976 | 17 | 319.92
2006-01-01 | 17691106.35 | 797 | 0 | 31 | 0 | 0 | 134.252 | 17 | 336.288 |  |  |  | SUMMARY OUTPUT
2006-02-01 | 15452181.92 | 873.4 | 0 | 28 | 0 | 0 | 134.5285 | 17 | 319.872
2006-03-01 | 17657250.32 | 659 | 0 | 31 | 1 | 0 | 134.8056 | 17 | 368.28 |  |  |  | Regression Statistics
2006-04-01 | 17486841.9 | 366 | 0 | 30 | 1 | 0 | 135.0833 | 17 | 303.84 |  |  |  | Multiple R | 65.42%
2006-05-01 | 18441116.32 | 241.5 | 2.4 | 31 | 1 | 0 | 135.3615 | 17 | 351.912 |  |  |  | R Square | 42.8%
2006-06-01 | 18070989.9 | 81.5 | 9.3 | 30 | 0 | 0 | 135.6404 | 17 | 352.08 |  |  |  | Adjusted R Square | 38.67%
2006-07-01 | 18594098.53 | 23.2 | 70.1 | 31 | 0 | 0 | 135.9198 | 17 | 319.92 |  |  |  | Standard Error | 1547342.4537
2006-08-01 | 18765961.6 | 57.7 | 31.7 | 31 | 0 | 0 | 136.1997 | 17 | 351.912 |  |  |  | Observations | 120
2006-09-01 | 17415884.1 | 210.5 | 1.2 | 30 | 1 | 0 | 136.4803 | 17 | 319.68
2006-10-01 | 18804253.73 | 440.9 | 0 | 31 | 1 | 0 | 136.7614 | 17 | 336.288 |  |  |  | ANOVA
2006-11-01 | 19335232.2 | 540.4 | 0 | 30 | 1 | 0 | 137.0431 | 17 | 352.08 |  |  |  |  | df | SS | MS | F | Significance F
2006-12-01 | 18495169.47 | 747.4 | 0 | 31 | 0 | 0 | 137.3254 | 17 | 304.296 |  |  |  | Regression | 8 | 1.9882e+14 | 2.4853e+13 | 10.3801 | 9.1925e-11
2007-01-01 | 18444795.82 | 913.4 | 0 | 31 | 0 | 0 | 137.5522 | 17 | 351.912 |  |  |  | Residual | 111 | 2.6576e+14 | 2.3943e+12
2007-02-01 | 16548944.21 | 924.7 | 0 | 28 | 0 | 0 | 137.7794 | 17 | 319.872 |  |  |  | Total | 119 | 4.6459e+14
2007-03-01 | 18208968.48 | 665 | 0 | 31 | 1 | 0 | 138.0069 | 17 | 351.912
2007-04-01 | 18525051.9 | 474.1 | 0 | 30 | 1 | 0 | 138.2349 | 17 | 319.68 |  |  |  |  | Coefficients | Standard Error | t Stat | P-value | Lower 95% | Upper 95%
2007-05-01 | 18887712.24 | 250.9 | 0.6 | 31 | 1 | 0 | 138.4632 | 18 | 351.912 |  |  |  | Intercept | 37376873.5017 | 8556332.3055 | 4.3683 | 2.8272e-05 | 20421929.8426 | 54331817.1608
2007-06-01 | 16968325.6 | 96.7 | 6.5 | 30 | 0 | 0 | 138.6919 | 18 | 336.24 |  |  |  | Heating Degree Days | -123.2697 | 573.5551 | -0.21492 | 0.83022 | -1259.8074 | 1013.2679
2007-07-01 | 16940072.22 | 40.2 | 51.8 | 31 | 0 | 0 | 138.9209 | 18 | 336.288 |  |  |  | Cooling Degree Days | -8503.4951 | 13851.7011 | -0.6139 | 0.54054 | -35951.5656 | 18944.5754
2007-08-01 | 16301017.99 | 62.9 | 22.1 | 31 | 0 | 0 | 139.1504 | 18 | 351.912 |  |  |  | Number of Days in Month | 650500.6276 | 203069.17 | 3.2033 | 0.0017732 | 248105.5109 | 1052895.7443
2007-09-01 | 15425880 | 164.7 | 9.6 | 30 | 1 | 0 | 139.3802 | 18 | 303.84 |  |  |  | Spring Fall Flag | 170011.2334 | 339574.4988 | 0.50066 | 0.6176 | -502878.305 | 842900.7718
2007-10-01 | 17277462.81 | 310.6 | 0 | 31 | 1 | 0 | 139.6104 | 18 | 351.912 |  |  |  | CDM Activity | 2.6267 | 0.58503 | 4.4899 | 1.7518e-05 | 1.4674 | 3.786
2007-11-01 | 16688817.9 | 620.3 | 0 | 30 | 1 | 0 | 139.841 | 18 | 352.08 |  |  |  | Ontario Real GDP Monthly % | -217015.0605 | 47513.5255 | -4.5674 | 1.2855e-05 | -311166.2832 | -122863.8378
2007-12-01 | 16425525.79 | 925.8 | 0 | 31 | 0 | 0 | 140.0719 | 18 | 304.296 |  |  |  | Number of Customers | -734899.7956 | 130160.3123 | -5.6461 | 1.2773e-07 | -992821.1434 | -476978.4477
2008-01-01 | 15433819.34 | 934.7 | 0 | 31 | 0 | 0 | 139.9664 | 18 | 352 |  |  |  | Number of Peak Hours | 3980.1589 | 9278.7842 | 0.42895 | 0.66879 | -14406.3713 | 22366.6892
2008-02-01 | 13552462.12 | 921.5 | 0 | 29 | 0 | 0 | 139.861 | 18 | 320
2008-03-01 | 14076207.82 | 791.9 | 0 | 31 | 1 | 0 | 139.7557 | 18 | 304
2008-04-01 | 14985288 | 456.9 | 0 | 30 | 1 | 0 | 139.6504 | 18 | 352
2008-05-01 | 15583445.8 | 327.7 | 0 | 31 | 1 | 0 | 139.5453 | 18 | 336
2008-06-01 | 15296954.1 | 109.9 | 4.6 | 30 | 0 | 0 | 139.4402 | 18 | 336
2008-07-01 | 15596493.39 | 34.7 | 22.1 | 31 | 0 | 0 | 139.3351 | 18 | 352
2008-08-01 | 14364401.57 | 50.4 | 22.2 | 31 | 0 | 0 | 139.2302 | 18 | 320
2008-09-01 | 14397393.9 | 193.3 | 7 | 30 | 1 | 0 | 139.1254 | 18 | 336
2008-10-01 | 15502425.75 | 373.1 | 0 | 31 | 1 | 0 | 139.0206 | 18 | 352
2008-11-01 | 16120384.2 | 591 | 0 | 30 | 1 | 0 | 138.9159 | 18 | 304
2008-12-01 | 16570154.41 | 1033.8 | 0 | 31 | 0 | 0 | 138.8113 | 18 | 336
2009-01-01 | 14444840.29 | 1093.4 | 0 | 31 | 0 | 71.9491 | 138.4356 | 19 | 336
2009-02-01 | 12291525.68 | 838.9 | 0 | 28 | 0 | 143.8983 | 138.0609 | 19 | 304
2009-03-01 | 14077612.12 | 762.3 | 0 | 31 | 1 | 215.8474 | 137.6872 | 20 | 352
2009-04-01 | 15547303.8 | 453.2 | 0 | 30 | 1 | 287.7965 | 137.3145 | 21 | 320
2009-05-01 | 14916341.92 | 319.8 | 0 | 31 | 1 | 359.7456 | 136.9429 | 20 | 320
2009-06-01 | 15107454.6 | 141.8 | 13.7 | 30 | 0 | 431.6948 | 136.5722 | 20 | 352
2009-07-01 | 14562083.4 | 74.5 | 2 | 31 | 0 | 503.6439 | 136.2026 | 22 | 352
2009-08-01 | 13555899.17 | 84.2 | 14.2 | 31 | 0 | 575.593 | 135.8339 | 20 | 320
2009-09-01 | 13666422.83 | 102.8 | 3.5 | 30 | 1 | 647.5421 | 135.4663 | 21 | 336
2009-10-01 | 14129966.78 | 451.4 | 0 | 31 | 1 | 719.4913 | 135.0996 | 20 | 336
2009-11-01 | 13430216.1 | 473.5 | 0 | 30 | 1 | 791.4404 | 134.734 | 20 | 320
2009-12-01 | 14895935.55 | 914.9 | 0 | 31 | 0 | 863.3895 | 134.3693 | 19 | 352
2010-01-01 | 13529933.88 | 900.2 | 0 | 31 | 0 | 974.3564 | 134.7333 | 20 | 320
2010-02-01 | 11123740.6 | 778.4 | 0 | 28 | 0 | 1085.3232 | 135.0984 | 20 | 304
2010-03-01 | 12140260.61 | 514.4 | 0 | 31 | 1 | 1196.2901 | 135.4644 | 20 | 368
2010-04-01 | 12903896.7 | 358 | 0 | 30 | 1 | 1307.2569 | 135.8314 | 20 | 320
2010-05-01 | 12874149.65 | 212.4 | 0.6 | 31 | 1 | 1418.2238 | 136.1994 | 20 | 320
2010-06-01 | 12606339.3 | 106.3 | 3 | 30 | 0 | 1529.1906 | 136.5684 | 19 | 352
2010-07-01 | 13126032.39 | 14.5 | 52 | 31 | 0 | 1640.1575 | 136.9384 | 18 | 336
2010-08-01 | 12411729.47 | 37.9 | 55.8 | 31 | 0 | 1751.1243 | 137.3094 | 18 | 336
2010-09-01 | 11756478.06 | 231.1 | 0 | 30 | 1 | 1862.0912 | 137.6814 | 18 | 336
2010-10-01 | 12590356.12 | 355.5 | 0 | 31 | 1 | 1973.058 | 138.0544 | 18 | 320
2010-11-01 | 13710651.66 | 549.4 | 0 | 30 | 1 | 2084.0249 | 138.4285 | 19 | 336
2010-12-01 | 14504849.16 | 879.1 | 0 | 31 | 0 | 2194.9917 | 138.8035 | 17 | 368
2011-01-01 | 12920321.05 | 1077.9 | 0 | 31 | 0 | 2928.0437 | 139.1007 | 17 | 336
2011-02-01 | 10892440.44 | 826.9 | 0 | 28 | 0 | 3661.0957 | 139.3986 | 17 | 304
2011-03-01 | 12257636.48 | 749.9 | 0 | 31 | 1 | 4394.1477 | 139.697 | 18 | 368
2011-04-01 | 12658528.5 | 482.3 | 0 | 30 | 1 | 5127.1997 | 139.9962 | 18 | 320
2011-05-01 | 13172900.73 | 267 | 0 | 31 | 1 | 5860.2517 | 140.2959 | 19 | 336
2011-06-01 | 12544750.5 | 110.1 | 0 | 30 | 0 | 6593.3037 | 140.5964 | 18 | 352
2011-07-01 | 13875078.89 | 29.8 | 63.7 | 31 | 0 | 7326.3557 | 140.8974 | 18 | 320
2011-08-01 | 14198477.71 | 22.2 | 35.7 | 31 | 0 | 8059.4077 | 141.1991 | 18 | 352
2011-09-01 | 13259931 | 172.3 | 9.4 | 30 | 1 | 8792.4597 | 141.5015 | 18 | 336
2011-10-01 | 13575461.72 | 337.2 | 5.4 | 31 | 1 | 9525.5117 | 141.8044 | 18 | 320
2011-11-01 | 14692874.14 | 563.2 | 0 | 30 | 1 | 10258.5637 | 142.1081 | 18 | 352
2011-12-01 | 14105892.18 | 769.8 | 0 | 31 | 0 | 10991.6157 | 142.4124 | 18 | 336
2012-01-01 | 12529109.42 | 865.7 | 0 | 31 | 0 | 11698.3305 | 142.6126 | 19 | 336
2012-02-01 | 11160065.36 | 693.8 | 0 | 29 | 0 | 12405.0452 | 142.8131 | 19 | 320
2012-03-01 | 12256618.18 | 525.4 | 0 | 31 | 1 | 13111.7599 | 143.0138 | 19 | 352
2012-04-01 | 13560323.4 | 434.9 | 0 | 30 | 1 | 13818.4747 | 143.2149 | 19 | 320
2012-05-01 | 13461076.06 | 227.1 | 0 | 31 | 1 | 14525.1894 | 143.4162 | 19 | 352
2012-06-01 | 13314274.5 | 64.9 | 18.4 | 30 | 0 | 15231.9041 | 143.6178 | 18 | 336
2012-07-01 | 14610993.16 | 6.8 | 66.5 | 31 | 0 | 15938.6189 | 143.8197 | 18 | 336
2012-08-01 | 14062024.91 | 38.5 | 27.7 | 31 | 0 | 16645.3336 | 144.0218 | 18 | 352
2012-09-01 | 13341701.71 | 213.5 | 4 | 30 | 1 | 17352.0483 | 144.2243 | 18 | 304
2012-10-01 | 13997442.72 | 395.8 | 0 | 31 | 1 | 18058.7631 | 144.4271 | 18 | 352
2012-11-01 | 14528048.4 | 600.8 | 0 | 30 | 1 | 18765.4778 | 144.6301 | 18 | 352
2012-12-01 | 14524051.49 | 793.7 | 0 | 31 | 0 | 19472.1926 | 144.8334 | 18 | 304
2013-01-01 | 14093393.91 | 928.4 | 0 | 31 | 0 | 48760.2925 | 144.9894 | 18 | 352
2013-02-01 | 11198999.28 | 866.6 | 0 | 28 | 0 | 78048.3925 | 145.1455 | 18 | 304
2013-03-01 | 12490764.9 | 767.3 | 0 | 31 | 1 | 107336.4925 | 145.3018 | 18 | 320
2013-04-01 | 13600316.9 | 524.8 | 0 | 30 | 1 | 136624.5924 | 145.4583 | 20 | 352
2013-05-01 | 13543097.15 | 325.3 | 0 | 31 | 1 | 165912.6924 | 145.615 | 20 | 352
2013-06-01 | 11761137.26 | 130.9 | 5.5 | 30 | 0 | 195200.7923 | 145.7718 | 20 | 320
2013-07-01 | 12721998.24 | 60.7 | 28 | 31 | 0 | 224488.8923 | 145.9288 | 20 | 352
2013-08-01 | 12846812.3 | 45.8 | 41.8 | 31 | 0 | 253776.9923 | 146.0859 | 20 | 336
2013-09-01 | 12741853.08 | 178.8 | 0 | 30 | 1 | 283065.0922 | 146.2432 | 21 | 320
2013-10-01 | 13717951.05 | 328.5 | 0 | 31 | 1 | 312353.1922 | 146.4007 | 22 | 352
2013-11-01 | 14194327.5 | 620.6 | 0 | 30 | 1 | 341641.2922 | 146.5584 | 22 | 336
2013-12-01 | 15152062.82 | 1112.9 | 0 | 31 | 0 | 370929.3921 | 146.7162 | 22 | 320
2014-01-01 | 13410038.89 | 1119.6 | 0 | 31 | 0 | 410418.2235 | 147.0423 | 20.5 | 352
2014-02-01 | 11428320.12 | 978.4 | 0 | 28 | 0 | 449907.0548 | 147.3691 | 19.75 | 304
2014-03-01 | 12645686.45 | 883.5 | 0 | 31 | 1 | 489395.8862 | 147.6967 | 19.375 | 336
2014-04-01 | 12904272.6 | 522.9 | 0 | 30 | 1 | 528884.7175 | 148.025 | 19.1875 | 320
2014-05-01 | 14394245.81 | 266.9 | 1.1 | 31 | 1 | 568373.5489 | 148.354 | 19.0938 | 336
2014-06-01 | 13712451.9 | 135.2 | 6 | 30 | 0 | 607862.3802 | 148.6837 | 19.0469 | 336
2014-07-01 | 13954625.47 | 47.2 | 9.5 | 31 | 0 | 647351.2115 | 149.0142 | 19.0234 | 352
2014-08-01 | 13629989.84 | 65.2 | 10.1 | 31 | 0 | 686840.0429 | 149.3454 | 19.5117 | 320
2014-09-01 | 13394475 | 196.5 | 0 | 30 | 1 | 726328.8742 | 149.6773 | 19.7559 | 336
2014-10-01 | 13852040.7 | 382.6 | 0 | 31 | 1 | 765817.7056 | 150.01 | 20.3779 | 352
2014-11-01 | 14505990.9 | 647.8 | 0 | 30 | 1 | 805306.5369 | 150.3434 | 20.689 | 304
2014-12-01 | 14943145.45 | 780.6 | 0 | 31 | 0 | 844795.3682 | 150.6776 | 20.8445 | 336
2015-01-01 | 13828880.03 | 979.5 | 0 | 31 | 0 | 939659.0172 | 150.9879 | 20.4224 | 336
2015-02-01 | 11415722.08 | 1053.3 | 0 | 28 | 0 | 1034522.6662 | 151.2989 | 20.7112 | 304
2015-03-01 | 11963087.24 | 710.4 | 0 | 31 | 1 | 1129386.3151 | 151.6106 | 20.8556 | 352
2015-04-01 | 13197197.14 | 432.1 | 0 | 30 | 1 | 1224249.9641 | 151.9229 | 20.9278 | 336
2015-05-01 | 13855913.14 | 276 | 0 | 31 | 1 | 1319113.613 | 152.2358 | 20.9639 | 320
2015-06-01 | 13012397.7 | 118.6 | 0 | 30 | 0 | 1413977.262 | 152.5494 | 20.9819 | 352
2015-07-01 | 13745162.99 | 31.7 | 38 | 31 | 0 | 1508840.911 | 152.8636 | 20.991 | 352
2015-08-01 | 13185375.39 | 50.7 | 35.4 | 31 | 0 | 1603704.5599 | 153.1785 | 20.9955 | 320
2015-09-01 | 13810977.6 | 106.2 | 15.8 | 30 | 1 | 1698568.2089 | 153.494 | 20.9977 | 336
2015-10-01 | 13811537.88 | 345.9 | 0 | 31 | 1 | 1793431.8579 | 153.8102 | 20.9989 | 336
2015-11-01 | 14854291.2 | 469.1 | 0 | 30 | 1 | 1888295.5068 | 154.127 | 20.9994 | 320
2015-12-01 | 15092412 | 564.9 | 0 | 31 | 0 | 1983159.1558 | 154.4445 | 20.9997 | 352
2016-01-01 |  |  |  | 31 | 0 | 1996587.0874 | 154.7248 |  | 320
2016-02-01 |  |  |  | 29 | 0 | 2010015.0191 | 155.0057 |  | 320
2016-03-01 |  |  |  | 31 | 1 | 2023442.9507 | 155.287 |  | 352
2016-04-01 |  |  |  | 30 | 1 | 2036870.8824 | 155.5689 |  | 336
2016-05-01 |  |  |  | 31 | 1 | 2050298.814 | 155.8513 |  | 336
2016-06-01 |  |  |  | 30 | 0 | 2063726.7457 | 156.1342 |  | 352
2016-07-01 |  |  |  | 31 | 0 | 2077154.6773 | 156.4176 |  | 320
2016-08-01 |  |  |  | 31 | 0 | 2090582.609 | 156.7015 |  | 352
2016-09-01 |  |  |  | 30 | 1 | 2104010.5406 | 156.9859 |  | 336
2016-10-01 |  |  |  | 31 | 1 | 2117438.4723 | 157.2708 |  | 320
2016-11-01 |  |  |  | 30 | 1 | 2130866.4039 | 157.5563 |  | 336
2016-12-01 |  |  |  | 31 | 0 | 2144294.3356 | 157.8423 |  | 336
2017-01-01 |  |  |  | 31 | 0 | 2132932.2395 | 158.1545 |  | 336
2017-02-01 |  |  |  | 28 | 0 | 2121570.1435 | 158.4674 |  | 304
2017-03-01 |  |  |  | 31 | 1 | 2110208.0475 | 158.7809 |  | 368
2017-04-01 |  |  |  | 30 | 1 | 2098845.9515 | 159.0951 |  | 304
2017-05-01 |  |  |  | 31 | 1 | 2087483.8555 | 159.4098 |  | 352
2017-06-01 |  |  |  | 30 | 0 | 2076121.7595 | 159.7252 |  | 352
2017-07-01 |  |  |  | 31 | 0 | 2064759.6635 | 160.0411 |  | 320
2017-08-01 |  |  |  | 31 | 0 | 2053397.5675 | 160.3578 |  | 352
2017-09-01 |  |  |  | 30 | 1 | 2042035.4715 | 160.675 |  | 320
2017-10-01 |  |  |  | 31 | 1 | 2030673.3755 | 160.9929 |  | 336
2017-11-01 |  |  |  | 30 | 1 | 2019311.2794 | 161.3114 |  | 352
2017-12-01 |  |  |  | 31 | 0 | 2007949.1834 | 161.6305 |  | 304
2006 | 216210086.34
2007 | 206642574.96
2008 | 181479430.4
2009 | 170625602.24
2010 | 153278417.6
2011 | 158154293.34
2012 | 161345729.31
2013 | 158062714.39
2014 | 162775283.13
2015 | 161772954.39

## Rate Class Energy Model
| Residential | General Service < 50 kW | General Service > 50 to 999 kW | General Service > 1000 kW | Large User | Street Lighting | Sentinel Lighting | Unmetered Scattered Load
2006 | 344985670.16 | 141631018.55 | 299216792.76 | 216210086.34 | 25140575.68 | 9862692.72 | 134611.2 | 1856376.03 | 1039037823.44
2007 | 347356682.25 | 140795615.54 | 298981716.3 | 206642574.96 | 24278928.08 | 10907925.72 | 125582.4 | 2031490.7 | 1031120515.95
2008 | 349640195.37 | 140901919.12 | 297548976.92 | 181479430.4 | 23012399.89 | 10834527.1 | 122983.2 | 1952922.64 | 1005493354.64
2009 | 344727820.69 | 137506815.68 | 290804126.8 | 170625602.24 | 19364352.27 | 11591322.31 | 129618 | 1974983.67 | 976724641.66
2010 | 335588529.47 | 132765784.45 | 285047816.86 | 153278417.6 | 24005424.03 | 11241250.44 | 136868.4 | 1946641.3 | 944010732.55
2011 | 337212306.5 | 135688687.23 | 288525140.49 | 158154293.34 | 25023839.67 | 11244632.46 | 121136.4 | 1971315.4 | 957941351.49
2012 | 331142424.86 | 133678840.49 | 283475240.67 | 161345729.31 | 27185952.09 | 11062691.71 | 141784.08 | 1980462.86 | 950013126.07
2013 | 341035888.6353 | 136331185.61 | 285068374.38 | 158062714.39 | 29930112.06 | 10555413.67 | 144894 | 1992260.18 | 963120842.9253
2014 | 340024795.888 | 139285835.9686 | 280037460.24 | 162775283.13 | 30389664.04 | 10310975.15 | 146313.0611 | 2099765.33 | 965070092.8078
2015 | 324673269.197 | 137179401.48 | 266548347.92 | 161772954.39 | 36734784.19 | 9533360.55 | 112765.4678 | 2203934.82 | 938758818.0148
Usage Per Customer
2006 |  |  |  | 12718240.3729 | 25140575.68 | 760.8928 | 820.8 | 4337.3272
2007 |  |  |  | 11696749.526 | 24278928.08 | 840.6231 | 820.8 | 4670.0936
2008 |  |  |  | 10082190.5778 | 23012399.89 | 824.8593 | 820.8 | 4273.3537
2009 |  |  |  | 8495880.6095 | 19364352.27 | 888.9903 | 820.8 | 4307.4889
2010 |  |  |  | 8102823.8379 | 24005424.03 | 853.5498 | 820.8 | 4148.4098
2011 |  |  |  | 8827216.3725 | 25023839.67 | 858.97 | 820.8 | 4193.5445
2012 |  |  |  | 8760854.0802 | 27185952.09 | 839.8589 | 848.16 | 4215.2455
2013 |  |  |  | 7870342.6252 | 29930112.06 | 806.0439 | 848.16 | 4279.8285
2014 |  |  |  | 8236381.8371 | 30389664.04 | 784.2049 | 850.252 | 4540.0623
2015 |  |  |  | 7738943.9137 | 36734784.19 | 722.3768 | 659.7145 | 4885.8524
2016 |  |  |  | 7738943.9137 | 36734784.19 | 722.3768 | 659.7145 | 4885.8524
2017 |  |  |  | 7738943.9137 | 36734784.19 | 722.3768 | 659.7145 | 4885.8524
2007 |  |  |  | 0.91968 | 0.96573 | 1.1048 | 1 | 1.0767
2008 |  |  |  | 0.86197 | 0.94783 | 0.98125 | 1 | 0.91505
2009 |  |  |  | 0.84266 | 0.84147 | 1.0777 | 1 | 1.008
2010 |  |  |  | 0.95374 | 1.2397 | 0.96013 | 1 | 0.96307
2011 |  |  |  | 1.0894 | 1.0424 | 1.0064 | 1 | 1.0109
2012 |  |  |  | 0.99248 | 1.0864 | 0.97775 | 1.0333 | 1.0052
2013 |  |  |  | 0.89835 | 1.1009 | 0.95974 | 1 | 1.0153
2014 |  |  |  | 1.0465 | 1.0154 | 0.97291 | 1.0025 | 1.0608
2015 |  |  |  | 0.9396 | 1.2088 | 0.92116 | 0.7759 | 1.0762
Used |  |  |  | 1 | 1 | 1 | 1 | 1
Geomean |  |  |  | 0.9463 | 1.043 | 0.99424 | 0.97602 | 1.0133
Class Specific before CDM
2016 | 337654654.6475 | 138119702.9881 | 267452014.5305 | 161772954.39 | 36734784.19 | 9552429.0788 | 112765.4678 | 2203934.82 | 953603240.1128
2017 | 338086124.6259 | 140823893.851 | 266841775.5735 | 161772954.39 | 36734784.19 | 9571535.7482 | 112765.4678 | 2203934.82 | 956147768.6664
CDM Full Year
2015 |  |  |  | 14616759 |  | 966000 |  |  | 15582759
2016 | 949700 | 440906 | 1701194 | 13685000 | 0 | 615000 | 0 | 0 | 17391800
2017 | 1968600 | 518585 | 1791815 | 200000 | 0 | 615000 | 0 | 0 | 5094000
CDM Adjustment for half year rule
2016 | 474850 | 220453 | 850597 | 21459259 | 0 | 790500 | 0 | 0 | 23795659 | 23795659 | 0
2017 | 1934000 | 700198.5 | 2597101.5 | 28401759 | 0 | 1405500 | 0 | 0 | 35038559 | 35038559 | 0
Class Specific after CDM
2016 | 337179804.6475 | 137899249.9881 | 266601417.5305 | 140313695.39 | 36734784.19 | 8761929.0788 | 112765.4678 | 2203934.82 | 929807581.1128 | 23795659
2017 | 336152124.6259 | 140123695.351 | 264244674.0735 | 133371195.39 | 36734784.19 | 8166035.7482 | 112765.4678 | 2203934.82 | 921109209.6664 | 35038559
Note on K51: Bruce Bacon: The class was not forecasted based on the regression analysus so the CDM variable did not impact the forecast. The 2015 actual results for this class only had the savvngs from PSUI for a few days in December 2015 since PSUI did not start until late in December. This means the full year actual savings are not in 2015 but they are assumed to persist into 2017 therefore this adjustment is used.
Note on M51: Bruce Bacon: The class was not forecasted based on the regression analysus so the CDM variable did not impact the forecast. It assumed the 2015 actual results for this class only have the actual 2015 saviings for half a year consistent with the half year rule.

## Rate Class Customer Model
| Residential | General Service < 50 kW | General Service > 50 to 999 kW | General Service > 1000 kW | Large User | Street Lighting | Sentinel Lighting | Unmetered Scattered Load | Total
2006 | 44312.0833 | 4313.8333 | 492.5 | 17 | 1 | 12962 | 164 | 428 | 62690.4167
2007 | 44388.5833 | 4273.25 | 500.5 | 17.6667 | 1 | 12976 | 153 | 435 | 62745
2008 | 44537.5 | 4256.9167 | 507.25 | 18 | 1 | 13135 | 149.8333 | 457 | 63062.5
2009 | 44613.6667 | 4264.9167 | 506.0833 | 20.0833 | 1 | 13038.75 | 157.9167 | 458.5 | 63060.9167
2010 | 44735.5833 | 4305.75 | 506.6667 | 18.9167 | 1 | 13170 | 166.75 | 469.25 | 63373.9167
2011 | 44900.6667 | 4339.6667 | 505.75 | 17.9167 | 1 | 13090.8333 | 147.5833 | 470.0833 | 63473.5
2012 | 44736.75 | 4496.9167 | 513.5 | 18.4167 | 1 | 13172.0833 | 167.1667 | 469.8333 | 63575.6667
2013 | 44942.4167 | 4527.75 | 511.5833 | 20.0833 | 1 | 13095.3333 | 170.8333 | 465.5 | 63734.5
2014 | 45106.2705 | 4577.8953 | 495.3016 | 19.763 | 1 | 13148.318 | 172.082 | 462.497 | 63983.1273
2015 | 45272.5926 | 4606.5063 | 471.6262 | 20.9038 | 1 | 13197.2137 | 170.9307 | 451.085 | 64191.8583
2016 | 45380.5928 | 4640.2273 | 469.3622 | 20.9038 | 1 | 13223.6107 | 170.9307 | 451.085 | 64357.7125
2017 | 45488.8507 | 4674.1952 | 467.1091 | 20.9038 | 1 | 13250.0604 | 170.9307 | 451.085 | 64524.1349
Growth Rate in Customer Numbers
2007 | 1.0017 | 0.99059 | 1.0162 | 1.0392 | 1 | 1.0011 | 0.93293 | 1.0164
2008 | 1.0034 | 0.99618 | 1.0135 | 1.0189 | 1 | 1.0123 | 0.9793 | 1.0506
2009 | 1.0017 | 1.0019 | 0.9977 | 1.1157 | 1 | 0.99267 | 1.0539 | 1.0033
2010 | 1.0027 | 1.0096 | 1.0012 | 0.94191 | 1 | 1.0101 | 1.0559 | 1.0234
2011 | 1.0037 | 1.0079 | 0.99819 | 0.94714 | 1 | 0.99399 | 0.88506 | 1.0018
2012 | 0.99635 | 1.0362 | 1.0153 | 1.0279 | 1 | 1.0062 | 1.1327 | 0.99947
2013 | 1.0046 | 1.0069 | 0.99627 | 1.0905 | 1 | 0.99417 | 1.0219 | 0.99078
2014 | 1.0036 | 1.0111 | 0.96817 | 0.98405 | 1 | 1.004 | 1.0073 | 0.99355
2015 | 1.0037 | 1.0062 | 0.9522 | 1.0577 | 1 | 1.0037 | 0.99331 | 0.97533
Used | 1.0024 | 1.0073 | 0.9952 | 1 | 1 | 1.002 | 1 | 1
Geomean | 1.0024 | 1.0073 | 0.9952 | 1.0232 | 1 | 1.002 | 1.0046 | 1.0059

## Rate Class Load Model
| General Service > 50 to 999 kW | General Service > 1000 kW | Large User | Street Lighting | Sentinel Lighting | Total
2006 | 715592.13 | 620478.9956 | 54956.29 | 30656.8 | 373.92 | 1422058.1356
2007 | 728766.5 | 570491.5397 | 55549.77 | 30889.01 | 348.84 | 1386045.6597
2008 | 747849.27 | 515509.7758 | 56573.25 | 31499.2 | 341.62 | 1351773.1158
2009 | 719275.91 | 478301.9034 | 51986.83 | 31053.32 | 360.05 | 1280978.0134
2010 | 723294.85 | 460379.548 | 56576.58 | 31561.72 | 380.19 | 1272192.888
2011 | 732497.43 | 446718.998 | 57851.85 | 31849.55 | 336.49 | 1269254.318
2012 | 734173.25 | 455363.4253 | 61728.46 | 30858.56 | 381.14 | 1282504.8353
2013 | 722899.29 | 450516.0308 | 59516.42 | 29850.29 | 389.5 | 1263171.5308
2014 | 690826.75 | 448318.7205 | 63789.84 | 29216.71 | 392.3469 | 1232544.3674
2015 | 668162.78 | 461433.7156 | 74267.9 | 27043.15 | 307.6753 | 1231215.2209
2016 | 666275.4417 | 398232.7557 | 74267.9 | 24931.3566 | 307.6753 | 1164015.1292
2017 | 660385.5995 | 378528.828 | 74267.9 | 23235.7906 | 307.6753 | 1136725.7933
kW/kWh
2006 | 0.2392% | 0.287% | 0.2186% | 0.3108% | 0.2778%
2007 | 0.2437% | 0.2761% | 0.2288% | 0.2832% | 0.2778%
2008 | 0.2513% | 0.2841% | 0.2458% | 0.2907% | 0.2778%
2009 | 0.2473% | 0.2803% | 0.2685% | 0.2679% | 0.2778%
2010 | 0.2537% | 0.3004% | 0.2357% | 0.2808% | 0.2778%
2011 | 0.2539% | 0.2825% | 0.2312% | 0.2832% | 0.2778%
2012 | 0.259% | 0.2822% | 0.2271% | 0.2789% | 0.2688%
2013 | 0.2536% | 0.285% | 0.1989% | 0.2828% | 0.2688%
2014 | 0.2467% | 0.2754% | 0.2099% | 0.2834% | 0.2682%
2015 | 0.2507% | 0.2852% | 0.2022% | 0.2837% | 0.2728%
Average | 0.2499% | 0.2838% | 0.2022% | 0.2845% | 0.2728%
2015-01-01 |  |  | 6361
2015-02-01 |  |  | 6520.35
2015-03-01 |  |  | 6449.01
2015-04-01 |  |  | 6124.85
2015-05-01 |  |  | 6254.63
2015-06-01 |  |  | 6224.3
2015-07-01 |  |  | 6014.97
2015-08-01 |  |  | 6124.33
2015-09-01 |  |  | 5867.16
2015-10-01 |  |  | 5944.91
2015-11-01 |  |  | 6108.96
2015-12-01 |  |  | 6273.43
|  |  | 74267.9 | 12 NCP
|  |  | 25603.79 | 4 NCP
|  |  | 6520.35 | 1 NCP

## CDM Activity
| Total 2006 to 2015 Annual CDM Results (Net) with Persistence | Increase over previous year |  |  |  | Total Residential CDM Results | Increase over previous year |  |  |  | Total GS < 50 kW CDM Results | Increase over previous year |  |  |  | Total GS > 50 kW CDM Results | Increase over previous year |  |  |  | Total GS > 1000 kW CDM Results | Increase over previous year | [5 empty] | # | Initiative Name | Program Name | Res | GS < 50 kW | GS > 50 kW | GS > 1000 | Program Year | 2006 | 2007 | 2008 | 2009 | 2010 | 2011 | 2012 | 2013 | 2014 | 2015 | 2016 | 2017 | Initiative Name | Program Name | RS | GS < 50 | GS 50-999 | GS > 1000 | Program Year | 2011 | 2012 | 2013 | 2014 | 2015 | 2016 | 2017
2005 |  | 0 | 0 | Check |  |  | 0 | 0 | Check |  |  | 0 | 0 | Check |  |  | 0 | 0 | Check |  |  | 0 | 0 | Check |  | Jan | 1 | [8 empty] | 2006: Half year applies to first year programs | [7 empty] | Half year applies to first year programs
2006 | 1623155.2136 | 1623155.2136 | 20809.6822 | 1623155.2136 | 0 | 1623155.2136 | 1623155.2136 | 20809.6822 | 1623155.2136 | 0 | 0 | 0 | 0 | 0 | 0 | 0 | 0 | 0 | 0 | 0 | 0 | 0 | 0 | 0 | 0 | Feb | 2 | 1 | Secondary Refrigerator Retirement Pilot | Consumer | 100% |  |  |  | 2006 | 24038.7708 | 48077.5415 | 48077.5415 | 48077.5415 | 48077.5415 | 48077.5415 | 0 | 0 | 0 | 0 | 0 | 0 | Appliance Retirement | RS | 100% |  |  |  | 2011 | 154891.5305 | 309783.061 | 309783.061 | 309783.061 | 309783.061 | 309783.061 | 309783.061
2007 | 4646180.566 | 1649586.3255 | 21148.5426 | 4646180.566 | 0 | 4646180.566 | 1649586.3255 | 21148.5426 | 4646180.566 | 0 | 0 | 0 | 0 | 0 | 0 | 0 | 0 | 0 | 0 | 0 | 0 | 0 | 0 | 0 | 0 | Mar | 3 | 2 | Cool & Hot Savings Rebate | Consumer | 100% |  |  |  | 2006 | 59341.6239 | 118683.2479 | 118683.2479 | 118683.2479 | 118683.2479 | 118683.2479 | 118683.2479 | 118683.2479 | 87560.76 | 87560.76 | 87560.76 | 87560.76 | Appliance Exchange | RS | 100% |  |  |  | 2011 | 984.2835 | 1968.567 | 1968.567 | 1968.567 | 1968.567 | 1968.567 | 1968.567
2008 | 6995958.7481 | 953974.3682 | 12230.4406 | 6995958.7481 | 0 | 6816130.0086 | 774145.6287 | 9924.944 | 6816130.0086 | 0 | 50032.177 | 50032.177 | 641.4382 | 50032.177 | 0 | 129796.5624 | 129796.5624 | 1664.0585 | 129796.5624 | 0 | 0 | 0 | 0 | 0 | 0 | Apr | 4 | 3 | Every Kilowatt Counts | Consumer | 100% |  |  |  | 2006 | 1539774.8189 | 3079549.6379 | 3079549.6379 | 3079549.6379 | 397051.4502 | 397051.4502 | 397051.4502 | 397051.4502 | 397051.4502 | 397051.4502 | 370290.8838 | 370290.8838 | HVAC Incentives | RS | 100% |  |  |  | 2011 | 176272.255 | 352544.51 | 352544.51 | 352544.51 | 352544.51 | 352544.51 | 352544.51
2009 | 10186807.9603 | 2383640.1314 | 30559.4889 | 10186807.9603 | 0 | 8262415.9752 | 791239.6654 | 10144.0983 | 8262415.9752 | 0 | 713364.2645 | 620997.1685 | 7961.5022 | 713364.2645 | 0 | 1205415.6888 | 965791.2658 | 12381.9393 | 1205415.6888 | 0 | 5612.0318 | 5612.0318 | 71.9491 | 5612.0318 | 0 | May | 5 | 6 | Great Refrigerator Roundup | Consumer | 100% |  |  |  | 2007 | 0 | 106203.8738 | 212407.7477 | 212407.7477 | 212407.7477 | 212200.7193 | 211993.6909 | 211993.6909 | 211993.6909 | 176317.2739 | 0 | 0 | Conservation Instant Coupon Booklet | RS | 100% |  |  |  | 2011 | 83451.002 | 166902.004 | 166902.004 | 166902.004 | 166902.004 | 166902.004 | 166902.004
2010 | 10803490.5161 | -1400243.7093 | -17951.8424 | 10803490.5161 | 0 | 6707812.211 | -2224114.2503 | -28514.2853 | 6707812.211 | 0 | 1834512.0953 | 595688.6882 | 7637.0345 | 1834512.0953 | 0 | 2242150.1214 | 219526.4385 | 2814.4415 | 2242150.1214 | 0 | 19016.0883 | 8655.4143 | 110.9669 | 19016.0883 | 0 | Jun | 6 | 7 | Cool & Hot Savings Rebate | Consumer | 100% |  |  |  | 2007 | 0 | 91478.1659 | 182956.3318 | 182956.3318 | 182956.3318 | 182956.3318 | 174282.4483 | 174282.4483 | 174282.4483 | 174282.4483 | 174282.4483 | 174282.4483 | Bi-Annual Retailer Event | RS | 100% |  |  |  | 2011 | 128395.3615 | 256790.723 | 256790.723 | 256790.723 | 256790.723 | 256790.723 | 256790.723 | 3807961.0275 | -543994.4325
2011 | 12098105.9614 | 2479437.0455 | 31787.6544 | 12098105.9614 | 0 | 7261361.9567 | 2435492.5728 | 31224.2638 | 7261361.9567 | 0 | 2578640.3991 | 240084.0291 | 3078.0004 | 2578640.3991 | 0 | 2174585.649 | -253317.6126 | -3247.6617 | 2174585.649 | 0 | 83517.9565 | 57178.0561 | 733.052 | 83517.9565 | 0 | Jul | 7 | 8 | Every Kilowatt Counts | Consumer | 100% |  |  |  | 2007 | 0 | 548359.5512 | 1083306.3093 | 1083306.3093 | 1083306.3093 | 1083306.3093 | 1046311.8722 | 1046311.8722 | 1046311.8722 | 84977.0397 | 84977.0397 | 16011.9712 | Retrofit | GS < 50 |  | 100% |  |  | 2011 | 85270.5 | 170541 | 170541 | 170541 | 170541 | 170541 | 170541
2012 | 14377494.8016 | 181403.648 | 2325.6878 | 14377494.8016 | 0 | 7818796.6495 | -1503366.715 | -19273.9322 | 7818796.6495 | 0 | 3414927.0871 | 633138.6633 | 8117.1624 | 3414927.0871 | 0 | 2956747.927 | 996507.9502 | 12775.743 | 2956747.927 | 0 | 187023.1381 | 55123.7494 | 706.7147 | 187023.1381 | 0 | Aug | 8 | 10 | Summer Savings | Consumer | 100% |  |  |  | 2007 | 0 | 375465.6836 | 126571.3079 | 47909.279 | 47909.279 | 47909.279 | 47909.279 | 47909.279 | 47909.279 | 30427.4031 | 30427.4031 | 30427.4031 | Retrofit | GS 50-999 |  |  | 100% |  | 2011 | 175113 | 350226 | 350226 | 350226 | 350226 | 350226 | 350226
2013 | 20154699.0256 | 5623708.8295 | 72098.8311 | 20154699.0256 | 0 | 8253039.4154 | 1706322.294 | 21875.9268 | 8253039.4154 | 0 | 4753896.4108 | 803236.6085 | 10297.9052 | 4753896.4108 | 0 | 4629625.0915 | 829678.1297 | 10636.8991 | 4629625.0915 | 0 | 2518138.108 | 2284471.7973 | 29288.1 | 2518138.108 | 0 | Sep | 9 | 11 | Aboriginal | Consumer | 100% |  |  |  | 2007 | 0 | 192150 | 384300 | 384300 | 384300 | 0 | 0 | 0 | 0 | 0 | 0 | 0 | Retrofit | GS > 1000 |  |  |  | 100% | 2011 | 27937 | 55874 | 55874 | 55874 | 55874 | 55874 | 55874
2014 | 29397195.4202 | 4483973.5388 | 57486.8402 | 29397195.4202 | 0 | 8521067.261 | -1175783.3263 | -15074.1452 | 8521067.261 | 0 | 6286049.7442 | 852491.5878 | 10929.3793 | 6286049.7442 | 0 | 7058796.8646 | 1727136.4326 | 22142.7748 | 7058796.8646 | 0 | 7531281.5504 | 3080128.8447 | 39488.8313 | 7531281.5504 | 0 | Oct | 10 | 13 | Social Housing Pilot | Consumer Low-Income | 100% |  |  |  | 2007 | 0 | 49838.9182 | 99677.8365 | 99677.8365 | 99677.8365 | 99677.8365 | 99677.8365 | 99677.8365 | 99677.8365 | 99677.8365 | 99677.8365 | 0 | Direct Install Lighting | GS < 50 |  | 100% |  |  | 2011 | 147855.398 | 295710.796 | 295710.796 | 295710.796 | 295710.796 | 295710.796 | 295710.796 | 3053231.286 | -436175.898
2015 | 42876251.8014 | 9684924.9253 | 124165.7042 | 42876251.8014 | 0 | 8395774.5568 | 869600.8795 | 11148.7292 | 8395774.5568 | 0 | 7461235.8752 | 453847.0951 | 5818.5525 | 7461235.8752 | 0 | 8999332.3316 | 479112.3317 | 6142.4658 | 8999332.3316 | 0 | 17536909.0379 | 7399364.6189 | 94863.649 | 17536909.0379 | 0 | Nov | 11 | 14 | Energy Efficiency Assistance for Houses Pilot | Consumer Low-Income | 100% |  |  |  | 2007 | 0 | 36373.946 | 72747.8919 | 72747.8919 | 72747.8919 | 72747.8919 | 72747.8919 | 72747.8919 | 72747.8919 | 72747.8919 | 72747.8919 | 72747.8919 | Retrofit | GS > 1000 |  |  |  | 100% | 2011 | 54547.0315 | 109094.063 | 109094.063 | 109094.063 | 109094.063 | 109094.063 | 109094.063 | 381829.2205 | -54547.0315
2016 | 51549649.5597 | 478461.283 | 6134.119 | 51549649.5597 | 0 | 8364041.6172 | -767549.0684 | -9840.3727 | 8364041.6172 | 0 | 7728686.0106 | -116574.3297 | -1494.5427 | 7728686.0106 | 0 | 9645633.3941 | 240898.3202 | 3088.44 | 9645633.3941 | 0 | 24845288.5379 | 1047378.6686 | 13427.9316 | 24845288.5379 | 0 | Dec | 12 | 20 | Great Refrigerator Roundup | Consumer | 100% |  |  |  | 2008 | 0 | 0 | 307051.195 | 614102.39 | 614102.39 | 614102.39 | 613322.27 | 612542.15 | 612542.15 | 612542.15 | 494023.75 | 0 | Electricity Retrofit Incentive Program | GS 50-999 |  |  | 100% |  | 2011 | 42658.2895 | 85316.579 | 85316.579 | 85316.579 | 85316.579 | 85316.579 | 85316.579
2017 | 50122929.3472 | -1831572.0674 | -23481.6932 | 50122929.3472 | 0 | 7581503.487 | -133073.5338 | -1706.0709 | 7581503.487 | 0 | 7084503.9282 | -545542.2649 | -6994.1316 | 7084503.9282 | 0 | 9645633.3941 | -203837.0402 | -2613.2954 | 9645633.3941 | 0 | 24845288.5379 | -886243.4888 | -11362.096 | 24845288.5379 | 0 | Total | 78 | 21 | Cool Savings Rebate | Consumer | 100% |  |  |  | 2008 | 0 | 0 | 101191.546 | 202383.092 | 202383.092 | 202383.092 | 202383.092 | 202383.092 | 202383.092 | 202383.092 | 202383.092 | 202383.092 | High Performance New Construction | GS 50-999 |  |  | 100% |  | 2011 | 1363.2815 | 2726.563 | 2726.563 | 2726.563 | 2726.563 | 2726.563 | 2726.563 | 308150.997 | -44021.571
Total | 254831918.9214 |  |  |  |  | 84251278.9182 |  |  |  |  | 41905847.9921 |  |  |  |  | 48687717.0244 |  |  |  |  | 77572074.9867 | [6 empty] | 22 | Every Kilowatt Counts Power Savings Event | Consumer | 100% |  |  |  | 2008 | 0 | 0 | 513673.479 | 1022877.8503 | 1022877.8503 | 1022877.8503 | 868184.7968 | 868184.7968 | 707098.909 | 586754.1102 | 370457.416 | 365735.5094 | Appliance Retirement | RS | 100% |  |  |  | 2011 | 0 | 0 | 0 | -63231 | -63231 | -63231 | -63231
| 0 | 2415000 | 0 |  |  | 0 |  |  |  |  | 0 |  |  |  |  | 0 |  |  |  |  | 0 | [6 empty] | 24 | Summer Sweepstakes | Consumer | 100% |  |  |  | 2008 | 0 | 0 | 485935.9361 | 350703.2299 | 350703.2299 | 350703.2299 | 350703.2299 | 350703.2299 | 350703.2299 | 350703.2299 | 192127.737 | 192127.737 | HVAC Incentives | RS | 100% |  |  |  | 2011 | -36960.8095 | -73921.619 | -73921.619 | -73921.619 | -73921.619 | -73921.619 | -73921.619
| CDM Activity Variable |  |  |  |  | CDM Activity Variable |  |  |  |  | CDM Activity Variable |  |  |  |  | CDM Activity Variable |  |  |  |  | CDM Activity Variable | [6 empty] | 25 | Electricity Retrofit Incentive | Consumer, Business | 0% | 28% | 72% |  | 2008 | 0 | 0 | 178686.3465 | 357370.2525 | 357370.2525 | 357370.2525 | 357370.2525 | 357370.2525 | 357370.2525 | 357370.2525 | 328218.9504 | 328218.9504 | Conservation Instant Coupon Booklet | RS | 100% |  |  |  | 2011 | 1204.3515 | 2408.703 | 2408.703 | 2408.703 | 2408.703 | 2408.703 | 2408.703
[28 empty] | 27 | High Performance New Construction | Business | 0% |  | 100% |  | 2008 | 0 | 0 | 1142.3929 | 2284.7859 | 2284.7859 | 2284.7859 | 2284.7859 | 2284.7859 | 2284.7859 | 2284.7859 | 2284.7859 | 2284.7859 | Bi-Annual Retailer Event | RS | 100% |  |  |  | 2011 | 9539.3465 | 19078.693 | 19078.693 | 19078.693 | 19078.693 | 19078.693 | 19078.693 | -246750.7805 | 26217.1115
2006-01-01 | 20809.6822 |  |  |  |  | 20809.6822 |  |  |  |  | 0 |  |  |  |  | 0 |  |  |  |  | 0 | [6 empty] | 35 | Great Refrigerator Roundup | Consumer | 100% |  |  |  | 2009 | 0 | 0 | 0 | 377262.9641 | 754525.9282 | 754525.9282 | 753309.1157 | 575607.7767 | 0 | 0 | 0 | 0 | Retrofit | GS < 50 |  | 100% |  |  | 2011 | 3155.1688 | 6310.3377 | 6310.3377 | 6310.3377 | 6310.3377 | 6310.3377 | 6310.3377
2006-02-01 | 41619.3645 |  |  |  |  | 41619.3645 |  |  |  |  | 0 |  |  |  |  | 0 |  |  |  |  | 0 | [6 empty] | 36 | Cool Savings Rebate | Consumer | 100% |  |  |  | 2009 | 0 | 0 | 0 | 126885.7305 | 253771.4611 | 253771.4611 | 252868.9716 | 251571.1572 | 250044.1555 | 250044.1555 | 250044.1555 | 250044.1555 | Retrofit | GS 50-999 |  |  | 100% |  | 2011 | 6479.4061 | 12958.8122 | 12958.8122 | 12958.8122 | 12958.8122 | 12958.8122 | 12958.8122
2006-03-01 | 62429.0467 |  |  |  |  | 62429.0467 |  |  |  |  | 0 |  |  |  |  | 0 |  |  |  |  | 0 | [6 empty] | 37 | Every Kilowatt Counts Power Savings Event | Consumer | 100% |  |  |  | 2009 | 0 | 0 | 0 | 220634.8949 | 422959.1398 | 422959.1398 | 422933.2881 | 420119.4302 | 403546.9169 | 321287.3633 | 319492.5188 | 204342.9504 | Retrofit | GS > 1000 |  |  |  | 100% | 2011 | 1033.925 | 2067.8501 | 2067.8501 | 2067.8501 | 2067.8501 | 2067.8501 | 2067.8501
2006-04-01 | 83238.7289 |  |  |  |  | 83238.7289 |  |  |  |  | 0 |  |  |  |  | 0 |  |  |  |  | 0 | [6 empty] | 39 | Electricity Retrofit Incentive | Consumer, Business | 0% | 28% | 72% |  | 2009 | 0 | 0 | 0 | 813409.0909 | 1626818.1818 | 1626818.1818 | 1626818.1818 | 1626818.1818 | 1626818.1818 | 1626818.1818 | 1626818.1818 | 1626818.1818 | Direct Install Lighting | GS < 50 |  | 100% |  |  | 2011 | 0 | 0 | 0 | -63231 | -63231 | -63231 | -63231
2006-05-01 | 104048.4111 |  |  |  |  | 104048.4111 |  |  |  |  | 0 |  |  |  |  | 0 |  |  |  |  | 0 | [6 empty] | 41 | High Performance New Construction | Business | 0% |  | 100% |  | 2009 | 0 | 0 | 0 | 35473.6527 | 70947.3054 | 70947.3054 | 70947.3054 | 70947.3054 | 70947.3054 | 70947.3054 | 70947.3054 | 70947.3054 | Energy Audit | GS 50-999 |  |  | 100% |  | 2011 | 39597.4425 | 79194.885 | 79194.885 | 79194.885 | 79194.885 | 79194.885 | 79194.885 | 288630.5975 | -50265.9425 | 7593052.348 | -1102787.764 | 1102787.764 | 0
2006-06-01 | 124858.0934 |  |  |  |  | 124858.0934 |  |  |  |  | 0 |  |  |  |  | 0 |  |  |  |  | 0 | [6 empty] | 42 | Power Savings Blitz | Business | 0% | 100% |  |  | 2009 | 0 | 0 | 0 | 385546.0484 | 771092.0968 | 771092.0968 | 771092.0968 | 771092.0968 | 771092.0968 | 771092.0968 | 771092.0968 | 434293.2499 | Appliance Retirement | RS | 100% |  |  |  | 2012 |  | 86865.3485 | 173730.697 | 173730.697 | 173730.697 | 173730.697 | 173730.697
2006-07-01 | 145667.7756 |  |  |  |  | 145667.7756 |  |  |  |  | 0 |  |  |  |  | 0 |  |  |  |  | 0 | [6 empty] | 44 | Demand Response 1 | Business, Industrial | 0% |  | 100% |  | 2009 | 0 | 0 | 0 | 30866.1747 | 0 | 0 | 0 | 0 | 0 | 0 | 0 | 0 | Appliance Exchange | RS | 100% |  |  |  | 2012 |  | 5985.599 | 11971.198 | 11971.198 | 11971.198 | 11971.198 | 11971.198
2006-08-01 | 166477.4578 |  |  |  |  | 166477.4578 |  |  |  |  | 0 |  |  |  |  | 0 |  |  |  |  | 0 | [6 empty] | 45 | Demand Response 2 | Business, Industrial | 0% |  | 100% |  | 2009 | 0 | 0 | 0 | 293829.9483 | 0 | 0 | 0 | 0 | 0 | 0 | 0 | 0 | HVAC Incentives | RS | 100% |  |  |  | 2012 |  | 75986.2235 | 151972.447 | 151972.447 | 151972.447 | 151972.447 | 151972.447
2006-09-01 | 187287.14 |  |  |  |  | 187287.14 |  |  |  |  | 0 |  |  |  |  | 0 |  |  |  |  | 0 | [6 empty] | 46 | Demand Response 3 | Business, Industrial | 0% |  |  | 100% | 2009 | 0 | 0 | 0 | 5612.0318 | 0 | 0 | 0 | 0 | 0 | 0 | 0 | 0 | Conservation Instant Coupon Booklet | RS | 100% |  |  |  | 2012 |  | 6108.816 | 12217.632 | 12217.632 | 12217.632 | 12217.632 | 12217.632
2006-10-01 | 208096.8223 |  |  |  |  | 208096.8223 |  |  |  |  | 0 |  |  |  |  | 0 |  |  |  |  | 0 | [6 empty] | 48 | LDC Custom - Thunder Bay Hydro - Phantom Load | Consumer | 100% |  |  |  | 2009 | 0 | 0 | 0 | 17950 | 0 | 0 | 0 | 0 | 0 | 0 | 0 | 0 | Bi-Annual Retailer Event | RS | 100% |  |  |  | 2012 |  | 117010.5125 | 234021.025 | 234021.025 | 234021.025 | 234021.025 | 234021.025 | 1459782.4975 | -291956.4995
2006-11-01 | 228906.5045 | Check |  |  |  | 228906.5045 | Check |  |  |  | 0 | Check |  |  |  | 0 | Check |  |  |  | 0 | Check | [5 empty] | 53 | Great Refrigerator Roundup | Consumer | 100% |  |  |  | 2010 | 0 | 0 | 0 | 0 | 291164.1205 | 582328.241 | 582328.241 | 580178.3116 | 468203.7599 | 0 | 0 | 0 | Retrofit | GS < 50 |  | 100% |  |  | 2012 |  | 201997 | 403994 | 403994 | 403994 | 403994 | 403994
2006-12-01 | 249716.1867 | 1623155.2136 | 2996594.2406 |  |  | 249716.1867 | 1623155.2136 | 2996594.2406 |  |  | 0 | 0 | 0 |  |  | 0 | 0 | 0 |  |  | 0 | 0 | 0 |  |  |  |  | 54 | Cool Savings Rebate | Consumer | 100% |  |  |  | 2010 | 0 | 0 | 0 | 0 | 56936.7669 | 113873.5338 | 113873.5338 | 113873.5338 | 113873.5338 | 113873.5338 | 113873.5338 | 113873.5338 | Retrofit | GS 50-999 |  |  | 100% |  | 2012 |  | 415206 | 830412 | 830412 | 830412 | 830412 | 830412
2007-01-01 | 270864.7293 |  |  |  |  | 270864.7293 |  |  |  |  | 0 |  |  |  |  | 0 |  |  |  |  | 0 | [6 empty] | 55 | Every Kilowatt Counts Power Savings Event | Consumer | 100% |  |  |  | 2010 | 0 | 0 | 0 | 0 | 78844.2302 | 138596.4295 | 134185.4741 | 134185.4741 | 134185.4741 | 69067.7246 | 52735.5567 | 52735.5567 | Direct Install Lighting | GS < 50 |  | 100% |  |  | 2012 |  | 394008.864 | 788017.728 | 788017.728 | 788017.728 | 788017.728 | 788017.728
2007-02-01 | 292013.272 |  |  |  |  | 292013.272 |  |  |  |  | 0 |  |  |  |  | 0 |  |  |  |  | 0 | [6 empty] | 57 | Electricity Retrofit Incentive | Consumer, Business | 0% | 28% | 72% |  | 2010 | 0 | 0 | 0 | 0 | 125322.7159 | 250645.4318 | 250645.4318 | 250645.4318 | 250645.4318 | 250645.4318 | 250645.4318 | 250645.4318 | Energy Audit | GS 50-999 |  |  | 100% |  | 2012 |  | 50352.509 | 100705.018 | 100705.018 | 100705.018 | 100705.018 | 100705.018 | 5307821.865 | -1061564.373
2007-03-01 | 313161.8146 |  |  |  |  | 313161.8146 |  |  |  |  | 0 |  |  |  |  | 0 |  |  |  |  | 0 | [6 empty] | 59 | High Performance New Construction | Business | 0% |  | 100% |  | 2010 | 0 | 0 | 0 | 0 | 113530.8773 | 227061.7545 | 227061.7545 | 227061.7545 | 227061.7545 | 227061.7545 | 227061.7545 | 227061.7545 | Demand Response 3 | GS > 1000 |  |  |  | 100% | 2012 |  | 19987.225 |  |  | 0 | 0 | 0 | 19987.225 | -19987.225
2007-04-01 | 334310.3573 |  |  |  |  | 334310.3573 |  |  |  |  | 0 |  |  |  |  | 0 |  |  |  |  | 0 | [6 empty] | 60 | Power Savings Blitz | Business | 0% | 100% |  |  | 2010 | 0 | 0 | 0 | 0 | 472756.8765 | 945513.753 | 945513.753 | 945513.753 | 945513.753 | 945513.753 | 945513.753 | 638130.5175 | High Performance New Construction | GS 50-999 |  |  | 100% |  | 2012 |  | 17640.567 | 35281.134 | 35281.134 | 35281.134 | 35281.134 | 35281.134 | 88202.835 | -17640.567
2007-05-01 | 355458.8999 |  |  |  |  | 355458.8999 |  |  |  |  | 0 |  |  |  |  | 0 |  |  |  |  | 0 | [6 empty] | 61 | Multi-Family Energy Efficiency Rebates | Consumer, Consumer Low-Income | 100% |  |  |  | 2010 | 0 | 0 | 0 | 0 | 12426.3663 | 24852.7327 | 24852.7327 | 24852.7327 | 24852.7327 | 24852.7327 | 24852.7327 | 24852.7327 | HVAC Incentives | RS | 100% |  |  |  | 2012 |  | 3683.0455 | 7366.091 | 7366.091 | 7366.091 | 7366.091 | 7366.091 | 18415.2275 | -3683.0455
2007-06-01 | 376607.4425 |  |  |  |  | 376607.4425 |  |  |  |  | 0 |  |  |  |  | 0 |  |  |  |  | 0 | [6 empty] | 62 | Demand Response 2 | Business, Industrial | 0% |  | 100% |  | 2010 | 0 | 0 | 0 | 0 | 536539.1247 | 0 | 0 | 0 | 0 | 0 | 0 | 0 | Retrofit | GS < 50 |  | 100% |  |  | 2012 |  | 3999.7572 | 7999.5143 | 7999.5143 | 7999.5143 | 7999.5143 | 7999.5143
2007-07-01 | 397755.9852 |  |  |  |  | 397755.9852 |  |  |  |  | 0 |  |  |  |  | 0 |  |  |  |  | 0 | [6 empty] | 63 | Demand Response 3 | Business, Industrial | 0% |  |  | 100% | 2010 | 0 | 0 | 0 | 0 | 19016.0883 | 0 | 0 | 0 | 0 | 0 | 0 | 0 | Retrofit | GS 50-999 |  |  | 100% |  | 2012 |  | 8221.2428 | 16442.4857 | 16442.4857 | 16442.4857 | 16442.4857 | 16442.4857
2007-08-01 | 418904.5278 |  |  |  |  | 418904.5278 |  |  |  |  | 0 |  |  |  |  | 0 |  |  |  |  | 0 | [6 empty] | 64 | [19 empty] | Direct Install Lighting | GS < 50 |  | 100% |  |  | 2012 |  |  |  | -7298 | -7298 | -7298 | -7298
2007-09-01 | 440053.0704 |  |  |  |  | 440053.0704 |  |  |  |  | 0 |  |  |  |  | 0 |  |  |  |  | 0 | [6 empty] | 65 | [7 empty] | 1623155.2136 | 4646180.566 | 6995958.7481 | 10186807.9603 | 10803490.5161 | 10995318.1974 | 10739336.0241 | 10554592.9635 | 9656702.7444 | 7906283.7572 | 7162537.0155 | 5735816.8029 | Energy Audit | GS 50-999 |  |  | 100% |  | 2012 |  | 1708.1195 | 3416.239 | 3416.239 | 3416.239 | 3416.239 | 3416.239 | 62347.5975 | -13929.1195
2007-10-01 | 461201.6131 |  |  |  |  | 461201.6131 |  |  |  |  | 0 |  |  |  |  | 0 |  |  |  |  | 0 | [14 empty] | 1623155.2136 | 4646180.566 | 6995958.7481 | 10186807.9603 | 10803490.5161 | 10995318.1974 | 10739336.0241 | 10554592.9635 | 9656702.7444 | 7906283.7572 | 7162537.0155 | 5735816.8029 | Program Enabled Savings | GS 50-999 |  |  | 100% |  | 2012 |  | 23822.42 | 47644.84 | 47644.84 | 47644.84 | 47644.84 | 47644.84 | 119112.1 | -23822.42 | 7075669.3475 | -1432583.2495 | 1432583.2495 | 1.8626e-09
2007-11-01 | 482350.1557 | Check |  |  |  | 482350.1557 | Check |  |  |  | 0 | Check |  |  |  | 0 | Check |  |  |  | 0 | Check | [5 empty] | Total | [7 empty] | 0 | 0 | 0 | 0 | 0 | 0 | 0 | 0 | 0 | 0 | 0 | 0 | Appliance Retirement | RS | 100% |  |  |  | 2013 |  |  | 57529.439 | 115058.878 | 115058.878 | 115058.878 | 115058.878
2007-12-01 | 503498.6983 | 4646180.566 | 6041984.3799 |  |  | 503498.6983 | 4646180.566 | 6041984.3799 |  |  | 0 | 0 | 0 |  |  | 0 | 0 | 0 |  |  | 0 | 0 | 0 | [24 empty] | Appliance Exchange | RS | 100% |  |  |  | 2013 |  |  | 18287.274 | 36574.548 | 36574.548 | 36574.548 | 36574.548
2008-01-01 | 515729.1389 |  |  |  |  | 513423.6423 |  |  |  |  | 641.4382 |  |  |  |  | 1664.0585 |  |  |  |  | 0 | [26 empty] | HVAC Incentives | RS | 100% |  |  |  | 2013 |  |  | 72247.1455 | 144494.291 | 144494.291 | 144494.291 | 144494.291
2008-02-01 | 527959.5796 |  |  |  |  | 523348.5862 |  |  |  |  | 1282.8763 |  |  |  |  | 3328.117 |  |  |  |  | 0 | [26 empty] | Conservation Instant Coupon Booklet | RS | 100% |  |  |  | 2013 |  |  | 33674.7825 | 67349.565 | 67349.565 | 67349.565 | 67349.565
2008-03-01 | 540190.0202 |  |  |  |  | 533273.5302 |  |  |  |  | 1924.3145 |  |  |  |  | 4992.1755 |  |  |  |  | 0 | [12 empty] | 2006 to 2010 | Residential | 1623155.2136 | 4646180.566 | 6816130.0086 | 8262415.9752 | 6707812.211 | 6743584.6357 | 6487602.4625 | 6302859.4018 | 5404969.1828 | 3654550.1955 | 2939954.7559 | 2157416.6258 | Bi-Annual Retailer Event | RS | 100% |  |  |  | 2013 |  |  | 75059.6085 | 150119.217 | 150119.217 | 150119.217 | 150119.217
2008-04-01 | 552420.4608 |  |  |  |  | 543198.4742 |  |  |  |  | 2565.7527 |  |  |  |  | 6656.234 |  |  |  |  | 0 | [12 empty] | 2006 to 2010 | GS < 50 kW | 0 | 0 | 50032.177 | 713364.2645 | 1834512.0953 | 2342359.3323 | 2342359.3323 | 2342359.3323 | 2342359.3323 | 2342359.3323 | 2334196.9677 | 1690014.8853 | Residential Demand Response | RS | 100% |  |  |  | 2013 |  |  | 2.3365 | 4.673 | 4.673 | 4.673 | 4.673 | 770401.758 | -256800.586
2008-05-01 | 564650.9014 |  |  |  |  | 553123.4181 |  |  |  |  | 3207.1908 |  |  |  |  | 8320.2925 |  |  |  |  | 0 | [12 empty] | 2006 to 2010 | GS 50-999 | 0 | 0 | 129796.5624 | 1205415.6888 | 2242150.1214 | 1909374.2294 | 1909374.2294 | 1909374.2294 | 1909374.2294 | 1909374.2294 | 1888385.2919 | 1888385.2919 | Retrofit | GS < 50 |  | 100% |  |  | 2013 |  |  | 283940.5 | 567881 | 567881 | 567881 | 567881
2008-06-01 | 576881.342 |  |  |  |  | 563048.3621 |  |  |  |  | 3848.629 |  |  |  |  | 9984.351 |  |  |  |  | 0 | [12 empty] | 2006 to 2010 | GS > 1000kW | 0 | 0 | 0 | 5612.0318 | 19016.0883 | 0 | 0 | 0 | 0 | 0 | 0 | 0 | Retrofit | GS 50-999 |  |  | 100% |  | 2013 |  |  | 474444 | 948888 | 948888 | 948888 | 948888
2008-07-01 | 589111.7827 |  |  |  |  | 572973.306 |  |  |  |  | 4490.0672 |  |  |  |  | 11648.4094 |  |  |  |  | 0 | [13 empty] | Subtotal | 1623155.2136 | 4646180.566 | 6995958.7481 | 10186807.9603 | 10803490.5161 | 10995318.1974 | 10739336.0241 | 10554592.9635 | 9656702.7444 | 7906283.7572 | 7162537.0155 | 5735816.8029 | Retrofit | GS > 1000 |  |  |  | 100% | 2013 |  |  | 2234562.5 | 4469125 | 4469125 | 4469125 | 4469125
2008-08-01 | 601342.2233 |  |  |  |  | 582898.25 |  |  |  |  | 5131.5053 |  |  |  |  | 13312.4679 |  |  |  |  | 0 | [26 empty] | Direct Install Lighting | GS < 50 |  | 100% |  |  | 2013 |  |  | 442451.8735 | 884903.747 | 884903.747 | 884903.747 | 884903.747 | 10306196.6205 | -3435398.8735
2008-09-01 | 613572.6639 |  |  |  |  | 592823.1939 |  |  |  |  | 5772.9435 |  |  |  |  | 14976.5264 |  |  |  |  | 0 | [12 empty] | 2011 to 2014 | Residential | 2011: 517777.321; 2012: 1331194.187; 2013: 1950180.0136; 2014: 3116098.0783; 2015: 4058361.8613; 2016: 4058361.8613; 2017: 4058361.8613 | Demand Response 3 | GS > 1000 |  |  |  | 100% | 2013 |  |  | 17603.37 |  | 0 | 0 | 0 | 17603.37 | -17603.37
2008-10-01 | 625803.1045 |  |  |  |  | 602748.1379 |  |  |  |  | 6414.3817 |  |  |  |  | 16640.5849 |  |  |  |  | 0 | [12 empty] | 2011 to 2014 | GS < 50 kW | 2011: 236281.0668; 2012: 1072567.7548; 2013: 2411537.0785; 2014: 3943690.4119; 2015: 4843264.0429; 2016: 4843264.0429; 2017: 4843264.0429 | Home Assistance Program | RS | 100% |  |  |  | 2013 |  |  | 46386.9595 | 92773.919 | 92773.919 | 92773.919 | 92773.919 | 139160.8785 | -46386.9595
2008-11-01 | 638033.5451 | Check |  |  |  | 612673.0819 | Check |  |  |  | 7055.8198 | Check |  |  |  | 18304.6434 | Check |  |  |  | 0 | Check | [11 empty] | 2011 to 2014 | GS 50-999 | 2011: 265211.4196; 2012: 1047373.6976; 2013: 2720250.862; 2014: 5149422.6352; 2015: 6422668.1022; 2016: 6422668.1022; 2017: 6422668.1022 | Appliance Retirement | RS | 100% |  |  |  | 2013 |  |  | 0 | -35855 | -35855 | -35855 | -35855
2008-12-01 | 650263.9857 | 6995958.7481 | 7803167.8289 |  |  | 622598.0258 | 6816130.0086 | 7471176.3099 |  |  | 7697.258 | 50032.177 | 92367.0961 |  |  | 19968.7019 | 129796.5624 | 239624.423 |  |  | 0 | 0 | 0 | [10 empty] | 2011 to 2014 | GS > 1000kW | 2011: 83517.9565; 2012: 187023.1381; 2013: 2518138.108; 2014: 7531281.5504; 2015: 10228529.5379; 2016: 10228529.5379; 2017: 10228529.5379 | HVAC Incentives | RS | 100% |  |  |  | 2013 |  |  | 6855.2927 | 13710.5854 | 13710.5854 | 13710.5854 | 13710.5854
2009-01-01 | 680823.4746 |  |  |  |  | 632742.1241 |  |  |  |  | 15658.7602 |  |  |  |  | 32350.6412 |  |  |  |  | 71.9491 | [13 empty] | Subtotal | 2011: 1102787.764; 2012: 3638158.7775; 2013: 9600106.0621; 2014: 19740492.6758; 2015: 25552823.5443; 2016: 25552823.5443; 2017: 25552823.5443 | Conservation Instant Coupon Booklet | RS | 100% |  |  |  | 2013 |  |  | 103 | 206 | 206 | 206 | 206 | -14980.122 | -6958.2927
2009-02-01 | 711382.9635 |  |  |  |  | 642886.2224 |  |  |  |  | 23620.2623 |  |  |  |  | 44732.5805 |  |  |  |  | 143.8983 | [26 empty] | Retrofit | GS < 50 |  | 100% |  |  | 2013 |  |  | 12571.329 | 25142.658 | 25142.658 | 25142.658 | 25142.658
2009-03-01 | 741942.4523 |  |  |  |  | 653030.3206 |  |  |  |  | 31581.7645 |  |  |  |  | 57114.5198 |  |  |  |  | 215.8474 | [12 empty] | 2015 | Residential | 2015: 682862.5; 2016: 1365725; 2017: 1365725 | Retrofit | GS 50-999 |  |  | 100% |  | 2013 |  |  | 21006.3461 | 42012.6922 | 42012.6922 | 42012.6922 | 42012.6922
2009-04-01 | 772501.9412 |  |  |  |  | 663174.4189 |  |  |  |  | 39543.2666 |  |  |  |  | 69496.4591 |  |  |  |  | 287.7965 | [12 empty] | 2015 | GS < 50 kW | 2015: 275612.5; 2016: 551225; 2017: 551225 | Retrofit | GS > 1000 |  |  |  | 100% | 2013 |  |  | 98936.3249 | 197872.6498 | 197872.6498 | 197872.6498 | 197872.6498
2009-05-01 | 803061.4301 |  |  |  |  | 673318.5172 |  |  |  |  | 47504.7688 |  |  |  |  | 81878.3984 |  |  |  |  | 359.7456 | [12 empty] | 2015 | GS 50-999 | 2015: 667290; 2016: 1334580; 2017: 1334580 | Direct Install Lighting | GS < 50 |  | 100% |  |  | 2013 |  |  |  | -35855 | -35855 | -35855 | -35855 | 361687 | -132514
2009-06-01 | 833620.9189 |  |  |  |  | 683462.6155 |  |  |  |  | 55466.271 |  |  |  |  | 94260.3377 |  |  |  |  | 431.6948 | [12 empty] | 2015 | GS > 1000kW | 2015: 7308379.5; 2016: 14616759; 2017: 14616759 | Home Assistance Program | RS | 100% |  |  |  | 2013 |  |  | 13200.4435 | 25794.8869 | 25794.8869 | 25794.8869 | 25794.8869 | 38995.3304 | -13200.4434
2009-07-01 | 864180.4078 |  |  |  |  | 693606.7137 |  |  |  |  | 63427.7731 |  |  |  |  | 106642.2771 |  |  |  |  | 503.6439 | [13 empty] | Street Light | 2015: 483000; 2016: 966000; 2017: 966000 | Program Enabled Savings | GS 50-999 |  |  | 100% |  | 2013 |  |  | 660475.96 | 1320951.92 | 1320951.92 | 1320951.92 | 1320951.92 | 1981427.88 | -660475.96 | 13600492.7154 | -4569338.4851 | 4569338.4851 | 0
2009-08-01 | 894739.8967 |  |  |  |  | 703750.812 |  |  |  |  | 71389.2753 |  |  |  |  | 119024.2164 |  |  |  |  | 575.593 | [13 empty] | Subtotal | 2015: 9417144.5; 2016: 18834289; 2017: 18834289 | Appliance Retirement | RS | 100% |  |  |  | 2014 |  |  |  | 47220.721 | 94441.442 | 94441.442 | 94441.442
2009-09-01 | 925299.3855 |  |  |  |  | 713894.9103 |  |  |  |  | 79350.7774 |  |  |  |  | 131406.1557 |  |  |  |  | 647.5421 | [26 empty] | Appliance Exchange | RS | 100% |  |  |  | 2014 |  |  |  | 11083.1965 | 22166.393 | 22166.393 | 22166.393
2009-10-01 | 955858.8744 |  |  |  |  | 724039.0086 |  |  |  |  | 87312.2796 |  |  |  |  | 143788.095 |  |  |  |  | 719.4913 | [12 empty] | All Years | Residential | 1623155.2136 | 4646180.566 | 6816130.0086 | 8262415.9752 | 6707812.211 | 7261361.9567 | 7818796.6495 | 8253039.4154 | 8521067.261 | 8395774.5568 | 8364041.6172 | 7581503.487 | HVAC Incentives | RS | 100% |  |  |  | 2014 |  |  |  | 167436.9275 | 334873.855 | 334873.855 | 334873.855
2009-11-01 | 986418.3633 | Check |  |  |  | 734183.1068 | Check |  |  |  | 95273.7818 | Check |  |  |  | 156170.0343 | Check |  |  |  | 791.4404 | Check | [11 empty] | All Years | GS < 50 kW | 0 | 0 | 50032.177 | 713364.2645 | 1834512.0953 | 2578640.3991 | 3414927.0871 | 4753896.4108 | 6286049.7442 | 7461235.8752 | 7728686.0106 | 7084503.9282 | Conservation Instant Coupon Booklet | RS | 100% |  |  |  | 2014 |  |  |  | 123019.562 | 246039.124 | 246039.124 | 246039.124
2009-12-01 | 1016977.8521 | 10186807.9603 | 12203734.2254 |  |  | 744327.2051 | 8262415.9752 | 8931926.4613 |  |  | 103235.2839 | 713364.2645 | 1238823.4071 |  |  | 168551.9736 | 1205415.6888 | 2022623.6829 |  |  | 863.3895 | 5612.0318 | 10360.674 | [10 empty] | All Years | GS 50-999 | 0 | 0 | 129796.5624 | 1205415.6888 | 2242150.1214 | 2174585.649 | 2956747.927 | 4629625.0915 | 7058796.8646 | 8999332.3316 | 9645633.3941 | 9645633.3941 | Bi-Annual Retailer Event | RS | 100% |  |  |  | 2014 |  |  |  | 536968.5195 | 1073937.039 | 1073937.039 | 1073937.039 | 885728.9265 | -885728.9265
2010-01-01 | 999026.0097 |  |  |  |  | 715812.9199 |  |  |  |  | 110872.3184 |  |  |  |  | 171366.4151 |  |  |  |  | 974.3564 | [12 empty] | All Years | GS > 1000kW | 0 | 0 | 0 | 5612.0318 | 19016.0883 | 83517.9565 | 187023.1381 | 2518138.108 | 7531281.5504 | 17536909.0379 | 24845288.5379 | 24845288.5379 | Retrofit | GS < 50 |  | 100% |  |  | 2014 |  |  |  | 335794.5648 | 671589.1296 | 671589.1296 | 671589.1296
2010-02-01 | 981074.1673 |  |  |  |  | 687298.6346 |  |  |  |  | 118509.3529 |  |  |  |  | 174180.8566 |  |  |  |  | 1085.3232 | [12 empty] | All Years | Street Light | 0 | 0 | 0 | 0 | 0 | 0 | 0 | 0 | 0 | 483000 | 966000 | 966000 | Retrofit | GS 50-999 |  |  | 100% |  | 2014 |  |  |  | 460693.649 | 921387.298 | 921387.298 | 921387.298
2010-03-01 | 963122.3248 |  |  |  |  | 658784.3493 |  |  |  |  | 126146.3873 |  |  |  |  | 176995.2981 |  |  |  |  | 1196.2901 | [13 empty] | Total | 1623155.2136 | 4646180.566 | 6995958.7481 | 10186807.9603 | 10803490.5161 | 12098105.9614 | 14377494.8016 | 20154699.0256 | 29397195.4202 | 42876251.8014 | 51549649.5597 | 50122929.3472 | Retrofit | GS > 1000 |  |  |  | 100% | 2014 |  |  |  | 1767583.9875 | 3535167.975 | 3535167.975 | 3535167.975
2010-04-01 | 945170.4824 |  |  |  |  | 630270.0641 |  |  |  |  | 133783.4218 |  |  |  |  | 179809.7397 |  |  |  |  | 1307.2569 | [14 empty] | 0 | 0 | 0 | 0 | 0 | 0 | 0 | 0 | 0 | 0 | 0 | 0 | Retrofit | GS < 50 |  | 100% |  |  | 2014 |  |  |  | 130743.2987 | 261486.5973 | 261486.5973 | 261486.5973
2010-05-01 | 927218.64 |  |  |  |  | 601755.7788 |  |  |  |  | 141420.4562 |  |  |  |  | 182624.1812 |  |  |  |  | 1418.2238 | [26 empty] | Direct Install Lighting | GS < 50 |  | 100% |  |  | 2014 |  |  |  | 433035.7675 | 866071.535 | 866071.535 | 866071.535
2010-06-01 | 909266.7976 |  |  |  |  | 573241.4936 |  |  |  |  | 149057.4907 |  |  |  |  | 185438.6227 |  |  |  |  | 1529.1906 | [26 empty] | New Construction | GS 50-999 |  |  | 100% |  | 2014 |  |  |  | -2217.682 | -4435.364 | -4435.364 | -4435.364 | 3125633.5855 | -3125633.5855
2010-07-01 | 891314.9551 |  |  |  |  | 544727.2083 |  |  |  |  | 156694.5252 |  |  |  |  | 188253.0642 |  |  |  |  | 1640.1575 | [26 empty] | Energy Manager | GS > 1000 |  |  |  | 100% | 2014 |  |  |  | 929664 | 1859328 | 1859328 | 1859328 | 929664 | -929664
2010-08-01 | 873363.1127 |  |  |  |  | 516212.923 |  |  |  |  | 164331.5596 |  |  |  |  | 191067.5057 |  |  |  |  | 1751.1243 | [26 empty] | Home Assistance Program | RS | 100% |  |  |  | 2014 |  |  |  | 56534.8565 | 113069.713 | 113069.713 | 113069.713 | 56534.8565 | -56534.8565
2010-09-01 | 855411.2703 |  |  |  |  | 487698.6378 |  |  |  |  | 171968.5941 |  |  |  |  | 193881.9472 |  |  |  |  | 1862.0912 | [26 empty] | Program Enabled Savings | GS 50-999 |  |  | 100% |  | 2014 |  |  |  | 814769.5 | 1629539 | 1629539 | 1629539 | 814769.5 | -814769.5 | 5812330.8685 | -5812330.8685 | 5812330.8685 | 0
2010-10-01 | 837459.4278 |  |  |  |  | 459184.3525 |  |  |  |  | 179605.6286 |  |  |  |  | 196696.3888 |  |  |  |  | 1973.058 | [33 empty] | 1102787.764 | 3638158.7775 | 9600106.0621 | 19740492.6758 | 25552823.5443 | 25552823.5443 | 25552823.5443 | 34081545.2794 |  | 34081545.2794 | -12917040.3671 | 12917040.3671 | 0
2010-11-01 | 819507.5854 | Check |  |  |  | 430670.0672 | Check |  |  |  | 187242.663 | Check |  |  |  | 199510.8303 | Check |  |  |  | 2084.0249 | Check
2010-12-01 | 801555.743 | 10803490.5161 | 9618668.9159 |  |  | 402155.782 | 6707812.211 | 4825869.3839 |  |  | 194879.6975 | 1834512.0953 | 2338556.37 |  |  | 202325.2718 | 2242150.1214 | 2427903.2616 |  |  | 2194.9917 | 19016.0883 | 26339.9004 | [28 empty] | 2011 to 2014 |  | Residential | 517777.321 | 1331194.187 | 1950180.0136 | 3116098.0783 | 4058361.8613 | 4058361.8613 | 4058361.8613
2011-01-01 | 833343.3974 |  |  |  |  | 433380.0457 |  |  |  |  | 197957.6979 |  |  |  |  | 199077.6101 |  |  |  |  | 2928.0437 | [30 empty] | 2011 to 2014 |  | GS < 50 kW | 236281.0668 | 1072567.7548 | 2411537.0785 | 3943690.4119 | 4843264.0429 | 4843264.0429 | 4843264.0429
2011-02-01 | 865131.0519 |  |  |  |  | 464604.3095 |  |  |  |  | 201035.6982 |  |  |  |  | 195829.9484 |  |  |  |  | 3661.0957 | [30 empty] | 2011 to 2014 |  | GS 50-999 | 265211.4196 | 1047373.6976 | 2720250.862 | 5149422.6352 | 6422668.1022 | 6422668.1022 | 6422668.1022
2011-03-01 | 896918.7063 |  |  |  |  | 495828.5733 |  |  |  |  | 204113.6986 |  |  |  |  | 192582.2867 |  |  |  |  | 4394.1477 | [30 empty] | 2011 to 2014 |  | GS > 1000kW | 83517.9565 | 187023.1381 | 2518138.108 | 7531281.5504 | 10228529.5379 | 10228529.5379 | 10228529.5379
2011-04-01 | 928706.3607 |  |  |  |  | 527052.837 |  |  |  |  | 207191.699 |  |  |  |  | 189334.625 |  |  |  |  | 5127.1997 | [32 empty] | Total | 1102787.764 | 3638158.7775 | 9600106.0621 | 19740492.6758 | 25552823.5443 | 25552823.5443 | 25552823.5443
2011-05-01 | 960494.0151 |  |  |  |  | 558277.1008 |  |  |  |  | 210269.6994 |  |  |  |  | 186086.9633 |  |  |  |  | 5860.2517 | [33 empty] | 0 | 0 | 0 | 0
2011-06-01 | 992281.6696 |  |  |  |  | 589501.3645 |  |  |  |  | 213347.6997 |  |  |  |  | 182839.3016 |  |  |  |  | 6593.3037 | [33 empty] | 1102787.764 | 1432583.2495 | 4569338.4851 | 5812330.8685 | 11624661.737 | 11624661.737 | 11624661.737
2011-07-01 | 1024069.324 |  |  |  |  | 620725.6283 |  |  |  |  | 216425.7001 |  |  |  |  | 179591.6399 |  |  |  |  | 7326.3557
2011-08-01 | 1055856.9784 |  |  |  |  | 651949.892 |  |  |  |  | 219503.7005 |  |  |  |  | 176343.9782 |  |  |  |  | 8059.4077 | [33 empty] | 2205575.528 | 5070742.027 | 14169444.5473 | 25552823.5443
2011-09-01 | 1087644.6329 |  |  |  |  | 683174.1558 |  |  |  |  | 222581.7009 |  |  |  |  | 173096.3165 |  |  |  |  | 8792.4597 | [33 empty] | 0 | 0 | 0 | 0
2011-10-01 | 1119432.2873 |  |  |  |  | 714398.4195 |  |  |  |  | 225659.7012 |  |  |  |  | 169848.6548 |  |  |  |  | 9525.5117
2011-11-01 | 1151219.9417 | Check |  |  |  | 745622.6833 | Check |  |  |  | 228737.7016 | Check |  |  |  | 166600.9931 | Check |  |  |  | 10258.5637 | Check
2011-12-01 | 1183007.5961 | 12098105.9614 | 14196091.1537 |  |  | 776846.947 | 7261361.9567 | 9322163.3645 |  |  | 231815.702 | 2578640.3991 | 2781788.4238 |  |  | 163353.3314 | 2174585.649 | 1960239.9768 |  |  | 10991.6157 | 83517.9565 | 131899.3886
2012-01-01 | 1185333.2839 |  |  |  |  | 757573.0148 |  |  |  |  | 239932.8643 |  |  |  |  | 176129.0744 |  |  |  |  | 11698.3305
2012-02-01 | 1187658.9717 |  |  |  |  | 738299.0826 |  |  |  |  | 248050.0267 |  |  |  |  | 188904.8173 |  |  |  |  | 12405.0452
2012-03-01 | 1189984.6595 |  |  |  |  | 719025.1503 |  |  |  |  | 256167.189 |  |  |  |  | 201680.5603 |  |  |  |  | 13111.7599
2012-04-01 | 1192310.3473 |  |  |  |  | 699751.2181 |  |  |  |  | 264284.3514 |  |  |  |  | 214456.3032 |  |  |  |  | 13818.4747
2012-05-01 | 1194636.0351 |  |  |  |  | 680477.2858 |  |  |  |  | 272401.5137 |  |  |  |  | 227232.0462 |  |  |  |  | 14525.1894
2012-06-01 | 1196961.7229 |  |  |  |  | 661203.3536 |  |  |  |  | 280518.6761 |  |  |  |  | 240007.7891 |  |  |  |  | 15231.9041
2012-07-01 | 1199287.4107 |  |  |  |  | 641929.4213 |  |  |  |  | 288635.8384 |  |  |  |  | 252783.5321 |  |  |  |  | 15938.6189
2012-08-01 | 1201613.0985 |  |  |  |  | 622655.4891 |  |  |  |  | 296753.0008 |  |  |  |  | 265559.275 |  |  |  |  | 16645.3336
2012-09-01 | 1203938.7863 |  |  |  |  | 603381.5568 |  |  |  |  | 304870.1631 |  |  |  |  | 278335.018 |  |  |  |  | 17352.0483
2012-10-01 | 1206264.4741 |  |  |  |  | 584107.6246 |  |  |  |  | 312987.3255 |  |  |  |  | 291110.7609 |  |  |  |  | 18058.7631
2012-11-01 | 1208590.1619 | Check |  |  |  | 564833.6924 | Check |  |  |  | 321104.4878 | Check |  |  |  | 303886.5039 | Check |  |  |  | 18765.4778 | Check
2012-12-01 | 1210915.8497 | 14377494.8016 | 14530990.1961 |  |  | 545559.7601 | 7818796.6495 | 6546717.1214 |  |  | 329221.6502 | 3414927.0871 | 3950659.8022 |  |  | 316662.2468 | 2956747.927 | 3799946.9618 |  |  | 19472.1926 | 187023.1381 | 233666.3107
2013-01-01 | 1283014.6808 |  |  |  |  | 567435.687 |  |  |  |  | 339519.5554 |  |  |  |  | 327299.1459 |  |  |  |  | 48760.2925
2013-02-01 | 1355113.512 |  |  |  |  | 589311.6138 |  |  |  |  | 349817.4607 |  |  |  |  | 337936.045 |  |  |  |  | 78048.3925
2013-03-01 | 1427212.3431 |  |  |  |  | 611187.5407 |  |  |  |  | 360115.3659 |  |  |  |  | 348572.9441 |  |  |  |  | 107336.4925
2013-04-01 | 1499311.1743 |  |  |  |  | 633063.4675 |  |  |  |  | 370413.2711 |  |  |  |  | 359209.8432 |  |  |  |  | 136624.5924
2013-05-01 | 1571410.0054 |  |  |  |  | 654939.3943 |  |  |  |  | 380711.1764 |  |  |  |  | 369846.7423 |  |  |  |  | 165912.6924
2013-06-01 | 1643508.8366 |  |  |  |  | 676815.3212 |  |  |  |  | 391009.0816 |  |  |  |  | 380483.6414 |  |  |  |  | 195200.7923
2013-07-01 | 1715607.6677 |  |  |  |  | 698691.248 |  |  |  |  | 401306.9868 |  |  |  |  | 391120.5405 |  |  |  |  | 224488.8923
2013-08-01 | 1787706.4989 |  |  |  |  | 720567.1749 |  |  |  |  | 411604.8921 |  |  |  |  | 401757.4396 |  |  |  |  | 253776.9923
2013-09-01 | 1859805.33 |  |  |  |  | 742443.1017 |  |  |  |  | 421902.7973 |  |  |  |  | 412394.3387 |  |  |  |  | 283065.0922
2013-10-01 | 1931904.1612 |  |  |  |  | 764319.0286 |  |  |  |  | 432200.7026 |  |  |  |  | 423031.2378 |  |  |  |  | 312353.1922
2013-11-01 | 2004002.9923 | Check |  |  |  | 786194.9554 | Check |  |  |  | 442498.6078 | Check |  |  |  | 433668.1369 | Check |  |  |  | 341641.2922 | Check
2013-12-01 | 2076101.8234 | 20154699.0256 | 24913221.8814 |  |  | 808070.8823 | 8253039.4154 | 9696850.5873 |  |  | 452796.513 | 4753896.4108 | 5433558.1564 |  |  | 444305.036 | 4629625.0915 | 5331660.432 |  |  | 370929.3921 | 2518138.108 | 4451152.7057
2014-01-01 | 2133588.6637 |  |  |  |  | 792996.7371 |  |  |  |  | 463725.8924 |  |  |  |  | 466447.8108 |  |  |  |  | 410418.2235
2014-02-01 | 2191075.5039 |  |  |  |  | 777922.5919 |  |  |  |  | 474655.2717 |  |  |  |  | 488590.5856 |  |  |  |  | 449907.0548
2014-03-01 | 2248562.3442 |  |  |  |  | 762848.4466 |  |  |  |  | 485584.651 |  |  |  |  | 510733.3603 |  |  |  |  | 489395.8862
2014-04-01 | 2306049.1844 |  |  |  |  | 747774.3014 |  |  |  |  | 496514.0304 |  |  |  |  | 532876.1351 |  |  |  |  | 528884.7175
2014-05-01 | 2363536.0247 |  |  |  |  | 732700.1562 |  |  |  |  | 507443.4097 |  |  |  |  | 555018.9099 |  |  |  |  | 568373.5489
2014-06-01 | 2421022.8649 |  |  |  |  | 717626.011 |  |  |  |  | 518372.789 |  |  |  |  | 577161.6847 |  |  |  |  | 607862.3802
2014-07-01 | 2478509.7051 |  |  |  |  | 702551.8658 |  |  |  |  | 529302.1684 |  |  |  |  | 599304.4594 |  |  |  |  | 647351.2115
2014-08-01 | 2535996.5454 |  |  |  |  | 687477.7206 |  |  |  |  | 540231.5477 |  |  |  |  | 621447.2342 |  |  |  |  | 686840.0429
2014-09-01 | 2593483.3856 |  |  |  |  | 672403.5754 |  |  |  |  | 551160.927 |  |  |  |  | 643590.009 |  |  |  |  | 726328.8742
2014-10-01 | 2650970.2259 |  |  |  |  | 657329.4302 |  |  |  |  | 562090.3063 |  |  |  |  | 665732.7838 |  |  |  |  | 765817.7056
2014-11-01 | 2708457.0661 | Check |  |  |  | 642255.285 | Check |  |  |  | 573019.6857 | Check |  |  |  | 687875.5585 | Check |  |  |  | 805306.5369 | Check
2014-12-01 | 2765943.9063 | 29397195.4202 | 33191326.8761 |  |  | 627181.1398 | 8521067.261 | 7526173.6772 |  |  | 583949.065 | 6286049.7442 | 7007388.7801 |  |  | 710018.3333 | 7058796.8646 | 8520219.9999 |  |  | 844795.3682 | 7531281.5504 | 10137544.419
2015-01-01 | 2890109.6105 |  |  |  |  | 638329.869 |  |  |  |  | 589767.6175 |  |  |  |  | 716160.7991 |  |  |  |  | 939659.0172
2015-02-01 | 3014275.3147 |  |  |  |  | 649478.5982 |  |  |  |  | 595586.17 |  |  |  |  | 722303.2649 |  |  |  |  | 1034522.6662
2015-03-01 | 3138441.0189 |  |  |  |  | 660627.3274 |  |  |  |  | 601404.7225 |  |  |  |  | 728445.7307 |  |  |  |  | 1129386.3151
2015-04-01 | 3262606.723 |  |  |  |  | 671776.0567 |  |  |  |  | 607223.275 |  |  |  |  | 734588.1965 |  |  |  |  | 1224249.9641
2015-05-01 | 3386772.4272 |  |  |  |  | 682924.7859 |  |  |  |  | 613041.8275 |  |  |  |  | 740730.6623 |  |  |  |  | 1319113.613
2015-06-01 | 3510938.1314 |  |  |  |  | 694073.5151 |  |  |  |  | 618860.38 |  |  |  |  | 746873.1281 |  |  |  |  | 1413977.262
2015-07-01 | 3635103.8355 |  |  |  |  | 705222.2443 |  |  |  |  | 624678.9325 |  |  |  |  | 753015.5939 |  |  |  |  | 1508840.911
2015-08-01 | 3759269.5397 |  |  |  |  | 716370.9736 |  |  |  |  | 630497.485 |  |  |  |  | 759158.0597 |  |  |  |  | 1603704.5599
2015-09-01 | 3883435.2439 |  |  |  |  | 727519.7028 |  |  |  |  | 636316.0375 |  |  |  |  | 765300.5254 |  |  |  |  | 1698568.2089
2015-10-01 | 4007600.9481 |  |  |  |  | 738668.432 |  |  |  |  | 642134.59 |  |  |  |  | 771442.9912 |  |  |  |  | 1793431.8579
2015-11-01 | 4131766.6522 | Check |  |  |  | 749817.1612 | Check |  |  |  | 647953.1425 | Check |  |  |  | 777585.457 | Check |  |  |  | 1888295.5068 | Check
2015-12-01 | 4255932.3564 | 42876251.8014 | 51071188.2767 |  |  | 760965.8905 | 8395774.5568 | 9131590.6856 |  |  | 653771.695 | 7461235.8752 | 7845260.3403 |  |  | 783727.9228 | 8999332.3316 | 9404735.0738 |  |  | 1983159.1558 | 17536909.0379 | 23797909.8693
2016-01-01 | 4262066.4754 |  |  |  |  | 751125.5178 |  |  |  |  | 652277.1523 |  |  |  |  | 786816.3628 |  |  |  |  | 1996587.0874
2016-02-01 | 4268200.5944 |  |  |  |  | 741285.1451 |  |  |  |  | 650782.6096 |  |  |  |  | 789904.8028 |  |  |  |  | 2010015.0191
2016-03-01 | 4274334.7134 |  |  |  |  | 731444.7724 |  |  |  |  | 649288.067 |  |  |  |  | 792993.2428 |  |  |  |  | 2023442.9507
2016-04-01 | 4280468.8324 |  |  |  |  | 721604.3998 |  |  |  |  | 647793.5243 |  |  |  |  | 796081.6828 |  |  |  |  | 2036870.8824
2016-05-01 | 4286602.9515 |  |  |  |  | 711764.0271 |  |  |  |  | 646298.9816 |  |  |  |  | 799170.1228 |  |  |  |  | 2050298.814
2016-06-01 | 4292737.0705 |  |  |  |  | 701923.6544 |  |  |  |  | 644804.4389 |  |  |  |  | 802258.5628 |  |  |  |  | 2063726.7457
2016-07-01 | 4298871.1895 |  |  |  |  | 692083.2818 |  |  |  |  | 643309.8962 |  |  |  |  | 805347.0028 |  |  |  |  | 2077154.6773
2016-08-01 | 4305005.3085 |  |  |  |  | 682242.9091 |  |  |  |  | 641815.3535 |  |  |  |  | 808435.4428 |  |  |  |  | 2090582.609
2016-09-01 | 4311139.4275 |  |  |  |  | 672402.5364 |  |  |  |  | 640320.8108 |  |  |  |  | 811523.8828 |  |  |  |  | 2104010.5406
2016-10-01 | 4317273.5465 |  |  |  |  | 662562.1637 |  |  |  |  | 638826.2681 |  |  |  |  | 814612.3228 |  |  |  |  | 2117438.4723
2016-11-01 | 4323407.6655 | Check |  |  |  | 652721.7911 | Check |  |  |  | 637331.7255 | Check |  |  |  | 817700.7629 | Check |  |  |  | 2130866.4039 | Check
2016-12-01 | 4329541.7845 | 51549649.5597 | 51954501.4146 |  |  | 642881.4184 | 8364041.6172 | 7714577.0208 |  |  | 635837.1828 | 7728686.0106 | 7630046.1931 |  |  | 820789.2029 | 9645633.3941 | 9849470.4343 |  |  | 2144294.3356 | 24845288.5379 | 25731532.0267
2017-01-01 | 4306060.0914 |  |  |  |  | 641175.3475 |  |  |  |  | 628843.0512 |  |  |  |  | 818175.9075 |  |  |  |  | 2132932.2395
2017-02-01 | 4282578.3982 |  |  |  |  | 639469.2765 |  |  |  |  | 621848.9196 |  |  |  |  | 815562.6121 |  |  |  |  | 2121570.1435
2017-03-01 | 4259096.705 |  |  |  |  | 637763.2056 |  |  |  |  | 614854.788 |  |  |  |  | 812949.3167 |  |  |  |  | 2110208.0475
2017-04-01 | 4235615.0119 |  |  |  |  | 636057.1346 |  |  |  |  | 607860.6564 |  |  |  |  | 810336.0213 |  |  |  |  | 2098845.9515
2017-05-01 | 4212133.3187 |  |  |  |  | 634351.0637 |  |  |  |  | 600866.5248 |  |  |  |  | 807722.7259 |  |  |  |  | 2087483.8555
2017-06-01 | 4188651.6255 |  |  |  |  | 632644.9927 |  |  |  |  | 593872.3932 |  |  |  |  | 805109.4305 |  |  |  |  | 2076121.7595
2017-07-01 | 4165169.9323 |  |  |  |  | 630938.9218 |  |  |  |  | 586878.2615 |  |  |  |  | 802496.1351 |  |  |  |  | 2064759.6635
2017-08-01 | 4141688.2392 |  |  |  |  | 629232.8508 |  |  |  |  | 579884.1299 |  |  |  |  | 799882.8398 |  |  |  |  | 2053397.5675
2017-09-01 | 4118206.546 |  |  |  |  | 627526.7799 |  |  |  |  | 572889.9983 |  |  |  |  | 797269.5444 |  |  |  |  | 2042035.4715
2017-10-01 | 4094724.8528 |  |  |  |  | 625820.7089 |  |  |  |  | 565895.8667 |  |  |  |  | 794656.249 |  |  |  |  | 2030673.3755
2017-11-01 | 4071243.1597 | Check |  |  |  | 624114.638 | Check |  |  |  | 558901.7351 | Check |  |  |  | 792042.9536 | Check |  |  |  | 2019311.2794 | Check
2017-12-01 | 4047761.4665 | 50122929.3472 | 48573137.5978 |  |  | 622408.567 | 7581503.487 | 7468902.8046 |  |  | 551907.6035 | 7084503.9282 | 6622891.2425 |  |  | 789429.6582 | 9645633.3941 | 9473155.8985 |  |  | 2007949.1834 | 24845288.5379 | 24095390.2012

## 5. Static CDM Result by Program (hidden)
Internal Table: 2011 CDM Program Results and Related Persistence (before adjustments)
|  |  | 2011 |  | 2012 |  | 2013 |  | 2014
|  |  | Actual Results |  | Persistence of 2011 results
Total
| 2011 Results |  | Peak Demand Savings (kW) | Energy Savings (kWh) | Peak Demand Savings (kW) | Energy Savings (kWh) | Peak Demand Savings (kW) | Energy Savings (kWh) | Peak Demand Savings (kW) | Energy Savings (kWh) | Peak Demand Savings (kW) | Energy Savings (kWh)
Consumer Program
| Appliance Retirement | RS | 43.681 | 309783.061 |  | 309783.061 |  | 309783.061 |  | 309783.061
| Appliance Exchange | RS | 1.481 | 1968.567 |  | 1968.567 |  | 1968.567 |  | 1968.567
| HVAC Incentives | RS | 177.242 | 352544.51 |  | 352544.51 |  | 352544.51 |  | 352544.51
| Conservation Instant Coupon Booklet | RS | 10.221 | 166902.004 |  | 166902.004 |  | 166902.004 |  | 166902.004
| Bi-Annual Retailer Event | RS | 14.693 | 256790.723 |  | 256790.723 |  | 256790.723 |  | 256790.723
| Consumer Program Total |  | 247.318 | 1087988.865 | 0 | 1087988.865 | 0 | 1087988.865 | 0 | 1087988.865 | 247.318 | 4351955.46
Business Program
| Retrofit | GS < 50 | 39.7 | 170541 |  | 170541 |  | 170541 |  | 170541
| Retrofit | GS 50-999 | 74.12 | 350226 |  | 350226 |  | 350226 |  | 350226
| Retrofit | GS > 1000 | 15.78 | 55874 |  | 55874 |  | 55874 |  | 55874
| Retrofit | ST
| Direct Install Lighting | GS < 50 | 118.974 | 295710.796 |  | 295710.796 |  | 295710.796 |  | 295710.796
Building Commissioning
| New Construction | GS 50-999
| Energy Audit | GS 50-999
| Small Commercial Demand Response | GS 50-999
Small Commercial Demand Response (IHD)
Demand Response 3
| Business Program Total |  | 248.574 | 872351.796 | 0 | 872351.796 | 0 | 872351.796 | 0 | 872351.796 | 248.574 | 3489407.184
Industrial Program
Process & System Upgrades
Monitoring & Targeting
| Energy Manager | GS > 1000
| Retrofit | GS > 1000 | 17.788 | 109094.063 |  | 109094.063 |  | 109094.063 |  | 109094.063
| Demand Response 3 | GS > 1000
| Industrial Program Total |  | 17.788 | 109094.063 | 0 | 109094.063 | 0 | 109094.063 | 0 | 109094.063 | 17.788 | 436376.252
Home Assistance Program
| Home Assistance Program | RS
| Home Assistance Program Total |  | 0 | 0 | 0 | 0 | 0 | 0 | 0 | 0 | 0 | 0
Aboriginal Program
Home Assistance Program
Direct Install Lighting
| Aboriginal Program Total |  | 0 | 0 | 0 | 0 | 0 | 0 | 0 | 0 | 0 | 0
Pre-2011 Programs completed in 2011
| Electricity Retrofit Incentive Program | GS 50-999 | 14.683 | 85316.579 |  | 85316.579 |  | 85316.579 |  | 85316.579
| High Performance New Construction | GS 50-999 | 0.531 | 2726.563 |  | 2726.563 |  | 2726.563 |  | 2726.563
Toronto Comprehensive
Multifamily Energy Efficiency Rebates
LDC Custom Programs
| Pre-2011 Programs completed in 2011 Total |  | 15.214 | 88043.142 | 0 | 88043.142 | 0 | 88043.142 | 0 | 88043.142 | 15.214 | 352172.568
Other
| Program Enabled Savings | GS 50-999
| Time-of-Use Savings | Exc. RS shift only
LDC Pilots
| Other Total |  | 0 | 0 | 0 | 0 | 0 | 0 | 0 | 0 | 0 | 0
|  |  | 528.894 | 2157477.866 | 0 | 2157477.866 | 0 | 2157477.866 | 0 | 2157477.866 | 528.894 | 8629911.464
Note 1: Report based on IESO Final 2014 CDM program results.
Note 2: Persistence of 2011 results into future years provided by IESO.
Note 3: Retrofit results apply to more than one rate class and an estimate of the split by rate class was made based on specific information, when available
Note 4: Persistence is based on net incremental and program-to-date contributions to IESO reported targets. Some program results do not persist
into future years and others persist equally into future years. Changes in persistence are recorded in the year identified in the IESO report.
Table A - 2: 2011 CDM Program Adjustments and Related Persistence
|  |  | 2011 |  | 2012 |  | 2013 |  | 2014
|  |  | Actual Results |  | Persistence of 2011 results
Total
| 2011 Adjustments |  | Peak Demand Savings (kW) | Energy Savings (kWh) | Peak Demand Savings (kW) | Energy Savings (kWh) | Peak Demand Savings (kW) | Energy Savings (kWh) | Peak Demand Savings (kW) | Energy Savings (kWh) | Peak Demand Savings (kW) | Energy Savings (kWh)
Consumer Program
| Appliance Retirement | RS | [7 empty] | -63231
| Appliance Exchange | RS
| HVAC Incentives | RS | -38.104 | -73921.619 |  | -73921.619 |  | -73921.619 |  | -73921.619
| Conservation Instant Coupon Booklet | RS | 0.141 | 2408.703 |  | 2408.703 |  | 2408.703 |  | 2408.703
| Bi-Annual Retailer Event | RS | 0.943 | 19078.693 |  | 19078.693 |  | 19078.693 |  | 19078.693
| Retailer Co-op | RS
| Residential Demand Response | RS
| Residential Demand Response (IHD) | RS
| Residential New Construction | RS
| Consumer Program Total |  | -37.02 | -52434.223 | 0 | -52434.223 | 0 | -52434.223 | 0 | -115665.223 | -37.02 | -272967.892
Business Program
| Retrofit | GS < 50 | 0.88852 | 6310.3377 |  | 6310.3377 |  | 6310.3377 | -21 | 6310.3377
| Retrofit | GS 50-999 | 2.2217 | 12958.8122 |  | 12958.8122 |  | 12958.8122 |  | 12958.8122
| Retrofit | GS > 1000 | 0.2898 | 2067.8501 |  | 2067.8501 |  | 2067.8501 |  | 2067.8501
| Retrofit | ST
| Direct Install Lighting | GS < 50 | [6 empty] | -51.4 | -63231
Building Commissioning
| New Construction | GS 50-999
| Energy Audit | GS 50-999 | 16.272 | 79194.885 |  | 79194.885 |  | 79194.885 |  | 79194.885
| Small Commercial Demand Response | GS 50-999
Small Commercial Demand Response (IHD)
Demand Response 3
| Business Program Total |  | 19.672 | 100531.885 | 0 | 100531.885 | 0 | 100531.885 | -72.4 | 37300.885 | -52.728 | 338896.54
Industrial Program
Process & System Upgrades
Monitoring & Targeting
| Energy Manager | GS > 1000
| Retrofit | GS > 1000
| Demand Response 3 | GS > 1000
| Industrial Program Total |  | 0 | 0 | 0 | 0 | 0 | 0 | 0 | 0 | 0 | 0
Home Assistance Program
| Home Assistance Program | RS
| Home Assistance Program Total |  | 0 | 0 | 0 | 0 | 0 | 0 | 0 | 0 | 0 | 0
Aboriginal Program
Home Assistance Program
Direct Install Lighting
| Aboriginal Program Total |  | 0 | 0 | 0 | 0 | 0 | 0 | 0 | 0 | 0 | 0
Pre-2011 Programs completed in 2011
| Electricity Retrofit Incentive Program | GS 50-999
| High Performance New Construction | GS 50-999
Toronto Comprehensive
Multifamily Energy Efficiency Rebates
LDC Custom Programs
| Pre-2011 Programs completed in 2011 Total |  | 0 | 0 | 0 | 0 | 0 | 0 | 0 | 0 | 0 | 0
Other
| Program Enabled Savings | GS 50-999
| Time-of-Use Savings | Exc. RS shift only
LDC Pilots
| Other Total |  | 0 | 0 | 0 | 0 | 0 | 0 | 0 | 0 | 0 | 0
|  |  | -17.348 | 48097.662 | 0 | 48097.662 | 0 | 48097.662 | -72.4 | -78364.338 | -89.748 | 65928.648
Note 1: Report based on IESO Final 2014 program adjustment results.
Note 2: Persistence of 2011 adjustments into future years provided by IESO.
Note 3: IESO reduced 2011 persistence in 2014, which has been estimated 50/50 in Appliance Retirement and Direct Lighting.
Note 4: Retrofit adjustments apply to more than one rate class and an estimate of the split by rate class was made based on specific information, when available.
Note 4: Persistence is based on net incremental and program-to-date adjustments to the IESO reported targets. Some program adjustment results do not persist
into future years and others persist equally into future years. Changes in persistence adjustments are recorded in the year identified in the IESO report.
Internal Table: 2012 CDM Program Results and Related Persistence (before adjustments)
|  |  | 2012 |  |  |  | 2013 |  | 2014
|  |  | Actual Results |  | Persistence of 2012 results
Total
| 2012 Results |  | Peak Demand Savings (kW) | Energy Savings (kWh) | Peak Demand Savings (kW) | Energy Savings (kWh) | Peak Demand Savings (kW) | Energy Savings (kWh) | Peak Demand Savings (kW) | Energy Savings (kWh) | Peak Demand Savings (kW) | Energy Savings (kWh)
Consumer Program
| Appliance Retirement | RS | 23.981 | 173730.697 |  |  |  | 173730.697 |  | 173730.697
| Appliance Exchange | RS | 6.723 | 11971.198 |  |  |  | 11971.198 |  | 11971.198
| HVAC Incentives | RS | 80.933 | 151972.447 |  |  |  | 151972.447 |  | 151972.447
| Conservation Instant Coupon Booklet | RS | 2.013 | 12217.632 |  |  |  | 12217.632 |  | 12217.632
| Bi-Annual Retailer Event | RS | 12.932 | 234021.025 |  |  |  | 234021.025 |  | 234021.025
| Retailer Co-op | RS
| Residential Demand Response | RS
| Residential Demand Response (IHD) | RS
| Residential New Construction | RS
| Consumer Program Total |  | 126.582 | 583912.999 | 0 | 0 | 0 | 583912.999 | 0 | 583912.999 | 126.582 | 1751738.997
Business Program
| Retrofit | GS < 50 | 88.71 | 403994 |  |  |  | 403994 |  | 403994
| Retrofit | GS 50-999 | 192.29 | 830412 |  |  |  | 830412 |  | 830412
| Retrofit | GS > 1000
| Retrofit | ST
| Direct Install Lighting | GS < 50 | 216.316 | 788017.728 |  |  |  | 788017.728 |  | 788017.728
Building Commissioning
| New Construction | GS 50-999
| Energy Audit | GS 50-999 | 20.709 | 100705.018 |  |  |  | 100705.018 |  | 100705.018
| Small Commercial Demand Response | GS 50-999
Small Commercial Demand Response (IHD)
Demand Response 3
| Business Program Total |  | 518.025 | 2123128.746 | 0 | 0 | 0 | 2123128.746 | 0 | 2123128.746 | 518.025 | 6369386.238
Industrial Program
Process & System Upgrades
Monitoring & Targeting
| Energy Manager | GS > 1000
| Retrofit | GS > 1000
| Demand Response 3 | GS > 1000 | 1658.721 | 39974.45
| Industrial Program Total |  | 1658.721 | 39974.45 | 0 | 0 | 0 | 0 | 0 | 0 | 1658.721 | 39974.45
Home Assistance Program
| Home Assistance Program | RS
| Home Assistance Program Total |  | 0 | 0 | 0 | 0 | 0 | 0 | 0 | 0 | 0 | 0
Aboriginal Program
Home Assistance Program
Direct Install Lighting
| Aboriginal Program Total |  | 0 | 0 | 0 | 0 | 0 | 0 | 0 | 0 | 0 | 0
Pre-2011 Programs completed in 2011
| Electricity Retrofit Incentive Program | GS 50-999
| High Performance New Construction | GS 50-999 | 9.137 | 35281.134 |  |  |  | 35281.134 |  | 35281.134
Toronto Comprehensive
Multifamily Energy Efficiency Rebates
LDC Custom Programs
| Pre-2011 Programs completed in 2011 Total |  | 9.137 | 35281.134 | 0 | 0 | 0 | 35281.134 | 0 | 35281.134 | 9.137 | 105843.402
Other
| Program Enabled Savings | GS 50-999
| Time-of-Use Savings | Exc. RS shift only
LDC Pilots
| Other Total |  | 0 | 0 | 0 | 0 | 0 | 0 | 0 | 0 | 0 | 0
|  |  | 2312.465 | 2782297.329 | 0 | 0 | 0 | 2742322.879 | 0 | 2742322.879 | 2312.465 | 8266943.087
Note 1: Report based on IESO Final 2014 program results.
Note 2: Persistence of 2012 results into future years provided by IESO.
Note 3: IESO removed Demand Response 3 persistence in 2013 & 2014.
Note 4: Retrofit results apply to more than one rate class and an estimate of the split by rate class was made based on specific information, when available.
Note 4: Persistence is based on net incremental and program-to-date contributions to IESO reported targets. Some program results do not persist
into future years and others persist equally into future years. Changes in persistence are recorded in the year identified in the IESO report.
Table B - 2: 2012 CDM Program Adjustments and Related Persistence
|  |  | 2012 |  |  |  | 2013 |  | 2014
|  |  | Actual Results |  | Persistence of 2012 results
Total
| 2012 Adjustments |  | Peak Demand Savings (kW) | Energy Savings (kWh) | Peak Demand Savings (kW) | Energy Savings (kWh) | Peak Demand Savings (kW) | Energy Savings (kWh) | Peak Demand Savings (kW) | Energy Savings (kWh) | Peak Demand Savings (kW) | Energy Savings (kWh)
Consumer Program
| Appliance Retirement | RS
| Appliance Exchange | RS
| HVAC Incentives | RS | 3.415 | 7366.091 |  |  |  | 7366.091 |  | 7366.091
| Conservation Instant Coupon Booklet | RS
| Bi-Annual Retailer Event | RS
| Retailer Co-op | RS
| Residential Demand Response | RS
| Residential Demand Response (IHD) | RS
| Residential New Construction | RS
| Consumer Program Total |  | 3.415 | 7366.091 | 0 | 0 | 0 | 7366.091 | 0 | 7366.091 | 3.415 | 22098.273
Business Program
| Retrofit | GS < 50 | 1.6386 | 7999.5143 |  |  |  | 7999.5143 |  | 7999.5143
| Retrofit | GS 50-999 | 3.3614 | 16442.4857 |  |  |  | 16442.4857 |  | 16442.4857
| Retrofit | GS > 1000
| Retrofit | ST
| Direct Install Lighting | GS < 50 | [7 empty] | -7298
Building Commissioning
| New Construction | GS 50-999
| Energy Audit | GS 50-999 | 0.69 | 3416.239 |  |  |  | 3416.239 |  | 3416.239
| Small Commercial Demand Response | GS 50-999
Small Commercial Demand Response (IHD)
Demand Response 3
| Business Program Total |  | 5.69 | 27858.239 | 0 | 0 | 0 | 27858.239 | 0 | 20560.239 | 5.69 | 76276.717
Industrial Program
Process & System Upgrades
Monitoring & Targeting
| Energy Manager | GS > 1000
| Retrofit | GS > 1000
| Demand Response 3 | GS > 1000
| Industrial Program Total |  | 0 | 0 | 0 | 0 | 0 | 0 | 0 | 0 | 0 | 0
Home Assistance Program
| Home Assistance Program | RS
| Home Assistance Program Total |  | 0 | 0 | 0 | 0 | 0 | 0 | 0 | 0 | 0 | 0
Aboriginal Program
Home Assistance Program
Direct Install Lighting
| Aboriginal Program Total |  | 0 | 0 | 0 | 0 | 0 | 0 | 0 | 0 | 0 | 0
Pre-2011 Programs completed in 2011
| Electricity Retrofit Incentive Program | GS 50-999
| High Performance New Construction | GS 50-999 | 29.65
Toronto Comprehensive
Multifamily Energy Efficiency Rebates
LDC Custom Programs
| Pre-2011 Programs completed in 2011 Total |  | 29.65 | 0 | 0 | 0 | 0 | 0 | 0 | 0 | 29.65 | 0
Other
| Program Enabled Savings | GS 50-999 | 54.522 | 47644.84 |  |  |  | 47644.84 |  | 47644.84
| Time-of-Use Savings | Exc. RS shift only
LDC Pilots
| Other Total |  | 54.522 | 47644.84 | 0 | 0 | 0 | 47644.84 | 0 | 47644.84 | 54.522 | 142934.52
|  |  | 93.277 | 82869.17 | 0 | 0 | 0 | 82869.17 | 0 | 75571.17 | 93.277 | 241309.51
Note 1: Report based on IESO Final 2014 program adjustment results.
Note 2: Persistence of 2012 adjustments into future years provided by IESO.
Note 3: IESO reduced 2012 persistence in 2014, which has been estimated in Direct Lighting Install.
Note 4: Retrofit adjustments apply to more than one rate class and an estimate of the split by rate class was made based on specific information, when available.
Note 5: IESO adjustment of 7,298 kWh allocated to direct lighting install.
Internal Table: 2013 CDM Program Results and Related Persistence (before adjustments)
|  |  | 2013 |  |  |  | 2013 |  | 2014
|  |  | Actual Results |  | Persistence of 2013 results
Total
| 2013 Results |  | Peak Demand Savings (kW) | Energy Savings (kWh) | Peak Demand Savings (kW) | Energy Savings (kWh) | Peak Demand Savings (kW) | Energy Savings (kWh) | Peak Demand Savings (kW) | Energy Savings (kWh) | Peak Demand Savings (kW) | Energy Savings (kWh)
Consumer Program
| Appliance Retirement | RS | 17.182 | 115058.878 | [5 empty] | 115058.878
| Appliance Exchange | RS | 20.512 | 36574.548 | [5 empty] | 36574.548
| HVAC Incentives | RS | 78.116 | 144494.291 | [5 empty] | 144494.291
| Conservation Instant Coupon Booklet | RS | 4.514 | 67349.565 | [5 empty] | 67349.565
| Bi-Annual Retailer Event | RS | 10.343 | 150119.217 | [5 empty] | 150119.217
| Retailer Co-op | RS | 0 | 0 | [5 empty] | 0
| Residential Demand Response | RS | 68.702 | 4.673 | [5 empty] | 4.673
| Residential Demand Response (IHD) | RS | 0 | 0 | [5 empty] | 0
| Residential New Construction | RS | 0 | 0 | [5 empty] | 0
| Consumer Program Total |  | 199.369 | 513601.172 | 0 | 0 | 0 | 0 | 0 | 513601.172 | 199.369 | 1027202.344
Business Program
| Retrofit | GS < 50 | 148.07 | 567881 | [5 empty] | 567881
| Retrofit | GS 50-999 | 218.98 | 948888 | [5 empty] | 948888
| Retrofit | GS > 1000 | 257.95 | 4469125 | [5 empty] | 4469125
| Retrofit | ST
| Direct Install Lighting | GS < 50 | 255.731 | 884903.747 | [5 empty] | 884903.747
Building Commissioning
| New Construction | GS 50-999
| Energy Audit | GS 50-999
| Small Commercial Demand Response | GS 50-999 | 0.64 | [5 empty] | 1.4
Small Commercial Demand Response (IHD)
Demand Response 3
| Business Program Total |  | 881.371 | 6870797.747 | 0 | 0 | 0 | 0 | 1.4 | 6870797.747 | 882.771 | 13741595.494
Industrial Program
Process & System Upgrades
Monitoring & Targeting
| Energy Manager | GS > 1000
| Retrofit | GS > 1000
| Demand Response 3 | GS > 1000 | 1546.148 | 35206.74
| Industrial Program Total |  | 1546.148 | 35206.74 | 0 | 0 | 0 | 0 | 0 | 0 | 1546.148 | 35206.74
Home Assistance Program
| Home Assistance Program | RS | 6.461 | 92773.919 | [5 empty] | 92773.919
| Home Assistance Program Total |  | 6.461 | 92773.919 | 0 | 0 | 0 | 0 | 0 | 92773.919 | 6.461 | 185547.838
Aboriginal Program
Home Assistance Program
Direct Install Lighting
| Aboriginal Program Total |  | 0 | 0 | 0 | 0 | 0 | 0 | 0 | 0 | 0 | 0
Pre-2011 Programs completed in 2011
| Electricity Retrofit Incentive Program | GS 50-999
| High Performance New Construction | GS 50-999
Toronto Comprehensive
Multifamily Energy Efficiency Rebates
LDC Custom Programs
| Pre-2011 Programs completed in 2011 Total |  | 0 | 0 | 0 | 0 | 0 | 0 | 0 | 0 | 0 | 0
Other
| Program Enabled Savings | GS 50-999
| Time-of-Use Savings | Exc. RS shift only
LDC Pilots
| Other Total |  | 0 | 0 | 0 | 0 | 0 | 0 | 0 | 0 | 0 | 0
|  |  | 2633.349 | 7512379.578 | 0 | 0 | 0 | 0 | 1.4 | 7477172.838 | 2634.749 | 14989552.416
Note 1: Report based on IESO Final 2014 program results
Note 2: Persistence of 2013 results into future years provided by IESO
Note 3: IESO removed Demand Response 3 persistence in 2014
Note 4: Retrofit results apply to more than one rate class and an estimate of the split by rate class was made based on specific information, when available
Note 4: Persistence is based on net incremental and program-to-date contributions to IESO reported targets. Some program results do not persist
into future years and others persist equally into future years. Changes in persistence are recorded in the year identified in the IESO report
Table C - 2: 2013 CDM Program Adjustments and Related Persistence
|  |  | 2013 |  |  |  | 2013 |  | 2014
|  |  | Actual Results |  | Persistence of 2013 results
Total
| 2013 Adjustments |  | Peak Demand Savings (kW) | Energy Savings (kWh) | Peak Demand Savings (kW) | Energy Savings (kWh) | Peak Demand Savings (kW) | Energy Savings (kWh) | Peak Demand Savings (kW) | Energy Savings (kWh) | Peak Demand Savings (kW) | Energy Savings (kWh)
Consumer Program
| Appliance Retirement | RS | [7 empty] | -35855
| Appliance Exchange | RS
| HVAC Incentives | RS | 7.632 | 13710.5854 | [5 empty] | 13710.5854
| Conservation Instant Coupon Booklet | RS | 0.015 | 206 | [5 empty] | 206
| Bi-Annual Retailer Event | RS
| Retailer Co-op | RS
| Residential Demand Response | RS
| Residential Demand Response (IHD) | RS
| Residential New Construction | RS
| Consumer Program Total |  | 7.647 | 13916.5854 | 0 | 0 | 0 | 0 | 0 | -21938.4146 | 7.647 | -8021.8293
Business Program
| Retrofit | GS < 50 | 5.0273 | 25142.658 | [5 empty] | 25142.658
| Retrofit | GS 50-999 | 8.4055 | 42012.6922 | [5 empty] | 42012.6922
| Retrofit | GS > 1000 | 39.5672 | 197872.6498 | [5 empty] | 197872.6498
| Retrofit | ST
| Direct Install Lighting | GS < 50 | [7 empty] | -35855
Building Commissioning
| New Construction | GS 50-999
| Energy Audit | GS 50-999
| Small Commercial Demand Response | GS 50-999
Small Commercial Demand Response (IHD)
Demand Response 3
| Business Program Total |  | 53 | 265028 | 0 | 0 | 0 | 0 | 0 | 229173 | 53 | 494201
Industrial Program
Process & System Upgrades
Monitoring & Targeting
| Energy Manager | GS > 1000
| Retrofit | GS > 1000
| Demand Response 3 | GS > 1000
| Industrial Program Total |  | 0 | 0 | 0 | 0 | 0 | 0 | 0 | 0 | 0 | 0
Home Assistance Program
| Home Assistance Program | RS | 2.236 | 26400.8869 | [5 empty] | 25794.8869
| Home Assistance Program Total |  | 2.236 | 26400.8869 | 0 | 0 | 0 | 0 | 0 | 25794.8869 | 2.236 | 52195.7738
Aboriginal Program
Home Assistance Program
Direct Install Lighting
| Aboriginal Program Total |  | 0 | 0 | 0 | 0 | 0 | 0 | 0 | 0 | 0 | 0
Pre-2011 Programs completed in 2011
| Electricity Retrofit Incentive Program | GS 50-999
| High Performance New Construction | GS 50-999
Toronto Comprehensive
Multifamily Energy Efficiency Rebates
LDC Custom Programs
| Pre-2011 Programs completed in 2011 Total |  | 0 | 0 | 0 | 0 | 0 | 0 | 0 | 0 | 0 | 0
Other
| Program Enabled Savings | GS 50-999 | 152.761 | 1320951.92 | [5 empty] | 1320951.92
| Time-of-Use Savings | Exc. RS shift only
LDC Pilots
| Other Total |  | 152.761 | 1320951.92 | 0 | 0 | 0 | 0 | 0 | 1320951.92 | 152.761 | 2641903.84
|  |  | 215.644 | 1626297.3923 | 0 | 0 | 0 | 0 | 0 | 1553981.3923 | 215.644 | 3180278.7845
Note 1: Report based on IESO Final 2014 program adjustment results.
Note 2: Persistence of 2013 adjustments into future years provided by IESO.
Note 3: IESO reduced 2013 persistence in Home Assistance Program in 2014 and further persistence estimated 50/50 in Appliance Retirement and Direct Lighting in 2014.
Note 4: Retrofit adjustments apply to more than one rate class and an estimate of the split by rate class was made based on specific information, when available.
Note 5: IESO reduced 2013 persistence in 2014, which has been estimated 50/50 in Appliance Retirement and Direct Lighting.
Internal Table: 2014 CDM Program Results
2014
Actual Results
Total
| 2014 Results |  | Peak Demand Savings (kW) | Energy Savings (kWh) | Peak Demand Savings (kW) | Energy Savings (kWh) | Peak Demand Savings (kW) | Energy Savings (kWh) | Peak Demand Savings (kW) | Energy Savings (kWh) | Peak Demand Savings (kW) | Energy Savings (kWh)
Consumer Program
| Appliance Retirement | RS | 14.018 | 94441.442
| Appliance Exchange | RS | 12.432 | 22166.393
| HVAC Incentives | RS | 175.835 | 334873.855
| Conservation Instant Coupon Booklet | RS | 18.407 | 246039.124
| Bi-Annual Retailer Event | RS | 70.284 | 1073937.039
| Retailer Co-op | RS
| Residential Demand Response | RS | 115.285
| Residential Demand Response (IHD) | RS
| Residential New Construction | RS
| Consumer Program Total |  | 406.261 | 1771457.853 | [6 empty] | 406.261 | 1771457.853
Business Program
| Retrofit | GS < 50 | 153.9157 | 671589.1296
| Retrofit | GS 50-999 | 197.412 | 921387.298
| Retrofit | GS > 1000 | 356.1494 | 3535167.975
| Retrofit | ST | 46.5229 | 261486.5973
| Direct Install Lighting | GS < 50 | 236.167 | 866071.535
Building Commissioning
| New Construction | GS 50-999 | 8.488 | -4435.364
| Energy Audit | GS 50-999 | 1.847
| Small Commercial Demand Response | GS 50-999
Small Commercial Demand Response (IHD)
Demand Response 3
| Business Program Total |  | 1000.502 | 6251267.171 | [6 empty] | 1000.502 | 6251267.171
Industrial Program
Process & System Upgrades
Monitoring & Targeting
| Energy Manager | GS > 1000 | 200.655 | 1859328
| Retrofit | GS > 1000
| Demand Response 3 | GS > 1000 | 1546.148
| Industrial Program Total |  | 1746.803 | 1859328 | [6 empty] | 1746.803 | 1859328
Home Assistance Program
| Home Assistance Program | RS | 8.322 | 113069.713
| Home Assistance Program Total |  | 8.322 | 113069.713 | [6 empty] | 8.322 | 113069.713
Aboriginal Program
Home Assistance Program
Direct Install Lighting
| Aboriginal Program Total |  | 0 | 0
Pre-2011 Programs completed in 2011
| Electricity Retrofit Incentive Program | GS 50-999
| High Performance New Construction | GS 50-999
Toronto Comprehensive
Multifamily Energy Efficiency Rebates
LDC Custom Programs
| Pre-2011 Programs completed in 2011 Total |  | 0 | 0
Other
| Program Enabled Savings | GS 50-999 | 347.834 | 1629539
| Time-of-Use Savings | Exc. RS shift only | 349.362
LDC Pilots
| Other Total |  | 697.196 | 1629539 | [6 empty] | 697.196 | 1629539
|  |  | 3859.084 | 11624661.737 | [6 empty] | 3859.084 | 11624661.737
Note 1: Report based on IESO Final 2014 program adjustment results.
Note 2: Retrofit results apply to more than one rate class and an estimate of the split by rate class was made based on specific information, when available.
Note 3: TOU kW not included in calculation of savings, as it represents a shift in Demand only.
Internal Table: 2011-2014 CDM Net Program Results (includes persistence and adjustments)
|  |  | 2011 |  | 2012 |  | 2013 |  | 2014
Total
|  |  | Net Peak Demand Savings (kW) | Net Energy Savings (kWh) | Net Peak Demand Savings (kW) | Net Energy Savings (kWh) | Net Peak Demand Savings (kW) | Net Energy Savings (kWh) | Net Peak Demand Savings (kW) | Net Energy Savings (kWh) | Net Peak Demand Savings (kW) | Net Energy Savings (kWh)
Consumer Program
| Appliance Retirement | RS | 43.681 | 1175901.244 | 23.981 | 521192.091 | 17.182 | 194262.756 | 14.018 | 94441.442 | 98.862 | 1985797.533
| Appliance Exchange | RS | 1.481 | 7874.268 | 6.723 | 35913.594 | 20.512 | 73149.096 | 12.432 | 22166.393 | 41.148 | 139103.351
| HVAC Incentives | RS | 139.138 | 1114491.564 | 84.348 | 478015.614 | 85.748 | 316409.7527 | 175.835 | 334873.855 | 485.069 | 2243790.7857
| Conservation Instant Coupon Booklet | RS | 10.362 | 677242.828 | 2.013 | 36652.896 | 4.529 | 135111.13 | 18.407 | 246039.124 | 35.311 | 1095045.978
| Bi-Annual Retailer Event | RS | 15.636 | 1103477.664 | 12.932 | 702063.075 | 10.343 | 300238.434 | 70.284 | 1073937.039 | 109.195 | 3179716.212
| Retailer Co-op | RS | [8 empty] | 0 | 0
| Residential Demand Response | RS | [5 empty] | 9.346 | 115.285 |  | 115.285 | 9.346
| Residential Demand Response (IHD) | RS | [8 empty] | 0 | 0
| Residential New Construction | RS | [8 empty] | 0 | 0
| Consumer Program Total |  | 210.298 | 4078987.568 | 129.997 | 1773837.27 | 138.314 | 1019180.5147 | 406.261 | 1771457.853 | 884.87 | 8643463.2057
Business Program
| Retrofit | GS < 50 | 19.5885 | 707405.3507 | 90.3486 | 1235980.5429 | 153.0973 | 1186047.316 | 153.9157 | 671589.1296 | 416.9501 | 3801022.3392
| Retrofit | GS 50-999 | 76.3417 | 1452739.249 | 195.6514 | 2540563.4571 | 227.3855 | 1981801.3844 | 197.412 | 921387.298 | 696.7906 | 6896491.3885
| Retrofit | GS > 1000 | 16.0698 | 231767.4003 |  |  | 297.5172 | 9333995.2995 | 356.1494 | 3535167.975 | 669.7364 | 13100930.6749
| Retrofit | ST | [6 empty] | 46.5229 | 261486.5973 | 46.5229 | 261486.5973
| Direct Install Lighting | GS < 50 | 67.574 | 1119612.184 | 216.316 | 2356755.184 | 255.731 | 1733952.494 | 236.167 | 866071.535 | 775.788 | 6076391.397
| Building Commissioning | [9 empty] | 0 | 0
| New Construction | GS 50-999 | [6 empty] | 8.488 | -4435.364 | 8.488 | -4435.364
| Energy Audit | GS 50-999 | 16.272 | 316779.54 | 21.399 | 312363.771 |  |  |  |  | 37.671 | 629143.311
| Small Commercial Demand Response | GS 50-999 |  |  |  |  | 0.64 |  | 0 |  | 0.64 | 0
| Small Commercial Demand Response (IHD) | [9 empty] | 0 | 0
| Demand Response 3 | [9 empty] | 0 | 0
| Business Program Total |  | 195.846 | 3828303.724 | 523.715 | 6445662.955 | 934.371 | 14235796.494 | 998.655 | 6251267.171 | 2652.587 | 30761030.344
Industrial Program
| Process & System Upgrades | [9 empty] | 0 | 0
| Monitoring & Targeting | [9 empty] | 0 | 0
| Energy Manager | GS > 1000 | [6 empty] | 200.655 | 1859328 | 200.655 | 1859328
| Retrofit | GS > 1000 | 17.788 | 436376.252 | [6 empty] | 17.788 | 436376.252
| Demand Response 3 | GS > 1000 |  |  |  | 39974.45 |  | 35206.74 | 1546.148 |  | 1546.148 | 75181.19
| Industrial Program Total |  | 17.788 | 436376.252 | 0 | 39974.45 | 0 | 35206.74 | 1746.803 | 1859328 | 1764.591 | 2370885.442
Home Assistance Program
| Home Assistance Program | RS |  |  |  |  | 8.697 | 237743.6118 | 8.322 | 113069.713 | 17.019 | 350813.3248
| Home Assistance Program Total |  | 0 | 0 | 0 | 0 | 8.697 | 237743.6118 | 8.322 | 113069.713 | 17.019 | 350813.3248
Aboriginal Program
| Home Assistance Program | [9 empty] | 0 | 0
| Direct Install Lighting | [9 empty] | 0 | 0
| Aboriginal Program Total |  | 0 | 0 | 0 | 0 | 0 | 0 | 0 | 0 | 0 | 0
Pre-2011 Programs completed in 2011
| Electricity Retrofit Incentive Program | GS 50-999 | 14.683 | 341266.316 | 0 | 0 |  |  |  |  | 14.683 | 341266.316
| High Performance New Construction | GS 50-999 | 0.531 | 10906.252 | 38.787 | 105843.402 |  |  |  |  | 39.318 | 116749.654
| Toronto Comprehensive | [9 empty] | 0 | 0
| Multifamily Energy Efficiency Rebates | [9 empty] | 0 | 0
| LDC Custom Programs | [9 empty] | 0 | 0
| Pre-2011 Programs completed in 2011 Total |  | 15.214 | 352172.568 | 38.787 | 105843.402 | 0 | 0 | 0 | 0 | 54.001 | 458015.97
Other
| Program Enabled Savings | GS 50-999 |  |  | 54.522 | 142934.52 | 152.761 | 2641903.84 |  | 1629539 | 207.283 | 4414377.36
| Time-of-Use Savings | Exc. RS shift only | [6 empty] | 349.362 |  | 349.362 | 0
| LDC Pilots | [9 empty] | 0 | 0
| Other Total |  | 0 | 0 | 54.522 | 142934.52 | 152.761 | 2641903.84 | 349.362 | 1629539 | 556.645 | 4414377.36
|  |  | 439.146 | 8695840.112 | 747.021 | 8508252.597 | 1234.143 | 18169831.2005 | 3509.403 | 11624661.737 | 5929.713 | 46998585.6465
Further OEB Adjustments that did not persist
[5 empty] | kWh |  |  | kWh |  | kWh | 0.287 | 0.35349
[5 empty] | 2011 Persist |  |  | 2012 Persist |  | 2013 Persist
[5 empty] | into 2014 |  |  | into 2014 |  | into 14
| kWh |  |  |  | -126462 |  |  | -7298 |  | -71710
| Residential | 5369511.4 | 35.52% | RS | -63231 |  |  |  | RS | -35855
| General Service <50 kW | 2076931 | 13.74% | GS<50 | -63231 | Direct Lighting GS< 50 |  | -3824 | GS < 50 | -35855
| General Service > 50 to 999 kW | 4558323.4 | 30.15% |  |  | Direct Lighting GS< 50 |  | -3474
| General Service > 1000kW | 2900856 | 19.19%
| Unmetered Loads | 32005 | 0.2117%
| Sentinel Lights | 1936 | 0.01281%
Source: Settlement Agreement - EB-2012-0167, Pg 21 of 79 | Streetlights | 176764 | 1.169% |  |  |  |  | Home Appliance RS |  | -606
|  | 15116326.8 |  |  | IESO removed persistance 51 KW - placed into 2014 GS<50 cell M97
IESO removed Persistance 21 KW - placed into 2014 GS<50 cell M93
This spreadsheet is an internal table developed to fuel the OEB spreadsheet. This one is static and is sourced from the IESO CDM report . Note that there is one set of links for the Retro fit, which has spanned many rate classes.
A-3 1
A-3 3
A-1 1
A-3 4
A-3 5
A-6

## Weather Data
| Heating Degree Days | Cooling Degree Days
1991-01-01 | 1091.9 | 0
1991-02-01 | 781.6 | 0
1991-03-01 | 716.7 | 0
1991-04-01 | 397.2 | 0
1991-05-01 | 220.5 | 5
1991-06-01 | 70.1 | 11.6
1991-07-01 | 51 | 33.2
1991-08-01 | 48.1 | 57.5
1991-09-01 | 235.8 | 1.8
1991-10-01 | 454.1 | 0
1991-11-01 | 702 | 0
1991-12-01 | 875.9 | 0
1992-01-01 | 910.1 | 0
1992-02-01 | 795.7 | 0
1992-03-01 | 730.7 | 0
1992-04-01 | 505.5 | 0
1992-05-01 | 247.9 | 1.1
1992-06-01 | 175.5 | 3.5
1992-07-01 | 114.6 | 0.2
1992-08-01 | 105.6 | 5.8
1992-09-01 | 200.2 | 1.4
1992-10-01 | 427.4 | 0
1992-11-01 | 635.3 | 0
1992-12-01 | 781.6 | 0
1993-01-01 | 718.3 | 0
1993-02-01 | 684 | 0
1993-03-01 | 552.7 | 0
1993-04-01 | 480.7 | 0
1993-05-01 | 278.7 | 0
1993-06-01 | 126 | 2.1
1993-07-01 | 43.7 | 6.8
1993-08-01 | 38.9 | 32.4
1993-09-01 | 246.1 | 0
1993-10-01 | 416.3 | 0
1993-11-01 | 598.9 | 0
1993-12-01 | 640.1 | 0
1994-01-01 | 1203.5 | 0
1994-02-01 | 923.9 | 0
1994-03-01 | 638.5 | 0
1994-04-01 | 493.3 | 0
1994-05-01 | 283.4 | 0
1994-06-01 | 89.8 | 11.6
1994-07-01 | 66.6 | 10.9
1994-08-01 | 95.3 | 9.2
1994-09-01 | 137.8 | 1.2
1994-10-01 | 321.4 | 0
1994-11-01 | 553.4 | 0
1994-12-01 | 761.8 | 0
1995-01-01 | 913.3 | 0
1995-02-01 | 874.6 | 0
1995-03-01 | 696.5 | 0
1995-04-01 | 524.1 | 0
1995-05-01 | 256.9 | 10.7
1995-06-01 | 74.7 | 24.5
1995-07-01 | 49.9 | 15.9
1995-08-01 | 38.6 | 33.6
1995-09-01 | 229.4 | 9.8
1995-10-01 | 397 | 0
1995-11-01 | 804.2 | 0
1995-12-01 | 958.9 | 0
1996-01-01 | 1139.4 | 0
1996-02-01 | 925.8 | 0
1996-03-01 | 855.9 | 0
1996-04-01 | 550.4 | 0
1996-05-01 | 325.9 | 0
1996-06-01 | 106.8 | 12.4
1996-07-01 | 60.4 | 13
1996-08-01 | 38.2 | 16.6
1996-09-01 | 164.2 | 8.7
1996-10-01 | 384.1 | 0
1996-11-01 | 680.8 | 0
1996-12-01 | 862.4 | 0
1997-01-01 | 992.7 | 0
1997-02-01 | 815 | 0
1997-03-01 | 514.4 | 0
1997-04-01 | 488.5 | 0
1997-05-01 | 346.3 | 0
1997-06-01 | 75.6 | 15.7
1997-07-01 | 41.4 | 28.2
1997-08-01 | 94.4 | 18.1
1997-09-01 | 149.4 | 0
1997-10-01 | 406.8 | 0
1997-11-01 | 613.6 | 0
1997-12-01 | 679.4 | 0
1998-01-01 | 808.1 | 0
1998-02-01 | 594.5 | 0
1998-03-01 | 652.1 | 0
1998-04-01 | 322.9 | 0
1998-05-01 | 202.8 | 1.3
1998-06-01 | 108.2 | 10.8
1998-07-01 | 23.4 | 36
1998-08-01 | 34.3 | 36.7
1998-09-01 | 122.5 | 7.3
1998-10-01 | 328.1 | 0
1998-11-01 | 574.9 | 0
1998-12-01 | 848.1 | 0
1999-01-01 | 994.7 | 0
1999-02-01 | 718.7 | 0
1999-03-01 | 710.1 | 0
1999-04-01 | 407.7 | 0
1999-05-01 | 224.7 | 2.6
1999-06-01 | 91.9 | 11.4
1999-07-01 | 24.2 | 59.3
1999-08-01 | 74 | 12.2
1999-09-01 | 194 | 5.7
1999-10-01 | 423.1 | 0
1999-11-01 | 500.7 | 0
1999-12-01 | 817.1 | 0
2000-01-01 | 963.5 | 0
2000-02-01 | 711.5 | 0
2000-03-01 | 574.6 | 0
2000-04-01 | 485.6 | 0
2000-05-01 | 260.5 | 0
2000-06-01 | 155.7 | 2.3
2000-07-01 | 55.7 | 20.8
2000-08-01 | 63.4 | 9.8
2000-09-01 | 223.3 | 0
2000-10-01 | 372.2 | 0
2000-11-01 | 561.6 | 0
2000-12-01 | 1041.3 | 0
2001-01-01 | 898.8 | 0
2001-02-03 | 918.9 | 0
2001-03-08 | 702.7 | 0
2001-04-10 | 430.7 | 0
2001-05-13 | 239.9 | 0
2001-06-15 | 114 | 15.2
2001-07-18 | 67.2 | 29.7
2001-08-20 | 40.2 | 56.1
2001-09-22 | 187.7 | 6.8
2001-10-25 | 408.6 | 0
2001-11-27 | 458.8 | 0
2001-12-30 | 716.4 | 0
2002-01-19 | 873.9 | 0
2002-02-21 | 733 | 0
2002-03-26 | 804.7 | 0
2002-04-28 | 462.3 | 0
2002-05-31 | 335 | 0.5
2002-06-01 | 114.4 | 14.2
2002-07-03 | 17.9 | 79.3
2002-08-05 | 49.7 | 15.5
2002-09-07 | 143.5 | 20.9
2002-10-10 | 510.1 | 0
2002-11-12 | 668 | 0
2002-12-15 | 785.6 | 0
2003-01-01 | 907.4 | 0
2003-02-01 | 969.6 | 0
2003-03-01 | 765.1 | 0
2003-04-01 | 499.3 | 0
2003-05-01 | 276.4 | 0
2003-06-01 | 129.3 | 0
2003-07-01 | 29.9 | 18.2
2003-08-01 | 35.6 | 50.9
2003-09-01 | 164 | 6.7
2003-10-01 | 414.2 | 0
2003-11-01 | 632.9 | 0
2003-12-01 | 785.9 | 0
2004-01-01 | 1140.6 | 0
2004-02-01 | 778.3 | 0
2004-03-01 | 684.3 | 0
2004-04-01 | 472.4 | 0
2004-05-01 | 333.2 | 0
2004-06-01 | 145.8 | 3.1
2004-07-01 | 67.4 | 22
2004-08-01 | 123 | 1.8
2004-09-01 | 132.9 | 4.7
2004-10-01 | 372.7 | 0
2004-11-01 | 554.9 | 0
2004-12-01 | 926.6 | 0
2005-01-01 | 1084.3 | 0
2005-02-01 | 755.9 | 0
2005-03-01 | 814.1 | 0
2005-04-01 | 408.1 | 0
2005-05-01 | 306.2 | 0
2005-06-01 | 72.6 | 16.8
2005-07-01 | 45.3 | 53
2005-08-01 | 46.3 | 29.6
2005-09-01 | 148.8 | 15.2
2005-10-01 | 347.3 | 0
2005-11-01 | 606.9 | 0
2005-12-01 | 833.4 | 0
2006-01-01 | 797 | 0
2006-02-01 | 873.4 | 0
2006-03-01 | 659 | 0
2006-04-01 | 366 | 0
2006-05-01 | 241.5 | 2.4
2006-06-01 | 81.5 | 9.3
2006-07-01 | 23.2 | 70.1
2006-08-01 | 57.7 | 31.7
2006-09-01 | 210.5 | 1.2
2006-10-01 | 440.9 | 0
2006-11-01 | 540.4 | 0
2006-12-01 | 747.4 | 0
2007-01-01 | 913.4 | 0
2007-02-01 | 924.7 | 0
2007-03-01 | 665 | 0
2007-04-01 | 474.1 | 0
2007-05-01 | 250.9 | 0.6
2007-06-01 | 96.7 | 6.5
2007-07-01 | 40.2 | 51.8
2007-08-01 | 62.9 | 22.1
2007-09-01 | 164.7 | 9.6
2007-10-01 | 310.6 | 0
2007-11-01 | 620.3 | 0
2007-12-01 | 925.8 | 0
2008-01-01 | 934.7 | 0
2008-02-01 | 921.5 | 0
2008-03-01 | 791.9 | 0
2008-04-01 | 456.9 | 0
2008-05-01 | 327.7 | 0
2008-06-01 | 109.9 | 4.6
2008-07-01 | 34.7 | 22.1
2008-08-01 | 50.4 | 22.2
2008-09-01 | 193.3 | 7
2008-10-01 | 373.1 | 0
2008-11-01 | 591 | 0
2008-12-01 | 1033.8 | 0
2009-01-01 | 1093.4 | 0
2009-02-01 | 838.9 | 0
2009-03-01 | 762.3 | 0
2009-04-01 | 453.2 | 0
2009-05-01 | 319.8 | 0
2009-06-01 | 141.8 | 13.7
2009-07-01 | 74.5 | 2
2009-08-01 | 84.2 | 14.2
2009-09-01 | 102.8 | 3.5
2009-10-01 | 451.4 | 0
2009-11-01 | 473.5 | 0
2009-12-01 | 914.9 | 0
2010-01-01 | 900.2 | 0
2010-02-01 | 778.4 | 0
2010-03-01 | 514.4 | 0
2010-04-01 | 358 | 0
2010-05-01 | 212.4 | 0.6
2010-06-01 | 106.3 | 3
2010-07-01 | 14.5 | 52
2010-08-01 | 37.9 | 55.8
2010-09-01 | 231.1 | 0
2010-10-01 | 355.5 | 0
2010-11-01 | 549.4 | 0
2010-12-01 | 879.1 | 0
2011-01-01 | 1077.9 | 0
2011-02-01 | 826.9 | 0
2011-03-01 | 749.9 | 0
2011-04-01 | 482.3 | 0
2011-05-01 | 267 | 0
2011-06-01 | 110.1 | 0
2011-07-01 | 29.8 | 63.7
2011-08-01 | 22.2 | 35.7
2011-09-01 | 172.3 | 9.4
2011-10-01 | 337.2 | 5.4
2011-11-01 | 563.2 | 0
2011-12-01 | 769.8 | 0
2012-01-01 | 865.7 | 0 | 108278.9 | 1490
2012-02-01 | 693.8 | 0
2012-03-01 | 525.4 | 0
2012-04-01 | 434.9 | 0
2012-05-01 | 227.1 | 0
2012-06-01 | 64.9 | 18.4
2012-07-01 | 6.8 | 66.5
2012-08-01 | 38.5 | 27.7
2012-09-01 | 213.5 | 4
2012-10-01 | 395.8 | 0
2012-11-01 | 600.8 | 0
2012-12-01 | 793.7 | 0
2013-01-01 | 928.4 | 0
2013-02-01 | 866.6 | 0
2013-03-01 | 767.3 | 0
2013-04-01 | 524.8 | 0
2013-05-01 | 325.3 | 0
2013-06-01 | 130.9 | 5.5
2013-07-01 | 60.7 | 28
2013-08-01 | 45.8 | 41.8
2013-09-01 | 178.8 | 0
2013-10-01 | 328.5 | 0
2013-11-01 | 620.6 | 0
2013-12-01 | 1112.9 | 0
2014-01-01 | 1119.6 | 0
2014-02-01 | 978.4 | 0
2014-03-01 | 883.5 | 0
2014-04-01 | 522.9 | 0
2014-05-01 | 266.9 | 1.1
2014-06-01 | 135.2 | 6
2014-07-01 | 47.2 | 9.5
2014-08-01 | 65.2 | 10.1
2014-09-01 | 196.5 | 0
2014-10-01 | 382.6 | 0
2014-11-01 | 647.8 | 0
2014-12-01 | 780.6 | 0
2015-01-01 | 979.5 | 0
2015-02-01 | 1053.3 | 0
2015-03-01 | 710.4 | 0
2015-04-01 | 432.1 | 0
2015-05-01 | 276 | 0
2015-06-01 | 118.6 | 0
2015-07-01 | 31.7 | 38
2015-08-01 | 50.7 | 35.4
2015-09-01 | 106.2 | 15.8
2015-10-01 | 345.9 | 0
2015-11-01 | 469.1 | 0
2015-12-01 | 564.9 | 0
| 130195.2 | 1797.8

## Weather Analysis - Thunder Bay
Summary of Degree Day Information |  |  |  | Station Name |  | TORONTO LESTER B. PEARSON INT'L A
Summary of All Heating Degree Days
Month | 1992 | 1993 | 1994 | 1995 | 1996 | 1997 | 1998 | 1999 | 2000 | 2001 | 2002 | 2003 | 2004 | 2005 | 2006 | 2007 | 2008 | 2009 | 2010 | 2011 | 2012 | 2013 | 2014 | 2015 | 10 Year Avg | 20 Year Trend
January | 910.1 | 718.3 | 1203.5 | 913.3 | 1139.4 | 992.7 | 808.1 | 994.7 | 963.5 | 898.8 | 873.9 | 907.4 | 1140.6 | 1084.3 | 797 | 913.4 | 934.7 | 1093.4 | 900.2 | 1077.9 | 865.7 | 928.4 | 1119.6 | 979.5 | 960.98 | 981.2244
February | 795.7 | 684 | 923.9 | 874.6 | 925.8 | 815 | 594.5 | 718.7 | 711.5 | 918.9 | 733 | 969.6 | 778.3 | 755.9 | 873.4 | 924.7 | 921.5 | 838.9 | 778.4 | 826.9 | 693.8 | 866.6 | 978.4 | 1053.3 | 875.59 | 920.4984
March | 730.7 | 552.7 | 638.5 | 696.5 | 855.9 | 514.4 | 652.1 | 710.1 | 574.6 | 702.7 | 804.7 | 765.1 | 684.3 | 814.1 | 659 | 665 | 791.9 | 762.3 | 514.4 | 749.9 | 525.4 | 767.3 | 883.5 | 710.4 | 702.91 | 728.6568
April | 505.5 | 480.7 | 493.3 | 524.1 | 550.4 | 488.5 | 322.9 | 407.7 | 485.6 | 430.7 | 462.3 | 499.3 | 472.4 | 408.1 | 366 | 474.1 | 456.9 | 453.2 | 358 | 482.3 | 434.9 | 524.8 | 522.9 | 432.1 | 450.52 | 457.8451
May | 247.9 | 278.7 | 283.4 | 256.9 | 325.9 | 346.3 | 202.8 | 224.7 | 260.5 | 239.9 | 335 | 276.4 | 333.2 | 306.2 | 241.5 | 250.9 | 327.7 | 319.8 | 212.4 | 267 | 227.1 | 325.3 | 266.9 | 276 | 271.46 | 271.6456
June | 175.5 | 126 | 89.8 | 74.7 | 106.8 | 75.6 | 108.2 | 91.9 | 155.7 | 114 | 114.4 | 129.3 | 145.8 | 72.6 | 81.5 | 96.7 | 109.9 | 141.8 | 106.3 | 110.1 | 64.9 | 130.9 | 135.2 | 118.6 | 109.59 | 115.8052
July | 114.6 | 43.7 | 66.6 | 49.9 | 60.4 | 41.4 | 23.4 | 24.2 | 55.7 | 67.2 | 17.9 | 29.9 | 67.4 | 45.3 | 23.2 | 40.2 | 34.7 | 74.5 | 14.5 | 29.8 | 6.8 | 60.7 | 47.2 | 31.7 | 36.33 | 34.9966
August | 105.6 | 38.9 | 95.3 | 38.6 | 38.2 | 94.4 | 34.3 | 74 | 63.4 | 40.2 | 49.7 | 35.6 | 123 | 46.3 | 57.7 | 62.9 | 50.4 | 84.2 | 37.9 | 22.2 | 38.5 | 45.8 | 65.2 | 50.7 | 51.55 | 48.1625
September | 200.2 | 246.1 | 137.8 | 229.4 | 164.2 | 149.4 | 122.5 | 194 | 223.3 | 187.7 | 143.5 | 164 | 132.9 | 148.8 | 210.5 | 164.7 | 193.3 | 102.8 | 231.1 | 172.3 | 213.5 | 178.8 | 196.5 | 106.2 | 176.97 | 175.5771
October | 427.4 | 416.3 | 321.4 | 397 | 384.1 | 406.8 | 328.1 | 423.1 | 372.2 | 408.6 | 510.1 | 414.2 | 372.7 | 347.3 | 440.9 | 310.6 | 373.1 | 451.4 | 355.5 | 337.2 | 395.8 | 328.5 | 382.6 | 345.9 | 372.15 | 357.9928
November | 635.3 | 598.9 | 553.4 | 804.2 | 680.8 | 613.6 | 574.9 | 500.7 | 561.6 | 458.8 | 668 | 632.9 | 554.9 | 606.9 | 540.4 | 620.3 | 591 | 473.5 | 549.4 | 563.2 | 600.8 | 620.6 | 647.8 | 469.1 | 567.61 | 558.6272
December | 781.6 | 640.1 | 761.8 | 958.9 | 862.4 | 679.4 | 848.1 | 817.1 | 1041.3 | 716.4 | 785.6 | 785.9 | 926.6 | 833.4 | 747.4 | 925.8 | 1033.8 | 914.9 | 879.1 | 769.8 | 793.7 | 1112.9 | 780.6 | 564.9 | 852.29 | 843.287
Total | 5630.1 | 4824.4 | 5568.7 | 5818.1 | 6094.3 | 5217.5 | 4619.9 | 5180.9 | 5468.9 | 5183.9 | 5498.1 | 5609.6 | 5732.1 | 5469.2 | 5038.5 | 5449.3 | 5818.9 | 5710.7 | 4937.2 | 5408.6 | 4860.9 | 5890.6 | 6026.4 | 5138.4 | 5427.95
Summary of All Cooling Degree Days
Month | 1992 | 1993 | 1994 | 1995 | 1996 | 1997 | 1998 | 1999 | 2000 | 2001 | 2002 | 2003 | 2004 | 2005 | 2006 | 2007 | 2008 | 2009 | 2010 | 2011 | 2012 | 2013 | 2014 | 2015 | 10 Year Avg | 20 Year Trend
January | 0 | 0 | 0 | 0 | 0 | 0 | 0 | 0 | 0 | 0 | 0 | 0 | 0 | 0 | 0 | 0 | 0 | 0 | 0 | 0 | 0 | 0 | 0 | 0 | 0 | 0
February | 0 | 0 | 0 | 0 | 0 | 0 | 0 | 0 | 0 | 0 | 0 | 0 | 0 | 0 | 0 | 0 | 0 | 0 | 0 | 0 | 0 | 0 | 0 | 0 | 0 | 0
March | 0 | 0 | 0 | 0 | 0 | 0 | 0 | 0 | 0 | 0 | 0 | 0 | 0 | 0 | 0 | 0 | 0 | 0 | 0 | 0 | 0 | 0 | 0 | 0 | 0 | 0
April | 0 | 0 | 0 | 0 | 0 | 0 | 0 | 0 | 0 | 0 | 0 | 0 | 0 | 0 | 0 | 0 | 0 | 0 | 0 | 0 | 0 | 0 | 0 | 0 | 0 | 0
May | 1.1 | 0 | 0 | 10.7 | 0 | 0 | 1.3 | 2.6 | 0 | 0 | 0.5 | 0 | 0 | 0 | 2.4 | 0.6 | 0 | 0 | 0.6 | 0 | 0 | 0 | 1.1 | 0 | 0.47 | 0.20857
June | 3.5 | 2.1 | 11.6 | 24.5 | 12.4 | 15.7 | 10.8 | 11.4 | 2.3 | 15.2 | 14.2 | 0 | 3.1 | 16.8 | 9.3 | 6.5 | 4.6 | 13.7 | 3 | 0 | 18.4 | 5.5 | 6 | 0 | 6.7 | 4.1053
July | 0.2 | 6.8 | 10.9 | 15.9 | 13 | 28.2 | 36 | 59.3 | 20.8 | 29.7 | 79.3 | 18.2 | 22 | 53 | 70.1 | 51.8 | 22.1 | 2 | 52 | 63.7 | 66.5 | 28 | 9.5 | 38 | 40.37 | 41.5166
August | 5.8 | 32.4 | 9.2 | 33.6 | 16.6 | 18.1 | 36.7 | 12.2 | 9.8 | 56.1 | 15.5 | 50.9 | 1.8 | 29.6 | 31.7 | 22.1 | 22.2 | 14.2 | 55.8 | 35.7 | 27.7 | 41.8 | 10.1 | 35.4 | 29.67 | 33.1817
September | 1.4 | 0 | 1.2 | 9.8 | 8.7 | 0 | 7.3 | 5.7 | 0 | 6.8 | 20.9 | 6.7 | 4.7 | 15.2 | 1.2 | 9.6 | 7 | 3.5 | 0 | 9.4 | 4 | 0 | 0 | 15.8 | 5.05 | 5.6843
October | 0 | 0 | 0 | 0 | 0 | 0 | 0 | 0 | 0 | 0 | 0 | 0 | 0 | 0 | 0 | 0 | 0 | 0 | 0 | 5.4 | 0 | 0 | 0 | 0 | 0.54 | 0.78361
November | 0 | 0 | 0 | 0 | 0 | 0 | 0 | 0 | 0 | 0 | 0 | 0 | 0 | 0 | 0 | 0 | 0 | 0 | 0 | 0 | 0 | 0 | 0 | 0 | 0 | 0
December | 0 | 0 | 0 | 0 | 0 | 0 | 0 | 0 | 0 | 0 | 0 | 0 | 0 | 0 | 0 | 0 | 0 | 0 | 0 | 0 | 0 | 0 | 0 | 0 | 0 | 0
Total | 12 | 41.3 | 32.9 | 94.5 | 50.7 | 62 | 92.1 | 91.2 | 32.9 | 107.8 | 130.4 | 75.8 | 31.6 | 114.6 | 114.7 | 90.6 | 55.9 | 33.4 | 111.4 | 114.2 | 116.6 | 75.3 | 26.7 | 89.2