## Exhibit 3 Tables
Table 3-1: R Square and Adjusted R Square Values for Individual Class Regression Analysis
Line No. | Class |  |  | R Square | Adjusted R Square
1 | Residential |  |  | 95.27% | 95.07%
2 | General Service < 50 kW |  |  | 94.68% | 94.39%
3 | General Service > 50 to 999 kW |  |  | 96.86% | 96.69%
|  |  | Line No. | Table 3-2: General Service > 1000 kW Regression Analysis Results
|  |  | 1 | R Square |  | 43.11%
|  |  | 2 | Adjusted R Square |  | 39.01%
|  |  | 3 | Variable |  | Coefficients | t Stat
|  |  | 4 | Heating Degree Days |  | -125.7585 | -0.21988
|  |  | 5 | Cooling Degree Days |  | -8357.1124 | -0.60496
|  |  | 6 | Number of Days in Month |  | 650609.1363 | 3.2126
|  |  | 7 | Spring Fall Flag |  | 174185.0231 | 0.51432
|  |  | 8 | CDM Activity |  | 2.877 | 4.5689
|  |  | 9 | Ontario Real GDP Monthly % |  | -224682.2909 | -4.6554
|  |  | 10 | Number of Customers |  | -743420.3545 | -5.71
|  |  | 11 | Number of Peak Hours |  | 4043.3863 | 0.43696
|  |  | 12 | Intercept |  | 38565289.5734 | 4.4581
Table 3-3: Billed Energy and Number of Customers / Connections by Rate Class
| Line No. | Year |  | Residential | General Service < 50 kW | General Service > 50 to 999 kW | General Service > 1000 kW | Large User | Street Lighting | Sentinel Lighting | Unmetered Scattered Load | Total
| 1 | Billed Energy (GWh) - Actual
| 2 | 2006 |  | 344.9857 | 141.631 | 299.2168 | 241.3507 | 0 | 9.8627 | 0.13461 | 1.8564 | 1039.0378
| 3 | 2007 |  | 347.3567 | 140.7956 | 298.9817 | 230.9215 | 0 | 10.9079 | 0.12558 | 2.0315 | 1031.1205
| 4 | 2008 |  | 349.6402 | 140.9019 | 297.549 | 204.4918 | 0 | 10.8345 | 0.12298 | 1.9529 | 1005.4934
| 5 | 2009 |  | 344.7278 | 137.5068 | 290.8041 | 189.99 | 0 | 11.5913 | 0.12962 | 1.975 | 976.7246
| 6 | 2010 |  | 335.5885 | 132.7658 | 285.0478 | 177.2838 | 0 | 11.2413 | 0.13687 | 1.9466 | 944.0107
| 7 | 2011 |  | 337.2123 | 135.6887 | 288.5251 | 183.1781 | 0 | 11.2446 | 0.12114 | 1.9713 | 957.9414
| 8 | 2012 |  | 331.1424 | 133.6788 | 283.4752 | 188.5317 | 0 | 11.0627 | 0.14178 | 1.9805 | 950.0131
| 9 | 2013 |  | 341.0359 | 136.3312 | 285.0684 | 187.9928 | 0 | 10.5554 | 0.14489 | 1.9923 | 963.1208
| 10 | 2014 |  | 340.0248 | 139.2858 | 280.0375 | 193.1649 | 0 | 10.311 | 0.14631 | 2.0998 | 965.0701
| 11 | 2015 |  | 324.6733 | 137.1794 | 266.5483 | 198.5077 | 0 | 9.5334 | 0.11277 | 2.2039 | 938.7588
| 12 | Billed Energy (GWh) - Weather Normal
| 13 | 2006 |  | 348.8079 | 142.7021 | 301.2253 | 241.3507 | 0 | 9.8627 | 0.13461 | 1.8564 | 1045.9396
| 14 | 2007 |  | 346.7245 | 140.5383 | 298.4517 | 230.9215 | 0 | 10.9079 | 0.12558 | 2.0315 | 1029.701
| 15 | 2008 |  | 345.5175 | 139.7591 | 295.3482 | 204.4918 | 0 | 10.8345 | 0.12298 | 1.9529 | 998.0271
| 16 | 2009 |  | 343.0658 | 137.3016 | 290.5209 | 189.99 | 0 | 11.5913 | 0.12962 | 1.975 | 974.5741
| 17 | 2010 |  | 340.9331 | 134.2969 | 288.027 | 177.2838 | 0 | 11.2413 | 0.13687 | 1.9466 | 953.8656
| 18 | 2011 |  | 336.1101 | 135.1255 | 287.3293 | 183.1781 | 0 | 11.2446 | 0.12114 | 1.9713 | 955.0801
| 19 | 2012 |  | 337.2372 | 135.4254 | 286.8901 | 188.5317 | 0 | 11.0627 | 0.14178 | 1.9805 | 961.2694
| 20 | 2013 |  | 335.1958 | 134.4905 | 281.4092 | 187.9928 | 0 | 10.5554 | 0.14489 | 1.9923 | 951.7808
| 21 | 2013 Board Approved |  | 339.7211 | 131.4044 | 288.3984 | 183.5329 | 0 | 11.1836 | 0.12248 | 2.0249 | 956.3877
| 22 | 2014 |  | 334.4853 | 137.8173 | 277.2947 | 193.1649 | 0 | 10.311 | 0.14631 | 2.0998 | 955.3192
| 23 | 2015 |  | 328.1898 | 138.3288 | 268.7811 | 198.5077 | 0 | 9.5334 | 0.11277 | 2.2039 | 945.6574
| 24 | 2016 Bridge |  | 336.4973 | 138.5371 | 264.1762 | 176.2749 | 0 | 8.8848 | 0.10804 | 2.1481 | 926.6264
| 25 | 2017 Test |  | 336.1147 | 142.6972 | 262.8879 | 169.3324 | 0 | 8.2906 | 0.10804 | 2.1481 | 921.5789
| 26 | Number of Customers/Connections
| 27 | 2006 |  | 44312.0833 | 4313.8333 | 492.5 | 18 | 0 | 12962 | 164 | 428 | 62690.4167
| 28 | 2007 |  | 44388.5833 | 4273.25 | 500.5 | 18.6667 | 0 | 12976 | 153 | 435 | 62745
| 29 | 2008 |  | 44537.5 | 4256.9167 | 507.25 | 19 | 0 | 13135 | 149.8333 | 457 | 63062.5
| 30 | 2009 |  | 44613.6667 | 4264.9167 | 506.0833 | 21.0833 | 0 | 13038.75 | 157.9167 | 458.5 | 63060.9167
| 31 | 2010 |  | 44735.5833 | 4305.75 | 506.6667 | 19.9167 | 0 | 13170 | 166.75 | 469.25 | 63373.9167
| 32 | 2011 |  | 44900.6667 | 4339.6667 | 505.75 | 18.9167 | 0 | 13090.8333 | 147.5833 | 470.0833 | 63473.5
| 33 | 2012 |  | 44736.75 | 4496.9167 | 513.5 | 19.4167 | 0 | 13172.0833 | 167.1667 | 469.8333 | 63575.6667
| 34 | 2013 |  | 44942.4167 | 4527.75 | 511.5833 | 21.0833 | 0 | 13095.3333 | 170.8333 | 465.5 | 63734.5
| 35 | 2013 Board Approved |  | 44881.0097 | 4491.6613 | 514.841 | 19 | 0 | 13216.8093 | 168.6718 | 475.3253 | 63767.3184
| 36 | 2014 |  | 45106.2705 | 4577.8953 | 495.3016 | 20.763 | 0 | 13148.318 | 172.082 | 462.497 | 63983.1273
| 37 | 2015 |  | 45272.5926 | 4606.5063 | 471.6262 | 21.9038 | 0 | 13197.2137 | 170.9307 | 451.085 | 64191.8583
| 38 | 2016 Bridge |  | 45415.1966 | 4623.1351 | 462.8342 | 21.6406 | 0 | 13245.7386 | 163.7634 | 439.6616 | 64371.9701
| 39 | 2017 Test |  | 45527.0071 | 4655.2596 | 459.9678 | 21.6406 | 0 | 13274.4519 | 163.7634 | 439.6616 | 64541.7519
Table 3-4: CDM Results (kWh) 2006 to 2015 Programs with Persistence into 2017
| Line No. | Year |  | Residential | General Service < 50 kW | General Service > 50 to 999 kW
|  | 2006 Actual |  | 0 | 0 | #REF!
| 1 | 2006 |  | 1623155.2136 | 0 | 0
| 2 | 2007 |  | 4646180.566 | 0 | 0
| 3 | 2008 |  | 6816130.0086 | 50032.177 | 129796.5624
| 4 | 2009 |  | 8262415.9752 | 713364.2645 | 1205415.6888
| 5 | 2010 |  | 6707812.211 | 1834512.0953 | 2242150.1214
| 6 | 2011 |  | 7261361.9567 | 2580473.46 | 2172752.5882
| 7 | 2012 |  | 7818796.6487 | 3418593.1121 | 2953081.6059
| 8 | 2013 |  | 8253039.4153 | 4757562.3195 | 4625958.5316
| 9 | 2014 |  | 8615819.7133 | 6261863.5383 | 7042383.0341
| 10 | 2015 |  | 8793615.0518 | 7255234.3461 | 9704337.5262
| 11 | 2016 Bridge |  | 8764898.1254 | 7216281.264 | 10899237.1059
| 12 | 2017 Test |  | 7640624.6398 | 5364658.7895 | 10530820.3546
| 13 | Total |  | 85203849.5256 | 39452575.3665 | #REF!
Table 3-5: Statistcial Results
Line No. | Statistic |  |  | Residential | General Service < 50 kW | General Service > 50 to 999 kW
1 | R Square |  |  | 95.27% | 94.68% | 96.86%
2 | Adjusted R Square |  |  | 95.07% | 94.39% | 96.69%
3 | F Test |  |  | 459.6321 | 334.8782 | 580.1478
4 | MAPE (Monthly) |  |  | 2.617% | 2.2% | 1.602%
5 | T-stats by Coefficient
6 | Heating Degree Days |  |  | 39.2234 | 36.6053 | 46.7179
7 | Cooling Degree Days |  |  | 5.306 | 7.2715 | 9.8263
8 | Number of Days in Month |  |  | 8.9512 | 7.3263 | 7.25
9 | Spring Fall Flag |  |  | -4.521 | -7.1331 | -6.2655
10 | CDM Activity |  |  | -3.9897 | -3.9353 | -16.2763
11 | Ontario Real GDP Monthly % |  |  |  | 3.0396
12 | Number of Peak Hours |  |  |  |  | 2.7296
13 | Intercept |  |  | -1.9399 | -2.2286 | 1.9496
Table 3-6: Residential Billed: Revised
| Line No | Year |  | Actual | Predicted | % Difference | Predicted Weather Normal | Weather Normal Conversion Factor | Actual Weather Normal
| 1 | Billed Energy (GWh)
| 2 | 2006 |  | 344.9857 | 345.2456 | 0.07535% | 349.0707 | 1.0111 | 348.8079
| 3 | 2007 |  | 347.3567 | 344.1599 | -0.9203% | 343.5335 | 0.99818 | 346.7245
| 4 | 2008 |  | 349.6402 | 344.605 | -1.44% | 340.5416 | 0.98821 | 345.5175
| 5 | 2009 |  | 344.7278 | 338.542 | -1.794% | 336.9098 | 0.99518 | 343.0658
| 6 | 2010 |  | 335.5885 | 334.4312 | -0.3449% | 339.7573 | 1.0159 | 340.9331
| 7 | 2011 |  | 337.2123 | 339.8542 | 0.7834% | 338.7434 | 0.99673 | 336.1101
| 8 | 2012 |  | 331.1424 | 332.5838 | 0.4353% | 338.7051 | 1.0184 | 337.2372
| 9 | 2013 |  | 341.0359 | 342.7972 | 0.5165% | 336.9269 | 0.98288 | 335.1958
| 10 | 2014 |  | 340.0248 | 341.8314 | 0.5313% | 336.2624 | 0.98371 | 334.4853
| 11 | 2015 |  | 324.6733 | 332.3373 | 2.361% | 335.9368 | 1.0108 | 328.1898
| 12 | 2016 Bridge |  |  | 336.9721 |  | 336.9721 | 1
| 13 | 2017 Test |  |  | 338.0487 |  | 338.0487 | 1
| 14 | 2017 Test - 20 year trend |  |  | 339.0547
Table 3-7: General Service < 50 kW Billed Revised
| Line No. | Year |  | Actual | Predicted | % Difference | Predicted Weather Normal | Weather Normal Conversion Factor | Actual Weather Normal
| 1 | Billed Energy (GWh)
| 2 | 2006 |  | 141.631 | 137.2657 | -3.082% | 138.3038 | 1.0076 | 142.7021
| 3 | 2007 |  | 140.7956 | 140.2544 | -0.3844% | 139.998 | 0.99817 | 140.5383
| 4 | 2008 |  | 140.9019 | 141.6751 | 0.5487% | 140.526 | 0.99189 | 139.7591
| 5 | 2009 |  | 137.5068 | 137.7332 | 0.1646% | 137.5276 | 0.99851 | 137.3016
| 6 | 2010 |  | 132.7658 | 134.4257 | 1.25% | 135.976 | 1.0115 | 134.2969
| 7 | 2011 |  | 135.6887 | 137.6138 | 1.419% | 137.0426 | 0.99585 | 135.1255
| 8 | 2012 |  | 133.6788 | 135.8988 | 1.661% | 137.6744 | 1.0131 | 135.4254
| 9 | 2013 |  | 136.3312 | 138.3562 | 1.485% | 136.4881 | 0.9865 | 134.4905
| 10 | 2014 |  | 139.2858 | 137.2596 | -1.455% | 135.8124 | 0.98946 | 137.8173
| 11 | 2015 |  | 137.1794 | 135.2826 | -1.383% | 136.4161 | 1.0084 | 138.3288
| 12 | 2016 Bridge |  |  | 138.7575 |  | 138.7575 | 1
| 13 | 2017 Test |  |  | 143.3974 |  | 143.3974 | 1
| 14 | 2017 Test - 20 year trend |  |  | 143.7438
Table 3-8: General Service > 50 to 999 kW Billed Revised
| Line No. | Year |  | Actual | Predicted | % Difference | Predicted Weather Normal | Weather Normal Conversion Factor | Actual Weather Normal
| 1 | Billed Energy (GWh)
| 2 | 2006 |  | 299.2168 | 294.215 | -1.672% | 296.1899 | 1.0067 | 301.2253
| 3 | 2007 |  | 298.9817 | 296.8433 | -0.7152% | 296.3171 | 0.99823 | 298.4517
| 4 | 2008 |  | 297.549 | 298.3634 | 0.2737% | 296.1567 | 0.9926 | 295.3482
| 5 | 2009 |  | 290.8041 | 292.8403 | 0.7002% | 292.5551 | 0.99903 | 290.5209
| 6 | 2010 |  | 285.0478 | 286.6813 | 0.5731% | 289.6776 | 1.0105 | 288.027
| 7 | 2011 |  | 288.5251 | 291.2181 | 0.9334% | 290.0111 | 0.99586 | 287.3293
| 8 | 2012 |  | 283.4752 | 284.664 | 0.4193% | 288.0932 | 1.012 | 286.8901
| 9 | 2013 |  | 285.0684 | 286.4345 | 0.4792% | 282.7578 | 0.98716 | 281.4092
| 10 | 2014 |  | 280.0375 | 278.2041 | -0.6547% | 275.4793 | 0.99021 | 277.2947
| 11 | 2015 |  | 266.5483 | 265.7898 | -0.2846% | 268.0161 | 1.0084 | 268.7811
| 12 | 2016 Bridge |  |  | 265.0268 |  | 265.0268 | 1
| 13 | 2017 Test |  |  | 265.485 |  | 265.485 | 1
| 14 | 2017 Test - 20 year trend |  |  | 266.1768
Table 3-9: Historical Customer/Connection Data
| Line No. | Year |  | Residential | General Service < 50 kW | General Service > 50 to 999 kW | General Service > 1000 kW | Large User | Street Lighting | Sentinel Lighting | Unmetered Scattered Load | Total
| 1 | Number of Customers/Connections
| 2 | 2006 |  | 44312.0833 | 4313.8333 | 492.5 | 18 | 0 | 12962 | 164 | 428 | 62690.4167
| 3 | 2007 |  | 44388.5833 | 4273.25 | 500.5 | 18.6667 | 0 | 12976 | 153 | 435 | 62745
| 4 | 2008 |  | 44537.5 | 4256.9167 | 507.25 | 19 | 0 | 13135 | 149.8333 | 457 | 63062.5
| 5 | 2009 |  | 44613.6667 | 4264.9167 | 506.0833 | 21.0833 | 0 | 13038.75 | 157.9167 | 458.5 | 63060.9167
| 6 | 2010 |  | 44735.5833 | 4305.75 | 506.6667 | 19.9167 | 0 | 13170 | 166.75 | 469.25 | 63373.9167
| 7 | 2011 |  | 44900.6667 | 4339.6667 | 505.75 | 18.9167 | 0 | 13090.8333 | 147.5833 | 470.0833 | 63473.5
| 8 | 2012 |  | 44736.75 | 4496.9167 | 513.5 | 19.4167 | 0 | 13172.0833 | 167.1667 | 469.8333 | 63575.6667
| 9 | 2013 |  | 44942.4167 | 4527.75 | 511.5833 | 21.0833 | 0 | 13095.3333 | 170.8333 | 465.5 | 63734.5
| 10 | 2014 |  | 45106.2705 | 4577.8953 | 495.3016 | 20.763 | 0 | 13148.318 | 172.082 | 462.497 | 63983.1273
| 11 | 2015 |  | 45272.5926 | 4606.5063 | 471.6262 | 21.9038 | 0 | 13197.2137 | 170.9307 | 451.085 | 64191.8583
Table 3-10: Growth Rate in Customer/Connections
| Line No. | Year |  | Residential | General Service < 50 kW | General Service > 50 to 999 kW | General Service > 1000 kW | Large User | Street Lighting | Sentinel Lighting | Unmetered Scattered Load
| 1 | Growth Rate in Customers/Connections
| 2 | 2006
| 3 | 2007 |  | 0.1726% | -0.9408% | 1.624% | 3.704% | #DIV/0! | 0.108% | -6.707% | 1.636%
| 4 | 2008 |  | 0.3355% | -0.3822% | 1.349% | 1.786% | #DIV/0! | 1.225% | -2.07% | 5.057%
| 5 | 2009 |  | 0.171% | 0.1879% | -0.23% | 10.96% | #DIV/0! | -0.7328% | 5.395% | 0.3282%
| 6 | 2010 |  | 0.2733% | 0.9574% | 0.1153% | -5.534% | #DIV/0! | 1.007% | 5.594% | 2.345%
| 7 | 2011 |  | 0.369% | 0.7877% | -0.1809% | -5.021% | #DIV/0! | -0.6011% | -11.49% | 0.1776%
| 8 | 2012 |  | -0.3651% | 3.624% | 1.532% | 2.643% | #DIV/0! | 0.6207% | 13.27% | -0.05318%
| 9 | 2013 |  | 0.4597% | 0.6857% | -0.3733% | 8.584% | #DIV/0! | -0.5827% | 2.193% | -0.9223%
| 10 | 2014 |  | 0.3646% | 1.108% | -3.183% | -1.52% | #DIV/0! | 0.4046% | 0.7309% | -0.6451%
| 11 | 2015 |  | 0.3687% | 0.625% | -4.78% | 5.494% | #DIV/0! | 0.3719% | -0.669% | -2.467%
| 12 | Geometric Mean |  | 0.2462% | 0.6949% | -0.6193% | 1.859% | -100% | 0.2168% | -0.01444% | 0.2692%
Table 3-11: Customer/Connection Forecast
| Line No. | Year |  | Residential | General Service < 50 kW | General Service > 50 to 999 kW | General Service > 1000 kW | Large User | Street Lighting | Sentinel Lighting | Unmetered Scattered Load | Total
| 1 | Forecast Number of Customers/Connections
| 2 | 2016 Bridge |  | 45415.1966 | 4623.1351 | 462.8342 | 21.6406 | 0 | 13245.7386 | 163.7634 | 439.6616 | 64371.9701
| 3 | 2017 Test |  | 45527.0071 | 4655.2596 | 459.9678 | 21.6406 | 0 | 13274.4519 | 163.7634 | 439.6616 | 64541.7519
Table 3-12: Historical Annual Usage per Customer
| Line No. | Year |  | General Service > 1000 kW | Large User | Street Lighting | Sentinel Lighting | Unmetered Scattered Load
| 1 | Annual kWh Usage Per Customer/Connection
| 2 | 2006 |  | 13408370.1122 | 0 | 760.8928 | 820.8 | 4337.3272
| 3 | 2007 |  | 12370794.8057 | 0 | 840.6231 | 820.8 | 4670.0936
| 4 | 2008 |  | 10762727.91 | 0 | 824.8593 | 820.8 | 4273.3537
| 5 | 2009 |  | 9011381.2416 | 0 | 888.9903 | 820.8 | 4307.4889
| 6 | 2010 |  | 8901280.7513 | 0 | 853.5498 | 820.8 | 4148.4098
| 7 | 2011 |  | 9683425.5336 | 0 | 858.97 | 820.8 | 4193.5445
| 8 | 2012 |  | 9709786.1665 | 0 | 839.8589 | 848.16 | 4215.2455
| 9 | 2013 |  | 8916655.8 | 0 | 806.0439 | 848.16 | 4279.8285
| 10 | 2014 |  | 9303343.5044 | 0 | 784.2049 | 850.252 | 4540.0623
| 11 | 2015 |  | 9062728.1665 | 0 | 722.3768 | 659.7145 | 4885.8524
Table 3-13: Forecast Annual kWh Usage per Customer/Connection
| Line No. | Year |  | General Service > 1000 kW | Large User | Street Lighting | Sentinel Lighting | Unmetered Scattered Load
| 1 | Forecast Annual kWh Usage per Customers/Connection
| 2 | 2016 Bridge |  | 9062728.1665 | 0 | 722.3768 | 659.7145 | 4885.8524
| 3 | 2017 Test |  | 9062728.1665 | 0 | 722.3768 | 659.7145 | 4885.8524
Table 3-14: Billed Energy Forecast
| Line No. | Year |  | General Service > 1000 kW | Large User | Street Lighting | Sentinel Lighting | Unmetered Scattered Load | Total
| 1 | Billed Energy Forecast (GWh)
| 2 | 2016 Bridge |  | 196.1229 | 0 | 9.5684 | 0.10804 | 2.1481 | 207.9475
| 3 | 2017 Test |  | 196.1229 | 0 | 9.5892 | 0.10804 | 2.1481 | 207.9682
Table 3-15: Billed Energy Forecast (All Classes) Revised
| Line No. | Year |  | Residential | General Service < 50 kW | General Service > 50 to 999 kW | General Service > 1000 kW | Large User | Street Lighting | Sentinel Lighting | Unmetered Scattered Load | Total
| 1 | Billed Energy Forecast (GWh)
| 2 | 2016 Bridge |  | 336.9721 | 138.7575 | 265.0268 | 196.1229 | 0 | 9.5684 | 0.10804 | 2.1481 | 948.7039
| 3 | 2017 Test |  | 338.0487 | 143.3974 | 265.485 | 196.1229 | 0 | 9.5892 | 0.10804 | 2.1481 | 954.8993
Table 3-16: CDM Full Year Results - no persistence included
| Line No. | Year |  | Residential | General Service < 50 kW | General Service > 50 to 999 kW | General Service > 1000 kW | Street Lighting | Total
| 1 | Billed Energy Forecast (GWh)
| 2 | 2015 |  | 2457558.1562 | 509177.5923 | 2627750.2717 | 13005537 | 752180.4562 | 19352203.4764
| 3 | 2016 Bridge |  | 949700 | 440906 | 1701194 | 13685000 | 615000 | 17391800
| 4 | 2017 Test |  | 1968600 | 518585 | 1791815 | 200000 | 615000 | 5094000 |  | 41838003.4764
Table 3-17: CDM Manual Adjustments
| Line No. | Year |  | Residential | General Service < 50 kW | General Service > 50 to 999 kW | General Service > 1000 kW | Street Lighting | Total
| 1 | Billed Energy Forecast (GWh)
| 2 | 2016 Bridge |  | 474850 | 220453 | 850597 | 19848037 | 683590.2281 | 22077527.2281
| 3 | 2017 Test |  | 1934000 | 700198.5 | 2597101.5 | 26790537 | 1298590.2281 | 33320427.2281
Table 3-18: 2013 Expected Savings for LRAM Variance Account Incl 2015
| Line No. | Year |  | Residential | General Service < 50 kW | General Service > 50 to 999 kW | General Service > 1000 kW | Street Lighting | Total
| 1 | Billed Energy Forecast (GWh)
| 2 | 2017 Test - kWh |  | 5375858.1562 | 1468668.5923 | 6120759.2717 | 26890537 | 1982180.4562 | 41838003.4764
| 3 | 2017 Test - kW Annual |  |  |  | 15296.6613 | 74149.1123 | 5640.1333 | 95085.9068
| 4 | 2017 Test - kW Monthly |  |  |  | 1274.7218 | 6179.0927 | 470.0111 | 7923.8256
Table 3-19 Adjustment for CDM
| Line No. | Year |  | Residential | General Service < 50 kW | General Service > 50 to 999 kW | General Service > 1000 kW | Large User | Street Lighting | Sentinel Lighting | Unmetered Scattered Load | Total
| 1 | Billed Energy Forecast (GWh)
| 2 | 2016 Bridge |  | 336.9721 | 138.7575 | 265.0268 | 196.1229 | 0 | 9.5684 | 0.10804 | 2.1481 | 948.7039
| 3 | 2017 Test |  | 338.0487 | 143.3974 | 265.485 | 196.1229 | 0 | 9.5892 | 0.10804 | 2.1481 | 954.8993
| 4 | CDM Adjustment (GWh)
| 5 | 2016 Bridge |  | -0.47485 | -0.22045 | -0.8506 | -19.848 | 0 | -0.68359 | 0 | 0 | -22.0775
| 6 | 2017 Test |  | -1.934 | -0.7002 | -2.5971 | -26.7905 | 0 | -1.2986 | 0 | 0 | -33.3204
| 7 | CDM Adjusted Billed Energy Forecast (GWh)
| 8 | 2016 Bridge |  | 336.4973 | 138.5371 | 264.1762 | 176.2749 | 0 | 8.8848 | 0.10804 | 2.1481 | 926.6264
| 9 | 2017 Test |  | 336.1147 | 142.6972 | 262.8879 | 169.3324 | 0 | 8.2906 | 0.10804 | 2.1481 | 921.5789
Table 3-20: Historical Annual kW per Applicable Rate Class
| Line No. | Year |  | General Service > 50 to 999 kW | General Service > 1000 kW | Large User | Street Lighting | Sentinel Lighting | Total | General Service > 50 to 999 kW
| 1 | Billed Annual kW
| 2 |  |  | Actual | [5 empty] | Wthr Normal
| 3 | 2006 |  | 715592.13 | 675435.2856 | 0 | 30656.8 | 1421684.2156 | 2843368.4312 | 720395.568
| 4 | 2007 |  | 728766.5 | 626041.3097 | 0 | 30889.01 | 1385696.8197 | 2771393.6394 | 727474.5004
| 5 | 2008 |  | 747849.27 | 572083.0258 | 0 | 31499.2 | 1351431.4958 | 2702862.9916 | 742317.9499
| 6 | 2009 |  | 719275.91 | 530288.7334 | 0 | 31053.32 | 1280617.9634 | 2561235.9268 | 718575.3788
| 7 | 2010 |  | 723294.85 | 516956.128 | 0 | 31561.72 | 1271812.698 | 2543625.396 | 730854.5038
| 8 | 2011 |  | 732497.43 | 504570.848 | 0 | 31849.55 | 1268917.828 | 2537835.656 | 729461.4421
| 9 | 2012 |  | 734173.25 | 517091.8853 | 0 | 30858.56 | 1282123.6953 | 2564247.3906 | 743017.4054
| 10 | 2013 |  | 722899.29 | 510032.4508 | 0 | 29850.29 | 1262782.0308 | 2525564.0616 | 713620.1007
| 11 | 2014 |  | 690826.75 | 512108.5605 | 0 | 29216.71 | 1232152.0205 | 2464304.041 | 684060.5549
| 12 | 2015 |  | 668162.78 | 535701.6156 | 0 | 27043.15 | 1230907.5456 | 2461815.0912 | 673759.6233
Table 3-21: Historical kW/KWh Ratio per Applicable Rate Class
| Line No. | Year |  | General Service > 50 to 999 kW | General Service > 1000 kW | Large User | Street Lighting | Sentinel Lighting
| 1 | Ratio of kW to kWh
| 2 | 2006 |  | 0.2392% | 0.2799% | 0% | 0.3108% | 0.2778%
| 3 | 2007 |  | 0.2437% | 0.2711% | 0% | 0.2832% | 0.2778%
| 4 | 2008 |  | 0.2513% | 0.2798% | 0% | 0.2907% | 0.2778%
| 5 | 2009 |  | 0.2473% | 0.2791% | 0% | 0.2679% | 0.2778%
| 6 | 2010 |  | 0.2537% | 0.2916% | 0% | 0.2808% | 0.2778%
| 7 | 2011 |  | 0.2539% | 0.2755% | 0% | 0.2832% | 0.2778%
| 8 | 2012 |  | 0.259% | 0.2743% | 0% | 0.2789% | 0.2688%
| 9 | 2013 |  | 0.2536% | 0.2713% | 0% | 0.2828% | 0.2688%
| 10 | 2014 |  | 0.2467% | 0.2651% | 0% | 0.2834% | 0.2682%
| 11 | 2015 |  | 0.2507% | 0.2699% | 0% | 0.2837% | 0.2728%
| 12 | Average 2006 to 2015 |  | 0.2499% | 0.2757% | 0% | 0.2845% | 0.2745%
| 13 | Used |  | 0.2499% | 0.2757% | 0% | 0.2845% | 0.2728%
Table 3-22: kW Forecast by Applicable Rate Class
| Line No. | Year |  | General Service > 50 to 999 kW | General Service > 1000 kW | Large User | Street Lighting | Sentinel Lighting | Total
| 1 | Predicted Billed kW
| 2 | 2016 Bridge |  | 660214.4111 | 486067.7856 | 0 | 25281.0429 | 294.7741 | 1171858.0137
| 3 | 2017 Test |  | 656994.7771 | 466924.2403 | 0 | 23590.1295 | 294.7741 | 1147803.921
Table 3-23: Summary of Forecast
[12 empty] | Line No |  | 2011 Actual | 2012 Actual | 2013 Board Approved | 2013 Actual | 2014 Actual | 2015 Actual | 2016 Bridge | 2017 Test
[12 empty] | 1 | Purchases
[12 empty] | 2 | Total Billed Before CDM Adjustments | 957941351.49 | 950013126.07 |  | 963120842.9253 | 965070092.8078 | 938758818.0148 | 948703888.6969 | 954899277.715
[12 empty] | 3 | CDM Adjustment | [6 empty] | 22077527.2281 | 33320427.2281
[12 empty] | 4 | Total Billed After Adjustments | 957941351.49 | 950013126.07 |  | 963120842.9253 | 965070092.8078 | 938758818.0148 | 926626361.4688 | 921578850.4869
5
[12 empty] | 6 | Billing Determinants
[12 empty] | 7 | Residential
[12 empty] | 8 | Customers | 44900.6667 | 44736.75 | 44881.0097 | 44942.4167 | 45106.2705 | 45272.5926 | 45415.1966 | 45527.0071
[12 empty] | 9 | kWh | 337212306.5 | 331142424.86 | 339721062.066 | 341035888.6353 | 340024795.888 | 324673269.197 | 336497281.4037 | 336114686.4788 | 3606375.5872
10
[12 empty] | 11 | General Service < 50 kW
[12 empty] | 12 | Customers | 4339.6667 | 4496.9167 | 4491.6613 | 4527.75 | 4577.8953 | 4606.5063 | 4623.1351 | 4655.2596
[12 empty] | 13 | kWh | 135688687.23 | 133678840.49 | 131404393.9251 | 136331185.61 | 139285835.9686 | 137179401.48 | 138537070.7348 | 142697207.42 | -11292813.4949
14
[12 empty] | 15 | General Service > 50 to 999 kW
[12 empty] | 16 | Customers | 505.75 | 513.5 | 514.841 | 511.5833 | 495.3016 | 471.6262 | 462.8342 | 459.9678
[12 empty] | 17 | kWh | 288525140.49 | 283475240.67 | 288398369.1973 | 285068374.38 | 280037460.24 | 266548347.92 | 264176175.3026 | 262887880.7745 | 25510488.4228
[12 empty] | 18 | kW | 732497.43 | 734173.25 | 783588.8827 | 722899.29 | 690826.75 | 668162.78 | 660214.4111 | 656994.7771
19
[12 empty] | 20 | General Service > 1000 kW
[12 empty] | 21 | Customers | 18.9167 | 19.4167 | 19 | 21.0833 | 20.763 | 21.9038 | 21.6406 | 21.6406
[12 empty] | 22 | kWh | 183178133.01 | 188531681.4 | 183532884.445 | 187992826.45 | 193164947.17 | 198507738.58 | 176274851.7682 | 169332351.7682 | 14200532.6768
[12 empty] | 23 | kW | 504570.848 | 517091.8853 | 568916.7729 | 510032.4508 | 512108.5605 | 535701.6156 | 486067.7856 | 466924.2403
24
[12 empty] | 25 | Large User
[12 empty] | 26 | Customers | 0 | 0 |  | 0 | 0 | 0 | 0 | 0
[12 empty] | 27 | kWh | 0 | 0 |  | 0 | 0 | 0 | 0 | 0 | 0
[12 empty] | 28 | kW | 0 | 0 |  | 0 | 0 | 0 | 0 | 0
29
[12 empty] | 30 | Street Lighting
[12 empty] | 31 | Connections | 13090.8333 | 13172.0833 | 13216.8093 | 13095.3333 | 13148.318 | 13197.2137 | 13245.7386 | 13274.4519
[12 empty] | 32 | kWh | 11244632.46 | 11062691.71 | 11183615.2451 | 10555413.67 | 10310975.15 | 9533360.55 | 8884823.5846 | 8290565.3706 | 2893049.8745
[12 empty] | 33 | kW | 31849.55 | 30858.56 | 31502.0173 | 29850.29 | 29216.71 | 27043.15 | 25281.0429 | 23590.1295
34
[12 empty] | 35 | Sentinel Lighting
[12 empty] | 36 | Connections | 147.5833 | 167.1667 | 168.6718 | 170.8333 | 172.082 | 170.9307 | 163.7634 | 163.7634
[12 empty] | 37 | kWh | 121136.4 | 141784.08 | 122482.6914 | 144894 | 146313.0611 | 112765.4678 | 108037.1001 | 108037.1001 | 14445.5913
[12 empty] | 38 | kW | 336.49 | 381.14 | 340.2297 | 389.5 | 392.3469 | 307.6753 | 294.7741 | 294.7741
39
[12 empty] | 40 | Unmetered Scattered Load
[12 empty] | 41 | Connections | 470.0833 | 469.8333 | 475.3253 | 465.5 | 462.497 | 451.085 | 439.6616 | 439.6616
[12 empty] | 42 | kWh | 1971315.4 | 1980462.86 | 2024906.7886 | 1992260.18 | 2099765.33 | 2203934.82 | 2148121.5748 | 2148121.5748 | -123214.7861
43
[12 empty] | 44 | Total
[12 empty] | 45 | Customer/Connections | 63473.5 | 63575.6667 | 63767.3184 | 63734.5 | 63983.1273 | 64191.8583 | 64371.9701 | 64541.7519
[12 empty] | 46 | kWh | 957941351.49 | 950013126.07 | 956387714.3586 | 963120842.9253 | 965070092.8078 | 938758818.0148 | 926626361.4688 | 921578850.4869 | 34808863.8716
[12 empty] | 47 | kW from applicable classes | 1269254.318 | 1282504.8353 | 1384347.9025 | 1263171.5308 | 1232544.3674 | 1231215.2209 | 1171858.0137 | 1147803.921
Table 3-24: Distribution Revenue 2011 Actual to 2012 Actual
[41 empty] | Line No. | Customer Class | 2011 Actual | 2012 Actual | Difference $ | Difference %
[41 empty] | 1 | Residential | 10049583 | 12936350 | 2886767 | 28.73%
[41 empty] | 2 | General Service < 50 kW | 2796072 | 3326127 | 530055 | 18.96%
[41 empty] | 3 | General Service > 50 to 999 kW | 2462351 | 2391885 | -70466 | -2.862%
[41 empty] | 4 | General Service > 1000 kW | 1322661 | 1420705 | 98044 | 7.413%
[41 empty] | 5 | Large User | 0 | 0 | 0 | 0%
[41 empty] | 6 | Street Lighting | 719257 | 694798 | -24459 | -3.401%
[41 empty] | 7 | Sentinel Lighting | 14923 | 13457 | -1466 | -9.824%
[41 empty] | 8 | Unmetered Scattered Load | 126649 | 96852 | -29797 | -23.53%
[41 empty] | 9 | Total | 17491496 | 20880174 | 3388678 | 19.37%
[24 empty] | Check, s/b zero | 0 |  | Table 3-25: Comparison 2011 Actual to 2012 Actual
[22 empty] | Caseware - 21.08.2016 | 17491496 | 20880175.79 | Rate | Line No. | Billing Quantities | Customers / Connections |  | Units | Volume |  | Volume Weather Normal |  | Annual Usage Per Customer / Connection |  | Annual Usage Per Customer / Connection Weather Normal
[22 empty] | CHECK SB=O | 0 | -1.79 |  | 1 | Weather Normal Conversion Factor |  |  |  |  | Res | 0.99673 | 1.0184
[26 empty] | 2 | [5 empty] | GS < 50 | 0.99585 | 1.0131
[26 empty] | 3 | [5 empty] | GS >50 | 0.99586 | 1.012
[26 empty] | 4 |  | 2011 Actual | 2012 Actual |  | 2011 Actual | 2012 Actual | 2011 Actual | 2012 Actual | 2011 Actual | 2012 Actual | 2011 Actual | 2012 Actual
[26 empty] | 5 | Residential | 44900.6667 | 44736.75 | kWh | 337212306.5 | 331142424.86 | 336110118.7409 | 337237195.9901 | 7510.1848 | 7402.0224 | 7485.6376 | 7538.2587
[26 empty] | 6 | General Service < 50 kW | 4339.6667 | 4496.9167 | kWh | 135688687.23 | 133678840.49 | 135125474.7683 | 135425440.6132 | 31267.0759 | 29726.7773 | 31137.2935 | 30115.1768
[26 empty] | 7 | General Service > 50 to 999 kW | 505.75 | 513.5 | kW | 732497.43 | 734173.25 | 729461.4421 | 743017.4054 | 1448.339 | 1429.7434 | 1442.336 | 1446.9667
[26 empty] | 8 | General Service > 1000 kW | 18.9167 | 19.4167 | kW | 504570.848 | 517091.8853 |  |  | 26673.3488 | 26631.3417
[26 empty] | 9 | Large User | 0 | 0 | kW | 0 | 0 |  |  | #DIV/0! | #DIV/0!
[26 empty] | 10 | Street Lighting | 13090.8333 | 13172.0833 | kW | 31849.55 | 30858.56 |  |  | 2.433 | 2.3427
[26 empty] | 11 | Sentinel Lighting | 147.5833 | 167.1667 | kW | 336.49 | 381.14 |  |  | 2.28 | 2.28
[26 empty] | 12 | Unmetered Scattered Load | 470.0833 | 469.8333 | kWh | 1971315.4 | 1980462.86 |  |  | 4193.5445 | 4215.2455
[26 empty] | 13 | Total | 63473.5 | 63575.6667
[26 empty] | 14 |  | Variance |  |  | Variance |  | Variance |  | Variance |  | Variance
[26 empty] | 15 | Residential | -163.9167 |  | kWh | -6069881.64 |  | 1127077.2493 |  | -108.1625 |  | 52.6211 |  |  | 0.3353%
[26 empty] | 16 | General Service < 50 kW | 157.25 |  | kWh | -2009846.74 |  | 299965.8448 |  | -1540.2986 |  | -1022.1167 |  |  | 0.222%
[26 empty] | 17 | General Service > 50 to 999 kW | 7.75 |  | kW | 1675.82 |  | 13555.9633 |  | -18.5955 |  | 4.6307
[26 empty] | 18 | General Service > 1000 kW | 0.5 |  | kW | 12521.0373 |  |  |  | -42.0071
[26 empty] | 19 | Large User | 0 |  | kW | 0 |  |  |  | #DIV/0!
[26 empty] | 20 | Street Lighting | 81.25 |  | kW | -990.99 |  |  |  | -0.090241
[26 empty] | 21 | Sentinel Lighting | 19.5833 |  | kW | 44.65 |  |  |  | 0
[26 empty] | 22 | Unmetered Scattered Load | -0.25 |  | kWh | 9147.46 |  |  |  | 21.701
Table 3-26: Distribution Revenue 2012 Actual to 2013 Actual
[41 empty] | Line No. | Customer Class | 2012 Actual | 2013 Actual | Difference $ | Difference %
[41 empty] | 1 | Residential | 12936350 | 9976817.17 | -2959532.83 | -22.88%
[41 empty] | 2 | General Service < 50 kW | 3326127 | 3452031.58 | 125904.58 | 3.785%
[41 empty] | 3 | General Service > 50 to 999 kW | 2391885 | 2756484.7 | 364599.7 | 15.24%
[41 empty] | 4 | General Service > 1000 kW | 1420705 | 1485927.19 | 65222.19 | 4.591%
[41 empty] | 5 | Large User | 0 | 0 | 0 | 0%
[41 empty] | 6 | Street Lighting | 694798 | 488549.24 | -206248.76 | -29.68%
[41 empty] | 7 | Sentinel Lighting | 13457 | 14806.31 | 1349.31 | 10.03%
[41 empty] | 8 | Unmetered Scattered Load | 96852 | 54016.99 | -42835.01 | -44.23%
[24 empty] | Check, s/b zero | 3.7253e-09 |  | Table 3-27: Comparison 2012 Actual to 2013 Actual | [13 empty] | 9 | Total | 20880174 | 18228633.18 | -2651540.82 | -12.7%
[22 empty] | Caseware - 21.08.2016 | 20880175.79 | 18228633.36 |  | Line No. | Billing Quantities | Customers / Connections |  | Units | Volume |  | Volume Weather Normal |  | Annual Usage Per Customer / Connection |  | Annual Usage Per Customer / Connection Weather Normal
[22 empty] | CHECK SB=O | -1.79 | -0.18 |  | 1 | Weather Normal Conversion Factor |  |  |  |  | Res | 1.0184 | 0.98288
[26 empty] | 2 | [5 empty] | GS < 50 | 1.0131 | 0.9865
[26 empty] | 3 | [5 empty] | GS >50 | 1.012 | 0.98716
[26 empty] | 4 |  | 2012 Actual | 2013 Actual |  | 2012 Actual | 2013 Actual | 2012 Actual | 2013 Actual | 2012 Actual | 2013 Actual | 2012 Actual | 2013 Actual
[26 empty] | 5 | Residential | 44736.75 | 44942.4167 | kWh | 331142424.86 | 341035888.6353 | 337237195.9901 | 346977774.3847 | 7402.0224 | 7588.2855 | 7538.2587 | 7720.4966
[26 empty] | 6 | General Service < 50 kW | 4496.9167 | 4527.75 | kWh | 133678840.49 | 136331185.61 | 135425440.6132 | 138197107.1294 | 29726.7773 | 30110.1398 | 30115.1768 | 30522.2477
[26 empty] | 7 | General Service > 50 to 999 kW | 513.5 | 511.5833 | kW | 734173.25 | 722899.29 | 743017.4054 | 732299.1365 | 1429.7434 | 1413.0626 | 1446.9667 | 1431.4367
[26 empty] | 8 | General Service > 1000 kW | 19.4167 | 21.0833 | kW | 517091.8853 | 510032.4508 |  |  | 26631.3417 | 24191.2625
[26 empty] | 9 | Large User | 0 | 0 | kW | 0 | 0 |  |  | #DIV/0! | #DIV/0!
[26 empty] | 10 | Street Lighting | 13172.0833 | 13095.3333 | kW | 30858.56 | 29850.29 |  |  | 2.3427 | 2.2795
[26 empty] | 11 | Sentinel Lighting | 167.1667 | 170.8333 | kW | 381.14 | 389.5 |  |  | 2.28 | 2.28 | [5 empty] | Table 3-28: Distribution Revenue 2013 Board Approved to 2013 Actual
[26 empty] | 12 | Unmetered Scattered Load | 469.8333 | 465.5 | kWh | 1980462.86 | 1992260.18 |  |  | 4215.2455 | 4279.8285 |  |  |  |  | Line No. | Customer Class | 2013 Board Approved | 2013 Actual | Difference $ | Difference %
[26 empty] | 13 | Total | 63575.6667 | 63734.5 | [11 empty] | 1 | Residential | 10942756 | 9976817.17 | -965938.83 | -8.827%
[26 empty] | 14 |  | Variance |  |  | Variance |  | Variance |  | Variance |  | Variance |  |  |  | 2 | General Service < 50 kW | 3159862 | 3452031.58 | 292169.58 | 9.246%
[26 empty] | 15 | Residential | 205.6667 |  | kWh | 9893463.7753 |  | 9740578.3945 |  | 186.2631 |  | 182.2379 |  |  | 2.888% | 3 | General Service > 50 to 999 kW | 3083973 | 2756484.7 | -327488.3 | -10.62%
[26 empty] | 16 | General Service < 50 kW | 30.8333 |  | kWh | 2652345.12 |  | 2771666.5162 |  | 383.3625 |  | 407.0709 |  |  | 2.047% | 4 | General Service > 1000 kW | 1563699 | 1485927.19 | -77771.81 | -4.974%
[26 empty] | 17 | General Service > 50 to 999 kW | -1.9167 |  | kW | -11273.96 |  | -10718.269 |  | -16.6808 |  | -15.5301 |  |  |  | 5 | Large User | 0 | 0 | 0 | 0%
[26 empty] | 18 | General Service > 1000 kW | 1.6667 |  | kW | -7059.4345 |  |  |  | -2440.0792 | [5 empty] | 6 | Street Lighting | 386561 | 488549.24 | 101988.24 | 26.38%
[26 empty] | 19 | Large User | 0 |  | kW | 0 |  |  |  | #DIV/0! | [5 empty] | 7 | Sentinel Lighting | 15288 | 14806.31 | -481.69 | -3.151%
[26 empty] | 20 | Street Lighting | -76.75 |  | kW | -1008.27 |  |  |  | -0.063264 | [5 empty] | 8 | Unmetered Scattered Load | 58473 | 54016.99 | -4456.01 | -7.621%
[26 empty] | 21 | Sentinel Lighting | 3.6667 |  | kW | 8.36 |  |  |  | 0 | [5 empty] | 9 | Total | 19210612 | 18228633.18 | -981978.82 | -5.112%
[26 empty] | 22 | Unmetered Scattered Load | -4.3333 |  | kWh | 11797.32 |  |  |  | 64.583
[24 empty] | Check, s/b zero | 3.2596e-09 |  | Table 3-29: Comparison 2013 Board Approved to 2013 Actual
[22 empty] | Caseware - 21.08.2016 | 19210612.9221 | 18228633 |  | Line No. | Billing Quantities | Customers / Connections |  | Units | Volume |  | Volume Weather Normal |  | Annual Usage Per Customer / Connection |  | Annual Usage Per Customer / Connection Weather Normal
[22 empty] | CHECK SB=O | -0.92206 | 0.18 |  | 1 | Weather Normal Conversion Factor |  |  |  |  | Res | 1 | 0.98288
[26 empty] | 2 | [5 empty] | GS < 50 | 1 | 0.9865
[26 empty] | 3 | [5 empty] | GS >50 | 1 | 0.98716
[26 empty] | 4 |  | 2013 Board Approved | 2013 Actual |  | 2013 Board Approved | 2013 Actual | 2013 Board Approved | 2013 Actual | 2013 Board Approved | 2013 Actual | 2013 Board Approved | 2013 Actual
[26 empty] | 5 | Residential | 44881.0097 | 44942.4167 | kWh | 339721062.066 | 341035888.6353 | 339721062.066 | 346977774.3847 | 7569.3721 | 7588.2855 | 7569.3721 | 7720.4966
[26 empty] | 6 | General Service < 50 kW | 4491.6613 | 4527.75 | kWh | 131404393.9251 | 136331185.61 | 131404393.9251 | 138197107.1294 | 29255.1874 | 30110.1398 | 29255.1874 | 30522.2477
[26 empty] | 7 | General Service > 50 to 999 kW | 514.841 | 511.5833 | kW | 783588.8827 | 722899.29 | 783588.8827 | 732299.1365 | 1522.0018 | 1413.0626 | 1522.0018 | 1431.4367
[26 empty] | 8 | General Service > 1000 kW | 19 | 21.0833 | kW | 568916.7729 | 510032.4508 |  |  | 29942.988 | 24191.2625
[26 empty] | 9 | Large User | 0 | 0 | kW | 0 | 0 |  |  |  | #DIV/0! |  |  |  |  | Table 3-30: Distribution Revenue 2013 Actual to 2014 Actual
[26 empty] | 10 | Street Lighting | 13216.8093 | 13095.3333 | kW | 31502.0173 | 29850.29 |  |  | 2.3835 | 2.2795 |  |  |  |  | Line No. | Customer Class | 2013 Actual | 2014 Actual | Difference $ | Difference %
[26 empty] | 11 | Sentinel Lighting | 168.6718 | 170.8333 | kW | 340.2297 | 389.5 |  |  | 2.0171 | 2.28 |  |  |  |  | 1 | Residential | 9976817.17 | 10735425.59 | 758608.42 | 7.604%
[26 empty] | 12 | Unmetered Scattered Load | 475.3253 | 465.5 | kWh | 1992260.18 | 1992260.18 |  |  | 4191.3617 | 4279.8285 |  |  |  |  | 2 | General Service < 50 kW | 3452031.58 | 3397790.59 | -54240.99 | -1.571%
[26 empty] | 13 | Total | 63767.3184 | 63734.5 | [11 empty] | 3 | General Service > 50 to 999 kW | 2756484.7 | 2903420.02 | 2903420.02 | 0%
[26 empty] | 14 |  | Variance |  |  | Variance |  | Variance |  | Variance |  | Variance |  |  |  | 4 | General Service > 1000 kW | 1485927.19 | 1548554.02 | 62626.83 | 4.215%
[26 empty] | 15 | Residential | 61.4069 |  | kWh | 1314826.5692 |  | 7256712.3186 |  | 18.9134 |  | 151.1245 |  |  | 2.136% | 5 | Large User | 0 | 0 | 0 | 0%
[26 empty] | 16 | General Service < 50 kW | 36.0887 |  | kWh | 4926791.6849 |  | 6792713.2043 |  | 854.9524 |  | 1267.0603 |  |  | 5.169% | 6 | Street Lighting | 488549.24 | 375337.86 | -113211.38 | -23.17%
[26 empty] | 17 | General Service > 50 to 999 kW | -3.2576 |  | kW | -60689.5927 |  | -51289.7462 |  | -108.9392 |  | -90.5652 |  |  |  | 7 | Sentinel Lighting | 14806.31 | 14794.84 | -11.47 | -0.07747%
[26 empty] | 18 | General Service > 1000 kW | 2.0833 |  | kW | -58884.3221 |  |  |  | -5751.7256 | [5 empty] | 8 | Unmetered Scattered Load | 54016.99 | 57521.35 | 3504.36 | 6.488%
[26 empty] | 19 | Large User | 0 |  | kW | 0 |  |  |  | #DIV/0! | [5 empty] | 9 | Total | 18228633.18 | 19032844.27 | 3560695.79 | 19.53%
[26 empty] | 20 | Street Lighting | -121.476 |  | kW | -1651.7273 |  |  |  | -0.10402
[26 empty] | 21 | Sentinel Lighting | 2.1616 |  | kW | 49.2703 |  |  |  | 0.26289
[26 empty] | 22 | Unmetered Scattered Load | -9.8253 |  | kWh | 0 |  |  |  | 88.4669
Table 3-30(a): Distribution Revenue 2013 Actual to 2014 Actual (Adjusted)
[26 empty] | Line No. | Customer Class | 2013 Actual | 2013 COS Increase (4/12) | 2014 IRM Increase (8/12) | 2014 SMDR | 2013 SMDR | 2013 SMIRR | 2014 Forecasted | 2014 Actual | Difference $ | Difference %
[26 empty] | 1 | Residential | 9976817.17 | 475093 | 96433 | -339951 | 860048 | -398743 | 10669697.17 | 10735425.59 | 65728.42 | 0.9666%
[26 empty] | 2 | General Service < 50 kW | 3452031.58 | 163343 | 32818 | 90906 | -231751 | -146908 | 3360439.58 | 3397790.59 | 37351.01 | 0.9507%
[26 empty] | 3 | General Service > 50 to 999 kW | 2756484.7 | 198307 | 26646 |  |  |  | 2981437.7 | 2903420.02 | -78017.68 | 0.9667%
[26 empty] | 4 | General Service > 1000 kW | 1485927.19 | -4447 | 14364 |  |  |  | 1495844.19 | 1548554.02 | 52709.83 | 0.9667%
[26 empty] | 5 | Large User | 0 | 0 | 0 |  |  |  | 0 | 0 | 0 | 0%
[26 empty] | 6 | Street Lighting | 488549.24 | -122489 | 4723 |  |  |  | 370783.24 | 375337.86 | 4554.62 | 0.9667%
[26 empty] | 7 | Sentinel Lighting | 14806.31 | 196 | 143 |  |  |  | 15145.31 | 14794.84 | -350.47 | 0.9658%
[26 empty] | 8 | Unmetered Scattered Load | 54016.99 | -6224 | 551 |  |  |  | 48343.99 | 57521.35 | 9177.36 | 1.02%
[26 empty] | 9 | Total | 18228633.18 | 703779 | 175678 | -249045 | 628297 | -545651 | 18941691.18 | 19032844.27 | 91153.09 | 0.9637%
[24 empty] | Check, s/b zero | 2756484.7 |  | Table 3-31: Comparison 2013 Actual to 2014 Actual
[20 empty] | Caseware - 21.08.2016 | 18228633.36 | 19032844.8 |  |  |  | Line No. | Billing Quantities | Customers / Connections |  | Units | Volume |  | Volume Weather Normal |  | Annual Usage Per Customer / Connection |  | Annual Usage Per Customer / Connection Weather Normal
[20 empty] | CHECK SB=O | -0.18 | -0.53 |  |  |  | 1 | Weather Normal Conversion Factor |  |  |  |  | Res | 0.98288 | 0.98371
[26 empty] | 2 | [5 empty] | GS < 50 | 0.9865 | 0.98946
[26 empty] | 3 | [5 empty] | GS >50 | 0.98716 | 0.99021
[26 empty] | 4 |  | 2013 Actual | 2014 Actual |  | 2013 Actual | 2014 Actual | 2013 Actual | 2014 Actual | 2013 Actual | 2014 Actual | 2013 Actual | 2014 Actual
[26 empty] | 5 | Residential | 44942.4167 | 45106.2705 | kWh | 341035888.6353 | 340024795.888 | 335195755.819 | 345656047.5302 | 7588.2855 | 7538.3044 | 7458.3385 | 7663.1485
[26 empty] | 6 | General Service < 50 kW | 4527.75 | 4577.8953 | kWh | 136331185.61 | 139285835.9686 | 134490457.5494 | 140770068.704 | 30110.1398 | 30425.7367 | 29703.5962 | 30749.954
[26 empty] | 7 | General Service > 50 to 999 kW | 511.5833 | 495.3016 | kW | 722899.29 | 690826.75 | 713620.1007 | 697659.8711 | 1413.0626 | 1394.7599 | 1394.9245 | 1408.5558
[26 empty] | 8 | General Service > 1000 kW | 21.0833 | 20.763 | kW | 510032.4508 | 512108.5605 |  |  | 24191.2625 | 24664.5259
[26 empty] | 9 | Large User | 0 | 0 | kW | 0 | 0 |  |  | #DIV/0! | #DIV/0!
[26 empty] | 10 | Street Lighting | 13095.3333 | 13148.318 | kW | 29850.29 | 29216.71 |  |  | 2.2795 | 2.2221
[26 empty] | 11 | Sentinel Lighting | 170.8333 | 172.082 | kW | 389.5 | 392.3469 |  |  | 2.28 | 2.28
[26 empty] | 12 | Unmetered Scattered Load | 465.5 | 462.497 | kWh | 1992260.18 | 2099765.33 |  |  | 4279.8285 | 4540.0623
[26 empty] | 13 | Total | 63734.5 | 63983.1273
[26 empty] | 14 |  | Variance |  |  | Variance |  | Variance |  | Variance |  | Variance
[26 empty] | 15 | Residential | 163.8538 |  | kWh | -1011092.7472 |  | 10460291.7113 |  | -49.9811 |  | 204.81 |  |  | 3.121%
[26 empty] | 16 | General Service < 50 kW | 50.1453 |  | kWh | 2954650.3586 |  | 6279611.1547 |  | 315.5969 |  | 1046.3578 |  |  | 4.669%
[26 empty] | 17 | General Service > 50 to 999 kW | -16.2818 |  | kW | -32072.54 |  | -15960.2296 |  | -18.3027 |  | 13.6313
[26 empty] | 18 | General Service > 1000 kW | -0.32037 |  | kW | 2076.1097 |  |  |  | 473.2634
[26 empty] | 19 | Large User | 0 |  | kW | 0 |  |  |  | #DIV/0!
[26 empty] | 20 | Street Lighting | 52.9847 |  | kW | -633.58 |  |  |  | -0.057373
[26 empty] | 21 | Sentinel Lighting | 1.2487 |  | kW | 2.8469 |  |  |  | 0
[26 empty] | 22 | Unmetered Scattered Load | -3.003 |  | kWh | 107505.15 |  |  |  | 260.2338
Table 3-32: Distribution Revenue 2014 Actual to 2015 Actual
[41 empty] | Line No. | Customer Class | 2014 Actual | 2015 Actual | Difference $ | Difference %
[41 empty] | 1 | Residential | 10735425.59 | 11137149.76 | 401724.17 | 3.742%
[41 empty] | 2 | General Service < 50 kW | 3397790.59 | 3351784.87 | -46005.72 | -1.354%
[41 empty] | 3 | General Service > 50 to 999 kW | 2903420.02 | 2815103.84 | -88316.18 | -3.042%
[41 empty] | 4 | General Service > 1000 kW | 1548554.02 | 1625551.36 | 76997.34 | 4.972%
[41 empty] | 5 | Large User | 0 | 0 | 0 | 0%
[41 empty] | 6 | Street Lighting | 375337.86 | 365812.96 | -9524.9 | -2.538%
[41 empty] | 7 | Sentinel Lighting | 14794.84 | 14364.9 | -429.94 | -2.906%
[41 empty] | 8 | Unmetered Scattered Load | 57521.35 | 59144.47 | 1623.12 | 2.822%
[27 empty] | Table 3-33: Comparison 2014 Actual to 2015 Actual | [13 empty] | 9 | Total | 19032844.27 | 19368912.16 | 336067.89 | 1.766%
[22 empty] | Check, s/b zero | 5.1223e-09 |  |  | Line No. | Billing Quantities | Customers / Connections |  | Units | Volume |  | Volume Weather Normal |  | Annual Usage Per Customer / Connection |  | Annual Usage Per Customer / Connection Weather Normal
[22 empty] | Caseware - 21.08.2016 | 19032844.8 | 19368912.16 |  | 1 | Weather Normal Conversion Factor |  |  |  |  | Res | 0.98371 | 1.0108
[22 empty] | CHECK SB=O | -0.53 | 0 |  | 2 | [5 empty] | GS < 50 | 0.98946 | 1.0084
[26 empty] | 3 | [5 empty] | GS >50 | 0.99021 | 1.0084
[26 empty] | 4 |  | 2014 Actual | 2015 Actual |  | 2014 Actual | 2015 Actual | 2014 Actual | 2015 Actual | 2014 Actual | 2015 Actual | 2014 Actual | 2015 Actual
[26 empty] | 5 | Residential | 45106.2705 | 45272.5926 | kWh | 340024795.888 | 324673269.197 | 334485285.7191 | 321194465.1588 | 7538.3044 | 7171.5193 | 7415.4942 | 7094.678
[26 empty] | 6 | General Service < 50 kW | 4577.8953 | 4606.5063 | kWh | 139285835.9686 | 137179401.48 | 137817252.489 | 136039563.7213 | 30425.7367 | 29779.4886 | 30104.9379 | 29532.0478
[26 empty] | 7 | General Service > 50 to 999 kW | 495.3016 | 471.6262 | kW | 690826.75 | 668162.78 | 684060.5549 | 662612.4291 | 1394.7599 | 1416.721 | 1381.0991 | 1404.9525
[26 empty] | 8 | General Service > 1000 kW | 20.763 | 21.9038 | kW | 512108.5605 | 535701.6156 |  |  | 24664.5259 | 24457.0723
[20 empty] | 2014 | 2015 | 2015-05-01 | 2015 |  |  | 9 | Large User | 0 | 0 | kW | 0 | 0 |  |  | #DIV/0! | #DIV/0!
[20 empty] | 0 | 2350553.0065 | 12.98 | 4.3267 | 8635.4417 |  | 10 | Street Lighting | 13148.318 | 13197.2137 | kW | 29216.71 | 27043.15 |  |  | 2.2221 | 2.0492
[22 empty] | 26.66 | 8.8867 | 3051.0789 |  | 11 | Sentinel Lighting | 172.082 | 170.9307 | kW | 392.3469 | 307.6753 |  |  | 2.28 | 1.8
[22 empty] | 200.63 | 66.8767 | -18999.935 |  | 12 | Unmetered Scattered Load | 462.497 | 451.085 | kWh | 2099765.33 | 2203934.82 |  |  | 4540.0623 | 4885.8524 |  |  | Reductions
[22 empty] | 2870.51 | 956.8367 | 13098.607 |  | 13 | Total | 63983.1273 | 64191.8583 | [9 empty] | Actual | Weather
[23 empty] | 0 |  |  | 14 |  | Variance |  |  | Variance |  | Variance |  | Variance |  | Variance |  |  | Normalized
[23 empty] | 0 |  |  | 15 | Residential | 166.3221 |  | kWh | -15351526.691 |  | -13290820.5603 |  | -366.7851 |  | -320.8162 |  | -4.515% | -3.974%
[20 empty] | 0 | 1363627.7306 | 0.0126 | 0.0042 | -64476.4121 |  | 16 | General Service < 50 kW | 28.611 |  | kWh | -2106434.4886 |  | -1777688.7676 |  | -646.2481 |  | -572.8901 |  | -1.512% | -1.29%
[20 empty] | 0 | 3714180.7371 | 0.0138 | 0.0046 | -9689.5986 |  | 17 | General Service > 50 to 999 kW | -23.6753 |  | kW | -22663.97 |  | -21448.1258 |  | 21.9611 |  | 23.8534
[22 empty] | 2.5533 | 0.8511 | -19289.3049 |  | 18 | General Service > 1000 kW | 1.1408 |  | kW | 23593.0551 |  |  |  | -207.4536
[22 empty] | 2.2679 | 0.75597 | 17835.5632 |  | 19 | Large User | 0 |  | kW | 0 |  |  |  | #DIV/0!
[26 empty] | 20 | Street Lighting | 48.8957 |  | kW | -2173.56 |  |  |  | -0.17293
[26 empty] | 21 | Sentinel Lighting | -1.1513 |  | kW | -84.6717 |  |  |  | -0.48
[26 empty] | 22 | Unmetered Scattered Load | -11.412 |  | kWh | 104169.49 |  |  |  | 345.7901
-4.515%
Table 3-34: Distribution Revenue 2015 Actual to 2016 Bridge
[41 empty] | Line No. | Customer Class | 2015 Actual | 2016 Bridge | Difference $ | Difference %
[41 empty] | 1 | Residential | 11137149.76 | 11485547 | 348397.24 | 3.128%
[41 empty] | 2 | General Service < 50 kW | 3351784.87 | 3423331.68 | 71546.81 | 2.135%
[41 empty] | 3 | General Service > 50 to 999 kW | 2815103.84 | 2865206 | 50102.16 | 1.78%
[41 empty] | 4 | General Service > 1000 kW | 1625551.36 | 1642678 | 17126.64 | 1.054%
[41 empty] | 5 | Large User | 0 | 0 | 0 | 0%
[41 empty] | 6 | Street Lighting | 365812.96 | 356548 | -9264.96 | -2.533%
[41 empty] | 7 | Sentinel Lighting | 14364.9 | 15454 | 1089.1 | 7.582%
[41 empty] | 8 | Unmetered Scattered Load | 59144.47 | 60883.32 | 1738.85 | 2.94%
[27 empty] | Table 3-35: Comparison 2015 Actual to 2016 Bridge | [13 empty] | 9 | Total | 19368912.16 | 19849648 | 480735.84 | 2.482%
[22 empty] | Check, s/b zero | -3.3178e-09 |  |  | Line No. | Billing Quantities | Customers / Connections |  | Units | Volume |  | Volume Weather Normal |  | Annual Usage Per Customer / Connection |  | Annual Usage Per Customer / Connection Weather Normal
[22 empty] | Caseware - 21.08.2016 | 19368912.16 | 19849649 |  | 1 | Weather Normal Conversion Factor |  |  |  |  | Res | 1.0108 | 1
[22 empty] | CHECK SB=O | 0 | -1 |  | 2 | [5 empty] | GS < 50 | 1.0084 | 1
[26 empty] | 3 | [5 empty] | GS >50 | 1.0084 | 1
[26 empty] | 4 |  | 2015 Actual | 2016 Bridge |  | 2015 Actual | 2016 Bridge | 2015 Actual | 2016 Bridge | 2015 Actual | 2016 Bridge | 2015 Actual | 2016 Bridge
[26 empty] | 5 | Residential | 45272.5926 | 45415.1966 | kWh | 324673269.197 | 336497281.4037 | 328189751.5853 | 336497281.4037 | 7171.5193 | 7409.3543 | 7249.1928 | 7409.3543
[26 empty] | 6 | General Service < 50 kW | 4606.5063 | 4623.1351 | kWh | 137179401.48 | 138537070.7348 | 138328789.623 | 138537070.7348 | 29779.4886 | 29966.0445 | 30029.0027 | 29966.0445
[26 empty] | 7 | General Service > 50 to 999 kW | 471.6262 | 462.8342 | kW | 668162.78 | 660214.4111 | 673759.6233 | 660214.4111 | 1416.721 | 1426.4597 | 1428.5882 | 1426.4597
[26 empty] | 8 | General Service > 1000 kW | 21.9038 | 21.6406 | kW | 535701.6156 | 486067.7856 |  |  | 24457.0723 | 22460.9185
[22 empty] | 2016-05-01 | 2016 |  |  | 9 | Large User | 0 | 0 | kW | 0 | 0 |  |  | #DIV/0! | #DIV/0!
[22 empty] | 15.24 | 14.4867 | 24790.276 |  | 10 | Street Lighting | 13197.2137 | 13245.7386 | kW | 27043.15 | 25281.0429 |  |  | 2.0492 | 1.9086
[22 empty] | 27.14 | 26.98 | 5383.7334 |  | 11 | Sentinel Lighting | 170.9307 | 163.7634 | kW | 307.6753 | 294.7741 |  |  | 1.8 | 1.8
[22 empty] | 204.24 | 203.0367 | -21421.117 |  | 12 | Unmetered Scattered Load | 451.085 | 439.6616 | kWh | 2203934.82 | 2148121.5748 |  |  | 4885.8524 | 4885.8524
[22 empty] | 2922.18 | 2904.9567 | -9173.2448 |  | 13 | Total | 64191.8583 | 64371.9701
[23 empty] | 0 |  |  | 14 |  | Variance |  |  | Variance |  | Variance |  | Variance |  | Variance
[23 empty] | 0 |  |  | 15 | Residential | 142.604 |  | kWh | 11824012.2067 |  | 8307529.8184 |  | 237.835 |  | 160.1615 |  |  | 2.531%
[22 empty] | 0.0097 | 0.010667 | 126122.7969 |  | 16 | General Service < 50 kW | 16.6288 |  | kWh | 1357669.2548 |  | 208281.1118 |  | 186.5558 |  | -62.9583 |  |  | 0.1506%
[22 empty] | 0.014 | 0.013933 | 18916.8583 |  | 17 | General Service > 50 to 999 kW | -8.792 |  | kW | -7948.3689 |  | -13545.2121 |  | 9.7387 |  | -2.1284
[22 empty] | 2.5993 | 2.584 | -20538.3202 |  | 18 | General Service > 1000 kW | -0.26315 |  | kW | -49633.83 |  |  |  | -1996.1539
[22 empty] | 2.3087 | 2.2951 | -113914.6033 |  | 19 | Large User | 0 |  | kW | 0 |  |  |  | #DIV/0!
[26 empty] | 20 | Street Lighting | 48.5249 |  | kW | -1762.1071 |  |  |  | -0.14054
[26 empty] | 21 | Sentinel Lighting | -7.1673 |  | kW | -12.9011 |  |  |  | 0
[26 empty] | 22 | Unmetered Scattered Load | -11.4234 |  | kWh | -55813.2452 |  |  |  | 0
Table 3-36: Distribution Revenue 2016 Bridge to 2017 Test
[41 empty] | Line No. | Customer Class | 2016 Bridge | 2017 Test | Difference $ | Difference %
[41 empty] | 1 | Residential | 11485547 | 13647271.6874 | 2161724.6874 | 18.82%
[41 empty] | 2 | General Service < 50 kW | 3423331.68 | 4138939.0859 | 715607.4059 | 20.9%
[41 empty] | 3 | General Service > 50 to 999 kW | 2865206 | 3338589.3744 | 473383.3744 | 16.52%
[41 empty] | 4 | General Service > 1000 kW | 1642678 | 1841510.751 | 198832.751 | 12.1%
[41 empty] | 5 | Large User | 0 | 0 | 0 | 0%
[41 empty] | 6 | Street Lighting | 356548 | 342389.5492 | -14158.4508 | -3.971%
[41 empty] | 7 | Sentinel Lighting | 15454 | 18049.2346 | 54419.0998 | 352.1%
[41 empty] | 8 | Unmetered Scattered Load | 60883.32 | 69873.0998 | -42834.0854 | -70.35%
[41 empty] | 9 | Total | 19849648 | 23326749.6825 | 3546974.7823 | 17.87%
Table 3-37: Comparison 2016 Bridge to 2017 Test
[22 empty] | Check, s/b zero | 69873.0998 |  |  | Line No. | Billing Quantities | Customers / Connections |  | Units | Volume |  | Volume Weather Normal |  | Annual Usage Per Customer / Connection |  | Annual Usage Per Customer / Connection Weather Normal
[26 empty] | 1 | Weather Normal Conversion Factor |  |  |  |  | Res | 1 | 1
[22 empty] | Caseware - 21.08.2016 | 19849648 | 23716696 |  | 2 | [5 empty] | GS < 50 | 1 | 1
[22 empty] | CHECK SB=O | 0 | -389946.3175 |  | 3 | [5 empty] | GS >50 | 1 | 1
[26 empty] | 4 |  | 2016 Bridge | 2017 Test |  | 2016 Bridge | 2017 Test | 2016 Bridge | 2017 Test | 2016 Bridge | 2017 Test | 2016 Bridge | 2017 Test
[26 empty] | 5 | Residential | 45415.1966 | 45527.0071 | kWh | 336497281.4037 | 336114686.4788 | 336497281.4037 | 336114686.4788 | 7409.3543 | 7382.7538 | 7409.3543 | 7382.7538
[26 empty] | 6 | General Service < 50 kW | 4623.1351 | 4655.2596 | kWh | 138537070.7348 | 142697207.42 | 138537070.7348 | 142697207.42 | 29966.0445 | 30652.9002 | 29966.0445 | 30652.9002
[26 empty] | 7 | General Service > 50 to 999 kW | 462.8342 | 459.9678 | kW | 660214.4111 | 656994.7771 | 660214.4111 | 656994.7771 | 1426.4597 | 1428.3496 | 1426.4597 | 1428.3496
[26 empty] | 8 | General Service > 1000 kW | 21.6406 | 21.6406 | kW | 486067.7856 | 466924.2403 |  |  | 22460.9185 | 21576.306
[22 empty] | 2016-05-01 | 2017 |  |  | 9 | Large User | 0 | 0 | kW | 0 | 0 |  |  | #DIV/0! | #DIV/0!
[22 empty] | 15.24 | 15.24 | 20447.9106 |  | 10 | Street Lighting | 13245.7386 | 13274.4519 | kW | 25281.0429 | 23590.1295 |  |  | 1.9086 | 1.7771
[22 empty] | 27.14 | 27.14 | 10462.3154 |  | 11 | Sentinel Lighting | 163.7634 | 163.7634 | kW | 294.7741 | 294.7741 |  |  | 1.8 | 1.8
[22 empty] | 204.24 | 204.24 | -7025.3665 |  | 12 | Unmetered Scattered Load | 439.6616 | 439.6616 | kWh | 2148121.5748 | 2148121.5748 |  |  | 4885.8524 | 4885.8524
[22 empty] | 2922.18 | 2922.18 | 0 |  | 13 | Total | 64371.9701 | 64541.7519
[23 empty] | 0 |  |  | 14 |  | Variance |  |  | Variance |  | Variance |  | Variance |  | Variance
[23 empty] | 0 |  |  | 15 | Residential | 111.8105 |  | kWh | -382594.9249 |  | -382594.9249 |  | -26.6004 |  | -26.6004
[22 empty] | 0.0097 | 0.0097 | -3711.1708 |  | 16 | General Service < 50 kW | 32.1245 |  | kWh | 4160136.6851 |  | 4160136.6851 |  | 686.8557 |  | 686.8557 |  |  | 3.003%
[22 empty] | 0.014 | 0.014 | 58241.9136 |  | 17 | General Service > 50 to 999 kW | -2.8665 |  | kW | -3219.6341 |  | -3219.6341 |  | 1.8898 |  | 1.8898 |  |  | -0.4877%
[22 empty] | 2.5993 | 2.5993 | -8368.7948 |  | 18 | General Service > 1000 kW | 0 |  | kW | -19143.5452 |  |  |  | -884.6124
[22 empty] | 2.3087 | 2.3087 | -44196.7029 |  | 19 | Large User | 0 |  | kW | 0 |  |  |  | #DIV/0!
[26 empty] | 20 | Street Lighting | 28.7133 |  | kW | -1690.9134 |  |  |  | -0.13151
[26 empty] | 21 | Sentinel Lighting | 0 |  | kW | 0 |  |  |  | 0
[26 empty] | 22 | Unmetered Scattered Load | 0 |  | kWh | 0 |  |  |  | 0

## Summary
Thunder Bay Hydro Load Forecast for 2017 Rate Application
| 2006 Actual | 2007 Actual | 2008 Actual | 2009 Actual | 2010 Actual | 2011 Actual | 2012 Actual | 2013 Actual | 2014 Actual | 2015 Actual | 2016 Weather Normal | 2017 Weather Normal
Billed kWh Before CDM | 1039037823.44 | 1031120515.95 | 1005493354.64 | 976724641.66 | 944010732.55 | 957941351.49 | 950013126.07 | 963120842.9253 | 965070092.8078 | 938758818.0148 | 948703888.6969 | 954899277.715
CDM Adjustment | [10 empty] | 22077527.2281 | 33320427.2281
Billed kWh After CDM | 1039037823.44 | 1031120515.95 | 1005493354.64 | 976724641.66 | 944010732.55 | 957941351.49 | 950013126.07 | 963120842.9253 | 965070092.8078 | 938758818.0148 | 926626361.4688 | 921578850.4869
By Class
Residential
Customers | 44312.0833 | 44388.5833 | 44537.5 | 44613.6667 | 44735.5833 | 44900.6667 | 44736.75 | 44942.4167 | 45106.2705 | 45272.5926 | 45415.1966 | 45527.0071
kWh | 344985670.16 | 347356682.25 | 349640195.37 | 344727820.69 | 335588529.47 | 337212306.5 | 331142424.86 | 341035888.6353 | 340024795.888 | 324673269.197 | 336497281.4037 | 336114686.4788
General Service < 50 kW
Customers | 4313.8333 | 4273.25 | 4256.9167 | 4264.9167 | 4305.75 | 4339.6667 | 4496.9167 | 4527.75 | 4577.8953 | 4606.5063 | 4623.1351 | 4655.2596
kWh | 141631018.55 | 140795615.54 | 140901919.12 | 137506815.68 | 132765784.45 | 135688687.23 | 133678840.49 | 136331185.61 | 139285835.9686 | 137179401.48 | 138537070.7348 | 142697207.42
General Service > 50 to 999 kW
Customers | 492.5 | 500.5 | 507.25 | 506.0833 | 506.6667 | 505.75 | 513.5 | 511.5833 | 495.3016 | 471.6262 | 462.8342 | 459.9678
kWh | 299216792.76 | 298981716.3 | 297548976.92 | 290804126.8 | 285047816.86 | 288525140.49 | 283475240.67 | 285068374.38 | 280037460.24 | 266548347.92 | 264176175.3026 | 262887880.7745
kW | 715592.13 | 728766.5 | 747849.27 | 719275.91 | 723294.85 | 732497.43 | 734173.25 | 722899.29 | 690826.75 | 668162.78 | 660214.4111 | 656994.7771
General Service > 1000 kW
Customers | 18 | 18.6667 | 19 | 21.0833 | 19.9167 | 18.9167 | 19.4167 | 21.0833 | 20.763 | 21.9038 | 21.6406 | 21.6406
kWh | 241350662.02 | 230921503.04 | 204491830.29 | 189989954.51 | 177283841.63 | 183178133.01 | 188531681.4 | 187992826.45 | 193164947.17 | 198507738.58 | 176274851.7682 | 169332351.7682
kW | 675435.2856 | 626041.3097 | 572083.0258 | 530288.7334 | 516956.128 | 504570.848 | 517091.8853 | 510032.4508 | 512108.5605 | 535701.6156 | 486067.7856 | 466924.2403
Large User
Customers | 0 | 0 | 0 | 0 | 0 | 0 | 0 | 0 | 0 | 0 | 0 | 0
kWh | 0 | 0 | 0 | 0 | 0 | 0 | 0 | 0 | 0 | 0 | 0 | 0
kW | 0 | 0 | 0 | 0 | 0 | 0 | 0 | 0 | 0 | 0 | 0 | 0
Street Lighting
Connections | 12962 | 12976 | 13135 | 13038.75 | 13170 | 13090.8333 | 13172.0833 | 13095.3333 | 13148.318 | 13197.2137 | 13245.7386 | 13274.4519
kWh | 9862692.72 | 10907925.72 | 10834527.1 | 11591322.31 | 11241250.44 | 11244632.46 | 11062691.71 | 10555413.67 | 10310975.15 | 9533360.55 | 8884823.5846 | 8290565.3706
kW | 30656.8 | 30889.01 | 31499.2 | 31053.32 | 31561.72 | 31849.55 | 30858.56 | 29850.29 | 29216.71 | 27043.15 | 25281.0429 | 23590.1295
Sentinel Lighting
Connections | 164 | 153 | 149.8333 | 157.9167 | 166.75 | 147.5833 | 167.1667 | 170.8333 | 172.082 | 170.9307 | 163.7634 | 163.7634
kWh | 134611.2 | 125582.4 | 122983.2 | 129618 | 136868.4 | 121136.4 | 141784.08 | 144894 | 146313.0611 | 112765.4678 | 108037.1001 | 108037.1001
kW | 373.92 | 348.84 | 341.62 | 360.05 | 380.19 | 336.49 | 381.14 | 389.5 | 392.3469 | 307.6753 | 294.7741 | 294.7741
Unmetered Scattered Load
Connections | 428 | 435 | 457 | 458.5 | 469.25 | 470.0833 | 469.8333 | 465.5 | 462.497 | 451.085 | 439.6616 | 439.6616
kWh | 1856376.03 | 2031490.7 | 1952922.64 | 1974983.67 | 1946641.3 | 1971315.4 | 1980462.86 | 1992260.18 | 2099765.33 | 2203934.82 | 2148121.5748 | 2148121.5748
Total of Above
Customer/Connections | 62690.4167 | 62745 | 63062.5 | 63060.9167 | 63373.9167 | 63473.5 | 63575.6667 | 63734.5 | 63983.1273 | 64191.8583 | 64371.9701 | 64541.7519
kWh | 1039037823.44 | 1031120515.95 | 1005493354.64 | 976724641.66 | 944010732.55 | 957941351.49 | 950013126.07 | 963120842.9253 | 965070092.8078 | 938758818.0148 | 926626361.4688 | 921578850.4869
kW from applicable classes | 1422058.1356 | 1386045.6597 | 1351773.1158 | 1280978.0134 | 1272192.888 | 1269254.318 | 1282504.8353 | 1263171.5308 | 1232544.3674 | 1231215.2209 | 1171858.0137 | 1147803.921
Total from Model
Customer/Connections | 62690.4167 | 62745 | 63062.5 | 63060.9167 | 63373.9167 | 63473.5 | 63575.6667 | 63734.5 | 63983.1273 | 64191.8583 | 64371.9701 | 64541.7519 | MATCHES RRWF
kWh | 1039037823.44 | 1031120515.95 | 1005493354.64 | 976724641.66 | 944010732.55 | 957941351.49 | 950013126.07 | 963120842.9253 | 965070092.8078 | 938758818.0148 | 926626361.4688 | 921578850.4869 | MATCHES RRWF
kW from applicable classes | 1422058.1356 | 1386045.6597 | 1351773.1158 | 1280978.0134 | 1272192.888 | 1269254.318 | 1282504.8353 | 1263171.5308 | 1232544.3674 | 1231215.2209 | 1171858.0137 | 1147803.921 | MATCHES RRWF
Check should all be zero
Customer/Connections | 0 | 0 | 0 | 0 | 0 | 0 | 0 | 0 | 0 | 0 | 0 | 0
kWh | 0 | 0 | 0 | 0 | 0 | 0 | 0 | 0 | 0 | 0 | 0 | 0
kW from applicable classes | 0 | 0 | 0 | 0 | 0 | 0 | 0 | 0 | 0 | 0 | 0 | 0

## Purchased Power Model
Not Used
| Purchased | Heating Degree Days | Cooling Degree Days | Number of Days in Month | Spring Fall Flag | CDM Activity | Ontario Real GDP Monthly % | Number of Customers | Number of Peak Hours | Predicted Purchases | Variances (kWh) | % Variance
1999-01-01 | 112653596.7 | 994.7 | 0 | 31 | 0 | 0 | 105.4482 | 41614 | 319.92
1999-02-01 | 91844790.5 | 718.7 | 0 | 28 | 0 | 0 | 106.0867 | 48381 | 319.872
1999-03-01 | 94187868.2 | 710.1 | 0 | 31 | 1 | 0 | 106.729 | 48563 | 368.28
1999-04-01 | 83302866.8 | 407.7 | 0 | 30 | 1 | 0 | 107.3752 | 48520 | 336.24
1999-05-01 | 79992116 | 224.7 | 2.6 | 31 | 1 | 0 | 108.0253 | 48474 | 319.92
1999-06-01 | 77505956.7 | 91.9 | 11.4 | 30 | 0 | 0 | 108.6794 | 48444 | 352.08
1999-07-01 | 82122401 | 24.2 | 59.3 | 31 | 0 | 0 | 109.3374 | 48601 | 336.288
1999-08-01 | 78031999 | 74 | 12.2 | 31 | 0 | 0 | 109.9994 | 48623 | 336.288
1999-09-01 | 69444119.3 | 194 | 5.7 | 30 | 1 | 0 | 110.6655 | 48713 | 336.24
1999-10-01 | 84165425.3 | 423.1 | 0 | 31 | 1 | 0 | 111.3355 | 48678 | 319.92
1999-11-01 | 89152255.6 | 500.7 | 0 | 30 | 1 | 0 | 112.0096 | 48672 | 352.08
1999-12-01 | 104140645 | 817.1 | 0 | 31 | 0 | 0 | 112.6878 | 48261 | 336.288
2000-01-01 | 107111200.5 | 963.5 | 0 | 31 | 0 | 0 | 113.2055 | 48558 | 319.92
2000-02-01 | 93736958.2 | 711.5 | 0 | 29 | 0 | 0 | 113.7256 | 48571 | 336.168
2000-03-01 | 90806909.8 | 574.6 | 0 | 31 | 1 | 0 | 114.248 | 48618 | 368.28
2000-04-01 | 83542339.3 | 485.6 | 0 | 30 | 1 | 0 | 114.7729 | 48673 | 303.84
2000-05-01 | 79464457.2 | 260.5 | 0 | 31 | 1 | 0 | 115.3002 | 48729 | 351.912
2000-06-01 | 75943872.5 | 155.7 | 2.3 | 30 | 0 | 0 | 115.8299 | 48584 | 352.08
2000-07-01 | 78797711 | 55.7 | 20.8 | 31 | 0 | 0 | 116.362 | 48481 | 319.92
2000-08-01 | 75332986.1 | 63.4 | 9.8 | 31 | 0 | 0 | 116.8966 | 48676 | 351.912
2000-09-01 | 67696548 | 223.3 | 0 | 30 | 1 | 0 | 117.4336 | 48938 | 319.68
2000-10-01 | 83136508 | 372.2 | 0 | 31 | 1 | 0 | 117.9731 | 48705 | 336.288
2000-11-01 | 92345974.9 | 561.6 | 0 | 30 | 1 | 0 | 118.5151 | 48721 | 352.08
2000-12-01 | 115028093.5 | 1041.3 | 0 | 31 | 0 | 0 | 119.0595 | 48735 | 304.296
2001-01-01 | 105962994.4 | 898.8 | 0 | 31 | 0 | 0 | 119.2321 | 48633 | 351.912
2001-02-03 | 95758180 | 918.9 | 0 | 28 | 0 | 0 | 119.4048 | 48668 | 319.872
2001-03-08 | 94701570.7 | 702.7 | 0 | 31 | 1 | 0 | 119.5779 | 48701 | 351.912
2001-04-10 | 85485176.1 | 430.7 | 0 | 30 | 1 | 0 | 119.7511 | 48644 | 319.68
2001-05-13 | 80081468.5 | 239.9 | 0 | 31 | 1 | 0 | 119.9246 | 48728 | 351.912
2001-06-15 | 77568366.3 | 114 | 15.2 | 30 | 0 | 0 | 120.0984 | 48820 | 336.24
2001-07-18 | 79435703 | 67.2 | 29.7 | 31 | 0 | 0 | 120.2724 | 48604 | 336.288
2001-08-20 | 83006555 | 40.2 | 56.1 | 31 | 0 | 0 | 120.4467 | 48723 | 351.912
2001-09-22 | 76565456 | 187.7 | 6.8 | 30 | 1 | 0 | 120.6212 | 48813 | 303.84
2001-10-25 | 85159042.2 | 408.6 | 0 | 31 | 1 | 0 | 120.796 | 48832 | 351.912
2001-11-27 | 89719754.4 | 458.8 | 0 | 30 | 1 | 0 | 120.9711 | 48869 | 352.08
2001-12-30 | 101146790.9 | 716.4 | 0 | 31 | 0 | 0 | 121.1464 | 48759 | 304.296
2002-01-19 | 100881928.3 | 873.9 | 0 | 31 | 0 | 0 | 121.5045 | 48726 | 351.912
2002-02-21 | 104241221.3 | 733 | 0 | 28 | 0 | 0 | 121.8637 | 48703 | 319.872
2002-03-26 | 90436363.3 | 804.7 | 0 | 31 | 1 | 0 | 122.224 | 48793 | 319.92
2002-04-28 | 86799127.3 | 462.3 | 0 | 30 | 1 | 0 | 122.5853 | 48808 | 352.08
2002-05-31 | 82768005.3 | 335 | 0.5 | 31 | 1 | 0 | 122.9477 | 48769 | 351.912
2002-06-01 | 76349685.3 | 114.4 | 14.2 | 30 | 0 | 0 | 123.3112 | 48799 | 319.68
2002-07-03 | 86502455.3 | 17.9 | 79.3 | 31 | 0 | 0 | 123.6758 | 48743 | 351.912
2002-08-05 | 79170605.3 | 49.7 | 15.5 | 31 | 0 | 0 | 124.0414 | 49094 | 336.288
2002-09-07 | 79953415.3 | 143.5 | 20.9 | 30 | 1 | 0 | 124.4081 | 48939 | 319.68
2002-10-10 | 89695545.3 | 510.1 | 0 | 31 | 1 | 0 | 124.7759 | 48931 | 351.912
2002-11-12 | 96385095.3 | 668 | 0 | 30 | 1 | 0 | 125.1448 | 49064 | 336.24
2002-12-15 | 104953125.3 | 785.6 | 0 | 31 | 0 | 0 | 125.5147 | 48869 | 319.92
2003-01-01 | 110117330.5 | 907.4 | 0 | 31 | 0 | 0 | 125.6602 | 48823 | 351.912
2003-02-01 | 99989942.9 | 969.6 | 0 | 28 | 0 | 0 | 125.8059 | 48686 | 319.872
2003-03-01 | 100611886.68 | 765.1 | 0 | 31 | 1 | 0 | 125.9518 | 48752 | 336.288
2003-04-01 | 87646201.5 | 499.3 | 0 | 30 | 1 | 0 | 126.0978 | 48864 | 336.24
2003-05-01 | 80569551.7 | 276.4 | 0 | 31 | 1 | 0 | 126.2439 | 49129 | 336.288
2003-06-01 | 76274568.7 | 129.3 | 0 | 30 | 0 | 0 | 126.3903 | 48856 | 336.24
2003-07-01 | 82862067 | 29.9 | 18.2 | 31 | 0 | 0 | 126.5368 | 48776 | 351.912
2003-08-01 | 84559303.4 | 35.6 | 50.9 | 31 | 0 | 0 | 126.6835 | 49114 | 319.92
2003-09-01 | 81130423.58 | 164 | 6.7 | 30 | 1 | 0 | 126.8304 | 49137 | 336.24
2003-10-01 | 88166144.84 | 414.2 | 0 | 31 | 1 | 0 | 126.9774 | 49015 | 351.912
2003-11-01 | 96589038.9 | 632.9 | 0 | 30 | 1 | 0 | 127.1246 | 49020 | 319.68
2003-12-01 | 106439293.92 | 785.9 | 0 | 31 | 0 | 0 | 127.272 | 48963 | 336.288
2004-01-01 | 117228007.68 | 1140.6 | 0 | 31 | 0 | 0 | 127.5341 | 49009 | 336.288
2004-02-01 | 97189182.64 | 778.3 | 0 | 29 | 0 | 0 | 127.7968 | 48895 | 320.16
2004-03-01 | 96948633.64 | 684.3 | 0 | 31 | 1 | 0 | 128.0601 | 48989 | 368.28
2004-04-01 | 85520823.48 | 472.4 | 0 | 30 | 1 | 0 | 128.3238 | 48893 | 336.24
2004-05-01 | 80898890.1 | 333.2 | 0 | 31 | 1 | 0 | 128.5882 | 48909 | 319.92
2004-06-01 | 75735633.54 | 145.8 | 3.1 | 30 | 0 | 0 | 128.853 | 49010 | 352.08
2004-07-01 | 80131442.4 | 67.4 | 22 | 31 | 0 | 0 | 129.1184 | 49165 | 336.288
2004-08-01 | 79250403.92 | 123 | 1.8 | 31 | 0 | 0 | 129.3844 | 49003 | 336.288
2004-09-01 | 79463540.87 | 132.9 | 4.7 | 30 | 1 | 0 | 129.6509 | 49172 | 336.24
2004-10-01 | 85902608.56 | 372.7 | 0 | 31 | 1 | 0 | 129.918 | 49208 | 319.92
2004-11-01 | 92812844.2 | 554.9 | 0 | 30 | 1 | 0 | 130.1856 | 49304 | 352.08
2004-12-01 | 111590910.58 | 926.6 | 0 | 31 | 0 | 0 | 130.4538 | 49108 | 336.288
2005-01-01 | 114618041.7 | 1084.3 | 0 | 31 | 0 | 0 | 130.7437 | 49093 | 319.92
2005-02-01 | 92976782.65 | 755.9 | 0 | 28 | 0 | 0 | 131.0343 | 48961 | 319.872
2005-03-01 | 99295276.14 | 814.1 | 0 | 31 | 1 | 0 | 131.3255 | 49025 | 351.912
2005-04-01 | 83247752.9 | 408.1 | 0 | 30 | 1 | 0 | 131.6174 | 49277 | 336.24
2005-05-01 | 82551529.65 | 306.2 | 0 | 31 | 1 | 0 | 131.91 | 49131 | 336.288
2005-06-01 | 81801216.8 | 72.6 | 16.8 | 30 | 0 | 0 | 132.2031 | 49074 | 352.08
2005-07-01 | 86082380.5 | 45.3 | 53 | 31 | 0 | 0 | 132.497 | 49201 | 319.92
2005-08-01 | 85624066.27 | 46.3 | 29.6 | 31 | 0 | 0 | 132.7915 | 49176 | 351.912
2005-09-01 | 81522426.67 | 148.8 | 15.2 | 30 | 1 | 0 | 133.0866 | 49322 | 336.24
2005-10-01 | 87834995.24 | 347.3 | 0 | 31 | 1 | 0 | 133.3824 | 49184 | 319.92
2005-11-01 | 96580697.82 | 606.9 | 0 | 30 | 1 | 0 | 133.6789 | 49245 | 352.08
2005-12-01 | 109162247.52 | 833.4 | 0 | 31 | 0 | 0 | 133.976 | 49216 | 319.92
2006-01-01 | 102809927.4 | 797 | 0 | 31 | 0 | 20809.6822 | 134.252 | 49115 | 336.288 | 99794021.7014 |  |  | SUMMARY OUTPUT
2006-02-01 | 95819717.5 | 873.4 | 0 | 28 | 0 | 41619.3645 | 134.5285 | 49112 | 319.872 | 93843766.9209
2006-03-01 | 96369451.9 | 659 | 0 | 31 | 1 | 62429.0467 | 134.8056 | 49136 | 368.28 | 92322278.8 |  |  | Regression Statistics
2006-04-01 | 82880486.2 | 366 | 0 | 30 | 1 | 83238.7289 | 135.0833 | 49210 | 303.84 | 80453043.3331 |  |  | Multiple R | 96.01%
2006-05-01 | 83638022.4 | 241.5 | 2.4 | 31 | 1 | 104048.4111 | 135.3615 | 49274 | 351.912 | 79682733.1828 |  |  | R Square | 92.18%
2006-06-01 | 80788730.8 | 81.5 | 9.3 | 30 | 0 | 124858.0934 | 135.6404 | 49064 | 352.08 | 76100655.8618 |  |  | Adjusted R Square | 91.84%
2006-07-01 | 88450841.72 | 23.2 | 70.1 | 31 | 0 | 145667.7756 | 135.9198 | 49016 | 319.92 | 86260466.1079 |  |  | Standard Error | 2896837.3673
2006-08-01 | 86080627.4 | 57.7 | 31.7 | 31 | 0 | 166477.4578 | 136.1997 | 49101 | 351.912 | 81449724.9648 |  |  | Observations | 120
2006-09-01 | 79884628.36 | 210.5 | 1.2 | 30 | 1 | 187287.14 | 136.4803 | 49313 | 319.68 | 75623766.7258
2006-10-01 | 88656786.065 | 440.9 | 0 | 31 | 1 | 208096.8223 | 136.7614 | 49112 | 336.288 | 85293437.927 |  |  | ANOVA
2006-11-01 | 93307650.7 | 540.4 | 0 | 30 | 1 | 228906.5045 | 137.0431 | 49060 | 352.08 | 85575684.9991 |  |  |  | df | SS | MS | F | Significance F
2006-12-01 | 101715484.205 | 747.4 | 0 | 31 | 0 | 249716.1867 | 137.3254 | 49112 | 304.296 | 97823723.8134 |  |  | Regression | 5 | 11274191448154236 | 2254838289630847 | 268.6997 | 2.4553e-61
2007-01-01 | 106854247.635 | 913.4 | 0 | 31 | 0 | 270864.7293 | 137.5522 | 49103 | 351.912 | 102922785.8292 |  |  | Residual | 114 | 9.5665e+14 | 8.3917e+12
2007-02-01 | 101765170.88 | 924.7 | 0 | 28 | 0 | 292013.272 | 137.7794 | 49082 | 319.872 | 94956444.1645 |  |  | Total | 119 | 12230841455687442
2007-03-01 | 97266360.675 | 665 | 0 | 31 | 1 | 313161.8146 | 138.0069 | 49148 | 351.912 | 92031861.1448
2007-04-01 | 86347252.03 | 474.1 | 0 | 30 | 1 | 334310.3573 | 138.2349 | 49132 | 319.68 | 83322915.5595 |  |  |  | Coefficients | Standard Error | t Stat | P-value | Lower 95% | Upper 95%
2007-05-01 | 81662415.745 | 250.9 | 0.6 | 31 | 1 | 355458.8999 | 138.4632 | 49220 | 351.912 | 79222571.9018 |  |  | Intercept | -10359773.8017 | 10202592.306 | -1.0154 | 0.31206 | -30571030.5793 | 9851482.9759
2007-06-01 | 78216252.605 | 96.7 | 6.5 | 30 | 0 | 376607.4425 | 138.6919 | 49334 | 336.24 | 75667348.9073 |  |  | Heating Degree Days | 30959.1912 | 1048.7488 | 29.5201 | 3.2023e-55 | 28881.6278 | 33036.7545
2007-07-01 | 83572228.7 | 40.2 | 51.8 | 31 | 0 | 397755.9852 | 138.9209 | 49137 | 336.288 | 83525227.7745 |  |  | Cooling Degree Days | 152065.4442 | 25195.4929 | 6.0354 | 2.0211e-08 | 102153.3667 | 201977.5216
2007-08-01 | 81872692 | 62.9 | 22.1 | 31 | 0 | 418904.5278 | 139.1504 | 49202 | 351.912 | 79671494.0017 |  |  | Number of Days in Month | 2758672.2682 | 336713.2443 | 8.1929 | 4.1768e-13 | 2091645.9246 | 3425698.6117
2007-09-01 | 77223168.52 | 164.7 | 9.6 | 30 | 1 | 440053.0704 | 139.3802 | 49181 | 303.84 | 75003151.4694 |  |  | Spring Fall Flag | -3120334.1537 | 633013.3203 | -4.9293 | 2.8254e-06 | -4374328.6658 | -1866339.6417
2007-10-01 | 84323902.48 | 310.6 | 0 | 31 | 1 | 461201.6131 | 139.6104 | 49276 | 351.912 | 80778777.7464 |  |  | CDM Activity | -1.8991 | 0.26453 | -7.1793 | 7.6528e-11 | -2.4232 | -1.3751
2007-11-01 | 90887332.48 | 620.3 | 0 | 30 | 1 | 482350.1557 | 139.841 | 49251 | 352.08 | 87568003.2669
2007-12-01 | 104649026.3 | 925.8 | 0 | 31 | 0 | 503498.6983 | 140.0719 | 49094 | 304.296 | 102864878.8744
2008-01-01 | 104935043.73 | 934.7 | 0 | 31 | 0 | 515729.1389 | 139.9664 | 49133 | 352 | 103117188.5436
2008-02-01 | 96969184.5 | 921.5 | 0 | 29 | 0 | 527959.5796 | 139.861 | 49180 | 320 | 97167955.5513
2008-03-01 | 93519586.9905 | 791.9 | 0 | 31 | 1 | 540190.0202 | 139.7557 | 49098 | 304 | 95529427.6244
2008-04-01 | 82871977.695 | 456.9 | 0 | 30 | 1 | 552420.4608 | 139.6504 | 49237 | 352 | 82376199.1779
2008-05-01 | 79155014.5 | 327.7 | 0 | 31 | 1 | 564650.9014 | 139.5453 | 49463 | 336 | 81111716.813
2008-06-01 | 75449480.37 | 109.9 | 4.6 | 30 | 0 | 576881.342 | 139.4402 | 49238 | 336 | 75406740.77
2008-07-01 | 80091639.5 | 34.7 | 22.1 | 31 | 0 | 589111.7827 | 139.3351 | 49192 | 352 | 78475200.002
2008-08-01 | 79245285.7 | 50.4 | 22.2 | 31 | 0 | 601342.2233 | 139.2302 | 49432 | 320 | 78953238.7157
2008-09-01 | 75427974.635 | 193.3 | 7 | 30 | 1 | 613572.6639 | 139.1254 | 49375 | 336 | 75163678.8298
2008-10-01 | 81562556.67 | 373.1 | 0 | 31 | 1 | 625803.1045 | 139.0206 | 49399 | 352 | 82401128.431
2008-11-01 | 89093068.805 | 591 | 0 | 30 | 1 | 638033.5451 | 138.9159 | 49648 | 304 | 86365236.789
2008-12-01 | 108035010.8 | 1033.8 | 0 | 31 | 0 | 650263.9857 | 138.8113 | 49441 | 336 | 105929745.9341
2009-01-01 | 107537935.205 | 1093.4 | 0 | 31 | 0 | 680823.4746 | 138.4356 | 49371 | 336 | 107716877.4472
2009-02-01 | 88671356.005 | 838.9 | 0 | 28 | 0 | 711382.9635 | 138.0609 | 49344 | 304 | 91503710.2056
2009-03-01 | 92595903.345 | 762.3 | 0 | 31 | 1 | 741942.4523 | 137.6872 | 49266 | 352 | 94229882.5305
2009-04-01 | 80947385.03 | 453.2 | 0 | 30 | 1 | 772501.9412 | 137.3145 | 49342 | 320 | 81843687.9867
2009-05-01 | 77386804.88 | 319.8 | 0 | 31 | 1 | 803061.4301 | 136.9429 | 49524 | 320 | 80414367.8698
2009-06-01 | 75548044.135 | 141.8 | 13.7 | 30 | 0 | 833620.9189 | 136.5722 | 49367 | 352 | 77290554.029
2009-07-01 | 75447422.9 | 74.5 | 2 | 31 | 0 | 864180.4078 | 136.2026 | 49317 | 352 | 76128470.7524
2009-08-01 | 75448475.6 | 84.2 | 14.2 | 31 | 0 | 894739.8967 | 135.8339 | 49303 | 320 | 78225937.0446
2009-09-01 | 75207277.195 | 102.8 | 3.5 | 30 | 1 | 925299.3855 | 135.4663 | 49488 | 336 | 71237635.0446
2009-10-01 | 81670054.66 | 451.4 | 0 | 31 | 1 | 955858.8744 | 135.0996 | 49576 | 336 | 84198416.023
2009-11-01 | 81617697.475 | 473.5 | 0 | 30 | 1 | 986418.3633 | 134.734 | 49421 | 320 | 82065905.5987
2009-12-01 | 101485380.415 | 914.9 | 0 | 31 | 0 | 1016977.8521 | 134.3693 | 49538 | 352 | 101552262.7271
2010-01-01 | 100899510 | 900.2 | 0 | 31 | 0 | 999026.0097 | 134.7333 | 49455 | 320 | 101131255.4047
2010-02-01 | 85849038 | 778.4 | 0 | 28 | 0 | 981074.1673 | 135.0984 | 49476 | 304 | 89118501.9023
2010-03-01 | 82851577 | 514.4 | 0 | 31 | 1 | 963122.3248 | 135.4644 | 49489 | 368 | 86135050.869
2010-04-01 | 74469009 | 358 | 0 | 30 | 1 | 945170.4824 | 135.8314 | 49454 | 320 | 78568453.888
2010-05-01 | 73655416 | 212.4 | 0.6 | 31 | 1 | 927218.64 | 136.1994 | 49431 | 320 | 76944799.9746
2010-06-01 | 71835603 | 106.3 | 3 | 30 | 0 | 909266.7976 | 136.5684 | 49585 | 352 | 74420741.5298
2010-07-01 | 80242084 | 14.5 | 52 | 31 | 0 | 891314.9551 | 136.9384 | 49584 | 336 | 81822659.6004
2010-08-01 | 79593471 | 37.9 | 55.8 | 31 | 0 | 873363.1127 | 137.3094 | 49557 | 336 | 83159046.15
2010-09-01 | 71489469 | 231.1 | 0 | 30 | 1 | 855411.2703 | 137.6814 | 49688 | 336 | 74810196.4672
2010-10-01 | 76458169 | 355.5 | 0 | 31 | 1 | 837459.4278 | 138.0544 | 49720 | 320 | 81454284.9065
2010-11-01 | 84336038 | 549.4 | 0 | 30 | 1 | 819507.5854 | 138.4285 | 49679 | 336 | 84732692.5966
2010-12-01 | 99487974 | 879.1 | 0 | 31 | 0 | 801555.743 | 138.8035 | 49685 | 368 | 100853037.1393
2011-01-01 | 103083133.93 | 1077.9 | 0 | 31 | 0 | 833343.3974 | 139.1007 | 49571 | 336 | 106947355.6254
2011-02-01 | 87626412.44 | 826.9 | 0 | 28 | 0 | 865131.0519 | 139.3986 | 49616 | 304 | 90840213.1133
2011-03-01 | 89212419.41 | 749.9 | 0 | 31 | 1 | 896918.7063 | 139.697 | 49616 | 368 | 93551669.3222
2011-04-01 | 78583792.42 | 482.3 | 0 | 30 | 1 | 928706.3607 | 139.9962 | 49768 | 320 | 82447948.7728
2011-05-01 | 74627645.18 | 267 | 0 | 31 | 1 | 960494.0151 | 140.2959 | 49772 | 336 | 78480738.4585
2011-06-01 | 70475526.81 | 110.1 | 0 | 30 | 0 | 992281.6696 | 140.5964 | 49767 | 352 | 73924534.5267
2011-07-01 | 79443992.78 | 29.8 | 63.7 | 31 | 0 | 1024069.324 | 140.8974 | 49815 | 320 | 83823383.8163
2011-08-01 | 80570453.36 | 22.2 | 35.7 | 31 | 0 | 1055856.9784 | 141.1991 | 49814 | 352 | 79269892.8054
2011-09-01 | 73932449.07 | 172.3 | 9.4 | 30 | 1 | 1087644.6329 | 141.5015 | 49865 | 336 | 73978171.0771
2011-10-01 | 78071233.13 | 337.2 | 5.4 | 31 | 1 | 1119432.2873 | 141.8044 | 49824 | 320 | 81173383.4736
2011-11-01 | 84974720.15 | 563.2 | 0 | 30 | 1 | 1151219.9417 | 142.1081 | 49891 | 352 | 84529966.2931
2011-12-01 | 95477955.49 | 769.8 | 0 | 31 | 0 | 1183007.5962 | 142.4124 | 49849 | 336 | 96744772.8924
2012-01-01 | 96362932.53 | 865.7 | 0 | 31 | 0 | 1185333.2797 | 142.6126 | 49701 | 336 | 99709342.5635
2012-02-01 | 84314434.84 | 693.8 | 0 | 29 | 0 | 1187658.9633 | 142.8131 | 49720 | 320 | 88865696.2998
2012-03-01 | 82417982.75 | 525.4 | 0 | 31 | 1 | 1189984.6469 | 143.0138 | 49730 | 352 | 86044762.1241
2012-04-01 | 75267619.13 | 434.9 | 0 | 30 | 1 | 1192310.3304 | 143.2149 | 49696 | 320 | 80479866.2908
2012-05-01 | 75427837.8 | 227.1 | 0 | 31 | 1 | 1194636.014 | 143.4162 | 49607 | 352 | 76800801.8681
2012-06-01 | 74326086.77 | 64.9 | 18.4 | 30 | 0 | 1196961.6976 | 143.6178 | 49720 | 336 | 74934470.3536
2012-07-01 | 84621544.8 | 6.8 | 66.5 | 31 | 0 | 1199287.3811 | 143.8197 | 49729 | 336 | 83204344.716
2012-08-01 | 79262056.27 | 38.5 | 27.7 | 31 | 0 | 1201613.0647 | 144.0218 | 49763 | 352 | 78281195.0791
2012-09-01 | 73268241.02 | 213.5 | 4 | 30 | 1 | 1203938.7483 | 144.2243 | 49801 | 304 | 74211679.3238
2012-10-01 | 80136959.59 | 395.8 | 0 | 31 | 1 | 1206264.4319 | 144.4271 | 49827 | 352 | 82001533.6045
2012-11-01 | 86049137.46 | 600.8 | 0 | 30 | 1 | 1208590.1154 | 144.6301 | 49926 | 352 | 85585078.7655
2012-12-01 | 96001001.33 | 793.7 | 0 | 31 | 0 | 1210915.799 | 144.8334 | 49967 | 304 | 97431696.4032
2013-01-01 | 100742561.55 | 928.4 | 0 | 31 | 0 | 1283014.6292 | 144.9894 | 49978 | 352 | 101464974.7835
2013-02-01 | 87803370.55 | 866.6 | 0 | 28 | 0 | 1355113.4594 | 145.1455 | 49970 | 304 | 91138755.2919
2013-03-01 | 88977564.2 | 767.3 | 0 | 31 | 1 | 1427212.2895 | 145.3018 | 49971 | 320 | 93083265.5863
2013-04-01 | 81321825.22 | 524.8 | 0 | 30 | 1 | 1499311.1197 | 145.4583 | 49931 | 352 | 82680064.7845
2013-05-01 | 75975788.39 | 325.3 | 0 | 31 | 1 | 1571409.9499 | 145.615 | 49930 | 352 | 79125453.7398
2013-06-01 | 70340752.85 | 130.9 | 5.5 | 30 | 0 | 1643508.7801 | 145.7718 | 49936 | 320 | 74168084.1306
2013-07-01 | 75472199.18 | 60.7 | 28 | 31 | 0 | 1715607.6103 | 145.9288 | 49957 | 352 | 78037968.9998
2013-08-01 | 77813866.24 | 45.8 | 41.8 | 31 | 0 | 1787706.4404 | 146.0859 | 49994 | 336 | 79538255.5089
2013-09-01 | 72027468.81 | 178.8 | 0 | 30 | 1 | 1859805.2706 | 146.2432 | 50018 | 320 | 71283561.2755
2013-10-01 | 78971713.05 | 328.5 | 0 | 31 | 1 | 1931904.1008 | 146.4007 | 50052 | 352 | 78539899.7917
2013-11-01 | 86289297.91 | 620.6 | 0 | 30 | 1 | 2004002.931 | 146.5584 | 50136 | 336 | 84687482.5958
2013-12-01 | 106198270.91 | 1112.9 | 0 | 31 | 0 | 2076101.7612 | 146.7162 | 50149 | 320 | 105670774.1647
2014-01-01 | 107146866.08 | 1119.6 | 0 | 31 | 0 | 2133588.2882 | 147.0423 | 50155.5 | 352 | 105769026.6601
2014-02-01 | 92061740.49 | 978.4 | 0 | 28 | 0 | 2191074.8151 | 147.3691 | 50176.25 | 304 | 93012397.9752
2014-03-01 | 92598932.82 | 883.5 | 0 | 31 | 1 | 2248561.3421 | 147.6967 | 50188.125 | 336 | 95120879.2973
2014-04-01 | 79652300.27 | 522.9 | 0 | 30 | 1 | 2306047.8691 | 148.025 | 50172.5625 | 320 | 81089148.6033
2014-05-01 | 75973559.25 | 266.9 | 1.1 | 31 | 1 | 2363534.3961 | 148.354 | 50162.2812 | 336 | 75980365.8319
2014-06-01 | 71106323.5 | 135.2 | 6 | 30 | 0 | 2421020.9231 | 148.6837 | 50165.1406 | 336 | 72900648.8298
2014-07-01 | 74522468.28 | 47.2 | 9.5 | 31 | 0 | 2478507.4501 | 149.0142 | 50150.5703 | 352 | 73357967.243
2014-08-01 | 74414540.2 | 65.2 | 10.1 | 31 | 0 | 2535993.9771 | 149.3454 | 50160.7852 | 320 | 73897297.8653
2014-09-01 | 72064603.82 | 196.5 | 0 | 30 | 1 | 2593480.5041 | 149.6773 | 50190.8926 | 336 | 70438198.1739
2014-10-01 | 77862698.57 | 382.6 | 0 | 31 | 1 | 2650967.0311 | 150.01 | 50233.9463 | 352 | 78849201.8355
2014-11-01 | 89145933.01 | 647.8 | 0 | 30 | 1 | 2708453.5581 | 150.3434 | 50293.4731 | 304 | 84191732.9834
2014-12-01 | 95713970.55 | 780.6 | 0 | 31 | 0 | 2765940.085 | 150.6776 | 50341.2366 | 336 | 94072945.9087
2015-01-01 | 101629309.98 | 979.5 | 0 | 31 | 0 | 2888305.2719 | 150.9879 | 50364.1184 | 336 | 99998342.2814
2015-02-01 | 93864611.31 | 1053.3 | 0 | 28 | 0 | 3010670.4588 | 151.2989 | 50376.5592 | 304 | 93774727.0326
2015-03-01 | 87162071.52 | 710.4 | 0 | 31 | 1 | 3133035.6457 | 151.6106 | 50371.7796 | 352 | 88082116.2736
2015-04-01 | 76969576.42 | 432.1 | 0 | 30 | 1 | 3255400.8325 | 151.9229 | 50348.8898 | 336 | 76475114.3459
2015-05-01 | 73637825.11 | 276 | 0 | 31 | 1 | 3377766.0194 | 152.2358 | 50336.4449 | 320 | 74168670.1171
2015-06-01 | 70200164.75 | 118.6 | 0 | 30 | 0 | 3500131.2063 | 152.5494 | 50329.2225 | 352 | 69424968.5571
2015-07-01 | 76455085.07 | 31.7 | 38 | 31 | 0 | 3622496.3932 | 152.8636 | 50324.1112 | 352 | 75039387.2369
2015-08-01 | 75144956.24 | 50.7 | 35.4 | 31 | 0 | 3744861.5801 | 153.1785 | 50327.0556 | 320 | 74999854.961
2015-09-01 | 73463443.4 | 106.2 | 15.8 | 30 | 1 | 3867226.7669 | 153.494 | 50358.5278 | 336 | 67626214.1903
2015-10-01 | 76464862.58 | 345.9 | 0 | 31 | 1 | 3989591.9538 | 153.8102 | 50401.7639 | 336 | 75170783.8133
2015-11-01 | 81040698.34 | 469.1 | 0 | 30 | 1 | 4111957.1407 | 154.127 | 50440.382 | 320 | 75993897.1453
2015-12-01 | 90139870.24 | 564.9 | 0 | 31 | 0 | 4234322.3276 | 154.4445 | 50480.691 | 352 | 84606407.329
2016-01-01 |  | 960.98 | 0 | 31 | 0 | 4233173.2489 | 154.7248 |  | 320 | 96870906.016
2016-02-01 |  | 875.59 | 0 | 29 | 0 | 4232024.1703 | 155.0057 |  | 320 | 88712138.3883
2016-03-01 |  | 702.91 | 0 | 31 | 1 | 4230875.0917 | 155.287 |  | 352 | 85765297.8812
2016-04-01 |  | 450.52 | 0 | 30 | 1 | 4229726.0131 | 155.5689 |  | 336 | 75195017.5942
2016-05-01 |  | 271.46 | 0.47 | 31 | 1 | 4228576.9345 | 155.8513 |  | 336 | 72483790.0917
2016-06-01 |  | 109.59 | 6.7 | 30 | 0 | 4227427.8558 | 156.1342 |  | 352 | 68783637.6615
2016-07-01 |  | 36.33 | 40.37 | 31 | 0 | 4226278.7772 | 156.4176 |  | 320 | 74396465.3328
2016-08-01 |  | 51.55 | 29.67 | 31 | 0 | 4225129.6986 | 156.7015 |  | 352 | 73242746.2135
2016-09-01 |  | 176.97 | 5.05 | 30 | 1 | 4223980.62 | 156.9859 |  | 336 | 67504972.5576
2016-10-01 |  | 372.15 | 0.54 | 31 | 1 | 4222831.5414 | 157.2708 |  | 320 | 75622626.8511
2016-11-01 |  | 567.61 | 0 | 30 | 1 | 4221682.4627 | 157.5563 |  | 336 | 78835304.9952
2016-12-01 |  | 852.29 | 0 | 31 | 0 | 4220533.3841 | 157.8423 |  | 336 | 93529956.2064
2017-01-01 |  | 960.98 | 0 | 31 | 0 | 4173476.2951 | 158.1545 |  |  | 96984277.9779
2017-02-01 |  | 875.59 | 0 | 28 | 0 | 4126419.2061 | 158.4674 |  |  | 86154023.1202
2017-03-01 |  | 702.91 | 0 | 31 | 1 | 4079362.117 | 158.7809 |  |  | 86053039.9196
2017-04-01 |  | 450.52 | 0 | 30 | 1 | 4032305.028 | 159.0951 |  |  | 75569944.6708
2017-05-01 |  | 271.46 | 0.47 | 31 | 1 | 3985247.939 | 159.4098 |  |  | 72945902.2066
2017-06-01 |  | 109.59 | 6.7 | 30 | 0 | 3938190.8499 | 159.7252 |  |  | 69332934.8146
2017-07-01 |  | 36.33 | 40.37 | 31 | 0 | 3891133.7609 | 160.0411 |  |  | 75032947.5242
2017-08-01 |  | 51.55 | 29.67 | 31 | 0 | 3844076.6719 | 160.3578 |  |  | 73966413.4431
2017-09-01 |  | 176.97 | 5.05 | 30 | 1 | 3797019.5828 | 160.675 |  |  | 68315824.8255
2017-10-01 |  | 372.15 | 0.54 | 31 | 1 | 3749962.4938 | 160.9929 |  |  | 76520664.1572
2017-11-01 |  | 567.61 | 0 | 30 | 1 | 3702905.4048 | 161.3114 |  |  | 79820527.3395
2017-12-01 |  | 852.29 | 0 | 31 | 0 | 3655848.3157 | 161.6305 |  |  | 94602363.589
8205995688.0694
2006 | 1080402354.65 | [8 empty] | 1034223304.338 | -46179050.312 | -4.274%
2007 | 1074640050.05 | [8 empty] | 1037535460.6403 | -37104589.4097 | -3.453%
2008 | 1046355823.8955 | [8 empty] | 1041997457.1817 | -4358366.7138 | -0.4165%
2009 | 1013563736.845 | [8 empty] | 1026407707.2591 | 12843970.4141 | 1.267%
2010 | 981167358 | [8 empty] | 1013150720.4285 | 31983362.4285 | 3.26%
2011 | 996079734.17 | [8 empty] | 1025712030.1768 | 29632296.0068 | 2.975%
2012 | 987455834.29 | [8 empty] | 1007550467.3918 | 20094633.1018 | 2.035%
2013 | 1001934678.86 | [8 empty] | 1019418540.6532 | 17483861.7932 | 1.745%
2014 | 1002263936.84 | [8 empty] | 998679811.2074 | -3584125.6326 | -0.3576%
2015 | 976172474.96 | [8 empty] | 955360483.2837 | -20811991.6763 | -2.132%
2016 | [9 empty] | 950942859.7897
2017 | [9 empty] | 955298863.5882
Total to 2015 | 10160035982.5605 | [8 empty] | 10160035982.5605 | 0
[10 empty] | 8205995688.0694 | 0
Check totals above sould be zero

## Residential
Not Used
| Consumed | Heating Degree Days | Cooling Degree Days | Number of Days in Month | Spring Fall Flag | CDM Activity | Number of Customers | Ontario Real GDP Monthly % | Number of Peak Hours | Predicted Consumed | Variances (kWh) | % Variance (ABS)
1999-01-01 | 22843354.32 | 994.7 | 0 | 31 | 0 | 0 | 36735 | 106.0867 | 319.872
1999-02-01 | 30944887 | 718.7 | 0 | 28 | 0 | 0 | 43389 | 106.0867 | 319.872
1999-03-01 | 31192272.98 | 710.1 | 0 | 31 | 1 | 0 | 43566 | 106.729 | 368.28
1999-04-01 | 27103570.06 | 407.7 | 0 | 30 | 1 | 0 | 43534 | 107.3752 | 336.24
1999-05-01 | 25155490.76 | 224.7 | 2.6 | 31 | 1 | 0 | 43500 | 108.0253 | 319.92
1999-06-01 | 23427104.33 | 91.9 | 11.4 | 30 | 0 | 0 | 43465 | 108.6794 | 352.08
1999-07-01 | 24261259.01 | 24.2 | 59.3 | 31 | 0 | 0 | 43633 | 109.3374 | 336.288
1999-08-01 | 24804295.33 | 74 | 12.2 | 31 | 0 | 0 | 43625 | 109.9994 | 336.288
1999-09-01 | 24983512.45 | 194 | 5.7 | 30 | 1 | 0 | 43713 | 110.6655 | 336.24
1999-10-01 | 27927641.87 | 423.1 | 0 | 31 | 1 | 0 | 43713 | 111.3355 | 319.92
1999-11-01 | 30807187.57 | 500.7 | 0 | 30 | 1 | 0 | 43708 | 112.0096 | 352.08
1999-12-01 | 36673911.08 | 817.1 | 0 | 31 | 0 | 0 | 43631 | 112.6878 | 336.288
2000-01-01 | 38014660.49 | 963.5 | 0 | 31 | 0 | 0 | 43530 | 113.2055 | 319.92
2000-02-01 | 32921590.99 | 711.5 | 0 | 29 | 0 | 0 | 43558 | 113.7256 | 336.168
2000-03-01 | 31183992.07 | 574.6 | 0 | 31 | 1 | 0 | 43618 | 114.248 | 368.28
2000-04-01 | 27040375.42 | 485.6 | 0 | 30 | 1 | 0 | 43673 | 114.7729 | 303.84
2000-05-01 | 25265965.37 | 260.5 | 0 | 31 | 1 | 0 | 43755 | 115.3002 | 351.912
2000-06-01 | 23296606.52 | 155.7 | 2.3 | 30 | 0 | 0 | 43676 | 115.8299 | 352.08
2000-07-01 | 23900944.64 | 55.7 | 20.8 | 31 | 0 | 0 | 43539 | 116.362 | 319.92
2000-08-01 | 24355354.6 | 63.4 | 9.8 | 31 | 0 | 0 | 43738 | 116.8966 | 351.912
2000-09-01 | 24440428.16 | 223.3 | 0 | 30 | 1 | 0 | 44000 | 117.4336 | 319.68
2000-10-01 | 27797989.67 | 372.2 | 0 | 31 | 1 | 0 | 43746 | 117.9731 | 336.288
2000-11-01 | 31881933.45 | 561.6 | 0 | 30 | 1 | 0 | 43748 | 118.5151 | 352.08
2000-12-01 | 37787462.93 | 1041.3 | 0 | 31 | 0 | 0 | 43752 | 119.0595 | 304.296
2001-01-01 | 38555412.55 | 898.8 | 0 | 31 | 0 | 0 | 43644 | 119.2321 | 351.912
2001-02-03 | 32616109.06 | 918.9 | 0 | 28 | 0 | 0 | 43682 | 119.4048 | 319.872
2001-03-08 | 32556214.3 | 702.7 | 0 | 31 | 1 | 0 | 43727 | 119.5779 | 351.912
2001-04-10 | 28157361.65 | 430.7 | 0 | 30 | 1 | 0 | 43680 | 119.7511 | 319.68
2001-05-13 | 25958482.53 | 239.9 | 0 | 31 | 1 | 0 | 43789 | 119.9246 | 351.912
2001-06-15 | 23827610.5 | 114 | 15.2 | 30 | 0 | 0 | 43875 | 120.0984 | 336.24
2001-07-18 | 24764452.77 | 67.2 | 29.7 | 31 | 0 | 0 | 43688 | 120.2724 | 336.288
2001-08-20 | 25255805.32 | 40.2 | 56.1 | 31 | 0 | 0 | 43795 | 120.4467 | 351.912
2001-09-22 | 24913988.22 | 187.7 | 6.8 | 30 | 1 | 0 | 43882 | 120.6212 | 303.84
2001-10-25 | 27835723.39 | 408.6 | 0 | 31 | 1 | 0 | 43898 | 120.796 | 351.912
2001-11-27 | 30318950.68 | 458.8 | 0 | 30 | 1 | 0 | 43908 | 120.9711 | 352.08
2001-12-30 | 35374340.48 | 716.4 | 0 | 31 | 0 | 0 | 43793 | 121.1464 | 304.296
2002-01-19 | 36712335.59 | 873.9 | 0 | 31 | 0 | 0 | 43791 | 121.5045 | 351.912
2002-02-21 | 32266195.5 | 733 | 0 | 28 | 0 | 0 | 43785 | 121.8637 | 319.872
2002-03-26 | 33150979.24 | 804.7 | 0 | 31 | 1 | 0 | 43856 | 122.224 | 319.92
2002-04-28 | 28627065.02 | 462.3 | 0 | 30 | 1 | 0 | 43869 | 122.5853 | 352.08
2002-05-31 | 26571396.52 | 335 | 0.5 | 31 | 1 | 0 | 43842 | 122.9477 | 351.912
2002-06-01 | 24748365.24 | 114.4 | 14.2 | 30 | 0 | 0 | 43856 | 123.3112 | 319.68
2002-07-03 | 25888517.46 | 17.9 | 79.3 | 31 | 0 | 0 | 43816 | 123.6758 | 351.912
2002-08-05 | 26199143.04 | 49.7 | 15.5 | 31 | 0 | 0 | 44159 | 124.0414 | 336.288
2002-09-07 | 25956181.14 | 143.5 | 20.9 | 30 | 1 | 0 | 44035 | 124.4081 | 319.68
2002-10-10 | 29475965.61 | 510.1 | 0 | 31 | 1 | 0 | 43993 | 124.7759 | 351.912
2002-11-12 | 31967182.77 | 668 | 0 | 30 | 1 | 0 | 44123 | 125.1448 | 336.24
2002-12-15 | 36868027.48 | 785.6 | 0 | 31 | 0 | 0 | 43950 | 125.5147 | 319.92
2003-01-01 | 38700757.24 | 907.4 | 0 | 31 | 0 | 0 | 43905 | 125.6602 | 351.912
2003-02-01 | 34507023.2 | 969.6 | 0 | 28 | 0 | 0 | 43803 | 125.8059 | 319.872
2003-03-01 | 34325569.5 | 765.1 | 0 | 31 | 1 | 0 | 43839 | 125.9518 | 336.288
2003-04-01 | 28484611.51 | 499.3 | 0 | 30 | 1 | 0 | 43964 | 126.0978 | 336.24
2003-05-01 | 26044982.91 | 276.4 | 0 | 31 | 1 | 0 | 44218 | 126.2439 | 336.288
2003-06-01 | 24018303.8 | 129.3 | 0 | 30 | 0 | 0 | 43978 | 126.3903 | 336.24
2003-07-01 | 25420951.43 | 29.9 | 18.2 | 31 | 0 | 0 | 43908 | 126.5368 | 351.912
2003-08-01 | 26294357.74 | 35.6 | 50.9 | 31 | 0 | 0 | 44235 | 126.6835 | 319.92
2003-09-01 | 26006212.49 | 164 | 6.7 | 30 | 1 | 0 | 44236 | 126.8304 | 336.24
2003-10-01 | 29293413.96 | 414.2 | 0 | 31 | 1 | 0 | 44111 | 126.9774 | 351.912
2003-11-01 | 32018999.12 | 632.9 | 0 | 30 | 1 | 0 | 44114 | 127.1246 | 319.68
2003-12-01 | 36958308.96 | 785.9 | 0 | 31 | 0 | 0 | 44063 | 127.272 | 336.288
2004-01-01 | 38668458.56 | 1140.6 | 0 | 31 | 0 | 0 | 44081 | 127.5341 | 336.288
2004-02-01 | 34331411.41 | 778.3 | 0 | 29 | 0 | 0 | 43971 | 127.7968 | 320.16
2004-03-01 | 32611182.19 | 684.3 | 0 | 31 | 1 | 0 | 44103 | 128.0601 | 368.28
2004-04-01 | 28276428.91 | 472.4 | 0 | 30 | 1 | 0 | 44019 | 128.3238 | 336.24
2004-05-01 | 26338968.13 | 333.2 | 0 | 31 | 1 | 0 | 44025 | 128.5882 | 319.92
2004-06-01 | 23894672.88 | 145.8 | 3.1 | 30 | 0 | 0 | 44110 | 128.853 | 352.08
2004-07-01 | 24543277.73 | 67.4 | 22 | 31 | 0 | 0 | 44256 | 129.1184 | 336.288
2004-08-01 | 25024173.03 | 123 | 1.8 | 31 | 0 | 0 | 44126 | 129.3844 | 336.288
2004-09-01 | 25064194.6 | 132.9 | 4.7 | 30 | 1 | 0 | 44294 | 129.6509 | 336.24
2004-10-01 | 28414629.6 | 372.7 | 0 | 31 | 1 | 0 | 44311 | 129.918 | 319.92
2004-11-01 | 31681875.58 | 554.9 | 0 | 30 | 1 | 0 | 44365 | 130.1856 | 352.08
2004-12-01 | 37366129.62 | 926.6 | 0 | 31 | 0 | 0 | 44185 | 130.4538 | 336.288
2005-01-01 | 38920097.02 | 1084.3 | 0 | 31 | 0 | 0 | 44157 | 130.7437 | 319.92
2005-02-01 | 33256365.22 | 755.9 | 0 | 28 | 0 | 0 | 44040 | 131.0343 | 319.872
2005-03-01 | 32485847.76 | 814.1 | 0 | 31 | 1 | 0 | 44100 | 131.3255 | 351.912
2005-04-01 | 27843394.5 | 408.1 | 0 | 30 | 1 | 0 | 44350 | 131.6174 | 336.24
2005-05-01 | 26410477.64 | 306.2 | 0 | 31 | 1 | 0 | 44250 | 131.91 | 336.288
2005-06-01 | 24942453.35 | 72.6 | 16.8 | 30 | 0 | 0 | 44190 | 132.2031 | 352.08
2005-07-01 | 26102158.65 | 45.3 | 53 | 31 | 0 | 0 | 44315 | 132.497 | 319.92
2005-08-01 | 26089422.11 | 46.3 | 29.6 | 31 | 0 | 0 | 44305 | 132.7915 | 351.912
2005-09-01 | 25222662.82 | 148.8 | 15.2 | 30 | 1 | 0 | 44424 | 133.0866 | 336.24
2005-10-01 | 28188329.08 | 347.3 | 0 | 31 | 1 | 0 | 44257 | 133.3824 | 319.92
2005-11-01 | 31328731.73 | 606.9 | 0 | 30 | 1 | 0 | 44315 | 133.6789 | 352.08
2005-12-01 | 35177920.48 | 833.4 | 0 | 31 | 0 | 0 | 44282 | 133.976 | 319.92
2006-01-01 | 35639480.85 | 797 | 0 | 31 | 0 | 20809.6822 | 44181 | 134.252 | 336.288 | 34654453.4973 | -985027.3527 | 2.764% | SUMMARY OUTPUT
2006-02-01 | 31006600.61 | 873.4 | 0 | 28 | 0 | 41619.3645 | 44198 | 134.5285 | 319.872 | 32691529.7741 | 1684929.1641 | 5.434%
2006-03-01 | 31468779.68 | 659 | 0 | 31 | 1 | 62429.0467 | 44236 | 134.8056 | 368.28 | 31797093.4671 | 328313.7871 | 1.043% | Regression Statistics
2006-04-01 | 26780261.13 | 366 | 0 | 30 | 1 | 83238.7289 | 44282 | 135.0833 | 303.84 | 26851282.8546 | 71021.7246 | 0.2652% | Multiple R | 97.61%
2006-05-01 | 25597983.17 | 241.5 | 2.4 | 31 | 1 | 104048.4111 | 44417 | 135.3615 | 351.912 | 26232861.1492 | 634877.9792 | 2.48% | R Square | 95.27%
2006-06-01 | 24345684.17 | 81.5 | 9.3 | 30 | 0 | 124858.0934 | 44241 | 135.6404 | 352.08 | 24302256.4315 | -43427.7385 | 0.1784% | Adjusted R Square | 95.07%
2006-07-01 | 26114962.54 | 23.2 | 70.1 | 31 | 0 | 145667.7756 | 44219 | 135.9198 | 319.92 | 27118713.155 | 1003750.615 | 3.844% | Standard Error | 943538.309
2006-08-01 | 26097674.58 | 57.7 | 31.7 | 31 | 0 | 166477.4578 | 44380 | 136.1997 | 351.912 | 25867298.2668 | -230376.3132 | 0.8827% | Observations | 120
2006-09-01 | 25191336.77 | 210.5 | 1.2 | 30 | 1 | 187287.14 | 44567 | 136.4803 | 319.68 | 24630022.8451 | -561313.9249 | 2.228%
2006-10-01 | 28029266.83 | 440.9 | 0 | 31 | 1 | 208096.8223 | 44364 | 136.7614 | 336.288 | 28608670.1901 | 579403.3601 | 2.067% | ANOVA
2006-11-01 | 30314179.63 | 540.4 | 0 | 30 | 1 | 228906.5045 | 44313 | 137.0431 | 352.08 | 28920681.3787 | -1393498.2513 | 4.597% |  | df | SS | MS | F | Significance F
2006-12-01 | 34399460.2 | 747.4 | 0 | 31 | 0 | 249716.1867 | 44347 | 137.3254 | 304.296 | 33570743.5993 | -828716.6007 | 2.409% | Regression | 5 | 2045970580686466 | 4.0919e+14 | 459.6321 | 8.7045e-74
2007-01-01 | 36651750.41 | 913.4 | 0 | 31 | 0 | 270864.7293 | 44296 | 137.5522 | 351.912 | 35755696.6143 | -896053.7957 | 2.445% | Residual | 114 | 1.0149e+14 | 890264540556.2213
2007-02-01 | 32943660.57 | 924.7 | 0 | 28 | 0 | 292013.272 | 44278 | 137.7794 | 319.872 | 32920090.5553 | -23570.0147 | 0.07155% | Total | 119 | 2.1475e+15
2007-03-01 | 32857535.92 | 665 | 0 | 31 | 1 | 313161.8146 | 44348 | 138.0069 | 351.912 | 31418207.2544 | -1439328.6656 | 4.381%
2007-04-01 | 27092407.24 | 474.1 | 0 | 30 | 1 | 334310.3573 | 44296 | 138.2349 | 319.68 | 27839479.4147 | 747072.1747 | 2.757% |  | Coefficients | Standard Error | t Stat | P-value | Lower 95% | Upper 95%
2007-05-01 | 25115209.09 | 250.9 | 0.6 | 31 | 1 | 355458.8999 | 44412 | 138.4632 | 351.912 | 25819742.2781 | 704533.1881 | 2.805% | Intercept | -6448974.2895 | 3324444.7104 | -1.9399 | 0.054866 | -13034673.656 | 136725.0769
2007-06-01 | 23534586.62 | 96.7 | 6.5 | 30 | 0 | 376607.4425 | 44550 | 138.6919 | 336.24 | 23922580.5477 | 387993.9277 | 1.649% | Heating Degree Days | 13395.7243 | 341.524 | 39.2234 | 4.9853e-68 | 12719.1679 | 14072.2807
2007-07-01 | 25046931.96 | 40.2 | 51.8 | 31 | 0 | 397755.9852 | 44365 | 138.9209 | 336.288 | 26086240.145 | 1039308.185 | 4.149% | Cooling Degree Days | 43631.5322 | 8222.9869 | 5.306 | 5.5769e-07 | 27341.8585 | 59921.2058
2007-08-01 | 25330023.87 | 62.9 | 22.1 | 31 | 0 | 418904.5278 | 44440 | 139.1504 | 351.912 | 25055729.3578 | -274294.5122 | 1.083% | Number of Days in Month | 982746.8399 | 109789.1448 | 8.9512 | 7.6302e-15 | 765255.3896 | 1200238.2901
2007-09-01 | 24758256.47 | 164.7 | 9.6 | 30 | 1 | 440053.0704 | 44418 | 139.3802 | 303.84 | 23920018.8923 | -838237.5777 | 3.386% | Spring Fall Flag | -932516.9865 | 206265.0915 | -4.521 | 1.5147e-05 | -1341126.5441 | -523907.4288
2007-10-01 | 27656765.08 | 310.6 | 0 | 31 | 1 | 461201.6131 | 44489 | 139.6104 | 351.912 | 26399601.9793 | -1257163.1007 | 4.546% | CDM Activity | -1.8317 | 0.4591 | -3.9897 | 0.00011731 | -2.7412 | -0.92219
2007-11-01 | 30856187.84 | 620.3 | 0 | 30 | 1 | 482350.1557 | 44459 | 139.841 | 352.08 | 29526773.7413 | -1329414.0987 | 4.308%
2007-12-01 | 35513367.18 | 925.8 | 0 | 31 | 0 | 503498.6983 | 44312 | 140.0719 | 304.296 | 35495694.1272 | -17673.0528 | 0.04976%
2008-01-01 | 36959741.45 | 934.7 | 0 | 31 | 0 | 513423.6423 | 44333 | 139.9664 | 352 | 35596736.8172 | -1363004.6328 | 3.688%
2008-02-01 | 33315884.94 | 921.5 | 0 | 29 | 0 | 523348.5862 | 44401 | 139.861 | 320 | 33436240.3198 | 120355.3798 | 0.3613%
2008-03-01 | 32204211.01 | 791.9 | 0 | 31 | 1 | 533273.5302 | 44333 | 139.7557 | 304 | 32714951.8828 | 510740.8728 | 1.586%
2008-04-01 | 27546470.05 | 456.9 | 0 | 30 | 1 | 543198.4742 | 44453 | 139.6504 | 352 | 27226458.1346 | -320011.9154 | 1.162%
2008-05-01 | 25811018.17 | 327.7 | 0 | 31 | 1 | 553123.4181 | 44678 | 139.5453 | 336 | 26460298.1339 | 649279.9639 | 2.516%
2008-06-01 | 23670990.89 | 109.9 | 4.6 | 30 | 0 | 563048.3621 | 44475 | 139.4402 | 336 | 23675005.312 | 4014.422 | 0.01696%
2008-07-01 | 24760370.83 | 34.7 | 22.1 | 31 | 0 | 572973.306 | 44447 | 139.3351 | 352 | 24395766.2382 | -364604.5918 | 1.473%
2008-08-01 | 25074714.1 | 50.4 | 22.2 | 31 | 0 | 582898.25 | 44683 | 139.2302 | 320 | 24592263.0069 | -482451.0931 | 1.924%
2008-09-01 | 24527138.44 | 193.3 | 7 | 30 | 1 | 592823.1939 | 44620 | 139.1254 | 336 | 23909869.6426 | -617268.7974 | 2.517%
2008-10-01 | 27463878.84 | 373.1 | 0 | 31 | 1 | 602748.1379 | 44594 | 139.0206 | 352 | 26977567.7361 | -486311.1039 | 1.771%
2008-11-01 | 31251337.25 | 591 | 0 | 30 | 1 | 612673.0819 | 44809 | 138.9159 | 304 | 28895569.9721 | -2355767.2779 | 7.538%
2008-12-01 | 37054439.4 | 1033.8 | 0 | 31 | 0 | 622598.0258 | 44624 | 138.8113 | 336 | 36724281.2769 | -330158.1231 | 0.891%
2009-01-01 | 38386143 | 1093.4 | 0 | 31 | 0 | 632742.1241 | 44558 | 138.3878 | 336 | 37504085.7716 | -882057.2284 | 2.298%
2009-02-01 | 32364264.23 | 838.9 | 0 | 28 | 0 | 642886.2224 | 44533 | 137.9656 | 304 | 31128052.7333 | -1236211.4967 | 3.82%
2009-03-01 | 32111110.45 | 762.3 | 0 | 31 | 1 | 653030.3206 | 44479 | 137.5447 | 352 | 32099083.1068 | -12027.3432 | 0.03746%
2009-04-01 | 27582319.49 | 453.2 | 0 | 30 | 1 | 663174.4189 | 44545 | 137.1251 | 320 | 26957137.1996 | -625182.2904 | 2.267%
2009-05-01 | 25664853.93 | 319.8 | 0 | 31 | 1 | 673318.5172 | 44731 | 136.7068 | 320 | 26134313.7377 | 469459.8077 | 1.829%
2009-06-01 | 23320632.67 | 141.8 | 13.7 | 30 | 0 | 683462.6155 | 44604 | 136.2898 | 352 | 24278816.2677 | 958183.5977 | 4.109%
2009-07-01 | 24041096.17 | 74.5 | 2 | 31 | 0 | 693606.7137 | 44542 | 135.874 | 352 | 23830961.258 | -210134.912 | 0.8741%
2009-08-01 | 24433772.64 | 84.2 | 14.2 | 31 | 0 | 703750.812 | 44538 | 135.4595 | 320 | 24474623.8006 | 40851.1606 | 0.1672%
2009-09-01 | 24530858.36 | 102.8 | 3.5 | 30 | 1 | 713894.9103 | 44722 | 135.0462 | 336 | 22323082.3772 | -2207775.9828 | 9%
2009-10-01 | 27407141.96 | 451.4 | 0 | 31 | 1 | 724039.0086 | 44786 | 134.6343 | 336 | 27804287.6817 | 397145.7217 | 1.449%
2009-11-01 | 29972144 | 473.5 | 0 | 30 | 1 | 734183.1068 | 44620 | 134.2235 | 320 | 27099005.6739 | -2873138.3261 | 9.586%
2009-12-01 | 34913483.79 | 914.9 | 0 | 31 | 0 | 744327.2051 | 44706 | 133.8141 | 352 | 34908561.5456 | -4922.2444 | 0.0141%
2010-01-01 | 36085553.26 | 900.2 | 0 | 31 | 0 | 715812.9199 | 44629 | 134.1441 | 320 | 34763873.2576 | -1321680.0024 | 3.663%
2010-02-01 | 30010764.89 | 778.4 | 0 | 28 | 0 | 687298.6346 | 44651 | 134.4749 | 304 | 30236262.374 | 225497.484 | 0.7514%
2010-03-01 | 28911520.73 | 514.4 | 0 | 31 | 1 | 658784.3493 | 44651 | 134.8066 | 368 | 28767743.5427 | -143777.1873 | 0.4973%
2010-04-01 | 25118804.91 | 358 | 0 | 30 | 1 | 630270.0641 | 44625 | 135.139 | 320 | 25742134.2768 | 623329.3668 | 2.482%
2010-05-01 | 24585712.39 | 212.4 | 0.6 | 31 | 1 | 601755.7788 | 44628 | 135.4723 | 320 | 24852871.4327 | 267159.0427 | 1.087%
2010-06-01 | 23836918.19 | 106.3 | 3 | 30 | 0 | 573241.4936 | 44772 | 135.8064 | 352 | 23538299.7644 | -298618.4256 | 1.253%
2010-07-01 | 25905019.17 | 14.5 | 52 | 31 | 0 | 544727.2083 | 44773 | 136.1414 | 336 | 25481493.046 | -423526.124 | 1.635%
2010-08-01 | 26075806.56 | 37.9 | 55.8 | 31 | 0 | 516212.923 | 44748 | 136.4771 | 336 | 26012981.6774 | -62824.8826 | 0.2409%
2010-09-01 | 24545247.18 | 231.1 | 0 | 30 | 1 | 487698.6378 | 44858 | 136.8137 | 336 | 24303361.1578 | -241886.0222 | 0.9855%
2010-10-01 | 26297636.29 | 355.5 | 0 | 31 | 1 | 459184.3525 | 44861 | 137.1511 | 320 | 27004764.9646 | 707128.6746 | 2.689%
2010-11-01 | 29657866.36 | 549.4 | 0 | 30 | 1 | 430670.0672 | 44810 | 137.4894 | 336 | 28671677.9328 | -986188.4272 | 3.325%
2010-12-01 | 34557679.54 | 879.1 | 0 | 31 | 0 | 402155.782 | 44821 | 137.8285 | 368 | 35055740.9319 | 498061.3919 | 1.441%
2011-01-01 | 36516937.35 | 1077.9 | 0 | 31 | 0 | 433380.0457 | 44726 | 138.0335 | 336 | 37661618.274 | 1144680.924 | 3.135%
2011-02-01 | 31386775.59 | 826.9 | 0 | 28 | 0 | 464604.3095 | 44775 | 138.2389 | 304 | 31293858.2911 | -92917.2989 | 0.296%
2011-03-01 | 31223082.41 | 749.9 | 0 | 31 | 1 | 495828.5733 | 44762 | 138.4446 | 368 | 32220918.395 | 997835.985 | 3.196%
2011-04-01 | 26878420.4 | 482.3 | 0 | 30 | 1 | 527052.837 | 44920 | 138.6505 | 320 | 27596283.0678 | 717862.6678 | 2.671%
2011-05-01 | 24676485.14 | 267 | 0 | 31 | 1 | 558277.1008 | 44927 | 138.8568 | 336 | 25637737.8031 | 961252.6631 | 3.895%
2011-06-01 | 23151010.43 | 110.1 | 0 | 30 | 0 | 589501.3645 | 44911 | 139.0634 | 352 | 23428526.1462 | 277515.7162 | 1.199%
2011-07-01 | 25352001.3 | 29.8 | 63.7 | 31 | 0 | 620725.6283 | 44960 | 139.2703 | 320 | 26057732.265 | 705730.965 | 2.784%
2011-08-01 | 25813855.5 | 22.2 | 35.7 | 31 | 0 | 651949.892 | 44959 | 139.4775 | 352 | 24677049.2041 | -1136806.2959 | 4.404%
2011-09-01 | 24597483.11 | 172.3 | 9.4 | 30 | 1 | 683174.1558 | 45001 | 139.685 | 336 | 23567781.6491 | -1029701.4609 | 4.186%
2011-10-01 | 26370882.96 | 337.2 | 5.4 | 31 | 1 | 714398.4195 | 44933 | 139.8928 | 320 | 26527764.6475 | 156881.6875 | 0.5949%
2011-11-01 | 28854940.73 | 563.2 | 0 | 30 | 1 | 745622.6833 | 44984 | 140.101 | 352 | 28279648.578 | -575292.152 | 1.994%
2011-12-01 | 32390431.58 | 769.8 | 0 | 31 | 0 | 776846.947 | 44950 | 140.3094 | 336 | 32905276.3962 | 514844.8162 | 1.589%
2012-01-01 | 33402660.42 | 865.7 | 0 | 31 | 0 | 757573.0148 | 44701 | 140.5181 | 336 | 34225229.9102 | 822569.4902 | 2.463%
2012-02-01 | 29415795.67 | 693.8 | 0 | 29 | 0 | 738299.0825 | 44705 | 140.7272 | 320 | 29992314.7678 | 576519.0978 | 1.96%
2012-03-01 | 28020794.1 | 525.4 | 0 | 31 | 1 | 719025.1503 | 44715 | 140.9366 | 352 | 28804755.0336 | 783960.9336 | 2.798%
2012-04-01 | 24997873.08 | 434.9 | 0 | 30 | 1 | 699751.218 | 44680 | 141.1462 | 320 | 26644998.6918 | 1647125.6118 | 6.589%
2012-05-01 | 24359301.69 | 227.1 | 0 | 31 | 1 | 680477.2858 | 44589 | 141.3562 | 352 | 24879417.5654 | 520115.8754 | 2.135%
2012-06-01 | 24710374.2 | 64.9 | 18.4 | 30 | 0 | 661203.3535 | 44697 | 141.5665 | 336 | 23494524.9671 | -1215849.2329 | 4.92%
2012-07-01 | 26676003.26 | 6.8 | 66.5 | 31 | 0 | 641929.4213 | 44693 | 141.7772 | 336 | 25832960.4703 | -843042.7897 | 3.16%
2012-08-01 | 26201585.38 | 38.5 | 27.7 | 31 | 0 | 622655.489 | 44727 | 141.9881 | 352 | 24600005.0343 | -1601580.3457 | 6.113%
2012-09-01 | 24540374.2 | 213.5 | 4 | 30 | 1 | 603381.5568 | 44764 | 142.1993 | 304 | 24030229.2046 | -510144.9954 | 2.079%
2012-10-01 | 26589019.44 | 395.8 | 0 | 31 | 1 | 584107.6245 | 44784 | 142.4109 | 352 | 27315794.0123 | 726774.5723 | 2.733%
2012-11-01 | 28916497.1 | 600.8 | 0 | 30 | 1 | 564833.6922 | 44871 | 142.6228 | 352 | 29114474.2113 | 197977.1113 | 0.6847%
2012-12-01 | 33312146.32 | 793.7 | 0 | 31 | 0 | 545559.76 | 44915 | 142.835 | 304 | 33649076.8119 | 336930.4919 | 1.011%
2013-01-01 | 35527330.34 | 928.4 | 0 | 31 | 0 | 567435.6869 | 44923 | 143.1292 | 352 | 35413411.3249 | -113919.0151 | 0.3207%
2013-02-01 | 30889612.99 | 866.6 | 0 | 28 | 0 | 589311.6137 | 44915 | 143.424 | 304 | 31597245.4866 | 707632.4966 | 2.291%
2013-03-01 | 30782617.3 | 767.3 | 0 | 31 | 1 | 611187.5406 | 44918 | 143.7194 | 320 | 32242704.0386 | 1460086.7386 | 4.743%
2013-04-01 | 26800317.32 | 524.8 | 0 | 30 | 1 | 633063.4674 | 44876 | 144.0155 | 352 | 27971424.4929 | 1171107.1729 | 4.37%
2013-05-01 | 24986643.5083 | 325.3 | 0 | 31 | 1 | 654939.3943 | 44874 | 144.3121 | 352 | 26241654.7732 | 1255011.2649 | 5.023%
2013-06-01 | 23287804.4254 | 130.9 | 5.5 | 30 | 0 | 676815.3212 | 44881 | 144.6094 | 320 | 23787199.9813 | 499395.5559 | 2.144%
2013-07-01 | 24573362.8944 | 60.7 | 28 | 31 | 0 | 698691.248 | 44900 | 144.9072 | 352 | 24771206.8917 | 197843.9973 | 0.8051%
2013-08-01 | 24947123.431 | 45.8 | 41.8 | 31 | 0 | 720567.1749 | 44933 | 145.2057 | 336 | 25133656.188 | 186532.757 | 0.7477%
2013-09-01 | 24308811.029 | 178.8 | 0 | 30 | 1 | 742443.1018 | 44955 | 145.5048 | 320 | 23136156.0991 | -1172654.9299 | 4.824%
2013-10-01 | 26948256.943 | 328.5 | 0 | 31 | 1 | 764319.0286 | 44993 | 145.8046 | 352 | 26084173.3169 | -864083.6261 | 3.206%
2013-11-01 | 31135195.451 | 620.6 | 0 | 30 | 1 | 786194.9555 | 45062 | 146.1049 | 336 | 28974248.0002 | -2160947.4508 | 6.941%
2013-12-01 | 36848813.0031 | 1112.9 | 0 | 31 | 0 | 808070.8824 | 45079 | 146.4058 | 320 | 37444157.3613 | 595344.3582 | 1.616%
2014-01-01 | 38922016.5561 | 1119.6 | 0 | 31 | 0 | 794211.5122 | 45081 |  |  | 37559294.555 | -1362722.0011 | 3.501%
2014-02-01 | 32993369.869 | 978.4 | 0 | 28 | 0 | 780352.142 | 45092 |  |  | 32744963.6002 | -248406.2688 | 0.7529%
2014-03-01 | 32244957.1399 | 883.5 | 0 | 31 | 1 | 766492.7718 | 45098 |  |  | 33514818.7346 | 1269861.5948 | 3.938%
2014-04-01 | 27204303.469 | 522.9 | 0 | 30 | 1 | 752633.4016 | 45080 |  |  | 27726959.5406 | 522656.0716 | 1.921%
2014-05-01 | 24728780.317 | 266.9 | 1.1 | 31 | 1 | 738774.0314 | 45067.5 |  |  | 25353781.477 | 625001.16 | 2.527%
2014-06-01 | 22654738.925 | 135.2 | 6 | 30 | 0 | 724914.6612 | 45067.25 |  |  | 23778515.0771 | 1123776.1521 | 4.96%
2014-07-01 | 23503977.621 | 47.2 | 9.5 | 31 | 0 | 711055.291 | 45053.125 |  |  | 23760534.3788 | 256556.7577 | 1.092%
2014-08-01 | 23764110.289 | 65.2 | 10.1 | 31 | 0 | 697195.9208 | 45066.0625 |  |  | 24053222.1767 | 289111.8877 | 1.217%
2014-09-01 | 23696270.526 | 196.5 | 0 | 30 | 1 | 683336.5506 | 45097.0312 |  |  | 23481524.3214 | -214746.2046 | 0.9062%
2014-10-01 | 26444465.621 | 382.6 | 0 | 31 | 1 | 669477.1804 | 45138.0156 |  |  | 26982601.3005 | 538135.6795 | 2.035%
2014-11-01 | 29676769.038 | 647.8 | 0 | 30 | 1 | 655617.8102 | 45196.5078 |  |  | 29577786.3946 | -98982.6434 | 0.3335%
2014-12-01 | 34191036.517 | 780.6 | 0 | 31 | 0 | 641758.44 | 45238.7539 |  |  | 33297388.2532 | -893648.2638 | 2.614%
2015-01-01 | 36508095.94 | 979.5 | 0 | 31 | 0 | 655765.0269 | 45257.877 |  |  | 35936142.3298 | -571953.6102 | 1.567%
2015-02-01 | 31660210.64 | 1053.3 | 0 | 28 | 0 | 669771.6137 | 45271.4385 |  |  | 33950850.7726 | 2290640.1326 | 7.235%
2015-03-01 | 30744805.543 | 710.4 | 0 | 31 | 1 | 683778.2005 | 45270.2192 |  |  | 31347524.9381 | 602719.3951 | 1.96%
2015-04-01 | 25623800.389 | 432.1 | 0 | 30 | 1 | 697784.7873 | 45248.6096 |  |  | 26611092.5227 | 987292.1337 | 3.853%
2015-05-01 | 23579601.634 | 276 | 0 | 31 | 1 | 711791.3741 | 45240.3048 |  |  | 25477111.3006 | 1897509.6666 | 8.047%
2015-06-01 | 22175635.397 | 118.6 | 0 | 30 | 0 | 725797.9609 | 45233.1524 |  |  | 23292738.9435 | 1117103.5465 | 5.038%
2015-07-01 | 23881661.083 | 31.7 | 38 | 31 | 0 | 739804.5477 | 45228.5762 |  |  | 24743740.0673 | 862078.9843 | 3.61%
2015-08-01 | 24372893.729 | 50.7 | 35.4 | 31 | 0 | 753811.1345 | 45233.2881 |  |  | 24859161.3526 | 486267.6236 | 1.995%
2015-09-01 | 23562673.682 | 106.2 | 15.8 | 30 | 1 | 767817.7213 | 45265.1441 |  |  | 22806526.7031 | -756146.9789 | 3.209%
2015-10-01 | 24999074.481 | 345.9 | 0 | 31 | 1 | 781824.3082 | 45305.572 |  |  | 26285194.9643 | 1286120.4833 | 5.145%
2015-11-01 | 26870909.267 | 469.1 | 0 | 30 | 1 | 795830.895 | 45342.286 |  |  | 26927145.8689 | 56236.6019 | 0.2093%
2015-12-01 | 30693907.412 | 564.9 | 0 | 31 | 0 | 809837.4818 | 45374.643 |  |  | 30100064.593 | -593842.819 | 1.935%
2016-01-01 |  | 960.98 | 0 | 31 | 0 | 797617.5888 |  |  |  | 35428225.941 |  | 2.617%
2016-02-01 |  | 875.59 | 0 | 29 | 0 | 785397.6957 |  |  |  | 32341254.2143
2016-03-01 |  | 702.91 | 0 | 31 | 1 | 773177.8027 |  |  |  | 31083440.0834
2016-04-01 |  | 450.52 | 0 | 30 | 1 | 760957.9097 |  |  |  | 26742129.2327
2016-05-01 |  | 271.46 | 0.47 | 31 | 1 | 748738.0167 |  |  |  | 25369127.3473
2016-06-01 |  | 109.59 | 6.7 | 30 | 0 | 736518.1236 |  |  |  | 23444738.8951
2016-07-01 |  | 36.33 | 40.37 | 31 | 0 | 724298.2306 |  |  |  | 24937571.5119
2016-08-01 |  | 51.55 | 29.67 | 31 | 0 | 712078.3376 |  |  |  | 24696979.896
2016-09-01 |  | 176.97 | 5.05 | 30 | 1 | 699858.4446 |  |  |  | 23409982.3478
2016-10-01 |  | 372.15 | 0.54 | 31 | 1 | 687638.5515 |  |  |  | 26832911.3069
2016-11-01 |  | 567.61 | 0 | 30 | 1 | 675418.6585 |  |  |  | 28467314.5719
2016-12-01 |  | 852.29 | 0 | 31 | 0 | 663198.7655 |  |  |  | 34218456.0554
2017-01-01 |  | 960.98 | 0 | 31 | 0 | 659124.9123 |  |  |  | 35681899.302
2017-02-01 |  | 875.59 | 0 | 28 | 0 | 655051.0592 |  |  |  | 31597259.8503
2017-03-01 |  | 702.91 | 0 | 31 | 1 | 650977.206 |  |  |  | 31307271.6742
2017-04-01 |  | 450.52 | 0 | 30 | 1 | 646903.3529 |  |  |  | 26951039.9384
2017-05-01 |  | 271.46 | 0.47 | 31 | 1 | 642829.4997 |  |  |  | 25563117.1679
2017-06-01 |  | 109.59 | 6.7 | 30 | 0 | 638755.6466 |  |  |  | 23623807.8306
2017-07-01 |  | 36.33 | 40.37 | 31 | 0 | 634681.7934 |  |  |  | 25101719.5622
2017-08-01 |  | 51.55 | 29.67 | 31 | 0 | 630607.9403 |  |  |  | 24846207.0612
2017-09-01 |  | 176.97 | 5.05 | 30 | 1 | 626534.0871 |  |  |  | 23544288.6279
2017-10-01 |  | 372.15 | 0.54 | 31 | 1 | 622460.234 |  |  |  | 26952296.702
2017-11-01 |  | 567.61 | 0 | 30 | 1 | 618386.3808 |  |  |  | 28571779.0818
2017-12-01 |  | 852.29 | 0 | 31 | 0 | 614312.5276 |  |  |  | 34307999.6803
[6 empty] | 85203849.5256 | 5370553.357 | 13339.8282 | 32128.304 | 4071408400.9028
[13 empty] | Weather Normal | Weather Noraml Factor
2006 | 344985670.16 | [8 empty] | 345245606.609 | 259936.449 | 0.07535% | 349070725.575 | 1.0111
2007 | 347356682.25 | [8 empty] | 344159854.9074 | -3196827.3426 | -0.9203% | 343533530.2421 | 0.99818
2008 | 349640195.37 | [8 empty] | 344605008.473 | -5035186.897 | -1.44% | 340541638.2597 | 0.98821
2009 | 344727820.69 | [8 empty] | 338542011.1536 | -6185809.5364 | -1.794% | 336909767.7868 | 0.99518
2010 | 335588529.47 | [8 empty] | 334431204.3586 | -1157325.1114 | -0.3449% | 339757294.2558 | 1.0159
2011 | 337212306.5 | [8 empty] | 339854194.717 | 2641888.217 | 0.7834% | 338743371.8732 | 0.99673
2012 | 331142424.86 | [8 empty] | 332583780.6806 | 1441355.8206 | 0.4353% | 338705080.3772 | 1.0184
2013 | 341035888.6353 | [8 empty] | 342797237.9548 | 1761349.3195 | 0.5165% | 336926942.5828 | 0.98288
2014 | 340024795.888 | [8 empty] | 341831389.8097 | 1806593.9217 | 0.5313% | 336262447.5361 | 0.98371
2015 | 324673269.197 | [8 empty] | 332337294.3565 | 7664025.1596 | 2.361% | 335936784.5316 | 1.0108
2016 | [9 empty] | 336972131.4037 |  |  | 336972131.4037
2017 | [9 empty] | 338048686.4788 |  |  | 338048686.4788
Total to 2015 | 3396387583.0203 | [8 empty] | 3396387583.0203 | 0
[10 empty] | 4071408400.9028 | 0
Check totals above sould be zero
20 year trend
2017-01-01 |  | 981.2244 | 0 | 31 | 0 | 659124.9123 | #REF! | 143.1292 | 352 | 35953088.1872
2017-02-01 |  | 920.4984 | 0 | 28 | 0 | 655051.0592 | #REF! | 143.424 | 304 | 32198840.679
2017-03-01 |  | 728.6568 | 0 | 31 | 1 | 650977.206 | #REF! | 143.7194 | 320 | 31652168.2663
2017-04-01 |  | 457.8451 | 0 | 30 | 1 | 646903.3529 | #REF! | 144.0155 | 352 | 27049165.1299
2017-05-01 |  | 271.6456 | 0.20857 | 31 | 1 | 642829.4997 | #REF! | 144.3121 | 352 | 25554197.4089
2017-06-01 |  | 115.8052 | 4.1053 | 30 | 0 | 638755.6466 | #REF! | 144.6094 | 320 | 23593852.4314
2017-07-01 |  | 34.9966 | 41.5166 | 31 | 0 | 634681.7934 | #REF! | 144.9072 | 352 | 25133886.5615
2017-08-01 |  | 48.1625 | 33.1817 | 31 | 0 | 630607.9403 | #REF! | 145.2057 | 336 | 24954050.9242
2017-09-01 |  | 175.5771 | 5.6843 | 30 | 1 | 626534.0871 | #REF! | 145.5048 | 320 | 23553304.1479
2017-10-01 |  | 357.9928 | 0.78361 | 31 | 1 | 622460.234 | #REF! | 145.8046 | 352 | 26773279.5466
2017-11-01 |  | 558.6272 | 0 | 30 | 1 | 618386.3808 | #REF! | 146.1049 | 336 | 28451448.211
2017-12-01 |  | 843.287 | 0 | 31 | 0 | 614312.5276 | #REF! | 146.4058 | 320 | 34187397.8734 | 339054679.3673

## Residential WN
Not Used
| Consumed | Heating Degree Days | Cooling Degree Days | Number of Days in Month | Spring Fall Flag | CDM Activity | Number of Customers | Ontario Real GDP Monthly % | Number of Peak Hours | Predicted Consumed | Variances (kWh) | % Variance
1999-01-01 | 22843354.32 | 994.7 | 0 | 31 | 0 | 0 | 36735 | 106.0867 | 319.872
1999-02-01 | 30944887 | 718.7 | 0 | 28 | 0 | 0 | 43389 | 106.0867 | 319.872
1999-03-01 | 31192272.98 | 710.1 | 0 | 31 | 1 | 0 | 43566 | 106.729 | 368.28
1999-04-01 | 27103570.06 | 407.7 | 0 | 30 | 1 | 0 | 43534 | 107.3752 | 336.24
1999-05-01 | 25155490.76 | 224.7 | 2.6 | 31 | 1 | 0 | 43500 | 108.0253 | 319.92
1999-06-01 | 23427104.33 | 91.9 | 11.4 | 30 | 0 | 0 | 43465 | 108.6794 | 352.08
1999-07-01 | 24261259.01 | 24.2 | 59.3 | 31 | 0 | 0 | 43633 | 109.3374 | 336.288
1999-08-01 | 24804295.33 | 74 | 12.2 | 31 | 0 | 0 | 43625 | 109.9994 | 336.288
1999-09-01 | 24983512.45 | 194 | 5.7 | 30 | 1 | 0 | 43713 | 110.6655 | 336.24
1999-10-01 | 27927641.87 | 423.1 | 0 | 31 | 1 | 0 | 43713 | 111.3355 | 319.92
1999-11-01 | 30807187.57 | 500.7 | 0 | 30 | 1 | 0 | 43708 | 112.0096 | 352.08
1999-12-01 | 36673911.08 | 817.1 | 0 | 31 | 0 | 0 | 43631 | 112.6878 | 336.288
2000-01-01 | 38014660.49 | 963.5 | 0 | 31 | 0 | 0 | 43530 | 113.2055 | 319.92
2000-02-01 | 32921590.99 | 711.5 | 0 | 29 | 0 | 0 | 43558 | 113.7256 | 336.168
2000-03-01 | 31183992.07 | 574.6 | 0 | 31 | 1 | 0 | 43618 | 114.248 | 368.28
2000-04-01 | 27040375.42 | 485.6 | 0 | 30 | 1 | 0 | 43673 | 114.7729 | 303.84
2000-05-01 | 25265965.37 | 260.5 | 0 | 31 | 1 | 0 | 43755 | 115.3002 | 351.912
2000-06-01 | 23296606.52 | 155.7 | 2.3 | 30 | 0 | 0 | 43676 | 115.8299 | 352.08
2000-07-01 | 23900944.64 | 55.7 | 20.8 | 31 | 0 | 0 | 43539 | 116.362 | 319.92
2000-08-01 | 24355354.6 | 63.4 | 9.8 | 31 | 0 | 0 | 43738 | 116.8966 | 351.912
2000-09-01 | 24440428.16 | 223.3 | 0 | 30 | 1 | 0 | 44000 | 117.4336 | 319.68
2000-10-01 | 27797989.67 | 372.2 | 0 | 31 | 1 | 0 | 43746 | 117.9731 | 336.288
2000-11-01 | 31881933.45 | 561.6 | 0 | 30 | 1 | 0 | 43748 | 118.5151 | 352.08
2000-12-01 | 37787462.93 | 1041.3 | 0 | 31 | 0 | 0 | 43752 | 119.0595 | 304.296
2001-01-01 | 38555412.55 | 898.8 | 0 | 31 | 0 | 0 | 43644 | 119.2321 | 351.912
2001-02-03 | 32616109.06 | 918.9 | 0 | 28 | 0 | 0 | 43682 | 119.4048 | 319.872
2001-03-08 | 32556214.3 | 702.7 | 0 | 31 | 1 | 0 | 43727 | 119.5779 | 351.912
2001-04-10 | 28157361.65 | 430.7 | 0 | 30 | 1 | 0 | 43680 | 119.7511 | 319.68
2001-05-13 | 25958482.53 | 239.9 | 0 | 31 | 1 | 0 | 43789 | 119.9246 | 351.912
2001-06-15 | 23827610.5 | 114 | 15.2 | 30 | 0 | 0 | 43875 | 120.0984 | 336.24
2001-07-18 | 24764452.77 | 67.2 | 29.7 | 31 | 0 | 0 | 43688 | 120.2724 | 336.288
2001-08-20 | 25255805.32 | 40.2 | 56.1 | 31 | 0 | 0 | 43795 | 120.4467 | 351.912
2001-09-22 | 24913988.22 | 187.7 | 6.8 | 30 | 1 | 0 | 43882 | 120.6212 | 303.84
2001-10-25 | 27835723.39 | 408.6 | 0 | 31 | 1 | 0 | 43898 | 120.796 | 351.912
2001-11-27 | 30318950.68 | 458.8 | 0 | 30 | 1 | 0 | 43908 | 120.9711 | 352.08
2001-12-30 | 35374340.48 | 716.4 | 0 | 31 | 0 | 0 | 43793 | 121.1464 | 304.296
2002-01-19 | 36712335.59 | 873.9 | 0 | 31 | 0 | 0 | 43791 | 121.5045 | 351.912
2002-02-21 | 32266195.5 | 733 | 0 | 28 | 0 | 0 | 43785 | 121.8637 | 319.872
2002-03-26 | 33150979.24 | 804.7 | 0 | 31 | 1 | 0 | 43856 | 122.224 | 319.92
2002-04-28 | 28627065.02 | 462.3 | 0 | 30 | 1 | 0 | 43869 | 122.5853 | 352.08
2002-05-31 | 26571396.52 | 335 | 0.5 | 31 | 1 | 0 | 43842 | 122.9477 | 351.912
2002-06-01 | 24748365.24 | 114.4 | 14.2 | 30 | 0 | 0 | 43856 | 123.3112 | 319.68
2002-07-03 | 25888517.46 | 17.9 | 79.3 | 31 | 0 | 0 | 43816 | 123.6758 | 351.912
2002-08-05 | 26199143.04 | 49.7 | 15.5 | 31 | 0 | 0 | 44159 | 124.0414 | 336.288
2002-09-07 | 25956181.14 | 143.5 | 20.9 | 30 | 1 | 0 | 44035 | 124.4081 | 319.68
2002-10-10 | 29475965.61 | 510.1 | 0 | 31 | 1 | 0 | 43993 | 124.7759 | 351.912
2002-11-12 | 31967182.77 | 668 | 0 | 30 | 1 | 0 | 44123 | 125.1448 | 336.24
2002-12-15 | 36868027.48 | 785.6 | 0 | 31 | 0 | 0 | 43950 | 125.5147 | 319.92
2003-01-01 | 38700757.24 | 907.4 | 0 | 31 | 0 | 0 | 43905 | 125.6602 | 351.912
2003-02-01 | 34507023.2 | 969.6 | 0 | 28 | 0 | 0 | 43803 | 125.8059 | 319.872
2003-03-01 | 34325569.5 | 765.1 | 0 | 31 | 1 | 0 | 43839 | 125.9518 | 336.288
2003-04-01 | 28484611.51 | 499.3 | 0 | 30 | 1 | 0 | 43964 | 126.0978 | 336.24
2003-05-01 | 26044982.91 | 276.4 | 0 | 31 | 1 | 0 | 44218 | 126.2439 | 336.288
2003-06-01 | 24018303.8 | 129.3 | 0 | 30 | 0 | 0 | 43978 | 126.3903 | 336.24
2003-07-01 | 25420951.43 | 29.9 | 18.2 | 31 | 0 | 0 | 43908 | 126.5368 | 351.912
2003-08-01 | 26294357.74 | 35.6 | 50.9 | 31 | 0 | 0 | 44235 | 126.6835 | 319.92
2003-09-01 | 26006212.49 | 164 | 6.7 | 30 | 1 | 0 | 44236 | 126.8304 | 336.24
2003-10-01 | 29293413.96 | 414.2 | 0 | 31 | 1 | 0 | 44111 | 126.9774 | 351.912
2003-11-01 | 32018999.12 | 632.9 | 0 | 30 | 1 | 0 | 44114 | 127.1246 | 319.68
2003-12-01 | 36958308.96 | 785.9 | 0 | 31 | 0 | 0 | 44063 | 127.272 | 336.288
2004-01-01 | 38668458.56 | 1140.6 | 0 | 31 | 0 | 0 | 44081 | 127.5341 | 336.288
2004-02-01 | 34331411.41 | 778.3 | 0 | 29 | 0 | 0 | 43971 | 127.7968 | 320.16
2004-03-01 | 32611182.19 | 684.3 | 0 | 31 | 1 | 0 | 44103 | 128.0601 | 368.28
2004-04-01 | 28276428.91 | 472.4 | 0 | 30 | 1 | 0 | 44019 | 128.3238 | 336.24
2004-05-01 | 26338968.13 | 333.2 | 0 | 31 | 1 | 0 | 44025 | 128.5882 | 319.92
2004-06-01 | 23894672.88 | 145.8 | 3.1 | 30 | 0 | 0 | 44110 | 128.853 | 352.08
2004-07-01 | 24543277.73 | 67.4 | 22 | 31 | 0 | 0 | 44256 | 129.1184 | 336.288
2004-08-01 | 25024173.03 | 123 | 1.8 | 31 | 0 | 0 | 44126 | 129.3844 | 336.288
2004-09-01 | 25064194.6 | 132.9 | 4.7 | 30 | 1 | 0 | 44294 | 129.6509 | 336.24
2004-10-01 | 28414629.6 | 372.7 | 0 | 31 | 1 | 0 | 44311 | 129.918 | 319.92
2004-11-01 | 31681875.58 | 554.9 | 0 | 30 | 1 | 0 | 44365 | 130.1856 | 352.08
2004-12-01 | 37366129.62 | 926.6 | 0 | 31 | 0 | 0 | 44185 | 130.4538 | 336.288
2005-01-01 | 38920097.02 | 1084.3 | 0 | 31 | 0 | 0 | 44157 | 130.7437 | 319.92
2005-02-01 | 33256365.22 | 755.9 | 0 | 28 | 0 | 0 | 44040 | 131.0343 | 319.872
2005-03-01 | 32485847.76 | 814.1 | 0 | 31 | 1 | 0 | 44100 | 131.3255 | 351.912
2005-04-01 | 27843394.5 | 408.1 | 0 | 30 | 1 | 0 | 44350 | 131.6174 | 336.24
2005-05-01 | 26410477.64 | 306.2 | 0 | 31 | 1 | 0 | 44250 | 131.91 | 336.288
2005-06-01 | 24942453.35 | 72.6 | 16.8 | 30 | 0 | 0 | 44190 | 132.2031 | 352.08
2005-07-01 | 26102158.65 | 45.3 | 53 | 31 | 0 | 0 | 44315 | 132.497 | 319.92
2005-08-01 | 26089422.11 | 46.3 | 29.6 | 31 | 0 | 0 | 44305 | 132.7915 | 351.912
2005-09-01 | 25222662.82 | 148.8 | 15.2 | 30 | 1 | 0 | 44424 | 133.0866 | 336.24
2005-10-01 | 28188329.08 | 347.3 | 0 | 31 | 1 | 0 | 44257 | 133.3824 | 319.92
2005-11-01 | 31328731.73 | 606.9 | 0 | 30 | 1 | 0 | 44315 | 133.6789 | 352.08
2005-12-01 | 35177920.48 | 833.4 | 0 | 31 | 0 | 0 | 44282 | 133.976 | 319.92
2006-01-01 | 35639480.85 | 960.98 | 0 | 31 | 0 | 20809.6822 | 44181 | 134.252 | 336.288 | 36851084.3736 |  |  | SUMMARY OUTPUT
2006-02-01 | 31006600.61 | 875.59 | 0 | 28 | 0 | 41619.3645 | 44198 | 134.5285 | 319.872 | 32720866.4104
2006-03-01 | 31468779.68 | 702.91 | 0 | 31 | 1 | 62429.0467 | 44236 | 134.8056 | 368.28 | 32385299.7227 |  |  | Regression Statistics
2006-04-01 | 26780261.13 | 450.52 | 0 | 30 | 1 | 83238.7289 | 44282 | 135.0833 | 303.84 | 27983489.4753 |  |  | Multiple R | 97.61%
2006-05-01 | 25597983.17 | 271.46 | 0.47 | 31 | 1 | 104048.4111 | 44417 | 135.3615 | 351.912 | 26549988.1932 |  |  | R Square | 95.27%
2006-06-01 | 24345684.17 | 109.59 | 6.7 | 30 | 0 | 124858.0934 | 44241 | 135.6404 | 352.08 | 24565100.3444 |  |  | Adjusted R Square | 95.07%
2006-07-01 | 26114962.54 | 36.33 | 40.37 | 31 | 0 | 145667.7756 | 44219 | 135.9198 | 319.92 | 25997433.5645 |  |  | Standard Error | 943538.309
2006-08-01 | 26097674.58 | 51.55 | 29.67 | 31 | 0 | 166477.4578 | 44380 | 136.1997 | 351.912 | 25696342.5519 |  |  | Observations | 120
2006-09-01 | 25191336.77 | 176.97 | 5.05 | 30 | 1 | 187287.14 | 44567 | 136.4803 | 319.68 | 24348845.607
2006-10-01 | 28029266.83 | 372.15 | 0.54 | 31 | 1 | 208096.8223 | 44364 | 136.7614 | 336.288 | 27711275.1695 |  |  | ANOVA
2006-11-01 | 30314179.63 | 567.61 | 0 | 30 | 1 | 228906.5045 | 44313 | 137.0431 | 352.08 | 29285179.0378 |  |  |  | df | SS | MS | F | Significance F
2006-12-01 | 34399460.2 | 852.29 | 0 | 31 | 0 | 249716.1867 | 44347 | 137.3254 | 304.296 | 34975821.1247 |  |  | Regression | 5 | 2045970580686466 | 4.0919e+14 | 459.6321 | 8.7045e-74
2007-01-01 | 36651750.41 | 960.98 | 0 | 31 | 0 | 270864.7293 | 44296 | 137.5522 | 351.912 | 36393065.1781 |  |  | Residual | 114 | 1.0149e+14 | 890264540556.2213
2007-02-01 | 32943660.57 | 875.59 | 0 | 28 | 0 | 292013.272 | 44278 | 137.7794 | 319.872 | 32262226.5332 |  |  | Total | 119 | 2.1475e+15
2007-03-01 | 32857535.92 | 702.91 | 0 | 31 | 1 | 313161.8146 | 44348 | 138.0069 | 351.912 | 31926039.1639
2007-04-01 | 27092407.24 | 450.52 | 0 | 30 | 1 | 334310.3573 | 44296 | 138.2349 | 319.68 | 27523608.2349 |  |  |  | Coefficients | Standard Error | t Stat | P-value | Lower 95% | Upper 95%
2007-05-01 | 25115209.09 | 271.46 | 0.47 | 31 | 1 | 355458.8999 | 44412 | 138.4632 | 351.912 | 26089486.2712 |  |  | Intercept | -6448974.2895 | 3324444.7104 | -1.9399 | 0.054866 | -13034673.656 | 136725.0769
2007-06-01 | 23534586.62 | 109.59 | 6.7 | 30 | 0 | 376607.4425 | 44550 | 138.6919 | 336.24 | 24103977.7408 |  |  | Heating Degree Days | 13395.7243 | 341.524 | 39.2234 | 4.9853e-68 | 12719.1679 | 14072.2807
2007-07-01 | 25046931.96 | 36.33 | 40.37 | 31 | 0 | 397755.9852 | 44365 | 138.9209 | 336.288 | 25535690.2792 |  |  | Cooling Degree Days | 43631.5322 | 8222.9869 | 5.306 | 5.5769e-07 | 27341.8585 | 59921.2058
2007-08-01 | 25330023.87 | 51.55 | 29.67 | 31 | 0 | 418904.5278 | 44440 | 139.1504 | 351.912 | 25233978.5851 |  |  | Number of Days in Month | 982746.8399 | 109789.1448 | 8.9512 | 7.6302e-15 | 765255.3896 | 1200238.2901
2007-09-01 | 24758256.47 | 176.97 | 5.05 | 30 | 1 | 440053.0704 | 44418 | 139.3802 | 303.84 | 23885860.9586 |  |  | Spring Fall Flag | -932516.9865 | 206265.0915 | -4.521 | 1.5147e-05 | -1341126.5441 | -523907.4288
2007-10-01 | 27656765.08 | 372.15 | 0.54 | 31 | 1 | 461201.6131 | 44489 | 139.6104 | 351.912 | 27247669.8395 |  |  | CDM Activity | -1.8317 | 0.4591 | -3.9897 | 0.00011731 | -2.7412 | -0.92219
2007-11-01 | 30856187.84 | 567.61 | 0 | 30 | 1 | 482350.1557 | 44459 | 139.841 | 352.08 | 28820953.0261
2007-12-01 | 35513367.18 | 852.29 | 0 | 31 | 0 | 503498.6983 | 44312 | 140.0719 | 304.296 | 34510974.4314
2008-01-01 | 36959741.45 | 960.98 | 0 | 31 | 0 | 513423.6423 | 44333 | 139.9664 | 352 | 35948776.4527
2008-02-01 | 33315884.94 | 875.59 | 0 | 29 | 0 | 523348.5862 | 44401 | 139.861 | 320 | 32821242.6156
2008-03-01 | 32204211.01 | 702.91 | 0 | 31 | 1 | 533273.5302 | 44333 | 139.7557 | 304 | 31522866.3743
2008-04-01 | 27546470.05 | 450.52 | 0 | 30 | 1 | 543198.4742 | 44453 | 139.6504 | 352 | 27140993.4133
2008-05-01 | 25811018.17 | 271.46 | 0.47 | 31 | 1 | 553123.4181 | 44678 | 139.5453 | 336 | 25727429.4175
2008-06-01 | 23670990.89 | 109.59 | 6.7 | 30 | 0 | 563048.3621 | 44475 | 139.4402 | 336 | 23762478.855
2008-07-01 | 24760370.83 | 36.33 | 40.37 | 31 | 0 | 572973.306 | 44447 | 139.3351 | 352 | 25214749.3613
2008-08-01 | 25074714.1 | 51.55 | 29.67 | 31 | 0 | 582898.25 | 44683 | 139.2302 | 320 | 24933595.6351
2008-09-01 | 24527138.44 | 176.97 | 5.05 | 30 | 1 | 592823.1939 | 44620 | 139.1254 | 336 | 23606035.9765
2008-10-01 | 27463878.84 | 372.15 | 0.54 | 31 | 1 | 602748.1379 | 44594 | 139.0206 | 352 | 26988402.8253
2008-11-01 | 31251337.25 | 567.61 | 0 | 30 | 1 | 612673.0819 | 44809 | 138.9159 | 304 | 28582243.9799
2008-12-01 | 37054439.4 | 852.29 | 0 | 31 | 0 | 622598.0258 | 44624 | 138.8113 | 336 | 34292823.3531
2009-01-01 | 38386143 | 960.98 | 0 | 31 | 0 | 632742.1241 | 44558 | 138.3878 | 336 | 35730223.9553
2009-02-01 | 32364264.23 | 875.59 | 0 | 28 | 0 | 642886.2224 | 44533 | 137.9656 | 304 | 31619541.8592
2009-03-01 | 32111110.45 | 702.91 | 0 | 31 | 1 | 653030.3206 | 44479 | 137.5447 | 352 | 31303511.0386
2009-04-01 | 27582319.49 | 450.52 | 0 | 30 | 1 | 663174.4189 | 44545 | 137.1251 | 320 | 26921236.6584
2009-05-01 | 25664853.93 | 271.46 | 0.47 | 31 | 1 | 673318.5172 | 44731 | 136.7068 | 320 | 25507271.2435
2009-06-01 | 23320632.67 | 109.59 | 6.7 | 30 | 0 | 683462.6155 | 44604 | 136.2898 | 352 | 23541919.2618
2009-07-01 | 24041096.17 | 36.33 | 40.37 | 31 | 0 | 693606.7137 | 44542 | 135.874 | 352 | 24993788.349
2009-08-01 | 24433772.64 | 51.55 | 29.67 | 31 | 0 | 703750.812 | 44538 | 135.4595 | 320 | 24712233.2036
2009-09-01 | 24530858.36 | 176.97 | 5.05 | 30 | 1 | 713894.9103 | 44722 | 135.0462 | 336 | 23384272.1259
2009-10-01 | 27407141.96 | 372.15 | 0.54 | 31 | 1 | 724039.0086 | 44786 | 134.6343 | 336 | 26766237.5555
2009-11-01 | 29972144 | 567.61 | 0 | 30 | 1 | 734183.1068 | 44620 | 134.2235 | 320 | 28359677.291
2009-12-01 | 34913483.79 | 852.29 | 0 | 31 | 0 | 744327.2051 | 44706 | 133.8141 | 352 | 34069855.245
2010-01-01 | 36085553.26 | 960.98 | 0 | 31 | 0 | 715812.9199 | 44629 | 134.1441 | 320 | 35578065.3827
2010-02-01 | 30010764.89 | 875.59 | 0 | 28 | 0 | 687298.6346 | 44651 | 134.4749 | 304 | 31538192.822
2010-03-01 | 28911520.73 | 702.91 | 0 | 31 | 1 | 658784.3493 | 44651 | 134.8066 | 368 | 31292971.5369
2010-04-01 | 25118804.91 | 450.52 | 0 | 30 | 1 | 630270.0641 | 44625 | 135.139 | 320 | 26981506.6922
2010-05-01 | 24585712.39 | 271.46 | 0.47 | 31 | 1 | 601755.7788 | 44628 | 135.4723 | 320 | 25638350.8127
2010-06-01 | 23836918.19 | 109.59 | 6.7 | 30 | 0 | 573241.4936 | 44772 | 135.8064 | 352 | 23743808.3665
2010-07-01 | 25905019.17 | 36.33 | 40.37 | 31 | 0 | 544727.2083 | 44773 | 136.1414 | 336 | 25266486.9892
2010-08-01 | 26075806.56 | 51.55 | 29.67 | 31 | 0 | 516212.923 | 44748 | 136.4771 | 336 | 25055741.3792
2010-09-01 | 24545247.18 | 176.97 | 5.05 | 30 | 1 | 487698.6378 | 44858 | 136.8137 | 336 | 23798589.837
2010-10-01 | 26297636.29 | 372.15 | 0.54 | 31 | 1 | 459184.3525 | 44861 | 137.1511 | 320 | 27251364.8021
2010-11-01 | 29657866.36 | 567.61 | 0 | 30 | 1 | 430670.0672 | 44810 | 137.4894 | 336 | 28915614.073
2010-12-01 | 34557679.54 | 852.29 | 0 | 31 | 0 | 402155.782 | 44821 | 137.8285 | 368 | 34696601.5625
2011-01-01 | 36516937.35 | 960.98 | 0 | 31 | 0 | 433380.0457 | 44726 | 138.0335 | 336 | 36095390.1848
2011-02-01 | 31386775.59 | 875.59 | 0 | 28 | 0 | 464604.3095 | 44775 | 138.2389 | 304 | 31946096.1089
2011-03-01 | 31223082.41 | 702.91 | 0 | 31 | 1 | 495828.5733 | 44762 | 138.4446 | 368 | 31591453.3085
2011-04-01 | 26878420.4 | 450.52 | 0 | 30 | 1 | 527052.837 | 44920 | 138.6505 | 320 | 27170566.9485
2011-05-01 | 24676485.14 | 271.46 | 0.47 | 31 | 1 | 558277.1008 | 44927 | 138.8568 | 336 | 25717989.5537
2011-06-01 | 23151010.43 | 109.59 | 6.7 | 30 | 0 | 589501.3645 | 44911 | 139.0634 | 352 | 23714025.5922
2011-07-01 | 25352001.3 | 36.33 | 40.37 | 31 | 0 | 620725.6283 | 44960 | 139.2703 | 320 | 25127282.6996
2011-08-01 | 25813855.5 | 51.55 | 29.67 | 31 | 0 | 651949.892 | 44959 | 139.4775 | 352 | 24807115.5744
2011-09-01 | 24597483.11 | 176.97 | 5.05 | 30 | 1 | 683174.1558 | 45001 | 139.685 | 336 | 23440542.5169
2011-10-01 | 26370882.96 | 372.15 | 0.54 | 31 | 1 | 714398.4195 | 44933 | 139.8928 | 320 | 26783895.9667
2011-11-01 | 28854940.73 | 567.61 | 0 | 30 | 1 | 745622.6833 | 44984 | 140.101 | 352 | 28338723.7223
2011-12-01 | 32390431.58 | 852.29 | 0 | 31 | 0 | 776846.947 | 44950 | 140.3094 | 336 | 34010289.6965
2012-01-01 | 33402660.42 | 960.98 | 0 | 31 | 0 | 757573.0148 | 44701 | 140.5181 | 336 | 35501574.5247
2012-02-01 | 29415795.67 | 875.59 | 0 | 29 | 0 | 738299.0825 | 44705 | 140.7272 | 320 | 32427523.4945
2012-03-01 | 28020794.1 | 702.91 | 0 | 31 | 1 | 719025.1503 | 44715 | 140.9366 | 352 | 31182630.0601
2012-04-01 | 24997873.08 | 450.52 | 0 | 30 | 1 | 699751.218 | 44680 | 141.1462 | 320 | 26854239.9059
2012-05-01 | 24359301.69 | 271.46 | 0.47 | 31 | 1 | 680477.2858 | 44589 | 141.3562 | 352 | 25494158.717
2012-06-01 | 24710374.2 | 109.59 | 6.7 | 30 | 0 | 661203.3535 | 44697 | 141.5665 | 336 | 23582690.9613
2012-07-01 | 26676003.26 | 36.33 | 40.37 | 31 | 0 | 641929.4213 | 44693 | 141.7772 | 336 | 25088444.2746
2012-08-01 | 26201585.38 | 51.55 | 29.67 | 31 | 0 | 622655.489 | 44727 | 141.9881 | 352 | 24860773.3552
2012-09-01 | 24540374.2 | 176.97 | 5.05 | 30 | 1 | 603381.5568 | 44764 | 142.1993 | 304 | 23586696.5035
2012-10-01 | 26589019.44 | 372.15 | 0.54 | 31 | 1 | 584107.6245 | 44784 | 142.4109 | 352 | 27022546.1592
2012-11-01 | 28916497.1 | 567.61 | 0 | 30 | 1 | 564833.6922 | 44871 | 142.6228 | 352 | 28669870.1206
2012-12-01 | 33312146.32 | 852.29 | 0 | 31 | 0 | 545559.76 | 44915 | 142.835 | 304 | 34433932.3007
2013-01-01 | 35527330.34 | 960.98 | 0 | 31 | 0 | 567435.6869 | 44923 | 143.1292 | 352 | 35849844.0237
2013-02-01 | 30889612.99 | 875.59 | 0 | 28 | 0 | 589311.6137 | 44915 | 143.424 | 304 | 31717673.0484
2013-03-01 | 30782617.3 | 702.91 | 0 | 31 | 1 | 611187.5406 | 44918 | 143.7194 | 320 | 31380153.3487
2013-04-01 | 26800317.32 | 450.52 | 0 | 30 | 1 | 633063.4674 | 44876 | 144.0155 | 352 | 26976390.0893
2013-05-01 | 24986643.5083 | 271.46 | 0.47 | 31 | 1 | 654939.3943 | 44874 | 144.3121 | 352 | 25540935.7952
2013-06-01 | 23287804.4254 | 109.59 | 6.7 | 30 | 0 | 676815.3212 | 44881 | 144.6094 | 320 | 23554094.9344
2013-07-01 | 24573362.8944 | 36.33 | 40.37 | 31 | 0 | 698691.248 | 44900 | 144.9072 | 352 | 24984475.1424
2013-08-01 | 24947123.431 | 51.55 | 29.67 | 31 | 0 | 720567.1749 | 44933 | 145.2057 | 336 | 24681431.1179
2013-09-01 | 24308811.029 | 176.97 | 5.05 | 30 | 1 | 742443.1018 | 44955 | 145.5048 | 320 | 23331981.161
2013-10-01 | 26948256.943 | 372.15 | 0.54 | 31 | 1 | 764319.0286 | 44993 | 145.8046 | 352 | 26692457.7115
2013-11-01 | 31135195.451 | 567.61 | 0 | 30 | 1 | 786194.9555 | 45062 | 146.1049 | 336 | 28264408.5677
2013-12-01 | 36848813.0031 | 852.29 | 0 | 31 | 0 | 808070.8824 | 45079 | 146.4058 | 320 | 33953097.6426
2014-01-01 | 38922016.5561 | 960.98 | 0 | 31 | 0 | 794211.5122 | 45081 |  |  | 35434464.7611
2014-02-01 | 32993369.869 | 875.59 | 0 | 28 | 0 | 780352.142 | 45092 |  |  | 31367749.1814
2014-03-01 | 32244957.1399 | 702.91 | 0 | 31 | 1 | 766492.7718 | 45098 |  |  | 31095684.8772
2014-04-01 | 27204303.469 | 450.52 | 0 | 30 | 1 | 752633.4016 | 45080 |  |  | 26757377.0133
2014-05-01 | 24728780.317 | 271.46 | 0.47 | 31 | 1 | 738774.0314 | 45067.5 |  |  | 25387378.1147
2014-06-01 | 22654738.925 | 109.59 | 6.7 | 30 | 0 | 724914.6612 | 45067.25 |  |  | 23465992.6494
2014-07-01 | 23503977.621 | 36.33 | 40.37 | 31 | 0 | 711055.291 | 45053.125 |  |  | 24961828.253
2014-08-01 | 23764110.289 | 51.55 | 29.67 | 31 | 0 | 697195.9208 | 45066.0625 |  |  | 24724239.6239
2014-09-01 | 23696270.526 | 176.97 | 5.05 | 30 | 1 | 683336.5506 | 45097.0312 |  |  | 23440245.0625
2014-10-01 | 26444465.621 | 372.15 | 0.54 | 31 | 1 | 669477.1804 | 45138.0156 |  |  | 26866177.0085
2014-11-01 | 29676769.038 | 567.61 | 0 | 30 | 1 | 655617.8102 | 45196.5078 |  |  | 28503583.2603
2014-12-01 | 34191036.517 | 852.29 | 0 | 31 | 0 | 641758.44 | 45238.7539 |  |  | 34257727.7307
2015-01-01 | 36508095.94 | 960.98 | 0 | 31 | 0 | 655765.0269 | 45257.877 |  |  | 35688053.5151
2015-02-01 | 31660210.64 | 875.59 | 0 | 28 | 0 | 669771.6137 | 45271.4385 |  |  | 31570296.6012
2015-03-01 | 30744805.543 | 702.91 | 0 | 31 | 1 | 683778.2005 | 45270.2192 |  |  | 31247190.9629
2015-04-01 | 25623800.389 | 450.52 | 0 | 30 | 1 | 697784.7873 | 45248.6096 |  |  | 26857841.7649
2015-05-01 | 23579601.634 | 271.46 | 0.47 | 31 | 1 | 711791.3741 | 45240.3048 |  |  | 25436801.5322
2015-06-01 | 22175635.397 | 109.59 | 6.7 | 30 | 0 | 725797.9609 | 45233.1524 |  |  | 23464374.7328
2015-07-01 | 23881661.083 | 36.33 | 40.37 | 31 | 0 | 739804.5477 | 45228.5762 |  |  | 24909169.0022
2015-08-01 | 24372893.729 | 51.55 | 29.67 | 31 | 0 | 753811.1345 | 45233.2881 |  |  | 24620539.039
2015-09-01 | 23562673.682 | 176.97 | 5.05 | 30 | 1 | 767817.7213 | 45265.1441 |  |  | 23285503.1435
2015-10-01 | 24999074.481 | 372.15 | 0.54 | 31 | 1 | 781824.3082 | 45305.572 |  |  | 26660393.7554
2015-11-01 | 26870909.267 | 567.61 | 0 | 30 | 1 | 795830.895 | 45342.286 |  |  | 28246758.6731
2015-12-01 | 30693907.412 | 852.29 | 0 | 31 | 0 | 809837.4818 | 45374.643 |  |  | 33949861.8093
2016-01-01 |  | 960.98 | 0 | 31 | 0 | 797617.5888 |  |  |  | 35428225.941
2016-02-01 |  | 875.59 | 0 | 29 | 0 | 785397.6957 |  |  |  | 32341254.2143
2016-03-01 |  | 702.91 | 0 | 31 | 1 | 773177.8027 |  |  |  | 31083440.0834
2016-04-01 |  | 450.52 | 0 | 30 | 1 | 760957.9097 |  |  |  | 26742129.2327
2016-05-01 |  | 271.46 | 0.47 | 31 | 1 | 748738.0167 |  |  |  | 25369127.3473
2016-06-01 |  | 109.59 | 6.7 | 30 | 0 | 736518.1236 |  |  |  | 23444738.8951
2016-07-01 |  | 36.33 | 40.37 | 31 | 0 | 724298.2306 |  |  |  | 24937571.5119
2016-08-01 |  | 51.55 | 29.67 | 31 | 0 | 712078.3376 |  |  |  | 24696979.896
2016-09-01 |  | 176.97 | 5.05 | 30 | 1 | 699858.4446 |  |  |  | 23409982.3478
2016-10-01 |  | 372.15 | 0.54 | 31 | 1 | 687638.5515 |  |  |  | 26832911.3069
2016-11-01 |  | 567.61 | 0 | 30 | 1 | 675418.6585 |  |  |  | 28467314.5719
2016-12-01 |  | 852.29 | 0 | 31 | 0 | 663198.7655 |  |  |  | 34218456.0554
2017-01-01 |  | 960.98 | 0 | 31 | 0 | 659124.9123 |  |  |  | 35681899.302
2017-02-01 |  | 875.59 | 0 | 28 | 0 | 655051.0592 |  |  |  | 31597259.8503
2017-03-01 |  | 702.91 | 0 | 31 | 1 | 650977.206 |  |  |  | 31307271.6742
2017-04-01 |  | 450.52 | 0 | 30 | 1 | 646903.3529 |  |  |  | 26951039.9384
2017-05-01 |  | 271.46 | 0.47 | 31 | 1 | 642829.4997 |  |  |  | 25563117.1679
2017-06-01 |  | 109.59 | 6.7 | 30 | 0 | 638755.6466 |  |  |  | 23623807.8306
2017-07-01 |  | 36.33 | 40.37 | 31 | 0 | 634681.7934 |  |  |  | 25101719.5622
2017-08-01 |  | 51.55 | 29.67 | 31 | 0 | 630607.9403 |  |  |  | 24846207.0612
2017-09-01 |  | 176.97 | 5.05 | 30 | 1 | 626534.0871 |  |  |  | 23544288.6279
2017-10-01 |  | 372.15 | 0.54 | 31 | 1 | 622460.234 |  |  |  | 26952296.702
2017-11-01 |  | 567.61 | 0 | 30 | 1 | 618386.3808 |  |  |  | 28571779.0818
2017-12-01 |  | 852.29 | 0 | 31 | 0 | 614312.5276 |  |  |  | 34307999.6803
4071408400.9028
2006 | 344985670.16 | [8 empty] | 349070725.575 | 4085055.415 | 1.184%
2007 | 347356682.25 | [8 empty] | 343533530.2421 | -3823152.0079 | -1.101%
2008 | 349640195.37 | [8 empty] | 340541638.2597 | -9098557.1103 | -2.602%
2009 | 344727820.69 | [8 empty] | 336909767.7868 | -7818052.9032 | -2.268%
2010 | 335588529.47 | [8 empty] | 339757294.2558 | 4168764.7858 | 1.242%
2011 | 337212306.5 | [8 empty] | 338743371.8732 | 1531065.3732 | 0.454%
2012 | 331142424.86 | [8 empty] | 338705080.3772 | 7562655.5172 | 2.284%
2013 | 341035888.6353 | [8 empty] | 336926942.5828 | -4108946.0524 | -1.205%
2014 | 340024795.888 | [8 empty] | 336262447.5361 | -3762348.352 | -1.106%
2015 | 324673269.197 | [8 empty] | 335936784.5316 | 11263515.3347 | 3.469%
2016 | [9 empty] | 336972131.4037
2017 | [9 empty] | 338048686.4788
Total to 2015 | 3396387583.0203 | [8 empty] | 3396387583.0203 | 0
[10 empty] | 4071408400.9028 | 0
Check totals above sould be zero
20 year trend
2017-01-01 |  | 981.2244 | 0 | 31 | 0 | 659124.9123 | #REF! | 143.1292 | 352 | 35953088.1872
2017-02-01 |  | 920.4984 | 0 | 28 | 0 | 655051.0592 | #REF! | 143.424 | 304 | 32198840.679
2017-03-01 |  | 728.6568 | 0 | 31 | 1 | 650977.206 | #REF! | 143.7194 | 320 | 31652168.2663
2017-04-01 |  | 457.8451 | 0 | 30 | 1 | 646903.3529 | #REF! | 144.0155 | 352 | 27049165.1299
2017-05-01 |  | 271.6456 | 0.20857 | 31 | 1 | 642829.4997 | #REF! | 144.3121 | 352 | 25554197.4089
2017-06-01 |  | 115.8052 | 4.1053 | 30 | 0 | 638755.6466 | #REF! | 144.6094 | 320 | 23593852.4314
2017-07-01 |  | 34.9966 | 41.5166 | 31 | 0 | 634681.7934 | #REF! | 144.9072 | 352 | 25133886.5615
2017-08-01 |  | 48.1625 | 33.1817 | 31 | 0 | 630607.9403 | #REF! | 145.2057 | 336 | 24954050.9242
2017-09-01 |  | 175.5771 | 5.6843 | 30 | 1 | 626534.0871 | #REF! | 145.5048 | 320 | 23553304.1479
2017-10-01 |  | 357.9928 | 0.78361 | 31 | 1 | 622460.234 | #REF! | 145.8046 | 352 | 26773279.5466
2017-11-01 |  | 558.6272 | 0 | 30 | 1 | 618386.3808 | #REF! | 146.1049 | 336 | 28451448.211
2017-12-01 |  | 843.287 | 0 | 31 | 0 | 614312.5276 | #REF! | 146.4058 | 320 | 34187397.8734 | 339054679.3673

## GS < 50 kW
Not Used
| Consumed | Heating Degree Days | Cooling Degree Days | Number of Days in Month | Spring Fall Flag | CDM Activity | Ontario Real GDP Monthly % | Number of Customers | Number of Peak Hours | Predicted Consumed | Variances (kWh) | % Variance (ABS)
1999-01-01 | 11167128.49 | 994.7 | 0 | 31 | 0 | 0 | 105.4482 | 4330 | 319.872
1999-02-01 | 17327915.79 | 718.7 | 0 | 28 | 0 | 0 | 106.0867 | 4397 | 319.872
1999-03-01 | 17359594.6 | 710.1 | 0 | 31 | 1 | 0 | 106.729 | 4397 | 368.28
1999-04-01 | 15664134.65 | 407.7 | 0 | 30 | 1 | 0 | 107.3752 | 4373 | 336.24
1999-05-01 | 13519280.62 | 224.7 | 2.6 | 31 | 1 | 0 | 108.0253 | 4345 | 319.92
1999-06-01 | 11067497.46 | 91.9 | 11.4 | 30 | 0 | 0 | 108.6794 | 4345 | 352.08
1999-07-01 | 11931407.94 | 24.2 | 59.3 | 31 | 0 | 0 | 109.3374 | 4331 | 336.288
1999-08-01 | 11870804.78 | 74 | 12.2 | 31 | 0 | 0 | 109.9994 | 4354 | 336.288
1999-09-01 | 10678451.04 | 194 | 5.7 | 30 | 1 | 0 | 110.6655 | 4342 | 336.24
1999-10-01 | 11511565.81 | 423.1 | 0 | 31 | 1 | 0 | 111.3355 | 4301 | 319.92
1999-11-01 | 11957903.96 | 500.7 | 0 | 30 | 1 | 0 | 112.0096 | 4300 | 352.08
1999-12-01 | 13635988.28 | 817.1 | 0 | 31 | 0 | 0 | 112.6878 | 4280 | 336.288
2000-01-01 | 15330630.27 | 963.5 | 0 | 31 | 0 | 0 | 113.2055 | 4363 | 319.92
2000-02-01 | 13820223.84 | 711.5 | 0 | 29 | 0 | 0 | 113.7256 | 4394 | 336.168
2000-03-01 | 13391804.7 | 574.6 | 0 | 31 | 1 | 0 | 114.248 | 4420 | 368.28
2000-04-01 | 12031969.87 | 485.6 | 0 | 30 | 1 | 0 | 114.7729 | 4465 | 303.84
2000-05-01 | 11503053.68 | 260.5 | 0 | 31 | 1 | 0 | 115.3002 | 4459 | 351.912
2000-06-01 | 11209215.52 | 155.7 | 2.3 | 30 | 0 | 0 | 115.8299 | 4438 | 352.08
2000-07-01 | 11730066.36 | 55.7 | 20.8 | 31 | 0 | 0 | 116.362 | 4493 | 319.92
2000-08-01 | 11661961.49 | 63.4 | 9.8 | 31 | 0 | 0 | 116.8966 | 4491 | 351.912
2000-09-01 | 10980046.94 | 223.3 | 0 | 30 | 1 | 0 | 117.4336 | 4492 | 319.68
2000-10-01 | 11662354.17 | 372.2 | 0 | 31 | 1 | 0 | 117.9731 | 4507 | 336.288
2000-11-01 | 12675809.86 | 561.6 | 0 | 30 | 1 | 0 | 118.5151 | 4517 | 352.08
2000-12-01 | 15116274.88 | 1041.3 | 0 | 31 | 0 | 0 | 119.0595 | 4526 | 304.296
2001-01-01 | 15154298.05 | 898.8 | 0 | 31 | 0 | 0 | 119.2321 | 4498 | 351.912
2001-02-03 | 13641936.87 | 918.9 | 0 | 28 | 0 | 0 | 119.4048 | 4491 | 319.872
2001-03-08 | 13648088.13 | 702.7 | 0 | 31 | 1 | 0 | 119.5779 | 4480 | 351.912
2001-04-10 | 11856071.63 | 430.7 | 0 | 30 | 1 | 0 | 119.7511 | 4472 | 319.68
2001-05-13 | 11342214.67 | 239.9 | 0 | 31 | 1 | 0 | 119.9246 | 4445 | 351.912
2001-06-15 | 11131037.81 | 114 | 15.2 | 30 | 0 | 0 | 120.0984 | 4450 | 336.24
2001-07-18 | 11725874.65 | 67.2 | 29.7 | 31 | 0 | 0 | 120.2724 | 4422 | 336.288
2001-08-20 | 11877642.74 | 40.2 | 56.1 | 31 | 0 | 0 | 120.4467 | 4435 | 351.912
2001-09-22 | 11035991.49 | 187.7 | 6.8 | 30 | 1 | 0 | 120.6212 | 4439 | 303.84
2001-10-25 | 11725611.66 | 408.6 | 0 | 31 | 1 | 0 | 120.796 | 4440 | 351.912
2001-11-27 | 12317932.96 | 458.8 | 0 | 30 | 1 | 0 | 120.9711 | 4465 | 352.08
2001-12-30 | 13753116.74 | 716.4 | 0 | 31 | 0 | 0 | 121.1464 | 4471 | 304.296
2002-01-19 | 14717580.35 | 873.9 | 0 | 31 | 0 | 0 | 121.5045 | 4441 | 351.912
2002-02-21 | 13558641.52 | 733 | 0 | 28 | 0 | 0 | 121.8637 | 4426 | 319.872
2002-03-26 | 14209911.49 | 804.7 | 0 | 31 | 1 | 0 | 122.224 | 4441 | 319.92
2002-04-28 | 12272586.76 | 462.3 | 0 | 30 | 1 | 0 | 122.5853 | 4442 | 352.08
2002-05-31 | 11551602.9 | 335 | 0.5 | 31 | 1 | 0 | 122.9477 | 4426 | 351.912
2002-06-01 | 11122434.07 | 114.4 | 14.2 | 30 | 0 | 0 | 123.3112 | 4443 | 319.68
2002-07-03 | 12307378.49 | 17.9 | 79.3 | 31 | 0 | 0 | 123.6758 | 4432 | 351.912
2002-08-05 | 11929052.77 | 49.7 | 15.5 | 31 | 0 | 0 | 124.0414 | 4437 | 336.288
2002-09-07 | 11239412.9 | 143.5 | 20.9 | 30 | 1 | 0 | 124.4081 | 4403 | 319.68
2002-10-10 | 11801421.8 | 510.1 | 0 | 31 | 1 | 0 | 124.7759 | 4432 | 351.912
2002-11-12 | 12822028.62 | 668 | 0 | 30 | 1 | 0 | 125.1448 | 4430 | 336.24
2002-12-15 | 14078380.42 | 785.6 | 0 | 31 | 0 | 0 | 125.5147 | 4411 | 319.92
2003-01-01 | 14832051.38 | 907.4 | 0 | 31 | 0 | 0 | 125.6602 | 4415 | 351.912
2003-02-01 | 13779215.9 | 969.6 | 0 | 28 | 0 | 0 | 125.8059 | 4377 | 319.872
2003-03-01 | 13829301.07 | 765.1 | 0 | 31 | 1 | 0 | 125.9518 | 4394 | 336.288
2003-04-01 | 11430988.72 | 499.3 | 0 | 30 | 1 | 0 | 126.0978 | 4387 | 336.24
2003-05-01 | 10893804.24 | 276.4 | 0 | 31 | 1 | 0 | 126.2439 | 4398 | 336.288
2003-06-01 | 10521914.63 | 129.3 | 0 | 30 | 0 | 0 | 126.3903 | 4361 | 336.24
2003-07-01 | 11128406.43 | 29.9 | 18.2 | 31 | 0 | 0 | 126.5368 | 4354 | 351.912
2003-08-01 | 11424088.6 | 35.6 | 50.9 | 31 | 0 | 0 | 126.6835 | 4366 | 319.92
2003-09-01 | 10536500.33 | 164 | 6.7 | 30 | 1 | 0 | 126.8304 | 4384 | 336.24
2003-10-01 | 11282977.67 | 414.2 | 0 | 31 | 1 | 0 | 126.9774 | 4391 | 351.912
2003-11-01 | 12256111.3 | 632.9 | 0 | 30 | 1 | 0 | 127.1246 | 4392 | 319.68
2003-12-01 | 13505417.1 | 785.9 | 0 | 31 | 0 | 0 | 127.272 | 4385 | 336.288
2004-01-01 | 14816217.6 | 1140.6 | 0 | 31 | 0 | 0 | 127.5341 | 4415 | 336.288
2004-02-01 | 13887023.5 | 778.3 | 0 | 29 | 0 | 0 | 127.7968 | 4423 | 320.16
2004-03-01 | 13418396.63 | 684.3 | 0 | 31 | 1 | 0 | 128.0601 | 4412 | 368.28
2004-04-01 | 11743989.46 | 472.4 | 0 | 30 | 1 | 0 | 128.3238 | 4398 | 336.24
2004-05-01 | 11392997.18 | 333.2 | 0 | 31 | 1 | 0 | 128.5882 | 4405 | 319.92
2004-06-01 | 10739165.88 | 145.8 | 3.1 | 30 | 0 | 0 | 128.853 | 4421 | 352.08
2004-07-01 | 11518786.74 | 67.4 | 22 | 31 | 0 | 0 | 129.1184 | 4428 | 336.288
2004-08-01 | 11273129.02 | 123 | 1.8 | 31 | 0 | 0 | 129.3844 | 4394 | 336.288
2004-09-01 | 10874645.46 | 132.9 | 4.7 | 30 | 1 | 0 | 129.6509 | 4392 | 336.24
2004-10-01 | 11638624.42 | 372.7 | 0 | 31 | 1 | 0 | 129.918 | 4412 | 319.92
2004-11-01 | 12406564.95 | 554.9 | 0 | 30 | 1 | 0 | 130.1856 | 4454 | 352.08
2004-12-01 | 14682121.65 | 926.6 | 0 | 31 | 0 | 0 | 130.4538 | 4439 | 336.288
2005-01-01 | 15490461.07 | 1084.3 | 0 | 31 | 0 | 0 | 130.7437 | 4449 | 319.92
2005-02-01 | 13456927.61 | 755.9 | 0 | 28 | 0 | 0 | 131.0343 | 4434 | 319.872
2005-03-01 | 13345813.87 | 814.1 | 0 | 31 | 1 | 0 | 131.3255 | 4422 | 351.912
2005-04-01 | 11242470.14 | 408.1 | 0 | 30 | 1 | 0 | 131.6174 | 4429 | 336.24
2005-05-01 | 11077309.79 | 306.2 | 0 | 31 | 1 | 0 | 131.91 | 4381 | 336.288
2005-06-01 | 10921396.54 | 72.6 | 16.8 | 30 | 0 | 0 | 132.2031 | 4385 | 352.08
2005-07-01 | 11811198.42 | 45.3 | 53 | 31 | 0 | 0 | 132.497 | 4385 | 319.92
2005-08-01 | 11621455.87 | 46.3 | 29.6 | 31 | 0 | 0 | 132.7915 | 4374 | 351.912
2005-09-01 | 10756551.01 | 148.8 | 15.2 | 30 | 1 | 0 | 133.0866 | 4400 | 336.24
2005-10-01 | 11210250.47 | 347.3 | 0 | 31 | 1 | 0 | 133.3824 | 4427 | 319.92
2005-11-01 | 12421436.97 | 606.9 | 0 | 30 | 1 | 0 | 133.6789 | 4431 | 352.08
2005-12-01 | 14062601.49 | 833.4 | 0 | 31 | 0 | 0 | 133.976 | 4434 | 319.92
2006-01-01 | 14009855.03 | 797 | 0 | 31 | 0 | 0 | 134.252 | 4433 | 336.288 | 13240271.5502 | -769583.4798 | 5.493% | SUMMARY OUTPUT
2006-02-01 | 12948095.1 | 873.4 | 0 | 28 | 0 | 0 | 134.5285 | 4414 | 319.872 | 12742018.7429 | -206076.3571 | 1.592%
2006-03-01 | 13054109.16 | 659 | 0 | 31 | 1 | 0 | 134.8056 | 4391 | 368.28 | 12146687.1996 | -907421.9604 | 6.951% | Regression Statistics
2006-04-01 | 10956512.82 | 366 | 0 | 30 | 1 | 0 | 135.0833 | 4406 | 303.84 | 10595530.7807 | -360982.0393 | 3.295% | Multiple R | 97.3%
2006-05-01 | 10855268.2 | 241.5 | 2.4 | 31 | 1 | 0 | 135.3615 | 4345 | 351.912 | 10395627.4936 | -459640.7064 | 4.234% | R Square | 94.68%
2006-06-01 | 10708123.62 | 81.5 | 9.3 | 30 | 0 | 0 | 135.6404 | 4313 | 352.08 | 10086193.496 | -621930.124 | 5.808% | Adjusted R Square | 94.39%
2006-07-01 | 11588558.24 | 23.2 | 70.1 | 31 | 0 | 0 | 135.9198 | 4283 | 319.92 | 11395924.0737 | -192634.1663 | 1.662% | Standard Error | 330790.0667
2006-08-01 | 11264379.98 | 57.7 | 31.7 | 31 | 0 | 0 | 136.1997 | 4211 | 351.912 | 10757872.8157 | -506507.1643 | 4.497% | Observations | 120
2006-09-01 | 10343203.64 | 210.5 | 1.2 | 30 | 1 | 0 | 136.4803 | 4237 | 319.68 | 10005268.1526 | -337935.4874 | 3.267%
2006-10-01 | 11071073.3 | 440.9 | 0 | 31 | 1 | 0 | 136.7614 | 4240 | 336.288 | 11283477.3697 | 212404.0697 | 1.919% | ANOVA
2006-11-01 | 11834500.28 | 540.4 | 0 | 30 | 1 | 0 | 137.0431 | 4239 | 352.08 | 11450235.9726 | -384264.3074 | 3.247% |  | df | SS | MS | F | Significance F
2006-12-01 | 12997339.18 | 747.4 | 0 | 31 | 0 | 0 | 137.3254 | 4254 | 304.296 | 13166641.198 | 169302.018 | 1.303% | Regression | 6 | 2.1986e+14 | 3.6643e+13 | 334.8782 | 1.6361e-69
2007-01-01 | 14031526.53 | 913.4 | 0 | 31 | 0 | 0 | 137.5522 | 4297 | 351.912 | 13903704.3743 | -127822.1557 | 0.911% | Residual | 113 | 1.2365e+13 | 109422068245.0533
2007-02-01 | 13413294.69 | 924.7 | 0 | 28 | 0 | 0 | 137.7794 | 4295 | 319.872 | 13118246.0144 | -295048.6756 | 2.2% | Total | 119 | 2.3222e+14
2007-03-01 | 13148947.05 | 665 | 0 | 31 | 1 | 0 | 138.0069 | 4289 | 351.912 | 12322352.0608 | -826594.9892 | 6.286%
2007-04-01 | 11132064.21 | 474.1 | 0 | 30 | 1 | 0 | 138.2349 | 4308 | 319.68 | 11215701.7389 | 83637.5289 | 0.7513% |  | Coefficients | Standard Error | t Stat | P-value | Lower 95% | Upper 95%
2007-05-01 | 10476503.35 | 250.9 | 0.6 | 31 | 1 | 0 | 138.4632 | 4288 | 351.912 | 10543920.8591 | 67417.5091 | 0.6435% | Intercept | -5250249.2434 | 2355840.1579 | -2.2286 | 0.027819 | -9917593.494 | -582904.9927
2007-06-01 | 10397828.82 | 96.7 | 6.5 | 30 | 0 | 0 | 138.6919 | 4266 | 336.24 | 10236641.7265 | -161187.0935 | 1.55% | Heating Degree Days | 4376.3745 | 119.5556 | 36.6053 | 1.6728e-64 | 4139.5133 | 4613.2358
2007-07-01 | 11107289.33 | 40.2 | 51.8 | 31 | 0 | 0 | 138.9209 | 4253 | 336.288 | 11228135.2233 | 120845.8933 | 1.088% | Cooling Degree Days | 20888.0876 | 2872.5956 | 7.2715 | 4.9696e-11 | 15196.9576 | 26579.2176
2007-08-01 | 10981653.73 | 62.9 | 22.1 | 31 | 0 | 0 | 139.1504 | 4241 | 351.912 | 10717810.708 | -263843.022 | 2.403% | Number of Days in Month | 281837.9592 | 38469.4964 | 7.3263 | 3.769e-11 | 205622.9484 | 358052.9699
2007-09-01 | 10221738.11 | 164.7 | 9.6 | 30 | 1 | 0 | 139.3802 | 4242 | 303.84 | 10115628.8912 | -106109.2188 | 1.038% | Spring Fall Flag | -515483.3604 | 72266.192 | -7.1331 | 9.9635e-11 | -658655.7207 | -372311.0002
2007-10-01 | 10659311.45 | 310.6 | 0 | 31 | 1 | 0 | 139.6104 | 4267 | 351.912 | 10846197.6386 | 186886.1886 | 1.753% | CDM Activity | -1.5668 | 0.39814 | -3.9353 | 0.00014393 | -2.3556 | -0.77801
2007-11-01 | 11710992.84 | 620.3 | 0 | 30 | 1 | 0 | 139.841 | 4274 | 352.08 | 11930484.0014 | 219491.1614 | 1.874% | Ontario Real GDP Monthly % | 46670.2534 | 15354.2778 | 3.0396 | 0.0029443 | 16250.6598 | 77089.847
2007-12-01 | 13514465.43 | 925.8 | 0 | 31 | 0 | 0 | 140.0719 | 4259 | 304.296 | 14075566.6428 | 561101.2128 | 4.152%
2008-01-01 | 14087644.27 | 934.7 | 0 | 31 | 0 | 641.4382 | 139.9664 | 4276 | 352 | 14108588.1386 | 20943.8686 | 0.1487%
2008-02-01 | 13323309.45 | 921.5 | 0 | 29 | 0 | 1282.8763 | 139.861 | 4253 | 320 | 13481219.5467 | 157910.0967 | 1.185%
2008-03-01 | 12857263.98 | 791.9 | 0 | 31 | 1 | 1924.3145 | 139.7557 | 4240 | 304 | 12956313.14 | 99049.16 | 0.7704%
2008-04-01 | 11209729.86 | 456.9 | 0 | 30 | 1 | 2565.7527 | 139.6504 | 4255 | 352 | 11202472.5888 | -7257.2712 | 0.06474%
2008-05-01 | 10641515.86 | 327.7 | 0 | 31 | 1 | 3207.1908 | 139.5453 | 4261 | 336 | 10912969.5348 | 271453.6748 | 2.551%
2008-06-01 | 10314120.79 | 109.9 | 4.6 | 30 | 0 | 3848.629 | 139.4402 | 4242 | 336 | 10283616.0386 | -30504.7514 | 0.2958%
2008-07-01 | 11042847.35 | 34.7 | 22.1 | 31 | 0 | 4490.0672 | 139.3351 | 4223 | 352 | 10595986.1333 | -446861.2167 | 4.047%
2008-08-01 | 10916451.01 | 50.4 | 22.2 | 31 | 0 | 5131.5053 | 139.2302 | 4227 | 320 | 10660881.6805 | -255569.3295 | 2.341%
2008-09-01 | 10097320.28 | 193.3 | 7 | 30 | 1 | 5772.9435 | 139.1254 | 4233 | 336 | 10165546.6965 | 68226.4165 | 0.6757%
2008-10-01 | 10600173.26 | 373.1 | 0 | 31 | 1 | 6414.3817 | 139.0206 | 4277 | 352 | 11082145.2156 | 481971.9556 | 4.547%
2008-11-01 | 11883390.63 | 591 | 0 | 30 | 1 | 7055.8198 | 138.9159 | 4304 | 304 | 11748027.9822 | -135362.6478 | 1.139%
2008-12-01 | 13928152.38 | 1033.8 | 0 | 31 | 0 | 7697.258 | 138.8113 | 4292 | 336 | 14477320.3406 | 549167.9606 | 3.943%
2009-01-01 | 14782282.1 | 1093.4 | 0 | 31 | 0 | 15658.7602 | 138.4356 | 4287 | 336 | 14708143.9207 | -74138.1793 | 0.5015%
2009-02-01 | 12729982 | 838.9 | 0 | 28 | 0 | 23620.2623 | 138.0609 | 4283 | 304 | 12718881.8399 | -11100.1601 | 0.0872%
2009-03-01 | 12895508.21 | 762.3 | 0 | 31 | 1 | 31581.7645 | 137.6872 | 4262 | 352 | 12683768.5134 | -211739.6966 | 1.642%
2009-04-01 | 10958049.77 | 453.2 | 0 | 30 | 1 | 39543.2666 | 137.3145 | 4267 | 320 | 11019326.8329 | 61277.0629 | 0.5592%
2009-05-01 | 10456056.38 | 319.8 | 0 | 31 | 1 | 47504.7688 | 136.9429 | 4262 | 320 | 10687537.1506 | 231480.7706 | 2.214%
2009-06-01 | 9998205.96 | 141.8 | 13.7 | 30 | 0 | 55466.271 | 136.5722 | 4231 | 352 | 10398582.3531 | 400376.3931 | 4.004%
2009-07-01 | 10339691.3 | 74.5 | 2 | 31 | 0 | 63427.7731 | 136.2026 | 4236 | 352 | 10111774.1684 | -227917.1316 | 2.204%
2009-08-01 | 10369728.64 | 84.2 | 14.2 | 31 | 0 | 71389.2753 | 135.8339 | 4236 | 320 | 10379380.8508 | 9652.2108 | 0.09308%
2009-09-01 | 10093112.91 | 102.8 | 3.5 | 30 | 1 | 79350.7774 | 135.4663 | 4245 | 336 | 9410325.3066 | -682787.6034 | 6.765%
2009-10-01 | 10535420.81 | 451.4 | 0 | 31 | 1 | 87312.2796 | 135.0996 | 4272 | 336 | 11115073.3092 | 579652.4992 | 5.502%
2009-11-01 | 11117076.04 | 473.5 | 0 | 30 | 1 | 95273.7818 | 134.734 | 4285 | 320 | 10900413.729 | -216662.311 | 1.949%
2009-12-01 | 13231701.56 | 914.9 | 0 | 31 | 0 | 103235.2839 | 134.3693 | 4313 | 352 | 13599973.4596 | 368271.8996 | 2.783%
2010-01-01 | 13822668.87 | 900.2 | 0 | 31 | 0 | 110872.3184 | 134.7333 | 4306 | 320 | 13540665.0042 | -282003.8658 | 2.04%
2010-02-01 | 11978631.2 | 778.4 | 0 | 28 | 0 | 118509.3529 | 135.0984 | 4306 | 304 | 12167178.9887 | 188547.7887 | 1.574%
2010-03-01 | 11476632.72 | 514.4 | 0 | 31 | 1 | 126146.3873 | 135.4644 | 4314 | 368 | 11346963.0637 | -129669.6563 | 1.13%
2010-04-01 | 10116363.23 | 358 | 0 | 30 | 1 | 133783.4218 | 135.8314 | 4307 | 320 | 10385822.8424 | 269459.6124 | 2.664%
2010-05-01 | 10174879.32 | 212.4 | 0.6 | 31 | 1 | 141420.4562 | 136.1994 | 4279 | 320 | 10048202.6423 | -126676.6777 | 1.245%
2010-06-01 | 9916902.67 | 106.3 | 3 | 30 | 0 | 149057.4907 | 136.5684 | 4287 | 352 | 9872901.7672 | -44000.9028 | 0.4437%
2010-07-01 | 10687565.21 | 14.5 | 52 | 31 | 0 | 156694.5252 | 136.9384 | 4285 | 336 | 10781807.1463 | 94241.9363 | 0.8818%
2010-08-01 | 10774421.85 | 37.9 | 55.8 | 31 | 0 | 164331.5596 | 137.3094 | 4286 | 336 | 10968938.1355 | 194516.2855 | 1.805%
2010-09-01 | 9491235.37 | 231.1 | 0 | 30 | 1 | 171968.5941 | 137.6814 | 4302 | 336 | 9856973.0889 | 365737.7189 | 3.853%
2010-10-01 | 10047653.2 | 355.5 | 0 | 31 | 1 | 179605.6286 | 138.0544 | 4331 | 320 | 10688675.0799 | 641021.8799 | 6.38%
2010-11-01 | 11121846.87 | 549.4 | 0 | 30 | 1 | 187242.663 | 138.4285 | 4335 | 336 | 11260906.3475 | 139059.4775 | 1.25%
2010-12-01 | 13156983.94 | 879.1 | 0 | 31 | 0 | 194879.6975 | 138.8035 | 4331 | 368 | 13506655.8484 | 349671.9084 | 2.658%
2011-01-01 | 14302277.35 | 1077.9 | 0 | 31 | 0 | 197981.1987 | 139.1007 | 4329 | 336 | 14385690.8111 | 83413.4611 | 0.5832%
2011-02-01 | 12447595.39 | 826.9 | 0 | 28 | 0 | 201082.6998 | 139.3986 | 4324 | 304 | 12450748.332 | 3152.942 | 0.02533%
2011-03-01 | 12509940.99 | 749.9 | 0 | 31 | 1 | 204184.201 | 139.697 | 4331 | 368 | 12452869.182 | -57071.808 | 0.4562%
2011-04-01 | 10791805.25 | 482.3 | 0 | 30 | 1 | 207285.7021 | 139.9962 | 4324 | 320 | 11009014.3985 | 217209.1485 | 2.013%
2011-05-01 | 10114377.92 | 267 | 0 | 31 | 1 | 210387.2033 | 140.2959 | 4319 | 336 | 10357749.8145 | 243371.8945 | 2.406%
2011-06-01 | 9658664.04 | 110.1 | 0 | 30 | 0 | 213488.7044 | 140.5964 | 4331 | 352 | 9913902.9024 | 255238.8624 | 2.643%
2011-07-01 | 10695218.37 | 29.8 | 63.7 | 31 | 0 | 216590.2056 | 140.8974 | 4334 | 320 | 11184080.0408 | 488861.6708 | 4.571%
2011-08-01 | 10770620.64 | 22.2 | 35.7 | 31 | 0 | 219691.7067 | 141.1991 | 4330 | 352 | 10575174.0986 | -195446.5414 | 1.815%
2011-09-01 | 9905090.39 | 172.3 | 9.4 | 30 | 1 | 222793.2079 | 141.5015 | 4340 | 336 | 9894641 | -10449.39 | 0.1055%
2011-10-01 | 10394269.49 | 337.2 | 5.4 | 31 | 1 | 225894.709 | 141.8044 | 4365 | 320 | 10823872.0917 | 429602.6017 | 4.133%
2011-11-01 | 11396702.92 | 563.2 | 0 | 30 | 1 | 228996.2102 | 142.1081 | 4380 | 352 | 11427610.7057 | 30907.7857 | 0.2712%
2011-12-01 | 12702124.48 | 769.8 | 0 | 31 | 0 | 232097.7114 | 142.4124 | 4369 | 336 | 13138432.9496 | 436308.4696 | 3.435%
2012-01-01 | 13282492.84 | 865.7 | 0 | 31 | 0 | 240218.488 | 142.6126 | 4474 | 336 | 13554746.86 | 272254.02 | 2.05%
2012-02-01 | 11892077.77 | 693.8 | 0 | 29 | 0 | 248339.2646 | 142.8131 | 4484 | 320 | 12235404.8857 | 343327.1157 | 2.887%
2012-03-01 | 11479099.71 | 525.4 | 0 | 31 | 1 | 256460.0412 | 143.0138 | 4484 | 352 | 11543261.8511 | 64162.1411 | 0.5589%
2012-04-01 | 10218124.68 | 434.9 | 0 | 30 | 1 | 264580.8178 | 143.2149 | 4484 | 320 | 10862021.0468 | 643896.3668 | 6.302%
2012-05-01 | 10124589.53 | 227.1 | 0 | 31 | 1 | 272701.5944 | 143.4162 | 4488 | 352 | 10231120.6175 | 106531.0875 | 1.052%
2012-06-01 | 10192835.75 | 64.9 | 18.4 | 30 | 0 | 280822.371 | 143.6178 | 4490 | 336 | 10135944.3296 | -56891.4204 | 0.5582%
2012-07-01 | 11177893.74 | 6.8 | 66.5 | 31 | 0 | 288943.1476 | 143.8197 | 4504 | 336 | 11164930.6181 | -12963.1219 | 0.116%
2012-08-01 | 10815121.59 | 38.5 | 27.7 | 31 | 0 | 297063.9243 | 144.0218 | 4503 | 352 | 10489915.8111 | -325205.7789 | 3.007%
2012-09-01 | 9852554.63 | 213.5 | 4 | 30 | 1 | 305184.7009 | 144.2243 | 4504 | 304 | 9960137.5426 | 107582.9126 | 1.092%
2012-10-01 | 10546419.66 | 395.8 | 0 | 31 | 1 | 313305.4775 | 144.4271 | 4509 | 352 | 10952974.6958 | 406555.0358 | 3.855%
2012-11-01 | 11363637.41 | 600.8 | 0 | 30 | 1 | 321426.2541 | 144.6301 | 4522 | 352 | 11565045.2845 | 201407.8745 | 1.772%
2012-12-01 | 12733993.18 | 793.7 | 0 | 31 | 0 | 329547.0307 | 144.8334 | 4517 | 304 | 13203334.3399 | 469341.1599 | 3.686%
2013-01-01 | 13858539.17 | 928.4 | 0 | 31 | 0 | 339841.8762 | 144.9894 | 4521 | 352 | 13783981.4977 | -74557.6723 | 0.538%
2013-02-01 | 12389058.76 | 866.6 | 0 | 28 | 0 | 350136.7218 | 145.1455 | 4521 | 304 | 12659165.0212 | 270106.2612 | 2.18%
2013-03-01 | 12426306.06 | 767.3 | 0 | 31 | 1 | 360431.5673 | 145.3018 | 4519 | 320 | 12545786.7421 | 119480.6821 | 0.9615%
2013-04-01 | 11024965.65 | 524.8 | 0 | 30 | 1 | 370726.4128 | 145.4583 | 4518 | 352 | 11193851.0096 | 168885.3596 | 1.532%
2013-05-01 | 10309404.16 | 325.3 | 0 | 31 | 1 | 381021.2583 | 145.615 | 4520 | 352 | 10593783.1653 | 284379.0053 | 2.758%
2013-06-01 | 9706763.55 | 130.9 | 5.5 | 30 | 0 | 391316.1039 | 145.7718 | 4519 | 320 | 10082734.6284 | 375971.0784 | 3.873%
2013-07-01 | 10209088.47 | 60.7 | 28 | 31 | 0 | 401610.9494 | 145.9288 | 4527 | 352 | 10518529.7382 | 309441.2682 | 3.031%
2013-08-01 | 10283952.33 | 45.8 | 41.8 | 31 | 0 | 411905.7949 | 146.0859 | 4534 | 336 | 10732781.9284 | 448829.5984 | 4.364%
2013-09-01 | 9712165.49 | 178.8 | 0 | 30 | 1 | 422200.6404 | 146.2432 | 4529 | 320 | 9635608.8195 | -76556.6705 | 0.7883%
2013-10-01 | 10365605.6076 | 328.5 | 0 | 31 | 1 | 432495.486 | 146.4007 | 4526 | 352 | 10563810.4141 | 198204.8065 | 1.912%
2013-11-01 | 11761751.9324 | 620.6 | 0 | 30 | 1 | 442790.3315 | 146.5584 | 4547 | 336 | 11551539.7401 | -210212.1923 | 1.787%
2013-12-01 | 14283584.43 | 1112.9 | 0 | 31 | 0 | 453085.177 | 146.7162 | 4552 | 320 | 14494586.451 | 211002.021 | 1.477%
2014-01-01 | 15069643.83 | 1119.6 | 0 | 31 | 0 | 463660.0669 | 147.0423 | 4555 | 352 | 14522558.4318 | -547085.3982 | 3.63%
2014-02-01 | 13186660.87 | 978.4 | 0 | 28 | 0 | 474234.9569 | 147.3691 | 4563 | 304 | 13057784.5675 | -128876.3025 | 0.9773%
2014-03-01 | 13248227.96 | 883.5 | 0 | 31 | 1 | 484809.8468 | 147.6967 | 4567.5 | 336 | 12971215.1399 | -277012.8201 | 2.091%
2014-04-01 | 11070615.16 | 522.9 | 0 | 30 | 1 | 495384.7367 | 148.025 | 4568.75 | 320 | 11110008.4986 | 39393.3386 | 0.3558%
2014-05-01 | 10484312.05 | 266.9 | 1.1 | 31 | 1 | 505959.6266 | 148.354 | 4576.875 | 336 | 10293257.5006 | -191054.5494 | 1.822%
2014-06-01 | 9725922.31 | 135.2 | 6 | 30 | 0 | 516534.5166 | 148.6837 | 4582.4375 | 336 | 10051706.1602 | 325783.8502 | 3.35%
2014-07-01 | 10271386.64 | 47.2 | 9.5 | 31 | 0 | 527109.4065 | 149.0142 | 4583.2188 | 352 | 10020385.8259 | -251000.8141 | 2.444%
2014-08-01 | 10274818.4736 | 65.2 | 10.1 | 31 | 0 | 537684.2964 | 149.3454 | 4584.1094 | 320 | 10110582.0588 | -164236.4148 | 1.598%
2014-09-01 | 9762010.904 | 196.5 | 0 | 30 | 1 | 548259.1863 | 149.6773 | 4584.0547 | 336 | 9675832.0252 | -86178.8788 | 0.8828%
2014-10-01 | 10634292.331 | 382.6 | 0 | 31 | 1 | 558834.0763 | 150.01 | 4587.0273 | 352 | 10771070.7122 | 136778.3812 | 1.286%
2014-11-01 | 12234413.66 | 647.8 | 0 | 30 | 1 | 569408.9662 | 150.3434 | 4588.5137 | 304 | 11648839.2154 | -585574.4446 | 4.786%
2014-12-01 | 13323531.78 | 780.6 | 0 | 31 | 0 | 579983.8561 | 150.6776 | 4594.2568 | 336 | 13026369.5943 | -297162.1857 | 2.23%
2015-01-01 | 14647867.092 | 979.5 | 0 | 31 | 0 | 583771.3955 | 150.9879 | 4598.6284 | 336 | 13905381.2889 | -742485.8031 | 5.069%
2015-02-01 | 13318489.57 | 1053.3 | 0 | 28 | 0 | 587558.9349 | 151.2989 | 4596.8142 | 304 | 13391424.4887 | 72934.9187 | 0.5476%
2015-03-01 | 12867283.112 | 710.4 | 0 | 31 | 1 | 591346.4743 | 151.6106 | 4593.9071 | 352 | 12229406.7125 | -637876.3995 | 4.957%
2015-04-01 | 10749956.163 | 432.1 | 0 | 30 | 1 | 595134.0137 | 151.9229 | 4593.4536 | 336 | 10738264.215 | -11691.948 | 0.1088%
2015-05-01 | 10401377.5 | 276 | 0 | 31 | 1 | 598921.5531 | 152.2358 | 4596.2268 | 320 | 10345620.6257 | -55756.8743 | 0.5361%
2015-06-01 | 9938325.05 | 118.6 | 0 | 30 | 0 | 602709.0925 | 152.5494 | 4605.6134 | 352 | 9899125.2752 | -39199.7748 | 0.3944%
2015-07-01 | 10626013.119 | 31.7 | 38 | 31 | 0 | 606496.6319 | 152.8636 | 4610.8067 | 352 | 10603134.3627 | -22878.7563 | 0.2153%
2015-08-01 | 10677243.823 | 50.7 | 35.4 | 31 | 0 | 610284.1713 | 153.1785 | 4611.9033 | 320 | 10640737.4043 | -36506.4187 | 0.3419%
2015-09-01 | 10039638.212 | 106.2 | 15.8 | 30 | 1 | 614071.7107 | 153.494 | 4612.4517 | 336 | 9685689.5769 | -353948.6351 | 3.526%
2015-10-01 | 10488169.7 | 345.9 | 0 | 31 | 1 | 617859.2501 | 153.8102 | 4615.7258 | 336 | 10695334.2828 | 207164.5828 | 1.975%
2015-11-01 | 11098768.124 | 469.1 | 0 | 30 | 1 | 621646.7895 | 154.127 | 4617.3629 | 320 | 10961517.6163 | -137250.5077 | 1.237%
2015-12-01 | 12326270.015 | 564.9 | 0 | 31 | 0 | 625434.3288 | 154.4445 | 4625.1815 | 352 | 12186978.0234 | -139291.9916 | 1.13%
2016-01-01 |  | 960.98 | 0 | 31 | 0 | 621730.0893 | 154.7248 |  | 320 | 13939259.4314 |  | 2.2%
2016-02-01 |  | 875.59 | 0 | 29 | 0 | 618025.8498 | 155.0057 |  | 320 | 13020795.6208
2016-03-01 |  | 702.91 | 0 | 31 | 1 | 614321.6103 | 155.287 |  | 352 | 12332210.3437
2016-04-01 |  | 450.52 | 0 | 30 | 1 | 610617.3708 | 155.5689 |  | 336 | 10964777.569
2016-05-01 |  | 271.46 | 0.47 | 31 | 1 | 606913.1313 | 155.8513 |  | 336 | 10491781.5353
2016-06-01 |  | 109.59 | 6.7 | 30 | 0 | 603208.8918 | 156.1342 |  | 352 | 10166162.127
2016-07-01 |  | 36.33 | 40.37 | 31 | 0 | 599504.6522 | 156.4176 |  | 320 | 10849718.9124
2016-08-01 |  | 51.55 | 29.67 | 31 | 0 | 595800.4127 | 156.7015 |  | 352 | 10711878.9165
2016-09-01 |  | 176.97 | 5.05 | 30 | 1 | 592096.1732 | 156.9859 |  | 336 | 9968255.9459
2016-10-01 |  | 372.15 | 0.54 | 31 | 1 | 588391.9337 | 157.2708 |  | 320 | 11029171.6781
2016-11-01 |  | 567.61 | 0 | 30 | 1 | 584687.6942 | 157.5563 |  | 336 | 11610586.7229
2016-12-01 |  | 852.29 | 0 | 31 | 0 | 580983.4547 | 157.8423 |  | 336 | 13672924.9317
2017-01-01 |  | 960.98 | 0 | 31 | 0 | 560379.0615 | 158.1545 |  |  | 14195449.4031
2017-02-01 |  | 875.59 | 0 | 28 | 0 | 539774.6683 | 158.4674 |  |  | 13023122.0583
2017-03-01 |  | 702.91 | 0 | 31 | 1 | 519170.2752 | 158.7809 |  |  | 12644354.263
2017-04-01 |  | 450.52 | 0 | 30 | 1 | 498565.882 | 159.0951 |  |  | 11304906.1226
2017-05-01 |  | 271.46 | 0.47 | 31 | 1 | 477961.4889 | 159.4098 |  |  | 10859899.8489
2017-06-01 |  | 109.59 | 6.7 | 30 | 0 | 457357.0957 | 159.7252 |  |  | 10562275.3404
2017-07-01 |  | 36.33 | 40.37 | 31 | 0 | 436752.7025 | 160.0411 |  |  | 11273832.1792
2017-08-01 |  | 51.55 | 29.67 | 31 | 0 | 416148.3094 | 160.3578 |  |  | 11163997.4048
2017-09-01 |  | 176.97 | 5.05 | 30 | 1 | 395543.9162 | 160.675 |  |  | 10448384.8376
2017-10-01 |  | 372.15 | 0.54 | 31 | 1 | 374939.5231 | 160.9929 |  |  | 11537316.1695
2017-11-01 |  | 567.61 | 0 | 30 | 1 | 354335.1299 | 161.3114 |  |  | 12146752.0244
2017-12-01 |  | 852.29 | 0 | 31 | 0 | 333730.7367 | 161.6305 |  |  | 14237116.2681
[6 empty] | 39452575.3665 |  |  |  | 1657920033.7734
[13 empty] | Weather Normal | Weather Noraml Factor
2006 | 141631018.55 | [8 empty] | 137265748.8455 | -4365269.7045 | -3.082% | 138303797.913 | 1.0076
2007 | 140795615.54 | [8 empty] | 140254389.8794 | -541225.6606 | -0.3844% | 139998027.1996 | 0.99817
2008 | 140901919.12 | [8 empty] | 141675087.0362 | 773167.9162 | 0.5487% | 140526032.9688 | 0.99189
2009 | 137506815.68 | [8 empty] | 137733181.4343 | 226365.7543 | 0.1646% | 137527633.0632 | 0.99851
2010 | 132765784.45 | [8 empty] | 134425689.9549 | 1659905.5049 | 1.25% | 135975996.452 | 1.0115
2011 | 135688687.23 | [8 empty] | 137613786.3268 | 1925099.0968 | 1.419% | 137042583.2226 | 0.99585
2012 | 133678840.49 | [8 empty] | 135898837.8828 | 2219997.3928 | 1.661% | 137674443.7012 | 1.0131
2013 | 136331185.61 | [8 empty] | 138356159.1557 | 2024973.5457 | 1.485% | 136488090.1341 | 0.9865
2014 | 139285835.9686 | [8 empty] | 137259609.7305 | -2026226.2381 | -1.455% | 135812390.1057 | 0.98946
2015 | 137179401.48 | [8 empty] | 135282613.8725 | -1896787.6075 | -1.383% | 136416109.3584 | 1.0084
2016 | [9 empty] | 138757523.7348 |  |  | 138757523.7348
2017 | [9 empty] | 143397405.92 |  |  | 143397405.92
Total to 2015 | 1375765104.1186 | [8 empty] | 1375765104.1186 | 0
[10 empty] | 1657920033.7734 | 0
Check totals above sould be zero
20 year trend
2017-01-01 |  | 981.2244 | 0 | 31 | 0 | 560379.0615 | 158.1545 | 143.1292 | 352 | 14284046.6377
2017-02-01 |  | 920.4984 | 0 | 28 | 0 | 539774.6683 | 158.4674 | 143.424 | 304 | 13219658.1286
2017-03-01 |  | 728.6568 | 0 | 31 | 1 | 519170.2752 | 158.7809 | 143.7194 | 320 | 12757031.7581
2017-04-01 |  | 457.8451 | 0 | 30 | 1 | 498565.882 | 159.0951 | 144.0155 | 352 | 11336963.5596
2017-05-01 |  | 271.6456 | 0.20857 | 31 | 1 | 477961.4889 | 159.4098 | 144.3121 | 352 | 10855251.5323
2017-06-01 |  | 115.8052 | 4.1053 | 30 | 0 | 457357.0957 | 159.7252 | 144.6094 | 320 | 10535276.2402
2017-07-01 |  | 34.9966 | 41.5166 | 31 | 0 | 436752.7025 | 160.0411 | 144.9072 | 352 | 11291947.4206
2017-08-01 |  | 48.1625 | 33.1817 | 31 | 0 | 416148.3094 | 160.3578 | 145.2057 | 336 | 11222525.6636
2017-09-01 |  | 175.5771 | 5.6843 | 30 | 1 | 395543.9162 | 160.675 | 145.5048 | 320 | 10455537.8596
2017-10-01 |  | 357.9928 | 0.78361 | 31 | 1 | 374939.5231 | 160.9929 | 145.8046 | 352 | 11480447.4076
2017-11-01 |  | 558.6272 | 0 | 30 | 1 | 354335.1299 | 161.3114 | 146.1049 | 336 | 12107440.0062
2017-12-01 |  | 843.287 | 0 | 31 | 0 | 333730.7367 | 161.6305 | 146.4058 | 320 | 14197715.7352 | 143743841.9494

## GS < 50 kW WN
Not Used
| Consumed | Heating Degree Days | Cooling Degree Days | Number of Days in Month | Spring Fall Flag | CDM Activity | Ontario Real GDP Monthly % | Number of Customers | Number of Peak Hours | Predicted Consumed | Variances (kWh) | % Variance
1999-01-01 | 11167128.49 | 994.7 | 0 | 31 | 0 | 0 | 105.4482 | 4330 | 319.872
1999-02-01 | 17327915.79 | 718.7 | 0 | 28 | 0 | 0 | 106.0867 | 4397 | 319.872
1999-03-01 | 17359594.6 | 710.1 | 0 | 31 | 1 | 0 | 106.729 | 4397 | 368.28
1999-04-01 | 15664134.65 | 407.7 | 0 | 30 | 1 | 0 | 107.3752 | 4373 | 336.24
1999-05-01 | 13519280.62 | 224.7 | 2.6 | 31 | 1 | 0 | 108.0253 | 4345 | 319.92
1999-06-01 | 11067497.46 | 91.9 | 11.4 | 30 | 0 | 0 | 108.6794 | 4345 | 352.08
1999-07-01 | 11931407.94 | 24.2 | 59.3 | 31 | 0 | 0 | 109.3374 | 4331 | 336.288
1999-08-01 | 11870804.78 | 74 | 12.2 | 31 | 0 | 0 | 109.9994 | 4354 | 336.288
1999-09-01 | 10678451.04 | 194 | 5.7 | 30 | 1 | 0 | 110.6655 | 4342 | 336.24
1999-10-01 | 11511565.81 | 423.1 | 0 | 31 | 1 | 0 | 111.3355 | 4301 | 319.92
1999-11-01 | 11957903.96 | 500.7 | 0 | 30 | 1 | 0 | 112.0096 | 4300 | 352.08
1999-12-01 | 13635988.28 | 817.1 | 0 | 31 | 0 | 0 | 112.6878 | 4280 | 336.288
2000-01-01 | 15330630.27 | 963.5 | 0 | 31 | 0 | 0 | 113.2055 | 4363 | 319.92
2000-02-01 | 13820223.84 | 711.5 | 0 | 29 | 0 | 0 | 113.7256 | 4394 | 336.168
2000-03-01 | 13391804.7 | 574.6 | 0 | 31 | 1 | 0 | 114.248 | 4420 | 368.28
2000-04-01 | 12031969.87 | 485.6 | 0 | 30 | 1 | 0 | 114.7729 | 4465 | 303.84
2000-05-01 | 11503053.68 | 260.5 | 0 | 31 | 1 | 0 | 115.3002 | 4459 | 351.912
2000-06-01 | 11209215.52 | 155.7 | 2.3 | 30 | 0 | 0 | 115.8299 | 4438 | 352.08
2000-07-01 | 11730066.36 | 55.7 | 20.8 | 31 | 0 | 0 | 116.362 | 4493 | 319.92
2000-08-01 | 11661961.49 | 63.4 | 9.8 | 31 | 0 | 0 | 116.8966 | 4491 | 351.912
2000-09-01 | 10980046.94 | 223.3 | 0 | 30 | 1 | 0 | 117.4336 | 4492 | 319.68
2000-10-01 | 11662354.17 | 372.2 | 0 | 31 | 1 | 0 | 117.9731 | 4507 | 336.288
2000-11-01 | 12675809.86 | 561.6 | 0 | 30 | 1 | 0 | 118.5151 | 4517 | 352.08
2000-12-01 | 15116274.88 | 1041.3 | 0 | 31 | 0 | 0 | 119.0595 | 4526 | 304.296
2001-01-01 | 15154298.05 | 898.8 | 0 | 31 | 0 | 0 | 119.2321 | 4498 | 351.912
2001-02-03 | 13641936.87 | 918.9 | 0 | 28 | 0 | 0 | 119.4048 | 4491 | 319.872
2001-03-08 | 13648088.13 | 702.7 | 0 | 31 | 1 | 0 | 119.5779 | 4480 | 351.912
2001-04-10 | 11856071.63 | 430.7 | 0 | 30 | 1 | 0 | 119.7511 | 4472 | 319.68
2001-05-13 | 11342214.67 | 239.9 | 0 | 31 | 1 | 0 | 119.9246 | 4445 | 351.912
2001-06-15 | 11131037.81 | 114 | 15.2 | 30 | 0 | 0 | 120.0984 | 4450 | 336.24
2001-07-18 | 11725874.65 | 67.2 | 29.7 | 31 | 0 | 0 | 120.2724 | 4422 | 336.288
2001-08-20 | 11877642.74 | 40.2 | 56.1 | 31 | 0 | 0 | 120.4467 | 4435 | 351.912
2001-09-22 | 11035991.49 | 187.7 | 6.8 | 30 | 1 | 0 | 120.6212 | 4439 | 303.84
2001-10-25 | 11725611.66 | 408.6 | 0 | 31 | 1 | 0 | 120.796 | 4440 | 351.912
2001-11-27 | 12317932.96 | 458.8 | 0 | 30 | 1 | 0 | 120.9711 | 4465 | 352.08
2001-12-30 | 13753116.74 | 716.4 | 0 | 31 | 0 | 0 | 121.1464 | 4471 | 304.296
2002-01-19 | 14717580.35 | 873.9 | 0 | 31 | 0 | 0 | 121.5045 | 4441 | 351.912
2002-02-21 | 13558641.52 | 733 | 0 | 28 | 0 | 0 | 121.8637 | 4426 | 319.872
2002-03-26 | 14209911.49 | 804.7 | 0 | 31 | 1 | 0 | 122.224 | 4441 | 319.92
2002-04-28 | 12272586.76 | 462.3 | 0 | 30 | 1 | 0 | 122.5853 | 4442 | 352.08
2002-05-31 | 11551602.9 | 335 | 0.5 | 31 | 1 | 0 | 122.9477 | 4426 | 351.912
2002-06-01 | 11122434.07 | 114.4 | 14.2 | 30 | 0 | 0 | 123.3112 | 4443 | 319.68
2002-07-03 | 12307378.49 | 17.9 | 79.3 | 31 | 0 | 0 | 123.6758 | 4432 | 351.912
2002-08-05 | 11929052.77 | 49.7 | 15.5 | 31 | 0 | 0 | 124.0414 | 4437 | 336.288
2002-09-07 | 11239412.9 | 143.5 | 20.9 | 30 | 1 | 0 | 124.4081 | 4403 | 319.68
2002-10-10 | 11801421.8 | 510.1 | 0 | 31 | 1 | 0 | 124.7759 | 4432 | 351.912
2002-11-12 | 12822028.62 | 668 | 0 | 30 | 1 | 0 | 125.1448 | 4430 | 336.24
2002-12-15 | 14078380.42 | 785.6 | 0 | 31 | 0 | 0 | 125.5147 | 4411 | 319.92
2003-01-01 | 14832051.38 | 907.4 | 0 | 31 | 0 | 0 | 125.6602 | 4415 | 351.912
2003-02-01 | 13779215.9 | 969.6 | 0 | 28 | 0 | 0 | 125.8059 | 4377 | 319.872
2003-03-01 | 13829301.07 | 765.1 | 0 | 31 | 1 | 0 | 125.9518 | 4394 | 336.288
2003-04-01 | 11430988.72 | 499.3 | 0 | 30 | 1 | 0 | 126.0978 | 4387 | 336.24
2003-05-01 | 10893804.24 | 276.4 | 0 | 31 | 1 | 0 | 126.2439 | 4398 | 336.288
2003-06-01 | 10521914.63 | 129.3 | 0 | 30 | 0 | 0 | 126.3903 | 4361 | 336.24
2003-07-01 | 11128406.43 | 29.9 | 18.2 | 31 | 0 | 0 | 126.5368 | 4354 | 351.912
2003-08-01 | 11424088.6 | 35.6 | 50.9 | 31 | 0 | 0 | 126.6835 | 4366 | 319.92
2003-09-01 | 10536500.33 | 164 | 6.7 | 30 | 1 | 0 | 126.8304 | 4384 | 336.24
2003-10-01 | 11282977.67 | 414.2 | 0 | 31 | 1 | 0 | 126.9774 | 4391 | 351.912
2003-11-01 | 12256111.3 | 632.9 | 0 | 30 | 1 | 0 | 127.1246 | 4392 | 319.68
2003-12-01 | 13505417.1 | 785.9 | 0 | 31 | 0 | 0 | 127.272 | 4385 | 336.288
2004-01-01 | 14816217.6 | 1140.6 | 0 | 31 | 0 | 0 | 127.5341 | 4415 | 336.288
2004-02-01 | 13887023.5 | 778.3 | 0 | 29 | 0 | 0 | 127.7968 | 4423 | 320.16
2004-03-01 | 13418396.63 | 684.3 | 0 | 31 | 1 | 0 | 128.0601 | 4412 | 368.28
2004-04-01 | 11743989.46 | 472.4 | 0 | 30 | 1 | 0 | 128.3238 | 4398 | 336.24
2004-05-01 | 11392997.18 | 333.2 | 0 | 31 | 1 | 0 | 128.5882 | 4405 | 319.92
2004-06-01 | 10739165.88 | 145.8 | 3.1 | 30 | 0 | 0 | 128.853 | 4421 | 352.08
2004-07-01 | 11518786.74 | 67.4 | 22 | 31 | 0 | 0 | 129.1184 | 4428 | 336.288
2004-08-01 | 11273129.02 | 123 | 1.8 | 31 | 0 | 0 | 129.3844 | 4394 | 336.288
2004-09-01 | 10874645.46 | 132.9 | 4.7 | 30 | 1 | 0 | 129.6509 | 4392 | 336.24
2004-10-01 | 11638624.42 | 372.7 | 0 | 31 | 1 | 0 | 129.918 | 4412 | 319.92
2004-11-01 | 12406564.95 | 554.9 | 0 | 30 | 1 | 0 | 130.1856 | 4454 | 352.08
2004-12-01 | 14682121.65 | 926.6 | 0 | 31 | 0 | 0 | 130.4538 | 4439 | 336.288
2005-01-01 | 15490461.07 | 1084.3 | 0 | 31 | 0 | 0 | 130.7437 | 4449 | 319.92
2005-02-01 | 13456927.61 | 755.9 | 0 | 28 | 0 | 0 | 131.0343 | 4434 | 319.872
2005-03-01 | 13345813.87 | 814.1 | 0 | 31 | 1 | 0 | 131.3255 | 4422 | 351.912
2005-04-01 | 11242470.14 | 408.1 | 0 | 30 | 1 | 0 | 131.6174 | 4429 | 336.24
2005-05-01 | 11077309.79 | 306.2 | 0 | 31 | 1 | 0 | 131.91 | 4381 | 336.288
2005-06-01 | 10921396.54 | 72.6 | 16.8 | 30 | 0 | 0 | 132.2031 | 4385 | 352.08
2005-07-01 | 11811198.42 | 45.3 | 53 | 31 | 0 | 0 | 132.497 | 4385 | 319.92
2005-08-01 | 11621455.87 | 46.3 | 29.6 | 31 | 0 | 0 | 132.7915 | 4374 | 351.912
2005-09-01 | 10756551.01 | 148.8 | 15.2 | 30 | 1 | 0 | 133.0866 | 4400 | 336.24
2005-10-01 | 11210250.47 | 347.3 | 0 | 31 | 1 | 0 | 133.3824 | 4427 | 319.92
2005-11-01 | 12421436.97 | 606.9 | 0 | 30 | 1 | 0 | 133.6789 | 4431 | 352.08
2005-12-01 | 14062601.49 | 833.4 | 0 | 31 | 0 | 0 | 133.976 | 4434 | 319.92
2006-01-01 | 14009855.03 | 960.98 | 0 | 31 | 0 | 0 | 134.252 | 4433 | 336.288 | 13957909.4465 |  |  | SUMMARY OUTPUT
2006-02-01 | 12948095.1 | 875.59 | 0 | 28 | 0 | 0 | 134.5285 | 4414 | 319.872 | 12751603.0031
2006-03-01 | 13054109.16 | 702.91 | 0 | 31 | 1 | 0 | 134.8056 | 4391 | 368.28 | 12338853.8054 |  |  | Regression Statistics
2006-04-01 | 10956512.82 | 450.52 | 0 | 30 | 1 | 0 | 135.0833 | 4406 | 303.84 | 10965421.9564 |  |  | Multiple R | 97.3%
2006-05-01 | 10855268.2 | 271.46 | 0.47 | 31 | 1 | 0 | 135.3615 | 4345 | 351.912 | 10486429.6656 |  |  | R Square | 94.68%
2006-06-01 | 10708123.62 | 109.59 | 6.7 | 30 | 0 | 0 | 135.6404 | 4313 | 352.08 | 10154816.8288 |  |  | Adjusted R Square | 94.39%
2006-07-01 | 11588558.24 | 36.33 | 40.37 | 31 | 0 | 0 | 135.9198 | 4283 | 319.92 | 10832383.0262 |  |  | Standard Error | 330790.0667
2006-08-01 | 11264379.98 | 51.55 | 29.67 | 31 | 0 | 0 | 136.1997 | 4211 | 351.912 | 10688555.2945 |  |  | Observations | 120
2006-09-01 | 10343203.64 | 176.97 | 5.05 | 30 | 1 | 0 | 136.4803 | 4237 | 319.68 | 9938947.4518
2006-10-01 | 11071073.3 | 372.15 | 0.54 | 31 | 1 | 0 | 136.7614 | 4240 | 336.288 | 10993881.1877 |  |  | ANOVA
2006-11-01 | 11834500.28 | 567.61 | 0 | 30 | 1 | 0 | 137.0431 | 4239 | 352.08 | 11569317.1237 |  |  |  | df | SS | MS | F | Significance F
2006-12-01 | 12997339.18 | 852.29 | 0 | 31 | 0 | 0 | 137.3254 | 4254 | 304.296 | 13625679.1231 |  |  | Regression | 6 | 2.1986e+14 | 3.6643e+13 | 334.8782 | 1.6361e-69
2007-01-01 | 14031526.53 | 960.98 | 0 | 31 | 0 | 0 | 137.5522 | 4297 | 351.912 | 14111932.2747 |  |  | Residual | 113 | 1.2365e+13 | 109422068245.0533
2007-02-01 | 13413294.69 | 875.59 | 0 | 28 | 0 | 0 | 137.7794 | 4295 | 319.872 | 12903322.261 |  |  | Total | 119 | 2.3222e+14
2007-03-01 | 13148947.05 | 702.91 | 0 | 31 | 1 | 0 | 138.0069 | 4289 | 351.912 | 12488260.4195
2007-04-01 | 11132064.21 | 450.52 | 0 | 30 | 1 | 0 | 138.2349 | 4308 | 319.68 | 11112506.8273 |  |  |  | Coefficients | Standard Error | t Stat | P-value | Lower 95% | Upper 95%
2007-05-01 | 10476503.35 | 271.46 | 0.47 | 31 | 1 | 0 | 138.4632 | 4288 | 351.912 | 10631183.6681 |  |  | Intercept | -5250249.2434 | 2355840.1579 | -2.2286 | 0.027819 | -9917593.494 | -582904.9927
2007-06-01 | 10397828.82 | 109.59 | 6.7 | 30 | 0 | 0 | 138.6919 | 4266 | 336.24 | 10297230.8118 |  |  | Heating Degree Days | 4376.3745 | 119.5556 | 36.6053 | 1.6728e-64 | 4139.5133 | 4613.2358
2007-07-01 | 11107289.33 | 36.33 | 40.37 | 31 | 0 | 0 | 138.9209 | 4253 | 336.288 | 10972447.8123 |  |  | Cooling Degree Days | 20888.0876 | 2872.5956 | 7.2715 | 4.9696e-11 | 15196.9576 | 26579.2176
2007-08-01 | 10981653.73 | 51.55 | 29.67 | 31 | 0 | 0 | 139.1504 | 4241 | 351.912 | 10826261.6804 |  |  | Number of Days in Month | 281837.9592 | 38469.4964 | 7.3263 | 3.769e-11 | 205622.9484 | 358052.9699
2007-09-01 | 10221738.11 | 176.97 | 5.05 | 30 | 1 | 0 | 139.3802 | 4242 | 303.84 | 10074286.2081 |  |  | Spring Fall Flag | -515483.3604 | 72266.192 | -7.1331 | 9.9635e-11 | -658655.7207 | -372311.0002
2007-10-01 | 10659311.45 | 372.15 | 0.54 | 31 | 1 | 0 | 139.6104 | 4267 | 351.912 | 11126843.0586 |  |  | CDM Activity | -1.5668 | 0.39814 | -3.9353 | 0.00014393 | -2.3556 | -0.77801
2007-11-01 | 11710992.84 | 567.61 | 0 | 30 | 1 | 0 | 139.841 | 4274 | 352.08 | 11699892.8271 |  |  | Ontario Real GDP Monthly % | 46670.2534 | 15354.2778 | 3.0396 | 0.0029443 | 16250.6598 | 77089.847
2007-12-01 | 13514465.43 | 852.29 | 0 | 31 | 0 | 0 | 140.0719 | 4259 | 304.296 | 13753859.3507
2008-01-01 | 14087644.27 | 960.98 | 0 | 31 | 0 | 641.4382 | 139.9664 | 4276 | 352 | 14223599.2614
2008-02-01 | 13323309.45 | 875.59 | 0 | 29 | 0 | 1282.8763 | 139.861 | 4253 | 320 | 13280300.1918
2008-03-01 | 12857263.98 | 702.91 | 0 | 31 | 1 | 1924.3145 | 139.7557 | 4240 | 304 | 12566859.5701
2008-04-01 | 11209729.86 | 450.52 | 0 | 30 | 1 | 2565.7527 | 139.6504 | 4255 | 352 | 11174551.3193
2008-05-01 | 10641515.86 | 271.46 | 0.47 | 31 | 1 | 3207.1908 | 139.5453 | 4261 | 336 | 10676659.6321
2008-06-01 | 10314120.79 | 109.59 | 6.7 | 30 | 0 | 3848.629 | 139.4402 | 4242 | 336 | 10326124.3465
2008-07-01 | 11042847.35 | 36.33 | 40.37 | 31 | 0 | 4490.0672 | 139.3351 | 4223 | 352 | 10984744.9848
2008-08-01 | 10916451.01 | 51.55 | 29.67 | 31 | 0 | 5131.5053 | 139.2302 | 4227 | 320 | 10821948.5258
2008-09-01 | 10097320.28 | 176.97 | 5.05 | 30 | 1 | 5772.9435 | 139.1254 | 4233 | 336 | 10053348.7294
2008-10-01 | 10600173.26 | 372.15 | 0.54 | 31 | 1 | 6414.3817 | 139.0206 | 4277 | 352 | 11089267.2271
2008-11-01 | 11883390.63 | 567.61 | 0 | 30 | 1 | 7055.8198 | 138.9159 | 4304 | 304 | 11645664.5819
2008-12-01 | 13928152.38 | 852.29 | 0 | 31 | 0 | 7697.258 | 138.8113 | 4292 | 336 | 13682964.5987
2009-01-01 | 14782282.1 | 960.98 | 0 | 31 | 0 | 15658.7602 | 138.4356 | 4287 | 336 | 14128624.4047
2009-02-01 | 12729982 | 875.59 | 0 | 28 | 0 | 23620.2623 | 138.0609 | 4283 | 304 | 12879451.0216
2009-03-01 | 12895508.21 | 702.91 | 0 | 31 | 1 | 31581.7645 | 137.6872 | 4262 | 352 | 12423855.6298
2009-04-01 | 10958049.77 | 450.52 | 0 | 30 | 1 | 39543.2666 | 137.3145 | 4267 | 320 | 11007598.1492
2009-05-01 | 10456056.38 | 271.46 | 0.47 | 31 | 1 | 47504.7688 | 136.9429 | 4262 | 320 | 10485800.6067
2009-06-01 | 9998205.96 | 109.59 | 6.7 | 30 | 0 | 55466.271 | 136.5722 | 4231 | 352 | 10111402.716
2009-07-01 | 10339691.3 | 36.33 | 40.37 | 31 | 0 | 63427.7731 | 136.2026 | 4236 | 352 | 10746203.8746
2009-08-01 | 10369728.64 | 51.55 | 29.67 | 31 | 0 | 71389.2753 | 135.8339 | 4236 | 320 | 10559630.9378
2009-09-01 | 10093112.91 | 176.97 | 5.05 | 30 | 1 | 79350.7774 | 135.4663 | 4245 | 336 | 9767297.5418
2009-10-01 | 10535420.81 | 372.15 | 0.54 | 31 | 1 | 87312.2796 | 135.0996 | 4272 | 336 | 10779525.1946
2009-11-01 | 11117076.04 | 567.61 | 0 | 30 | 1 | 95273.7818 | 134.734 | 4285 | 320 | 11312274.3365
2009-12-01 | 13231701.56 | 852.29 | 0 | 31 | 0 | 103235.2839 | 134.3693 | 4313 | 352 | 13325968.6499
2010-01-01 | 13822668.87 | 960.98 | 0 | 31 | 0 | 110872.3184 | 134.7333 | 4306 | 320 | 13806661.0484
2010-02-01 | 11978631.2 | 875.59 | 0 | 28 | 0 | 118509.3529 | 135.0984 | 4306 | 304 | 12592518.8298
2010-03-01 | 11476632.72 | 702.91 | 0 | 31 | 1 | 126146.3873 | 135.4644 | 4314 | 368 | 12171953.4274
2010-04-01 | 10116363.23 | 450.52 | 0 | 30 | 1 | 133783.4218 | 135.8314 | 4307 | 320 | 10790725.0144
2010-05-01 | 10174879.32 | 271.46 | 0.47 | 31 | 1 | 141420.4562 | 136.1994 | 4279 | 320 | 10303955.8709
2010-06-01 | 9916902.67 | 109.59 | 6.7 | 30 | 0 | 149057.4907 | 136.5684 | 4287 | 352 | 9964585.9636
2010-07-01 | 10687565.21 | 36.33 | 40.37 | 31 | 0 | 156694.5252 | 136.9384 | 4285 | 336 | 10634414.9433
2010-08-01 | 10774421.85 | 51.55 | 29.67 | 31 | 0 | 164331.5596 | 137.3094 | 4286 | 336 | 10482869.9182
2010-09-01 | 9491235.37 | 176.97 | 5.05 | 30 | 1 | 171968.5941 | 137.6814 | 4302 | 336 | 9725564.7778
2010-10-01 | 10047653.2 | 372.15 | 0.54 | 31 | 1 | 179605.6286 | 138.0544 | 4331 | 320 | 10772821.2832
2010-11-01 | 11121846.87 | 567.61 | 0 | 30 | 1 | 187242.663 | 138.4285 | 4335 | 336 | 11340600.1278
2010-12-01 | 13156983.94 | 852.29 | 0 | 31 | 0 | 194879.6975 | 138.8035 | 4331 | 368 | 13389325.2471
2011-01-01 | 14302277.35 | 960.98 | 0 | 31 | 0 | 197981.1987 | 139.1007 | 4329 | 336 | 13874005.1004
2011-02-01 | 12447595.39 | 875.59 | 0 | 28 | 0 | 201082.6998 | 139.3986 | 4324 | 304 | 12663834.0081
2011-03-01 | 12509940.99 | 702.91 | 0 | 31 | 1 | 204184.201 | 139.697 | 4331 | 368 | 12247223.3426
2011-04-01 | 10791805.25 | 450.52 | 0 | 30 | 1 | 207285.7021 | 139.9962 | 4324 | 320 | 10869933.2157
2011-05-01 | 10114377.92 | 271.46 | 0.47 | 31 | 1 | 210387.2033 | 140.2959 | 4319 | 336 | 10387085.8461
2011-06-01 | 9658664.04 | 109.59 | 6.7 | 30 | 0 | 213488.7044 | 140.5964 | 4331 | 352 | 10051621.1385
2011-07-01 | 10695218.37 | 36.33 | 40.37 | 31 | 0 | 216590.2056 | 140.8974 | 4334 | 320 | 10725338.6821
2011-08-01 | 10770620.64 | 51.55 | 29.67 | 31 | 0 | 219691.7067 | 141.1991 | 4330 | 352 | 10577665.5229
2011-09-01 | 9905090.39 | 176.97 | 5.05 | 30 | 1 | 222793.2079 | 141.5015 | 4340 | 336 | 9824215.4879
2011-10-01 | 10394269.49 | 372.15 | 0.54 | 31 | 1 | 225894.709 | 141.8044 | 4365 | 320 | 10875310.2759
2011-11-01 | 11396702.92 | 567.61 | 0 | 30 | 1 | 228996.2102 | 142.1081 | 4380 | 352 | 11446910.5174
2011-12-01 | 12702124.48 | 852.29 | 0 | 31 | 0 | 232097.7114 | 142.4124 | 4369 | 336 | 13499440.085
2012-01-01 | 13282492.84 | 960.98 | 0 | 31 | 0 | 240218.488 | 142.6126 | 4474 | 336 | 13971727.8257
2012-02-01 | 11892077.77 | 875.59 | 0 | 29 | 0 | 248339.2646 | 142.8131 | 4484 | 320 | 13030986.0125
2012-03-01 | 11479099.71 | 702.91 | 0 | 31 | 1 | 256460.0412 | 143.0138 | 4484 | 352 | 12320112.0949
2012-04-01 | 10218124.68 | 450.52 | 0 | 30 | 1 | 264580.8178 | 143.2149 | 4484 | 320 | 10930380.0171
2012-05-01 | 10124589.53 | 271.46 | 0.47 | 31 | 1 | 272701.5944 | 143.4162 | 4488 | 352 | 10435073.9931
2012-06-01 | 10192835.75 | 109.59 | 6.7 | 30 | 0 | 280822.371 | 143.6178 | 4490 | 336 | 10087133.8824
2012-07-01 | 11177893.74 | 36.33 | 40.37 | 31 | 0 | 288943.1476 | 143.8197 | 4504 | 336 | 10748359.2284
2012-08-01 | 10815121.59 | 51.55 | 29.67 | 31 | 0 | 297063.9243 | 144.0218 | 4503 | 352 | 10588177.0314
2012-09-01 | 9852554.63 | 176.97 | 5.05 | 30 | 1 | 305184.7009 | 144.2243 | 4504 | 304 | 9822201.0729
2012-10-01 | 10546419.66 | 372.15 | 0.54 | 31 | 1 | 313305.4775 | 144.4271 | 4509 | 352 | 10860753.0054
2012-11-01 | 11363637.41 | 567.61 | 0 | 30 | 1 | 321426.2541 | 144.6301 | 4522 | 352 | 11419793.4136
2012-12-01 | 12733993.18 | 852.29 | 0 | 31 | 0 | 329547.0307 | 144.8334 | 4517 | 304 | 13459746.1239
2013-01-01 | 13858539.17 | 960.98 | 0 | 31 | 0 | 339841.8762 | 144.9894 | 4521 | 352 | 13926563.7801
2013-02-01 | 12389058.76 | 875.59 | 0 | 28 | 0 | 350136.7218 | 145.1455 | 4521 | 304 | 12698508.6283
2013-03-01 | 12426306.06 | 702.91 | 0 | 31 | 1 | 360431.5673 | 145.3018 | 4519 | 320 | 12263991.9858
2013-04-01 | 11024965.65 | 450.52 | 0 | 30 | 1 | 370726.4128 | 145.4583 | 4518 | 352 | 10868773.9092
2013-05-01 | 10309404.16 | 271.46 | 0.47 | 31 | 1 | 381021.2583 | 145.615 | 4520 | 352 | 10367976.5615
2013-06-01 | 9706763.55 | 109.59 | 6.7 | 30 | 0 | 391316.1039 | 145.7718 | 4519 | 320 | 10014539.7922
2013-07-01 | 10209088.47 | 36.33 | 40.37 | 31 | 0 | 401610.9494 | 145.9288 | 4527 | 352 | 10670263.1347
2013-08-01 | 10283952.33 | 51.55 | 29.67 | 31 | 0 | 411905.7949 | 146.0859 | 4534 | 336 | 10504573.5791
2013-09-01 | 9712165.49 | 176.97 | 5.05 | 30 | 1 | 422200.6404 | 146.2432 | 4529 | 320 | 9733084.8966
2013-10-01 | 10365605.6076 | 372.15 | 0.54 | 31 | 1 | 432495.486 | 146.4007 | 4526 | 352 | 10766118.7299
2013-11-01 | 11761751.9324 | 567.61 | 0 | 30 | 1 | 442790.3315 | 146.5584 | 4547 | 336 | 11319635.6534
2013-12-01 | 14283584.43 | 852.29 | 0 | 31 | 0 | 453085.177 | 146.7162 | 4552 | 320 | 13354059.4833
2014-01-01 | 15069643.83 | 960.98 | 0 | 31 | 0 | 463660.0669 | 147.0423 | 4555 | 352 | 13828377.903
2014-02-01 | 13186660.87 | 875.59 | 0 | 28 | 0 | 474234.9569 | 147.3691 | 4563 | 304 | 12607849.5015
2014-03-01 | 13248227.96 | 702.91 | 0 | 31 | 1 | 484809.8468 | 147.6967 | 4567.5 | 336 | 12180885.6625
2014-04-01 | 11070615.16 | 450.52 | 0 | 30 | 1 | 495384.7367 | 148.025 | 4568.75 | 320 | 10793246.5097
2014-05-01 | 10484312.05 | 271.46 | 0.47 | 31 | 1 | 505959.6266 | 148.354 | 4576.875 | 336 | 10300054.2733
2014-06-01 | 9725922.31 | 109.59 | 6.7 | 30 | 0 | 516534.5166 | 148.6837 | 4582.4375 | 336 | 9954248.8697
2014-07-01 | 10271386.64 | 36.33 | 40.37 | 31 | 0 | 527109.4065 | 149.0142 | 4583.2188 | 352 | 10617629.8998
2014-08-01 | 10274818.4736 | 51.55 | 29.67 | 31 | 0 | 537684.2964 | 149.3454 | 4584.1094 | 320 | 10459624.4213
2014-09-01 | 9762010.904 | 176.97 | 5.05 | 30 | 1 | 548259.1863 | 149.6773 | 4584.0547 | 336 | 9695846.2731
2014-10-01 | 10634292.331 | 372.15 | 0.54 | 31 | 1 | 558834.0763 | 150.01 | 4587.0273 | 352 | 10736617.1656
2014-11-01 | 12234413.66 | 567.61 | 0 | 30 | 1 | 569408.9662 | 150.3434 | 4588.5137 | 304 | 11297897.7414
2014-12-01 | 13323531.78 | 852.29 | 0 | 31 | 0 | 579983.8561 | 150.6776 | 4594.2568 | 336 | 13340111.8847
2015-01-01 | 14647867.092 | 960.98 | 0 | 31 | 0 | 583771.3955 | 150.9879 | 4598.6284 | 336 | 13824330.8326
2015-02-01 | 13318489.57 | 875.59 | 0 | 28 | 0 | 587558.9349 | 151.2989 | 4596.8142 | 304 | 12613698.97
2015-03-01 | 12867283.112 | 702.91 | 0 | 31 | 1 | 591346.4743 | 151.6106 | 4593.9071 | 352 | 12196627.6672
2015-04-01 | 10749956.163 | 450.52 | 0 | 30 | 1 | 595134.0137 | 151.9229 | 4593.4536 | 336 | 10818877.0339
2015-05-01 | 10401377.5 | 271.46 | 0.47 | 31 | 1 | 598921.5531 | 152.2358 | 4596.2268 | 320 | 10335569.2865
2015-06-01 | 9938325.05 | 109.59 | 6.7 | 30 | 0 | 602709.0925 | 152.5494 | 4605.6134 | 352 | 9999644.3278
2015-07-01 | 10626013.119 | 36.33 | 40.37 | 31 | 0 | 606496.6319 | 152.8636 | 4610.8067 | 352 | 10672901.7445
2015-08-01 | 10677243.823 | 51.55 | 29.67 | 31 | 0 | 610284.1713 | 153.1785 | 4611.9033 | 320 | 10524768.5805
2015-09-01 | 10039638.212 | 176.97 | 5.05 | 30 | 1 | 614071.7107 | 153.494 | 4612.4517 | 336 | 9770858.6608
2015-10-01 | 10488169.7 | 372.15 | 0.54 | 31 | 1 | 617859.2501 | 153.8102 | 4615.7258 | 336 | 10821493.6817
2015-11-01 | 11098768.124 | 567.61 | 0 | 30 | 1 | 621646.7895 | 154.127 | 4617.3629 | 320 | 11392634.2718
2015-12-01 | 12326270.015 | 852.29 | 0 | 31 | 0 | 625434.3288 | 154.4445 | 4625.1815 | 352 | 13444704.3011
2016-01-01 |  | 960.98 | 0 | 31 | 0 | 621730.0893 | 154.7248 |  | 320 | 13939259.4314
2016-02-01 |  | 875.59 | 0 | 29 | 0 | 618025.8498 | 155.0057 |  | 320 | 13020795.6208
2016-03-01 |  | 702.91 | 0 | 31 | 1 | 614321.6103 | 155.287 |  | 352 | 12332210.3437
2016-04-01 |  | 450.52 | 0 | 30 | 1 | 610617.3708 | 155.5689 |  | 336 | 10964777.569
2016-05-01 |  | 271.46 | 0.47 | 31 | 1 | 606913.1313 | 155.8513 |  | 336 | 10491781.5353
2016-06-01 |  | 109.59 | 6.7 | 30 | 0 | 603208.8918 | 156.1342 |  | 352 | 10166162.127
2016-07-01 |  | 36.33 | 40.37 | 31 | 0 | 599504.6522 | 156.4176 |  | 320 | 10849718.9124
2016-08-01 |  | 51.55 | 29.67 | 31 | 0 | 595800.4127 | 156.7015 |  | 352 | 10711878.9165
2016-09-01 |  | 176.97 | 5.05 | 30 | 1 | 592096.1732 | 156.9859 |  | 336 | 9968255.9459
2016-10-01 |  | 372.15 | 0.54 | 31 | 1 | 588391.9337 | 157.2708 |  | 320 | 11029171.6781
2016-11-01 |  | 567.61 | 0 | 30 | 1 | 584687.6942 | 157.5563 |  | 336 | 11610586.7229
2016-12-01 |  | 852.29 | 0 | 31 | 0 | 580983.4547 | 157.8423 |  | 336 | 13672924.9317
2017-01-01 |  | 960.98 | 0 | 31 | 0 | 560379.0615 | 158.1545 |  |  | 14195449.4031
2017-02-01 |  | 875.59 | 0 | 28 | 0 | 539774.6683 | 158.4674 |  |  | 13023122.0583
2017-03-01 |  | 702.91 | 0 | 31 | 1 | 519170.2752 | 158.7809 |  |  | 12644354.263
2017-04-01 |  | 450.52 | 0 | 30 | 1 | 498565.882 | 159.0951 |  |  | 11304906.1226
2017-05-01 |  | 271.46 | 0.47 | 31 | 1 | 477961.4889 | 159.4098 |  |  | 10859899.8489
2017-06-01 |  | 109.59 | 6.7 | 30 | 0 | 457357.0957 | 159.7252 |  |  | 10562275.3404
2017-07-01 |  | 36.33 | 40.37 | 31 | 0 | 436752.7025 | 160.0411 |  |  | 11273832.1792
2017-08-01 |  | 51.55 | 29.67 | 31 | 0 | 416148.3094 | 160.3578 |  |  | 11163997.4048
2017-09-01 |  | 176.97 | 5.05 | 30 | 1 | 395543.9162 | 160.675 |  |  | 10448384.8376
2017-10-01 |  | 372.15 | 0.54 | 31 | 1 | 374939.5231 | 160.9929 |  |  | 11537316.1695
2017-11-01 |  | 567.61 | 0 | 30 | 1 | 354335.1299 | 161.3114 |  |  | 12146752.0244
2017-12-01 |  | 852.29 | 0 | 31 | 0 | 333730.7367 | 161.6305 |  |  | 14237116.2681
1657920033.7734
2006 | 141631018.55 | [8 empty] | 138303797.913 | -3327220.637 | -2.349%
2007 | 140795615.54 | [8 empty] | 139998027.1996 | -797588.3404 | -0.5665%
2008 | 140901919.12 | [8 empty] | 140526032.9688 | -375886.1512 | -0.2668%
2009 | 137506815.68 | [8 empty] | 137527633.0632 | 20817.3832 | 0.01514%
2010 | 132765784.45 | [8 empty] | 135975996.452 | 3210212.002 | 2.418%
2011 | 135688687.23 | [8 empty] | 137042583.2226 | 1353895.9926 | 0.9978%
2012 | 133678840.49 | [8 empty] | 137674443.7012 | 3995603.2112 | 2.989%
2013 | 136331185.61 | [8 empty] | 136488090.1341 | 156904.5241 | 0.1151%
2014 | 139285835.9686 | [8 empty] | 135812390.1057 | -3473445.8629 | -2.494%
2015 | 137179401.48 | [8 empty] | 136416109.3584 | -763292.1216 | -0.5564%
2016 | [9 empty] | 138757523.7348
2017 | [9 empty] | 143397405.92
Total to 2015 | 1375765104.1186 | [8 empty] | 1375765104.1186 | 0
[10 empty] | 1657920033.7734 | 0
Check totals above sould be zero
20 year trend
2017-01-01 |  | 981.2244 | 0 | 31 | 0 | 560379.0615 | 158.1545 | 143.1292 | 352 | 14284046.6377
2017-02-01 |  | 920.4984 | 0 | 28 | 0 | 539774.6683 | 158.4674 | 143.424 | 304 | 13219658.1286
2017-03-01 |  | 728.6568 | 0 | 31 | 1 | 519170.2752 | 158.7809 | 143.7194 | 320 | 12757031.7581
2017-04-01 |  | 457.8451 | 0 | 30 | 1 | 498565.882 | 159.0951 | 144.0155 | 352 | 11336963.5596
2017-05-01 |  | 271.6456 | 0.20857 | 31 | 1 | 477961.4889 | 159.4098 | 144.3121 | 352 | 10855251.5323
2017-06-01 |  | 115.8052 | 4.1053 | 30 | 0 | 457357.0957 | 159.7252 | 144.6094 | 320 | 10535276.2402
2017-07-01 |  | 34.9966 | 41.5166 | 31 | 0 | 436752.7025 | 160.0411 | 144.9072 | 352 | 11291947.4206
2017-08-01 |  | 48.1625 | 33.1817 | 31 | 0 | 416148.3094 | 160.3578 | 145.2057 | 336 | 11222525.6636
2017-09-01 |  | 175.5771 | 5.6843 | 30 | 1 | 395543.9162 | 160.675 | 145.5048 | 320 | 10455537.8596
2017-10-01 |  | 357.9928 | 0.78361 | 31 | 1 | 374939.5231 | 160.9929 | 145.8046 | 352 | 11480447.4076
2017-11-01 |  | 558.6272 | 0 | 30 | 1 | 354335.1299 | 161.3114 | 146.1049 | 336 | 12107440.0062
2017-12-01 |  | 843.287 | 0 | 31 | 0 | 333730.7367 | 161.6305 | 146.4058 | 320 | 14197715.7352 | 143743841.9494

## GS > 50 kW
| Consumed | Heating Degree Days | Cooling Degree Days | Number of Days in Month | Spring Fall Flag | CDM Activity | Number of Peak Hours | Ontario Real GDP Monthly % | Number of Customers | Predicted Consumed | Variances (kWh) | % Variance (ABS)
1999-01-01 | 16478656.44 | 994.7 | 0 | 31 | 0 | 0 | 319.872 | 105.4482 | 535
1999-02-01 | 27689060.53 | 718.7 | 0 | 28 | 0 | 0 | 319.872 | 106.0867 | 578
1999-03-01 | 28367059.1 | 710.1 | 0 | 31 | 1 | 0 | 368.28 | 106.729 | 583
1999-04-01 | 24673273.64 | 407.7 | 0 | 30 | 1 | 0 | 336.24 | 107.3752 | 596
1999-05-01 | 23679737.79 | 224.7 | 2.6 | 31 | 1 | 0 | 319.92 | 108.0253 | 611
1999-06-01 | 20438074.97 | 91.9 | 11.4 | 30 | 0 | 0 | 352.08 | 108.6794 | 616
1999-07-01 | 21927427.63 | 24.2 | 59.3 | 31 | 0 | 0 | 336.288 | 109.3374 | 619
1999-08-01 | 22070964.02 | 74 | 12.2 | 31 | 0 | 0 | 336.288 | 109.9994 | 626
1999-09-01 | 21905565.9 | 194 | 5.7 | 30 | 1 | 0 | 336.24 | 110.6655 | 640
1999-10-01 | 23608817.46 | 423.1 | 0 | 31 | 1 | 0 | 319.92 | 111.3355 | 647
1999-11-01 | 24880228.72 | 500.7 | 0 | 30 | 1 | 0 | 352.08 | 112.0096 | 647
1999-12-01 | 28520683.07 | 817.1 | 0 | 31 | 0 | 0 | 336.288 | 112.6878 | 333
2000-01-01 | 30116382.98 | 963.5 | 0 | 31 | 0 | 0 | 319.92 | 113.2055 | 647
2000-02-01 | 26672243.32 | 711.5 | 0 | 29 | 0 | 0 | 336.168 | 113.7256 | 601
2000-03-01 | 25141921.97 | 574.6 | 0 | 31 | 1 | 0 | 368.28 | 114.248 | 562
2000-04-01 | 22143191.73 | 485.6 | 0 | 30 | 1 | 0 | 303.84 | 114.7729 | 517
2000-05-01 | 20987165.36 | 260.5 | 0 | 31 | 1 | 0 | 351.912 | 115.3002 | 497
2000-06-01 | 19836289.7 | 155.7 | 2.3 | 30 | 0 | 0 | 352.08 | 115.8299 | 452
2000-07-01 | 21238166.92 | 55.7 | 20.8 | 31 | 0 | 0 | 319.92 | 116.362 | 431
2000-08-01 | 21418208.41 | 63.4 | 9.8 | 31 | 0 | 0 | 351.912 | 116.8966 | 429
2000-09-01 | 20859271.22 | 223.3 | 0 | 30 | 1 | 0 | 319.68 | 117.4336 | 428
2000-10-01 | 22319549.14 | 372.2 | 0 | 31 | 1 | 0 | 336.288 | 117.9731 | 434
2000-11-01 | 24898434.92 | 561.6 | 0 | 30 | 1 | 0 | 352.08 | 118.5151 | 438
2000-12-01 | 29608811.34 | 1041.3 | 0 | 31 | 0 | 0 | 304.296 | 119.0595 | 439
2001-01-01 | 29257179.95 | 898.8 | 0 | 31 | 0 | 0 | 351.912 | 119.2321 | 473
2001-02-03 | 27178450.54 | 918.9 | 0 | 28 | 0 | 0 | 319.872 | 119.4048 | 477
2001-03-08 | 26804323.8 | 702.7 | 0 | 31 | 1 | 0 | 351.912 | 119.5779 | 476
2001-04-10 | 22932702.84 | 430.7 | 0 | 30 | 1 | 0 | 319.68 | 119.7511 | 474
2001-05-13 | 21898868.65 | 239.9 | 0 | 31 | 1 | 0 | 351.912 | 119.9246 | 476
2001-06-15 | 21021876.09 | 114 | 15.2 | 30 | 0 | 0 | 336.24 | 120.0984 | 477
2001-07-18 | 21695834.31 | 67.2 | 29.7 | 31 | 0 | 0 | 336.288 | 120.2724 | 476
2001-08-20 | 22267606.79 | 40.2 | 56.1 | 31 | 0 | 0 | 351.912 | 120.4467 | 475
2001-09-22 | 20970044.24 | 187.7 | 6.8 | 30 | 1 | 0 | 303.84 | 120.6212 | 474
2001-10-25 | 22726743.39 | 408.6 | 0 | 31 | 1 | 0 | 351.912 | 120.796 | 476
2001-11-27 | 23917781.75 | 458.8 | 0 | 30 | 1 | 0 | 352.08 | 120.9711 | 478
2001-12-30 | 26175856.45 | 716.4 | 0 | 31 | 0 | 0 | 304.296 | 121.1464 | 477
2002-01-19 | 28530794.52 | 873.9 | 0 | 31 | 0 | 0 | 351.912 | 121.5045 | 477
2002-02-21 | 26198686.23 | 733 | 0 | 28 | 0 | 0 | 319.872 | 121.8637 | 475
2002-03-26 | 27472385.66 | 804.7 | 0 | 31 | 1 | 0 | 319.92 | 122.224 | 478
2002-04-28 | 23674635.88 | 462.3 | 0 | 30 | 1 | 0 | 352.08 | 122.5853 | 480
2002-05-31 | 22507067.52 | 335 | 0.5 | 31 | 1 | 0 | 351.912 | 122.9477 | 485
2002-06-01 | 22085684.42 | 114.4 | 14.2 | 30 | 0 | 0 | 319.68 | 123.3112 | 484
2002-07-03 | 23193555.54 | 17.9 | 79.3 | 31 | 0 | 0 | 351.912 | 123.6758 | 478
2002-08-05 | 22417126.28 | 49.7 | 15.5 | 31 | 0 | 0 | 336.288 | 124.0414 | 481
2002-09-07 | 21763821.53 | 143.5 | 20.9 | 30 | 1 | 0 | 319.68 | 124.4081 | 483
2002-10-10 | 23906576.68 | 510.1 | 0 | 31 | 1 | 0 | 351.912 | 124.7759 | 488
2002-11-12 | 25919156.05 | 668 | 0 | 30 | 1 | 0 | 336.24 | 125.1448 | 491
2002-12-15 | 27992722.82 | 785.6 | 0 | 31 | 0 | 0 | 319.92 | 125.5147 | 488
2003-01-01 | 30247356.06 | 907.4 | 0 | 31 | 0 | 0 | 351.912 | 125.6602 | 489
2003-02-01 | 28460283.13 | 969.6 | 0 | 28 | 0 | 0 | 319.872 | 125.8059 | 492
2003-03-01 | 28715021.63 | 765.1 | 0 | 31 | 1 | 0 | 336.288 | 125.9518 | 505
2003-04-01 | 23920979.84 | 499.3 | 0 | 30 | 1 | 0 | 336.24 | 126.0978 | 499
2003-05-01 | 22761853.51 | 276.4 | 0 | 31 | 1 | 0 | 336.288 | 126.2439 | 499
2003-06-01 | 21516931.13 | 129.3 | 0 | 30 | 0 | 0 | 336.24 | 126.3903 | 503
2003-07-01 | 22581221.45 | 29.9 | 18.2 | 31 | 0 | 0 | 351.912 | 126.5368 | 500
2003-08-01 | 22725768.2 | 35.6 | 50.9 | 31 | 0 | 0 | 319.92 | 126.6835 | 499
2003-09-01 | 22003813.64 | 164 | 6.7 | 30 | 1 | 0 | 336.24 | 126.8304 | 503
2003-10-01 | 24158122.46 | 414.2 | 0 | 31 | 1 | 0 | 351.912 | 126.9774 | 499
2003-11-01 | 25919367.38 | 632.9 | 0 | 30 | 1 | 0 | 319.68 | 127.1246 | 500
2003-12-01 | 27963038.76 | 785.9 | 0 | 31 | 0 | 0 | 336.288 | 127.272 | 501
2004-01-01 | 30937974.93 | 1140.6 | 0 | 31 | 0 | 0 | 336.288 | 127.5341 | 499
2004-02-01 | 27306089.36 | 778.3 | 0 | 29 | 0 | 0 | 320.16 | 127.7968 | 486
2004-03-01 | 26515207.21 | 684.3 | 0 | 31 | 1 | 0 | 368.28 | 128.0601 | 460
2004-04-01 | 23016462 | 472.4 | 0 | 30 | 1 | 0 | 336.24 | 128.3238 | 457
2004-05-01 | 21892354.06 | 333.2 | 0 | 31 | 1 | 0 | 319.92 | 128.5882 | 459
2004-06-01 | 20420158.8 | 145.8 | 3.1 | 30 | 0 | 0 | 352.08 | 128.853 | 459
2004-07-01 | 21540775.23 | 67.4 | 22 | 31 | 0 | 0 | 336.288 | 129.1184 | 461
2004-08-01 | 21313848.72 | 123 | 1.8 | 31 | 0 | 0 | 336.288 | 129.3844 | 463
2004-09-01 | 21313093.56 | 132.9 | 4.7 | 30 | 1 | 0 | 336.24 | 129.6509 | 466
2004-10-01 | 22910607.51 | 372.7 | 0 | 31 | 1 | 0 | 319.92 | 129.918 | 465
2004-11-01 | 24309383.42 | 554.9 | 0 | 30 | 1 | 0 | 352.08 | 130.1856 | 465
2004-12-01 | 28308962.87 | 926.6 | 0 | 31 | 0 | 0 | 336.288 | 130.4538 | 464
2005-01-01 | 29981056.32 | 1084.3 | 0 | 31 | 0 | 0 | 319.92 | 130.7437 | 466
2005-02-01 | 26021216.54 | 755.9 | 0 | 28 | 0 | 0 | 319.872 | 131.0343 | 466
2005-03-01 | 27186436.04 | 814.1 | 0 | 31 | 1 | 0 | 351.912 | 131.3255 | 487
2005-04-01 | 23539059.56 | 408.1 | 0 | 30 | 1 | 0 | 336.24 | 131.6174 | 481
2005-05-01 | 23356657.37 | 306.2 | 0 | 31 | 1 | 0 | 336.288 | 131.91 | 483
2005-06-01 | 22845169.66 | 72.6 | 16.8 | 30 | 0 | 0 | 352.08 | 132.2031 | 482
2005-07-01 | 23894015.75 | 45.3 | 53 | 31 | 0 | 0 | 319.92 | 132.497 | 484
2005-08-01 | 23530513.36 | 46.3 | 29.6 | 31 | 0 | 0 | 351.912 | 132.7915 | 480
2005-09-01 | 22573270.27 | 148.8 | 15.2 | 30 | 1 | 0 | 336.24 | 133.0866 | 481
2005-10-01 | 23998835.47 | 347.3 | 0 | 31 | 1 | 0 | 319.92 | 133.3824 | 483
2005-11-01 | 26134846.6 | 606.9 | 0 | 30 | 1 | 0 | 352.08 | 133.6789 | 482
2005-12-01 | 29015604.5 | 833.4 | 0 | 31 | 0 | 0 | 319.92 | 133.976 | 483
2006-01-01 | 28857836.47 | 797 | 0 | 31 | 0 | 0 | 336.288 | 134.252 | 484 | 28003815.2878 | -854021.1822 | 2.959% | SUMMARY OUTPUT
2006-02-01 | 27077340.08 | 873.4 | 0 | 28 | 0 | 0 | 319.872 | 134.5285 | 483 | 27092067.6373 | 14727.5573 | 0.05439%
2006-03-01 | 27505939.54 | 659 | 0 | 31 | 1 | 0 | 368.28 | 134.8056 | 492 | 26379073.6735 | -1126865.8665 | 4.097% | Regression Statistics
2006-04-01 | 23111766.71 | 366 | 0 | 30 | 1 | 0 | 303.84 | 135.0833 | 505 | 22831730.2977 | -280036.4123 | 1.212% | Multiple R | 98.42%
2006-05-01 | 22990549.95 | 241.5 | 2.4 | 31 | 1 | 0 | 351.912 | 135.3615 | 495 | 22734917.4146 | -255632.5354 | 1.112% | R Square | 96.86%
2006-06-01 | 22533456.89 | 81.5 | 9.3 | 30 | 0 | 0 | 352.08 | 135.6404 | 493 | 21868163.4784 | -665293.4116 | 2.952% | Adjusted R Square | 96.69%
2006-07-01 | 24301815.84 | 23.2 | 70.1 | 31 | 0 | 0 | 319.92 | 135.9198 | 497 | 24238826.9109 | -62988.9291 | 0.2592% | Standard Error | 504929.0573
2006-08-01 | 23835759.9 | 57.7 | 31.7 | 31 | 0 | 0 | 351.912 | 136.1997 | 493 | 23120518.784 | -715241.116 | 3.001% | Observations | 120
2006-09-01 | 22400469.27 | 210.5 | 1.2 | 30 | 1 | 0 | 319.68 | 136.4803 | 492 | 21668851.3931 | -731617.8769 | 3.266%
2006-10-01 | 24231401.17 | 440.9 | 0 | 31 | 1 | 0 | 336.288 | 136.7614 | 491 | 24227076.5978 | -4324.5722 | 0.01785% | ANOVA
2006-11-01 | 25214980.61 | 540.4 | 0 | 30 | 1 | 0 | 352.08 | 137.0431 | 491 | 24739500.301 | -475480.309 | 1.886% |  | df | SS | MS | F | Significance F
2006-12-01 | 27155476.33 | 747.4 | 0 | 31 | 0 | 0 | 304.296 | 137.3254 | 494 | 27310465.59 | 154989.26 | 0.5707% | Regression | 6 | 8.8746e+14 | 1.4791e+14 | 580.1478 | 2.0327e-82
2007-01-01 | 29662727.76 | 913.4 | 0 | 31 | 0 | 0 | 351.912 | 137.5522 | 493 | 29140370.7571 | -522357.0029 | 1.761% | Residual | 113 | 2.881e+13 | 254953352930.8953
2007-02-01 | 28296502.54 | 924.7 | 0 | 28 | 0 | 0 | 319.872 | 137.7794 | 492 | 27536154.3464 | -760348.1936 | 2.687% | Total | 119 | 9.1627e+14
2007-03-01 | 27525692.99 | 665 | 0 | 31 | 1 | 0 | 351.912 | 138.0069 | 494 | 26295954.4564 | -1229738.5336 | 4.468%
2007-04-01 | 23410934.15 | 474.1 | 0 | 30 | 1 | 0 | 319.68 | 138.2349 | 511 | 23898217.7867 | 487283.6367 | 2.081% |  | Coefficients | Standard Error | t Stat | P-value | Lower 95% | Upper 95%
2007-05-01 | 22478351.15 | 250.9 | 0.6 | 31 | 1 | 0 | 351.912 | 138.4632 | 502 | 22737495.8603 | 259144.7103 | 1.153% | Intercept | 3473770.7373 | 1781797.9163 | 1.9496 | 0.053703 | -56292.2988 | 7003833.7734
2007-06-01 | 22018767.95 | 96.7 | 6.5 | 30 | 0 | 0 | 336.24 | 138.6919 | 500 | 21746473.585 | -272294.365 | 1.237% | Heating Degree Days | 8656.661 | 185.2963 | 46.7179 | 9.8599e-76 | 8289.5556 | 9023.7664
2007-07-01 | 23322571.34 | 40.2 | 51.8 | 31 | 0 | 0 | 336.288 | 138.9209 | 501 | 23719975.2929 | 397403.9529 | 1.704% | Cooling Degree Days | 43774.5376 | 4454.837 | 9.8263 | 7.6534e-17 | 34948.7019 | 52600.3732
2007-08-01 | 23240376.05 | 62.9 | 22.1 | 31 | 0 | 0 | 351.912 | 139.1504 | 503 | 22745297.8603 | -495078.1897 | 2.13% | Number of Days in Month | 479220.4332 | 66099.3393 | 7.25 | 5.5383e-11 | 348265.7204 | 610175.146
2007-09-01 | 22268047.42 | 164.7 | 9.6 | 30 | 1 | 0 | 303.84 | 139.3802 | 503 | 21509380 | -758667.42 | 3.407% | Spring Fall Flag | -694101.7091 | 110782.3827 | -6.2655 | 6.9502e-09 | -913581.5898 | -474621.8284
2007-10-01 | 23250601.39 | 310.6 | 0 | 31 | 1 | 0 | 351.912 | 139.6104 | 502 | 23228033.7992 | -22567.5908 | 0.09706% | CDM Activity | -2.9028 | 0.17835 | -16.2763 | 2.1183e-31 | -3.2562 | -2.5495
2007-11-01 | 25216488.03 | 620.3 | 0 | 30 | 1 | 0 | 352.08 | 139.841 | 500 | 25431167.5146 | 214679.4846 | 0.8513% | Number of Peak Hours | 8251.4164 | 3022.9064 | 2.7296 | 0.0073563 | 2262.4936 | 14240.3391
2007-12-01 | 28290655.53 | 925.8 | 0 | 31 | 0 | 0 | 304.296 | 140.0719 | 505 | 28854813.9118 | 564158.3818 | 1.994%
2008-01-01 | 29938301.86 | 934.7 | 0 | 31 | 0 | 1664.0585 | 352 | 139.9664 | 506 | 29320653.2736 | -617648.5864 | 2.063%
2008-02-01 | 28649711.05 | 921.5 | 0 | 29 | 0 | 3328.117 | 320 | 139.861 | 508 | 27979068.671 | -670642.379 | 2.341%
2008-03-01 | 27818185.45 | 791.9 | 0 | 31 | 1 | 4992.1755 | 304 | 139.7557 | 507 | 26984651.4139 | -833534.0361 | 2.996%
2008-04-01 | 23652657.52 | 456.9 | 0 | 30 | 1 | 6656.234 | 352 | 139.6504 | 511 | 23996687.0451 | 344029.5251 | 1.455%
2008-05-01 | 22308792.07 | 327.7 | 0 | 31 | 1 | 8320.2925 | 336 | 139.5453 | 506 | 23220613.7283 | 911821.6583 | 4.087%
2008-06-01 | 21249644.89 | 109.9 | 4.6 | 30 | 0 | 9984.351 | 336 | 139.4402 | 503 | 21746606.6247 | 496961.7347 | 2.339%
2008-07-01 | 22972303.9 | 34.7 | 22.1 | 31 | 0 | 11648.4094 | 352 | 139.3351 | 504 | 22468092.7333 | -504211.1667 | 2.195%
2008-08-01 | 22825574.8 | 50.4 | 22.2 | 31 | 0 | 13312.4679 | 320 | 139.2302 | 504 | 22339503.9537 | -486070.8463 | 2.13%
2008-09-01 | 21467207.54 | 193.3 | 7 | 30 | 1 | 14976.5264 | 336 | 139.1254 | 504 | 21865037.8709 | 397830.3309 | 1.853%
2008-10-01 | 22467926.27 | 373.1 | 0 | 31 | 1 | 16640.5849 | 352 | 139.0206 | 510 | 23721496.3626 | 1253570.0926 | 5.579%
2008-11-01 | 24892281.8 | 591 | 0 | 30 | 1 | 18304.6434 | 304 | 138.9159 | 517 | 24727663.8876 | -164617.9124 | 0.6613%
2008-12-01 | 29306389.77 | 1033.8 | 0 | 31 | 0 | 19968.7019 | 336 | 138.8113 | 507 | 29993370.3556 | 686980.5856 | 2.344%
2009-01-01 | 30390902.35 | 1093.4 | 0 | 31 | 0 | 32350.6412 | 336 | 138.4356 | 507 | 30473364.6233 | 82462.2733 | 0.2713%
2009-02-01 | 26265717.41 | 838.9 | 0 | 28 | 0 | 44732.5805 | 304 | 138.0609 | 509 | 26532595.0487 | 266877.6387 | 1.016%
2009-03-01 | 27254363.6 | 762.3 | 0 | 31 | 1 | 57114.5198 | 352 | 137.6872 | 505 | 26973179.6647 | -281183.9353 | 1.032%
2009-04-01 | 23432984.21 | 453.2 | 0 | 30 | 1 | 69496.4591 | 320 | 137.3145 | 509 | 23518197.2661 | 85213.0561 | 0.3636%
2009-05-01 | 22194838.93 | 319.8 | 0 | 31 | 1 | 81878.3984 | 320 | 136.9429 | 511 | 22806676.3946 | 611837.4646 | 2.757%
2009-06-01 | 21369186.91 | 141.8 | 13.7 | 30 | 0 | 94260.3377 | 352 | 136.5722 | 512 | 22308485.7742 | 939298.8642 | 4.396%
2009-07-01 | 21789412.37 | 74.5 | 2 | 31 | 0 | 106642.2771 | 352 | 136.2026 | 517 | 21657008.1048 | -132404.2652 | 0.6077%
2009-08-01 | 21831315.48 | 84.2 | 14.2 | 31 | 0 | 119024.2164 | 320 | 135.8339 | 509 | 21975039.0237 | 143723.5437 | 0.6583%
2009-09-01 | 21746633.18 | 102.8 | 3.5 | 30 | 1 | 131406.1557 | 336 | 135.4663 | 500 | 20590423.1579 | -1156210.0221 | 5.317%
2009-10-01 | 22881653.96 | 451.4 | 0 | 31 | 1 | 143788.095 | 336 | 135.0996 | 498 | 23898202.0052 | 1016548.0452 | 4.443%
2009-11-01 | 23647813.83 | 473.5 | 0 | 30 | 1 | 156170.0343 | 320 | 134.734 | 496 | 23442328.3905 | -205485.4395 | 0.8689%
2009-12-01 | 27999304.57 | 914.9 | 0 | 31 | 0 | 168551.9736 | 352 | 134.3693 | 500 | 28664803.2928 | 665498.7228 | 2.377%
2010-01-01 | 28838475.69 | 900.2 | 0 | 31 | 0 | 171366.4151 | 320 | 134.7333 | 500 | 28265335.1928 | -573140.4972 | 1.987%
2010-02-01 | 25306729.54 | 778.4 | 0 | 28 | 0 | 174180.8566 | 304 | 135.0984 | 499 | 25633100.0624 | 326370.5224 | 1.29%
2010-03-01 | 24777899.93 | 514.4 | 0 | 31 | 1 | 176995.2981 | 368 | 135.4644 | 504 | 24611221.9377 | -166677.9923 | 0.6727%
2010-04-01 | 21809289.85 | 358 | 0 | 30 | 1 | 179809.7397 | 320 | 135.8314 | 502 | 22373861.8795 | 564572.0295 | 2.589%
2010-05-01 | 21546572.91 | 212.4 | 0.6 | 31 | 1 | 182624.1812 | 320 | 136.1994 | 504 | 21610767.3346 | 64194.4246 | 0.2979%
2010-06-01 | 21152488.75 | 106.3 | 3 | 30 | 0 | 185438.6227 | 352 | 136.5684 | 507 | 21268111.2331 | 115622.4831 | 0.5466%
2010-07-01 | 23012031.62 | 14.5 | 52 | 31 | 0 | 188253.0642 | 336 | 136.9384 | 508 | 22957410.0076 | -54621.6124 | 0.2374%
2010-08-01 | 22901514.91 | 37.9 | 55.8 | 31 | 0 | 191067.5057 | 336 | 137.3094 | 505 | 23318149.2582 | 416634.3482 | 1.819%
2010-09-01 | 21432268.88 | 231.1 | 0 | 30 | 1 | 193881.9472 | 336 | 137.6814 | 510 | 21366504.9631 | -65763.9169 | 0.3068%
2010-10-01 | 22472903.98 | 355.5 | 0 | 31 | 1 | 196696.3888 | 320 | 138.0544 | 510 | 22782421.5029 | 309517.5229 | 1.377%
2010-11-01 | 24030452.42 | 549.4 | 0 | 30 | 1 | 199510.8303 | 336 | 138.4285 | 515 | 24105580.4393 | 75128.0193 | 0.3126%
2010-12-01 | 27767188.38 | 879.1 | 0 | 31 | 0 | 202325.2718 | 368 | 138.8035 | 516 | 28388879.1763 | 621690.7963 | 2.239%
2011-01-01 | 29631691.29 | 1077.9 | 0 | 31 | 0 | 199054.1093 | 336 | 139.1007 | 499 | 29855273.7039 | 223582.4139 | 0.7545%
2011-02-01 | 26046838.79 | 826.9 | 0 | 28 | 0 | 195782.9468 | 304 | 139.3986 | 500 | 25990240.8156 | -56597.9744 | 0.2173%
2011-03-01 | 26570003.08 | 749.9 | 0 | 31 | 1 | 192511.7844 | 368 | 139.697 | 505 | 26604823.802 | 34820.722 | 0.1311%
2011-04-01 | 23083598.17 | 482.3 | 0 | 30 | 1 | 189240.6219 | 320 | 139.9962 | 506 | 23422508.5457 | 338910.3757 | 1.468%
2011-05-01 | 21824619.57 | 267 | 0 | 31 | 1 | 185969.4594 | 336 | 140.2959 | 507 | 22179468.1733 | 354848.6033 | 1.626%
2011-06-01 | 20701172.16 | 110.1 | 0 | 30 | 0 | 182698.2969 | 352 | 140.5964 | 507 | 21177637.6459 | 476465.4859 | 2.302%
2011-07-01 | 22583045.95 | 29.8 | 63.7 | 31 | 0 | 179427.1344 | 320 | 140.8974 | 503 | 23495616.5673 | 912570.6173 | 4.041%
2011-08-01 | 22784484.03 | 22.2 | 35.7 | 31 | 0 | 176155.972 | 352 | 141.1991 | 507 | 22477679.86 | -306804.17 | 1.347%
2011-09-01 | 21345135.69 | 172.3 | 9.4 | 30 | 1 | 172884.8095 | 336 | 141.5015 | 506 | 21329925.1778 | -15210.5122 | 0.07126%
2011-10-01 | 22769113.11 | 337.2 | 5.4 | 31 | 1 | 169613.647 | 320 | 141.8044 | 508 | 22939003.8423 | 169890.7323 | 0.7461%
2011-11-01 | 24230624.48 | 563.2 | 0 | 30 | 1 | 166342.4845 | 352 | 142.1081 | 509 | 24453347.2602 | 222722.7802 | 0.9192%
2011-12-01 | 26954814.17 | 769.8 | 0 | 31 | 0 | 163071.322 | 336 | 142.4124 | 512 | 27292608.5478 | 337794.3778 | 1.253%
2012-01-01 | 27978052.34 | 865.7 | 0 | 31 | 0 | 175843.4469 | 336 | 142.6126 | 507 | 28085706.9653 | 107654.6253 | 0.3848%
2012-02-01 | 25273761.34 | 693.8 | 0 | 29 | 0 | 188615.5718 | 320 | 142.8131 | 512 | 25470088.0396 | 196326.6996 | 0.7768%
2012-03-01 | 24803557.27 | 525.4 | 0 | 31 | 1 | 201387.6967 | 352 | 143.0138 | 512 | 24503615.4367 | -299941.8333 | 1.209%
2012-04-01 | 22044979.17 | 434.9 | 0 | 30 | 1 | 214159.8216 | 320 | 143.2149 | 513 | 22939846.4875 | 894867.3175 | 4.059%
2012-05-01 | 21279302.76 | 227.1 | 0 | 31 | 1 | 226931.9465 | 352 | 143.4162 | 511 | 21847182.7172 | 567879.9572 | 2.669%
2012-06-01 | 21429781.86 | 64.9 | 18.4 | 30 | 0 | 239704.0714 | 336 | 143.6178 | 515 | 21294307.0373 | -135474.8227 | 0.6322%
2012-07-01 | 23340060.43 | 6.8 | 66.5 | 31 | 0 | 252476.1963 | 336 | 143.8197 | 514 | 23339055.3528 | -1005.0772 | 0.004306%
2012-08-01 | 22638507.33 | 38.5 | 27.7 | 31 | 0 | 265248.3212 | 352 | 144.0218 | 515 | 22009966.7375 | -628540.5925 | 2.776%
2012-09-01 | 21056351.92 | 213.5 | 4 | 30 | 1 | 278020.446 | 304 | 144.2243 | 515 | 20880960.371 | -175391.549 | 0.833%
2012-10-01 | 22591003.56 | 395.8 | 0 | 31 | 1 | 290792.5709 | 352 | 144.4271 | 516 | 23122184.567 | 531181.007 | 2.351%
2012-11-01 | 24156927.71 | 600.8 | 0 | 30 | 1 | 303564.6958 | 352 | 144.6301 | 515 | 24380504.266 | 223576.556 | 0.9255%
2012-12-01 | 26882954.98 | 793.7 | 0 | 31 | 0 | 316336.8207 | 304 | 144.8334 | 517 | 26790552.9569 | -92402.0231 | 0.3437%
2013-01-01 | 28716062.25 | 928.4 | 0 | 31 | 0 | 326976.7782 | 352 | 144.9894 | 516 | 28321787.137 | -394275.113 | 1.373%
2013-02-01 | 25735079.89 | 866.6 | 0 | 28 | 0 | 337616.7357 | 304 | 145.1455 | 516 | 25922190.1605 | 187110.2705 | 0.7271%
2013-03-01 | 26208212.91 | 767.3 | 0 | 31 | 1 | 348256.6931 | 320 | 145.3018 | 516 | 25907279.9342 | -300932.9758 | 1.148%
2013-04-01 | 22900049.01 | 524.8 | 0 | 30 | 1 | 358896.6506 | 352 | 145.4583 | 517 | 23561978.4912 | 661929.4812 | 2.891%
2013-05-01 | 21368507.77 | 325.3 | 0 | 31 | 1 | 369536.6081 | 352 | 145.615 | 516 | 22283309.0139 | 914801.2439 | 4.281%
2013-06-01 | 20598949.78 | 130.9 | 5.5 | 30 | 0 | 380176.5656 | 320 | 145.7718 | 516 | 20761163.9834 | 162214.2034 | 0.7875%
2013-07-01 | 21754518.05 | 60.7 | 28 | 31 | 0 | 390816.523 | 352 | 145.9288 | 510 | 21850773.1924 | 96255.1424 | 0.4425%
2013-08-01 | 22034828.83 | 45.8 | 41.8 | 31 | 0 | 401456.4805 | 336 | 146.0859 | 507 | 22162968.8588 | 128140.0288 | 0.5815%
2013-09-01 | 20818130.78 | 178.8 | 0 | 30 | 1 | 412096.438 | 320 | 146.2432 | 513 | 20148298.254 | -669832.526 | 3.218%
2013-10-01 | 22036269.4 | 328.5 | 0 | 31 | 1 | 422736.3955 | 352 | 146.4007 | 511 | 22156580.1204 | 120310.7204 | 0.546%
2013-11-01 | 24280735.42 | 620.6 | 0 | 30 | 1 | 433376.3529 | 336 | 146.5584 | 505 | 24043061.6607 | -237673.7593 | 0.9789%
2013-12-01 | 28617030.29 | 1112.9 | 0 | 31 | 0 | 444016.3104 | 320 | 146.7162 | 496 | 29315149.3081 | 698119.0181 | 2.44%
2014-01-01 | 29731360.84 | 1119.6 | 0 | 31 | 0 | 465993.0708 | 352 | 147.0423 | 499 | 29573399.3497 | -157961.4903 | 0.5313%
2014-02-01 | 26524870.02 | 978.4 | 0 | 28 | 0 | 487969.8312 | 304 | 147.3691 | 501.5 | 26453554.621 | -71315.399 | 0.2689%
2014-03-01 | 26573892.16 | 883.5 | 0 | 31 | 1 | 509946.5915 | 336 | 147.6967 | 503.25 | 26575847.4958 | 1955.3358 | 0.007358%
2014-04-01 | 22785513.13 | 522.9 | 0 | 30 | 1 | 531923.3519 | 320 | 148.025 | 504.625 | 22779217.5346 | -6295.5954 | 0.02763%
2014-05-01 | 21163181.65 | 266.9 | 1.1 | 31 | 1 | 553900.1123 | 336 | 148.354 | 498.8125 | 21158712.4951 | -4469.1549 | 0.02112%
2014-06-01 | 19864970.56 | 135.2 | 6 | 30 | 0 | 575876.8727 | 336 | 148.6837 | 496.4062 | 20384211.8411 | 519241.2811 | 2.614%
2014-07-01 | 20551473.42 | 47.2 | 9.5 | 31 | 0 | 597853.633 | 352 | 149.0142 | 495.2031 | 20323084.7393 | -228388.6807 | 1.111%
2014-08-01 | 20809859.19 | 65.2 | 10.1 | 31 | 0 | 619830.3934 | 320 | 149.3454 | 491.1016 | 20177329.1252 | -632530.0648 | 3.04%
2014-09-01 | 19978896.65 | 196.5 | 0 | 30 | 1 | 641807.1538 | 336 | 149.6773 | 490.0508 | 19766731.4931 | -212165.1569 | 1.062%
2014-10-01 | 21777286.87 | 382.6 | 0 | 31 | 1 | 663783.9141 | 352 | 150.01 | 488.5254 | 21925184.2889 | 147897.4189 | 0.6791%
2014-11-01 | 24141227.48 | 647.8 | 0 | 30 | 1 | 685760.6745 | 304 | 150.3434 | 487.7627 | 23281847.4556 | -859380.0244 | 3.56%
2014-12-01 | 26134928.27 | 780.6 | 0 | 31 | 0 | 707737.4349 | 336 | 150.6776 | 487.3813 | 25805024.5912 | -329903.6788 | 1.262%
2015-01-01 | 27731660.08 | 979.5 | 0 | 31 | 0 | 723269.3363 | 336 | 150.9879 | 487.1907 | 27481747.9154 | -249912.1646 | 0.9012%
2015-02-01 | 25715487.79 | 1053.3 | 0 | 28 | 0 | 738801.2376 | 304 | 151.2989 | 487.5953 | 26373816.3255 | 658328.5355 | 2.56%
2015-03-01 | 25051564.36 | 710.4 | 0 | 31 | 1 | 754333.139 | 352 | 151.6106 | 486.7977 | 24499988.2978 | -551576.0622 | 2.202%
2015-04-01 | 21377518.08 | 432.1 | 0 | 30 | 1 | 769865.0404 | 336 | 151.9229 | 485.8988 | 21434509.8993 | 56991.8193 | 0.2666%
2015-05-01 | 20280334.62 | 276 | 0 | 31 | 1 | 785396.9418 | 320 | 152.2358 | 478.9494 | 20385316.341 | 104981.721 | 0.5177%
2015-06-01 | 19371535.93 | 118.6 | 0 | 30 | 0 | 800928.8432 | 352 | 152.5494 | 469.4747 | 19456597.9516 | 85062.0216 | 0.4391%
2015-07-01 | 20675017.58 | 31.7 | 38 | 31 | 0 | 816460.7445 | 352 | 152.8636 | 463.7374 | 20801900.4248 | 126882.8448 | 0.6137%
2015-08-01 | 20614734.83 | 50.7 | 35.4 | 31 | 0 | 831992.6459 | 320 | 153.1785 | 460.8687 | 20543431.3142 | -71303.5158 | 0.3459%
2015-09-01 | 19939072.72 | 106.2 | 15.8 | 30 | 1 | 847524.5473 | 336 | 153.494 | 459.9343 | 19079509.0341 | -859563.6859 | 4.311%
2015-10-01 | 20726132.17 | 345.9 | 0 | 31 | 1 | 863056.4487 | 336 | 153.8102 | 459.4672 | 20897006.8661 | 170874.6961 | 0.8244%
2015-11-01 | 21470151.14 | 469.1 | 0 | 30 | 1 | 878588.3501 | 320 | 154.127 | 459.7336 | 21307177.8578 | -162973.2822 | 0.7591%
2015-12-01 | 23595138.62 | 564.9 | 0 | 31 | 0 | 894120.2514 | 352 | 154.4445 | 459.8668 | 23528766.8992 | -66371.7208 | 0.2813%
2016-01-01 |  | 960.98 | 0 | 31 | 0 | 896297.0987 | 320 | 154.7248 |  | 26687132.8344 |  | 1.602%
2016-02-01 |  | 875.59 | 0 | 29 | 0 | 898473.946 | 320 | 155.0057 |  | 24983180.6568
2016-03-01 |  | 702.91 | 0 | 31 | 1 | 900650.7933 | 352 | 155.287 |  | 24010413.8883
2016-04-01 |  | 450.52 | 0 | 30 | 1 | 902827.6406 | 336 | 155.5689 |  | 21207997.0956
2016-05-01 |  | 271.46 | 0.47 | 31 | 1 | 905004.4879 | 336 | 155.8513 |  | 20151410.8148
2016-06-01 |  | 109.59 | 6.7 | 30 | 0 | 907181.3352 | 352 | 156.1342 |  | 19363457.3776
2016-07-01 |  | 36.33 | 40.37 | 31 | 0 | 909358.1825 | 320 | 156.4176 |  | 20412015.1546
2016-08-01 |  | 51.55 | 29.67 | 31 | 0 | 911535.0298 | 352 | 156.7015 |  | 20333108.2777
2016-09-01 |  | 176.97 | 5.05 | 30 | 1 | 913711.877 | 336 | 156.9859 |  | 19029433.7515
2016-10-01 |  | 372.15 | 0.54 | 31 | 1 | 915888.7243 | 320 | 157.2708 |  | 20862496.423
2016-11-01 |  | 567.61 | 0 | 30 | 1 | 918065.5716 | 336 | 157.5563 |  | 22177372.3311
2016-12-01 |  | 852.29 | 0 | 31 | 0 | 920242.4189 | 336 | 157.8423 |  | 25808753.6973
2017-01-01 |  | 960.98 | 0 | 31 | 0 | 913677.1795 | 336 | 158.1545 |  | 26768703.9881
2017-02-01 |  | 875.59 | 0 | 28 | 0 | 907111.9401 | 304 | 158.4674 |  | 24346862.8895
2017-03-01 |  | 702.91 | 0 | 31 | 1 | 900546.7007 | 368 | 158.7809 |  | 24142738.7137
2017-04-01 |  | 450.52 | 0 | 30 | 1 | 893981.4614 | 304 | 159.0951 |  | 20969630.7713
2017-05-01 |  | 271.46 | 0.47 | 31 | 1 | 887416.222 | 352 | 159.4098 |  | 20334489.3118
2017-06-01 |  | 109.59 | 6.7 | 30 | 0 | 880850.9826 | 352 | 159.7252 |  | 19439890.0486
2017-07-01 |  | 36.33 | 40.37 | 31 | 0 | 874285.7432 | 320 | 160.0411 |  | 20513824.6614
2017-08-01 |  | 51.55 | 29.67 | 31 | 0 | 867720.5038 | 352 | 160.3578 |  | 20460294.6204
2017-09-01 |  | 176.97 | 5.05 | 30 | 1 | 861155.2644 | 320 | 160.675 |  | 19049974.2681
2017-10-01 |  | 372.15 | 0.54 | 31 | 1 | 854590.025 | 336 | 160.9929 |  | 21172459.0991
2017-11-01 |  | 567.61 | 0 | 30 | 1 | 848024.7856 | 352 | 161.3114 |  | 22512711.8431
2017-12-01 |  | 852.29 | 0 | 31 | 0 | 841459.5462 | 304 | 161.6305 |  | 25773402.0595
[6 empty] | 51505933.1192 |  |  |  | 3405765747.9171
[13 empty] | Weather Normal | Weather Noraml Factor
2006 | 299216792.76 | [8 empty] | 294215007.3661 | -5001785.3939 | -1.672% | 296189936.242 | 1.0067
2007 | 298981716.3 | [8 empty] | 296843335.1709 | -2138381.1291 | -0.7152% | 296317074.0654 | 0.99823
2008 | 297548976.92 | [8 empty] | 298363445.9204 | 814469.0004 | 0.2737% | 296156659.365 | 0.9926
2009 | 290804126.8 | [8 empty] | 292840302.7465 | 2036175.9465 | 0.7002% | 292555094.0068 | 0.99903
2010 | 285047816.86 | [8 empty] | 286681342.9876 | 1633526.1276 | 0.5731% | 289677647.5965 | 1.0105
2011 | 288525140.49 | [8 empty] | 291218133.9418 | 2692993.4518 | 0.9334% | 290011119.8517 | 0.99586
2012 | 283475240.67 | [8 empty] | 284663970.9348 | 1188730.2648 | 0.4193% | 288093151.1823 | 1.012
2013 | 285068374.38 | [8 empty] | 286434540.1146 | 1366165.7346 | 0.4792% | 282757844.9365 | 0.98716
2014 | 280037460.24 | [8 empty] | 278204145.0306 | -1833315.2094 | -0.6547% | 275479317.8162 | 0.99021
2015 | 266548347.92 | [8 empty] | 265789769.1267 | -758578.7933 | -0.2846% | 268016148.2777 | 1.0084
2016 | [9 empty] | 265026772.3026 |  |  | 265026772.3026
2017 | [9 empty] | 265484982.2745 |  |  | 265484982.2745
Total to 2015 | 2875253993.34 | [8 empty] | 2875253993.34 | 0
[10 empty] | 3405765747.9171 | 0
Check totals above sould be zero
20 year trend
2017-01-01 |  | 981.2244 | 0 | 31 | 0 | 913677.1795 | 336 | 143.1292 | 352 | 26943953.2084
2017-02-01 |  | 920.4984 | 0 | 28 | 0 | 907111.9401 | 304 | 143.424 | 304 | 24735619.8664
2017-03-01 |  | 728.6568 | 0 | 31 | 1 | 900546.7007 | 368 | 143.7194 | 320 | 24365619.7466
2017-04-01 |  | 457.8451 | 0 | 30 | 1 | 893981.4614 | 304 | 144.0155 | 352 | 21033041.7894
2017-05-01 |  | 271.6456 | 0.20857 | 31 | 1 | 887416.222 | 352 | 144.3121 | 352 | 20324652.4117
2017-06-01 |  | 115.8052 | 4.1053 | 30 | 0 | 880850.9826 | 352 | 144.6094 | 320 | 19380109.4184
2017-07-01 |  | 34.9966 | 41.5166 | 31 | 0 | 874285.7432 | 320 | 144.9072 | 352 | 20552474.6217
2017-08-01 |  | 48.1625 | 33.1817 | 31 | 0 | 867720.5038 | 352 | 145.2057 | 336 | 20584694.3458
2017-09-01 |  | 175.5771 | 5.6843 | 30 | 1 | 861155.2644 | 320 | 145.5048 | 320 | 19065681.689
2017-10-01 |  | 357.9928 | 0.78361 | 31 | 1 | 854590.025 | 336 | 145.8046 | 352 | 21060568.7342
2017-11-01 |  | 558.6272 | 0 | 30 | 1 | 848024.7856 | 352 | 146.1049 | 336 | 22434950.9449
2017-12-01 |  | 843.287 | 0 | 31 | 0 | 841459.5462 | 304 | 146.4058 | 320 | 25695466.0754 | 266176832.852

## GS > 50 kW WN
| Consumed | Heating Degree Days | Cooling Degree Days | Number of Days in Month | Spring Fall Flag | CDM Activity | Number of Peak Hours | Ontario Real GDP Monthly % | Number of Customers | Predicted Consumed | Variances (kWh) | % Variance
1999-01-01 | 16478656.44 | 994.7 | 0 | 31 | 0 | 0 | 319.872 | 105.4482 | 535
1999-02-01 | 27689060.53 | 718.7 | 0 | 28 | 0 | 0 | 319.872 | 106.0867 | 578
1999-03-01 | 28367059.1 | 710.1 | 0 | 31 | 1 | 0 | 368.28 | 106.729 | 583
1999-04-01 | 24673273.64 | 407.7 | 0 | 30 | 1 | 0 | 336.24 | 107.3752 | 596
1999-05-01 | 23679737.79 | 224.7 | 2.6 | 31 | 1 | 0 | 319.92 | 108.0253 | 611
1999-06-01 | 20438074.97 | 91.9 | 11.4 | 30 | 0 | 0 | 352.08 | 108.6794 | 616
1999-07-01 | 21927427.63 | 24.2 | 59.3 | 31 | 0 | 0 | 336.288 | 109.3374 | 619
1999-08-01 | 22070964.02 | 74 | 12.2 | 31 | 0 | 0 | 336.288 | 109.9994 | 626
1999-09-01 | 21905565.9 | 194 | 5.7 | 30 | 1 | 0 | 336.24 | 110.6655 | 640
1999-10-01 | 23608817.46 | 423.1 | 0 | 31 | 1 | 0 | 319.92 | 111.3355 | 647
1999-11-01 | 24880228.72 | 500.7 | 0 | 30 | 1 | 0 | 352.08 | 112.0096 | 647
1999-12-01 | 28520683.07 | 817.1 | 0 | 31 | 0 | 0 | 336.288 | 112.6878 | 333
2000-01-01 | 30116382.98 | 963.5 | 0 | 31 | 0 | 0 | 319.92 | 113.2055 | 647
2000-02-01 | 26672243.32 | 711.5 | 0 | 29 | 0 | 0 | 336.168 | 113.7256 | 601
2000-03-01 | 25141921.97 | 574.6 | 0 | 31 | 1 | 0 | 368.28 | 114.248 | 562
2000-04-01 | 22143191.73 | 485.6 | 0 | 30 | 1 | 0 | 303.84 | 114.7729 | 517
2000-05-01 | 20987165.36 | 260.5 | 0 | 31 | 1 | 0 | 351.912 | 115.3002 | 497
2000-06-01 | 19836289.7 | 155.7 | 2.3 | 30 | 0 | 0 | 352.08 | 115.8299 | 452
2000-07-01 | 21238166.92 | 55.7 | 20.8 | 31 | 0 | 0 | 319.92 | 116.362 | 431
2000-08-01 | 21418208.41 | 63.4 | 9.8 | 31 | 0 | 0 | 351.912 | 116.8966 | 429
2000-09-01 | 20859271.22 | 223.3 | 0 | 30 | 1 | 0 | 319.68 | 117.4336 | 428
2000-10-01 | 22319549.14 | 372.2 | 0 | 31 | 1 | 0 | 336.288 | 117.9731 | 434
2000-11-01 | 24898434.92 | 561.6 | 0 | 30 | 1 | 0 | 352.08 | 118.5151 | 438
2000-12-01 | 29608811.34 | 1041.3 | 0 | 31 | 0 | 0 | 304.296 | 119.0595 | 439
2001-01-01 | 29257179.95 | 898.8 | 0 | 31 | 0 | 0 | 351.912 | 119.2321 | 473
2001-02-03 | 27178450.54 | 918.9 | 0 | 28 | 0 | 0 | 319.872 | 119.4048 | 477
2001-03-08 | 26804323.8 | 702.7 | 0 | 31 | 1 | 0 | 351.912 | 119.5779 | 476
2001-04-10 | 22932702.84 | 430.7 | 0 | 30 | 1 | 0 | 319.68 | 119.7511 | 474
2001-05-13 | 21898868.65 | 239.9 | 0 | 31 | 1 | 0 | 351.912 | 119.9246 | 476
2001-06-15 | 21021876.09 | 114 | 15.2 | 30 | 0 | 0 | 336.24 | 120.0984 | 477
2001-07-18 | 21695834.31 | 67.2 | 29.7 | 31 | 0 | 0 | 336.288 | 120.2724 | 476
2001-08-20 | 22267606.79 | 40.2 | 56.1 | 31 | 0 | 0 | 351.912 | 120.4467 | 475
2001-09-22 | 20970044.24 | 187.7 | 6.8 | 30 | 1 | 0 | 303.84 | 120.6212 | 474
2001-10-25 | 22726743.39 | 408.6 | 0 | 31 | 1 | 0 | 351.912 | 120.796 | 476
2001-11-27 | 23917781.75 | 458.8 | 0 | 30 | 1 | 0 | 352.08 | 120.9711 | 478
2001-12-30 | 26175856.45 | 716.4 | 0 | 31 | 0 | 0 | 304.296 | 121.1464 | 477
2002-01-19 | 28530794.52 | 873.9 | 0 | 31 | 0 | 0 | 351.912 | 121.5045 | 477
2002-02-21 | 26198686.23 | 733 | 0 | 28 | 0 | 0 | 319.872 | 121.8637 | 475
2002-03-26 | 27472385.66 | 804.7 | 0 | 31 | 1 | 0 | 319.92 | 122.224 | 478
2002-04-28 | 23674635.88 | 462.3 | 0 | 30 | 1 | 0 | 352.08 | 122.5853 | 480
2002-05-31 | 22507067.52 | 335 | 0.5 | 31 | 1 | 0 | 351.912 | 122.9477 | 485
2002-06-01 | 22085684.42 | 114.4 | 14.2 | 30 | 0 | 0 | 319.68 | 123.3112 | 484
2002-07-03 | 23193555.54 | 17.9 | 79.3 | 31 | 0 | 0 | 351.912 | 123.6758 | 478
2002-08-05 | 22417126.28 | 49.7 | 15.5 | 31 | 0 | 0 | 336.288 | 124.0414 | 481
2002-09-07 | 21763821.53 | 143.5 | 20.9 | 30 | 1 | 0 | 319.68 | 124.4081 | 483
2002-10-10 | 23906576.68 | 510.1 | 0 | 31 | 1 | 0 | 351.912 | 124.7759 | 488
2002-11-12 | 25919156.05 | 668 | 0 | 30 | 1 | 0 | 336.24 | 125.1448 | 491
2002-12-15 | 27992722.82 | 785.6 | 0 | 31 | 0 | 0 | 319.92 | 125.5147 | 488
2003-01-01 | 30247356.06 | 907.4 | 0 | 31 | 0 | 0 | 351.912 | 125.6602 | 489
2003-02-01 | 28460283.13 | 969.6 | 0 | 28 | 0 | 0 | 319.872 | 125.8059 | 492
2003-03-01 | 28715021.63 | 765.1 | 0 | 31 | 1 | 0 | 336.288 | 125.9518 | 505
2003-04-01 | 23920979.84 | 499.3 | 0 | 30 | 1 | 0 | 336.24 | 126.0978 | 499
2003-05-01 | 22761853.51 | 276.4 | 0 | 31 | 1 | 0 | 336.288 | 126.2439 | 499
2003-06-01 | 21516931.13 | 129.3 | 0 | 30 | 0 | 0 | 336.24 | 126.3903 | 503
2003-07-01 | 22581221.45 | 29.9 | 18.2 | 31 | 0 | 0 | 351.912 | 126.5368 | 500
2003-08-01 | 22725768.2 | 35.6 | 50.9 | 31 | 0 | 0 | 319.92 | 126.6835 | 499
2003-09-01 | 22003813.64 | 164 | 6.7 | 30 | 1 | 0 | 336.24 | 126.8304 | 503
2003-10-01 | 24158122.46 | 414.2 | 0 | 31 | 1 | 0 | 351.912 | 126.9774 | 499
2003-11-01 | 25919367.38 | 632.9 | 0 | 30 | 1 | 0 | 319.68 | 127.1246 | 500
2003-12-01 | 27963038.76 | 785.9 | 0 | 31 | 0 | 0 | 336.288 | 127.272 | 501
2004-01-01 | 30937974.93 | 1140.6 | 0 | 31 | 0 | 0 | 336.288 | 127.5341 | 499
2004-02-01 | 27306089.36 | 778.3 | 0 | 29 | 0 | 0 | 320.16 | 127.7968 | 486
2004-03-01 | 26515207.21 | 684.3 | 0 | 31 | 1 | 0 | 368.28 | 128.0601 | 460
2004-04-01 | 23016462 | 472.4 | 0 | 30 | 1 | 0 | 336.24 | 128.3238 | 457
2004-05-01 | 21892354.06 | 333.2 | 0 | 31 | 1 | 0 | 319.92 | 128.5882 | 459
2004-06-01 | 20420158.8 | 145.8 | 3.1 | 30 | 0 | 0 | 352.08 | 128.853 | 459
2004-07-01 | 21540775.23 | 67.4 | 22 | 31 | 0 | 0 | 336.288 | 129.1184 | 461
2004-08-01 | 21313848.72 | 123 | 1.8 | 31 | 0 | 0 | 336.288 | 129.3844 | 463
2004-09-01 | 21313093.56 | 132.9 | 4.7 | 30 | 1 | 0 | 336.24 | 129.6509 | 466
2004-10-01 | 22910607.51 | 372.7 | 0 | 31 | 1 | 0 | 319.92 | 129.918 | 465
2004-11-01 | 24309383.42 | 554.9 | 0 | 30 | 1 | 0 | 352.08 | 130.1856 | 465
2004-12-01 | 28308962.87 | 926.6 | 0 | 31 | 0 | 0 | 336.288 | 130.4538 | 464
2005-01-01 | 29981056.32 | 1084.3 | 0 | 31 | 0 | 0 | 319.92 | 130.7437 | 466
2005-02-01 | 26021216.54 | 755.9 | 0 | 28 | 0 | 0 | 319.872 | 131.0343 | 466
2005-03-01 | 27186436.04 | 814.1 | 0 | 31 | 1 | 0 | 351.912 | 131.3255 | 487
2005-04-01 | 23539059.56 | 408.1 | 0 | 30 | 1 | 0 | 336.24 | 131.6174 | 481
2005-05-01 | 23356657.37 | 306.2 | 0 | 31 | 1 | 0 | 336.288 | 131.91 | 483
2005-06-01 | 22845169.66 | 72.6 | 16.8 | 30 | 0 | 0 | 352.08 | 132.2031 | 482
2005-07-01 | 23894015.75 | 45.3 | 53 | 31 | 0 | 0 | 319.92 | 132.497 | 484
2005-08-01 | 23530513.36 | 46.3 | 29.6 | 31 | 0 | 0 | 351.912 | 132.7915 | 480
2005-09-01 | 22573270.27 | 148.8 | 15.2 | 30 | 1 | 0 | 336.24 | 133.0866 | 481
2005-10-01 | 23998835.47 | 347.3 | 0 | 31 | 1 | 0 | 319.92 | 133.3824 | 483
2005-11-01 | 26134846.6 | 606.9 | 0 | 30 | 1 | 0 | 352.08 | 133.6789 | 482
2005-12-01 | 29015604.5 | 833.4 | 0 | 31 | 0 | 0 | 319.92 | 133.976 | 483
2006-01-01 | 28857836.47 | 960.98 | 0 | 31 | 0 | 0 | 336.288 | 134.252 | 484 | 29423334.558 |  |  | SUMMARY OUTPUT
2006-02-01 | 27077340.08 | 875.59 | 0 | 28 | 0 | 0 | 319.872 | 134.5285 | 483 | 27111025.7249
2006-03-01 | 27505939.54 | 702.91 | 0 | 31 | 1 | 0 | 368.28 | 134.8056 | 492 | 26759187.6579 |  |  | Regression Statistics
2006-04-01 | 23111766.71 | 450.52 | 0 | 30 | 1 | 0 | 303.84 | 135.0833 | 505 | 23563391.2851 |  |  | Multiple R | 98.42%
2006-05-01 | 22990549.95 | 271.46 | 0.47 | 31 | 1 | 0 | 351.912 | 135.3615 | 495 | 22909786.1205 |  |  | R Square | 96.86%
2006-06-01 | 22533456.89 | 109.59 | 6.7 | 30 | 0 | 0 | 352.08 | 135.6404 | 493 | 21997515.288 |  |  | Adjusted R Square | 96.69%
2006-07-01 | 24301815.84 | 36.33 | 40.37 | 31 | 0 | 0 | 319.92 | 135.9198 | 497 | 23051071.8671 |  |  | Standard Error | 504929.0573
2006-08-01 | 23835759.9 | 51.55 | 29.67 | 31 | 0 | 0 | 351.912 | 136.1997 | 493 | 22978418.0076 |  |  | Observations | 120
2006-09-01 | 22400469.27 | 176.97 | 5.05 | 30 | 1 | 0 | 319.68 | 136.4803 | 492 | 21547125.5196
2006-10-01 | 24231401.17 | 372.15 | 0.54 | 31 | 1 | 0 | 336.288 | 136.7614 | 491 | 23655569.4046 |  |  | ANOVA
2006-11-01 | 25214980.61 | 567.61 | 0 | 30 | 1 | 0 | 352.08 | 137.0431 | 491 | 24975048.0467 |  |  |  | df | SS | MS | F | Significance F
2006-12-01 | 27155476.33 | 852.29 | 0 | 31 | 0 | 0 | 304.296 | 137.3254 | 494 | 28218462.7619 |  |  | Regression | 6 | 8.8746e+14 | 1.4791e+14 | 580.1478 | 2.0327e-82
2007-01-01 | 29662727.76 | 960.98 | 0 | 31 | 0 | 0 | 351.912 | 137.5522 | 493 | 29552254.6873 |  |  | Residual | 113 | 2.881e+13 | 254953352930.8953
2007-02-01 | 28296502.54 | 875.59 | 0 | 28 | 0 | 0 | 319.872 | 137.7794 | 492 | 27111025.7249 |  |  | Total | 119 | 9.1627e+14
2007-03-01 | 27525692.99 | 702.91 | 0 | 31 | 1 | 0 | 351.912 | 138.0069 | 494 | 26624128.4748
2007-04-01 | 23410934.15 | 450.52 | 0 | 30 | 1 | 0 | 319.68 | 138.2349 | 511 | 23694093.7204 |  |  |  | Coefficients | Standard Error | t Stat | P-value | Lower 95% | Upper 95%
2007-05-01 | 22478351.15 | 271.46 | 0.47 | 31 | 1 | 0 | 351.912 | 138.4632 | 502 | 22909786.1205 |  |  | Intercept | 3473770.7373 | 1781797.9163 | 1.9496 | 0.053703 | -56292.2988 | 7003833.7734
2007-06-01 | 22018767.95 | 109.59 | 6.7 | 30 | 0 | 0 | 336.24 | 138.6919 | 500 | 21866812.8528 |  |  | Heating Degree Days | 8656.661 | 185.2963 | 46.7179 | 9.8599e-76 | 8289.5556 | 9023.7664
2007-07-01 | 23322571.34 | 36.33 | 40.37 | 31 | 0 | 0 | 336.288 | 138.9209 | 501 | 23186131.0502 |  |  | Cooling Degree Days | 43774.5376 | 4454.837 | 9.8263 | 7.6534e-17 | 34948.7019 | 52600.3732
2007-08-01 | 23240376.05 | 51.55 | 29.67 | 31 | 0 | 0 | 351.912 | 139.1504 | 503 | 22978418.0076 |  |  | Number of Days in Month | 479220.4332 | 66099.3393 | 7.25 | 5.5383e-11 | 348265.7204 | 610175.146
2007-09-01 | 22268047.42 | 176.97 | 5.05 | 30 | 1 | 0 | 303.84 | 139.3802 | 503 | 21416423.0844 |  |  | Spring Fall Flag | -694101.7091 | 110782.3827 | -6.2655 | 6.9502e-09 | -913581.5898 | -474621.8284
2007-10-01 | 23250601.39 | 372.15 | 0.54 | 31 | 1 | 0 | 351.912 | 139.6104 | 502 | 23784489.5339 |  |  | CDM Activity | -2.9028 | 0.17835 | -16.2763 | 2.1183e-31 | -3.2562 | -2.5495
2007-11-01 | 25216488.03 | 567.61 | 0 | 30 | 1 | 0 | 352.08 | 139.841 | 500 | 24975048.0467 |  |  | Number of Peak Hours | 8251.4164 | 3022.9064 | 2.7296 | 0.0073563 | 2262.4936 | 14240.3391
2007-12-01 | 28290655.53 | 852.29 | 0 | 31 | 0 | 0 | 304.296 | 140.0719 | 505 | 28218462.7619
2008-01-01 | 29938301.86 | 960.98 | 0 | 31 | 0 | 1664.0585 | 352 | 139.9664 | 506 | 29548150.3246
2008-02-01 | 28649711.05 | 875.59 | 0 | 29 | 0 | 3328.117 | 320 | 139.861 | 508 | 27581641.3646
2008-03-01 | 27818185.45 | 702.91 | 0 | 31 | 1 | 4992.1755 | 304 | 139.7557 | 507 | 26214295.1518
2008-04-01 | 23652657.52 | 450.52 | 0 | 30 | 1 | 6656.234 | 352 | 139.6504 | 511 | 23941457.5479
2008-05-01 | 22308792.07 | 271.46 | 0.47 | 31 | 1 | 8320.2925 | 336 | 139.5453 | 506 | 22754337.1465
2008-06-01 | 21249644.89 | 109.59 | 6.7 | 30 | 0 | 9984.351 | 336 | 139.4402 | 503 | 21835849.5887
2008-07-01 | 22972303.9 | 36.33 | 40.37 | 31 | 0 | 11648.4094 | 352 | 139.3351 | 504 | 23281963.8926
2008-08-01 | 22825574.8 | 51.55 | 29.67 | 31 | 0 | 13312.4679 | 320 | 139.2302 | 504 | 22676454.9097
2008-09-01 | 21467207.54 | 176.97 | 5.05 | 30 | 1 | 14976.5264 | 336 | 139.1254 | 504 | 21638314.2485
2008-10-01 | 22467926.27 | 372.15 | 0.54 | 31 | 1 | 16640.5849 | 352 | 139.0206 | 510 | 23736910.785
2008-11-01 | 24892281.8 | 567.61 | 0 | 30 | 1 | 18304.6434 | 304 | 138.9159 | 517 | 24525184.5869
2008-12-01 | 29306389.77 | 852.29 | 0 | 31 | 0 | 19968.7019 | 336 | 138.8113 | 507 | 28422099.8181
2009-01-01 | 30390902.35 | 960.98 | 0 | 31 | 0 | 32350.6412 | 336 | 138.4356 | 507 | 29327049.5742
2009-02-01 | 26265717.41 | 875.59 | 0 | 28 | 0 | 44732.5805 | 304 | 138.0609 | 509 | 26850207.9407
2009-03-01 | 27254363.6 | 702.91 | 0 | 31 | 1 | 57114.5198 | 352 | 137.6872 | 505 | 26459060.5681
2009-04-01 | 23432984.21 | 450.52 | 0 | 30 | 1 | 69496.4591 | 320 | 137.3145 | 509 | 23494997.4146
2009-05-01 | 22194838.93 | 271.46 | 0.47 | 31 | 1 | 81878.3984 | 320 | 136.9429 | 511 | 22408787.4347
2009-06-01 | 21369186.91 | 109.59 | 6.7 | 30 | 0 | 94260.3377 | 352 | 136.5722 | 512 | 21723232.9603
2009-07-01 | 21789412.37 | 36.33 | 40.37 | 31 | 0 | 106642.2771 | 352 | 136.2026 | 517 | 23006212.362
2009-08-01 | 21831315.48 | 51.55 | 29.67 | 31 | 0 | 119024.2164 | 320 | 135.8339 | 509 | 22369591.1388
2009-09-01 | 21746633.18 | 176.97 | 5.05 | 30 | 1 | 131406.1557 | 336 | 135.4663 | 500 | 21300338.2372
2009-10-01 | 22881653.96 | 372.15 | 0.54 | 31 | 1 | 143788.095 | 336 | 135.0996 | 498 | 23235799.8715
2009-11-01 | 23647813.83 | 567.61 | 0 | 30 | 1 | 156170.0343 | 320 | 134.734 | 496 | 24257006.7569
2009-12-01 | 27999304.57 | 852.29 | 0 | 31 | 0 | 168551.9736 | 352 | 134.3693 | 500 | 28122809.7478
2010-01-01 | 28838475.69 | 960.98 | 0 | 31 | 0 | 171366.4151 | 320 | 134.7333 | 500 | 28791487.0482
2010-02-01 | 25306729.54 | 875.59 | 0 | 28 | 0 | 174180.8566 | 304 | 135.0984 | 499 | 26474440.9447
2010-03-01 | 24777899.93 | 702.91 | 0 | 31 | 1 | 176995.2981 | 368 | 135.4644 | 504 | 26243089.1022
2010-04-01 | 21809289.85 | 450.52 | 0 | 30 | 1 | 179809.7397 | 320 | 135.8314 | 502 | 23174776.1549
2010-05-01 | 21546572.91 | 271.46 | 0.47 | 31 | 1 | 182624.1812 | 320 | 136.1994 | 504 | 22116339.0432
2010-06-01 | 21152488.75 | 109.59 | 6.7 | 30 | 0 | 185438.6227 | 352 | 136.5684 | 507 | 21458557.4369
2010-07-01 | 23012031.62 | 36.33 | 40.37 | 31 | 0 | 188253.0642 | 336 | 136.9384 | 508 | 22637287.0449
2010-08-01 | 22901514.91 | 51.55 | 29.67 | 31 | 0 | 191067.5057 | 336 | 137.3094 | 505 | 22292484.0135
2010-09-01 | 21432268.88 | 176.97 | 5.05 | 30 | 1 | 193881.9472 | 336 | 137.6814 | 510 | 21118981.3182
2010-10-01 | 22472903.98 | 372.15 | 0.54 | 31 | 1 | 196696.3888 | 320 | 138.0544 | 510 | 22950193.1588
2010-11-01 | 24030452.42 | 567.61 | 0 | 30 | 1 | 199510.8303 | 336 | 138.4285 | 515 | 24263218.236
2010-12-01 | 27767188.38 | 852.29 | 0 | 31 | 0 | 202325.2718 | 368 | 138.8035 | 516 | 28156794.095
2011-01-01 | 29631691.29 | 960.98 | 0 | 31 | 0 | 199054.1093 | 336 | 139.1007 | 499 | 28843136.9002
2011-02-01 | 26046838.79 | 875.59 | 0 | 28 | 0 | 195782.9468 | 304 | 139.3986 | 500 | 26411733.6395
2011-03-01 | 26570003.08 | 702.91 | 0 | 31 | 1 | 192511.7844 | 368 | 139.697 | 505 | 26198047.3017
2011-04-01 | 23083598.17 | 450.52 | 0 | 30 | 1 | 189240.6219 | 320 | 139.9962 | 506 | 23147399.8592
2011-05-01 | 21824619.57 | 271.46 | 0.47 | 31 | 1 | 185969.4594 | 336 | 140.2959 | 507 | 22238650.9141
2011-06-01 | 20701172.16 | 109.59 | 6.7 | 30 | 0 | 182698.2969 | 352 | 140.5964 | 507 | 21466512.1507
2011-07-01 | 22583045.95 | 36.33 | 40.37 | 31 | 0 | 179427.1344 | 320 | 140.8974 | 503 | 22530884.6015
2011-08-01 | 22784484.03 | 51.55 | 29.67 | 31 | 0 | 176155.972 | 352 | 141.1991 | 507 | 22467792.3985
2011-09-01 | 21345135.69 | 176.97 | 5.05 | 30 | 1 | 172884.8095 | 336 | 141.5015 | 506 | 21179932.5462
2011-10-01 | 22769113.11 | 372.15 | 0.54 | 31 | 1 | 169613.647 | 320 | 141.8044 | 508 | 23028809.8915
2011-11-01 | 24230624.48 | 567.61 | 0 | 30 | 1 | 166342.4845 | 352 | 142.1081 | 509 | 24491523.1352
2011-12-01 | 26954814.17 | 852.29 | 0 | 31 | 0 | 163071.322 | 336 | 142.4124 | 512 | 28006696.5134
2012-01-01 | 27978052.34 | 960.98 | 0 | 31 | 0 | 175843.4469 | 336 | 142.6126 | 507 | 28910513.625
2012-02-01 | 25273761.34 | 875.59 | 0 | 29 | 0 | 188615.5718 | 320 | 142.8131 | 512 | 27043782.4422
2012-03-01 | 24803557.27 | 702.91 | 0 | 31 | 1 | 201387.6967 | 352 | 143.0138 | 512 | 26040259.3302
2012-04-01 | 22044979.17 | 450.52 | 0 | 30 | 1 | 214159.8216 | 320 | 143.2149 | 513 | 23075063.5323
2012-05-01 | 21279302.76 | 271.46 | 0.47 | 31 | 1 | 226931.9465 | 352 | 143.4162 | 511 | 22251766.2317
2012-06-01 | 21429781.86 | 109.59 | 6.7 | 30 | 0 | 239704.0714 | 336 | 143.6178 | 515 | 21169011.1274
2012-07-01 | 23340060.43 | 36.33 | 40.37 | 31 | 0 | 252476.1963 | 336 | 143.8197 | 514 | 22450857.8847
2012-08-01 | 22638507.33 | 51.55 | 29.67 | 31 | 0 | 265248.3212 | 352 | 144.0218 | 515 | 22209172.0026
2012-09-01 | 21056351.92 | 176.97 | 5.05 | 30 | 1 | 278020.446 | 304 | 144.2243 | 515 | 20610695.8092
2012-10-01 | 22591003.56 | 372.15 | 0.54 | 31 | 1 | 290792.5709 | 352 | 144.4271 | 516 | 22941092.7847
2012-11-01 | 24156927.71 | 567.61 | 0 | 30 | 1 | 303564.6958 | 352 | 144.6301 | 515 | 24093189.6875
2012-12-01 | 26882954.98 | 852.29 | 0 | 31 | 0 | 316336.8207 | 304 | 144.8334 | 517 | 27297746.7247
2013-01-01 | 28716062.25 | 960.98 | 0 | 31 | 0 | 326976.7782 | 352 | 144.9894 | 516 | 28603821.1523
2013-02-01 | 25735079.89 | 875.59 | 0 | 28 | 0 | 337616.7357 | 304 | 145.1455 | 516 | 26000013.5429
2013-03-01 | 26208212.91 | 702.91 | 0 | 31 | 1 | 348256.6931 | 320 | 145.3018 | 516 | 25349877.5326
2013-04-01 | 22900049.01 | 450.52 | 0 | 30 | 1 | 358896.6506 | 352 | 145.4583 | 517 | 22918961.7124
2013-05-01 | 21368507.77 | 271.46 | 0.47 | 31 | 1 | 369536.6081 | 352 | 145.615 | 516 | 21837808.4185
2013-06-01 | 20598949.78 | 109.59 | 6.7 | 30 | 0 | 380176.5656 | 320 | 145.7718 | 516 | 20629219.9826
2013-07-01 | 21754518.05 | 36.33 | 40.37 | 31 | 0 | 390816.523 | 352 | 145.9288 | 510 | 22181301.394
2013-08-01 | 22034828.83 | 51.55 | 29.67 | 31 | 0 | 401456.4805 | 336 | 146.0859 | 507 | 21681759.5185
2013-09-01 | 20818130.78 | 176.97 | 5.05 | 30 | 1 | 412096.438 | 320 | 146.2432 | 513 | 20353517.9793
2013-10-01 | 22036269.4 | 372.15 | 0.54 | 31 | 1 | 422736.3955 | 352 | 146.4007 | 511 | 22558081.6232
2013-11-01 | 24280735.42 | 567.61 | 0 | 30 | 1 | 433376.3529 | 336 | 146.5584 | 505 | 23584345.1945
2013-12-01 | 28617030.29 | 852.29 | 0 | 31 | 0 | 444016.3104 | 320 | 146.7162 | 496 | 27059136.8858
2014-01-01 | 29731360.84 | 960.98 | 0 | 31 | 0 | 465993.0708 | 352 | 147.0423 | 499 | 28200279.7824
2014-02-01 | 26524870.02 | 875.59 | 0 | 28 | 0 | 487969.8312 | 304 | 147.3691 | 501.5 | 25563563.3039
2014-03-01 | 26573892.16 | 702.91 | 0 | 31 | 1 | 509946.5915 | 336 | 147.6967 | 503.25 | 25012541.0864
2014-04-01 | 22785513.13 | 450.52 | 0 | 30 | 1 | 531923.3519 | 320 | 148.025 | 504.625 | 22152648.4116
2014-05-01 | 21163181.65 | 271.46 | 0.47 | 31 | 1 | 553900.1123 | 336 | 148.354 | 498.8125 | 21170608.9105
2014-06-01 | 19864970.56 | 109.59 | 6.7 | 30 | 0 | 575876.8727 | 336 | 148.6837 | 496.4062 | 20193156.9293
2014-07-01 | 20551473.42 | 36.33 | 40.37 | 31 | 0 | 597853.633 | 352 | 149.0142 | 495.2031 | 21580306.8098
2014-08-01 | 20809859.19 | 51.55 | 29.67 | 31 | 0 | 619830.3934 | 320 | 149.3454 | 491.1016 | 20915833.4034
2014-09-01 | 19978896.65 | 176.97 | 5.05 | 30 | 1 | 641807.1538 | 336 | 149.6773 | 490.0508 | 19818728.3187
2014-10-01 | 21777286.87 | 372.15 | 0.54 | 31 | 1 | 663783.9141 | 352 | 150.01 | 488.5254 | 21858360.4318
2014-11-01 | 24141227.48 | 567.61 | 0 | 30 | 1 | 685760.6745 | 304 | 150.3434 | 487.7627 | 22587669.8103
2014-12-01 | 26134928.27 | 852.29 | 0 | 31 | 0 | 707737.4349 | 336 | 150.6776 | 487.3813 | 26425620.6181
2015-01-01 | 27731660.08 | 960.98 | 0 | 31 | 0 | 723269.3363 | 336 | 150.9879 | 487.1907 | 27321426.5537
2015-02-01 | 25715487.79 | 875.59 | 0 | 28 | 0 | 738801.2376 | 304 | 151.2989 | 487.5953 | 24835441.0998
2015-03-01 | 25051564.36 | 702.91 | 0 | 31 | 1 | 754333.139 | 352 | 151.6106 | 486.7977 | 24435149.9069
2015-04-01 | 21377518.08 | 450.52 | 0 | 30 | 1 | 769865.0404 | 336 | 151.9229 | 485.8988 | 21593965.5948
2015-05-01 | 20280334.62 | 271.46 | 0.47 | 31 | 1 | 785396.9418 | 320 | 152.2358 | 478.9494 | 20366589.1327
2015-06-01 | 19371535.93 | 109.59 | 6.7 | 30 | 0 | 800928.8432 | 352 | 152.5494 | 469.4747 | 19671890.838
2015-07-01 | 20675017.58 | 36.33 | 40.37 | 31 | 0 | 816460.7445 | 352 | 152.8636 | 463.7374 | 20945726.4193
2015-08-01 | 20614734.83 | 51.55 | 29.67 | 31 | 0 | 831992.6459 | 320 | 153.1785 | 460.8687 | 20299961.3756
2015-09-01 | 19939072.72 | 176.97 | 5.05 | 30 | 1 | 847524.5473 | 336 | 153.494 | 459.9343 | 19221564.6537
2015-10-01 | 20726132.17 | 372.15 | 0.54 | 31 | 1 | 863056.4487 | 336 | 153.8102 | 459.4672 | 21147882.4676
2015-11-01 | 21470151.14 | 567.61 | 0 | 30 | 1 | 878588.3501 | 320 | 154.127 | 459.7336 | 22159945.5326
2015-12-01 | 23595138.62 | 852.29 | 0 | 31 | 0 | 894120.2514 | 352 | 154.4445 | 459.8668 | 26016604.703
2016-01-01 |  | 960.98 | 0 | 31 | 0 | 896297.0987 | 320 | 154.7248 |  | 26687132.8344
2016-02-01 |  | 875.59 | 0 | 29 | 0 | 898473.946 | 320 | 155.0057 |  | 24983180.6568
2016-03-01 |  | 702.91 | 0 | 31 | 1 | 900650.7933 | 352 | 155.287 |  | 24010413.8883
2016-04-01 |  | 450.52 | 0 | 30 | 1 | 902827.6406 | 336 | 155.5689 |  | 21207997.0956
2016-05-01 |  | 271.46 | 0.47 | 31 | 1 | 905004.4879 | 336 | 155.8513 |  | 20151410.8148
2016-06-01 |  | 109.59 | 6.7 | 30 | 0 | 907181.3352 | 352 | 156.1342 |  | 19363457.3776
2016-07-01 |  | 36.33 | 40.37 | 31 | 0 | 909358.1825 | 320 | 156.4176 |  | 20412015.1546
2016-08-01 |  | 51.55 | 29.67 | 31 | 0 | 911535.0298 | 352 | 156.7015 |  | 20333108.2777
2016-09-01 |  | 176.97 | 5.05 | 30 | 1 | 913711.877 | 336 | 156.9859 |  | 19029433.7515
2016-10-01 |  | 372.15 | 0.54 | 31 | 1 | 915888.7243 | 320 | 157.2708 |  | 20862496.423
2016-11-01 |  | 567.61 | 0 | 30 | 1 | 918065.5716 | 336 | 157.5563 |  | 22177372.3311
2016-12-01 |  | 852.29 | 0 | 31 | 0 | 920242.4189 | 336 | 157.8423 |  | 25808753.6973
2017-01-01 |  | 960.98 | 0 | 31 | 0 | 913677.1795 | 336 | 158.1545 |  | 26768703.9881
2017-02-01 |  | 875.59 | 0 | 28 | 0 | 907111.9401 | 304 | 158.4674 |  | 24346862.8895
2017-03-01 |  | 702.91 | 0 | 31 | 1 | 900546.7007 | 368 | 158.7809 |  | 24142738.7137
2017-04-01 |  | 450.52 | 0 | 30 | 1 | 893981.4614 | 304 | 159.0951 |  | 20969630.7713
2017-05-01 |  | 271.46 | 0.47 | 31 | 1 | 887416.222 | 352 | 159.4098 |  | 20334489.3118
2017-06-01 |  | 109.59 | 6.7 | 30 | 0 | 880850.9826 | 352 | 159.7252 |  | 19439890.0486
2017-07-01 |  | 36.33 | 40.37 | 31 | 0 | 874285.7432 | 320 | 160.0411 |  | 20513824.6614
2017-08-01 |  | 51.55 | 29.67 | 31 | 0 | 867720.5038 | 352 | 160.3578 |  | 20460294.6204
2017-09-01 |  | 176.97 | 5.05 | 30 | 1 | 861155.2644 | 320 | 160.675 |  | 19049974.2681
2017-10-01 |  | 372.15 | 0.54 | 31 | 1 | 854590.025 | 336 | 160.9929 |  | 21172459.0991
2017-11-01 |  | 567.61 | 0 | 30 | 1 | 848024.7856 | 352 | 161.3114 |  | 22512711.8431
2017-12-01 |  | 852.29 | 0 | 31 | 0 | 841459.5462 | 304 | 161.6305 |  | 25773402.0595
3405765747.9171
2006 | 299216792.76 | [8 empty] | 296189936.242 | -3026856.518 | -1.012%
2007 | 298981716.3 | [8 empty] | 296317074.0654 | -2664642.2346 | -0.8912%
2008 | 297548976.92 | [8 empty] | 296156659.365 | -1392317.555 | -0.4679%
2009 | 290804126.8 | [8 empty] | 292555094.0068 | 1750967.2068 | 0.6021%
2010 | 285047816.86 | [8 empty] | 289677647.5965 | 4629830.7365 | 1.624%
2011 | 288525140.49 | [8 empty] | 290011119.8517 | 1485979.3617 | 0.515%
2012 | 283475240.67 | [8 empty] | 288093151.1823 | 4617910.5123 | 1.629%
2013 | 285068374.38 | [8 empty] | 282757844.9365 | -2310529.4435 | -0.8105%
2014 | 280037460.24 | [8 empty] | 275479317.8162 | -4558142.4238 | -1.628%
2015 | 266548347.92 | [8 empty] | 268016148.2777 | 1467800.3577 | 0.5507%
2016 | [9 empty] | 265026772.3026
2017 | [9 empty] | 265484982.2745
Total to 2015 | 2875253993.34 | [8 empty] | 2875253993.34 | 0
[10 empty] | 3405765747.9171 | 0
Check totals above sould be zero
20 year trend
2017-01-01 |  | 981.2244 | 0 | 31 | 0 | 913677.1795 | 336 | 143.1292 | 352 | 26943953.2084
2017-02-01 |  | 920.4984 | 0 | 28 | 0 | 907111.9401 | 304 | 143.424 | 304 | 24735619.8664
2017-03-01 |  | 728.6568 | 0 | 31 | 1 | 900546.7007 | 368 | 143.7194 | 320 | 24365619.7466
2017-04-01 |  | 457.8451 | 0 | 30 | 1 | 893981.4614 | 304 | 144.0155 | 352 | 21033041.7894
2017-05-01 |  | 271.6456 | 0.20857 | 31 | 1 | 887416.222 | 352 | 144.3121 | 352 | 20324652.4117
2017-06-01 |  | 115.8052 | 4.1053 | 30 | 0 | 880850.9826 | 352 | 144.6094 | 320 | 19380109.4184
2017-07-01 |  | 34.9966 | 41.5166 | 31 | 0 | 874285.7432 | 320 | 144.9072 | 352 | 20552474.6217
2017-08-01 |  | 48.1625 | 33.1817 | 31 | 0 | 867720.5038 | 352 | 145.2057 | 336 | 20584694.3458
2017-09-01 |  | 175.5771 | 5.6843 | 30 | 1 | 861155.2644 | 320 | 145.5048 | 320 | 19065681.689
2017-10-01 |  | 357.9928 | 0.78361 | 31 | 1 | 854590.025 | 336 | 145.8046 | 352 | 21060568.7342
2017-11-01 |  | 558.6272 | 0 | 30 | 1 | 848024.7856 | 352 | 146.1049 | 336 | 22434950.9449
2017-12-01 |  | 843.287 | 0 | 31 | 0 | 841459.5462 | 304 | 146.4058 | 320 | 25695466.0754 | 266176832.852

## GS > 1000 kW
| Consumed | Heating Degree Days | Cooling Degree Days | Number of Days in Month | Spring Fall Flag | CDM Activity | Ontario Real GDP Monthly % | Number of Customers | Number of Peak Hours | Predicted Consumed | Variances (kWh) | % Variance
1999-01-01 | 9862037.5 | 994.7 | 0 | 30 | 0 | 0 | 105.4482 | 14 | 320
1999-02-01 | 11690812.52 | 718.7 | 0 | 28 | 0 | 0 | 106.0867 | 17 | 319.872
1999-03-01 | 11740010.24 | 710.1 | 0 | 31 | 1 | 0 | 106.729 | 17 | 368.28
1999-04-01 | 12027362.89 | 407.7 | 0 | 30 | 1 | 0 | 107.3752 | 17 | 336.24
1999-05-01 | 13222460.05 | 224.7 | 2.6 | 31 | 1 | 0 | 108.0253 | 18 | 319.92
1999-06-01 | 13183429.86 | 91.9 | 11.4 | 30 | 0 | 0 | 108.6794 | 18 | 352.08
1999-07-01 | 13766070.74 | 24.2 | 59.3 | 31 | 0 | 0 | 109.3374 | 18 | 336.288
1999-08-01 | 12805554.74 | 74 | 12.2 | 31 | 0 | 0 | 109.9994 | 18 | 336.288
1999-09-01 | 12976915.74 | 194 | 5.7 | 30 | 1 | 0 | 110.6655 | 18 | 336.24 |  |  |  | RAPPORT DÉTAILLÉ
1999-10-01 | 14064243.83 | 423.1 | 0 | 31 | 1 | 0 | 111.3355 | 17 | 319.92
1999-11-01 | 14094673.09 | 500.7 | 0 | 30 | 1 | 0 | 112.0096 | 17 | 352.08 |  |  |  | Statistiques de la régression
1999-12-01 | 14344112.39 | 817.1 | 0 | 31 | 0 | 0 | 112.6878 | 17 | 336.288 |  |  |  | Coefficient de détermination multiple | 0.65349
2000-01-01 | 13074780.04 | 963.5 | 0 | 31 | 0 | 0 | 113.2055 | 18 | 319.92 |  |  |  | Coefficient de détermination R^2 | 0.42705
2000-02-01 | 11676878.9 | 711.5 | 0 | 29 | 0 | 0 | 113.7256 | 18 | 336.168 |  |  |  | Coefficient de détermination R^2 | 0.38576
2000-03-01 | 12750067.08 | 574.6 | 0 | 31 | 1 | 0 | 114.248 | 18 | 368.28 |  |  |  | Erreur-type | 1548565.3833
2000-04-01 | 13487172.91 | 485.6 | 0 | 30 | 1 | 0 | 114.7729 | 18 | 303.84 |  |  |  | Observations | 120
2000-05-01 | 13794737.4 | 260.5 | 0 | 31 | 1 | 0 | 115.3002 | 18 | 351.912
2000-06-01 | 13261985.69 | 155.7 | 2.3 | 30 | 0 | 0 | 115.8299 | 18 | 352.08 |  |  |  | ANALYSE DE VARIANCE
2000-07-01 | 13635318.19 | 55.7 | 20.8 | 31 | 0 | 0 | 116.362 | 18 | 319.92 |  |  |  |  | Degré de liberté | Somme des carrés | Moyenne des carrés | F | Valeur critique de F
2000-08-01 | 13527694.81 | 63.4 | 9.8 | 31 | 0 | 0 | 116.8966 | 18 | 351.912 |  |  |  | Régression | 8 | 1.984e+14 | 2.48e+13 | 10.3418 | 9.9742e-11
2000-09-01 | 12622703.47 | 223.3 | 0 | 30 | 1 | 0 | 117.4336 | 18 | 319.68 |  |  |  | Résidus | 111 | 2.6618e+14 | 2.3981e+12
2000-10-01 | 14258085 | 372.2 | 0 | 31 | 1 | 0 | 117.9731 | 18 | 336.288 |  |  |  | Total | 119 | 4.6459e+14
2000-11-01 | 14599664.92 | 561.6 | 0 | 30 | 1 | 0 | 118.5151 | 18 | 352.08
2000-12-01 | 15440779.39 | 1041.3 | 0 | 31 | 0 | 0 | 119.0595 | 18 | 304.296 |  |  |  |  | Coefficients | Erreur-type | Statistique t | Probabilité | Limite inférieure pour seuil de confiance = 95% | Limite supérieure pour seuil de confiance = 95% | Limite inférieure pour seuil de confiance = 95.0% | Limite supérieure pour seuil de confiance = 95.0%
2001-01-01 | 13891930.36 | 898.8 | 0 | 31 | 0 | 0 | 119.2321 | 18 | 351.912 |  |  |  | Constante | 43569335.6184 | 9543051.921 | 4.5656 | 1.2952e-05 | 24659141.1707 | 62479530.0662 | 24659141.1707 | 62479530.0662
2001-02-03 | 11609550.65 | 918.9 | 0 | 28 | 0 | 0 | 119.4048 | 18 | 319.872 |  |  |  | Variable X 1 | -220.8486 | 573.1284 | -0.38534 | 0.70072 | -1356.5408 | 914.8436 | -1356.5408 | 914.8436
2001-03-08 | 12415213.91 | 702.7 | 0 | 31 | 1 | 0 | 119.5779 | 18 | 351.912 |  |  |  | Variable X 2 | -6215.0388 | 13875.3797 | -0.44792 | 0.65509 | -33710.0299 | 21279.9523 | -33710.0299 | 21279.9523
2001-04-10 | 13820066.21 | 430.7 | 0 | 30 | 1 | 0 | 119.7511 | 18 | 319.68 |  |  |  | Variable X 3 | 642818.135 | 203203.8581 | 3.1634 | 0.0020118 | 240156.1249 | 1045480.145 | 240156.1249 | 1045480.145
2001-05-13 | 13872111.88 | 239.9 | 0 | 31 | 1 | 0 | 119.9246 | 18 | 351.912 |  |  |  | Variable X 4 | 217133.2982 | 340285.068 | 0.63809 | 0.52473 | -457164.2805 | 891430.8769 | -457164.2805 | 891430.8769
2001-06-15 | 12867615.49 | 114 | 15.2 | 30 | 0 | 0 | 120.0984 | 18 | 336.24 |  |  |  | Variable X 5 | 4.8485 | 1.0855 | 4.4668 | 1.9199e-05 | 2.6976 | 6.9994 | 2.6976 | 6.9994
2001-07-18 | 13316769.34 | 67.2 | 29.7 | 31 | 0 | 0 | 120.2724 | 18 | 336.288 |  |  |  | Variable X 6 | -257760.3172 | 54902.1058 | -4.6949 | 7.6753e-06 | -366552.5049 | -148968.1296 | -366552.5049 | -148968.1296
2001-08-20 | 13269121.99 | 40.2 | 56.1 | 31 | 0 | 0 | 120.4467 | 18 | 351.912 |  |  |  | Variable X 7 | -778293.0103 | 133495.2452 | -5.8301 | 5.529e-08 | -1042822.7504 | -513763.2702 | -1042822.7504 | -513763.2702
2001-09-22 | 12321111.48 | 187.7 | 6.8 | 30 | 1 | 0 | 120.6212 | 18 | 303.84 |  |  |  | Variable X 8 | 5253.4124 | 9286.9897 | 0.56567 | 0.57276 | -13149.3777 | 23656.2026 | -13149.3777 | 23656.2026
2001-10-25 | 13259993.02 | 408.6 | 0 | 31 | 1 | 0 | 120.796 | 18 | 351.912
2001-11-27 | 14150359.51 | 458.8 | 0 | 30 | 1 | 0 | 120.9711 | 18 | 352.08
2001-12-30 | 13320894.79 | 716.4 | 0 | 31 | 0 | 0 | 121.1464 | 18 | 304.296
2002-01-19 | 11877508.94 | 873.9 | 0 | 31 | 0 | 0 | 121.5045 | 17 | 351.912
2002-02-21 | 10349953.17 | 733 | 0 | 28 | 0 | 0 | 121.8637 | 17 | 319.872
2002-03-26 | 11650421.59 | 804.7 | 0 | 31 | 1 | 0 | 122.224 | 18 | 319.92
2002-04-28 | 13238007.19 | 462.3 | 0 | 30 | 1 | 0 | 122.5853 | 17 | 352.08
2002-05-31 | 12587530.52 | 335 | 0.5 | 31 | 1 | 0 | 122.9477 | 16 | 351.912
2002-06-01 | 12153449.08 | 114.4 | 14.2 | 30 | 0 | 0 | 123.3112 | 16 | 319.68
2002-07-03 | 13198009.07 | 17.9 | 79.3 | 31 | 0 | 0 | 123.6758 | 17 | 351.912
2002-08-05 | 12691872.97 | 49.7 | 15.5 | 31 | 0 | 0 | 124.0414 | 17 | 336.288
2002-09-07 | 12870996 | 143.5 | 20.9 | 30 | 1 | 0 | 124.4081 | 18 | 319.68
2002-10-10 | 13603641.65 | 510.1 | 0 | 31 | 1 | 0 | 124.7759 | 18 | 351.912
2002-11-12 | 14298273.84 | 668 | 0 | 30 | 1 | 0 | 125.1448 | 20 | 336.24
2002-12-15 | 13591167.87 | 785.6 | 0 | 31 | 0 | 0 | 125.5147 | 20 | 319.92
2003-01-01 | 12551559.93 | 907.4 | 0 | 31 | 0 | 0 | 125.6602 | 14 | 351.912
2003-02-01 | 11398199.96 | 969.6 | 0 | 28 | 0 | 0 | 125.8059 | 14 | 319.872
2003-03-01 | 12575641.66 | 765.1 | 0 | 31 | 1 | 0 | 125.9518 | 14 | 336.288
2003-04-01 | 13219777.8 | 499.3 | 0 | 30 | 1 | 0 | 126.0978 | 14 | 336.24
2003-05-01 | 12878786.01 | 276.4 | 0 | 31 | 1 | 0 | 126.2439 | 14 | 336.288
2003-06-01 | 12041382.3 | 129.3 | 0 | 30 | 0 | 0 | 126.3903 | 14 | 336.24
2003-07-01 | 13513526.2 | 29.9 | 18.2 | 31 | 0 | 0 | 126.5368 | 14 | 351.912
2003-08-01 | 14005988.79 | 35.6 | 50.9 | 31 | 0 | 0 | 126.6835 | 14 | 319.92
2003-09-01 | 13917831.9 | 164 | 6.7 | 30 | 1 | 0 | 126.8304 | 14 | 336.24
2003-10-01 | 14280475.5 | 414.2 | 0 | 31 | 1 | 0 | 126.9774 | 14 | 351.912
2003-11-01 | 14573776.2 | 632.9 | 0 | 30 | 1 | 0 | 127.1246 | 14 | 319.68
2003-12-01 | 14885940.53 | 785.9 | 0 | 31 | 0 | 0 | 127.272 | 14 | 336.288
2004-01-01 | 14147914.23 | 1140.6 | 0 | 31 | 0 | 0 | 127.5341 | 14 | 336.288
2004-02-01 | 12581957.98 | 778.3 | 0 | 29 | 0 | 0 | 127.7968 | 15 | 320.16
2004-03-01 | 13298627.38 | 684.3 | 0 | 31 | 1 | 0 | 128.0601 | 14 | 368.28
2004-04-01 | 13633390.2 | 472.4 | 0 | 30 | 1 | 0 | 128.3238 | 19 | 336.24
2004-05-01 | 13794108.13 | 333.2 | 0 | 31 | 1 | 0 | 128.5882 | 20 | 319.92
2004-06-01 | 14171598.3 | 145.8 | 3.1 | 30 | 0 | 0 | 128.853 | 20 | 352.08
2004-07-01 | 13676605.42 | 67.4 | 22 | 31 | 0 | 0 | 129.1184 | 20 | 336.288
2004-08-01 | 13645223.5 | 123 | 1.8 | 31 | 0 | 0 | 129.3844 | 20 | 336.288
2004-09-01 | 13189320 | 132.9 | 4.7 | 30 | 1 | 0 | 129.6509 | 20 | 336.24
2004-10-01 | 13474484.18 | 372.7 | 0 | 31 | 1 | 0 | 129.918 | 20 | 319.92
2004-11-01 | 13913794.2 | 554.9 | 0 | 30 | 1 | 0 | 130.1856 | 20 | 352.08
2004-12-01 | 14413243.85 | 926.6 | 0 | 31 | 0 | 0 | 130.4538 | 20 | 336.288
2005-01-01 | 15812201.93 | 1084.3 | 0 | 31 | 0 | 0 | 130.7437 | 21 | 319.92
2005-02-01 | 13734200.2 | 755.9 | 0 | 28 | 0 | 0 | 131.0343 | 21 | 319.872
2005-03-01 | 14727440.32 | 814.1 | 0 | 31 | 1 | 0 | 131.3255 | 16 | 351.912
2005-04-01 | 15291128.1 | 408.1 | 0 | 30 | 1 | 0 | 131.6174 | 17 | 336.24
2005-05-01 | 15244296.5 | 306.2 | 0 | 31 | 1 | 0 | 131.91 | 17 | 336.288
2005-06-01 | 15657520.2 | 72.6 | 16.8 | 30 | 0 | 0 | 132.2031 | 17 | 352.08
2005-07-01 | 15943991.92 | 45.3 | 53 | 31 | 0 | 0 | 132.497 | 17 | 319.92
2005-08-01 | 16351055.71 | 46.3 | 29.6 | 31 | 0 | 0 | 132.7915 | 17 | 351.912
2005-09-01 | 15705419.7 | 148.8 | 15.2 | 30 | 1 | 0 | 133.0866 | 17 | 336.24
2005-10-01 | 17105784.1 | 347.3 | 0 | 31 | 1 | 0 | 133.3824 | 17 | 319.92
2005-11-01 | 17367799.61 | 606.9 | 0 | 30 | 1 | 0 | 133.6789 | 17 | 352.08
2005-12-01 | 17536509.35 | 833.4 | 0 | 31 | 0 | 0 | 133.976 | 17 | 319.92
2006-01-01 | 17691106.35 | 797 | 0 | 31 | 0 | 0 | 134.252 | 17 | 336.288 |  |  |  | SUMMARY OUTPUT
2006-02-01 | 15452181.92 | 873.4 | 0 | 28 | 0 | 0 | 134.5285 | 17 | 319.872
2006-03-01 | 17657250.32 | 659 | 0 | 31 | 1 | 0 | 134.8056 | 17 | 368.28 |  |  |  | Regression Statistics
2006-04-01 | 17486841.9 | 366 | 0 | 30 | 1 | 0 | 135.0833 | 17 | 303.84 |  |  |  | Multiple R | 65.66%
2006-05-01 | 18441116.32 | 241.5 | 2.4 | 31 | 1 | 0 | 135.3615 | 17 | 351.912 |  |  |  | R Square | 43.11%
2006-06-01 | 18070989.9 | 81.5 | 9.3 | 30 | 0 | 0 | 135.6404 | 17 | 352.08 |  |  |  | Adjusted R Square | 39.01%
2006-07-01 | 18594098.53 | 23.2 | 70.1 | 31 | 0 | 0 | 135.9198 | 17 | 319.92 |  |  |  | Standard Error | 1543135.55
2006-08-01 | 18765961.6 | 57.7 | 31.7 | 31 | 0 | 0 | 136.1997 | 17 | 351.912 |  |  |  | Observations | 120
2006-09-01 | 17415884.1 | 210.5 | 1.2 | 30 | 1 | 0 | 136.4803 | 17 | 319.68
2006-10-01 | 18804253.73 | 440.9 | 0 | 31 | 1 | 0 | 136.7614 | 17 | 336.288 |  |  |  | ANOVA
2006-11-01 | 19335232.2 | 540.4 | 0 | 30 | 1 | 0 | 137.0431 | 17 | 352.08 |  |  |  |  | df | SS | MS | F | Significance F
2006-12-01 | 18495169.47 | 747.4 | 0 | 31 | 0 | 0 | 137.3254 | 17 | 304.296 |  |  |  | Regression | 8 | 2.0026e+14 | 2.5033e+13 | 10.5125 | 6.9377e-11
2007-01-01 | 18444795.82 | 913.4 | 0 | 31 | 0 | 0 | 137.5522 | 17 | 351.912 |  |  |  | Residual | 111 | 2.6432e+14 | 2.3813e+12
2007-02-01 | 16548944.21 | 924.7 | 0 | 28 | 0 | 0 | 137.7794 | 17 | 319.872 |  |  |  | Total | 119 | 4.6459e+14
2007-03-01 | 18208968.48 | 665 | 0 | 31 | 1 | 0 | 138.0069 | 17 | 351.912
2007-04-01 | 18525051.9 | 474.1 | 0 | 30 | 1 | 0 | 138.2349 | 17 | 319.68 |  |  |  |  | Coefficients | Standard Error | t Stat | P-value | Lower 95% | Upper 95%
2007-05-01 | 18887712.24 | 250.9 | 0.6 | 31 | 1 | 0 | 138.4632 | 18 | 351.912 |  |  |  | Intercept | 38565289.5734 | 8650676.0329 | 4.4581 | 1.9872e-05 | 21423397.5203 | 55707181.6265
2007-06-01 | 16968325.6 | 96.7 | 6.5 | 30 | 0 | 0 | 138.6919 | 18 | 336.24 |  |  |  | Heating Degree Days | -125.7585 | 571.9347 | -0.21988 | 0.82637 | -1259.0853 | 1007.5683
2007-07-01 | 16940072.22 | 40.2 | 51.8 | 31 | 0 | 0 | 138.9209 | 18 | 336.288 |  |  |  | Cooling Degree Days | -8357.1124 | 13814.2707 | -0.60496 | 0.54644 | -35731.012 | 19016.7873
2007-08-01 | 16301017.99 | 62.9 | 22.1 | 31 | 0 | 0 | 139.1504 | 18 | 351.912 |  |  |  | Number of Days in Month | 650609.1363 | 202516.4211 | 3.2126 | 0.0017216 | 249309.3285 | 1051908.9441
2007-09-01 | 15425880 | 164.7 | 9.6 | 30 | 1 | 0 | 139.3802 | 18 | 303.84 |  |  |  | Spring Fall Flag | 174185.0231 | 338672.7136 | 0.51432 | 0.60805 | -496917.5677 | 845287.6138
2007-10-01 | 17277462.81 | 310.6 | 0 | 31 | 1 | 0 | 139.6104 | 18 | 351.912 |  |  |  | CDM Activity | 2.877 | 0.62968 | 4.5689 | 1.2777e-05 | 1.6292 | 4.1247
2007-11-01 | 16688817.9 | 620.3 | 0 | 30 | 1 | 0 | 139.841 | 18 | 352.08 |  |  |  | Ontario Real GDP Monthly % | -224682.2909 | 48262.8192 | -4.6554 | 9.0142e-06 | -320318.2891 | -129046.2928
2007-12-01 | 16425525.79 | 925.8 | 0 | 31 | 0 | 0 | 140.0719 | 18 | 304.296 |  |  |  | Number of Customers | -743420.3545 | 130196.0458 | -5.71 | 9.5645e-08 | -1001412.5107 | -485428.1982
2008-01-01 | 15433819.34 | 934.7 | 0 | 31 | 0 | 0 | 139.9664 | 18 | 352 |  |  |  | Number of Peak Hours | 4043.3863 | 9253.3801 | 0.43696 | 0.66299 | -14292.8041 | 22379.5768
2008-02-01 | 13552462.12 | 921.5 | 0 | 29 | 0 | 0 | 139.861 | 18 | 320
2008-03-01 | 14076207.82 | 791.9 | 0 | 31 | 1 | 0 | 139.7557 | 18 | 304
2008-04-01 | 14985288 | 456.9 | 0 | 30 | 1 | 0 | 139.6504 | 18 | 352
2008-05-01 | 15583445.8 | 327.7 | 0 | 31 | 1 | 0 | 139.5453 | 18 | 336
2008-06-01 | 15296954.1 | 109.9 | 4.6 | 30 | 0 | 0 | 139.4402 | 18 | 336
2008-07-01 | 15596493.39 | 34.7 | 22.1 | 31 | 0 | 0 | 139.3351 | 18 | 352
2008-08-01 | 14364401.57 | 50.4 | 22.2 | 31 | 0 | 0 | 139.2302 | 18 | 320
2008-09-01 | 14397393.9 | 193.3 | 7 | 30 | 1 | 0 | 139.1254 | 18 | 336
2008-10-01 | 15502425.75 | 373.1 | 0 | 31 | 1 | 0 | 139.0206 | 18 | 352
2008-11-01 | 16120384.2 | 591 | 0 | 30 | 1 | 0 | 138.9159 | 18 | 304
2008-12-01 | 16570154.41 | 1033.8 | 0 | 31 | 0 | 0 | 138.8113 | 18 | 336
2009-01-01 | 14444840.29 | 1093.4 | 0 | 31 | 0 | 71.9491 | 138.4356 | 19 | 336
2009-02-01 | 12291525.68 | 838.9 | 0 | 28 | 0 | 143.8983 | 138.0609 | 19 | 304
2009-03-01 | 14077612.12 | 762.3 | 0 | 31 | 1 | 215.8474 | 137.6872 | 20 | 352
2009-04-01 | 15547303.8 | 453.2 | 0 | 30 | 1 | 287.7965 | 137.3145 | 21 | 320
2009-05-01 | 14916341.92 | 319.8 | 0 | 31 | 1 | 359.7456 | 136.9429 | 20 | 320
2009-06-01 | 15107454.6 | 141.8 | 13.7 | 30 | 0 | 431.6948 | 136.5722 | 20 | 352
2009-07-01 | 14562083.4 | 74.5 | 2 | 31 | 0 | 503.6439 | 136.2026 | 22 | 352
2009-08-01 | 13555899.17 | 84.2 | 14.2 | 31 | 0 | 575.593 | 135.8339 | 20 | 320
2009-09-01 | 13666422.83 | 102.8 | 3.5 | 30 | 1 | 647.5421 | 135.4663 | 21 | 336
2009-10-01 | 14129966.78 | 451.4 | 0 | 31 | 1 | 719.4913 | 135.0996 | 20 | 336
2009-11-01 | 13430216.1 | 473.5 | 0 | 30 | 1 | 791.4404 | 134.734 | 20 | 320
2009-12-01 | 14895935.55 | 914.9 | 0 | 31 | 0 | 863.3895 | 134.3693 | 19 | 352
2010-01-01 | 13529933.88 | 900.2 | 0 | 31 | 0 | 974.3564 | 134.7333 | 20 | 320
2010-02-01 | 11123740.6 | 778.4 | 0 | 28 | 0 | 1085.3232 | 135.0984 | 20 | 304
2010-03-01 | 12140260.61 | 514.4 | 0 | 31 | 1 | 1196.2901 | 135.4644 | 20 | 368
2010-04-01 | 12903896.7 | 358 | 0 | 30 | 1 | 1307.2569 | 135.8314 | 20 | 320
2010-05-01 | 12874149.65 | 212.4 | 0.6 | 31 | 1 | 1418.2238 | 136.1994 | 20 | 320
2010-06-01 | 12606339.3 | 106.3 | 3 | 30 | 0 | 1529.1906 | 136.5684 | 19 | 352
2010-07-01 | 13126032.39 | 14.5 | 52 | 31 | 0 | 1640.1575 | 136.9384 | 18 | 336
2010-08-01 | 12411729.47 | 37.9 | 55.8 | 31 | 0 | 1751.1243 | 137.3094 | 18 | 336
2010-09-01 | 11756478.06 | 231.1 | 0 | 30 | 1 | 1862.0912 | 137.6814 | 18 | 336
2010-10-01 | 12590356.12 | 355.5 | 0 | 31 | 1 | 1973.058 | 138.0544 | 18 | 320
2010-11-01 | 13710651.66 | 549.4 | 0 | 30 | 1 | 2084.0249 | 138.4285 | 19 | 336
2010-12-01 | 14504849.16 | 879.1 | 0 | 31 | 0 | 2194.9917 | 138.8035 | 17 | 368
2011-01-01 | 12920321.05 | 1077.9 | 0 | 31 | 0 | 2928.0437 | 139.1007 | 17 | 336
2011-02-01 | 10892440.44 | 826.9 | 0 | 28 | 0 | 3661.0957 | 139.3986 | 17 | 304
2011-03-01 | 12257636.48 | 749.9 | 0 | 31 | 1 | 4394.1477 | 139.697 | 18 | 368
2011-04-01 | 12658528.5 | 482.3 | 0 | 30 | 1 | 5127.1997 | 139.9962 | 18 | 320
2011-05-01 | 13172900.73 | 267 | 0 | 31 | 1 | 5860.2517 | 140.2959 | 19 | 336
2011-06-01 | 12544750.5 | 110.1 | 0 | 30 | 0 | 6593.3037 | 140.5964 | 18 | 352
2011-07-01 | 13875078.89 | 29.8 | 63.7 | 31 | 0 | 7326.3557 | 140.8974 | 18 | 320
2011-08-01 | 14198477.71 | 22.2 | 35.7 | 31 | 0 | 8059.4077 | 141.1991 | 18 | 352
2011-09-01 | 13259931 | 172.3 | 9.4 | 30 | 1 | 8792.4597 | 141.5015 | 18 | 336
2011-10-01 | 13575461.72 | 337.2 | 5.4 | 31 | 1 | 9525.5117 | 141.8044 | 18 | 320
2011-11-01 | 14692874.14 | 563.2 | 0 | 30 | 1 | 10258.5637 | 142.1081 | 18 | 352
2011-12-01 | 14105892.18 | 769.8 | 0 | 31 | 0 | 10991.6157 | 142.4124 | 18 | 336
2012-01-01 | 12529109.42 | 865.7 | 0 | 31 | 0 | 11698.33 | 142.6126 | 19 | 336
2012-02-01 | 11160065.36 | 693.8 | 0 | 29 | 0 | 12405.0444 | 142.8131 | 19 | 320
2012-03-01 | 12256618.18 | 525.4 | 0 | 31 | 1 | 13111.7587 | 143.0138 | 19 | 352
2012-04-01 | 13560323.4 | 434.9 | 0 | 30 | 1 | 13818.473 | 143.2149 | 19 | 320
2012-05-01 | 13461076.06 | 227.1 | 0 | 31 | 1 | 14525.1873 | 143.4162 | 19 | 352
2012-06-01 | 13314274.5 | 64.9 | 18.4 | 30 | 0 | 15231.9017 | 143.6178 | 18 | 336
2012-07-01 | 14610993.16 | 6.8 | 66.5 | 31 | 0 | 15938.616 | 143.8197 | 18 | 336
2012-08-01 | 14062024.91 | 38.5 | 27.7 | 31 | 0 | 16645.3303 | 144.0218 | 18 | 352
2012-09-01 | 13341701.71 | 213.5 | 4 | 30 | 1 | 17352.0446 | 144.2243 | 18 | 304
2012-10-01 | 13997442.72 | 395.8 | 0 | 31 | 1 | 18058.7589 | 144.4271 | 18 | 352
2012-11-01 | 14528048.4 | 600.8 | 0 | 30 | 1 | 18765.4733 | 144.6301 | 18 | 352
2012-12-01 | 14524051.49 | 793.7 | 0 | 31 | 0 | 19472.1876 | 144.8334 | 18 | 304
2013-01-01 | 14093393.91 | 928.4 | 0 | 31 | 0 | 48760.2879 | 144.9894 | 18 | 352
2013-02-01 | 11198999.28 | 866.6 | 0 | 28 | 0 | 78048.3882 | 145.1455 | 18 | 304
2013-03-01 | 12490764.9 | 767.3 | 0 | 31 | 1 | 107336.4885 | 145.3018 | 18 | 320
2013-04-01 | 13600316.9 | 524.8 | 0 | 30 | 1 | 136624.5888 | 145.4583 | 20 | 352
2013-05-01 | 13543097.15 | 325.3 | 0 | 31 | 1 | 165912.6892 | 145.615 | 20 | 352
2013-06-01 | 11761137.26 | 130.9 | 5.5 | 30 | 0 | 195200.7895 | 145.7718 | 20 | 320
2013-07-01 | 12721998.24 | 60.7 | 28 | 31 | 0 | 224488.8898 | 145.9288 | 20 | 352
2013-08-01 | 12846812.3 | 45.8 | 41.8 | 31 | 0 | 253776.9901 | 146.0859 | 20 | 336
2013-09-01 | 12741853.08 | 178.8 | 0 | 30 | 1 | 283065.0904 | 146.2432 | 21 | 320
2013-10-01 | 13717951.05 | 328.5 | 0 | 31 | 1 | 312353.1907 | 146.4007 | 22 | 352
2013-11-01 | 14194327.5 | 620.6 | 0 | 30 | 1 | 341641.2911 | 146.5584 | 22 | 336
2013-12-01 | 15152062.82 | 1112.9 | 0 | 31 | 0 | 370929.3914 | 146.7162 | 22 | 320
2014-01-01 | 13410038.89 | 1119.6 | 0 | 31 | 0 | 409723.6383 | 147.0423 | 20.5 | 352
2014-02-01 | 11428320.12 | 978.4 | 0 | 28 | 0 | 448517.8851 | 147.3691 | 19.75 | 304
2014-03-01 | 12645686.45 | 883.5 | 0 | 31 | 1 | 487312.132 | 147.6967 | 19.375 | 336
2014-04-01 | 12904272.6 | 522.9 | 0 | 30 | 1 | 526106.3789 | 148.025 | 19.1875 | 320
2014-05-01 | 14394245.81 | 266.9 | 1.1 | 31 | 1 | 564900.6258 | 148.354 | 19.0938 | 336
2014-06-01 | 13712451.9 | 135.2 | 6 | 30 | 0 | 603694.8727 | 148.6837 | 19.0469 | 336
2014-07-01 | 13954625.47 | 47.2 | 9.5 | 31 | 0 | 642489.1196 | 149.0142 | 19.0234 | 352
2014-08-01 | 13629989.84 | 65.2 | 10.1 | 31 | 0 | 681283.3665 | 149.3454 | 19.5117 | 320
2014-09-01 | 13394475 | 196.5 | 0 | 30 | 1 | 720077.6133 | 149.6773 | 19.7559 | 336
2014-10-01 | 13852040.7 | 382.6 | 0 | 31 | 1 | 758871.8602 | 150.01 | 20.3779 | 352
2014-11-01 | 14505990.9 | 647.8 | 0 | 30 | 1 | 797666.1071 | 150.3434 | 20.689 | 304
2014-12-01 | 14943145.45 | 780.6 | 0 | 31 | 0 | 836460.354 | 150.6776 | 20.8445 | 336
2015-01-01 | 13828880.03 | 979.5 | 0 | 31 | 0 | 920383.5408 | 150.9879 | 20.4224 | 336
2015-02-01 | 11415722.08 | 1053.3 | 0 | 28 | 0 | 1004306.7277 | 151.2989 | 20.7112 | 304
2015-03-01 | 11963087.24 | 710.4 | 0 | 31 | 1 | 1088229.9145 | 151.6106 | 20.8556 | 352
2015-04-01 | 13197197.14 | 432.1 | 0 | 30 | 1 | 1172153.1013 | 151.9229 | 20.9278 | 336
2015-05-01 | 13855913.14 | 276 | 0 | 31 | 1 | 1256076.2881 | 152.2358 | 20.9639 | 320
2015-06-01 | 13012397.7 | 118.6 | 0 | 30 | 0 | 1339999.475 | 152.5494 | 20.9819 | 352
2015-07-01 | 13745162.99 | 31.7 | 38 | 31 | 0 | 1423922.6618 | 152.8636 | 20.991 | 352
2015-08-01 | 13185375.39 | 50.7 | 35.4 | 31 | 0 | 1507845.8486 | 153.1785 | 20.9955 | 320
2015-09-01 | 13810977.6 | 106.2 | 15.8 | 30 | 1 | 1591769.0354 | 153.494 | 20.9977 | 336
2015-10-01 | 13811537.88 | 345.9 | 0 | 31 | 1 | 1675692.2223 | 153.8102 | 20.9989 | 336
2015-11-01 | 14854291.2 | 469.1 | 0 | 30 | 1 | 1759615.4091 | 154.127 | 20.9994 | 320
2015-12-01 | 15092412 | 564.9 | 0 | 31 | 0 | 1843538.5959 | 154.4445 | 20.9997 | 352
2016-01-01 |  |  |  | 31 | 0 | 1855494.593 | 154.7248 |  | 320
2016-02-01 |  |  |  | 29 | 0 | 1867450.5901 | 155.0057 |  | 320
2016-03-01 |  |  |  | 31 | 1 | 1879406.5872 | 155.287 |  | 352
2016-04-01 |  |  |  | 30 | 1 | 1891362.5843 | 155.5689 |  | 336
2016-05-01 |  |  |  | 31 | 1 | 1903318.5814 | 155.8513 |  | 336
2016-06-01 |  |  |  | 30 | 0 | 1915274.5785 | 156.1342 |  | 352
2016-07-01 |  |  |  | 31 | 0 | 1927230.5756 | 156.4176 |  | 320
2016-08-01 |  |  |  | 31 | 0 | 1939186.5727 | 156.7015 |  | 352
2016-09-01 |  |  |  | 30 | 1 | 1951142.5698 | 156.9859 |  | 336
2016-10-01 |  |  |  | 31 | 1 | 1963098.5669 | 157.2708 |  | 320
2016-11-01 |  |  |  | 30 | 1 | 1975054.5641 | 157.5563 |  | 336
2016-12-01 |  |  |  | 31 | 0 | 1987010.5612 | 157.8423 |  | 336
2017-01-01 |  |  |  | 31 | 0 | 1972184.1085 | 158.1545 |  | 336
2017-02-01 |  |  |  | 28 | 0 | 1957357.6558 | 158.4674 |  | 304
2017-03-01 |  |  |  | 31 | 1 | 1942531.2031 | 158.7809 |  | 368
2017-04-01 |  |  |  | 30 | 1 | 1927704.7504 | 159.0951 |  | 304
2017-05-01 |  |  |  | 31 | 1 | 1912878.2978 | 159.4098 |  | 352
2017-06-01 |  |  |  | 30 | 0 | 1898051.8451 | 159.7252 |  | 352
2017-07-01 |  |  |  | 31 | 0 | 1883225.3924 | 160.0411 |  | 320
2017-08-01 |  |  |  | 31 | 0 | 1868398.9397 | 160.3578 |  | 352
2017-09-01 |  |  |  | 30 | 1 | 1853572.487 | 160.675 |  | 320
2017-10-01 |  |  |  | 31 | 1 | 1838746.0344 | 160.9929 |  | 336
2017-11-01 |  |  |  | 30 | 1 | 1823919.5817 | 161.3114 |  | 352
2017-12-01 |  |  |  | 31 | 0 | 1809093.129 | 161.6305 |  | 304
2006 | 216210086.34
2007 | 206642574.96
2008 | 181479430.4
2009 | 170625602.24
2010 | 153278417.6
2011 | 158154293.34
2012 | 161345729.31
2013 | 158062714.39
2014 | 162775283.13
2015 | 161772954.39

## Rate Class Energy Model
| Residential | General Service < 50 kW | General Service > 50 to 999 kW | General Service > 1000 kW | Large User | Street Lighting | Sentinel Lighting | Unmetered Scattered Load
2006 | 344985670.16 | 141631018.55 | 299216792.76 | 241350662.02 |  | 9862692.72 | 134611.2 | 1856376.03 | 1039037823.44
2007 | 347356682.25 | 140795615.54 | 298981716.3 | 230921503.04 |  | 10907925.72 | 125582.4 | 2031490.7 | 1031120515.95
2008 | 349640195.37 | 140901919.12 | 297548976.92 | 204491830.29 |  | 10834527.1 | 122983.2 | 1952922.64 | 1005493354.64
2009 | 344727820.69 | 137506815.68 | 290804126.8 | 189989954.51 |  | 11591322.31 | 129618 | 1974983.67 | 976724641.66
2010 | 335588529.47 | 132765784.45 | 285047816.86 | 177283841.63 |  | 11241250.44 | 136868.4 | 1946641.3 | 944010732.55
2011 | 337212306.5 | 135688687.23 | 288525140.49 | 183178133.01 |  | 11244632.46 | 121136.4 | 1971315.4 | 957941351.49
2012 | 331142424.86 | 133678840.49 | 283475240.67 | 188531681.4 |  | 11062691.71 | 141784.08 | 1980462.86 | 950013126.07
2013 | 341035888.6353 | 136331185.61 | 285068374.38 | 187992826.45 |  | 10555413.67 | 144894 | 1992260.18 | 963120842.9253
2014 | 340024795.888 | 139285835.9686 | 280037460.24 | 193164947.17 |  | 10310975.15 | 146313.0611 | 2099765.33 | 965070092.8078
2015 | 324673269.197 | 137179401.48 | 266548347.92 | 198507738.58 |  | 9533360.55 | 112765.4678 | 2203934.82 | 938758818.0148
Usage Per Customer
2006 |  |  |  | 13408370.1122 |  | 760.8928 | 820.8 | 4337.3272
2007 |  |  |  | 12370794.8057 |  | 840.6231 | 820.8 | 4670.0936
2008 |  |  |  | 10762727.91 |  | 824.8593 | 820.8 | 4273.3537
2009 |  |  |  | 9011381.2416 |  | 888.9903 | 820.8 | 4307.4889
2010 |  |  |  | 8901280.7513 |  | 853.5498 | 820.8 | 4148.4098
2011 |  |  |  | 9683425.5336 |  | 858.97 | 820.8 | 4193.5445
2012 |  |  |  | 9709786.1665 |  | 839.8589 | 848.16 | 4215.2455
2013 |  |  |  | 8916655.8 |  | 806.0439 | 848.16 | 4279.8285
2014 |  |  |  | 9303343.5044 |  | 784.2049 | 850.252 | 4540.0623
2015 |  |  |  | 9062728.1665 |  | 722.3768 | 659.7145 | 4885.8524
2016 |  |  |  | 9062728.1665 |  | 722.3768 | 659.7145 | 4885.8524
2017 |  |  |  | 9062728.1665 |  | 722.3768 | 659.7145 | 4885.8524
2007 |  |  |  | 0.92262 |  | 1.1048 | 1 | 1.0767
2008 |  |  |  | 0.87001 |  | 0.98125 | 1 | 0.91505
2009 |  |  |  | 0.83728 |  | 1.0777 | 1 | 1.008
2010 |  |  |  | 0.98778 |  | 0.96013 | 1 | 0.96307
2011 |  |  |  | 1.0879 |  | 1.0064 | 1 | 1.0109
2012 |  |  |  | 1.0027 |  | 0.97775 | 1.0333 | 1.0052
2013 |  |  |  | 0.91832 |  | 0.95974 | 1 | 1.0153
2014 |  |  |  | 1.0434 |  | 0.97291 | 1.0025 | 1.0608
2015 |  |  |  | 0.97414 |  | 0.92116 | 0.7759 | 1.0762
Used |  |  |  | 1 | 1 | 1 | 1 | 1
Geomean |  |  |  | 0.95741 |  | 0.99424 | 0.97602 | 1.0133
Class Specific before CDM
2016 | 336972131.4037 | 138757523.7348 | 265026772.3026 | 196122888.7682 | 0 | 9568413.8127 | 108037.1001 | 2148121.5748 | 948703888.6969
2017 | 338048686.4788 | 143397405.92 | 265484982.2745 | 196122888.7682 | 0 | 9589155.5987 | 108037.1001 | 2148121.5748 | 954899277.715
CDM Full Year
2015 |  |  |  | 13005537 |  | 752180.4562 |  |  | 13757717.4562
2016 | 949700 | 440906 | 1701194 | 13685000 | 0 | 615000 | 0 | 0 | 17391800
2017 | 1968600 | 518585 | 1791815 | 200000 | 0 | 615000 | 0 | 0 | 5094000
CDM Adjustment for half year rule
2016 | 474850 | 220453 | 850597 | 19848037 | 0 | 683590.2281 | 0 | 0 | 22077527.2281 | 22077527.2281 | 0
2017 | 1934000 | 700198.5 | 2597101.5 | 26790537 | 0 | 1298590.2281 | 0 | 0 | 33320427.2281 | 33320427.2281 | 0
Class Specific after CDM
2016 | 336497281.4037 | 138537070.7348 | 264176175.3026 | 176274851.7682 | 0 | 8884823.5846 | 108037.1001 | 2148121.5748 | 926626361.4688 | 22077527.2281
2017 | 336114686.4788 | 142697207.42 | 262887880.7745 | 169332351.7682 | 0 | 8290565.3706 | 108037.1001 | 2148121.5748 | 921578850.4869 | 33320427.2281
Note on K51: Bruce Bacon: The class was not forecasted based on the regression analysus so the CDM variable did not impact the forecast. The 2015 actual results for this class only had the savvngs from PSUI for a few days in December 2015 since PSUI did not start until late in December. This means the full year actual savings are not in 2015 but they are assumed to persist into 2017 therefore this adjustment is used.
Note on M51: Bruce Bacon: The class was not forecasted based on the regression analysus so the CDM variable did not impact the forecast. It assumed the 2015 actual results for this class only have the actual 2015 saviings for half a year consistent with the half year rule.

## Rate Class Customer Model
| Residential | General Service < 50 kW | General Service > 50 to 999 kW | General Service > 1000 kW | Large User | Street Lighting | Sentinel Lighting | Unmetered Scattered Load | Total
2006 | 44312.0833 | 4313.8333 | 492.5 | 18 |  | 12962 | 164 | 428 | 62690.4167
2007 | 44388.5833 | 4273.25 | 500.5 | 18.6667 |  | 12976 | 153 | 435 | 62745
2008 | 44537.5 | 4256.9167 | 507.25 | 19 |  | 13135 | 149.8333 | 457 | 63062.5
2009 | 44613.6667 | 4264.9167 | 506.0833 | 21.0833 |  | 13038.75 | 157.9167 | 458.5 | 63060.9167
2010 | 44735.5833 | 4305.75 | 506.6667 | 19.9167 |  | 13170 | 166.75 | 469.25 | 63373.9167
2011 | 44900.6667 | 4339.6667 | 505.75 | 18.9167 |  | 13090.8333 | 147.5833 | 470.0833 | 63473.5
2012 | 44736.75 | 4496.9167 | 513.5 | 19.4167 |  | 13172.0833 | 167.1667 | 469.8333 | 63575.6667
2013 | 44942.4167 | 4527.75 | 511.5833 | 21.0833 |  | 13095.3333 | 170.8333 | 465.5 | 63734.5
2014 | 45106.2705 | 4577.8953 | 495.3016 | 20.763 |  | 13148.318 | 172.082 | 462.497 | 63983.1273
2015 | 45272.5926 | 4606.5063 | 471.6262 | 21.9038 |  | 13197.2137 | 170.9307 | 451.085 | 64191.8583
2016 | 45415.1966 | 4623.1351 | 462.8342 | 21.6406 |  | 13245.7386 | 163.7634 | 439.6616 | 64371.9701
2017 | 45527.0071 | 4655.2596 | 459.9678 | 21.6406 |  | 13274.4519 | 163.7634 | 439.6616 | 64541.7519
Growth Rate in Customer Numbers
2007 | 1.0017 | 0.99059 | 1.0162 | 1.037 |  | 1.0011 | 0.93293 | 1.0164
2008 | 1.0034 | 0.99618 | 1.0135 | 1.0179 |  | 1.0123 | 0.9793 | 1.0506
2009 | 1.0017 | 1.0019 | 0.9977 | 1.1096 |  | 0.99267 | 1.0539 | 1.0033
2010 | 1.0027 | 1.0096 | 1.0012 | 0.94466 |  | 1.0101 | 1.0559 | 1.0234
2011 | 1.0037 | 1.0079 | 0.99819 | 0.94979 |  | 0.99399 | 0.88506 | 1.0018
2012 | 0.99635 | 1.0362 | 1.0153 | 1.0264 |  | 1.0062 | 1.1327 | 0.99947
2013 | 1.0046 | 1.0069 | 0.99627 | 1.0858 |  | 0.99417 | 1.0219 | 0.99078
2014 | 1.0036 | 1.0111 | 0.96817 | 0.9848 |  | 1.004 | 1.0073 | 0.99355
2015 | 1.0037 | 1.0062 | 0.9522 | 1.0549 |  | 1.0037 | 0.99331 | 0.97533
2016 | 1.0031 | 1.0036 | 0.98136 | 0.98799 |  | 1.0037 | 0.95807 | 0.97468
Used | 1.0025 | 1.0069 | 0.99381 | 1 |  | 1.0022 | 1 | 1
Geomean | 1.0025 | 1.0069 | 0.99381 | 1.0186 |  | 1.0022 | 0.99986 | 1.0027

## Rate Class Load Model
| General Service > 50 to 999 kW | General Service > 1000 kW | Large User | Street Lighting | Sentinel Lighting | Total
2006 | 715592.13 | 675435.2856 |  | 30656.8 | 373.92 | 1422058.1356
2007 | 728766.5 | 626041.3097 |  | 30889.01 | 348.84 | 1386045.6597
2008 | 747849.27 | 572083.0258 |  | 31499.2 | 341.62 | 1351773.1158
2009 | 719275.91 | 530288.7334 |  | 31053.32 | 360.05 | 1280978.0134
2010 | 723294.85 | 516956.128 |  | 31561.72 | 380.19 | 1272192.888
2011 | 732497.43 | 504570.848 |  | 31849.55 | 336.49 | 1269254.318
2012 | 734173.25 | 517091.8853 |  | 30858.56 | 381.14 | 1282504.8353
2013 | 722899.29 | 510032.4508 |  | 29850.29 | 389.5 | 1263171.5308
2014 | 690826.75 | 512108.5605 |  | 29216.71 | 392.3469 | 1232544.3674
2015 | 668162.78 | 535701.6156 |  | 27043.15 | 307.6753 | 1231215.2209
2016 | 660214.4111 | 486067.7856 |  | 25281.0429 | 294.7741 | 1171858.0137
2017 | 656994.7771 | 466924.2403 |  | 23590.1295 | 294.7741 | 1147803.921
kW/kWh
2006 | 0.2392% | 0.2799% |  | 0.3108% | 0.2778%
2007 | 0.2437% | 0.2711% |  | 0.2832% | 0.2778%
2008 | 0.2513% | 0.2798% |  | 0.2907% | 0.2778%
2009 | 0.2473% | 0.2791% |  | 0.2679% | 0.2778%
2010 | 0.2537% | 0.2916% |  | 0.2808% | 0.2778%
2011 | 0.2539% | 0.2755% |  | 0.2832% | 0.2778%
2012 | 0.259% | 0.2743% |  | 0.2789% | 0.2688%
2013 | 0.2536% | 0.2713% |  | 0.2828% | 0.2688%
2014 | 0.2467% | 0.2651% |  | 0.2834% | 0.2682%
2015 | 0.2507% | 0.2699% |  | 0.2837% | 0.2728%
Average | 0.2499% | 0.2757% | 0% | 0.2845% | 0.2728%
2015-01-01 |  |  | 6361
2015-02-01 |  |  | 6520.35
2015-03-01 |  |  | 6449.01
2015-04-01 |  |  | 6124.85
2015-05-01 |  |  | 6254.63
2015-06-01 |  |  | 6224.3
2015-07-01 |  |  | 6014.97
2015-08-01 |  |  | 6124.33
2015-09-01 |  |  | 5867.16
2015-10-01 |  |  | 5944.91
2015-11-01 |  |  | 6108.96
2015-12-01 |  |  | 6273.43
|  |  | 74267.9 | 12 NCP
|  |  | 25603.79 | 4 NCP
|  |  | 6520.35 | 1 NCP
Note on D27: Bruce Bacon: Use 2015 since kWh is the same as 2015
Note on F27: Bruce Bacon: Use 2015 since kWh is the same as 2015. In this case it has been the sae for the last 4 years.

## CDM Activity
| Total 2006 to 2015 Annual CDM Results (Net) with Persistence | Increase over previous year |  |  |  | Total Residential CDM Results | Increase over previous year |  |  |  | Total GS < 50 kW CDM Results | Increase over previous year |  |  |  | Total GS > 50 kW CDM Results | Increase over previous year |  |  |  | Total GS > 1000 kW CDM Results | Increase over previous year | [5 empty] | # | Initiative Name | Program Name | Res | GS < 50 kW | GS > 50 kW | GS > 1000 | Program Year | 2006 | 2007 | 2008 | 2009 | 2010 | 2011 | 2012 | 2013 | 2014 | 2015 | 2016 | 2017 | Initiative Name | Program Name | RS | GS < 50 | GS 50-999 | GS > 1000 | Program Year | 2011 | 2012 | 2013 | 2014 | 2015 | 2016 | 2017
2005 |  | 0 | 0 | Check |  |  | 0 | 0 | Check |  |  | 0 | 0 | Check |  |  | 0 | 0 | Check |  |  | 0 | 0 | Check |  | Jan | 1 | [8 empty] | 2006: Half year applies to first year programs | [7 empty] | Half year applies to first year programs
2006 | 1623155.2136 | 1623155.2136 | 20809.6822 | 1623155.2136 | 0 | 1623155.2136 | 1623155.2136 | 20809.6822 | 1623155.2136 | 0 | 0 | 0 | 0 | 0 | 0 | 0 | 0 | 0 | 0 | 0 | 0 | 0 | 0 | 0 | 0 | Feb | 2 | 1 | Secondary Refrigerator Retirement Pilot | Consumer | 100% |  |  |  | 2006 | 24038.7708 | 48077.5415 | 48077.5415 | 48077.5415 | 48077.5415 | 48077.5415 | 0 | 0 | 0 | 0 | 0 | 0 | Appliance Retirement | RS | 100% |  |  |  | 2011 | 154891.5305 | 309783.0608 | 309783.0608 | 308772.5023 | 219589.8867 | 0 | 0
2007 | 4646180.566 | 1649586.3255 | 21148.5426 | 4646180.566 | 0 | 4646180.566 | 1649586.3255 | 21148.5426 | 4646180.566 | 0 | 0 | 0 | 0 | 0 | 0 | 0 | 0 | 0 | 0 | 0 | 0 | 0 | 0 | 0 | 0 | Mar | 3 | 2 | Cool & Hot Savings Rebate | Consumer | 100% |  |  |  | 2006 | 59341.6239 | 118683.2479 | 118683.2479 | 118683.2479 | 118683.2479 | 118683.2479 | 118683.2479 | 118683.2479 | 87560.76 | 87560.76 | 87560.76 | 87560.76 | Appliance Exchange | RS | 100% |  |  |  | 2011 | 984.2835 | 1968.5666 | 1968.5666 | 1292.1278 | 0 | 0 | 0
2008 | 6995958.7481 | 953974.3682 | 12230.4406 | 6995958.7481 | 0 | 6816130.0086 | 774145.6287 | 9924.944 | 6816130.0086 | 0 | 50032.177 | 50032.177 | 641.4382 | 50032.177 | 0 | 129796.5624 | 129796.5624 | 1664.0585 | 129796.5624 | 0 | 0 | 0 | 0 | 0 | 0 | Apr | 4 | 3 | Every Kilowatt Counts | Consumer | 100% |  |  |  | 2006 | 1539774.8189 | 3079549.6379 | 3079549.6379 | 3079549.6379 | 397051.4502 | 397051.4502 | 397051.4502 | 397051.4502 | 397051.4502 | 397051.4502 | 370290.8838 | 370290.8838 | HVAC Incentives | RS | 100% |  |  |  | 2011 | 176272.255 | 352544.5102 | 352544.5102 | 352544.5102 | 352544.5102 | 352544.5102 | 352544.5102
2009 | 10186807.9603 | 2383640.1314 | 30559.4889 | 10186807.9603 | 0 | 8262415.9752 | 791239.6654 | 10144.0983 | 8262415.9752 | 0 | 713364.2645 | 620997.1685 | 7961.5022 | 713364.2645 | 0 | 1205415.6888 | 965791.2658 | 12381.9393 | 1205415.6888 | 0 | 5612.0318 | 5612.0318 | 71.9491 | 5612.0318 | 0 | May | 5 | 6 | Great Refrigerator Roundup | Consumer | 100% |  |  |  | 2007 | 0 | 106203.8738 | 212407.7477 | 212407.7477 | 212407.7477 | 212200.7193 | 211993.6909 | 211993.6909 | 211993.6909 | 176317.2739 | 0 | 0 | Conservation Instant Coupon Booklet | RS | 100% |  |  |  | 2011 | 83451.002 | 166902.0035 | 166902.0035 | 166902.0035 | 153448.457 | 138751.0242 | 109187.9626
2010 | 10803490.5161 | -1400243.7093 | -17951.8424 | 10803490.5161 | 0 | 6707812.211 | -2224114.2503 | -28514.2853 | 6707812.211 | 0 | 1834512.0953 | 595688.6882 | 7637.0345 | 1834512.0953 | 0 | 2242150.1214 | 219526.4385 | 2814.4415 | 2242150.1214 | 0 | 19016.0883 | 8655.4143 | 110.9669 | 19016.0883 | 0 | Jun | 6 | 7 | Cool & Hot Savings Rebate | Consumer | 100% |  |  |  | 2007 | 0 | 91478.1659 | 182956.3318 | 182956.3318 | 182956.3318 | 182956.3318 | 174282.4483 | 174282.4483 | 174282.4483 | 174282.4483 | 174282.4483 | 174282.4483 | Bi-Annual Retailer Event | RS | 100% |  |  |  | 2011 | 128395.3615 | 256790.7226 | 256790.7226 | 256790.7226 | 234687.8091 | 210541.3072 | 158734.724 | 3806274.0262 | -545681.4338
2011 | 12098105.9615 | 2479437.0456 | 31787.6544 | 12098105.9615 | 0 | 7261361.9567 | 2435492.5728 | 31224.2638 | 7261361.9567 | 0 | 2580473.46 | 241917.0901 | 3101.5012 | 2580473.46 | 0 | 2172752.5882 | -255150.6734 | -3271.1625 | 2172752.5882 | 0 | 83517.9565 | 57178.0561 | 733.052 | 83517.9565 | 0 | Jul | 7 | 8 | Every Kilowatt Counts | Consumer | 100% |  |  |  | 2007 | 0 | 548359.5512 | 1083306.3093 | 1083306.3093 | 1083306.3093 | 1083306.3093 | 1046311.8722 | 1046311.8722 | 1046311.8722 | 84977.0397 | 84977.0397 | 16011.9712 | Retrofit | GS < 50 |  | 100% |  |  | 2011 | 85270.5 | 170541.2643 | 170541.2643 | 170541.2643 | 170541.2643 | 170541.2643 | 170541.2643
2012 | 14377494.4723 | 181403.3184 | 2325.6836 | 14377494.4723 | 0 | 7818796.6487 | -1503366.7158 | -19273.9323 | 7818796.6487 | 0 | 3418593.1121 | 633420.5758 | 8120.7766 | 3418593.1121 | 0 | 2953081.6059 | 996225.7413 | 12772.1249 | 2953081.6059 | 0 | 187023.1058 | 55123.7171 | 706.7143 | 187023.1058 | 0 | Aug | 8 | 10 | Summer Savings | Consumer | 100% |  |  |  | 2007 | 0 | 375465.6836 | 126571.3079 | 47909.279 | 47909.279 | 47909.279 | 47909.279 | 47909.279 | 47909.279 | 30427.4031 | 30427.4031 | 30427.4031 | Retrofit | GS 50-999 |  |  | 100% |  | 2011 | 175113 | 350226.5429 | 350226.5429 | 350226.5429 | 350226.5429 | 350226.5429 | 350226.5429
2013 | 20154698.3421 | 5623708.7541 | 72098.8302 | 20154698.3421 | 0 | 8253039.4153 | 1706322.2954 | 21875.9269 | 8253039.4153 | 0 | 4757562.3195 | 802997.951 | 10294.8455 | 4757562.3195 | 0 | 4625958.5316 | 829916.6831 | 10639.9575 | 4625958.5316 | 0 | 2518138.0756 | 2284471.8246 | 29288.1003 | 2518138.0756 | 0 | Sep | 9 | 11 | Aboriginal | Consumer | 100% |  |  |  | 2007 | 0 | 192150 | 384300 | 384300 | 384300 | 0 | 0 | 0 | 0 | 0 | 0 | 0 | Retrofit | GS > 1000 |  |  |  | 100% | 2011 | 27937 | 55874.0866 | 55874.0866 | 55874.0866 | 55874.0866 | 55874.0866 | 55874.0866
2014 | 29397170.2392 | 4483949.1052 | 57486.527 | 29397170.2392 | 0 | 8615819.7133 | -1081030.875 | -13859.3702 | 8615819.7133 | 0 | 6261863.5383 | 824841.4141 | 10574.8899 | 6261863.5383 | 0 | 7042383.0341 | 1714187.3091 | 21976.7604 | 7042383.0341 | 0 | 7477103.9536 | 3025951.2571 | 38794.2469 | 7477103.9536 | 0 | Oct | 10 | 13 | Social Housing Pilot | Consumer Low-Income | 100% |  |  |  | 2007 | 0 | 49838.9182 | 99677.8365 | 99677.8365 | 99677.8365 | 99677.8365 | 99677.8365 | 99677.8365 | 99677.8365 | 99677.8365 | 99677.8365 | 0 | Direct Install Lighting | GS < 50 |  | 100% |  |  | 2011 | 147855.398 | 295710.7962 | 295710.7962 | 170939.2246 | 170939.2246 | 170939.2246 | 41529.6554 | 2928462.3965 | -560944.7875
2015 | 42735765.5969 | 9544484.5763 | 122365.1869 | 42735765.5969 | 0 | 8793615.0518 | 1092513.7712 | 14006.5868 | 8793615.0518 | 0 | 7255234.3461 | 295428.0728 | 3787.5394 | 7255234.3461 | 0 | 9704337.5262 | 1211488.3076 | 15531.9014 | 9704337.5262 | 0 | 16583532.8205 | 6546008.5725 | 83923.1868 | 16583532.8205 | 0 | Nov | 11 | 14 | Energy Efficiency Assistance for Houses Pilot | Consumer Low-Income | 100% |  |  |  | 2007 | 0 | 36373.946 | 72747.8919 | 72747.8919 | 72747.8919 | 72747.8919 | 72747.8919 | 72747.8919 | 72747.8919 | 72747.8919 | 72747.8919 | 72747.8919 | Retrofit | GS > 1000 |  |  |  | 100% | 2011 | 54547.0315 | 109094.0625 | 109094.0625 | 109094.0625 | 109094.0625 | 109094.0625 | 109094.0625 | 381829.2191 | -54547.0329
2016 | 50722239.7983 | -89628.1324 | -1149.0786 | 50722239.7983 | 0 | 8764898.1254 | -953151.6559 | -12219.893 | 8764898.1254 | 0 | 7216281.264 | -288930.6822 | -3704.2395 | 7216281.264 | 0 | 10899237.1059 | 169794.0886 | 2176.8473 | 10899237.1059 | 0 | 23055030.9251 | 932567.774 | 11955.9971 | 23055030.9251 | 0 | Dec | 12 | 20 | Great Refrigerator Roundup | Consumer | 100% |  |  |  | 2008 | 0 | 0 | 307051.195 | 614102.39 | 614102.39 | 614102.39 | 613322.27 | 612542.15 | 612542.15 | 612542.15 | 494023.75 | 0 | Electricity Retrofit Incentive Program | GS 50-999 |  |  | 100% |  | 2011 | 42658.2895 | 85316.5789 | 85316.5789 | 85316.5789 | 85316.5789 | 85316.5789 | 85316.5789
2017 | 46975947.6649 | -3670452.9444 | -47057.089 | 46975947.6649 | 0 | 7640624.6398 | -317760.5459 | -4073.8532 | 7640624.6398 | 0 | 5364658.7895 | -1607142.6665 | -20604.3932 | 5364658.7895 | 0 | 10530820.3546 | -512088.6724 | -6565.2394 | 10530820.3546 | 0 | 22687663.4248 | -1156463.3091 | -14826.4527 | 22687663.4248 | 0 | Total | 78 | 21 | Cool Savings Rebate | Consumer | 100% |  |  |  | 2008 | 0 | 0 | 101191.546 | 202383.092 | 202383.092 | 202383.092 | 202383.092 | 202383.092 | 202383.092 | 202383.092 | 202383.092 | 202383.092 | High Performance New Construction | GS 50-999 |  |  | 100% |  | 2011 | 1363.2815 | 2726.563 | 2726.563 | 2726.563 | 2726.563 | 2726.563 | 2726.563 | 308150.9968 | -44021.5712
Total | 250717015.0795 |  |  |  |  | 85203849.5256 |  |  |  |  | 39452575.3665 |  |  |  |  | 51505933.1192 |  |  |  |  | 72616638.3819 | [6 empty] | 22 | Every Kilowatt Counts Power Savings Event | Consumer | 100% |  |  |  | 2008 | 0 | 0 | 513673.479 | 1022877.8503 | 1022877.8503 | 1022877.8503 | 868184.7968 | 868184.7968 | 707098.909 | 586754.1102 | 370457.416 | 365735.5094 | Appliance Retirement | RS | 100% |  |  |  | 2011 | 0
| 0 | 1938018.6863 | 7.73e-08 |  |  | 0 |  |  |  |  | 0 |  |  |  |  | 0 |  |  |  |  | 0 | [6 empty] | 24 | Summer Sweepstakes | Consumer | 100% |  |  |  | 2008 | 0 | 0 | 485935.9361 | 350703.2299 | 350703.2299 | 350703.2299 | 350703.2299 | 350703.2299 | 350703.2299 | 350703.2299 | 192127.737 | 192127.737 | HVAC Incentives | RS | 100% |  |  |  | 2011 | -36960.8095 | -73921.6186 | -73921.6186 | -73921.6186 | -73921.6186 | -73921.6186 | -73921.6186
| CDM Activity Variable |  |  |  |  | CDM Activity Variable |  |  |  |  | CDM Activity Variable |  |  |  |  | CDM Activity Variable |  |  |  |  | CDM Activity Variable | [6 empty] | 25 | Electricity Retrofit Incentive | Consumer, Business | 0% | 28% | 72% |  | 2008 | 0 | 0 | 178686.3465 | 357370.2525 | 357370.2525 | 357370.2525 | 357370.2525 | 357370.2525 | 357370.2525 | 357370.2525 | 328218.9504 | 328218.9504 | Conservation Instant Coupon Booklet | RS | 100% |  |  |  | 2011 | 1204.3515 | 2408.7029 | 2408.7029 | 2408.7029 | 2408.7029 | 2200.7856 | 1350.1629
[28 empty] | 27 | High Performance New Construction | Business | 0% |  | 100% |  | 2008 | 0 | 0 | 1142.3929 | 2284.7859 | 2284.7859 | 2284.7859 | 2284.7859 | 2284.7859 | 2284.7859 | 2284.7859 | 2284.7859 | 2284.7859 | Bi-Annual Retailer Event | RS | 100% |  |  |  | 2011 | 9539.3465 | 19078.6932 | 19078.6932 | 19078.6932 | 19078.6932 | 17337.0635 | 9360.0925 | -183519.7788 | 89448.1132
2006-01-01 | 20809.6822 |  |  |  |  | 20809.6822 |  |  |  |  | 0 |  |  |  |  | 0 |  |  |  |  | 0 | [6 empty] | 35 | Great Refrigerator Roundup | Consumer | 100% |  |  |  | 2009 | 0 | 0 | 0 | 377262.9641 | 754525.9282 | 754525.9282 | 753309.1157 | 575607.7767 | 0 | 0 | 0 | 0 | Retrofit | GS < 50 |  | 100% |  |  | 2011 | 3155.1688 | 6309.9762 | 6309.9762 | 6309.9762 | 6309.9762 | 6309.9762 | 5502.8739
2006-02-01 | 41619.3645 |  |  |  |  | 41619.3645 |  |  |  |  | 0 |  |  |  |  | 0 |  |  |  |  | 0 | [6 empty] | 36 | Cool Savings Rebate | Consumer | 100% |  |  |  | 2009 | 0 | 0 | 0 | 126885.7305 | 253771.4611 | 253771.4611 | 252868.9716 | 251571.1572 | 250044.1555 | 250044.1555 | 250044.1555 | 250044.1555 | Retrofit | GS 50-999 |  |  | 100% |  | 2011 | 6479.4061 | 12958.0699 | 12958.0699 | 12958.0699 | 12958.0699 | 12958.0699 | 11300.6171
2006-03-01 | 62429.0467 |  |  |  |  | 62429.0467 |  |  |  |  | 0 |  |  |  |  | 0 |  |  |  |  | 0 | [6 empty] | 37 | Every Kilowatt Counts Power Savings Event | Consumer | 100% |  |  |  | 2009 | 0 | 0 | 0 | 220634.8949 | 422959.1398 | 422959.1398 | 422933.2881 | 420119.4302 | 403546.9169 | 321287.3633 | 319492.5188 | 204342.9504 | Retrofit | GS > 1000 |  |  |  | 100% | 2011 | 1033.925 | 2067.7316 | 2067.7316 | 2067.7316 | 2067.7316 | 2067.7316 | 1803.2503
2006-04-01 | 83238.7289 |  |  |  |  | 83238.7289 |  |  |  |  | 0 |  |  |  |  | 0 |  |  |  |  | 0 | [6 empty] | 39 | Electricity Retrofit Incentive | Consumer, Business | 0% | 28% | 72% |  | 2009 | 0 | 0 | 0 | 813409.0909 | 1626818.1818 | 1626818.1818 | 1626818.1818 | 1626818.1818 | 1626818.1818 | 1626818.1818 | 1626818.1818 | 1626818.1818 | Direct Install Lighting | GS < 50 |  | 100% |  |  | 2011 | 1833.0609 | 3666.1219 | 3666.1219 | 3666.1219 | 0 | 0 | 0
2006-05-01 | 104048.4111 |  |  |  |  | 104048.4111 |  |  |  |  | 0 |  |  |  |  | 0 |  |  |  |  | 0 | [6 empty] | 41 | High Performance New Construction | Business | 0% |  | 100% |  | 2009 | 0 | 0 | 0 | 35473.6527 | 70947.3054 | 70947.3054 | 70947.3054 | 70947.3054 | 70947.3054 | 70947.3054 | 70947.3054 | 70947.3054 | Energy Audit | GS 50-999 |  |  | 100% |  | 2011 | 37764.3817 | 75528.7634 | 75528.7634 | 75528.7634 | 75528.7634 | 0 | 0 | 351857.9316 | 12961.3916 | 7593054.7914 | -1102785.3206 | 1102787.764 | 2.4434
2006-06-01 | 124858.0934 |  |  |  |  | 124858.0934 |  |  |  |  | 0 |  |  |  |  | 0 |  |  |  |  | 0 | [6 empty] | 42 | Power Savings Blitz | Business | 0% | 100% |  |  | 2009 | 0 | 0 | 0 | 385546.0484 | 771092.0968 | 771092.0968 | 771092.0968 | 771092.0968 | 771092.0968 | 771092.0968 | 771092.0968 | 434293.2499 | Appliance Retirement | RS | 100% |  |  |  | 2012 |  | 86865.3485 | 173730.6974 | 173730.6974 | 173628.2123 | 107107.4455 | 0
2006-07-01 | 145667.7756 |  |  |  |  | 145667.7756 |  |  |  |  | 0 |  |  |  |  | 0 |  |  |  |  | 0 | [6 empty] | 44 | Demand Response 1 | Business, Industrial | 0% |  | 100% |  | 2009 | 0 | 0 | 0 | 30866.1747 | 0 | 0 | 0 | 0 | 0 | 0 | 0 | 0 | Appliance Exchange | RS | 100% |  |  |  | 2012 |  | 5985.599 | 11971.1984 | 11971.1984 | 11954.5865 | 0 | 0
2006-08-01 | 166477.4578 |  |  |  |  | 166477.4578 |  |  |  |  | 0 |  |  |  |  | 0 |  |  |  |  | 0 | [6 empty] | 45 | Demand Response 2 | Business, Industrial | 0% |  | 100% |  | 2009 | 0 | 0 | 0 | 293829.9483 | 0 | 0 | 0 | 0 | 0 | 0 | 0 | 0 | HVAC Incentives | RS | 100% |  |  |  | 2012 |  | 75986.2235 | 151972.4472 | 151972.4472 | 151972.4472 | 151972.4472 | 151972.4472
2006-09-01 | 187287.14 |  |  |  |  | 187287.14 |  |  |  |  | 0 |  |  |  |  | 0 |  |  |  |  | 0 | [6 empty] | 46 | Demand Response 3 | Business, Industrial | 0% |  |  | 100% | 2009 | 0 | 0 | 0 | 5612.0318 | 0 | 0 | 0 | 0 | 0 | 0 | 0 | 0 | Conservation Instant Coupon Booklet | RS | 100% |  |  |  | 2012 |  | 6108.816 | 12217.6316 | 12217.6316 | 12217.6316 | 12034.0802 | 12034.0802
2006-10-01 | 208096.8223 |  |  |  |  | 208096.8223 |  |  |  |  | 0 |  |  |  |  | 0 |  |  |  |  | 0 | [6 empty] | 48 | LDC Custom - Thunder Bay Hydro - Phantom Load | Consumer | 100% |  |  |  | 2009 | 0 | 0 | 0 | 17950 | 0 | 0 | 0 | 0 | 0 | 0 | 0 | 0 | Bi-Annual Retailer Event | RS | 100% |  |  |  | 2012 |  | 117010.5125 | 234021.0249 | 234021.0249 | 234021.0249 | 210370.014 | 171060.8694 | 1459782.4985 | -291956.4985
2006-11-01 | 228906.5045 | Check |  |  |  | 228906.5045 | Check |  |  |  | 0 | Check |  |  |  | 0 | Check |  |  |  | 0 | Check | [5 empty] | 53 | Great Refrigerator Roundup | Consumer | 100% |  |  |  | 2010 | 0 | 0 | 0 | 0 | 291164.1205 | 582328.241 | 582328.241 | 580178.3116 | 468203.7599 | 0 | 0 | 0 | Retrofit | GS < 50 |  | 100% |  |  | 2012 |  | 201997 | 403993.8837 | 403388.5601 | 396960.9908 | 396960.9908 | 348837.8622
2006-12-01 | 249716.1867 | 1623155.2136 | 2996594.2406 |  |  | 249716.1867 | 1623155.2136 | 2996594.2406 |  |  | 0 | 0 | 0 |  |  | 0 | 0 | 0 |  |  | 0 | 0 | 0 |  |  |  |  | 54 | Cool Savings Rebate | Consumer | 100% |  |  |  | 2010 | 0 | 0 | 0 | 0 | 56936.7669 | 113873.5338 | 113873.5338 | 113873.5338 | 113873.5338 | 113873.5338 | 113873.5338 | 113873.5338 | Retrofit | GS 50-999 |  |  | 100% |  | 2012 |  | 415206 | 830411.761 | 829167.5147 | 815955.6091 | 815955.6091 | 717038.2402
2007-01-01 | 270864.7293 |  |  |  |  | 270864.7293 |  |  |  |  | 0 |  |  |  |  | 0 |  |  |  |  | 0 | [6 empty] | 55 | Every Kilowatt Counts Power Savings Event | Consumer | 100% |  |  |  | 2010 | 0 | 0 | 0 | 0 | 78844.2302 | 138596.4295 | 134185.4741 | 134185.4741 | 134185.4741 | 69067.7246 | 52735.5567 | 52735.5567 | Direct Install Lighting | GS < 50 |  | 100% |  |  | 2012 |  | 394008.864 | 788017.7281 | 786042.715 | 617973.6313 | 617973.6313 | 309590.1768
2007-02-01 | 292013.272 |  |  |  |  | 292013.272 |  |  |  |  | 0 |  |  |  |  | 0 |  |  |  |  | 0 | [6 empty] | 57 | Electricity Retrofit Incentive | Consumer, Business | 0% | 28% | 72% |  | 2010 | 0 | 0 | 0 | 0 | 125322.7159 | 250645.4318 | 250645.4318 | 250645.4318 | 250645.4318 | 250645.4318 | 250645.4318 | 250645.4318 | Energy Audit | GS 50-999 |  |  | 100% |  | 2012 |  | 50352.509 | 100705.0179 | 100705.0179 | 100705.0179 | 0 | 0 | 5303996.5713 | -1065389.6667
2007-03-01 | 313161.8146 |  |  |  |  | 313161.8146 |  |  |  |  | 0 |  |  |  |  | 0 |  |  |  |  | 0 | [6 empty] | 59 | High Performance New Construction | Business | 0% |  | 100% |  | 2010 | 0 | 0 | 0 | 0 | 113530.8773 | 227061.7545 | 227061.7545 | 227061.7545 | 227061.7545 | 227061.7545 | 227061.7545 | 227061.7545 | Demand Response 3 | GS > 1000 |  |  |  | 100% | 2012 |  | 19987.225 | [5 empty] | 19987.225 | -19987.225
2007-04-01 | 334310.3573 |  |  |  |  | 334310.3573 |  |  |  |  | 0 |  |  |  |  | 0 |  |  |  |  | 0 | [6 empty] | 60 | Power Savings Blitz | Business | 0% | 100% |  |  | 2010 | 0 | 0 | 0 | 0 | 472756.8765 | 945513.753 | 945513.753 | 945513.753 | 945513.753 | 945513.753 | 945513.753 | 638130.5175 | High Performance New Construction | GS 50-999 |  |  | 100% |  | 2012 |  | 17640.567 | 35281.1344 | 35281.1344 | 35281.1344 | 35281.1344 | 35281.1344 | 88202.8358 | -17640.5662
2007-05-01 | 355458.8999 |  |  |  |  | 355458.8999 |  |  |  |  | 0 |  |  |  |  | 0 |  |  |  |  | 0 | [6 empty] | 61 | Multi-Family Energy Efficiency Rebates | Consumer, Consumer Low-Income | 100% |  |  |  | 2010 | 0 | 0 | 0 | 0 | 12426.3663 | 24852.7327 | 24852.7327 | 24852.7327 | 24852.7327 | 24852.7327 | 24852.7327 | 24852.7327 | HVAC Incentives | RS | 100% |  |  |  | 2012 |  | 3683.0455 | 7366.0912 | 7366.0912 | 7366.0912 | 7366.0912 | 7366.0912 | 18415.2278 | -3683.0452
2007-06-01 | 376607.4425 |  |  |  |  | 376607.4425 |  |  |  |  | 0 |  |  |  |  | 0 |  |  |  |  | 0 | [6 empty] | 62 | Demand Response 2 | Business, Industrial | 0% |  | 100% |  | 2010 | 0 | 0 | 0 | 0 | 536539.1247 | 0 | 0 | 0 | 0 | 0 | 0 | 0 | Retrofit | GS < 50 |  | 100% |  |  | 2012 |  | 3999.7572 | 7999.5143 | 7999.5143 | 7999.5143 | 7999.5143 | 7999.5143
2007-07-01 | 397755.9852 |  |  |  |  | 397755.9852 |  |  |  |  | 0 |  |  |  |  | 0 |  |  |  |  | 0 | [6 empty] | 63 | Demand Response 3 | Business, Industrial | 0% |  |  | 100% | 2010 | 0 | 0 | 0 | 0 | 19016.0883 | 0 | 0 | 0 | 0 | 0 | 0 | 0 | Retrofit | GS 50-999 |  |  | 100% |  | 2012 |  | 8221.2428 | 16442.4857 | 16442.4857 | 16442.4857 | 16442.4857 | 16442.4857
2007-08-01 | 418904.5278 |  |  |  |  | 418904.5278 |  |  |  |  | 0 |  |  |  |  | 0 |  |  |  |  | 0 | [6 empty] | 64 | [19 empty] | Direct Install Lighting | GS < 50 |  | 100% |  |  | 2012
2007-09-01 | 440053.0704 |  |  |  |  | 440053.0704 |  |  |  |  | 0 |  |  |  |  | 0 |  |  |  |  | 0 | [6 empty] | 65 | [7 empty] | 1623155.2136 | 4646180.566 | 6995958.7481 | 10186807.9603 | 10803490.5161 | 10995318.1974 | 10739336.0241 | 10554592.9635 | 9656702.7444 | 7906283.7572 | 7162537.0155 | 5735816.8029 | Energy Audit | GS 50-999 |  |  | 100% |  | 2012 |  | 1708.1195 | 3416.2391 | 3416.2391 | 3416.2391 | 0 | 0 | 69645.5976 | -6631.1194
2007-10-01 | 461201.6131 |  |  |  |  | 461201.6131 |  |  |  |  | 0 |  |  |  |  | 0 |  |  |  |  | 0 | [14 empty] | 1623155.2136 | 4646180.566 | 6995958.7481 | 10186807.9603 | 10803490.5161 | 10995318.1974 | 10739336.0241 | 10554592.9635 | 9656702.7444 | 7906283.7572 | 7162537.0155 | 5735816.8029 | Program Enabled Savings | GS 50-999 |  |  | 100% |  | 2012 |  | 23822.42 | 47644.84 | 47644.84 | 47644.84 | 47644.84 | 47644.84 | 119112.1 | -23822.42 | 7079142.056 | -1429110.541 | 1432583.2495 | 3472.7085
2007-11-01 | 482350.1557 | Check |  |  |  | 482350.1557 | Check |  |  |  | 0 | Check |  |  |  | 0 | Check |  |  |  | 0 | Check | [5 empty] | Total | [7 empty] | 0 | 0 | 0 | 0 | 0 | 0 | 0 | 0 | 0 | 0 | 0 | 0 | Appliance Retirement | RS | 100% |  |  |  | 2013 |  |  | 57529.439 | 115058.878 | 115058.878 | 114853.789 | 68573.4735
2007-12-01 | 503498.6983 | 4646180.566 | 6041984.3799 |  |  | 503498.6983 | 4646180.566 | 6041984.3799 |  |  | 0 | 0 | 0 |  |  | 0 | 0 | 0 |  |  | 0 | 0 | 0 | [24 empty] | Appliance Exchange | RS | 100% |  |  |  | 2013 |  |  | 18287.274 | 36574.5479 | 36574.5479 | 36574.5479 | 0
2008-01-01 | 515729.1389 |  |  |  |  | 513423.6423 |  |  |  |  | 641.4382 |  |  |  |  | 1664.0585 |  |  |  |  | 0 | [26 empty] | HVAC Incentives | RS | 100% |  |  |  | 2013 |  |  | 72247.1455 | 144494.2914 | 144494.2914 | 144494.2914 | 144494.2914
2008-02-01 | 527959.5796 |  |  |  |  | 523348.5862 |  |  |  |  | 1282.8763 |  |  |  |  | 3328.117 |  |  |  |  | 0 | [26 empty] | Conservation Instant Coupon Booklet | RS | 100% |  |  |  | 2013 |  |  | 33674.7825 | 67349.5653 | 64754.1906 | 54860.1622 | 54860.1622
2008-03-01 | 540190.0202 |  |  |  |  | 533273.5302 |  |  |  |  | 1924.3145 |  |  |  |  | 4992.1755 |  |  |  |  | 0 | [12 empty] | 2006 to 2010 | Residential | 1623155.2136 | 4646180.566 | 6816130.0086 | 8262415.9752 | 6707812.211 | 6743584.6357 | 6487602.4625 | 6302859.4018 | 5404969.1828 | 3654550.1955 | 2939954.7559 | 2157416.6258 | Bi-Annual Retailer Event | RS | 100% |  |  |  | 2013 |  |  | 75059.6085 | 150119.2175 | 141074.1732 | 110205.7329 | 110205.7329
2008-04-01 | 552420.4608 |  |  |  |  | 543198.4742 |  |  |  |  | 2565.7527 |  |  |  |  | 6656.234 |  |  |  |  | 0 | [12 empty] | 2006 to 2010 | GS < 50 kW | 0 | 0 | 50032.177 | 713364.2645 | 1834512.0953 | 2342359.3323 | 2342359.3323 | 2342359.3323 | 2342359.3323 | 2342359.3323 | 2334196.9677 | 1690014.8853 | Residential Demand Response | RS | 100% |  |  |  | 2013 |  |  | 2.3365 |  |  |  |  | 770397.086 | -256805.258
2008-05-01 | 564650.9014 |  |  |  |  | 553123.4181 |  |  |  |  | 3207.1908 |  |  |  |  | 8320.2925 |  |  |  |  | 0 | [12 empty] | 2006 to 2010 | GS 50-999 | 0 | 0 | 129796.5624 | 1205415.6888 | 2242150.1214 | 1909374.2294 | 1909374.2294 | 1909374.2294 | 1909374.2294 | 1909374.2294 | 1888385.2919 | 1888385.2919 | Retrofit | GS < 50 |  | 100% |  |  | 2013 |  |  | 283940.5 | 561326.3283 | 560387.4325 | 556413.9668 | 540833.1828
2008-06-01 | 576881.342 |  |  |  |  | 563048.3621 |  |  |  |  | 3848.629 |  |  |  |  | 9984.351 |  |  |  |  | 0 | [12 empty] | 2006 to 2010 | GS > 1000kW | 0 | 0 | 0 | 5612.0318 | 19016.0883 | 0 | 0 | 0 | 0 | 0 | 0 | 0 | Retrofit | GS 50-999 |  |  | 100% |  | 2013 |  |  | 474444 | 937935.6186 | 936366.7918 | 929727.4185 | 903693.0575
2008-07-01 | 589111.7827 |  |  |  |  | 572973.306 |  |  |  |  | 4490.0672 |  |  |  |  | 11648.4094 |  |  |  |  | 0 | [13 empty] | Subtotal | 1623155.2136 | 4646180.566 | 6995958.7481 | 10186807.9603 | 10803490.5161 | 10995318.1974 | 10739336.0241 | 10554592.9635 | 9656702.7444 | 7906283.7572 | 7162537.0155 | 5735816.8029 | Retrofit | GS > 1000 |  |  |  | 100% | 2013 |  |  | 2234562.5 | 4417540.8704 | 4410151.9234 | 4378881.4373 | 4256263.3687
2008-08-01 | 601342.2233 |  |  |  |  | 582898.25 |  |  |  |  | 5131.5053 |  |  |  |  | 13312.4679 |  |  |  |  | 0 | [26 empty] | Direct Install Lighting | GS < 50 |  | 100% |  |  | 2013 |  |  | 442451.8735 | 884903.7468 | 855393.3697 | 672700.5869 | 320768.9917 | 10237105.4375 | -3504490.0565
2008-09-01 | 613572.6639 |  |  |  |  | 592823.1939 |  |  |  |  | 5772.9435 |  |  |  |  | 14976.5264 |  |  |  |  | 0 | [12 empty] | 2011 to 2014 | Residential | 2011: 517777.321; 2012: 1331194.1862; 2013: 1950180.0135; 2014: 3210850.5305; 2015: 3855522.3647; 2016: 3352493.2133; 2017: 3025649.8579 | Demand Response 3 | GS > 1000 |  |  |  | 100% | 2013 |  |  | 17603.37 |  |  |  |  | 17603.37 | -17603.37
2008-10-01 | 625803.1045 |  |  |  |  | 602748.1379 |  |  |  |  | 6414.3817 |  |  |  |  | 16640.5849 |  |  |  |  | 0 | [12 empty] | 2011 to 2014 | GS < 50 kW | 2011: 238114.1278; 2012: 1076233.7798; 2013: 2415202.9873; 2014: 3919504.206; 2015: 4596557.4626; 2016: 4281925.2814; 2017: 3165466.3119 | Home Assistance Program | RS | 100% |  |  |  | 2013 |  |  | 46386.9595 | 90158.9501 | 89789.1869 | 83411.6986 | 80957.0482 | 136545.9096 | -49001.9284
2008-11-01 | 638033.5451 | Check |  |  |  | 612673.0819 | Check |  |  |  | 7055.8198 | Check |  |  |  | 18304.6434 | Check |  |  |  | 0 | Check | [11 empty] | 2011 to 2014 | GS 50-999 | 2011: 263378.3588; 2012: 1043707.3765; 2013: 2716584.3022; 2014: 5133008.8047; 2015: 6391300.8002; 2016: 6205011.4066; 2017: 6014684.7911 | Appliance Retirement | RS | 100% |  |  |  | 2013 |  |  | 0 |  | 0 | 0 | 0
2008-12-01 | 650263.9857 | 6995958.7481 | 7803167.8289 |  |  | 622598.0258 | 6816130.0086 | 7471176.3099 |  |  | 7697.258 | 50032.177 | 92367.0961 |  |  | 19968.7019 | 129796.5624 | 239624.423 |  |  | 0 | 0 | 0 | [10 empty] | 2011 to 2014 | GS > 1000kW | 2011: 83517.9565; 2012: 187023.1058; 2013: 2518138.0756; 2014: 7477103.9536; 2015: 10080764.2298; 2016: 10049493.7438; 2017: 9682126.2435 | HVAC Incentives | RS | 100% |  |  |  | 2013 |  |  | 6855.2927 | 13710.5854 | 13710.5854 | 13710.5854 | 13710.5854
2009-01-01 | 680823.4746 |  |  |  |  | 632742.1241 |  |  |  |  | 15658.7602 |  |  |  |  | 32350.6412 |  |  |  |  | 71.9491 | [13 empty] | Subtotal | 2011: 1102787.7641; 2012: 3638158.4482; 2013: 9600105.3786; 2014: 19740467.4948; 2015: 24924144.8573; 2016: 23888923.6451; 2017: 21887927.2043 | Conservation Instant Coupon Booklet | RS | 100% |  |  |  | 2013 |  |  | 103 | 206 | 196 | 169 | 169 | 20874.878 | 28896.7073
2009-02-01 | 711382.9635 |  |  |  |  | 642886.2224 |  |  |  |  | 23620.2623 |  |  |  |  | 44732.5805 |  |  |  |  | 143.8983 | [26 empty] | Retrofit | GS < 50 |  | 100% |  |  | 2013 |  |  | 12571.329 | 24813.1236 | 24813.1236 | 24813.1236 | 24803.0802
2009-03-01 | 741942.4523 |  |  |  |  | 653030.3206 |  |  |  |  | 31581.7645 |  |  |  |  | 57114.5198 |  |  |  |  | 215.8474 | [12 empty] | 2015 | Residential | 2015: 1283542.4916; 2016: 2472450.1562; 2017: 2457558.1562 | Retrofit | GS 50-999 |  |  | 100% |  | 2013 |  |  | 21006.3461 | 41462.0493 | 41462.0493 | 41462.0493 | 41445.2671
2009-04-01 | 772501.9412 |  |  |  |  | 663174.4189 |  |  |  |  | 39543.2666 |  |  |  |  | 69496.4591 |  |  |  |  | 287.7965 | [12 empty] | 2015 | GS < 50 kW | 2015: 316317.5512; 2016: 600159.0149; 2017: 509177.5923 | Retrofit | GS > 1000 |  |  |  | 100% | 2013 |  |  | 98936.3249 | 195279.2149 | 195279.2149 | 195279.2149 | 195200.1738
2009-05-01 | 803061.4301 |  |  |  |  | 673318.5172 |  |  |  |  | 47504.7688 |  |  |  |  | 81878.3984 |  |  |  |  | 359.7456 | [12 empty] | 2015 | GS 50-999 | 2015: 1403662.4967; 2016: 2805840.4074; 2017: 2627750.2717 | Direct Install Lighting | GS < 50 |  | 100% |  |  | 2013 | [7 empty] | 394068.3878 | -100132.6122
2009-06-01 | 833620.9189 |  |  |  |  | 683462.6155 |  |  |  |  | 55466.271 |  |  |  |  | 94260.3377 |  |  |  |  | 431.6948 | [12 empty] | 2015 | GS > 1000kW | 2015: 6502768.5907; 2016: 13005537.1813; 2017: 13005537.1813 | Home Assistance Program | RS | 100% |  |  |  | 2013 |  |  | 13200.4435 | 25794.6983 | 25739.5903 | 25054.8684 | 24932.9396 | 38995.1418 | -13200.632
2009-07-01 | 864180.4078 |  |  |  |  | 693606.7137 |  |  |  |  | 63427.7731 |  |  |  |  | 106642.2771 |  |  |  |  | 503.6439 | [12 empty] | 2015 | Street Light | 2015: 399045.8522; 2016: 786792.3779; 2017: 752180.4562 | Program Enabled Savings | GS 50-999 |  |  | 100% |  | 2013 |  |  | 660475.96 | 1320951.92 | 1320951.92 | 1320951.92 | 1320951.92 | 1981427.88 | -660475.96 | 13597018.0908 | -4572813.1097 | 4569338.4851 | -3474.6246
2009-08-01 | 894739.8967 |  |  |  |  | 703750.812 |  |  |  |  | 71389.2753 |  |  |  |  | 119024.2164 |  |  |  |  | 575.593 | [13 empty] | Subtotal | 2015: 9905336.9824; 2016: 19670779.1377; 2017: 19352203.6577 | Appliance Retirement | RS | 100% |  |  |  | 2014 |  |  |  | 47194 | 94388.1492 | 94388.1492 | 94179.3331
2009-09-01 | 925299.3855 |  |  |  |  | 713894.9103 |  |  |  |  | 79350.7774 |  |  |  |  | 131406.1557 |  |  |  |  | 647.5421 | [26 empty] | Appliance Exchange | RS | 100% |  |  |  | 2014 |  |  |  | 11083.1965 | 22166.3927 | 22166.3927 | 22166.3927
2009-10-01 | 955858.8744 |  |  |  |  | 724039.0086 |  |  |  |  | 87312.2796 |  |  |  |  | 143788.095 |  |  |  |  | 719.4913 | [12 empty] | All Years | Residential | 1623155.2136 | 4646180.566 | 6816130.0086 | 8262415.9752 | 6707812.211 | 7261361.9567 | 7818796.6487 | 8253039.4153 | 8615819.7133 | 8793615.0518 | 8764898.1254 | 7640624.6398 | HVAC Incentives | RS | 100% |  |  |  | 2014 |  |  |  | 167436.9275 | 334873.8546 | 334873.8546 | 334873.8546
2009-11-01 | 986418.3633 | Check |  |  |  | 734183.1068 | Check |  |  |  | 95273.7818 | Check |  |  |  | 156170.0343 | Check |  |  |  | 791.4404 | Check | [11 empty] | All Years | GS < 50 kW | 0 | 0 | 50032.177 | 713364.2645 | 1834512.0953 | 2580473.46 | 3418593.1121 | 4757562.3195 | 6261863.5383 | 7255234.3461 | 7216281.264 | 5364658.7895 | Conservation Instant Coupon Booklet | RS | 100% |  |  |  | 2014 |  |  |  | 123019.562 | 229102.0031 | 220921.794 | 220921.794
2009-12-01 | 1016977.8521 | 10186807.9603 | 12203734.2254 |  |  | 744327.2051 | 8262415.9752 | 8931926.4613 |  |  | 103235.2839 | 713364.2645 | 1238823.4071 |  |  | 168551.9736 | 1205415.6888 | 2022623.6829 |  |  | 863.3895 | 5612.0318 | 10360.674 | [10 empty] | All Years | GS 50-999 | 0 | 0 | 129796.5624 | 1205415.6888 | 2242150.1214 | 2172752.5882 | 2953081.6059 | 4625958.5316 | 7042383.0341 | 9704337.5262 | 10899237.1059 | 10530820.3546 | Bi-Annual Retailer Event | RS | 100% |  |  |  | 2014 |  |  |  | 536968.5195 | 931629.0368 | 857465.9857 | 857465.9857 | 885702.2055 | -885755.6475
2010-01-01 | 999026.0097 |  |  |  |  | 715812.9199 |  |  |  |  | 110872.3184 |  |  |  |  | 171366.4151 |  |  |  |  | 974.3564 | [12 empty] | All Years | GS > 1000kW | 0 | 0 | 0 | 5612.0318 | 19016.0883 | 83517.9565 | 187023.1058 | 2518138.0756 | 7477103.9536 | 16583532.8205 | 23055030.9251 | 22687663.4248 | Retrofit | GS < 50 |  | 100% |  |  | 2014 |  |  |  | 335794.5648 | 671463.2218 | 671463.2218 | 625032.5138
2010-02-01 | 981074.1673 |  |  |  |  | 687298.6346 |  |  |  |  | 118509.3529 |  |  |  |  | 174180.8566 |  |  |  |  | 1085.3232 | [12 empty] | All Years | Street Light | 0 | 0 | 0 | 0 | 0 | 0 | 0 | 0 | 0 | 399045.8522 | 786792.3779 | 752180.4562 | Retrofit | GS 50-999 |  |  | 100% |  | 2014 |  |  |  | 460693.649 | 921214.5587 | 921214.5587 | 857513.908
2010-03-01 | 963122.3248 |  |  |  |  | 658784.3493 |  |  |  |  | 126146.3873 |  |  |  |  | 176995.2981 |  |  |  |  | 1196.2901 | [13 empty] | Total | 1623155.2136 | 4646180.566 | 6995958.7481 | 10186807.9603 | 10803490.5161 | 12098105.9615 | 14377494.4723 | 20154698.3421 | 29397170.2392 | 42735765.5969 | 50722239.7983 | 46975947.6649 | Retrofit | GS > 1000 |  |  |  | 100% | 2014 |  |  |  | 1767583.9875 | 3534505.2108 | 3534505.2108 | 3290099.3016
2010-04-01 | 945170.4824 |  |  |  |  | 630270.0641 |  |  |  |  | 133783.4218 |  |  |  |  | 179809.7397 |  |  |  |  | 1307.2569 | [14 empty] | 0 | 0 | 0 | 0 | 0 | 0 | 0 | 0 | 0 | 0 | 0 | 0 | Retrofit | GS < 50 |  | 100% |  |  | 2014 |  |  |  | 130743.2987 | 261437.5745 | 261437.5745 | 243359.5454
2010-05-01 | 927218.64 |  |  |  |  | 601755.7788 |  |  |  |  | 141420.4562 |  |  |  |  | 182624.1812 |  |  |  |  | 1418.2238 | [26 empty] | Direct Install Lighting | GS < 50 |  | 100% |  |  | 2014 |  |  |  | 433035.7675 | 852338.1389 | 724372.2063 | 526667.6509
2010-06-01 | 909266.7976 |  |  |  |  | 573241.4936 |  |  |  |  | 149057.4907 |  |  |  |  | 185438.6227 |  |  |  |  | 1529.1906 | [14 empty] | 2015: 19810673.9648 | New Construction | GS 50-999 |  |  | 100% |  | 2014 |  |  |  | -2217.682 | -4435.3637 | -4435.3637 | -4435.3637 | 3125633.5855 | -3125633.5855
2010-07-01 | 891314.9551 |  |  |  |  | 544727.2083 |  |  |  |  | 156694.5252 |  |  |  |  | 188253.0642 |  |  |  |  | 1640.1575 | [26 empty] | Energy Manager | GS > 1000 |  |  |  | 100% | 2014 |  |  |  | 929664 | 1773792 | 1773792 | 1773792 | 929664 | -929664
2010-08-01 | 873363.1127 |  |  |  |  | 516212.923 |  |  |  |  | 164331.5596 |  |  |  |  | 191067.5057 |  |  |  |  | 1751.1243 | [26 empty] | Home Assistance Program | RS | 100% |  |  |  | 2014 |  |  |  | 56534.8565 | 112975.0504 | 103039.2114 | 98449.9431 | 56534.8565 | -56534.8565
2010-09-01 | 855411.2703 |  |  |  |  | 487698.6378 |  |  |  |  | 171968.5941 |  |  |  |  | 193881.9472 |  |  |  |  | 1862.0912 | [14 empty] | 2015: 2015-2017; 2016: 2011-2014 | Program Enabled Savings | GS 50-999 |  |  | 100% |  | 2014 |  |  |  | 814769.5 | 1629539 | 1629539 | 1629539 | 814769.5 | -814769.5 | 5812304.1475 | -5812357.5895 | 5812330.8685 | -26.721
2010-10-01 | 837459.4278 |  |  |  |  | 459184.3525 |  |  |  |  | 179605.6286 |  |  |  |  | 196696.3888 |  |  |  |  | 1973.058 | [14 empty] | 2014: Residential; 2015: 7497093.2956; 2016: 10233665.4359 | [7 empty] | 1102787.7641 | 3638158.4482 | 9600105.3786 | 19740467.4948 | 24924144.8573 | 23888923.6451 | 21887927.2043 | 34081519.0857 |  | 34081519.0857 | -12917066.5608 | 12917040.3671 | -26.1937
2010-11-01 | 819507.5854 | Check |  |  |  | 430670.0672 | Check |  |  |  | 187242.663 | Check |  |  |  | 199510.8303 | Check |  |  |  | 2084.0249 | Check | [21 empty] | GS < 50 kW | 1741971.7097 | 12043949.0559 | [8 empty] | 2011 | 2012 | 2013 | 2014 | 2015 | 2016 | 2017
2010-12-01 | 801555.743 | 10803490.5161 | 9618668.9159 |  |  | 402155.782 | 6707812.211 | 4825869.3839 |  |  | 194879.6975 | 1834512.0953 | 2338556.37 |  |  | 202325.2718 | 2242150.1214 | 2427903.2616 |  |  | 2194.9917 | 19016.0883 | 26339.9004 | [20 empty] | GS 50-999 | 8240915.6725 | 18610996.9978 | [5 empty] | 2011 to 2014 |  | Residential | 517777.321 | 1331194.1862 | 1950180.0135 | 3210850.5305 | 3855522.3647 | 3352493.2133 | 3025649.8579
2011-01-01 | 833343.3974 |  |  |  |  | 433380.0457 |  |  |  |  | 197981.1987 |  |  |  |  | 199054.1093 |  |  |  |  | 2928.0437 | [22 empty] | GS > 1000kW | 39016771.5439 | 29812384.2171 | [5 empty] | 2011 to 2014 |  | GS < 50 kW | 238114.1278 | 1076233.7798 | 2415202.9873 | 3919504.206 | 4596557.4626 | 4281925.2814 | 3165466.3119
2011-02-01 | 865131.0519 |  |  |  |  | 464604.3095 |  |  |  |  | 201082.6998 |  |  |  |  | 195782.9468 |  |  |  |  | 3661.0957 | [22 empty] | Street Light | 2337064.5385 | [6 empty] | 2011 to 2014 |  | GS 50-999 | 263378.3588 | 1043707.3765 | 2716584.3022 | 5133008.8047 | 6391300.8002 | 6205011.4066 | 6014684.7911
2011-03-01 | 896918.7063 |  |  |  |  | 495828.5733 |  |  |  |  | 204184.201 |  |  |  |  | 192511.7844 |  |  |  |  | 4394.1477 | [30 empty] | 2011 to 2014 |  | GS > 1000kW | 83517.9565 | 187023.1058 | 2518138.0756 | 7477103.9536 | 10080764.2298 | 10049493.7438 | 9682126.2435
2011-04-01 | 928706.3607 |  |  |  |  | 527052.837 |  |  |  |  | 207285.7021 |  |  |  |  | 189240.6219 |  |  |  |  | 5127.1997 | [23 empty] | 58833816.7602 | 70700995.7067 | 129534812.4669 | [6 empty] | Total | 1102787.7641 | 3638158.4482 | 9600105.3786 | 19740467.4948 | 24924144.8573 | 23888923.6451 | 21887927.2043
2011-05-01 | 960494.0151 |  |  |  |  | 558277.1008 |  |  |  |  | 210387.2033 |  |  |  |  | 185969.4594 |  |  |  |  | 5860.2517 | [23 empty] | 160 | 0 | [8 empty] | 2011: 0; 2012: 0; 2013: 0; 2014: 0
2011-06-01 | 992281.6696 |  |  |  |  | 589501.3645 |  |  |  |  | 213488.7044 |  |  |  |  | 182698.2969 |  |  |  |  | 6593.3037 | [33 empty] | 1102787.7641 | 1432583.2495 | 4569338.4851 | 5812304.1475 | 11364988.8277 | 11144743.7959 | 10569625.8591
2011-07-01 | 1024069.324 |  |  |  |  | 620725.6283 |  |  |  |  | 216590.2056 |  |  |  |  | 179427.1344 |  |  |  |  | 7326.3557
2011-08-01 | 1055856.9784 |  |  |  |  | 651949.892 |  |  |  |  | 219691.7067 |  |  |  |  | 176155.972 |  |  |  |  | 8059.4077 | [33 empty] | 2011: 2205575.5282; 2012: 5070741.6977; 2013: 14169443.8637; 2014: 25552771.6423
2011-09-01 | 1087644.6329 |  |  |  |  | 683174.1558 |  |  |  |  | 222793.2079 |  |  |  |  | 172884.8095 |  |  |  |  | 8792.4597 | [33 empty] | 2011: 0.00024469; 2012: -0.3293; 2013: -0.68353; 2014: -51.902
2011-10-01 | 1119432.2873 |  |  |  |  | 714398.4195 |  |  |  |  | 225894.709 |  |  |  |  | 169613.647 |  |  |  |  | 9525.5117
2011-11-01 | 1151219.9417 | Check |  |  |  | 745622.6833 | Check |  |  |  | 228996.2102 | Check |  |  |  | 166342.4845 | Check |  |  |  | 10258.5637 | Check
2011-12-01 | 1183007.5962 | 12098105.9615 | 14196091.1539 |  |  | 776846.947 | 7261361.9567 | 9322163.3645 |  |  | 232097.7114 | 2580473.46 | 2785172.5362 |  |  | 163071.322 | 2172752.5882 | 1956855.8646 |  |  | 10991.6157 | 83517.9565 | 131899.3886
2012-01-01 | 1185333.2797 |  |  |  |  | 757573.0148 |  |  |  |  | 240218.488 |  |  |  |  | 175843.4469 |  |  |  |  | 11698.33
2012-02-01 | 1187658.9633 |  |  |  |  | 738299.0825 |  |  |  |  | 248339.2646 |  |  |  |  | 188615.5718 |  |  |  |  | 12405.0444
2012-03-01 | 1189984.6469 |  |  |  |  | 719025.1503 |  |  |  |  | 256460.0412 |  |  |  |  | 201387.6967 |  |  |  |  | 13111.7587
2012-04-01 | 1192310.3304 |  |  |  |  | 699751.218 |  |  |  |  | 264580.8178 |  |  |  |  | 214159.8216 |  |  |  |  | 13818.473
2012-05-01 | 1194636.014 |  |  |  |  | 680477.2858 |  |  |  |  | 272701.5944 |  |  |  |  | 226931.9465 |  |  |  |  | 14525.1873
2012-06-01 | 1196961.6976 |  |  |  |  | 661203.3535 |  |  |  |  | 280822.371 |  |  |  |  | 239704.0714 |  |  |  |  | 15231.9017
2012-07-01 | 1199287.3811 |  |  |  |  | 641929.4213 |  |  |  |  | 288943.1476 |  |  |  |  | 252476.1963 |  |  |  |  | 15938.616
2012-08-01 | 1201613.0647 |  |  |  |  | 622655.489 |  |  |  |  | 297063.9243 |  |  |  |  | 265248.3212 |  |  |  |  | 16645.3303
2012-09-01 | 1203938.7483 |  |  |  |  | 603381.5568 |  |  |  |  | 305184.7009 |  |  |  |  | 278020.446 |  |  |  |  | 17352.0446
2012-10-01 | 1206264.4319 |  |  |  |  | 584107.6245 |  |  |  |  | 313305.4775 |  |  |  |  | 290792.5709 |  |  |  |  | 18058.7589
2012-11-01 | 1208590.1154 | Check |  |  |  | 564833.6922 | Check |  |  |  | 321426.2541 | Check |  |  |  | 303564.6958 | Check |  |  |  | 18765.4733 | Check
2012-12-01 | 1210915.799 | 14377494.4723 | 14530989.5879 |  |  | 545559.76 | 7818796.6487 | 6546717.1199 |  |  | 329547.0307 | 3418593.1121 | 3954564.3685 |  |  | 316336.8207 | 2953081.6059 | 3796041.8485 |  |  | 19472.1876 | 187023.1058 | 233666.251
2013-01-01 | 1283014.6292 |  |  |  |  | 567435.6869 |  |  |  |  | 339841.8762 |  |  |  |  | 326976.7782 |  |  |  |  | 48760.2879
2013-02-01 | 1355113.4594 |  |  |  |  | 589311.6137 |  |  |  |  | 350136.7218 |  |  |  |  | 337616.7357 |  |  |  |  | 78048.3882
2013-03-01 | 1427212.2895 |  |  |  |  | 611187.5406 |  |  |  |  | 360431.5673 |  |  |  |  | 348256.6931 |  |  |  |  | 107336.4885
2013-04-01 | 1499311.1197 |  |  |  |  | 633063.4674 |  |  |  |  | 370726.4128 |  |  |  |  | 358896.6506 |  |  |  |  | 136624.5888
2013-05-01 | 1571409.9499 |  |  |  |  | 654939.3943 |  |  |  |  | 381021.2583 |  |  |  |  | 369536.6081 |  |  |  |  | 165912.6892
2013-06-01 | 1643508.7801 |  |  |  |  | 676815.3212 |  |  |  |  | 391316.1039 |  |  |  |  | 380176.5656 |  |  |  |  | 195200.7895
2013-07-01 | 1715607.6103 |  |  |  |  | 698691.248 |  |  |  |  | 401610.9494 |  |  |  |  | 390816.523 |  |  |  |  | 224488.8898
2013-08-01 | 1787706.4404 |  |  |  |  | 720567.1749 |  |  |  |  | 411905.7949 |  |  |  |  | 401456.4805 |  |  |  |  | 253776.9901
2013-09-01 | 1859805.2706 |  |  |  |  | 742443.1018 |  |  |  |  | 422200.6404 |  |  |  |  | 412096.438 |  |  |  |  | 283065.0904
2013-10-01 | 1931904.1008 |  |  |  |  | 764319.0286 |  |  |  |  | 432495.486 |  |  |  |  | 422736.3955 |  |  |  |  | 312353.1907
2013-11-01 | 2004002.931 | Check |  |  |  | 786194.9555 | Check |  |  |  | 442790.3315 | Check |  |  |  | 433376.3529 | Check |  |  |  | 341641.2911 | Check
2013-12-01 | 2076101.7612 | 20154698.3421 | 24913221.134 |  |  | 808070.8824 | 8253039.4153 | 9696850.5883 |  |  | 453085.177 | 4757562.3195 | 5437022.1242 |  |  | 444016.3104 | 4625958.5316 | 5328195.725 |  |  | 370929.3914 | 2518138.0756 | 4451152.6965
2014-01-01 | 2133588.2882 |  |  |  |  | 794211.5122 |  |  |  |  | 463660.0669 |  |  |  |  | 465993.0708 |  |  |  |  | 409723.6383
2014-02-01 | 2191074.8151 |  |  |  |  | 780352.142 |  |  |  |  | 474234.9569 |  |  |  |  | 487969.8312 |  |  |  |  | 448517.8851
2014-03-01 | 2248561.3421 |  |  |  |  | 766492.7718 |  |  |  |  | 484809.8468 |  |  |  |  | 509946.5915 |  |  |  |  | 487312.132
2014-04-01 | 2306047.8691 |  |  |  |  | 752633.4016 |  |  |  |  | 495384.7367 |  |  |  |  | 531923.3519 |  |  |  |  | 526106.3789
2014-05-01 | 2363534.3961 |  |  |  |  | 738774.0314 |  |  |  |  | 505959.6266 |  |  |  |  | 553900.1123 |  |  |  |  | 564900.6258
2014-06-01 | 2421020.9231 |  |  |  |  | 724914.6612 |  |  |  |  | 516534.5166 |  |  |  |  | 575876.8727 |  |  |  |  | 603694.8727
2014-07-01 | 2478507.4501 |  |  |  |  | 711055.291 |  |  |  |  | 527109.4065 |  |  |  |  | 597853.633 |  |  |  |  | 642489.1196
2014-08-01 | 2535993.9771 |  |  |  |  | 697195.9208 |  |  |  |  | 537684.2964 |  |  |  |  | 619830.3934 |  |  |  |  | 681283.3665
2014-09-01 | 2593480.5041 |  |  |  |  | 683336.5506 |  |  |  |  | 548259.1863 |  |  |  |  | 641807.1538 |  |  |  |  | 720077.6133
2014-10-01 | 2650967.0311 |  |  |  |  | 669477.1804 |  |  |  |  | 558834.0763 |  |  |  |  | 663783.9141 |  |  |  |  | 758871.8602
2014-11-01 | 2708453.5581 | Check |  |  |  | 655617.8102 | Check |  |  |  | 569408.9662 | Check |  |  |  | 685760.6745 | Check |  |  |  | 797666.1071 | Check
2014-12-01 | 2765940.085 | 29397170.2392 | 33191281.0205 |  |  | 641758.44 | 8615819.7133 | 7701101.2806 |  |  | 579983.8561 | 6261863.5383 | 6959806.2733 |  |  | 707737.4349 | 7042383.0341 | 8492849.2186 |  |  | 836460.354 | 7477103.9536 | 10037524.248
2015-01-01 | 2888305.2719 |  |  |  |  | 655765.0269 |  |  |  |  | 583771.3955 |  |  |  |  | 723269.3363 |  |  |  |  | 920383.5408
2015-02-01 | 3010670.4588 |  |  |  |  | 669771.6137 |  |  |  |  | 587558.9349 |  |  |  |  | 738801.2376 |  |  |  |  | 1004306.7277
2015-03-01 | 3133035.6457 |  |  |  |  | 683778.2005 |  |  |  |  | 591346.4743 |  |  |  |  | 754333.139 |  |  |  |  | 1088229.9145
2015-04-01 | 3255400.8325 |  |  |  |  | 697784.7873 |  |  |  |  | 595134.0137 |  |  |  |  | 769865.0404 |  |  |  |  | 1172153.1013
2015-05-01 | 3377766.0194 |  |  |  |  | 711791.3741 |  |  |  |  | 598921.5531 |  |  |  |  | 785396.9418 |  |  |  |  | 1256076.2881
2015-06-01 | 3500131.2063 |  |  |  |  | 725797.9609 |  |  |  |  | 602709.0925 |  |  |  |  | 800928.8432 |  |  |  |  | 1339999.475
2015-07-01 | 3622496.3932 |  |  |  |  | 739804.5477 |  |  |  |  | 606496.6319 |  |  |  |  | 816460.7445 |  |  |  |  | 1423922.6618
2015-08-01 | 3744861.5801 |  |  |  |  | 753811.1345 |  |  |  |  | 610284.1713 |  |  |  |  | 831992.6459 |  |  |  |  | 1507845.8486
2015-09-01 | 3867226.7669 |  |  |  |  | 767817.7213 |  |  |  |  | 614071.7107 |  |  |  |  | 847524.5473 |  |  |  |  | 1591769.0354
2015-10-01 | 3989591.9538 |  |  |  |  | 781824.3082 |  |  |  |  | 617859.2501 |  |  |  |  | 863056.4487 |  |  |  |  | 1675692.2223
2015-11-01 | 4111957.1407 | Check |  |  |  | 795830.895 | Check |  |  |  | 621646.7895 | Check |  |  |  | 878588.3501 | Check |  |  |  | 1759615.4091 | Check
2015-12-01 | 4234322.3276 | 42735765.5969 | 50811867.9307 |  |  | 809837.4818 | 8793615.0518 | 9718049.7813 |  |  | 625434.3288 | 7255234.3461 | 7505211.9462 |  |  | 894120.2514 | 9704337.5262 | 10729443.0173 |  |  | 1843538.5959 | 16583532.8205 | 22122463.1511
2016-01-01 | 4233173.2489 |  |  |  |  | 797617.5888 |  |  |  |  | 621730.0893 |  |  |  |  | 896297.0987 |  |  |  |  | 1855494.593
2016-02-01 | 4232024.1703 |  |  |  |  | 785397.6957 |  |  |  |  | 618025.8498 |  |  |  |  | 898473.946 |  |  |  |  | 1867450.5901
2016-03-01 | 4230875.0917 |  |  |  |  | 773177.8027 |  |  |  |  | 614321.6103 |  |  |  |  | 900650.7933 |  |  |  |  | 1879406.5872
2016-04-01 | 4229726.0131 |  |  |  |  | 760957.9097 |  |  |  |  | 610617.3708 |  |  |  |  | 902827.6406 |  |  |  |  | 1891362.5843
2016-05-01 | 4228576.9345 |  |  |  |  | 748738.0167 |  |  |  |  | 606913.1313 |  |  |  |  | 905004.4879 |  |  |  |  | 1903318.5814
2016-06-01 | 4227427.8558 |  |  |  |  | 736518.1236 |  |  |  |  | 603208.8918 |  |  |  |  | 907181.3352 |  |  |  |  | 1915274.5785
2016-07-01 | 4226278.7772 |  |  |  |  | 724298.2306 |  |  |  |  | 599504.6522 |  |  |  |  | 909358.1825 |  |  |  |  | 1927230.5756
2016-08-01 | 4225129.6986 |  |  |  |  | 712078.3376 |  |  |  |  | 595800.4127 |  |  |  |  | 911535.0298 |  |  |  |  | 1939186.5727
2016-09-01 | 4223980.62 |  |  |  |  | 699858.4446 |  |  |  |  | 592096.1732 |  |  |  |  | 913711.877 |  |  |  |  | 1951142.5698
2016-10-01 | 4222831.5414 |  |  |  |  | 687638.5515 |  |  |  |  | 588391.9337 |  |  |  |  | 915888.7243 |  |  |  |  | 1963098.5669
2016-11-01 | 4221682.4627 | Check |  |  |  | 675418.6585 | Check |  |  |  | 584687.6942 | Check |  |  |  | 918065.5716 | Check |  |  |  | 1975054.5641 | Check
2016-12-01 | 4220533.3841 | 50722239.7983 | 50646400.6094 |  |  | 663198.7655 | 8764898.1254 | 7958385.1858 |  |  | 580983.4547 | 7216281.264 | 6971801.456 |  |  | 920242.4189 | 10899237.1059 | 11042909.027 |  |  | 1987010.5612 | 23055030.9251 | 23844126.7338
2017-01-01 | 4173476.2951 |  |  |  |  | 659124.9123 |  |  |  |  | 560379.0615 |  |  |  |  | 913677.1795 |  |  |  |  | 1972184.1085
2017-02-01 | 4126419.2061 |  |  |  |  | 655051.0592 |  |  |  |  | 539774.6683 |  |  |  |  | 907111.9401 |  |  |  |  | 1957357.6558
2017-03-01 | 4079362.117 |  |  |  |  | 650977.206 |  |  |  |  | 519170.2752 |  |  |  |  | 900546.7007 |  |  |  |  | 1942531.2031
2017-04-01 | 4032305.028 |  |  |  |  | 646903.3529 |  |  |  |  | 498565.882 |  |  |  |  | 893981.4614 |  |  |  |  | 1927704.7504
2017-05-01 | 3985247.939 |  |  |  |  | 642829.4997 |  |  |  |  | 477961.4889 |  |  |  |  | 887416.222 |  |  |  |  | 1912878.2978
2017-06-01 | 3938190.8499 |  |  |  |  | 638755.6466 |  |  |  |  | 457357.0957 |  |  |  |  | 880850.9826 |  |  |  |  | 1898051.8451
2017-07-01 | 3891133.7609 |  |  |  |  | 634681.7934 |  |  |  |  | 436752.7025 |  |  |  |  | 874285.7432 |  |  |  |  | 1883225.3924
2017-08-01 | 3844076.6719 |  |  |  |  | 630607.9403 |  |  |  |  | 416148.3094 |  |  |  |  | 867720.5038 |  |  |  |  | 1868398.9397
2017-09-01 | 3797019.5828 |  |  |  |  | 626534.0871 |  |  |  |  | 395543.9162 |  |  |  |  | 861155.2644 |  |  |  |  | 1853572.487
2017-10-01 | 3749962.4938 |  |  |  |  | 622460.234 |  |  |  |  | 374939.5231 |  |  |  |  | 854590.025 |  |  |  |  | 1838746.0344
2017-11-01 | 3702905.4048 | Check |  |  |  | 618386.3808 | Check |  |  |  | 354335.1299 | Check |  |  |  | 848024.7856 | Check |  |  |  | 1823919.5817 | Check
2017-12-01 | 3655848.3157 | 46975947.6649 | 43870179.7889 |  |  | 614312.5276 | 7640624.6398 | 7371750.3317 |  |  | 333730.7367 | 5364658.7895 | 4004768.8409 |  |  | 841459.5462 | 10530820.3546 | 10097514.5549 |  |  | 1809093.129 | 22687663.4248 | 21709117.5479
Note on BM23: Brittany Ashby: This is changed to match persistence report - in the static report this is a higher figure 79195.
Note on BN33: Brittany Ashby: This should be 39974.45
Note on BO33: Brittany Ashby: In the case of the DR 3 program, it appears that the persistence report only looks in the 1st year. Should we be using full persistence in 1st year?

## 5. Static CDM Result by Program
Internal Table: 2011 CDM Program Results and Related Persistence (before adjustments)
|  |  | 2011 |  | 2012 |  | 2013 |  | 2014
|  |  | Actual Results |  | Persistence of 2011 results
Total
| 2011 Results |  | Peak Demand Savings (kW) | Energy Savings (kWh) | Peak Demand Savings (kW) | Energy Savings (kWh) | Peak Demand Savings (kW) | Energy Savings (kWh) | Peak Demand Savings (kW) | Energy Savings (kWh) | Peak Demand Savings (kW) | Energy Savings (kWh)
Consumer Program
| Appliance Retirement | RS | 43.681 | 309783.061 |  | 309783.061 |  | 309783.061 |  | 309783.061
| Appliance Exchange | RS | 1.481 | 1968.567 |  | 1968.567 |  | 1968.567 |  | 1968.567
| HVAC Incentives | RS | 177.242 | 352544.51 |  | 352544.51 |  | 352544.51 |  | 352544.51
| Conservation Instant Coupon Booklet | RS | 10.221 | 166902.004 |  | 166902.004 |  | 166902.004 |  | 166902.004
| Bi-Annual Retailer Event | RS | 14.693 | 256790.723 |  | 256790.723 |  | 256790.723 |  | 256790.723
| Consumer Program Total |  | 247.318 | 1087988.865 | 0 | 1087988.865 | 0 | 1087988.865 | 0 | 1087988.865 | 247.318 | 4351955.46
Business Program
| Retrofit | GS < 50 | 39.7 | 170541 |  | 170541 |  | 170541 |  | 170541 |  |  | 0.29575
| Retrofit | GS 50-999 | 74.12 | 350226 |  | 350226 |  | 350226 |  | 350226 |  |  | 0.60736
| Retrofit | GS > 1000 | 15.78 | 55874 |  | 55874 |  | 55874 |  | 55874 |  |  | 0.096896
| Retrofit | ST
| Direct Install Lighting | GS < 50 | 118.974 | 295710.796 |  | 295710.796 |  | 295710.796 |  | 295710.796
Building Commissioning
| New Construction | GS 50-999
| Energy Audit | GS 50-999
| Small Commercial Demand Response | GS 50-999
Small Commercial Demand Response (IHD)
Demand Response 3
| Business Program Total |  | 248.574 | 872351.796 | 0 | 872351.796 | 0 | 872351.796 | 0 | 872351.796 | 248.574 | 3489407.184
Industrial Program
Process & System Upgrades
Monitoring & Targeting
| Energy Manager | GS > 1000
| Retrofit | GS > 1000 | 17.788 | 109094.063 |  | 109094.063 |  | 109094.063 |  | 109094.063
| Demand Response 3 | GS > 1000
| Industrial Program Total |  | 17.788 | 109094.063 | 0 | 109094.063 | 0 | 109094.063 | 0 | 109094.063 | 17.788 | 436376.252
Home Assistance Program
| Home Assistance Program | RS
| Home Assistance Program Total |  | 0 | 0 | 0 | 0 | 0 | 0 | 0 | 0 | 0 | 0
Aboriginal Program
Home Assistance Program
Direct Install Lighting
| Aboriginal Program Total |  | 0 | 0 | 0 | 0 | 0 | 0 | 0 | 0 | 0 | 0
Pre-2011 Programs completed in 2011
| Electricity Retrofit Incentive Program | GS 50-999 | 14.683 | 85316.579 |  | 85316.579 |  | 85316.579 |  | 85316.579
| High Performance New Construction | GS 50-999 | 0.531 | 2726.563 |  | 2726.563 |  | 2726.563 |  | 2726.563
Toronto Comprehensive
Multifamily Energy Efficiency Rebates
LDC Custom Programs
| Pre-2011 Programs completed in 2011 Total |  | 15.214 | 88043.142 | 0 | 88043.142 | 0 | 88043.142 | 0 | 88043.142 | 15.214 | 352172.568
Other
| Program Enabled Savings | GS 50-999
| Time-of-Use Savings | Exc. RS shift only
LDC Pilots
| Other Total |  | 0 | 0 | 0 | 0 | 0 | 0 | 0 | 0 | 0 | 0
|  |  | 528.894 | 2157477.866 | 0 | 2157477.866 | 0 | 2157477.866 | 0 | 2157477.866 | 528.894 | 8629911.464
Note 1: Report based on IESO Final 2014 CDM program results.
Note 2: Persistence of 2011 results into future years provided by IESO.
Note 3: Retrofit results apply to more than one rate class and an estimate of the split by rate class was made based on specific information, when available
Note 4: Persistence is based on net incremental and program-to-date contributions to IESO reported targets. Some program results do not persist
into future years and others persist equally into future years. Changes in persistence are recorded in the year identified in the IESO report.
Table A - 2: 2011 CDM Program Adjustments and Related Persistence
|  |  | 2011 |  | 2012 |  | 2013 |  | 2014
|  |  | Actual Results |  | Persistence of 2011 results
Total
| 2011 Adjustments |  | Peak Demand Savings (kW) | Energy Savings (kWh) | Peak Demand Savings (kW) | Energy Savings (kWh) | Peak Demand Savings (kW) | Energy Savings (kWh) | Peak Demand Savings (kW) | Energy Savings (kWh) | Peak Demand Savings (kW) | Energy Savings (kWh)
Consumer Program
| Appliance Retirement | RS | [7 empty] | -63231
| Appliance Exchange | RS
| HVAC Incentives | RS | -38.104 | -73921.619 |  | -73921.619 |  | -73921.619 |  | -73921.619
| Conservation Instant Coupon Booklet | RS | 0.141 | 2408.703 |  | 2408.703 |  | 2408.703 |  | 2408.703
| Bi-Annual Retailer Event | RS | 0.943 | 19078.693 |  | 19078.693 |  | 19078.693 |  | 19078.693
| Retailer Co-op | RS
| Residential Demand Response | RS
| Residential Demand Response (IHD) | RS
| Residential New Construction | RS
| Consumer Program Total |  | -37.02 | -52434.223 | 0 | -52434.223 | 0 | -52434.223 | 0 | -115665.223 | -37.02 | -272967.892
Business Program
| Retrofit | GS < 50 | 0.88852 | 6310.3377 |  | 6310.3377 |  | 6310.3377 | -21 | 6310.3377
| Retrofit | GS 50-999 | 2.2217 | 12958.8122 |  | 12958.8122 |  | 12958.8122 |  | 12958.8122
| Retrofit | GS > 1000 | 0.2898 | 2067.8501 |  | 2067.8501 |  | 2067.8501 |  | 2067.8501
| Retrofit | ST
| Direct Install Lighting | GS < 50 | [6 empty] | -51.4 | -63231
Building Commissioning
| New Construction | GS 50-999
| Energy Audit | GS 50-999 | 16.272 | 79194.885 |  | 79194.885 |  | 79194.885 |  | 79194.885
| Small Commercial Demand Response | GS 50-999
Small Commercial Demand Response (IHD)
Demand Response 3
| Business Program Total |  | 19.672 | 100531.885 | 0 | 100531.885 | 0 | 100531.885 | -72.4 | 37300.885 | -52.728 | 338896.54
Industrial Program
Process & System Upgrades
Monitoring & Targeting
| Energy Manager | GS > 1000
| Retrofit | GS > 1000
| Demand Response 3 | GS > 1000
| Industrial Program Total |  | 0 | 0 | 0 | 0 | 0 | 0 | 0 | 0 | 0 | 0
Home Assistance Program
| Home Assistance Program | RS
| Home Assistance Program Total |  | 0 | 0 | 0 | 0 | 0 | 0 | 0 | 0 | 0 | 0
Aboriginal Program
Home Assistance Program
Direct Install Lighting
| Aboriginal Program Total |  | 0 | 0 | 0 | 0 | 0 | 0 | 0 | 0 | 0 | 0
Pre-2011 Programs completed in 2011
| Electricity Retrofit Incentive Program | GS 50-999
| High Performance New Construction | GS 50-999
Toronto Comprehensive
Multifamily Energy Efficiency Rebates
LDC Custom Programs
| Pre-2011 Programs completed in 2011 Total |  | 0 | 0 | 0 | 0 | 0 | 0 | 0 | 0 | 0 | 0
Other
| Program Enabled Savings | GS 50-999
| Time-of-Use Savings | Exc. RS shift only
LDC Pilots
| Other Total |  | 0 | 0 | 0 | 0 | 0 | 0 | 0 | 0 | 0 | 0
|  |  | -17.348 | 48097.662 | 0 | 48097.662 | 0 | 48097.662 | -72.4 | -78364.338 | -89.748 | 65928.648
Note 1: Report based on IESO Final 2014 program adjustment results.
Note 2: Persistence of 2011 adjustments into future years provided by IESO.
Note 3: IESO reduced 2011 persistence in 2014, which has been estimated 50/50 in Appliance Retirement and Direct Lighting.
Note 4: Retrofit adjustments apply to more than one rate class and an estimate of the split by rate class was made based on specific information, when available.
Note 4: Persistence is based on net incremental and program-to-date adjustments to the IESO reported targets. Some program adjustment results do not persist
into future years and others persist equally into future years. Changes in persistence adjustments are recorded in the year identified in the IESO report.
Internal Table: 2012 CDM Program Results and Related Persistence (before adjustments)
|  |  | 2012 |  |  |  | 2013 |  | 2014
|  |  | Actual Results |  | Persistence of 2012 results
Total
| 2012 Results |  | Peak Demand Savings (kW) | Energy Savings (kWh) | Peak Demand Savings (kW) | Energy Savings (kWh) | Peak Demand Savings (kW) | Energy Savings (kWh) | Peak Demand Savings (kW) | Energy Savings (kWh) | Peak Demand Savings (kW) | Energy Savings (kWh)
Consumer Program
| Appliance Retirement | RS | 23.981 | 173730.697 |  |  |  | 173730.697 |  | 173730.697
| Appliance Exchange | RS | 6.723 | 11971.198 |  |  |  | 11971.198 |  | 11971.198
| HVAC Incentives | RS | 80.933 | 151972.447 |  |  |  | 151972.447 |  | 151972.447
| Conservation Instant Coupon Booklet | RS | 2.013 | 12217.632 |  |  |  | 12217.632 |  | 12217.632
| Bi-Annual Retailer Event | RS | 12.932 | 234021.025 |  |  |  | 234021.025 |  | 234021.025
| Retailer Co-op | RS
| Residential Demand Response | RS
| Residential Demand Response (IHD) | RS
| Residential New Construction | RS
| Consumer Program Total |  | 126.582 | 583912.999 | 0 | 0 | 0 | 583912.999 | 0 | 583912.999 | 126.582 | 1751738.997
Business Program
| Retrofit | GS < 50 | 88.71 | 403994 |  |  |  | 403994 |  | 403994
| Retrofit | GS 50-999 | 192.29 | 830412 |  |  |  | 830412 |  | 830412
| Retrofit | GS > 1000
| Retrofit | ST
| Direct Install Lighting | GS < 50 | 216.316 | 788017.728 |  |  |  | 788017.728 |  | 788017.728
Building Commissioning
| New Construction | GS 50-999
| Energy Audit | GS 50-999 | 20.709 | 100705.018 |  |  |  | 100705.018 |  | 100705.018
| Small Commercial Demand Response | GS 50-999
Small Commercial Demand Response (IHD)
Demand Response 3
| Business Program Total |  | 518.025 | 2123128.746 | 0 | 0 | 0 | 2123128.746 | 0 | 2123128.746 | 518.025 | 6369386.238
Industrial Program
Process & System Upgrades
Monitoring & Targeting
| Energy Manager | GS > 1000
| Retrofit | GS > 1000
| Demand Response 3 | GS > 1000 | 1658.721 | 39974.45
| Industrial Program Total |  | 1658.721 | 39974.45 | 0 | 0 | 0 | 0 | 0 | 0 | 1658.721 | 39974.45
Home Assistance Program
| Home Assistance Program | RS
| Home Assistance Program Total |  | 0 | 0 | 0 | 0 | 0 | 0 | 0 | 0 | 0 | 0
Aboriginal Program
Home Assistance Program
Direct Install Lighting
| Aboriginal Program Total |  | 0 | 0 | 0 | 0 | 0 | 0 | 0 | 0 | 0 | 0
Pre-2011 Programs completed in 2011
| Electricity Retrofit Incentive Program | GS 50-999
| High Performance New Construction | GS 50-999 | 9.137 | 35281.134 |  |  |  | 35281.134 |  | 35281.134
Toronto Comprehensive
Multifamily Energy Efficiency Rebates
LDC Custom Programs
| Pre-2011 Programs completed in 2011 Total |  | 9.137 | 35281.134 | 0 | 0 | 0 | 35281.134 | 0 | 35281.134 | 9.137 | 105843.402
Other
| Program Enabled Savings | GS 50-999
| Time-of-Use Savings | Exc. RS shift only
LDC Pilots
| Other Total |  | 0 | 0 | 0 | 0 | 0 | 0 | 0 | 0 | 0 | 0
|  |  | 2312.465 | 2782297.329 | 0 | 0 | 0 | 2742322.879 | 0 | 2742322.879 | 2312.465 | 8266943.087
Note 1: Report based on IESO Final 2014 program results.
Note 2: Persistence of 2012 results into future years provided by IESO.
Note 3: IESO removed Demand Response 3 persistence in 2013 & 2014.
Note 4: Retrofit results apply to more than one rate class and an estimate of the split by rate class was made based on specific information, when available.
Note 4: Persistence is based on net incremental and program-to-date contributions to IESO reported targets. Some program results do not persist
into future years and others persist equally into future years. Changes in persistence are recorded in the year identified in the IESO report.
Table B - 2: 2012 CDM Program Adjustments and Related Persistence
|  |  | 2012 |  |  |  | 2013 |  | 2014
|  |  | Actual Results |  | Persistence of 2012 results
Total
| 2012 Adjustments |  | Peak Demand Savings (kW) | Energy Savings (kWh) | Peak Demand Savings (kW) | Energy Savings (kWh) | Peak Demand Savings (kW) | Energy Savings (kWh) | Peak Demand Savings (kW) | Energy Savings (kWh) | Peak Demand Savings (kW) | Energy Savings (kWh)
Consumer Program
| Appliance Retirement | RS
| Appliance Exchange | RS
| HVAC Incentives | RS | 3.415 | 7366.091 |  |  |  | 7366.091 |  | 7366.091
| Conservation Instant Coupon Booklet | RS
| Bi-Annual Retailer Event | RS
| Retailer Co-op | RS
| Residential Demand Response | RS
| Residential Demand Response (IHD) | RS
| Residential New Construction | RS
| Consumer Program Total |  | 3.415 | 7366.091 | 0 | 0 | 0 | 7366.091 | 0 | 7366.091 | 3.415 | 22098.273
Business Program
| Retrofit | GS < 50 | 1.6386 | 7999.5143 |  |  |  | 7999.5143 |  | 7999.5143
| Retrofit | GS 50-999 | 3.3614 | 16442.4857 |  |  |  | 16442.4857 |  | 16442.4857
| Retrofit | GS > 1000
| Retrofit | ST
| Direct Install Lighting | GS < 50 | [7 empty] | -7298
Building Commissioning
| New Construction | GS 50-999
| Energy Audit | GS 50-999 | 0.69 | 3416.239 |  |  |  | 3416.239 |  | 3416.239
| Small Commercial Demand Response | GS 50-999
Small Commercial Demand Response (IHD)
Demand Response 3
| Business Program Total |  | 5.69 | 27858.239 | 0 | 0 | 0 | 27858.239 | 0 | 20560.239 | 5.69 | 76276.717
Industrial Program
Process & System Upgrades
Monitoring & Targeting
| Energy Manager | GS > 1000
| Retrofit | GS > 1000
| Demand Response 3 | GS > 1000
| Industrial Program Total |  | 0 | 0 | 0 | 0 | 0 | 0 | 0 | 0 | 0 | 0
Home Assistance Program
| Home Assistance Program | RS
| Home Assistance Program Total |  | 0 | 0 | 0 | 0 | 0 | 0 | 0 | 0 | 0 | 0
Aboriginal Program
Home Assistance Program
Direct Install Lighting
| Aboriginal Program Total |  | 0 | 0 | 0 | 0 | 0 | 0 | 0 | 0 | 0 | 0
Pre-2011 Programs completed in 2011
| Electricity Retrofit Incentive Program | GS 50-999
| High Performance New Construction | GS 50-999 | 29.65
Toronto Comprehensive
Multifamily Energy Efficiency Rebates
LDC Custom Programs
| Pre-2011 Programs completed in 2011 Total |  | 29.65 | 0 | 0 | 0 | 0 | 0 | 0 | 0 | 29.65 | 0
Other
| Program Enabled Savings | GS 50-999 | 54.522 | 47644.84 |  |  |  | 47644.84 |  | 47644.84
| Time-of-Use Savings | Exc. RS shift only
LDC Pilots
| Other Total |  | 54.522 | 47644.84 | 0 | 0 | 0 | 47644.84 | 0 | 47644.84 | 54.522 | 142934.52
|  |  | 93.277 | 82869.17 | 0 | 0 | 0 | 82869.17 | 0 | 75571.17 | 93.277 | 241309.51
Note 1: Report based on IESO Final 2014 program adjustment results.
Note 2: Persistence of 2012 adjustments into future years provided by IESO.
Note 3: IESO reduced 2012 persistence in 2014, which has been estimated in Direct Lighting Install.
Note 4: Retrofit adjustments apply to more than one rate class and an estimate of the split by rate class was made based on specific information, when available.
Note 5: IESO adjustment of 7,298 kWh allocated to direct lighting install.
Internal Table: 2013 CDM Program Results and Related Persistence (before adjustments)
|  |  | 2013 |  |  |  | 2013 |  | 2014
|  |  | Actual Results |  | Persistence of 2013 results
Total
| 2013 Results |  | Peak Demand Savings (kW) | Energy Savings (kWh) | Peak Demand Savings (kW) | Energy Savings (kWh) | Peak Demand Savings (kW) | Energy Savings (kWh) | Peak Demand Savings (kW) | Energy Savings (kWh) | Peak Demand Savings (kW) | Energy Savings (kWh)
Consumer Program
| Appliance Retirement | RS | 17.182 | 115058.878 | [5 empty] | 115058.878
| Appliance Exchange | RS | 20.512 | 36574.548 | [5 empty] | 36574.548
| HVAC Incentives | RS | 78.116 | 144494.291 | [5 empty] | 144494.291
| Conservation Instant Coupon Booklet | RS | 4.514 | 67349.565 | [5 empty] | 67349.565
| Bi-Annual Retailer Event | RS | 10.343 | 150119.217 | [5 empty] | 150119.217
| Retailer Co-op | RS | 0 | 0 | [5 empty] | 0
| Residential Demand Response | RS | 68.702 | 4.673 | [5 empty] | 4.673
| Residential Demand Response (IHD) | RS | 0 | 0 | [5 empty] | 0
| Residential New Construction | RS | 0 | 0 | [5 empty] | 0
| Consumer Program Total |  | 199.369 | 513601.172 | 0 | 0 | 0 | 0 | 0 | 513601.172 | 199.369 | 1027202.344
Business Program
| Retrofit | GS < 50 | 148.07 | 567881 | [5 empty] | 567881
| Retrofit | GS 50-999 | 218.98 | 948888 | [5 empty] | 948888
| Retrofit | GS > 1000 | 257.95 | 4469125 | [5 empty] | 4469125
| Retrofit | ST
| Direct Install Lighting | GS < 50 | 255.731 | 884903.747 | [5 empty] | 884903.747
Building Commissioning
| New Construction | GS 50-999
| Energy Audit | GS 50-999
| Small Commercial Demand Response | GS 50-999 | 0.64 | [5 empty] | 1.4
Small Commercial Demand Response (IHD)
Demand Response 3
| Business Program Total |  | 881.371 | 6870797.747 | 0 | 0 | 0 | 0 | 1.4 | 6870797.747 | 882.771 | 13741595.494
Industrial Program
Process & System Upgrades
Monitoring & Targeting
| Energy Manager | GS > 1000
| Retrofit | GS > 1000
| Demand Response 3 | GS > 1000 | 1546.148 | 35206.74
| Industrial Program Total |  | 1546.148 | 35206.74 | 0 | 0 | 0 | 0 | 0 | 0 | 1546.148 | 35206.74
Home Assistance Program
| Home Assistance Program | RS | 6.461 | 92773.919 | [5 empty] | 92773.919
| Home Assistance Program Total |  | 6.461 | 92773.919 | 0 | 0 | 0 | 0 | 0 | 92773.919 | 6.461 | 185547.838
Aboriginal Program
Home Assistance Program
Direct Install Lighting
| Aboriginal Program Total |  | 0 | 0 | 0 | 0 | 0 | 0 | 0 | 0 | 0 | 0
Pre-2011 Programs completed in 2011
| Electricity Retrofit Incentive Program | GS 50-999
| High Performance New Construction | GS 50-999
Toronto Comprehensive
Multifamily Energy Efficiency Rebates
LDC Custom Programs
| Pre-2011 Programs completed in 2011 Total |  | 0 | 0 | 0 | 0 | 0 | 0 | 0 | 0 | 0 | 0
Other
| Program Enabled Savings | GS 50-999
| Time-of-Use Savings | Exc. RS shift only
LDC Pilots
| Other Total |  | 0 | 0 | 0 | 0 | 0 | 0 | 0 | 0 | 0 | 0
|  |  | 2633.349 | 7512379.578 | 0 | 0 | 0 | 0 | 1.4 | 7477172.838 | 2634.749 | 14989552.416
Note 1: Report based on IESO Final 2014 program results
Note 2: Persistence of 2013 results into future years provided by IESO
Note 3: IESO removed Demand Response 3 persistence in 2014
Note 4: Retrofit results apply to more than one rate class and an estimate of the split by rate class was made based on specific information, when available
Note 4: Persistence is based on net incremental and program-to-date contributions to IESO reported targets. Some program results do not persist
into future years and others persist equally into future years. Changes in persistence are recorded in the year identified in the IESO report
Table C - 2: 2013 CDM Program Adjustments and Related Persistence
|  |  | 2013 |  |  |  | 2013 |  | 2014
|  |  | Actual Results |  | Persistence of 2013 results
Total
| 2013 Adjustments |  | Peak Demand Savings (kW) | Energy Savings (kWh) | Peak Demand Savings (kW) | Energy Savings (kWh) | Peak Demand Savings (kW) | Energy Savings (kWh) | Peak Demand Savings (kW) | Energy Savings (kWh) | Peak Demand Savings (kW) | Energy Savings (kWh)
Consumer Program
| Appliance Retirement | RS | [7 empty] | -35855
| Appliance Exchange | RS
| HVAC Incentives | RS | 7.632 | 13710.5854 | [5 empty] | 13710.5854
| Conservation Instant Coupon Booklet | RS | 0.015 | 206 | [5 empty] | 206
| Bi-Annual Retailer Event | RS
| Retailer Co-op | RS
| Residential Demand Response | RS
| Residential Demand Response (IHD) | RS
| Residential New Construction | RS
| Consumer Program Total |  | 7.647 | 13916.5854 | 0 | 0 | 0 | 0 | 0 | -21938.4146 | 7.647 | -8021.8293
Business Program
| Retrofit | GS < 50 | 5.0273 | 25142.658 | [5 empty] | 25142.658
| Retrofit | GS 50-999 | 8.4055 | 42012.6922 | [5 empty] | 42012.6922
| Retrofit | GS > 1000 | 39.5672 | 197872.6498 | [5 empty] | 197872.6498
| Retrofit | ST
| Direct Install Lighting | GS < 50 | [7 empty] | -35855
Building Commissioning
| New Construction | GS 50-999
| Energy Audit | GS 50-999
| Small Commercial Demand Response | GS 50-999
Small Commercial Demand Response (IHD)
Demand Response 3
| Business Program Total |  | 53 | 265028 | 0 | 0 | 0 | 0 | 0 | 229173 | 53 | 494201
Industrial Program
Process & System Upgrades
Monitoring & Targeting
| Energy Manager | GS > 1000
| Retrofit | GS > 1000
| Demand Response 3 | GS > 1000
| Industrial Program Total |  | 0 | 0 | 0 | 0 | 0 | 0 | 0 | 0 | 0 | 0
Home Assistance Program
| Home Assistance Program | RS | 2.236 | 26400.8869 | [5 empty] | 25794.8869
| Home Assistance Program Total |  | 2.236 | 26400.8869 | 0 | 0 | 0 | 0 | 0 | 25794.8869 | 2.236 | 52195.7738
Aboriginal Program
Home Assistance Program
Direct Install Lighting
| Aboriginal Program Total |  | 0 | 0 | 0 | 0 | 0 | 0 | 0 | 0 | 0 | 0
Pre-2011 Programs completed in 2011
| Electricity Retrofit Incentive Program | GS 50-999
| High Performance New Construction | GS 50-999
Toronto Comprehensive
Multifamily Energy Efficiency Rebates
LDC Custom Programs
| Pre-2011 Programs completed in 2011 Total |  | 0 | 0 | 0 | 0 | 0 | 0 | 0 | 0 | 0 | 0
Other
| Program Enabled Savings | GS 50-999 | 152.761 | 1320951.92 | [5 empty] | 1320951.92
| Time-of-Use Savings | Exc. RS shift only
LDC Pilots
| Other Total |  | 152.761 | 1320951.92 | 0 | 0 | 0 | 0 | 0 | 1320951.92 | 152.761 | 2641903.84
|  |  | 215.644 | 1626297.3923 | 0 | 0 | 0 | 0 | 0 | 1553981.3923 | 215.644 | 3180278.7845
Note 1: Report based on IESO Final 2014 program adjustment results.
Note 2: Persistence of 2013 adjustments into future years provided by IESO.
Note 3: IESO reduced 2013 persistence in Home Assistance Program in 2014 and further persistence estimated 50/50 in Appliance Retirement and Direct Lighting in 2014.
Note 4: Retrofit adjustments apply to more than one rate class and an estimate of the split by rate class was made based on specific information, when available.
Note 5: IESO reduced 2013 persistence in 2014, which has been estimated 50/50 in Appliance Retirement and Direct Lighting.
Internal Table: 2014 CDM Program Results
2014
Actual Results
Total
| 2014 Results |  | Peak Demand Savings (kW) | Energy Savings (kWh) | Peak Demand Savings (kW) | Energy Savings (kWh) | Peak Demand Savings (kW) | Energy Savings (kWh) | Peak Demand Savings (kW) | Energy Savings (kWh) | Peak Demand Savings (kW) | Energy Savings (kWh)
Consumer Program
| Appliance Retirement | RS | 14.018 | 94441.442
| Appliance Exchange | RS | 12.432 | 22166.393
| HVAC Incentives | RS | 175.835 | 334873.855
| Conservation Instant Coupon Booklet | RS | 18.407 | 246039.124
| Bi-Annual Retailer Event | RS | 70.284 | 1073937.039
| Retailer Co-op | RS
| Residential Demand Response | RS | 115.285
| Residential Demand Response (IHD) | RS
| Residential New Construction | RS
| Consumer Program Total |  | 406.261 | 1771457.853 | [6 empty] | 406.261 | 1771457.853
Business Program
| Retrofit | GS < 50 | 153.9157 | 671589.1296
| Retrofit | GS 50-999 | 197.412 | 921387.298
| Retrofit | GS > 1000 | 356.1494 | 3535167.975
| Retrofit | ST | 46.5229 | 261486.5973
| Direct Install Lighting | GS < 50 | 236.167 | 866071.535
Building Commissioning
| New Construction | GS 50-999 | 8.488 | -4435.364
| Energy Audit | GS 50-999 | 1.847
| Small Commercial Demand Response | GS 50-999
Small Commercial Demand Response (IHD)
Demand Response 3
| Business Program Total |  | 1000.502 | 6251267.171 | [6 empty] | 1000.502 | 6251267.171
Industrial Program
Process & System Upgrades
Monitoring & Targeting
| Energy Manager | GS > 1000 | 200.655 | 1859328
| Retrofit | GS > 1000
| Demand Response 3 | GS > 1000 | 1546.148
| Industrial Program Total |  | 1746.803 | 1859328 | [6 empty] | 1746.803 | 1859328
Home Assistance Program
| Home Assistance Program | RS | 8.322 | 113069.713
| Home Assistance Program Total |  | 8.322 | 113069.713 | [6 empty] | 8.322 | 113069.713
Aboriginal Program
Home Assistance Program
Direct Install Lighting
| Aboriginal Program Total |  | 0 | 0
Pre-2011 Programs completed in 2011
| Electricity Retrofit Incentive Program | GS 50-999
| High Performance New Construction | GS 50-999
Toronto Comprehensive
Multifamily Energy Efficiency Rebates
LDC Custom Programs
| Pre-2011 Programs completed in 2011 Total |  | 0 | 0
Other
| Program Enabled Savings | GS 50-999 | 347.834 | 1629539
| Time-of-Use Savings | Exc. RS shift only | 349.362
LDC Pilots
| Other Total |  | 697.196 | 1629539 | [6 empty] | 697.196 | 1629539
|  |  | 3859.084 | 11624661.737 | [6 empty] | 3859.084 | 11624661.737
Note 1: Report based on IESO Final 2014 program adjustment results.
Note 2: Retrofit results apply to more than one rate class and an estimate of the split by rate class was made based on specific information, when available.
Note 3: TOU kW not included in calculation of savings, as it represents a shift in Demand only.
Internal Table: 2011-2014 CDM Net Program Results (includes persistence and adjustments)
|  |  | 2011 |  | 2012 |  | 2013 |  | 2014
Total
|  |  | Net Peak Demand Savings (kW) | Net Energy Savings (kWh) | Net Peak Demand Savings (kW) | Net Energy Savings (kWh) | Net Peak Demand Savings (kW) | Net Energy Savings (kWh) | Net Peak Demand Savings (kW) | Net Energy Savings (kWh) | Net Peak Demand Savings (kW) | Net Energy Savings (kWh)
Consumer Program
| Appliance Retirement | RS | 43.681 | 1175901.244 | 23.981 | 521192.091 | 17.182 | 194262.756 | 14.018 | 94441.442 | 98.862 | 1985797.533
| Appliance Exchange | RS | 1.481 | 7874.268 | 6.723 | 35913.594 | 20.512 | 73149.096 | 12.432 | 22166.393 | 41.148 | 139103.351
| HVAC Incentives | RS | 139.138 | 1114491.564 | 84.348 | 478015.614 | 85.748 | 316409.7527 | 175.835 | 334873.855 | 485.069 | 2243790.7857
| Conservation Instant Coupon Booklet | RS | 10.362 | 677242.828 | 2.013 | 36652.896 | 4.529 | 135111.13 | 18.407 | 246039.124 | 35.311 | 1095045.978
| Bi-Annual Retailer Event | RS | 15.636 | 1103477.664 | 12.932 | 702063.075 | 10.343 | 300238.434 | 70.284 | 1073937.039 | 109.195 | 3179716.212
| Retailer Co-op | RS | [8 empty] | 0 | 0
| Residential Demand Response | RS | [5 empty] | 9.346 | 115.285 |  | 115.285 | 9.346
| Residential Demand Response (IHD) | RS | [8 empty] | 0 | 0
| Residential New Construction | RS | [8 empty] | 0 | 0
| Consumer Program Total |  | 210.298 | 4078987.568 | 129.997 | 1773837.27 | 138.314 | 1019180.5147 | 406.261 | 1771457.853 | 884.87 | 8643463.2057
Business Program
| Retrofit | GS < 50 | 19.5885 | 707405.3507 | 90.3486 | 1235980.5429 | 153.0973 | 1186047.316 | 153.9157 | 671589.1296 | 416.9501 | 3801022.3392
| Retrofit | GS 50-999 | 76.3417 | 1452739.249 | 195.6514 | 2540563.4571 | 227.3855 | 1981801.3844 | 197.412 | 921387.298 | 696.7906 | 6896491.3885
| Retrofit | GS > 1000 | 16.0698 | 231767.4003 |  |  | 297.5172 | 9333995.2995 | 356.1494 | 3535167.975 | 669.7364 | 13100930.6749
| Retrofit | ST | [6 empty] | 46.5229 | 261486.5973 | 46.5229 | 261486.5973
| Direct Install Lighting | GS < 50 | 67.574 | 1119612.184 | 216.316 | 2356755.184 | 255.731 | 1733952.494 | 236.167 | 866071.535 | 775.788 | 6076391.397
| Building Commissioning | [9 empty] | 0 | 0
| New Construction | GS 50-999 | [6 empty] | 8.488 | -4435.364 | 8.488 | -4435.364
| Energy Audit | GS 50-999 | 16.272 | 316779.54 | 21.399 | 312363.771 |  |  |  |  | 37.671 | 629143.311
| Small Commercial Demand Response | GS 50-999 |  |  |  |  | 0.64 |  | 0 |  | 0.64 | 0
| Small Commercial Demand Response (IHD) | [9 empty] | 0 | 0
| Demand Response 3 | [9 empty] | 0 | 0
| Business Program Total |  | 195.846 | 3828303.724 | 523.715 | 6445662.955 | 934.371 | 14235796.494 | 998.655 | 6251267.171 | 2652.587 | 30761030.344
Industrial Program
| Process & System Upgrades | [9 empty] | 0 | 0
| Monitoring & Targeting | [9 empty] | 0 | 0
| Energy Manager | GS > 1000 | [6 empty] | 200.655 | 1859328 | 200.655 | 1859328
| Retrofit | GS > 1000 | 17.788 | 436376.252 | [6 empty] | 17.788 | 436376.252
| Demand Response 3 | GS > 1000 |  |  |  | 39974.45 |  | 35206.74 | 1546.148 |  | 1546.148 | 75181.19
| Industrial Program Total |  | 17.788 | 436376.252 | 0 | 39974.45 | 0 | 35206.74 | 1746.803 | 1859328 | 1764.591 | 2370885.442
Home Assistance Program
| Home Assistance Program | RS |  |  |  |  | 8.697 | 237743.6118 | 8.322 | 113069.713 | 17.019 | 350813.3248
| Home Assistance Program Total |  | 0 | 0 | 0 | 0 | 8.697 | 237743.6118 | 8.322 | 113069.713 | 17.019 | 350813.3248
Aboriginal Program
| Home Assistance Program | [9 empty] | 0 | 0
| Direct Install Lighting | [9 empty] | 0 | 0
| Aboriginal Program Total |  | 0 | 0 | 0 | 0 | 0 | 0 | 0 | 0 | 0 | 0
Pre-2011 Programs completed in 2011
| Electricity Retrofit Incentive Program | GS 50-999 | 14.683 | 341266.316 | 0 | 0 |  |  |  |  | 14.683 | 341266.316
| High Performance New Construction | GS 50-999 | 0.531 | 10906.252 | 38.787 | 105843.402 |  |  |  |  | 39.318 | 116749.654
| Toronto Comprehensive | [9 empty] | 0 | 0
| Multifamily Energy Efficiency Rebates | [9 empty] | 0 | 0
| LDC Custom Programs | [9 empty] | 0 | 0
| Pre-2011 Programs completed in 2011 Total |  | 15.214 | 352172.568 | 38.787 | 105843.402 | 0 | 0 | 0 | 0 | 54.001 | 458015.97
Other
| Program Enabled Savings | GS 50-999 |  |  | 54.522 | 142934.52 | 152.761 | 2641903.84 |  | 1629539 | 207.283 | 4414377.36
| Time-of-Use Savings | Exc. RS shift only | [6 empty] | 349.362 |  | 349.362 | 0
| LDC Pilots | [9 empty] | 0 | 0
| Other Total |  | 0 | 0 | 54.522 | 142934.52 | 152.761 | 2641903.84 | 349.362 | 1629539 | 556.645 | 4414377.36
|  |  | 439.146 | 8695840.112 | 747.021 | 8508252.597 | 1234.143 | 18169831.2005 | 3509.403 | 11624661.737 | 5929.713 | 46998585.6465
Further OEB Adjustments that did not persist
[5 empty] | kWh |  |  | kWh |  | kWh | 0.287 | 0.35349
[5 empty] | 2011 Persist |  |  | 2012 Persist |  | 2013 Persist
[5 empty] | into 2014 |  |  | into 2014 |  | into 14
| kWh |  |  |  | -126462 |  |  | -7298 |  | -71710
| Residential | 5369511.4 | 35.52% | RS | -63231 |  |  |  | RS | -35855
| General Service <50 kW | 2076931 | 13.74% | GS<50 | -63231 | Direct Lighting GS< 50 |  | -3824 | GS < 50 | -35855
| General Service > 50 to 999 kW | 4558323.4 | 30.15% |  |  | Direct Lighting GS< 50 |  | -3474
| General Service > 1000kW | 2900856 | 19.19%
| Unmetered Loads | 32005 | 0.2117%
| Sentinel Lights | 1936 | 0.01281%
Source: Settlement Agreement - EB-2012-0167, Pg 21 of 79 | Streetlights | 176764 | 1.169% |  |  |  |  | Home Appliance RS |  | -606
|  | 15116326.8 |  |  | IESO removed persistance 51 KW - placed into 2014 GS<50 cell M97
IESO removed Persistance 21 KW - placed into 2014 GS<50 cell M93
[11 empty] | kWh | kW
[10 empty] | RES | 8994276.5305
[10 empty] | GS50 | 9877413.7362
[10 empty] | GS50-999 | 12393592.6655
[10 empty] | GS1000-4999 | 15471816.1169
[10 empty] | ST | 261486.5973
46998585.6465
0
This spreadsheet is an internal table developed to fuel the OEB spreadsheet. This one is static and is sourced from the IESO CDM report . Note that there is one set of links for the Retro fit, which has spanned many rate classes.
A-3 1
A-3 3
A-1 1
A-3 4
A-3 5
A-6

## Weather Data
| Heating Degree Days | Cooling Degree Days
1991-01-01 | 1091.9 | 0
1991-02-01 | 781.6 | 0
1991-03-01 | 716.7 | 0
1991-04-01 | 397.2 | 0
1991-05-01 | 220.5 | 5
1991-06-01 | 70.1 | 11.6
1991-07-01 | 51 | 33.2
1991-08-01 | 48.1 | 57.5
1991-09-01 | 235.8 | 1.8
1991-10-01 | 454.1 | 0
1991-11-01 | 702 | 0
1991-12-01 | 875.9 | 0
1992-01-01 | 910.1 | 0
1992-02-01 | 795.7 | 0
1992-03-01 | 730.7 | 0
1992-04-01 | 505.5 | 0
1992-05-01 | 247.9 | 1.1
1992-06-01 | 175.5 | 3.5
1992-07-01 | 114.6 | 0.2
1992-08-01 | 105.6 | 5.8
1992-09-01 | 200.2 | 1.4
1992-10-01 | 427.4 | 0
1992-11-01 | 635.3 | 0
1992-12-01 | 781.6 | 0
1993-01-01 | 718.3 | 0
1993-02-01 | 684 | 0
1993-03-01 | 552.7 | 0
1993-04-01 | 480.7 | 0
1993-05-01 | 278.7 | 0
1993-06-01 | 126 | 2.1
1993-07-01 | 43.7 | 6.8
1993-08-01 | 38.9 | 32.4
1993-09-01 | 246.1 | 0
1993-10-01 | 416.3 | 0
1993-11-01 | 598.9 | 0
1993-12-01 | 640.1 | 0
1994-01-01 | 1203.5 | 0
1994-02-01 | 923.9 | 0
1994-03-01 | 638.5 | 0
1994-04-01 | 493.3 | 0
1994-05-01 | 283.4 | 0
1994-06-01 | 89.8 | 11.6
1994-07-01 | 66.6 | 10.9
1994-08-01 | 95.3 | 9.2
1994-09-01 | 137.8 | 1.2
1994-10-01 | 321.4 | 0
1994-11-01 | 553.4 | 0
1994-12-01 | 761.8 | 0
1995-01-01 | 913.3 | 0
1995-02-01 | 874.6 | 0
1995-03-01 | 696.5 | 0
1995-04-01 | 524.1 | 0
1995-05-01 | 256.9 | 10.7
1995-06-01 | 74.7 | 24.5
1995-07-01 | 49.9 | 15.9
1995-08-01 | 38.6 | 33.6
1995-09-01 | 229.4 | 9.8
1995-10-01 | 397 | 0
1995-11-01 | 804.2 | 0
1995-12-01 | 958.9 | 0
1996-01-01 | 1139.4 | 0
1996-02-01 | 925.8 | 0
1996-03-01 | 855.9 | 0
1996-04-01 | 550.4 | 0
1996-05-01 | 325.9 | 0
1996-06-01 | 106.8 | 12.4
1996-07-01 | 60.4 | 13
1996-08-01 | 38.2 | 16.6
1996-09-01 | 164.2 | 8.7
1996-10-01 | 384.1 | 0
1996-11-01 | 680.8 | 0
1996-12-01 | 862.4 | 0
1997-01-01 | 992.7 | 0
1997-02-01 | 815 | 0
1997-03-01 | 514.4 | 0
1997-04-01 | 488.5 | 0
1997-05-01 | 346.3 | 0
1997-06-01 | 75.6 | 15.7
1997-07-01 | 41.4 | 28.2
1997-08-01 | 94.4 | 18.1
1997-09-01 | 149.4 | 0
1997-10-01 | 406.8 | 0
1997-11-01 | 613.6 | 0
1997-12-01 | 679.4 | 0
1998-01-01 | 808.1 | 0
1998-02-01 | 594.5 | 0
1998-03-01 | 652.1 | 0
1998-04-01 | 322.9 | 0
1998-05-01 | 202.8 | 1.3
1998-06-01 | 108.2 | 10.8
1998-07-01 | 23.4 | 36
1998-08-01 | 34.3 | 36.7
1998-09-01 | 122.5 | 7.3
1998-10-01 | 328.1 | 0
1998-11-01 | 574.9 | 0
1998-12-01 | 848.1 | 0
1999-01-01 | 994.7 | 0
1999-02-01 | 718.7 | 0
1999-03-01 | 710.1 | 0
1999-04-01 | 407.7 | 0
1999-05-01 | 224.7 | 2.6
1999-06-01 | 91.9 | 11.4
1999-07-01 | 24.2 | 59.3
1999-08-01 | 74 | 12.2
1999-09-01 | 194 | 5.7
1999-10-01 | 423.1 | 0
1999-11-01 | 500.7 | 0
1999-12-01 | 817.1 | 0
2000-01-01 | 963.5 | 0
2000-02-01 | 711.5 | 0
2000-03-01 | 574.6 | 0
2000-04-01 | 485.6 | 0
2000-05-01 | 260.5 | 0
2000-06-01 | 155.7 | 2.3
2000-07-01 | 55.7 | 20.8
2000-08-01 | 63.4 | 9.8
2000-09-01 | 223.3 | 0
2000-10-01 | 372.2 | 0
2000-11-01 | 561.6 | 0
2000-12-01 | 1041.3 | 0
2001-01-01 | 898.8 | 0
2001-02-03 | 918.9 | 0
2001-03-08 | 702.7 | 0
2001-04-10 | 430.7 | 0
2001-05-13 | 239.9 | 0
2001-06-15 | 114 | 15.2
2001-07-18 | 67.2 | 29.7
2001-08-20 | 40.2 | 56.1
2001-09-22 | 187.7 | 6.8
2001-10-25 | 408.6 | 0
2001-11-27 | 458.8 | 0
2001-12-30 | 716.4 | 0
2002-01-19 | 873.9 | 0
2002-02-21 | 733 | 0
2002-03-26 | 804.7 | 0
2002-04-28 | 462.3 | 0
2002-05-31 | 335 | 0.5
2002-06-01 | 114.4 | 14.2
2002-07-03 | 17.9 | 79.3
2002-08-05 | 49.7 | 15.5
2002-09-07 | 143.5 | 20.9
2002-10-10 | 510.1 | 0
2002-11-12 | 668 | 0
2002-12-15 | 785.6 | 0
2003-01-01 | 907.4 | 0
2003-02-01 | 969.6 | 0
2003-03-01 | 765.1 | 0
2003-04-01 | 499.3 | 0
2003-05-01 | 276.4 | 0
2003-06-01 | 129.3 | 0
2003-07-01 | 29.9 | 18.2
2003-08-01 | 35.6 | 50.9
2003-09-01 | 164 | 6.7
2003-10-01 | 414.2 | 0
2003-11-01 | 632.9 | 0
2003-12-01 | 785.9 | 0
2004-01-01 | 1140.6 | 0
2004-02-01 | 778.3 | 0
2004-03-01 | 684.3 | 0
2004-04-01 | 472.4 | 0
2004-05-01 | 333.2 | 0
2004-06-01 | 145.8 | 3.1
2004-07-01 | 67.4 | 22
2004-08-01 | 123 | 1.8
2004-09-01 | 132.9 | 4.7
2004-10-01 | 372.7 | 0
2004-11-01 | 554.9 | 0
2004-12-01 | 926.6 | 0
2005-01-01 | 1084.3 | 0
2005-02-01 | 755.9 | 0
2005-03-01 | 814.1 | 0
2005-04-01 | 408.1 | 0
2005-05-01 | 306.2 | 0
2005-06-01 | 72.6 | 16.8
2005-07-01 | 45.3 | 53
2005-08-01 | 46.3 | 29.6
2005-09-01 | 148.8 | 15.2
2005-10-01 | 347.3 | 0
2005-11-01 | 606.9 | 0
2005-12-01 | 833.4 | 0
2006-01-01 | 797 | 0
2006-02-01 | 873.4 | 0
2006-03-01 | 659 | 0
2006-04-01 | 366 | 0
2006-05-01 | 241.5 | 2.4
2006-06-01 | 81.5 | 9.3
2006-07-01 | 23.2 | 70.1
2006-08-01 | 57.7 | 31.7
2006-09-01 | 210.5 | 1.2
2006-10-01 | 440.9 | 0
2006-11-01 | 540.4 | 0
2006-12-01 | 747.4 | 0
2007-01-01 | 913.4 | 0
2007-02-01 | 924.7 | 0
2007-03-01 | 665 | 0
2007-04-01 | 474.1 | 0
2007-05-01 | 250.9 | 0.6
2007-06-01 | 96.7 | 6.5
2007-07-01 | 40.2 | 51.8
2007-08-01 | 62.9 | 22.1
2007-09-01 | 164.7 | 9.6
2007-10-01 | 310.6 | 0
2007-11-01 | 620.3 | 0
2007-12-01 | 925.8 | 0
2008-01-01 | 934.7 | 0
2008-02-01 | 921.5 | 0
2008-03-01 | 791.9 | 0
2008-04-01 | 456.9 | 0
2008-05-01 | 327.7 | 0
2008-06-01 | 109.9 | 4.6
2008-07-01 | 34.7 | 22.1
2008-08-01 | 50.4 | 22.2
2008-09-01 | 193.3 | 7
2008-10-01 | 373.1 | 0
2008-11-01 | 591 | 0
2008-12-01 | 1033.8 | 0
2009-01-01 | 1093.4 | 0
2009-02-01 | 838.9 | 0
2009-03-01 | 762.3 | 0
2009-04-01 | 453.2 | 0
2009-05-01 | 319.8 | 0
2009-06-01 | 141.8 | 13.7
2009-07-01 | 74.5 | 2
2009-08-01 | 84.2 | 14.2
2009-09-01 | 102.8 | 3.5
2009-10-01 | 451.4 | 0
2009-11-01 | 473.5 | 0
2009-12-01 | 914.9 | 0
2010-01-01 | 900.2 | 0
2010-02-01 | 778.4 | 0
2010-03-01 | 514.4 | 0
2010-04-01 | 358 | 0
2010-05-01 | 212.4 | 0.6
2010-06-01 | 106.3 | 3
2010-07-01 | 14.5 | 52
2010-08-01 | 37.9 | 55.8
2010-09-01 | 231.1 | 0
2010-10-01 | 355.5 | 0
2010-11-01 | 549.4 | 0
2010-12-01 | 879.1 | 0
2011-01-01 | 1077.9 | 0
2011-02-01 | 826.9 | 0
2011-03-01 | 749.9 | 0
2011-04-01 | 482.3 | 0
2011-05-01 | 267 | 0
2011-06-01 | 110.1 | 0
2011-07-01 | 29.8 | 63.7
2011-08-01 | 22.2 | 35.7
2011-09-01 | 172.3 | 9.4
2011-10-01 | 337.2 | 5.4
2011-11-01 | 563.2 | 0
2011-12-01 | 769.8 | 0
2012-01-01 | 865.7 | 0 | 108278.9 | 1490
2012-02-01 | 693.8 | 0
2012-03-01 | 525.4 | 0
2012-04-01 | 434.9 | 0
2012-05-01 | 227.1 | 0
2012-06-01 | 64.9 | 18.4
2012-07-01 | 6.8 | 66.5
2012-08-01 | 38.5 | 27.7
2012-09-01 | 213.5 | 4
2012-10-01 | 395.8 | 0
2012-11-01 | 600.8 | 0
2012-12-01 | 793.7 | 0
2013-01-01 | 928.4 | 0
2013-02-01 | 866.6 | 0
2013-03-01 | 767.3 | 0
2013-04-01 | 524.8 | 0
2013-05-01 | 325.3 | 0
2013-06-01 | 130.9 | 5.5
2013-07-01 | 60.7 | 28
2013-08-01 | 45.8 | 41.8
2013-09-01 | 178.8 | 0
2013-10-01 | 328.5 | 0
2013-11-01 | 620.6 | 0
2013-12-01 | 1112.9 | 0
2014-01-01 | 1119.6 | 0
2014-02-01 | 978.4 | 0
2014-03-01 | 883.5 | 0
2014-04-01 | 522.9 | 0
2014-05-01 | 266.9 | 1.1
2014-06-01 | 135.2 | 6
2014-07-01 | 47.2 | 9.5
2014-08-01 | 65.2 | 10.1
2014-09-01 | 196.5 | 0
2014-10-01 | 382.6 | 0
2014-11-01 | 647.8 | 0
2014-12-01 | 780.6 | 0
2015-01-01 | 979.5 | 0
2015-02-01 | 1053.3 | 0
2015-03-01 | 710.4 | 0
2015-04-01 | 432.1 | 0
2015-05-01 | 276 | 0
2015-06-01 | 118.6 | 0
2015-07-01 | 31.7 | 38
2015-08-01 | 50.7 | 35.4
2015-09-01 | 106.2 | 15.8
2015-10-01 | 345.9 | 0
2015-11-01 | 469.1 | 0
2015-12-01 | 564.9 | 0
| 130195.2 | 1797.8

## Weather Analysis - Thunder Bay
Summary of Degree Day Information |  |  |  | Station Name |  | TORONTO LESTER B. PEARSON INT'L A
Summary of All Heating Degree Days
Month | 1992 | 1993 | 1994 | 1995 | 1996 | 1997 | 1998 | 1999 | 2000 | 2001 | 2002 | 2003 | 2004 | 2005 | 2006 | 2007 | 2008 | 2009 | 2010 | 2011 | 2012 | 2013 | 2014 | 2015 | 10 Year Avg | 20 Year Trend
January | 910.1 | 718.3 | 1203.5 | 913.3 | 1139.4 | 992.7 | 808.1 | 994.7 | 963.5 | 898.8 | 873.9 | 907.4 | 1140.6 | 1084.3 | 797 | 913.4 | 934.7 | 1093.4 | 900.2 | 1077.9 | 865.7 | 928.4 | 1119.6 | 979.5 | 960.98 | 981.2244
February | 795.7 | 684 | 923.9 | 874.6 | 925.8 | 815 | 594.5 | 718.7 | 711.5 | 918.9 | 733 | 969.6 | 778.3 | 755.9 | 873.4 | 924.7 | 921.5 | 838.9 | 778.4 | 826.9 | 693.8 | 866.6 | 978.4 | 1053.3 | 875.59 | 920.4984
March | 730.7 | 552.7 | 638.5 | 696.5 | 855.9 | 514.4 | 652.1 | 710.1 | 574.6 | 702.7 | 804.7 | 765.1 | 684.3 | 814.1 | 659 | 665 | 791.9 | 762.3 | 514.4 | 749.9 | 525.4 | 767.3 | 883.5 | 710.4 | 702.91 | 728.6568
April | 505.5 | 480.7 | 493.3 | 524.1 | 550.4 | 488.5 | 322.9 | 407.7 | 485.6 | 430.7 | 462.3 | 499.3 | 472.4 | 408.1 | 366 | 474.1 | 456.9 | 453.2 | 358 | 482.3 | 434.9 | 524.8 | 522.9 | 432.1 | 450.52 | 457.8451
May | 247.9 | 278.7 | 283.4 | 256.9 | 325.9 | 346.3 | 202.8 | 224.7 | 260.5 | 239.9 | 335 | 276.4 | 333.2 | 306.2 | 241.5 | 250.9 | 327.7 | 319.8 | 212.4 | 267 | 227.1 | 325.3 | 266.9 | 276 | 271.46 | 271.6456
June | 175.5 | 126 | 89.8 | 74.7 | 106.8 | 75.6 | 108.2 | 91.9 | 155.7 | 114 | 114.4 | 129.3 | 145.8 | 72.6 | 81.5 | 96.7 | 109.9 | 141.8 | 106.3 | 110.1 | 64.9 | 130.9 | 135.2 | 118.6 | 109.59 | 115.8052
July | 114.6 | 43.7 | 66.6 | 49.9 | 60.4 | 41.4 | 23.4 | 24.2 | 55.7 | 67.2 | 17.9 | 29.9 | 67.4 | 45.3 | 23.2 | 40.2 | 34.7 | 74.5 | 14.5 | 29.8 | 6.8 | 60.7 | 47.2 | 31.7 | 36.33 | 34.9966
August | 105.6 | 38.9 | 95.3 | 38.6 | 38.2 | 94.4 | 34.3 | 74 | 63.4 | 40.2 | 49.7 | 35.6 | 123 | 46.3 | 57.7 | 62.9 | 50.4 | 84.2 | 37.9 | 22.2 | 38.5 | 45.8 | 65.2 | 50.7 | 51.55 | 48.1625
September | 200.2 | 246.1 | 137.8 | 229.4 | 164.2 | 149.4 | 122.5 | 194 | 223.3 | 187.7 | 143.5 | 164 | 132.9 | 148.8 | 210.5 | 164.7 | 193.3 | 102.8 | 231.1 | 172.3 | 213.5 | 178.8 | 196.5 | 106.2 | 176.97 | 175.5771
October | 427.4 | 416.3 | 321.4 | 397 | 384.1 | 406.8 | 328.1 | 423.1 | 372.2 | 408.6 | 510.1 | 414.2 | 372.7 | 347.3 | 440.9 | 310.6 | 373.1 | 451.4 | 355.5 | 337.2 | 395.8 | 328.5 | 382.6 | 345.9 | 372.15 | 357.9928
November | 635.3 | 598.9 | 553.4 | 804.2 | 680.8 | 613.6 | 574.9 | 500.7 | 561.6 | 458.8 | 668 | 632.9 | 554.9 | 606.9 | 540.4 | 620.3 | 591 | 473.5 | 549.4 | 563.2 | 600.8 | 620.6 | 647.8 | 469.1 | 567.61 | 558.6272
December | 781.6 | 640.1 | 761.8 | 958.9 | 862.4 | 679.4 | 848.1 | 817.1 | 1041.3 | 716.4 | 785.6 | 785.9 | 926.6 | 833.4 | 747.4 | 925.8 | 1033.8 | 914.9 | 879.1 | 769.8 | 793.7 | 1112.9 | 780.6 | 564.9 | 852.29 | 843.287
Total | 5630.1 | 4824.4 | 5568.7 | 5818.1 | 6094.3 | 5217.5 | 4619.9 | 5180.9 | 5468.9 | 5183.9 | 5498.1 | 5609.6 | 5732.1 | 5469.2 | 5038.5 | 5449.3 | 5818.9 | 5710.7 | 4937.2 | 5408.6 | 4860.9 | 5890.6 | 6026.4 | 5138.4 | 5427.95
Summary of All Cooling Degree Days
Month | 1992 | 1993 | 1994 | 1995 | 1996 | 1997 | 1998 | 1999 | 2000 | 2001 | 2002 | 2003 | 2004 | 2005 | 2006 | 2007 | 2008 | 2009 | 2010 | 2011 | 2012 | 2013 | 2014 | 2015 | 10 Year Avg | 20 Year Trend
January | 0 | 0 | 0 | 0 | 0 | 0 | 0 | 0 | 0 | 0 | 0 | 0 | 0 | 0 | 0 | 0 | 0 | 0 | 0 | 0 | 0 | 0 | 0 | 0 | 0 | 0
February | 0 | 0 | 0 | 0 | 0 | 0 | 0 | 0 | 0 | 0 | 0 | 0 | 0 | 0 | 0 | 0 | 0 | 0 | 0 | 0 | 0 | 0 | 0 | 0 | 0 | 0
March | 0 | 0 | 0 | 0 | 0 | 0 | 0 | 0 | 0 | 0 | 0 | 0 | 0 | 0 | 0 | 0 | 0 | 0 | 0 | 0 | 0 | 0 | 0 | 0 | 0 | 0
April | 0 | 0 | 0 | 0 | 0 | 0 | 0 | 0 | 0 | 0 | 0 | 0 | 0 | 0 | 0 | 0 | 0 | 0 | 0 | 0 | 0 | 0 | 0 | 0 | 0 | 0
May | 1.1 | 0 | 0 | 10.7 | 0 | 0 | 1.3 | 2.6 | 0 | 0 | 0.5 | 0 | 0 | 0 | 2.4 | 0.6 | 0 | 0 | 0.6 | 0 | 0 | 0 | 1.1 | 0 | 0.47 | 0.20857
June | 3.5 | 2.1 | 11.6 | 24.5 | 12.4 | 15.7 | 10.8 | 11.4 | 2.3 | 15.2 | 14.2 | 0 | 3.1 | 16.8 | 9.3 | 6.5 | 4.6 | 13.7 | 3 | 0 | 18.4 | 5.5 | 6 | 0 | 6.7 | 4.1053
July | 0.2 | 6.8 | 10.9 | 15.9 | 13 | 28.2 | 36 | 59.3 | 20.8 | 29.7 | 79.3 | 18.2 | 22 | 53 | 70.1 | 51.8 | 22.1 | 2 | 52 | 63.7 | 66.5 | 28 | 9.5 | 38 | 40.37 | 41.5166
August | 5.8 | 32.4 | 9.2 | 33.6 | 16.6 | 18.1 | 36.7 | 12.2 | 9.8 | 56.1 | 15.5 | 50.9 | 1.8 | 29.6 | 31.7 | 22.1 | 22.2 | 14.2 | 55.8 | 35.7 | 27.7 | 41.8 | 10.1 | 35.4 | 29.67 | 33.1817
September | 1.4 | 0 | 1.2 | 9.8 | 8.7 | 0 | 7.3 | 5.7 | 0 | 6.8 | 20.9 | 6.7 | 4.7 | 15.2 | 1.2 | 9.6 | 7 | 3.5 | 0 | 9.4 | 4 | 0 | 0 | 15.8 | 5.05 | 5.6843
October | 0 | 0 | 0 | 0 | 0 | 0 | 0 | 0 | 0 | 0 | 0 | 0 | 0 | 0 | 0 | 0 | 0 | 0 | 0 | 5.4 | 0 | 0 | 0 | 0 | 0.54 | 0.78361
November | 0 | 0 | 0 | 0 | 0 | 0 | 0 | 0 | 0 | 0 | 0 | 0 | 0 | 0 | 0 | 0 | 0 | 0 | 0 | 0 | 0 | 0 | 0 | 0 | 0 | 0
December | 0 | 0 | 0 | 0 | 0 | 0 | 0 | 0 | 0 | 0 | 0 | 0 | 0 | 0 | 0 | 0 | 0 | 0 | 0 | 0 | 0 | 0 | 0 | 0 | 0 | 0
Total | 12 | 41.3 | 32.9 | 94.5 | 50.7 | 62 | 92.1 | 91.2 | 32.9 | 107.8 | 130.4 | 75.8 | 31.6 | 114.6 | 114.7 | 90.6 | 55.9 | 33.4 | 111.4 | 114.2 | 116.6 | 75.3 | 26.7 | 89.2