## Model Inputs
Data Required for Cost Benchmarking
Westario Power Inc.
Select LDC from Dropdown Box: |  |  |  | Westario Power Inc. | History | Bridge Year | Test Year | Additonal Years for Custom IR Filings
Required Item |  |  |  |  | 2015 | 2016 | 2017 | 2018 | 2019 | 2020 | 2021
Gross Capital Cost Additions Data
1 |  | Total Gross Capital Additions |  |  | 2015: 4112933; 2016: 4953846; 2017: 4309442; 2018: 4891244 | Enter Values
2 |  | HV Gross Capital Additions |  |  | 2015: 0 | Enter Values
Output and Other Business Conditions
3 |  | Number of Customers |  |  | 2015: 22954; 2016: 23064; 2017: 23348.5; 2018: 23571.217 | Enter Values
4 |  | Delivery Volume |  |  | 2015: 427059905; 2016: 424893866.2307; 2017: 421910858.3664; 2018: 409297707.0481 | Enter Values
5 |  | Annual Peak Demand |  |  | 2015: 93376; 2016: 71203; 2017: 71203; 2018: 71203 | Enter Values
6 |  | Distribution Circuit-km |  |  | 2015: 522; 2016: 522; 2017: 522; 2018: 522 | Enter Values
7 |  | Ten Year Customer Growth Percentage |  |  | 2015: 10.89%; 2016: 1.36%; 2017: 1.28%; 2018: 0.6% | Enter Values
Inflation Measures
8 |  | Wage Growth |  |  | 2015: 2.564%; 2016: 2.564%; 2017: 2.564%; 2018: 2.564% | Optional: Default Values Provided
9 |  | Growth in Economy-wide Inflation |  |  | 2015: 1.574%; 2016: 2%; 2017: 2%; 2018: 2% | Optional: Default Values Provided
10 |  | Rate of Return (WACC) |  |  | 2015: 6.505%; 2016: 5.59%; 2017: 5.59%; 2018: 5.59% | Enter Values
OM&A Expenses Included in Cost Benchmarking
|  |  | Y | Use Method 1 [1A - 1B + 1C] | 5196668.36 | 5736734.36 | 5683089.36 | 5940276.19 | 0 | 0 | 0 | Formula
Choose a Method:
|  |  | N | Use Method 2 [2A - 2B + 2C] | 5196668.36 | 5736734.36 | 5683089.36 | 5940276.19 | 0 | 0 | 0 | Formula
11 |  |  | OM&A Values Transfered to Calculations Worksheet |  | 5196668.36 | 5736734.36 | 5683089.36 | 5940276.19 | 0 | 0 | 0 | Formula
|  | Method 1: Enter Values Calculated Elsewhere |  |  | 2016: Enter Values Supported by Separate Calculations
|  | 1A | Total OM&A Consistent with accounts included in [2B] |  | 2015: 5089925; 2016: 5629991; 2017: 5576346; 2018: 5833532.83 | Enter Values
|  | 1B | HV Cost (Accounts 5014, 5015, and 5112) if included in total |  | 2015: 0 | Enter Values
|  | 1C | LV Adjustment |  | 2015: 106743.36; 2016: 106743.36; 2017: 106743.36; 2018: 106743.36 | Enter Values
Method 2: Enter Detailed Data
OM&A Data
|  |  | 5005 | Operation Supervision and Engineering | 2015: 0; 2016: 0; 2017: 0; 2018: 20000 | Enter Values
|  |  | 5010 | Load Dispatching | 2015: -50; 2016: 0; 2017: 0; 2018: 0 | Enter Values
|  |  | 5012 | Station Buildings and Fixtures | 2015: 0; 2016: 0; 2017: 0; 2018: 0 | Enter Values
|  |  | 5014 | Transformer Station Equipment - Operation Labor | 2015: 0; 2016: 0; 2017: 0; 2018: 0 | Enter Values
|  |  | 5015 | Transformer Station Equipment - Operation Supplies and Expenses | 2015: 0; 2016: 0; 2017: 0; 2018: 0 | Enter Values
|  |  | 5016 | Distribution Station Equipment - Operation Labor | 2015: 240; 2016: 2241; 2017: 16000; 2018: 15000 | Enter Values
|  |  | 5017 | Distribution Station Equipment - Operation Supplies and Expenses | 2015: 0; 2016: 0; 2017: 36000; 2018: 40000 | Enter Values
|  |  | 5020 | Overhead Distribution Lines and Feeders - Operation Labor | 2015: 6411; 2016: 0; 2017: 80056; 2018: 139281 | Enter Values
|  |  | 5025 | Overhead Distribution Lines and Feeders - Operation Supplies and Expenses | 2015: 0; 2016: 0; 2017: 0; 2018: 0 | Enter Values
|  |  | 5035 | Overhead Distribution Transformers - Operation | 2015: 6411; 2016: 0; 2017: 44883; 2018: 51000 | Enter Values
|  |  | 5040 | Underground Distribution Lines and Feeders - Operation Labor | 2015: 197908 | Enter Values
|  |  | 5045 | Underground Distribution Lines and Feeders - Operation Supplies and Expenses | 2015: 0; 2016: 165648; 2017: 127276; 2018: 162279 | Enter Values
|  |  | 5055 | Overhead Distribution Lines and Feeders | 2015: 0; 2016: 0; 2017: 0; 2018: 38000 | Enter Values
|  |  | 5065 | Meter Expense | 2015: 44712; 2016: 213995; 2017: 87610; 2018: 85000 | Enter Values
|  |  | 5070 | Customer Premises - Operation Labor | 2015: 0; 2016: 0; 2017: 0; 2018: 0 | Enter Values
|  |  | 5075 | Customer Premises - Operation Materials and Supplies | 2015: 0; 2016: 0; 2017: 0; 2018: 0 | Enter Values
|  |  | 5085 | Miscellaneous Distribution Expense | 2015: 8500; 2016: 8500; 2017: 20200; 2018: 20200 | Enter Values
|  |  | 5090 | Underground Distribution Lines and Feeders - Rental Paid | 2015: 0; 2016: 0; 2017: 0; 2018: 0 | Enter Values
|  |  | 5095 | Overhead Distribution Lines and Feeders - Rental Paid | 2015: 0; 2016: 0; 2017: 7902; 2018: 10000 | Enter Values
|  |  | 5096 | Other Rent (Distribution) | 2015: 0; 2016: 0; 2017: 0; 2018: 0 | Enter Values
|  |  |  | Subtotal: Operation | 264132 | 390384 | 419927 | 580760 | 0 | 0 | 0 | Formula
|  |  | 5105 | Maintenance Supervision and Engineering | 2015: 17479; 2016: 0; 2017: 0; 2018: 15000 | Enter Values
|  |  | 5110 | Maintenance of Buildings and Fixtures | 2015: 14261; 2016: 10194; 2017: 26664; 2018: 20000 | Enter Values
|  |  | 5112 | Maintenance of Transformer Station Equipment | 2015: 0; 2016: 0; 2017: 0; 2018: 0 | Enter Values
|  |  | 5114 | Maintenance of Distribution Station Equipement | 2015: 163068; 2016: 211313; 2017: 165961; 2018: 190304 | Enter Values
|  |  | 5120 | Maintenance of Poles, Towers and Fixtures | 2015: 159739; 2016: 226980; 2017: 125572; 2018: 160424 | Enter Values
|  |  | 5125 | Maintenance of Overhead Conductors and Devices | 2015: 247107; 2016: 371297; 2017: 432942; 2018: 263153 | Enter Values
|  |  | 5130 | Maintenance of Overhead Services | 2015: 105238; 2016: 124614; 2017: 115040; 2018: 120000 | Enter Values
|  |  | 5135 | Overhead Distribution Lines and Feeders - Right of Way | 2015: 212776; 2016: 215177; 2017: 115594; 2018: 102895 | Enter Values
|  |  | 5145 | Maintenance of Underground Conduit | 2015: 989; 2016: 5089; 2017: 2688; 2018: 0 | Enter Values
|  |  | 5150 | Maintenance of Underground Conductors and Devices | 2015: 42515; 2016: 71548; 2017: 123529; 2018: 60000 | Enter Values
|  |  | 5155 | Maintenance of Underground Services | 2015: 150524; 2016: 208973; 2017: 174235; 2018: 177038 | Enter Values
|  |  | 5160 | Maintenance of Line Transformers | 2015: 176528; 2016: 149461; 2017: 176528; 2018: 160000 | Enter Values
|  |  | 5175 | Maintenance of Meters | 2015: 108599; 2016: 122998; 2017: 101666; 2018: 115958.83 | Enter Values
|  |  |  | Subtotal: Maintenance | 1398823 | 1717644 | 1560419 | 1384772.83 | 0 | 0 | 0 | Formula
|  |  | 5305 | Supervision (Billing and Collection) | 2015: 17479; 2016: 0; 2017: 0; 2018: 0 | Enter Values
|  |  | 5310 | Meter Reading Expense | 2015: 229487; 2016: 218277; 2017: 215000; 2018: 225000 | Enter Values
|  |  | 5315 | Customer Billing | 2015: 443945; 2016: 413332; 2017: 460000; 2018: 470000 | Enter Values
|  |  | 5320 | Collecting | 2015: 331136; 2016: 303832; 2017: 330000; 2018: 380000 | Enter Values
|  |  | 5325 | Collecting - Cash Over and Short | 2015: 0; 2016: 0; 2017: 0; 2018: 0 | Enter Values
|  |  | 5330 | Collection Charges | 2015: 16971; 2016: 42700; 2017: 25000; 2018: 27000 | Enter Values
|  |  | 5340 | Miscellaneous Customer Account Expenses | 2015: 0 | Enter Values
|  |  |  | Subtotal : Billing and Collections | 1039018 | 978141 | 1030000 | 1102000 | 0 | 0 | 0 | Formula
|  |  | 5405 | Supervision (Community Relations) | 2015: 0 | Enter Values
|  |  | 5410 | Community Relations - Sundry | 2015: 20931; 2016: 18773; 2017: 13000; 2018: 13500 | Enter Values
|  |  | 5420 | Community Safety Program | 2015: 6600; 2016: 0; 2017: 12000; 2018: 12500 | Enter Values
|  |  | 5425 | Miscellaneous Customer Service and Informational Expenses | 2015: 6867; 2016: 10556; 2017: 5000; 2018: 5000 | Enter Values
|  |  |  | Subtotal: Community Relations | 34398 | 29329 | 30000 | 31000 | 0 | 0 | 0 | Formula
|  |  | 5605 | Executive Salaries and Expenses | 2015: 601930; 2016: 515369; 2017: 700000; 2018: 750000 | Enter Values
|  |  | 5610 | Management Salaries and Expenses | 2015: 190596; 2016: 122259; 2017: 250000; 2018: 260000 | Enter Values
|  |  | 5615 | General Administrative Salaries and Expenses | 2015: 324813; 2016: 303786; 2017: 280000; 2018: 320000 | Enter Values
|  |  | 5620 | Office Supplies | 2015: 567096; 2016: 714269; 2017: 620000; 2018: 630000 | Enter Values
|  |  | 5625 | Administrative Expense Transferred - Credit | 2015: 0; 2016: 0; 2017: 0; 2018: 0 | Enter Values
|  |  | 5630 | Outside Services Employed | 2015: 193497; 2016: 312182; 2017: 145000; 2018: 150000 | Enter Values
|  |  | 5640 | Injuries and Damages | 2015: 0; 2016: 0; 2017: 0; 2018: 0 | Enter Values
|  |  | 5645 | OMERS Pensions and Benefits | 2015: 0; 2016: 0; 2017: 0; 2018: 0 | Enter Values
|  |  | 5646 | Employee Pensions and OPEB | 2015: 0; 2016: 0; 2017: 0; 2018: 0 | Enter Values
|  |  | 5647 | Employee Sick Leave | 2015: 0; 2016: 0; 2017: 0; 2018: 0 | Enter Values
|  |  | 5650 | Franchise Requirements | 2015: 0; 2016: 0; 2017: 0; 2018: 0 | Enter Values
|  |  | 5655 | Regulatory Expenses | 2015: 115450; 2016: 146264; 2017: 103000; 2018: 175000 | Enter Values
|  |  | 5665 | Miscellaneous General Expenses | 2015: 173669; 2016: 206476; 2017: 220000; 2018: 225000 | Enter Values
|  |  | 5670 | Rent (Administrative and General) | 2015: 0; 2016: 0; 2017: 0; 2018: 0 | Enter Values
|  |  | 5672 | Lease Payment Expense | 2015: 0; 2016: 0; 2017: 0; 2018: 0 | Enter Values
|  |  | 5675 | Maintenance of General Plant | 2015: 90538; 2016: 88485; 2017: 113000; 2018: 115000 | Enter Values
|  |  | 5680 | Electrical Safety Authority Fees | 2015: 0; 2016: 0; 2017: 0; 2018: 0 | Enter Values
|  |  |  | Sutotal: A&G Expenses | 2257589 | 2409090 | 2431000 | 2625000 | 0 | 0 | 0 | Formula
|  |  | 5635 | Property Insurance | 2015: 95965; 2016: 105403; 2017: 105000; 2018: 110000 | Enter Values
|  |  | 6210 | Life Insurance | 2015: 0 | Enter Values
|  |  |  | Subtotal: Insurance | 95965 | 105403 | 105000 | 110000 | 0 | 0 | 0 | Formula
|  |  | 5515 | Advertinsing | 2015: 0 | Enter Values
|  |  |  | Subtotal Advertising | 0 | 0 | 0 | 0 | 0 | 0 | 0 | Formula
|  |  | 2A | Total of Above Accounts Used for Benchmarking | 5089925 | 5629991 | 5576346 | 5833532.83 | 0 | 0 | 0 | Formula
Adjustments to OM&A for Benchmarking
|  |  |  | 5014 | 0 | 0 | 0 | 0 | 0 | 0 | 0 | Formula
|  |  |  | 5015 | 0 | 0 | 0 | 0 | 0 | 0 | 0 | Formula
|  |  |  | 5112 | 0 | 0 | 0 | 0 | 0 | 0 | 0 | Formula
|  |  | 2B | Subtotal: HV Adjustment (to subtract from cost) | 0 | 0 | 0 | 0 | 0 | 0 | 0 | Formula
|  |  | 2C | LV Adjustment | 2015: 106743.36; 2016: 106743.36; 2017: 106743.36; 2018: 106743.36 | Enter Values

## Benchmarking Calculations
Benchmarking Calculations for LDC Forecasting
| Selected LDC: |  |  | Westario Power Inc. | [9 empty] | 1 | Click to Choose an LDC | Algoma Power Inc. | Atikokan Hydro Inc. | Bluewater Power Distribution Corporation | Brant County Power Inc. | Brantford Power Inc. | Burlington Hydro Inc. | Cambridge and North Dumfries Hydro Inc. | Canadian Niagara Power Inc. | Centre Wellington Hydro Ltd. | Chapleau Public Utilities Corporation | Collus PowerStream Corp. | Cooperative Hydro Embrun Inc. | E.L.K. Energy Inc. | Enersource Hydro Mississauga Inc. | Entegrus Powerlines Inc. | EnWin Utilities Ltd. | Erie Thames Powerlines Corporation | Espanola Regional Hydro Distribution Corporation | Essex Powerlines Corporation | Festival Hydro Inc. | Fort Frances Power Corporation | Greater Sudbury Hydro Inc. | GRIMSBY POWER INCORPORATED | Guelph Hydro Electric Systems Inc. | Haldimand County Hydro Inc. | Halton Hills Hydro Inc. | Hearst Power Distribution Company Limited | Horizon Utilities Corporation | Hydro 2000 Inc. | Hydro Hawkesbury Inc. | Hydro One Brampton Networks Inc. | Hydro One Networks Inc. | Hydro Ottawa Limited | InnPower | Kenora Hydro Electric Corporation Ltd. | Kingston Hydro Corporation | Kitchener-Wilmot Hydro Inc. | Lakefront Utilities Inc. | Lakeland Power Distribution Ltd. | London Hydro Inc. | Midland Power Utility Corporation | Milton Hydro Distribution Inc. | Newmarket-Tay Power Distribution Ltd. | Niagara Peninsula Energy Inc. | Niagara-on-the-Lake Hydro Inc. | North Bay Hydro Distribution Limited | Northern Ontario Wires Inc. | Oakville Hydro Electricity Distribution Inc. | Orangeville Hydro Limited | Orillia Power Distribution Corporation | Oshawa PUC Networks Inc. | Ottawa River Power Corporation | Peterborough Distribution Incorporated | PowerStream Inc. | PUC Distribution Inc. | Renfrew Hydro Inc. | Rideau St. Lawrence Distribution Inc. | Sioux Lookout Hydro Inc. | St. Thomas Energy Inc. | Thunder Bay Hydro Electricity Distribution Inc. | Tillsonburg Hydro Inc. | Toronto Hydro-Electric System Limited | Veridian Connections Inc. | Wasaga Distribution Inc. | Waterloo North Hydro Inc. | Welland Hydro-Electric System Corp. | Wellington North Power Inc. | West Coast Huron Energy Inc. | Westario Power Inc. | Whitby Hydro Electric Corporation | Woodstock Hydro Services Inc.
[7 empty] | Forecasted Values | [6 empty] | 2
| Line Reference Number |  | Row Number on 2.1.7 | Account | 2014 | 2015 | 2016 | 2017 | 2018 | 2019 | 2020 | 2021 | Data Item Number | 3 |  | 2015 | 2015 | 2015 | 2015 | 2015 | 2015 | 2015 | 2015 | 2015 | 2015 | 2015 | 2015 | 2015 | 2015 | 2015 | 2015 | 2015 | 2015 | 2015 | 2015 | 2015 | 2015 | 2015 | 2015 | 2015 | 2015 | 2015 | 2015 | 2015 | 2015 | 2015 | 2015 | 2015 | 2015 | 2015 | 2015 | 2015 | 2015 | 2015 | 2015 | 2015 | 2015 | 2015 | 2015 | 2015 | 2015 | 2015 | 2015 | 2015 | 2015 | 2015 | 2015 | 2015 | 2015 | 2015 | 2015 | 2015 | 2015 | 2015 | 2015 | 2015 | 2015 | 2015 | 2015 | 2015 | 2015 | 2015 | 2015 | 2015 | 2015 | 2015
[14 empty] | 4 | 0
Section 1: Source Data and OM&A Calculations | [13 empty] | 5 | 0
[14 empty] | 6 | 0
| 1 | OM&A Data (Detail may be hidden or expanded using the +/- buttons to the left of the row numbers) | [11 empty] | 7 | 0
| 2 | 5005 | 2 | Operation Supervision and Engineering |  | 0 | [7 empty] | 8 | 0 | 128690.76 | 0 | 500084 | 76315.44 | 444659.3 | 0 | 106958.11 | 70273.77 | 107595.38 | 0 | 156082.43 | 0 | 18298.29 | 1778155.62 | 491076.77 | 476444.79 | 42370.14 | 62934.39 | 84161.51 | 153779.03 | 131685.41 | 972412.33 | 198804.68 | 2334368.97 | 570628.53 | 396623.1 | 0 | 4334705.67 | 11186.17 | 0 | 861394.62 | 3473393.96 | 0 | 220453.5 | 0 | 577778 | 911865.67 | 99345.11 | 0 | 1950660.88 | 330421.56 | 0 | 321082.59 | 935223.1 | 78715.15 | 0 | 103210.57 | 2405368.26 | 0 | 530228 | 658437.45 | 90776.88 | 426467 | 7194210.13 | 661002.53 | 0 | 74508.31 | 0 | 421343.38 | 432444.07 | 155413.84 | 20195329.2 | 997007 | 0 | 624110 | 238998 | 110098.59 | 42003 | 0 | 288548.33 | 195895.04
| 3 | 5010 | 3 | Load Dispatching |  | -50 | [7 empty] | 9 | 0 | 39765.64 | 0 | 387473 | 0 | 62941.95 | 1511639.75 | 636091.57 | 280923.67 | 24975.95 | 0 | 73255.36 | 0 | 0 | 2479576.84 | 46199.77 | 118979.59 | 0 | 0 | 7839.09 | 49168.35 | 0 | 715351.67 | 19225.05 | 236256.19 | 0 | 0 | 0 | 1827991.56 | 6654.05 | 0 | 2791260.74 | 4281206.65 | 3695805.35 | 14948.11 | 0 | 475061 | 772623.88 | 0 | 2960.15 | 1510607.49 | 3393.31 | 73759 | 0 | 34680.28 | 42832.79 | 133522.07 | 0 | 1076182.79 | 0 | 199987 | 0 | 14602.49 | 299899 | 3760755.01 | 223193.58 | 0 | 0 | 0 | 4115.81 | 855832.89 | 597.96 | 5728775.93 | 862256 | 4727.45 | 973352 | 150533 | 0 | 4537 | -50 | 428578.91 | 12681.02
| 4 | 5012 | 4 | Station Buildings and Fixtures |  | 0 | [7 empty] | 10 | 0 | 71980.41 | 0 | 4705 | 94199.99 | 36705.4 | 301748.73 | 0 | 152244.22 | 67863.29 | 0 | 65716.69 | 1449.78 | 0 | 0 | 0 | 0 | 0 | 753.98 | 0 | 18155.25 | 70603.27 | 322178.46 | 5804.3 | 24401.95 | 0 | 65867.14 | 0 | 508016.42 | 3009.05 | 0 | 266694.79 | 2057504.64 | 636548.22 | 48575.54 | 3735.76 | 101955 | 0 | 0 | 0 | 376350.9 | 90606.79 | 0 | 0 | 51354.9 | 0 | 18421.34 | 2199.51 | 256364.21 | 0 | 0 | 44465.57 | 153324.89 | 6523 | 150027.27 | 608388.26 | 0 | 6616.38 | 0 | 0 | 291190.26 | 0 | 0 | 306940 | 0 | 250351 | 16691 | 17570.89 | 0 | 0 | 137137.45 | 39742.51
| 5 | 5014 | 5 | Transformer Station Equipment - Operation Labor |  | 0 | [7 empty] | 11 | 0 | 182.3 | 0 | 0 | 0 | 8005.07 | 0 | 22055.23 | 0 | 0 | 0 | 0 | 0 | 0 | 0 | 0 | 0 | 0 | 0 | 0 | 7387.15 | 4490.29 | 0 | 279.57 | 0 | 0 | 0 | 0 | 0 | 0 | 2435.28 | 12974.4 | 536360.71 | 137264.77 | 0 | 8987.09 | 0 | 320200.71 | 0 | 0 | 0 | 0 | 0 | 0 | 30415.48 | 3339.19 | 0 | 0 | 129156.24 | 0 | 0 | 0 | 0 | 0 | 352387.21 | 64518.54 | 0 | 0 | 0 | 0 | 0 | 0 | 0 | 121623 | 0 | 306043 | 0 | 0 | 0 | 0 | 0 | 0
| 6 | 5015 | 6 | Transformer Station Equipment - Operation Supplies and Expenses |  | 0 | [7 empty] | 12 | 0 | 3.24 | 0 | 0 | 0 | 83400.27 | 0 | 85552.02 | 0 | 0 | 0 | 0 | 0 | 0 | 0 | 0 | 0 | 0 | 0 | 0 | 148537.69 | 5970.43 | 0 | 14790.83 | 0 | 0 | 0 | 0 | 0 | 0 | 17915.53 | 0 | 168668.4 | 11108.13 | 0 | 277 | 0 | 607147.7 | 0 | 0 | 0 | 0 | 0 | 0 | 191084.31 | 0 | 0 | 0 | 26542.08 | 0 | 0 | 0 | 0 | 0 | 922.81 | 9084.68 | 0 | 0 | 0 | 0 | 0 | 0 | 0 | 0 | 0 | 116187 | 0 | 0 | 0 | 0 | 0 | 0
| 7 | 5016 | 7 | Distribution Station Equipment - Operation Labor |  | 240 | [7 empty] | 13 | 0 | 29131.63 | 16315.94 | 0 | 2589.98 | 2555.21 | 651764.1 | 0 | 93016.13 | 101.9 | 3467.6 | 0 | 0 | 0 | 872128.85 | 42379.61 | 0 | 0 | 932.14 | 247.5 | 0 | 0 | 321513.61 | 0 | 0 | 16280.36 | 187326.8 | 0 | 265383.03 | 0 | 2135.65 | 38295.26 | 4881812.12 | 337794.65 | 9717.9 | 0 | 65162 | 4584.36 | 52873.75 | 0 | 103645.58 | 3127.67 | 12459 | 9890.5 | 0 | 0 | 0 | 1490.22 | 36251.22 | 1001.17 | 19848 | 0 | 1427.88 | 129157 | 1734280.35 | 44493.07 | 1802.98 | 1383.58 | 0 | 0 | 0 | 0 | 2791165.06 | 137819 | 12555.24 | 241784 | 16981 | 7548.65 | 588 | 240 | 0 | 8342.77
| 8 | 5017 | 8 | Distribution Station Equipment - Operation Supplies and Expenses |  | 0 | [7 empty] | 14 | 0 | 17330.33 | 13.07 | 0 | 513.78 | 0 | 468630.07 | 0 | 3434.57 | 15978.47 | 0 | 0 | 0 | 0 | 294111.08 | 32540.73 | 0 | 0 | 10833.07 | 36872.97 | 0 | 0 | 118486.69 | 3115.84 | 63455.85 | 7488.59 | 52707.76 | 0 | 147746.97 | 0 | 2553.5 | 8074.79 | 1594790.91 | 76175.64 | 5227.82 | 0 | 18998 | 11500.13 | 1452.49 | 0 | 187291.36 | 19629.1 | 33089 | 1353.42 | 0 | 0 | 0 | 9581.44 | 7873 | 42512.6 | 77187 | 0 | 0 | 86376 | 81254.24 | 21127.82 | 31510.93 | 0 | 0 | 11839.55 | 186301.52 | 27233.23 | 2876993.08 | 0 | 4530.22 | 115954 | 129204 | 1769.93 | 3578 | 0 | 28300.69 | 23787.29
| 9 | 5020 | 9 | Overhead Distribution Lines and Feeders - Operation Labor |  | 6411 | [7 empty] | 15 | 0 | 125932.17 | 237816.35 | 0 | 97769.12 | 7220.8 | 378614.23 | 143033.72 | 86037.41 | -26.33 | 171305.24 | 19881.82 | 0 | 37314.06 | 2398983.87 | 45064.24 | 0 | 0 | 94822.97 | 83959.64 | 19541.2 | 13595.09 | 168246.88 | 31259.68 | 21838.65 | 164080.89 | 267427.63 | 10681.07 | 461161.77 | 0 | 14779.38 | 2155.83 | 13831303.35 | 196081.99 | 136301.27 | 8188 | 124221 | -23906.16 | 186590.99 | 0 | 111431.43 | 0 | 46277 | 53418.46 | 221646.72 | 56333.32 | 4595.63 | 38979.8 | 203153.96 | 9876.64 | 0 | 882536.92 | 0 | 332128 | 966703.83 | 598189.9 | 19150.39 | 4808.32 | 429182.79 | 44586.05 | 168048.6 | 0 | 810769.33 | 805054 | 0 | 863069 | 163804 | 17142.76 | 36246 | 6411 | 0 | 15147.22
| 10 | 5025 | 10 | Overhead Distribution Lines and Feeders - Operation Supplies and Expenses |  | 0 | [7 empty] | 16 | 0 | 66741.6 | 42046.85 | 343025 | 23770.21 | 19758.25 | 521537.31 | 132881.39 | 29778.59 | 10230.18 | 30993.76 | 24565.15 | 0 | 0 | 240826.39 | 15630.26 | 644050.23 | 0 | 35828.31 | 32834.75 | 24110.5 | 0 | 406732.73 | 4321.94 | 62966.51 | 0 | 77837.59 | 43741.94 | 703783.78 | 0 | 723.9 | 65128.64 | 693322.95 | 73347.47 | 7484.41 | 7832 | 46369 | 70434.62 | 52074.99 | 3944.85 | 267141.69 | 2229.82 | 0 | 13154.67 | 76219.57 | 40098.66 | 1296.97 | 1171.11 | 76255.09 | 4097.88 | 0 | -590627.28 | 7341.32 | 186801 | 240656.36 | 133936.23 | 32308.74 | 0 | 80485 | 2055 | 510950.7 | 10555.23 | 1163362.77 | 0 | 0 | 262943 | 44001 | 17793.26 | 7363 | 0 | 34550 | 11696.04
| 11 | 5035 | 11 | Overhead Distribution Transformers - Operation |  | 6411 | [7 empty] | 17 | 0 | 10496.64 | 0 | 0 | 5345.9 | -4749 | 28708.04 | 35806.66 | 31727.86 | 0 | 0 | 4115.41 | 1512.5 | 1010.61 | 0 | 857.82 | 23642.77 | 0 | 13181.5 | 27187.15 | 6893.96 | 34.38 | 136768.7 | 7818.25 | 0 | 9763.59 | 64819.6 | 120.44 | 0 | 0 | 2116.17 | 130470.09 | 0 | 4267.22 | 246.4 | 415 | 5141 | 0 | 0 | 0 | 6814.85 | 0 | 0 | 0 | 0 | 0 | 0 | 10575 | 65976.67 | 0 | 0 | 0 | 0 | 3167 | 20838.29 | 753.59 | 40399.98 | 1260.9 | 0 | 0 | 271829.55 | 8944.67 | 0 | 11556 | 0 | 4189 | 0 | 3351.13 | 0 | 6411 | 8448.19 | 630
| 12 | 5040 | 12 | Underground Distribution Lines and Feeders - Operation Labor |  | 197908 | [7 empty] | 18 | 0 | 1617.84 | 0 | 1640076 | 11277.56 | 97561.13 | 118921.13 | 28883.11 | 155482.63 | 0 | 0 | 0 | 0 | 180467.78 | 0 | 156904.78 | 0 | 0 | 48963.16 | 28568.84 | 1006.63 | 32638.95 | 21921.59 | 6188.26 | 242479.37 | 115061.06 | 54514.43 | 0 | 93396.11 | 0 | 2847.6 | 37717.12 | 0 | 439189.5 | 18961.29 | 44280 | 34701 | 434710.97 | 104233.57 | 0 | 48723.12 | 0 | 1300 | 276189.17 | 117703.72 | 4999.52 | 256396.55 | 0 | 112764.63 | 1308.49 | 0 | 20478.04 | 0 | 223708 | 526193.3 | 166632.06 | 344.87 | 0 | 0 | 145825.5 | 30102.12 | 0 | 1462006.53 | 1126229 | 0 | 47772 | 210588 | 849.97 | 0 | 197908 | 0 | 3255.62
| 13 | 5045 | 13 | Underground Distribution Lines and Feeders - Operation Supplies and Expenses |  | 0 | [7 empty] | 19 | 0 | 0 | 0 | 75024 | 3587.75 | 6266.71 | 540432.07 | 71317.63 | 10104.97 | 0 | 0 | 0 | 0 | 0 | 0 | 79424.66 | 538842.15 | 0 | 11903.98 | 12019.36 | 283.13 | 7052.55 | 33184.82 | 46816.72 | 5016.24 | 0 | 13179.61 | 633.81 | 1132226.38 | 0 | 0 | 0 | 0 | 2493865.99 | 98965.54 | 91 | 26903 | 336999.92 | 2287.16 | 0 | 45813.79 | 0 | 343357 | 13036.59 | 326712.87 | 7783.13 | 26995.27 | 0 | 30526.67 | 5761.5 | 0 | 471.19 | 0 | 65015 | 376536.11 | 27320.16 | 57 | 0 | 0 | 4305.35 | 15630.11 | 5375.57 | 1800409.79 | 0 | 0 | 15687 | 0 | 6654.12 | 11 | 0 | 808541.08 | 2712.4
| 14 | 5055 | 14 | Overhead Distribution Lines and Feeders |  | 0 | [7 empty] | 20 | 0 | 0 | 0 | 0 | 21158.31 | 9.87 | 272873.49 | 61156.69 | 7581.32 | 1441.85 | 0 | 0 | 0 | 3500.21 | 0 | 475.27 | 83870.6 | 0 | 4862.64 | 29131.46 | 3007.78 | 0 | 172138.65 | 1225.23 | 0 | 1873.22 | 0 | 301.75 | 0 | 0 | 2119.94 | 86429.58 | 0 | 6060.81 | 189 | 4047.07 | 1432 | 0 | 0 | 0 | 387097.35 | 0 | 6265 | 0 | 271.84 | 0 | 0 | 1655.03 | 169174.61 | 583.3 | 0 | 0 | 0 | 567 | 124820.17 | 3230.39 | 0 | 0 | 0 | 5753.4 | 185859.19 | 2547.13 | 14266.28 | 197634 | 0 | 31801 | 5011 | 2472.49 | 0 | 0 | 52213.69 | 12168.39
| 15 | 5065 | 15 | Meter Expense |  | 44712 | [7 empty] | 21 | 0 | 352937.96 | 11121.92 | 400579 | 50738.67 | 417822.81 | 160776.12 | 789701.74 | 359286.58 | 33526.61 | 572.37 | 3139.16 | 1595 | 16919.88 | 0 | 200800.63 | 369244.3 | 0 | 5025.89 | 194414.63 | 271870.27 | 20108.07 | 628104.67 | 174949.84 | 258001.37 | 217503.62 | 246346.87 | 6672.89 | 4567936.68 | 7250 | 7476.26 | 858366.39 | 15979815.13 | 641661.3 | 241352.71 | 3230 | 370912 | 665186.79 | 0 | 80342.73 | 1123363.51 | 94720.35 | 250983 | 55915.27 | 469026.05 | 20493.99 | 255628.86 | 14790.21 | 616161.65 | 90668.02 | 0 | 70727.91 | 127852.08 | 141458 | 3229649.98 | 294315.75 | 26358.09 | 4150.1 | 0 | 1199.4 | 157825.32 | 115702.64 | 484729.78 | 325652 | 0 | 309726 | 223098 | 74014.37 | 19024 | 44712 | 426729.72 | 162120.81
| 16 | 5070 | 16 | Customer Premises - Operation Labor |  | 0 | [7 empty] | 22 | 0 | 91312.4 | 0 | 0 | 140240.14 | 267.35 | 245143.09 | 17409.95 | 4289.04 | 0 | 0 | 0 | 0 | 0 | 1244843.84 | 14566.25 | 0 | 0 | 27902.86 | 524824.37 | 186535.72 | 0 | 634454.58 | 32039.26 | 0 | 11733.27 | 0 | 40032.4 | 992490.74 | 0 | 0 | 838393.2 | 28443297.65 | 0 | 55089.05 | 13214.17 | 180789 | 1114.17 | 0 | 0 | 0 | 86444.14 | 285018 | 337119.38 | 124059.16 | 16316.04 | 168.46 | 127530.38 | 1017273.88 | 49695.74 | 0 | 0 | 102239.55 | 0 | 724595.4 | 150213.89 | 23167.85 | 22133.85 | 0 | 14293.34 | 850.1 | 0 | 2798435.27 | 115455 | 53187.99 | 0 | 0 | 33475.89 | 0 | 0 | 0 | 105999.63
| 17 | 5075 | 17 | Customer Premises - Operation Materials and Supplies |  | 0 | [7 empty] | 23 | 0 | 51199.51 | 0 | 0 | -1863.36 | 58 | 73859.12 | 8062.13 | 4194.89 | 0 | 0 | 0 | 25524.58 | 0 | 24026.42 | 6259.65 | 7364.24 | 0 | 823.92 | 0 | 6704.43 | 463 | 0 | 9946.64 | 0 | 0 | 0 | 439.38 | 122484.37 | 0 | 0 | 0 | 3871032.2 | 0 | 101903.73 | 9435.64 | 7956 | 3043.77 | 0 | 0 | 0 | 1528.1 | -4833 | 0 | 0 | 148775.66 | 16.56 | 42767.41 | 19748.32 | 65447.64 | 0 | 0 | 9495.17 | 0 | 1857374.51 | 41257.68 | 4401.35 | 0 | 0 | 0 | 18197.37 | 69082.13 | 1997164.07 | 612 | 159.39 | 0 | 0 | 12477.82 | 0 | 0 | 317785.73 | 21103.56
| 18 | 5085 | 18 | Miscellaneous Distribution Expense |  | 8500 | [7 empty] | 24 | 0 | 323457.41 | 14931.93 | 426845 | 168205.01 | 367975.08 | 0 | 0 | 370142.85 | 54618.14 | 0 | 202129.65 | 9682.09 | 0 | 2888634.55 | 0 | 102221.69 | 85389.08 | 7201.43 | 46809.09 | 2099.37 | 140643.99 | 1240469.13 | 60103.92 | 1633968.62 | 423390.33 | 16000 | 61791.16 | 13467827.16 | 0 | 0 | 334599.4 | 10213967.57 | 7796842.95 | 405526.84 | 34623.07 | 43585 | 0 | 9479.24 | 198759.36 | 2497932.49 | 197068.88 | 1216563 | 135741.29 | 1732082.8 | 110607.5 | -99720.09 | 220792.94 | 1234123.04 | 179857.59 | 0 | 504760.73 | 76908.77 | 299368 | 251316.27 | 512348.67 | 96641.17 | 144635.47 | 17062.57 | 235154.95 | 39037.68 | 246174 | 6437255.86 | 465573 | 0 | 2115296 | 97365 | 71063.43 | 18214 | 8500 | 806485.84 | 302250.64
| 19 | 5090 | 19 | Underground Distribution Lines and Feeders - Rental Paid |  | 0 | [7 empty] | 25 | 0 | 0 | 0 | 0 | 0 | 0 | 0 | 0 | 6926.2 | 0 | 0 | 0 | 0 | 0 | 0 | 0 | 0 | 0 | 0 | 0 | 0 | 0 | 0 | 0 | 0 | 0 | 0 | 0 | 0 | 0 | 0 | 0 | 0 | 0 | 0 | 0 | 0 | 8416.03 | 0 | 0 | 0 | 0 | 0 | 0 | 0 | 0 | 0 | 0 | 0 | 0 | 0 | 0 | 0 | 0 | 0 | 52.67 | 0 | 0 | 0 | 999.38 | 0 | 0 | 0 | 0 | 0 | 0 | 0 | 0 | 0 | 0 | 0 | 0
| 20 | 5095 | 20 | Overhead Distribution Lines and Feeders - Rental Paid |  | 0 | [7 empty] | 26 | 0 | -18752.74 | 700.61 | 13751 | 17491.52 | 0 | 51857.63 | 30365.29 | 37240.44 | 6172.31 | 1900.34 | 0 | 0 | 5578.69 | 0 | 0 | 0 | 0 | 14622.9 | 0 | 5564.1 | 0 | 90377.74 | 32132.28 | 8626.03 | 0 | 0 | 7055.22 | 0 | 2015.84 | 886.91 | 33472.29 | 0 | 0 | 11199.19 | 0 | 28297 | 19433 | 0 | 34984.28 | 76404.13 | 0 | 0 | 23376.04 | 0 | 18244.85 | 30314.86 | 13106.28 | 30000 | 0 | 0 | 0 | 0 | 0 | 66583.66 | 8202.12 | 9187.85 | 22987.7 | 0 | 8026.42 | 0 | 3209.84 | 0 | 99354 | 0 | 0 | 23970 | 0 | 0 | 0 | 8552.85 | 2196.48
| 21 | 5096 | 21 | Other Rent (Distribution) |  | 0 | [7 empty] | 27 | 0 | 3764.99 | 0 | 0 | 0 | 3900 | 0 | 0 | 0 | 0 | 0 | 172800 | 0 | 0 | 104159.05 | 0 | 0 | 810 | 0 | 65710.39 | 0 | 0 | 0 | 0 | 0 | 0 | 0 | 3650 | 224974.73 | 0 | 0 | 0 | 0 | 0 | 0 | 0 | 0 | 0 | 0 | 0 | 0 | 0 | 0 | 0 | 0 | 0 | 0 | 634.88 | 0 | 9824.66 | 0 | 0 | 0 | 0 | 106278.04 | 91403.54 | 26096.8 | 0 | 0 | 0 | 0 | 0 | 0 | 74 | 0 | 0 | 0 | 0 | 0 | 0 | 0 | 0
| 22 |  |  | Subtotal: Operation |  | 264132 | [7 empty] | 28 | 0 | 1295792.09 | 322946.67 | 3791562 | 711340.02 | 1554358.2 | 5326504.88 | 2169275.24 | 1702685.14 | 322477.75 | 208239.31 | 721685.67 | 39763.95 | 263089.52 | 12325446.51 | 1132180.44 | 2364660.36 | 128569.22 | 340593.14 | 1174580.75 | 904644.56 | 427285.43 | 5982342.25 | 648822.29 | 4891379.75 | 1537803.46 | 1442650.53 | 175120.06 | 28850125.37 | 30115.11 | 55990.12 | 6365427.14 | 90026476.24 | 16546013.99 | 1376142.3 | 138355.8 | 2109260 | 4143355.56 | 508337.3 | 320991.37 | 8693278.57 | 829169.72 | 2264237 | 1240277.38 | 4310480.8 | 548539.8 | 627636.48 | 588484.78 | 7512896.32 | 460635.23 | 827250 | 1591250.53 | 583969.03 | 2200634 | 21765382.94 | 3659665.13 | 311428 | 282484.61 | 526730.36 | 899497.53 | 3164099.48 | 644836.24 | 48560662.95 | 5572838 | 75160.29 | 6278264 | 1320244 | 376283.3 | 131564 | 264132 | 3345872.48 | 919729.42
| 23 | 5105 | 22 | Maintenance Supervision and Engineering |  | 17479 | [7 empty] | 29 | 0 | 68264.15 | 0 | 0 | 76803.62 | 81810.21 | 0 | 0 | 33811.9 | 43284.33 | 0 | 105173.89 | 0 | 0 | 0 | 474071.66 | 0 | 0 | 40769.99 | 369946.43 | 0 | 40472.83 | 0 | 246462.22 | 0 | 127302.94 | 0 | 17828.9 | 255696.35 | 11148.76 | 6560 | 191188.75 | 10947316.06 | 0 | 8489.36 | 199244.82 | 68797 | 0 | 0 | 311015.37 | 1801737.89 | 0 | 0 | 112450.69 | 525742.03 | 34432.97 | 0 | 9914.25 | 476000.32 | 140363.11 | 0 | 169529.51 | 7307.59 | 258685 | 3812.53 | 0 | 0 | 0 | 0 | 109209.7 | 1066444.64 | 26731.37 | 19422460.65 | 548562 | 1644.31 | 473680 | 83978 | 57138.25 | 2561 | 17479 | 94952.16 | 75474.25
| 24 | 5110 | 23 | Maintenance of Buildings and Fixtures |  | 14261 | [7 empty] | 30 | 0 | 2853.9 | 0 | 0 | 59976.18 | 7200.57 | 138933.73 | 0 | 44791.86 | 0 | 0 | 4565.47 | 7947.74 | 0 | 0 | 0 | 0 | 62772.34 | 4392.64 | 0 | 4946.82 | 0 | 45460.5 | 0 | 0 | 0 | 0 | 0 | 247471.56 | 0 | 0 | 4122.12 | 409981.92 | 0 | 0 | 0 | 44400 | 192216.33 | 0 | 0 | 81035.6 | 3079.21 | 0 | 0 | 0 | 0 | 107819.74 | 67.34 | 15358.02 | 0 | 0 | 3640.26 | 16064.3 | 5575 | 23516.39 | 224709.95 | 1846.53 | 0 | 0 | 402.4 | 13942.08 | 0 | 14284733.14 | 9240 | 0 | 50605 | 15656 | 0 | 12241 | 14261 | 1954.91 | 2473.12
| 25 | 5112 | 24 | Maintenance of Transformer Station Equipment |  | 0 | [7 empty] | 31 | 0 | 0 | 0 | 0 | 62985.83 | 0 | 0 | 22353.05 | 0 | 0 | 0 | 0 | 0 | 0 | 0 | 0 | 279788.24 | 53287.28 | 0 | 0 | 0 | 0 | 0 | 16403.83 | 0 | 0 | 0 | 0 | 0 | 0 | 0 | 24662.7 | 1647615.24 | 972763.11 | 0 | 0 | 0 | 730662.01 | 0 | 0 | 0 | 0 | 0 | 0 | 0 | 49500.41 | 0 | 3596.37 | 96689.16 | 0 | 0 | 0 | 0 | 0 | 242301.77 | 91106.68 | 0 | 0 | 0 | 0 | 0 | 0 | 0 | 0 | 0 | 57766 | 0 | 0 | 0 | 0 | 0 | 0
| 26 | 5114 | 25 | Maintenance of Distribution Station Equipement |  | 163068 | [7 empty] | 32 | 0 | 122181.99 | 6769.92 | 76514 | 1222.41 | 3639.94 | 3546.07 | 0 | 192234.54 | 12225.62 | 0 | 35930.61 | 5093.05 | 0 | 0 | 109248.52 | 104492.04 | 0 | 13968.58 | 300 | 670.65 | 28422.37 | 159993.48 | 840.78 | 13987 | 81097.32 | 7747.07 | 0 | 201013.5 | 0 | 0 | 218906.9 | 15515043.47 | 354310.12 | 33377.07 | 15675 | 226885 | 124180.6 | 0 | 44763.37 | 344055.72 | 4794.67 | 0 | 87058.2 | 12381.19 | 3294.48 | 110661.56 | 7808.04 | 141637.84 | 11226.17 | 0 | 243310.79 | 96669.2 | 0 | 380503.75 | 35138.14 | 565.99 | 38750.15 | 0 | 23019.69 | 113253.7 | 340.02 | 3212202.24 | 355275 | 0 | 24965 | 59280 | 29016.29 | 25614 | 163068 | 348592.18 | 9096
| 27 | 5120 | 26 | Maintenance of Poles, Towers and Fixtures |  | 159739 | [7 empty] | 33 | 0 | 127827.42 | 0 | 3835 | 30322.22 | 55725.75 | 184909.56 | 39719.79 | 85079.6 | 13107.17 | 0 | 91285.74 | 2693 | 12302.31 | 0 | 162024.96 | 0 | 56496.7 | 7308.58 | 34878.77 | 64492.72 | 41705.48 | 214280.77 | 38056.77 | 44011.27 | 257906.57 | 7161.41 | 41299.7 | 26827.61 | 0 | 8772.17 | 174172.01 | 20495276.84 | 363098.19 | 10631.58 | 7533.41 | 73245 | 240866.9 | 0 | 0 | 505961.18 | 23372.97 | 278157 | 112932.57 | 88323.22 | 60723.64 | 50319.8 | 26970.27 | 58944.19 | 18410.67 | 561553 | 461321.1 | 9871.17 | 0 | 298910.62 | 56457.33 | 10927.77 | 15575.75 | 35677.33 | 6011.81 | 212727.16 | 3942.93 | 0 | 52535 | 20317.06 | 209754 | 188644 | 5801.76 | 16176 | 159739 | 82180.39 | 52998.11
| 28 | 5125 | 27 | Maintenance of Overhead Conductors and Devices |  | 247107 | [7 empty] | 34 | 0 | 656415.58 | 480 | 78864 | 163820.96 | 200915.67 | 1092957.54 | 500336.5 | 323488.54 | 11728.62 | 0 | 354023.63 | 4521.75 | 151180.77 | 3267818.11 | 377820.97 | 0 | 0 | 46203.19 | 159428.98 | 79683.23 | 63367.3 | 332020.6 | 63288.85 | 156038.76 | 610042.35 | 1921.5 | 39376.85 | 1156568.04 | 4844.75 | 36494.41 | 708926.22 | 50028895.05 | 583558.42 | 49139.87 | 205453 | 166037 | 1058766.72 | 0 | 0 | 1477796.01 | 21035.11 | 293567 | 449540.25 | 781873.64 | 29997.85 | 232213.43 | 143750.5 | 173360.18 | 54281.26 | 51232 | 0 | 155816.42 | 188576 | 1788215.67 | 522241.7 | 9327.84 | 186054.64 | 0 | 43362.77 | 1069986.51 | 7625.7 | 16912537.89 | 328785 | 222757.23 | 71229 | 475431 | 5266.99 | 51624 | 247107 | 339587.77 | 51638.25
| 29 | 5130 | 28 | Maintenance of Overhead Services |  | 105238 | [7 empty] | 35 | 0 | 250677.44 | 179.74 | 1350 | 60916.82 | 348454.26 | 240384.79 | 318230.56 | 272975.89 | 27419.25 | 0 | 154567.09 | 0 | 48857.25 | 0 | 179371.86 | 411745.24 | 165309.92 | 32260.3 | 139342.53 | 709316.32 | 5048.43 | 297737.45 | 26848.69 | 200748.86 | 206139.95 | 0 | 3970.83 | 78379.47 | 0 | 53204.39 | 206371.92 | 0 | 302805.93 | 64767.27 | 0 | 58004 | 1667266.58 | 49343.23 | 555677.85 | 280489.69 | 15695.82 | 0 | 0 | 166257.87 | 25124.8 | 268914.77 | 105866.96 | 68563.94 | 28199.42 | 0 | 0 | 56401.45 | 235444 | 358068.76 | 67297.15 | 17875.62 | 47362.02 | 0 | 5335.77 | 555884.34 | 11392.57 | 0 | 36949 | 37034.42 | 56308 | 322557 | 18944.77 | 14612 | 105238 | 28059.64 | 72434.82
| 30 | 5135 | 29 | Overhead Distribution Lines and Feeders - Right of Way |  | 212776 | [7 empty] | 36 | 0 | 3231088.08 | 62820.16 | 0 | 132083.17 | 386926.81 | 720220.44 | 368425.65 | 464164.87 | 62947.87 | 0 | 168298.9 | 5995 | 320686.77 | 863795.36 | 179524.08 | 689860.26 | 136952.24 | 62555.37 | 536618.78 | 161383.34 | 68501.72 | 440103.71 | 11539.67 | 219780.83 | 558557.33 | 262174.28 | 18529.55 | 1079524.9 | 1150 | 56039.18 | 296650.13 | 116925625.7 | 4671842.68 | 119800.61 | 220780 | 262836 | 0 | 45421.06 | 194720.1 | 887030.98 | 27116 | 507747 | 176795.16 | 291160.91 | 68691.25 | 439096 | 81751.75 | 323963.58 | 84570.01 | 0 | 0 | 189434.14 | 66908 | 2000306.07 | 642041.93 | 106991.16 | 40003.01 | 59774.95 | 107229.27 | 764196.21 | 52348.74 | 3204037.06 | 1110031 | 179645.4 | 298147 | 174760 | 89726.8 | 105808 | 212776 | 145446.38 | 69103.22
| 31 | 5145 | 30 | Maintenance of Underground Conduit |  | 989 | [7 empty] | 37 | 0 | 0 | 0 | 861 | 599.92 | 25622.9 | 167530.62 | 70519.49 | 4650.94 | 1406.16 | 0 | -612.55 | 0 | 0 | 0 | 1055.25 | 0 | 0 | 130.9 | 0 | 23297.63 | 0 | 144720.11 | 96.06 | 143851.73 | 6273.07 | 0 | 564.85 | 161735.33 | 0 | 342.72 | 6627.41 | 98544.53 | 35720.67 | 0 | 0 | 49465 | 211820.3 | 0 | 0 | 446463.75 | 153.46 | 0 | 4413.54 | 39937.83 | 0 | 11110.54 | 12084.19 | 210024.78 | 0 | 189374 | 222747.82 | 0 | 0 | 5668.59 | 91315.39 | 4259.48 | 1640.45 | 0 | 245.16 | 39164.93 | 0 | -182.45 | 22255 | 0 | 0 | 3195 | 255.09 | 4853 | 989 | 0 | 5583.08
| 32 | 5150 | 31 | Maintenance of Underground Conductors and Devices |  | 42515 | [7 empty] | 38 | 0 | 0 | 0 | 11569 | 10467.19 | 134677.27 | 618634.94 | 430075.21 | 29858.51 | 3477.39 | 0 | 127172.56 | 0 | 57680.22 | 5625572.93 | 12743.8 | 0 | 9237.23 | 3996.48 | 75327.78 | 94793.4 | 14030.72 | 21042.3 | 2827.03 | 167290.75 | 38228.07 | 20940 | 6265.14 | 922046.22 | 0 | 2699.1 | 1208595.07 | 1358421.46 | 502224.45 | 24178.03 | 6728.66 | 149420 | 500360.29 | 0 | 51225.77 | 1046858.88 | 10023.92 | 102986 | 283200.9 | 226672.07 | 27714.06 | 81408.98 | 32500.52 | 401415.54 | 23445.86 | 0 | 0 | 12092.33 | 22814 | 3416923.26 | 169953.82 | 821.05 | 10575.03 | 0 | 4837.36 | 94519.04 | 7044.97 | 7685651.34 | 366081 | 129536.59 | 5460 | 187635 | 0 | 83591 | 42515 | 213137.61 | 24338.23
| 33 | 5155 | 32 | Maintenance of Underground Services |  | 150524 | [7 empty] | 39 | 0 | 11933.98 | 0 | 478 | 0 | 294455.82 | 320248.28 | 124568.69 | 61012.49 | 90045.51 | 0 | 325505.96 | 0 | 89065.94 | 0 | 102691.78 | 220811.47 | -339010.07 | 175.5 | 179244.04 | 59586.43 | 0 | 112540.51 | 55263.69 | 217989.27 | 134663.02 | 0 | 8612.67 | 0 | 0 | 7065.48 | 1035309.74 | 0 | 231788.78 | 76614.06 | 0 | 26913 | 219948.55 | 30939.63 | 113126.34 | 810253.88 | 22261.36 | 0 | 0 | 121575.68 | 77051.74 | 221993.41 | 9081.82 | 141457.23 | 125321.14 | 0 | 104839.56 | 19718.8 | 179543 | 331859.2 | 81651.14 | 4115.36 | 34897.22 | 0 | 6208.35 | 195995.63 | 24838.96 | 15991.59 | 230515 | 46165.33 | 229488 | 143005 | 2534.18 | 13305 | 150524 | 421442.99 | 84784.11
| 34 | 5160 | 33 | Maintenance of Line Transformers |  | 176528 | [7 empty] | 40 | 0 | 5548.73 | 0 | 7117 | 37270.4 | 23439.69 | 103138.44 | 138687.49 | 31679.25 | 42219.92 | 0 | 45954.15 | 0 | 19306.67 | 0 | 24204.23 | 43346.76 | 41450.48 | 0 | 38219.51 | 16370.35 | 0 | 199136.66 | 44312.83 | 133408.91 | 43347.19 | 0 | 61057.24 | 93740.02 | 0 | 8771.97 | 16720.66 | 3009362.6 | 534832.4 | 17208.13 | 307.31 | 12933 | 230748.05 | 9997.04 | 53700.48 | 202640.53 | 957.99 | 242298 | 103156.68 | 91430.31 | 26607.99 | 207910.43 | 11375.94 | 202529.13 | 15065.35 | 37080 | 0 | 59950.7 | 49787 | 276951.71 | 211053.87 | 10680.47 | 14470.05 | 5527.71 | 9878.64 | 72266.68 | 10004.49 | 0 | 111424 | 21113.56 | 71116 | 91509 | 357.44 | 40113 | 176528 | 161266.98 | 158926.72
| 35 | 5175 | 34 | Maintenance of Meters |  | 108599 | [7 empty] | 41 | 0 | 402230.15 | 41439.26 | -463 | 105904.51 | 0 | 110665.43 | 0 | 369007.02 | 2530.71 | 0 | 255161.35 | 0 | 237613.57 | 1615062.16 | 196784.05 | 0 | 133663.83 | 974.28 | 60986.6 | 76419.1 | 35785.04 | 29633.28 | 0 | -15514.59 | 12137.11 | -385 | 225227.03 | 47404.49 | 20.68 | 0 | 19783.14 | 0 | 1760699.94 | 23318.88 | 196.56 | 1283 | 0 | 39301.72 | 10666 | 145267.02 | 9183.11 | 21183 | 124165.09 | 427.15 | 48438.91 | 8440.33 | 574.03 | 0 | 0 | 93027 | 0 | 0 | 0 | 46.37 | 81681.84 | 3698.21 | 10953.88 | 54527.81 | 0 | 75697 | 0 | 0 | 484055 | 41561.81 | 3670 | 88664 | 26268.77 | 19771 | 108599 | 24636.07 | 2336.39
| 36 |  |  | Subtotal: Maintenance |  | 1398823 | [7 empty] | 42 | 0 | 4879021.42 | 111689.08 | 180125 | 742373.23 | 1562868.89 | 3701169.84 | 2012916.43 | 1912755.41 | 310392.55 | 0 | 1667026.8 | 26250.54 | 936693.5 | 11372248.56 | 1819541.16 | 1750044.01 | 320159.95 | 212735.81 | 1594293.42 | 1290959.99 | 297333.89 | 1996669.37 | 505940.42 | 1281592.79 | 2075694.92 | 299559.26 | 422732.76 | 4270407.49 | 17164.19 | 179949.42 | 4112036.77 | 220436082.87 | 10313644.69 | 427524.86 | 655918.76 | 1140218 | 5176836.33 | 175002.68 | 1334895.28 | 8029591.13 | 137673.62 | 1445938 | 1453713.08 | 2345781.9 | 451578.1 | 1739888.99 | 445341.98 | 2309943.91 | 500882.99 | 932266 | 1205389.04 | 623326.1 | 1007332 | 9127084.69 | 2274648.94 | 171109.48 | 400282.2 | 155507.8 | 315740.92 | 4274077.92 | 144269.75 | 64737431.46 | 3655707 | 699775.71 | 1552188 | 1834314 | 235310.34 | 390269 | 1398823 | 1861257.08 | 609186.3
| 37 | 5305 | 35 | Supervision (Billing and Collection) |  | 17479 | [7 empty] | 43 | 0 | 93624.84 | 2421 | 244254 | 64477.28 | 354125.26 | 0 | 661051.16 | 135934.95 | 37473.16 | 0 | 90766.13 | 0 | 102514.54 | 3346423.75 | 466369.12 | 0 | 0 | 0 | 182943.44 | 31280.25 | 0 | 0 | 34019.05 | 610331.36 | 172176.79 | 206277.52 | 0 | 0 | 68743.87 | 0 | 444529.27 | 0 | 0 | 0 | 0 | 0 | 491075.54 | 0 | 203668.01 | 165106.8 | 0 | 0 | 104528.39 | 998224.01 | 19518.59 | 0 | 83896.7 | 531210.74 | 19076.64 | 0 | 138042.28 | 0 | 328163 | 1020229.54 | 48437.89 | 0 | 0 | 0 | 73193.23 | 0 | 0 | 230611.92 | 0 | 0 | 60550 | 0 | 36587.99 | 0 | 17479 | 59376.02 | 58004.44
| 38 | 5310 | 36 | Meter Reading Expense |  | 229487 | [7 empty] | 44 | 0 | 115582.26 | 39511.7 | 270167 | 16528.51 | 474668.05 | 385991.65 | 261151.49 | 89466.54 | 103048.34 | 32959.16 | 170501.94 | 0 | 54311.2 | 2137216.25 | 261072.01 | 295890.69 | 0 | 62426.31 | 294424.44 | 236772.21 | 3546.87 | 24410.27 | 53593.36 | 122448.03 | 295926.92 | 35661.49 | 23404.7 | 0 | 0 | 34817.28 | 685608.33 | 12101865.37 | 411331.64 | 0 | 23602.74 | 187754 | 564690.54 | 260413.01 | 72413.72 | 1591164.94 | 130806.59 | 302929 | 316368.26 | 496222.07 | 100979.61 | 273317.93 | 178101.85 | 714694.58 | 167417.01 | 163377 | 508970.71 | 48136.32 | 271591 | 2306710.42 | 337646.28 | 27950.24 | 61805.77 | 4532.88 | 188530.99 | 202650.93 | 41379.31 | 3578418.19 | 228968 | 138480.65 | 363377 | 25152 | 63157.63 | 75061 | 229487 | 309657.81 | 110849.85
| 39 | 5315 | 37 | Customer Billing |  | 443945 | [7 empty] | 45 | 0 | 170739.85 | 127999 | 932853 | 292854.96 | 782822.03 | 856666.1 | 1075142.36 | 468791.54 | 200099.41 | 78035.35 | 431511.81 | 201913.39 | 236392.21 | 863810.11 | 2365443.01 | 376717.04 | 840661.94 | 164329.73 | 484435.85 | 561370.9 | 149179.2 | 1547561.38 | 429705.29 | 1104774.51 | 705387.84 | 355870.31 | 208062 | 0 | 122806.41 | 233513.81 | 2887302.5 | 55948037.57 | 9083370.5 | 388247.57 | 442461.28 | 358918 | 1758559.97 | 173403.06 | 579899.08 | 1778883.72 | 218614.27 | 1456923 | 794943.58 | 2711004.73 | 393071.53 | 414687.25 | 163828.26 | 1054856.43 | 325489.4 | 854737 | 1035895.31 | 431255.32 | 747720 | 7554640.83 | 501949.29 | 277980.48 | 351163.41 | 206117.41 | 352764.97 | 1109380.73 | 441976.74 | 8714033 | 2959935 | 486908.99 | 1527462 | 846403 | 115121.47 | 342729 | 443945 | 910410.43 | 252246.96
| 40 | 5320 | 38 | Collecting |  | 331136 | [7 empty] | 46 | 0 | 236538.22 | 0 | 258401 | 314208.28 | 379474.9 | 229986.16 | 273855.51 | 367129.86 | 104579.83 | 0 | 101199.66 | 0 | 89833.37 | 1075005.92 | -987227.53 | 54615.59 | 0 | 107235.44 | 69656.77 | 191797.14 | 101720 | 196173.02 | 26442.73 | 301368.28 | 257907.72 | 530094.33 | 42892.43 | 173679.17 | 0 | 106676.27 | 1206443.51 | 14021264.19 | 1924961.15 | 345165.19 | 0 | 138566 | 795688.12 | 30140.1 | 166715.22 | 1381180.83 | 74789.05 | 340252 | 682037.61 | 554044.62 | 55199.75 | 288999.34 | 114155 | 138481.55 | 158188.45 | 38116 | 279225.38 | 150075.47 | 694753 | 3457638.34 | 348403.51 | 81538.06 | 56173.28 | 95179.04 | 400749.09 | 487488.47 | -21.83 | 17591342.54 | 1130375 | 318234.73 | 695153 | 415753 | 112720.04 | 0 | 331136 | 203774.73 | 132950.54
| 41 | 5325 | 39 | Collecting - Cash Over and Short |  | 0 | [7 empty] | 47 | 0 | 0 | -36.9 | 0 | -70.83 | 7122.57 | 215.16 | -0.1 | 0 | -3.4 | 0 | 170.66 | 0 | 2753.27 | 0 | 0 | 0 | 0 | 0 | 0 | 0 | 0 | 0 | 0 | 2893.85 | -19.62 | 30 | 0 | 0 | 0 | 7.85 | 0 | 0 | 0 | 147.87 | 0 | 0 | -190.85 | -506.1 | -3147.9 | 0 | 110.94 | -110 | -56.23 | 137.67 | -20.08 | 382.98 | 25.05 | 0 | -8.54 | 0 | 0 | 0 | -1992 | -3232.87 | 0 | 100.13 | -41.19 | -6.6 | -39.75 | 0 | 0 | 0 | -1 | 315.72 | -104 | -119 | 19.94 | -81 | 0 | 0 | 16.65
| 42 | 5330 | 40 | Collection Charges |  | 16971 | [7 empty] | 48 | 0 | 0 | 106.94 | 38 | 1660.15 | 207.14 | 107012.94 | 22171.08 | 0 | 0 | 0 | 0 | 3650 | 5329.26 | -317680.38 | 0 | 0 | 183012.24 | 0 | 40 | 0 | 0 | 0 | 1384.26 | 40242.35 | 0 | 14859.18 | 1446.61 | 0 | 157.6 | 0 | 13547.8 | 0 | 3.27 | 0 | 0 | 0 | 0 | 9684.13 | -8865 | -693806 | 1526.29 | 0 | 0 | 0 | 0 | 0 | 3944.55 | -366726.96 | 0 | 0 | 0 | 0 | 0 | 21489.43 | 0 | 0 | 0 | 0 | -282330 | 0 | 0 | 0 | 0 | -133.09 | -136483 | 0 | 0 | 0 | 16971 | 10066.4 | -15904.9
| 43 | 5340 | 41 | Miscellaneous Customer Account Expenses |  | 0 | [7 empty] | 49 | 0 | 284100.48 | 0 | 0 | 54566.09 | 769728.97 | 596993.97 | 0 | 475043.82 | 0 | 0 | 0 | 0 | 0 | 174645.42 | 0 | 0 | 0 | 0 | 7860.54 | 155555.45 | 0 | 88050.81 | 0 | 1151.23 | 66349 | 0 | 21420 | 8001192.2 | 0 | 0 | 567117.5 | 7241755.94 | 0 | 162718.41 | 0 | 0 | 0 | 33177.6 | 127361.77 | 0 | 0 | 0 | 0 | 238462.53 | 4682.18 | 187.59 | 2123.26 | 0 | 0 | 0 | 0 | -357.86 | 0 | 0 | 0 | 0 | 0 | 0 | 32.71 | 0 | 74919.05 | 0 | 1523562 | 0 | 0 | 33235 | 45140.3 | 0 | 0 | 829086.84 | 12927.26
| 44 |  |  | Subtotal : Billing and Collections |  | 1039018 | [7 empty] | 50 | 0 | 900585.65 | 170001.74 | 1705713 | 744224.44 | 2768148.92 | 2176865.98 | 2293371.5 | 1536366.71 | 445197.34 | 110994.51 | 794150.2 | 205563.39 | 491133.85 | 7279421.07 | 2105656.61 | 727223.32 | 1023674.18 | 333991.48 | 1039361.04 | 1176775.95 | 254446.07 | 1856195.48 | 545144.69 | 2183209.61 | 1497728.65 | 1142792.83 | 297225.74 | 8174871.37 | 191707.88 | 375015.21 | 5804548.91 | 89312923.07 | 11419666.56 | 896279.04 | 466064.02 | 685238 | 3609823.32 | 506311.8 | 1138044.9 | 4222530.29 | 425847.14 | 2099994 | 1897821.61 | 4998095.63 | 573431.58 | 977575.09 | 546074.67 | 2072516.34 | 670162.96 | 1056230 | 1962133.68 | 629109.25 | 2040235 | 14357475.69 | 1236436.97 | 387568.91 | 469101.27 | 305822.73 | 732901.24 | 1799520.13 | 558253.27 | 30114405.65 | 5842839 | 943807 | 2509955 | 1320424 | 372747.37 | 417709 | 1039018 | 2322372.23 | 551090.8
| 45 | 5405 | 42 | Supervision (Community Relations) |  | 0 | [7 empty] | 51 | 0 | 0 | 0 | 0 | 0 | 0 | 0 | 0 | 0 | 0 | 0 | 0 | 0 | 0 | 0 | 0 | 0 | 0 | 0 | 0 | 0 | 15284.42 | 0 | 0 | 0 | 0 | 0 | 0 | 0 | 0 | 0 | 172604.32 | 0 | 0 | 0 | 0 | 0 | 0 | 0 | 0 | 0 | 0 | 0 | 0 | 0 | 0 | 0 | 0 | 0 | 0 | 0 | 144749.61 | 0 | 0 | 974107.4 | 59942.43 | 0 | 0 | 0 | 0 | 0 | 0 | 0 | 0 | 0 | 0 | 45165 | 0 | 0 | 0 | 0 | 23.33
| 46 | 5410 | 43 | Community Relations - Sundry |  | 20931 | [7 empty] | 52 | 0 | 10795.73 | 0 | 108281 | -162.02 | 4975.13 | 0 | 5156.92 | 46.22 | 11925.16 | 115 | 0 | 8362.7 | -12907.47 | 0 | 26427.46 | 48725.18 | 21168.29 | 54.99 | 12012.75 | 0 | 7513.57 | 0 | 0 | 5131.14 | 60428.15 | 0 | 3958.34 | 0 | 0 | 0 | 124541.1 | 963063.9 | 4504232.41 | 5268.36 | 0 | 395 | 159802.93 | 12772.87 | 26400.24 | 60431.08 | 4998.28 | 14510 | 8911.17 | 82819.02 | 0 | 0 | 0 | 133434.04 | 16698.36 | 39833 | 69779.84 | 19058.91 | 0 | 689379.29 | 582621.34 | 1688.17 | 2420.88 | 0 | 0 | 0 | 0 | -16028.53 | 167485 | 1867.92 | 98020 | 7848 | 1655.35 | 458 | 20931 | 34116.35 | 8352.99
| 47 | 5420 | 44 | Community Safety Program |  | 6600 | [7 empty] | 53 | 0 | 0 | 0 | 132914 | 13238.72 | 6529.83 | 27979.66 | 60739.37 | 1830 | 0 | 0 | 2587.5 | 0 | 0 | 0 | 0 | 0 | 0 | 0 | 0 | 11632.26 | 0 | 0 | 0 | 0 | 0 | 456 | 3175.15 | 0 | 0 | 0 | 10800 | 274338.72 | 0 | 350 | 0 | 0 | 78226.91 | 0 | 0 | 86098.82 | 0 | 6910 | 0 | 0 | 0 | 45.19 | 0 | 13000 | 0 | 0 | 181868.17 | 40687.83 | 0 | 0 | 27980.49 | 0 | 0 | 0 | 0 | 12624.26 | 0 | 3513580.31 | 13676 | 0 | 9496 | 3928 | 1192.18 | 0 | 6600 | 0 | 6569.82
| 48 | 5425 | 45 | Miscellaneous Customer Service and Informational Expenses |  | 6867 | [7 empty] | 54 | 0 | 13633.98 | 0 | 1062 | 0 | 0 | 0 | 29688.61 | 20250 | 7990.22 | 0 | 205590.51 | 0 | 0 | 0 | 0 | 0 | 3681.32 | 0 | 0 | 0 | 0 | 0 | 0 | 38857.01 | 0 | 0 | 0 | 0 | 0 | 0 | 180753.63 | 0 | 0 | 2447.9 | 0 | 95401 | 0 | 0 | 0 | 0 | 12939.7 | 0 | 0 | 0 | 757.65 | 1276.95 | 0 | 1399.47 | 0 | 0 | 694532.91 | 0 | 0 | 0 | 0 | 0 | 4042.94 | 0 | 0 | 0 | 0 | 0 | 113 | 0 | 0 | 0 | 0 | 0 | 6867 | 63390.7 | 0
| 49 |  |  | Subtotal: Community Relations |  | 34398 | [7 empty] | 55 | 0 | 24429.71 | 0 | 242257 | 13076.7 | 11504.96 | 27979.66 | 95584.9 | 22126.22 | 19915.38 | 115 | 208178.01 | 8362.7 | -12907.47 | 0 | 26427.46 | 48725.18 | 24849.61 | 54.99 | 12012.75 | 11632.26 | 22797.99 | 0 | 0 | 43988.15 | 60428.15 | 456 | 7133.49 | 0 | 0 | 0 | 488699.05 | 1237402.62 | 4504232.41 | 8066.26 | 0 | 95796 | 238029.84 | 12772.87 | 26400.24 | 146529.9 | 17937.98 | 21420 | 8911.17 | 82819.02 | 757.65 | 1322.14 | 0 | 147833.51 | 16698.36 | 39833 | 1090930.53 | 59746.74 | 0 | 1663486.69 | 670544.26 | 1688.17 | 6463.82 | 0 | 0 | 12624.26 | 0 | 3497551.78 | 181274 | 1867.92 | 107516 | 56941 | 2847.53 | 458 | 34398 | 97507.05 | 14946.14
| 50 | 5605 | 47 | Executive Salaries and Expenses |  | 601930 | [7 empty] | 56 | 0 | 453185.28 | 6078 | 1398712 | 118034.37 | 1237215.04 | 1532053.15 | 2016050.9 | 505967.88 | 0 | 13200 | 370415.42 | 27661.8 | 22608.92 | 303079.3 | 0 | 0 | 255459.68 | 18540 | 0 | 632673.06 | 166876.64 | 720615.67 | 198245.56 | 110850.17 | 70365.66 | 558980.98 | 11300 | 2104496.92 | 16940.26 | 101804.32 | 1266279.92 | 5423323.12 | 2741568.29 | 262072.8 | 8547 | 158386 | 50510.07 | 61205.22 | 7844.26 | 1226805.36 | 28594.95 | 100540 | 126518.8 | 431247.11 | 95735.74 | 0 | 34192.49 | 1970458.83 | 667736.13 | 489171 | 679063.35 | 40166.1 | 222561 | 3766051.06 | 366005.91 | 120550.34 | 287287.38 | 19624.48 | 399167.52 | 970684.01 | 136.99 | 1610316.26 | 1937508 | 50356.85 | 646592 | 373402 | 87970.09 | 51722 | 601930 | 56161.86 | 214541.94
| 51 | 5610 | 48 | Management Salaries and Expenses |  | 190596 | [7 empty] | 57 | 0 | 434875.12 | 124772.29 | 89981 | 200000 | 321734.79 | 24412.48 | 2143282.17 | 518756.64 | 364886.57 | 60694.78 | 123483.31 | 93234.78 | 310992.98 | 3032384.49 | 1656427.36 | 6424375.44 | 1248014.54 | 79354.73 | 1361535.19 | 0 | 0 | 438063.9 | 289447.39 | 2985636.95 | 848627.65 | 449862.8 | 0 | 3510150.17 | 13768.97 | 39465.2 | 1484310.48 | 31307356.45 | 8258618.01 | 329472.79 | 0 | 88705 | 889468.1 | 207878.36 | 0 | 1208115.66 | 500455.35 | 1152477 | 749974.64 | 2124474.07 | 103490.75 | 776633.96 | 126349.8 | 0 | 0 | 461063 | 714400.23 | 194911 | 0 | 10397848.48 | 520921.26 | 94084.93 | 0 | 130214.68 | 514981.77 | 0 | 0 | 2826.74 | 0 | 339820.22 | 0 | 477066 | 111000.89 | 19543 | 190596 | 1049506.31 | 201632.82
| 52 | 5615 | 49 | General Administrative Salaries and Expenses |  | 324813 | [7 empty] | 58 | 0 | 1798315.01 | 88830.03 | 1408588 | 146318.77 | 861522.14 | 2103892.12 | 1175366.31 | 3426728.47 | 215288.65 | 14457.16 | 308901.42 | 64691.06 | 76505.5 | 2913982.43 | 91956.57 | 2110542.45 | 112292.16 | 23003.22 | 218512.66 | 452913.86 | 172472.23 | 821485.2 | 337012.39 | 201943.65 | 691081.79 | 595533.29 | 92121.35 | 2761116.36 | 12269.11 | 0 | 2251583.34 | 55421386.69 | 4425795.19 | 923300.34 | 376892.66 | 475376 | 292024.81 | 301420.57 | 365.33 | 3436555.98 | 51817.5 | 722297 | 427824.32 | 464011.73 | 116758.84 | 375404.09 | 104931.8 | 127496.18 | 328730.22 | 155066 | 1066612.71 | 230319.82 | 1261378 | 2081420.08 | 392407.26 | 11051.87 | 221098.51 | 80851.57 | 257626.44 | 1361628.01 | 565863.51 | 54200157.77 | 5002212 | 280373.13 | 1452229 | 371055 | 84243.87 | 134416 | 324813 | 479135.73 | 505550.95
| 53 | 5620 | 50 | Office Supplies |  | 567096 | [7 empty] | 59 | 0 | 161997.82 | 3914.76 | 2180 | 19049.44 | 73080.61 | 486947.15 | 440151.98 | 446962.09 | 58173.23 | 25504.86 | 0 | 42007.04 | 79379.91 | 484119.4 | 213617.46 | 119843.51 | 69781.94 | 72713.02 | 443140.38 | 177408.27 | 16576.36 | 219356.91 | 45851.87 | 380991.36 | 123363.15 | 135536.92 | 7571.6 | 1793845.02 | 24134.41 | 22542.75 | 0 | 0 | 4581176.36 | 216791.33 | 125820.97 | 160661 | 161849.98 | 93138.67 | 201456.18 | 1232138.72 | 109666.02 | 234166 | 281625.02 | 78511.44 | 28191.14 | 23.97 | 102652.29 | 223562.47 | 69605.9 | 194888 | 180288.24 | 88398.88 | 5168 | 1845469.59 | 413553.31 | 41379.24 | 10679.94 | 7470.13 | 184643.36 | 258352.51 | 0 | 3001.37 | 595044 | 66092.73 | 0 | 0 | 27346.36 | 1568 | 567096 | 130247.95 | 52198
| 54 | 5625 | 51 | Administrative Expense Transferred - Credit |  | 0 | [7 empty] | 60 | 0 | -265694.5 | 0 | 0 | -229071.6 | -271232.73 | -314760.81 | -200960 | -4176269.18 | 0 | 0 | 0 | 0 | 0 | -8663030.68 | 0 | 0 | 0 | 0 | 0 | 0 | -6364.49 | 0 | 0 | -681009.09 | 0 | 0 | 0 | -1635709.08 | 0 | 0 | 0 | -88113120.53 | 219693.65 | 0 | 0 | 0 | -420201.31 | 0 | 0 | 0 | 0 | -16560 | 0 | 0 | 0 | 0 | 0 | -1452801 | 0 | -443574 | -199414.4 | 0 | 0 | 0 | 0 | 0 | 56221.45 | 0 | 0 | 0 | 0 | 138439.12 | -178732 | 53986.14 | -767998 | 0 | 0 | 0 | 0 | 0 | -60252.05
| 55 | 5630 | 52 | Outside Services Employed |  | 193497 | [7 empty] | 61 | 0 | 398333.96 | 43526.09 | -2770 | 325101.99 | 501850.27 | 433624.43 | 578398.79 | 480141.32 | 42200.02 | 110675.31 | 68317.4 | 42412.13 | 148908.07 | 0 | 335067.42 | 862885.23 | 208258.53 | 93144.73 | 54903.35 | 93678.18 | 73383.06 | 53251.69 | 53180.71 | 625795.87 | 367266.93 | 106429.48 | 83585.17 | 1548573.99 | 15093.75 | 32579.31 | 122500.29 | 16160774.9 | 1372754.58 | 199341.52 | 254591.22 | 469552 | 107686.31 | 92587.03 | 120576.75 | 1084284.65 | 72890.03 | 460505 | 276503.84 | 55995 | 41497.24 | 270683.8 | 193377.04 | 732786.04 | 134381.09 | 196905 | 392972.45 | 35000.09 | 129889 | 5171021.37 | 227541.99 | 35286.75 | 70011.96 | 32307.02 | 57125.82 | 207971.75 | 151120 | 6130421.39 | 373588 | 41408.56 | -10605 | 129944 | 88023.16 | 226556 | 193497 | 373189.7 | 148927.22
| 56 | 5640 | 53 | Injuries and Damages |  | 0 | [7 empty] | 62 | 0 | 0 | 0 | 0 | 54868.8 | 0 | 160260.98 | 132414.05 | 0 | 32743.73 | 7020.81 | 45507.79 | 2062.4 | 42777.47 | 0 | 253.6 | 331013.6 | 0 | 7530.44 | 15116.27 | 34543.04 | 0 | 0 | 0 | 78298.83 | 0 | 62098.04 | 0 | 459955.8 | 0 | 3517.56 | 280419.61 | 1045317.97 | 705329.54 | 49895.84 | 1700 | 53296 | 196168.47 | 30333.7 | 0 | 350236.36 | 11422.56 | 0 | 0 | 0 | 22102.36 | 0 | 0 | 191613.03 | 18644.04 | 29229 | 151978.65 | 0 | 0 | 2165070.68 | 0 | 7160.61 | 16866.36 | 0 | 0 | 226829.51 | 0 | 1642099.65 | 249982 | 0 | 110867 | 0 | 0 | 2203 | 0 | 65541.97 | 212546.15
| 57 | 5645 | 54 | OMERS Pensions and Benefits |  | 0 | [7 empty] | 63 | 0 | 283971.38 | 61991.74 | 1551815 | 0 | 37645.05 | 335511.91 | 249388.76 | 1098810.88 | 14641.81 | 63952.77 | -6830 | 0 | 0 | 71242.77 | 209003.15 | 6284997.28 | 1027162.91 | 12011.36 | 191789 | 70826.45 | 42993.22 | -477626 | 6803.33 | 831687 | 0 | 87995.75 | 0 | 1575030.87 | 2640.33 | 10055.07 | 0 | 0 | 704959.29 | 15753 | 117122 | 33262 | 2205.55 | 0 | 132281.13 | 327814.67 | 0 | 22421 | 0 | 0 | 11945 | 534616.33 | 9220.36 | 1895179.7 | 4718.46 | 0 | 830253.4 | -6974.71 | 0 | 549891.52 | 0 | 2468.56 | 0 | 8443.02 | 4248 | 799717.16 | 0 | 0 | 0 | 0 | 0 | 84342 | 2221 | 0 | 0 | 0 | 65556.81
| 58 | 5646 | 55 | Employee Pensions and OPEB |  | 0 | [7 empty] | 64 | 0 | 0 | 0 | 0 | 0 | 0 | 0 | 0 | 0 | 0 | 0 | 0 | 0 | 0 | 0 | 0 | 0 | 0 | 0 | 0 | 0 | 0 | 0 | 0 | 0 | 0 | 0 | 0 | 0 | 0 | 0 | 0 | 0 | 0 | 0 | 0 | 0 | 0 | 0 | 0 | 0 | 0 | 0 | 0 | 0 | 0 | 0 | 0 | 0 | 0 | 0 | 0 | 0 | 0 | 0 | 0 | 0 | 881.86 | 0 | 0 | 0 | 0 | 0 | 0 | 0 | 0 | 0 | 0 | 0 | 0 | 0 | 0
| 59 | 5647 | 56 | Employee Sick Leave |  | 0 | [7 empty] | 65 | 0 | 0 | 0 | 0 | 0 | 0 | 0 | 0 | 0 | 0 | 0 | 0 | 0 | 0 | 0 | 0 | 0 | 0 | 0 | 0 | 0 | 0 | 0 | 0 | -20568 | 0 | 0 | 0 | 0 | 0 | 0 | 0 | 0 | 0 | 0 | 0 | 0 | 0 | 0 | 0 | 0 | 0 | 0 | 0 | 0 | 0 | 4700 | 0 | 0 | 0 | 0 | 0 | 0 | 0 | 0 | 0 | 0 | 0 | 0 | 0 | 0 | 0 | 0 | 0 | 0 | 0 | 0 | 0 | 0 | 0 | 0 | 0
| 60 | 5650 | 57 | Franchise Requirements |  | 0 | [7 empty] | 66 | 0 | 0 | 0 | 0 | 0 | 62200 | 0 | 0 | 0 | 0 | 0 | 0 | 0 | 0 | 0 | 0 | 0 | 0 | 0 | 0 | 0 | 0 | 0 | 0 | 0 | 0 | 0 | 0 | 0 | 0 | 0 | 0 | 0 | 0 | 0 | 0 | 0 | 0 | 0 | 0 | 0 | 0 | 0 | 0 | 0 | 0 | 0 | 0 | 0 | 0 | 0 | 0 | 0 | 0 | 0 | 0 | 0 | 0 | 0 | 0 | 0 | 0 | 0 | 0 | 0 | 0 | 0 | 0 | 0 | 0 | 0 | 0
| 61 | 5655 | 58 | Regulatory Expenses |  | 115450 | [7 empty] | 67 | 0 | 240991.56 | 13555.07 | 324758 | 50126.05 | 104605.8 | 227877.68 | 182712.94 | 232673.24 | 93458.96 | 7774.19 | 122296.33 | 36194.21 | 68693.04 | 765392.94 | 492630.93 | 315141.25 | 78600.87 | 105120.25 | 146535.21 | 138888.75 | 23683.4 | 418206.96 | 30516.18 | 141830.01 | 101129.92 | 124999.54 | 49644.46 | 697842.06 | 67143.38 | 40927.41 | 1096452.41 | 6471705.43 | 1149931.36 | 111126.39 | 24031.86 | 496485 | 692177.89 | 39238.15 | 53990.65 | 435530.98 | 55700.54 | 201895 | 113824.34 | 243901.76 | 46540.19 | 201801.23 | 25216.77 | 772716.55 | 44726.95 | 63240 | 369576.73 | 26774.92 | 127259 | 1609593.84 | 149855.77 | 12201.76 | 53961.28 | 26500.82 | 126357.88 | 159172.63 | 54255.21 | 4878459.47 | 477445 | 58317.31 | 466161 | 63752 | 127206.09 | 111739 | 115450 | 628652.54 | 58396.1
| 62 | 5665 | 59 | Miscellaneous General Expenses |  | 173669 | [7 empty] | 68 | 0 | 94475.9 | 29363.65 | 786750 | 218488.66 | 5880.87 | 488108.07 | 2659.42 | 427231.46 | 98005.64 | 72119.59 | 95358.72 | 0 | 10272.49 | 16407610.74 | 21809.2 | 111662.64 | 605348.74 | 2060.38 | 96851.31 | 59198.4 | 58335.4 | 470371.35 | 89350.68 | 992518.06 | 24443.89 | 464490.1 | 30526.48 | 5954260.89 | 0 | 17503.15 | 3479185.57 | 5918186.54 | 2593215.69 | 131055.09 | 28049.92 | 7481 | 108078 | 0 | 1116155.31 | 1765823.58 | 42424.41 | 261696 | 0 | 103471.77 | 53735.77 | 89668.16 | 9733.66 | 711170.89 | 170503.75 | 107596 | 138011.79 | 68663 | 105416 | 9259324.02 | 223160.74 | 35112.6 | 100014.4 | 46621.62 | 110470.37 | 121477.29 | 206876.62 | -630.14 | 344232 | 105572.89 | 269600 | 130332 | 75785.16 | 32173 | 173669 | 344302.77 | 130647.87
| 63 | 5670 | 60 | Rent (Administrative and General) |  | 0 | [7 empty] | 69 | 0 | 233562.55 | 0 | 0 | 0 | 0 | 115698.24 | 34613.64 | 342585.12 | 0 | 0 | 64992 | 14100 | 0 | 0 | 0 | 0 | 227975.36 | 0 | 0 | 0 | 13284 | 42000 | 0 | 0 | 0 | 0 | 13380 | 0 | 11080.56 | 0 | 0 | 9353488.26 | 0 | 1530.19 | 0 | 303741 | 0 | 0 | 0 | 0 | 0 | 355273 | 270000 | 0 | 0 | 0 | 0 | 8363.86 | 0 | 0 | 301864.03 | 13200 | 671766 | 1270950.58 | 0 | 7885.74 | 7528.02 | 20731.92 | 0 | 294647.98 | 136116 | 0 | 0 | 0 | 0 | 0 | 57.22 | 104352 | 0 | 0 | 65000.01
| 64 | 5672 | 61 | Lease Payment Expense |  | 0 | [7 empty] | 70 | 0 | 0 | 0 | 0 | 0 | 0 | 0 | 0 | 0 | 0 | 0 | 0 | 0 | 0 | 0 | 0 | 0 | 0 | 0 | 0 | 0 | 0 | 0 | 0 | 0 | 0 | 0 | 0 | 0 | 0 | 0 | 0 | 0 | 0 | 0 | 0 | 0 | 0 | 0 | 0 | 0 | 0 | 0 | 0 | 0 | 0 | 0 | 0 | 0 | 0 | 0 | 0 | 0 | 0 | 0 | 0 | 0 | 0 | 0 | 0 | 0 | 0 | 0 | 0 | 0 | 0 | 0 | 0 | 0 | 0 | 0 | 0
| 65 | 5675 | 62 | Maintenance of General Plant |  | 90538 | [7 empty] | 71 | 0 | 597636.54 | 40927.13 | 257497 | 1779.75 | 0 | 334818.81 | 864172.14 | 611871.4 | 22729.07 | 0 | 30729.78 | 0 | 83637.62 | 11668054.38 | 476367.18 | 1502026.57 | 330340.54 | 0 | 178260.32 | 156107.09 | 0 | 501276.01 | 126342.92 | 670154.24 | 0 | 262679.94 | 0 | 1524112.53 | 0 | 19348.43 | 34012.68 | 84728345.95 | 7331787.86 | 282147.85 | 6622.51 | 64456 | 324924.29 | 55770.02 | 491248.72 | 644273.42 | 20704.8 | 395909 | 140323.63 | 725448.89 | 151622.49 | 271034.71 | 0 | 276507.41 | 108203.12 | 278362 | 773648.49 | 83367.59 | 0 | 2690137.24 | 653778.49 | 47465.49 | 50880.41 | 0 | 136163.89 | 95743.63 | 0 | 11320163.35 | 1028679 | 48343.66 | 0 | 0 | 0 | 63510 | 90538 | 242051.76 | 229672.26
| 66 | 5680 | 63 | Electrical Safety Authority Fees |  | 0 | [7 empty] | 72 | 0 | 20832.15 | 0 | 898 | 0 | 16340.25 | 0 | 0 | 14384.63 | 10043.28 | 0 | 7434.31 | 1913.1 | 5261.75 | 100059.71 | 0 | 43793.71 | 0 | 3104.46 | 12379.14 | 10482 | 5029.03 | 0 | 0 | 0 | 0 | 0 | 2457.04 | 0 | 0 | 5108.74 | 62978.27 | 0 | 0 | 9212.3 | 4012.1 | 14500 | 42090.87 | 64999.89 | 15914.71 | 0 | 5326.12 | 0 | 0 | 0 | 5314.74 | 12065.96 | 4146.48 | 31153.45 | 1096.59 | 0 | 0 | 8063.61 | 15983 | 0 | 0 | 2859.23 | 4361.26 | 2598.14 | 7686.48 | 0 | 6317.19 | 409601.26 | 0 | 6394.3 | 0 | 9968 | 4370.66 | 0 | 0 | 0 | 8397.07
| 67 |  |  | Sutotal: A&G Expenses |  | 2257589 | [7 empty] | 73 | 0 | 4452482.77 | 412958.76 | 5818409 | 904696.23 | 2950842.09 | 5928444.21 | 7618251.1 | 3929843.95 | 952170.96 | 375399.47 | 1230606.48 | 324276.52 | 849037.75 | 27082895.48 | 3497132.87 | 18106281.68 | 4163235.27 | 416582.59 | 2719022.83 | 1826719.1 | 566268.85 | 3207001.69 | 1176751.03 | 6318129.05 | 2226278.99 | 2848606.84 | 290586.1 | 20293675.53 | 163070.77 | 292851.94 | 10077722.57 | 127716764.78 | 34084829.82 | 2531699.44 | 947390.24 | 2325901 | 2446983.03 | 946571.61 | 2139833.04 | 11711579.38 | 899002.28 | 3890619 | 2386594.59 | 4227061.77 | 676934.26 | 2536632.21 | 609820.69 | 5488207.41 | 1548346.25 | 1531946 | 5399255.67 | 781890.3 | 2539420 | 40806778.46 | 2947224.73 | 417507.12 | 879792.83 | 375363.4 | 1798471.53 | 4496224.48 | 1120685.52 | 80334856.24 | 9829958 | 1050665.79 | 2166846 | 1639861 | 608224.5 | 747782 | 2257589 | 3368790.59 | 1832815.15
| 68 | 5635 | 64 | Property Insurance |  | 95965 | [7 empty] | 74 | 0 | 43704.52 | 8280.85 | 133208 | 0 | 80563.05 | 37267.59 | 25449.03 | 58796.72 | 5519.88 | 14916.1 | 29679.8 | 1854 | 27207.36 | 0 | 103023.12 | 434110.3 | 25072.39 | 5757.48 | 21205.73 | 0 | 17957.43 | 0 | 28961.67 | 114988.68 | 20631.34 | 45983.52 | 6152.98 | 75598.92 | 3474.58 | 4194.44 | 0 | 2841807.88 | 589976.06 | 43942.58 | 29004.8 | 177810 | 280660.68 | 31802.22 | 56224.59 | 450186.53 | 28380.96 | 110465 | 148867.89 | 282015.69 | 28667.52 | 129412.04 | 34417.56 | 100019.97 | 44215.31 | 39680 | 128279.49 | 0 | 116671 | 0 | 205612.26 | 1480.23 | 18098.8 | 21486.57 | 47025.96 | 36473.8 | 0 | 1566037.36 | 171136 | 17042.4 | 0 | 0 | 42075.25 | 31641 | 95965 | 83603.25 | 29240.71
| 69 | 6210 | 65 | Life Insurance |  | 0 | [7 empty] | 75 | 0 | 0 | 0 | 0 | 0 | 0 | 0 | 0 | 0 | 0 | 0 | 0 | 0 | 0 | 0 | 0 | 0 | 0 | 0 | 0 | 0 | 0 | 0 | 0 | 0 | 0 | 0 | 0 | 0 | 0 | 0 | 0 | 0 | 0 | 0 | 0 | 0 | 0 | 0 | 0 | 0 | 0 | 0 | 0 | 0 | 0 | 0 | 0 | 0 | 0 | 0 | 0 | 0 | 0 | 0 | 0 | 0 | 0 | 0 | 0 | 0 | 0 | 0 | 0 | 0 | 0 | 0 | 0 | 0 | 0 | 0 | 0
| 70 |  |  | Subtotal: Insurance |  | 95965 | [7 empty] | 76 | 0 | 43704.52 | 8280.85 | 133208 | 0 | 80563.05 | 37267.59 | 25449.03 | 58796.72 | 5519.88 | 14916.1 | 29679.8 | 1854 | 27207.36 | 0 | 103023.12 | 434110.3 | 25072.39 | 5757.48 | 21205.73 | 0 | 17957.43 | 0 | 28961.67 | 114988.68 | 20631.34 | 45983.52 | 6152.98 | 75598.92 | 3474.58 | 4194.44 | 0 | 2841807.88 | 589976.06 | 43942.58 | 29004.8 | 177810 | 280660.68 | 31802.22 | 56224.59 | 450186.53 | 28380.96 | 110465 | 148867.89 | 282015.69 | 28667.52 | 129412.04 | 34417.56 | 100019.97 | 44215.31 | 39680 | 128279.49 | 0 | 116671 | 0 | 205612.26 | 1480.23 | 18098.8 | 21486.57 | 47025.96 | 36473.8 | 0 | 1566037.36 | 171136 | 17042.4 | 0 | 0 | 42075.25 | 31641 | 95965 | 83603.25 | 29240.71
| 71 | 5515 | 46 | Advertinsing |  | 0 | [7 empty] | 77 | 0 | 0 | 0 | 0 | 888.6 | 0 | 0 | 0 | 0 | 0 | 0 | 0 | 0 | 100 | 0 | 0 | 0 | 7043.8 | 0 | 0 | 0 | 0 | 0 | 0 | 1604.99 | 0 | 0 | 5617.87 | 0 | 0 | 0 | 0 | 0 | 1346.68 | 0 | 0 | 0 | 0 | 0 | 0 | 0 | 0 | 0 | 0 | 0 | 0 | 0 | 0 | 0 | 0 | 0 | 0 | 0 | 0 | 0 | 0 | 0 | 0 | 0 | 0 | 91634.74 | 0 | 0 | 0 | 0 | 0 | 1050 | 0 | 2034 | 0 | 0 | 0
| 72 |  |  | Subtotal Advertising |  | 0 | [7 empty] | 78 | 0 | 0 | 0 | 0 | 888.6 | 0 | 0 | 0 | 0 | 0 | 0 | 0 | 0 | 100 | 0 | 0 | 0 | 7043.8 | 0 | 0 | 0 | 0 | 0 | 0 | 1604.99 | 0 | 0 | 5617.87 | 0 | 0 | 0 | 0 | 0 | 1346.68 | 0 | 0 | 0 | 0 | 0 | 0 | 0 | 0 | 0 | 0 | 0 | 0 | 0 | 0 | 0 | 0 | 0 | 0 | 0 | 0 | 0 | 0 | 0 | 0 | 0 | 0 | 91634.74 | 0 | 0 | 0 | 0 | 0 | 1050 | 0 | 2034 | 0 | 0 | 0
| 73 |  |  | Total of Above Accounts Used for Benchmarking |  | 5089925 | [7 empty] | 79 | 0 | 11596016.16 | 1025877.1 | 11871274 | 3116599.22 | 8928286.11 | 17198232.16 | 14214848.2 | 9162574.15 | 2055673.86 | 709664.39 | 4651326.96 | 606071.1 | 2554354.51 | 58060011.62 | 8683961.66 | 23431044.85 | 5692604.42 | 1309715.49 | 6560476.52 | 5210731.86 | 1586089.66 | 13042208.79 | 2905620.1 | 14834893.02 | 7418565.51 | 5780048.98 | 1204569 | 61664678.68 | 405532.53 | 908001.13 | 26848434.44 | 531571457.46 | 77459710.21 | 5283654.48 | 2236733.62 | 6534223 | 15895688.76 | 2180798.48 | 5016389.42 | 33253695.8 | 2338011.7 | 9832673 | 7136185.72 | 16246254.81 | 2279908.91 | 6012466.95 | 2224139.68 | 17631417.46 | 3240941.1 | 4427205 | 11377238.94 | 2678041.42 | 7904292 | 87720208.47 | 10994132.29 | 1290781.91 | 2056223.53 | 1384910.86 | 3793637.18 | 13874654.81 | 2468044.78 | 228810945.44 | 25253752 | 2788319.11 | 12614769 | 6172834 | 1637488.29 | 1721457 | 5089925 | 11079402.68 | 3957008.52
| 74 | [12 empty] | 80 | 0
| 75 | Adjustments to OM&A for Benchmarking | [11 empty] | 81 | 0
| 76 |  |  | 5014 |  | 0 | [7 empty] | 82 | 0 | 182.3 | 0 | 0 | 0 | 8005.07 | 0 | 22055.23 | 0 | 0 | 0 | 0 | 0 | 0 | 0 | 0 | 0 | 0 | 0 | 0 | 7387.15 | 4490.29 | 0 | 279.57 | 0 | 0 | 0 | 0 | 0 | 0 | 2435.28 | 12974.4 | 536360.71 | 137264.77 | 0 | 8987.09 | 0 | 320200.71 | 0 | 0 | 0 | 0 | 0 | 0 | 30415.48 | 3339.19 | 0 | 0 | 129156.24 | 0 | 0 | 0 | 0 | 0 | 352387.21 | 64518.54 | 0 | 0 | 0 | 0 | 0 | 0 | 0 | 121623 | 0 | 306043 | 0 | 0 | 0 | 0 | 0 | 0
| 77 |  |  | 5015 |  | 0 | [7 empty] | 83 | 0 | 3.24 | 0 | 0 | 0 | 83400.27 | 0 | 85552.02 | 0 | 0 | 0 | 0 | 0 | 0 | 0 | 0 | 0 | 0 | 0 | 0 | 148537.69 | 5970.43 | 0 | 14790.83 | 0 | 0 | 0 | 0 | 0 | 0 | 17915.53 | 0 | 168668.4 | 11108.13 | 0 | 277 | 0 | 607147.7 | 0 | 0 | 0 | 0 | 0 | 0 | 191084.31 | 0 | 0 | 0 | 26542.08 | 0 | 0 | 0 | 0 | 0 | 922.81 | 9084.68 | 0 | 0 | 0 | 0 | 0 | 0 | 0 | 0 | 0 | 116187 | 0 | 0 | 0 | 0 | 0 | 0
| 78 |  |  | 5112 |  | 0 | [7 empty] | 84 | 0 | 0 | 0 | 0 | 62985.83 | 0 | 0 | 22353.05 | 0 | 0 | 0 | 0 | 0 | 0 | 0 | 0 | 279788.24 | 53287.28 | 0 | 0 | 0 | 0 | 0 | 16403.83 | 0 | 0 | 0 | 0 | 0 | 0 | 0 | 24662.7 | 1647615.24 | 972763.11 | 0 | 0 | 0 | 730662.01 | 0 | 0 | 0 | 0 | 0 | 0 | 0 | 49500.41 | 0 | 3596.37 | 96689.16 | 0 | 0 | 0 | 0 | 0 | 242301.77 | 91106.68 | 0 | 0 | 0 | 0 | 0 | 0 | 0 | 0 | 0 | 57766 | 0 | 0 | 0 | 0 | 0 | 0
| 79 |  |  | Subtotal: HV Adjustment (to subtract from cost) |  | 0 | [7 empty] | 85 | 0 | 185.54 | 0 | 0 | 62985.83 | 91405.34 | 0 | 129960.3 | 0 | 0 | 0 | 0 | 0 | 0 | 0 | 0 | 279788.24 | 53287.28 | 0 | 0 | 155924.84 | 10460.72 | 0 | 31474.23 | 0 | 0 | 0 | 0 | 0 | 0 | 20350.81 | 37637.1 | 2352644.35 | 1121136.01 | 0 | 9264.09 | 0 | 1658010.42 | 0 | 0 | 0 | 0 | 0 | 0 | 221499.79 | 52839.6 | 0 | 3596.37 | 252387.48 | 0 | 0 | 0 | 0 | 0 | 595611.79 | 164709.9 | 0 | 0 | 0 | 0 | 0 | 0 | 0 | 121623 | 0 | 479996 | 0 | 0 | 0 | 0 | 0 | 0
| 80 |  |  | LV Adjustment |  | 106743.36 | [7 empty] | 86 | 0 | 0 | 0 | 80032.66 | 0 | 0 | 0 | 0 | 7201.24 | 51278 | 0 | 60716.13 | 7201.24 | 31557.19 | 0 | 183667.74 | 0 | 42899.25 | 125013.381 | 97529.01 | 40846.51 | 0 | 79113.37 | 0 | 40684.86 | 145451.21 | 0 | 14402.48 | 111026.82 | 111861.02 | 7201.24 | 0 | 72097.33 | 312621.443 | 112664.82 | 0 | 0 | 0 | 0 | 352863.86 | 32069.86 | 52710.76 | 0 | 21603.72 | 125297.05 | 0 | 0 | 72978.7005 | 0 | 39323.36 | 0 | 0 | 92833.31 | 47490.46 | 93793.33 | 0 | 23132.22 | 44560.38 | 14402.48 | 0 | 0 | 0 | 130399.16 | 414965.74 | 15948.32 | 14177.06 | 0 | 7114.73 | 0 | 106743.36 | 0 | 0
| 81 |  |  | Total Adjusted OM&A Expense |  | 5196668.36 | 5736734.36 | 5683089.36 | 5940276.19 | 0 | 0 | 0 | 11 | 87 | 0 | 11595830.62 | 1025877.1 | 11951306.66 | 3053613.39 | 8836880.77 | 17198232.16 | 14084887.9 | 9169775.39 | 2106951.86 | 709664.39 | 4712043.09 | 613272.34 | 2585911.7 | 58060011.62 | 8867629.4 | 23151256.61 | 5682216.39 | 1434728.871 | 6658005.53 | 5095653.53 | 1575628.94 | 13121322.16 | 2874145.87 | 14875577.88 | 7564016.72 | 5780048.98 | 1218971.48 | 61775705.5 | 517393.55 | 894851.56 | 26810797.34 | 529290910.44 | 76651195.643 | 5396319.3 | 2227469.53 | 6534223 | 14237678.34 | 2180798.48 | 5369253.28 | 33285765.66 | 2390722.46 | 9832673 | 7157789.44 | 16150052.07 | 2227069.31 | 6012466.95 | 2293522.0105 | 17379029.98 | 3280264.46 | 4427205 | 11377238.94 | 2770874.73 | 7951782.46 | 87218390.01 | 10829422.39 | 1313914.13 | 2100783.91 | 1399313.34 | 3793637.18 | 13874654.81 | 2468044.78 | 228941344.6 | 25547094.74 | 2804267.43 | 12148950.06 | 6172834 | 1644603.02 | 1721457 | 5196668.36 | 11079402.68 | 3957008.52
| 82 | [12 empty] | 88 | 0
| 83 | Gross Capital Cost Additions Data | [11 empty] | 89 | 0
| 84 |  |  | Total Gross Capital Additions |  | 4112933 | 4953846 | 4309442 | 4891244 | 0 | 0 | 0 | 1 | 90 | 0 | 10888962.53 | 268667 | 7641889 | 2441837 | 4502042 | 10253246.3 | 13417473 | 9293758.25 | 1884000.9 | 101174.61 | 2443137 | 369452 | 1080986.26 | 120666489 | 9347691.06 | 22631448.3 | 5928082.32 | 501347.49 | 6647408 | 3060677 | 200666.73 | 8891797.06 | 2611360.43 | 13947373 | 9950843.9 | 8295868 | 188878 | 51750516 | 36024.82 | 612705.76 | 51142767 | 815961122.2 | 147267262 | 19803244 | 643008 | 3206336.66 | 21918728 | 1829241.96 | 3088920.45 | 33025844.11 | 590217.77 | 15617439 | 14686359.93 | 14979924.81 | 1713212.55 | 6896610.31 | 424755 | 15777343.21 | 1293107 | 2239251 | 15178835 | 959680 | 7704000 | 140708683 | 6710692.22 | 510990.37 | 598916.9 | 300614.28 | 2514762 | 11735209 | 591806.13 | 465402573.65 | 27485460 | 1040957.28 | 20238920 | 2506400 | 817661.33 | 1057149 | 4112933 | 15742522 | 2434524.89
| 85 |  |  | HV Gross Capital Additions |  | 0 | 0 | 0 | 0 | 0 | 0 | 0 | 2 | 91 | 0 | 0 | 0 | 0 | 0 | 0 | 0 | 0 | 0 | 32714.01 | 0 | 0 | 270288 | 0 | 40478700 | 0 | 322175.53 | 0 | 445058.1 | 0 | 0 | 0 | 0 | 0 | 21800 | 0 | 0 | 0 | 0 | 0 | 0 | 0 | 758757564.5 | 2184163 | 0 | 0 | 0 | -431617 | 0 | 0 | 0 | 0 | 0 | 0 | 0 | 0 | 0 | 0 | 1202397.71 | 0 | 0 | 0 | 0 | 0 | 1227744 | 100182.61 | 0 | 0 | 0 | 0 | 0 | 0 | 0 | 0 | 0 | 521840 | 0 | 0 | 0 | 0 | 0 | 0
| 86 | [12 empty] | 92 | 0
| 87 | Output and Other Business Conditions | [11 empty] | 93 | 0
| 88 |  |  | Number of Customers |  | 22954 | 23064 | 23348.5 | 23571.217 | 0 | 0 | 0 | 3 | 94 | 0 | 11678 | 1653 | 36208 | 10058 | 39128 | 66656 | 53108 | 28713 | 6757 | 1229 | 16583 | 2059 | 11705 | 203466 | 40659 | 87212 | 18438 | 3289 | 28892 | 20556 | 3729 | 47298 | 11145 | 53789 | 21415 | 21929 | 2703 | 241986 | 1225 | 5510 | 154106 | 1257467 | 323919 | 16157 | 5569 | 27467 | 92405 | 10125 | 13345 | 153947 | 7096 | 35865 | 35171 | 52770 | 9008 | 23996 | 6075 | 67388 | 11840 | 13445 | 55949 | 10892 | 36317 | 358772 | 33386 | 4270 | 5860 | 2780 | 17072 | 50614 | 7059 | 758311 | 118481 | 13172 | 55417 | 22666 | 3725 | 3812 | 22954 | 41798 | 15966
| 89 |  |  | Delivery Volume |  | 427059905 | 424893866.2307 | 421910858.3664 | 409297707.0481 | 0 | 0 | 0 | 4 | 95 | 0 | 200403874.14 | 31906696 | 980546394.86 | 272949575 | 964115144.02 | 1599505326 | 1470032349 | 468074081.26 | 139446467.25 | 25502478 | 293479693.65 | 28288106 | 239982794 | 7167845112.62 | 918555272.51 | 2385047665.52 | 483522801.1 | 57848454.1 | 483521550.29 | 600448606.1 | 72938224.78 | 876411380.02 | 174955163.69 | 1760372045.2 | 417540784 | 506234922 | 83575639 | 5380380628.01 | 23688932 | 138931642 | 3908785751.95 | 23956730886.758 | 7348001356.96 | 237763328.72 | 98927894 | 696165245.22 | 1757267945.5568 | 236549949.16 | 286714247.19 | 3126105144.52 | 188126526.01 | 839339555 | 647253228 | 1194252686 | 195818354.28 | 514275816 | 120944395 | 1549788054.49 | 242577213.07 | 300641704 | 1068108506 | 176679952 | 776816329 | 8502650144 | 660943967.05 | 85528039 | 102509521 | 79023519.44 | 267491474.8 | 925595175.96 | 193667740.37 | 24457588418.4371 | 2520089213 | 122137100 | 1423983897 | 352083285 | 104605880 | 149553629.61 | 427059905 | 849863221 | 387692201
| 90 |  |  | Annual Peak Demand |  | 93376 | 71203 | 71203 | 71203 | 0 | 0 | 0 | 5 | 96 | 0 | 44710 | 5905 | 149532 | 57253 | 175113 | 338828 | 281526 | 94320 | 28656 | 7029 | 58082 | 6635 | 59146 | 1391623 | 175602 | 463400 | 82552 | 13571 | 109044 | 104538 | 16796 | 185132 | 41662 | 292675 | 73744 | 101316 | 16408 | 980087 | 5587 | 33170 | 797 | 4243390 | 1374915 | 50975 | 20693 | 130791 | 328007 | 42548 | 57404 | 638017 | 34138 | 166331 | 139280 | 245124 | 42709 | 106743 | 23679 | 340880 | 45023 | 56062 | 211375 | 34706 | 142939 | 1781484 | 138336 | 16080 | 28953 | 21167 | 57151 | 178517 | 37922 | 4404382 | 470705 | 29681 | 269427 | 73422 | 17359 | 26490 | 93376 | 181742 | 79787
| 91 |  |  | Distribution Circuit km |  | 522 | 522 | 522 | 522 | 0 | 0 | 0 | 6 | 97 | 0 | 1849 | 92 | 783 | 556 | 498 | 1536 | 1162 | 1028 | 151 | 27 | 354 | 36 | 157 | 5203 | 954 | 1114 | 352 | 140 | 448 | 260 | 76 | 1001 | 244 | 1133 | 1733 | 1556 | 68 | 3512 | 21 | 68 | 3266 | 121209 | 5572 | 833 | 98 | 356 | 1918 | 192 | 367 | 2866 | 129 | 1021 | 855 | 1977 | 333 | 572 | 370 | 1846 | 209 | 233 | 962 | 178 | 563 | 7662 | 744 | 79 | 105 | 275 | 262 | 1181 | 134 | 10348 | 2248 | 285 | 1618 | 480 | 76 | 61 | 522 | 1084 | 255
| 92 | [12 empty] | 98 | 0
| 93 | [12 empty] | 99 | 0
Section 2: Actual Cost Calculations | [13 empty] | 100 | 0
[14 empty] | 101 | 0
[14 empty] | 102 | 0
| 94 | Actual Cost | [11 empty] | 103 | 0
| 95 | [12 empty] | 104 | 0
| 96 | OM&A |  |  |  | 5196668.36 | 5736734.36 | 5683089.36 | 5940276.19 | 0 | 0 |  |  | 105 | 0 | 11595830.62 | 1025877.1 | 11951306.66 | 3053613.39 | 8836880.77 | 17198232.16 | 14084887.9 | 9169775.39 | 2106951.86 | 709664.39 | 4712043.09 | 613272.34 | 2585911.7 | 58060011.62 | 8867629.4 | 23151256.61 | 5682216.39 | 1434728.871 | 6658005.53 | 5095653.53 | 1575628.94 | 13121322.16 | 2874145.87 | 14875577.88 | 7564016.72 | 5780048.98 | 1218971.48 | 61775705.5 | 517393.55 | 894851.56 | 26810797.34 | 529290910.44 | 76651195.643 | 5396319.3 | 2227469.53 | 6534223 | 14237678.34 | 2180798.48 | 5369253.28 | 33285765.66 | 2390722.46 | 9832673 | 7157789.44 | 16150052.07 | 2227069.31 | 6012466.95 | 2293522.0105 | 17379029.98 | 3280264.46 | 4427205 | 11377238.94 | 2770874.73 | 7951782.46 | 87218390.01 | 10829422.39 | 1313914.13 | 2100783.91 | 1399313.34 | 3793637.18 | 13874654.81 | 2468044.78 | 228941344.6 | 25547094.74 | 2804267.43 | 12148950.06 | 6172834 | 1644603.02 | 1721457 | 5196668.36 | 11079402.68 | 3957008.52
| 97 | [12 empty] | 106 | 0
| 98 | Capital | [11 empty] | 107 | 0
| 99 |  |  | Rate of Return |  | 6.505% | 5.59% | 5.59% | 5.59% | 0% | 0% | 0% | 10 | 108 | 0 | 0.065055 | 6.505% | 6.505% | 6.505% | 6.505% | 6.505% | 6.505% | 6.505% | 6.505% | 6.505% | 6.505% | 6.505% | 6.505% | 6.505% | 6.505% | 6.505% | 6.505% | 6.505% | 6.505% | 6.505% | 6.505% | 6.505% | 6.505% | 0.065055 | 0.065055 | 0.065055 | 0.065055 | 0.065055 | 0.065055 | 0.065055 | 0.065055 | 0.065055 | 0.065055 | 0.065055 | 0.065055 | 0.065055 | 0.065055 | 0.065055 | 0.065055 | 0.065055 | 0.065055 | 0.065055 | 0.065055 | 0.065055 | 0.065055 | 0.065055 | 0.065055 | 0.065055 | 0.065055 | 0.065055 | 0.065055 | 0.065055 | 0.065055 | 0.065055 | 0.065055 | 0.065055 | 0.065055 | 0.065055 | 0.065055 | 0.065055 | 0.065055 | 0.065055 | 0.065055 | 0.065055 | 0.065055 | 0.065055 | 0.065055 | 0.065055 | 0.065055 | 0.065055 | 0.065055
| 100 |  |  | Depreciation Rate |  | 4.59% | 4.59% | 4.59% | 4.59% | 4.59% | 4.59% | 4.59% |  | 109 | 0 | 0.0459 | 4.59% | 4.59% | 4.59% | 4.59% | 4.59% | 4.59% | 4.59% | 4.59% | 4.59% | 4.59% | 4.59% | 4.59% | 4.59% | 4.59% | 4.59% | 4.59% | 4.59% | 4.59% | 4.59% | 4.59% | 4.59% | 4.59% | 0.0459 | 0.0459 | 0.0459 | 0.0459 | 0.0459 | 0.0459 | 0.0459 | 0.0459 | 0.0459 | 0.0459 | 0.0459 | 0.0459 | 0.0459 | 0.0459 | 0.0459 | 0.0459 | 0.0459 | 0.0459 | 0.0459 | 0.0459 | 0.0459 | 0.0459 | 0.0459 | 0.0459 | 0.0459 | 0.0459 | 0.0459 | 0.0459 | 0.0459 | 0.0459 | 0.0459 | 0.0459 | 0.0459 | 0.0459 | 0.0459 | 0.0459 | 0.0459 | 0.0459 | 0.0459 | 0.0459 | 0.0459 | 0.0459 | 0.0459 | 0.0459 | 0.0459 | 0.0459 | 0.0459 | 0.0459
| 101 |  |  | Construction Cost Index |  | 163.1183 | 166.4135 | 169.7753 | 173.2049 | 173.2049 | 173.2049 | 173.2049 | 9 | 110 | 0 | 163.1183 | 163.1183 | 163.1183 | 163.1183 | 163.1183 | 163.1183 | 163.1183 | 163.1183 | 163.1183 | 163.1183 | 163.1183 | 163.1183 | 163.1183 | 163.1183 | 163.1183 | 163.1183 | 163.1183 | 163.1183 | 163.1183 | 163.1183 | 163.1183 | 163.1183 | 163.1183 | 163.1183 | 163.1183 | 163.1183 | 163.1183 | 163.1183 | 163.1183 | 163.1183 | 163.1183 | 163.1183 | 163.1183 | 163.1183 | 163.1183 | 163.1183 | 163.1183 | 163.1183 | 163.1183 | 163.1183 | 163.1183 | 163.1183 | 163.1183 | 163.1183 | 163.1183 | 163.1183 | 163.1183 | 163.1183 | 163.1183 | 163.1183 | 163.1183 | 163.1183 | 163.1183 | 163.1183 | 163.1183 | 163.1183 | 163.1183 | 163.1183 | 163.1183 | 163.1183 | 163.1183 | 163.1183 | 163.1183 | 163.1183 | 163.1183 | 163.1183 | 163.1183 | 163.1183 | 163.1183 | 163.1183 | 163.1183
| 102 |  |  | Capital Price |  | 17.9284 | 16.7567 | 17.0952 | 17.4405 | 7.9501 | 7.9501 | 7.9501 |  | 111 | 0 | 17.9284 | 17.9284 | 17.9284 | 17.9284 | 17.9284 | 17.9284 | 17.9284 | 17.9284 | 17.9284 | 17.9284 | 17.9284 | 17.9284 | 17.9284 | 17.9284 | 17.9284 | 17.9284 | 17.9284 | 17.9284 | 17.9284 | 17.9284 | 17.9284 | 17.9284 | 17.9284 | 17.9284 | 17.9284 | 17.9284 | 17.9284 | 17.9284 | 17.9284 | 17.9284 | 17.9284 | 17.9284 | 17.9284 | 17.9284 | 17.9284 | 17.9284 | 17.9284 | 17.9284 | 17.9284 | 17.9284 | 17.9284 | 17.9284 | 17.9284 | 17.9284 | 17.9284 | 17.9284 | 17.9284 | 17.9284 | 17.9284 | 17.9284 | 17.9284 | 17.9284 | 17.9284 | 17.9284 | 17.9284 | 17.9284 | 17.9284 | 17.9284 | 17.9284 | 17.9284 | 17.9284 | 17.9284 | 17.9284 | 17.9284 | 17.9284 | 17.9284 | 17.9284 | 17.9284 | 17.9284 | 17.9284 | 17.9284
| 103 |  |  | Gross Plant Additions |  | 4112933 | 4953846 | 4309442 | 4891244 | 0 | 0 | 0 | 1 | 112 | 0 | 10888962.53 | 268667 | 7641889 | 2441837 | 4502042 | 10253246.3 | 13417473 | 9293758.25 | 1884000.9 | 101174.61 | 2443137 | 369452 | 1080986.26 | 120666489 | 9347691.06 | 22631448.3 | 5928082.32 | 501347.49 | 6647408 | 3060677 | 200666.73 | 8891797.06 | 2611360.43 | 13947373 | 9950843.9 | 8295868 | 188878 | 51750516 | 36024.82 | 612705.76 | 51142767 | 815961122.2 | 147267262 | 19803244 | 643008 | 3206336.66 | 21918728 | 1829241.96 | 3088920.45 | 33025844.11 | 590217.77 | 15617439 | 14686359.93 | 14979924.81 | 1713212.55 | 6896610.31 | 424755 | 15777343.21 | 1293107 | 2239251 | 15178835 | 959680 | 7704000 | 140708683 | 6710692.22 | 510990.37 | 598916.9 | 300614.28 | 2514762 | 11735209 | 591806.13 | 465402573.65 | 27485460 | 1040957.28 | 20238920 | 2506400 | 817661.33 | 1057149 | 4112933 | 15742522 | 2434524.89
| 104 |  |  | HV Capital Additions |  | 0 | 0 | 0 | 0 | 0 | 0 | 0 | 2 | 113 | 0 | 0 | 0 | 0 | 0 | 0 | 0 | 0 | 0 | 32714.01 | 0 | 0 | 270288 | 0 | 40478700 | 0 | 322175.53 | 0 | 445058.1 | 0 | 0 | 0 | 0 | 0 | 21800 | 0 | 0 | 0 | 0 | 0 | 0 | 0 | 758757564.5 | 2184163 | 0 | 0 | 0 | -431617 | 0 | 0 | 0 | 0 | 0 | 0 | 0 | 0 | 0 | 0 | 1202397.71 | 0 | 0 | 0 | 0 | 0 | 1227744 | 100182.61 | 0 | 0 | 0 | 0 | 0 | 0 | 0 | 0 | 0 | 521840 | 0 | 0 | 0 | 0 | 0 | 0
| 105 |  |  | Quantity of Capital Additions |  | 25214.4224 | 29768.2978 | 25383.2163 | 28239.633 | 0 | 0 | 0 |  | 114 | 0 | 66755.0142 | 1647.0687 | 46848.7615 | 14969.7332 | 27599.8633 | 62857.7425 | 82256.101 | 56975.5808 | 11349.3533 | 620.2531 | 14977.7029 | 607.927 | 6627.009 | 491592.9302 | 57306.217 | 136767.4668 | 36342.2336 | 345.0833 | 40752.0748 | 18763.5448 | 1230.1916 | 54511.3492 | 16009.0001 | 85371.0187 | 61003.8582 | 50857.9936 | 1157.9206 | 317257.6288 | 220.8509 | 3756.2056 | 313531.8108 | 350687.6159 | 889434.9956 | 121404.2046 | 3941.9741 | 19656.5145 | 137019.261 | 11214.2064 | 18936.6919 | 202465.6332 | 3618.3425 | 95743.0389 | 90035.039 | 91834.7447 | 10502.8856 | 42279.8148 | 2603.9695 | 89352.0105 | 7927.4197 | 13727.7754 | 93054.1678 | 5883.3385 | 47229.5343 | 855090.8357 | 40525.8685 | 3132.6372 | 3671.6727 | 1842.9222 | 15416.8014 | 71942.9461 | 3628.08 | 2853160.2848 | 168500.1917 | 6381.6105 | 120875.9744 | 15365.538 | 5012.69 | 6480.8742 | 25214.4224 | 96509.8629 | 14924.9061
| 106 |  |  | Quantity of Capital Removed |  | 18725.872 | 19023.6965 | 19516.8737 | 19786.1388 | 20174.1542 | 19248.1605 | 18364.6699 |  | 115 | 0 | 31688.4754 | 1317.8304 | 30198.8024 | 8952.3417 | 28726.0212 | 60997.0672 | 50304.1783 | 32584.3131 | 5650.7905 | 488.3073 | 10134.8042 | 1269.9935 | 6171.4744 | 235288.0741 | 33336.9701 | 94893.0258 | 15441.8089 | 1943.3661 | 21864.3664 | 20681.0257 | 2316.6345 | 41746.9225 | 8726.7116 | 47161.6263 | 20109.2301 | 25842.1722 | 871.8594 | 180742.336 | 391.4482 | 1271.831 | 173887.663 | 1879705.6575 | 321989.6909 | 17959.0436 | 3061.2668 | 20010.4418 | 74351.2572 | 5740.1703 | 11768.8673 | 109732.6814 | 6372.5124 | 40093.9305 | 31067.5247 | 57660.8744 | 10591.3569 | 25265.4942 | 3623.743 | 81471.7504 | 9192.2348 | 9622.9819 | 46873.3804 | 6265.4119 | 33476.6543 | 420546.2272 | 31632.3979 | 3016.8108 | 2796.1783 | 2261.5682 | 12573.424 | 45491.829 | 5476.6006 | 1284001.294 | 106744.3513 | 7008.2116 | 74943.426 | 12698.1003 | 3250.9028 | 3457.9318 | 18725.872 | 41407.4913 | 19988.9736
| 107 |  |  | Capital Quantity |  | 414459.6184 | 425204.2197 | 431070.5623 | 439524.0565 | 419349.9023 | 400101.7418 | 381737.0718 |  | 116 | 0 | 725447.2658 | 29040.1404 | 674575.9377 | 201057.5155 | 624713.084 | 1330772.8152 | 1127903.5195 | 734289.1562 | 128809.4661 | 10770.4497 | 225644.7332 | 27006.6379 | 134910.3139 | 5382406.6883 | 750264.8928 | 2109260.6245 | 357323.2765 | 40740.8473 | 495235.5609 | 448649.5272 | 49384.8973 | 922283.4344 | 197406.7251 | 1065695.8037 | 479004.2155 | 588026.1085 | 19280.8197 | 4074256.8176 | 8357.6849 | 30193.1107 | 3928046.3922 | 39423174.9322 | 7582471.2502 | 494709.7283 | 67574.9729 | 435603.4106 | 1682521.1012 | 130532.2129 | 263570.163 | 2483423.1777 | 136080.5233 | 929155.2191 | 735819.9048 | 1290402.0699 | 230660.0446 | 567460.818 | 77928.8759 | 1782863.9289 | 199001.738 | 213755.8146 | 1067387.333 | 136119.2751 | 743091.7532 | 9596771.7807 | 698052.4657 | 65841.5522 | 61794.4123 | 48852.9932 | 276774.1838 | 1017558.5021 | 117467.3968 | 29543043.3917 | 2387340.8354 | 152057.7482 | 1678686.9267 | 279314.5021 | 72587.5554 | 78359.1474 | 414459.6184 | 957226.3658 | 430425.5533
| 108 |  |  | Capital Cost |  | 7430580.5583 | 7125015.3207 | 7369236.4641 | 7665538.4498 | 3333876.525 | 3180851.5925 | 3034850.5044 |  | 117 | 0 | 13006078.5439 | 520642.0438 | 12094039.1426 | 3604631.1864 | 11200080.0333 | 23858571.9098 | 20221458.4778 | 13164599.1234 | 2309342.2674 | 193096.4809 | 4045439.6354 | 484184.6826 | 2418720.4523 | 96497715.8765 | 13451017.8526 | 37815580.3227 | 6406219.7473 | 730416.5089 | 8878760.602 | 8043549.4959 | 885390.135 | 16535027.9103 | 3539178.5082 | 19106176.2581 | 8587759.2244 | 10542342.7903 | 345673.4456 | 73044736.2232 | 149839.5705 | 541312.9089 | 70423423.3228 | 706792807.3609 | 135941261.7291 | 8869333.2861 | 1211508.3293 | 7809654.043 | 30164841.2286 | 2340228.288 | 4725380.3326 | 44523700.6578 | 2439700.3857 | 16658227.7275 | 13192042.9319 | 23134790.7207 | 4135355.9356 | 10173640.8932 | 1397136.8124 | 31963823.4019 | 3567774.4705 | 3832290.8423 | 19136502.6006 | 2440395.1413 | 13322415.2365 | 172054363.4588 | 12514934.7504 | 1180430.9412 | 1107872.3682 | 875853.9684 | 4962106.7475 | 18243153.4642 | 2105997.5836 | 529658268.5878 | 42801101.9938 | 2726145.7993 | 30096100.7739 | 5007650.486 | 1301375.7038 | 1404850.875 | 7430580.5583 | 17161497.3062 | 7716823.5612
| 109 | [12 empty] | 118 | 0
| 110 | Total Actual Cost |  |  |  | 12627248.9183 | 12861749.6807 | 13052325.8241 | 13605814.6398 | 3333876.525 | 3180851.5925 | 3034850.5044 |  | 119 | 0 | 24601909.1639 | 1546519.1438 | 24045345.8026 | 6658244.5764 | 20036960.8033 | 41056804.0698 | 34306346.3778 | 22334374.5134 | 4416294.1274 | 902760.8709 | 8757482.7254 | 1097457.0226 | 5004632.1523 | 154557727.4965 | 22318647.2526 | 60966836.9327 | 12088436.1373 | 2165145.3799 | 15536766.132 | 13139203.0259 | 2461019.075 | 29656350.0703 | 6413324.3782 | 33981754.1381 | 16151775.9444 | 16322391.7703 | 1564644.9256 | 134820441.7232 | 667233.1205 | 1436164.4689 | 97234220.6628 | 1236083717.8009 | 212592457.3721 | 14265652.5861 | 3438977.8593 | 14343877.043 | 44402519.5686 | 4521026.768 | 10094633.6126 | 77809466.3178 | 4830422.8457 | 26490900.7275 | 20349832.3719 | 39284842.7907 | 6362425.2456 | 16186107.8432 | 3690658.8229 | 49342853.3819 | 6848038.9305 | 8259495.8423 | 30513741.5406 | 5211269.8713 | 21274197.6965 | 259272753.4688 | 23344357.1404 | 2494345.0712 | 3208656.2782 | 2275167.3084 | 8755743.9275 | 32117808.2742 | 4574042.3636 | 758599613.1878 | 68348196.7338 | 5530413.2293 | 42245050.8339 | 11180484.486 | 2945978.7238 | 3126307.875 | 12627248.9183 | 28240899.9862 | 11673832.0812
[6 empty] | 24190.132 | 24639.3672 | 25004.4556 | 26064.779 |  |  |  |  | 120 | 0
Section 3: Predicted Cost Calculations | [13 empty] | 121 | 0
[14 empty] | 122 | 0
| 111 | Predicted Cost | [11 empty] | 123 | 0
| 112 | [12 empty] | 124 | 0
| 113 |  |  | Output Quantity | [9 empty] | 125 | 0
| 114 |  |  | Number of Customers |  | 22954 | 23064 | 23348.5 | 23571.217 | 0 | 0 | 0 |  | 126 | 0 | 11678 | 1653 | 36208 | 10058 | 39128 | 66656 | 53108 | 28713 | 6757 | 1229 | 16583 | 2059 | 11705 | 203466 | 40659 | 87212 | 18438 | 3289 | 28892 | 20556 | 3729 | 47298 | 11145 | 53789 | 21415 | 21929 | 2703 | 241986 | 1225 | 5510 | 154106 | 1257467 | 323919 | 16157 | 5569 | 27467 | 92405 | 10125 | 13345 | 153947 | 7096 | 35865 | 35171 | 52770 | 9008 | 23996 | 6075 | 67388 | 11840 | 13445 | 55949 | 10892 | 36317 | 358772 | 33386 | 4270 | 5860 | 2780 | 17072 | 50614 | 7059 | 758311 | 118481 | 13172 | 55417 | 22666 | 3725 | 3812 | 22954 | 41798 | 15966
| 115 |  |  | Delivery Volume |  | 427059905 | 424893866.2307 | 421910858.3664 | 409297707.0481 | 0 | 0 | 0 |  | 127 | 0 | 200403874.14 | 31906696 | 980546394.86 | 272949575 | 964115144.02 | 1599505326 | 1470032349 | 468074081.26 | 139446467.25 | 25502478 | 293479693.65 | 28288106 | 239982794 | 7167845112.62 | 918555272.51 | 2385047665.52 | 483522801.1 | 57848454.1 | 483521550.29 | 600448606.1 | 72938224.78 | 876411380.02 | 174955163.69 | 1760372045.2 | 417540784 | 506234922 | 83575639 | 5380380628.01 | 23688932 | 138931642 | 3908785751.95 | 23956730886.758 | 7348001356.96 | 237763328.72 | 98927894 | 696165245.22 | 1757267945.5568 | 236549949.16 | 286714247.19 | 3126105144.52 | 188126526.01 | 839339555 | 647253228 | 1194252686 | 195818354.28 | 514275816 | 120944395 | 1549788054.49 | 242577213.07 | 300641704 | 1068108506 | 176679952 | 776816329 | 8502650144 | 660943967.05 | 85528039 | 102509521 | 79023519.44 | 267491474.8 | 925595175.96 | 193667740.37 | 24457588418.4371 | 2520089213 | 122137100 | 1423983897 | 352083285 | 104605880 | 149553629.61 | 427059905 | 849863221 | 387692201
| 116 |  |  | Annual Peak Demand |  | 93376 | 71203 | 71203 | 71203 | 0 | 0 | 0 |  | 128 | 0 | 44710 | 5905 | 149532 | 57253 | 175113 | 338828 | 281526 | 94320 | 28656 | 7029 | 58082 | 6635 | 59146 | 1391623 | 175602 | 463400 | 82552 | 13571 | 109044 | 104538 | 16796 | 185132 | 41662 | 292675 | 73744 | 101316 | 16408 | 980087 | 5587 | 33170 | 797 | 4243390 | 1374915 | 50975 | 20693 | 130791 | 328007 | 42548 | 57404 | 638017 | 34138 | 166331 | 139280 | 245124 | 42709 | 106743 | 23679 | 340880 | 45023 | 56062 | 211375 | 34706 | 142939 | 1781484 | 138336 | 16080 | 28953 | 21167 | 57151 | 178517 | 37922 | 4404382 | 470705 | 29681 | 269427 | 73422 | 17359 | 26490 | 93376 | 181742 | 79787
| 117 |  |  | Capacity Proxy |  | 94390 | 94390 | 94390 | 94390 | 94390 | 94390 | 94390 |  | 129 | 0 | 47365 | 8722 | 219364 | 69987 | 197591 | 379690 | 312448 | 116948 | 39945 | 8879 | 70523 | 7251 | 64272 | 1610300 | 236974 | 656700 | 108683 | 15590 | 143420 | 111673 | 18859 | 206940 | 57081 | 298913 | 114709 | 214152 | 22617 | 1318006.26 | 7653 | 40003 | 831796 | 6459162 | 1518168 | 66861 | 23000 | 147462 | 386568 | 50701 | 69984 | 719375 | 40658 | 173828 | 163930 | 269269 | 45651 | 121809 | 26895 | 380100 | 53650 | 74924 | 234849 | 47940 | 161697 | 2047474 | 156336 | 19991 | 39622 | 22753 | 77500 | 198752 | 48436 | 5018278 | 531367 | 31515 | 295130 | 104372 | 17897 | 27606 | 94390 | 208479 | 87431
| 118 | [12 empty] | 130 | 0
| 119 |  |  | Input Prices | [9 empty] | 131 | 0
| 120 |  |  | GDP IPI [30% Weight] | 113.425 | 115.225 | 117.5527 | 119.9274 | 122.3501 | 122.3501 | 122.3501 | 122.3501 | 9 | 132 | 0 | 115.225 | 115.225 | 115.225 | 115.225 | 115.225 | 115.225 | 115.225 | 115.225 | 115.225 | 115.225 | 115.225 | 115.225 | 115.225 | 115.225 | 115.225 | 115.225 | 115.225 | 115.225 | 115.225 | 115.225 | 115.225 | 115.225 | 115.225 | 115.225 | 115.225 | 115.225 | 115.225 | 115.225 | 115.225 | 115.225 | 115.225 | 115.225 | 115.225 | 115.225 | 115.225 | 115.225 | 115.225 | 115.225 | 115.225 | 115.225 | 115.225 | 115.225 | 115.225 | 115.225 | 115.225 | 115.225 | 115.225 | 115.225 | 115.225 | 115.225 | 115.225 | 115.225 | 115.225 | 115.225 | 115.225 | 115.225 | 115.225 | 115.225 | 115.225 | 115.225 | 115.225 | 115.225 | 115.225 | 115.225 | 115.225 | 115.225 | 115.225 | 115.225 | 115.225 | 115.225 | 115.225
| 121 |  |  | Average Hourly Earnings [70% Weight] | 938.36 | 962.73 | 987.7329 | 1013.3852 | 1039.7036 | 1039.7036 | 1039.7036 | 1039.7036 | 8 | 133 | 0 | 962.73 | 962.73 | 962.73 | 962.73 | 962.73 | 962.73 | 962.73 | 962.73 | 962.73 | 962.73 | 962.73 | 962.73 | 962.73 | 962.73 | 962.73 | 962.73 | 962.73 | 962.73 | 962.73 | 962.73 | 962.73 | 962.73 | 962.73 | 962.73 | 962.73 | 962.73 | 962.73 | 962.73 | 962.73 | 962.73 | 962.73 | 962.73 | 962.73 | 962.73 | 962.73 | 962.73 | 962.73 | 962.73 | 962.73 | 962.73 | 962.73 | 962.73 | 962.73 | 962.73 | 962.73 | 962.73 | 962.73 | 962.73 | 962.73 | 962.73 | 962.73 | 962.73 | 962.73 | 962.73 | 962.73 | 962.73 | 962.73 | 962.73 | 962.73 | 962.73 | 962.73 | 962.73 | 962.73 | 962.73 | 962.73 | 962.73 | 962.73 | 962.73 | 962.73 | 962.73 | 962.73
| 122 |  |  | OM&A Price Index Growth [30% GDPIPI growth + 70% AWE Growth] | 2.019% | 2.287% | 2.395% | 2.395% | 2.395% | 0% | 0% | 0% |  | 134 | 0 | 0.02287 | 2.287% | 2.287% | 2.287% | 2.287% | 2.287% | 2.287% | 2.287% | 2.287% | 2.287% | 2.287% | 2.287% | 2.287% | 2.287% | 2.287% | 2.287% | 2.287% | 2.287% | 2.287% | 2.287% | 2.287% | 2.287% | 2.287% | 0.02287 | 0.02287 | 0.02287 | 0.02287 | 0.02287 | 0.02287 | 0.02287 | 0.02287 | 0.02287 | 0.02287 | 0.02287 | 0.02287 | 0.02287 | 0.02287 | 0.02287 | 0.02287 | 0.02287 | 0.02287 | 0.02287 | 0.02287 | 0.02287 | 0.02287 | 0.02287 | 0.02287 | 0.02287 | 0.02287 | 0.02287 | 0.02287 | 0.02287 | 0.02287 | 0.02287 | 0.02287 | 0.02287 | 0.02287 | 0.02287 | 0.02287 | 0.02287 | 0.02287 | 0.02287 | 0.02287 | 0.02287 | 0.02287 | 0.02287 | 0.02287 | 0.02287 | 0.02287 | 0.02287 | 0.02287
| 123 |  |  | OM&A Price Index Level |  | 108.5011 | 111.1308 | 113.8242 | 116.5829 | 116.5829 | 116.5829 | 116.5829 |  | 135 | 0 | 111.6776 | 118.5618 | 128.366 | 120.4001 | 120.4001 | 135.2699 | 131.405 | 118.7389 | 126.4532 | 120.1176 | 114.5494 | 139.7282 | 144.125 | 140.8101 | 122.6427 | 144.125 | 123.3832 | 120.1176 | 144.125 | 120.5341 | 118.5618 | 120.1176 | 135.2699 | 126.4532 | 120.4001 | 138.04 | 120.1176 | 135.2699 | 109.5099 | 109.5099 | 140.8101 | 133.2668 | 139.7282 | 132.1105 | 126.0773 | 114.4656 | 131.405 | 120.961 | 122.0501 | 123.3832 | 112.4562 | 135.2699 | 136.4603 | 118.7389 | 118.7389 | 111.9897 | 124.5755 | 138.04 | 136.4603 | 132.1105 | 140.8101 | 103.0613 | 113.6901 | 140.8101 | 111.6776 | 103.0613 | 119.1659 | 118.5618 | 123.3832 | 118.5618 | 127.0773 | 140.8101 | 141.481 | 132.1105 | 131.405 | 118.7389 | 119.9531 | 131.405 | 108.5011 | 141.481 | 127.0773
| 124 | [12 empty] | 136 | 0
| 125 |  |  | Capital Price Index | 17.575 | 17.9284 | 16.7567 | 17.0952 | 17.4405 | 7.9501 | 7.9501 | 7.9501 |  | 137 | 0 | 17.9284 | 17.9284 | 17.9284 | 17.9284 | 17.9284 | 17.9284 | 17.9284 | 17.9284 | 17.9284 | 17.9284 | 17.9284 | 17.9284 | 17.9284 | 17.9284 | 17.9284 | 17.9284 | 17.9284 | 17.9284 | 17.9284 | 17.9284 | 17.9284 | 17.9284 | 17.9284 | 17.9284 | 17.9284 | 17.9284 | 17.9284 | 17.9284 | 17.9284 | 17.9284 | 17.9284 | 17.9284 | 17.9284 | 17.9284 | 17.9284 | 17.9284 | 17.9284 | 17.9284 | 17.9284 | 17.9284 | 17.9284 | 17.9284 | 17.9284 | 17.9284 | 17.9284 | 17.9284 | 17.9284 | 17.9284 | 17.9284 | 17.9284 | 17.9284 | 17.9284 | 17.9284 | 17.9284 | 17.9284 | 17.9284 | 17.9284 | 17.9284 | 17.9284 | 17.9284 | 17.9284 | 17.9284 | 17.9284 | 17.9284 | 17.9284 | 17.9284 | 17.9284 | 17.9284 | 17.9284 | 17.9284 | 17.9284
| 126 | [12 empty] | 138 | 0
| 127 |  |  | Business Conditions | [9 empty] | 139 | 0
| 128 |  |  | Line km |  | 522 | 522 | 522 | 522 | 0 | 0 | 0 |  | 140 | 0 | 1849 | 92 | 783 | 556 | 498 | 1536 | 1162 | 1028 | 151 | 27 | 354 | 36 | 157 | 5203 | 954 | 1114 | 352 | 140 | 448 | 260 | 76 | 1001 | 244 | 1133 | 1733 | 1556 | 68 | 3512 | 21 | 68 | 3266 | 121209 | 5572 | 833 | 98 | 356 | 1918 | 192 | 367 | 2866 | 129 | 1021 | 855 | 1977 | 333 | 572 | 370 | 1846 | 209 | 233 | 962 | 178 | 563 | 7662 | 744 | 79 | 105 | 275 | 262 | 1181 | 134 | 10348 | 2248 | 285 | 1618 | 480 | 76 | 61 | 522 | 1084 | 255
| 129 |  |  | 2002-2013 Average Line km |  | 465.2286 | 469.0133 | 472.325 | 475.2471 | 448.8444 | 423.9086 | 400.3582 |  | 141 | 0 | 1839.7 | 92.1071 | 771.4143 | 410.7857 | 500.7143 | 1533.35 | 1107.6929 | 977.1286 | 146 | 27.1071 | 330.3571 | 28.4357 | 146.25 | 5119.9286 | 920.5429 | 1162 | 321.3857 | 136.6143 | 456.8071 | 271.6214 | 80.4143 | 920.9143 | 229.5714 | 1033.9714 | 1701.1429 | 1355.3 | 68.0857 | 3338.7143 | 21.2143 | 65.9643 | 2746.5714 | 120308.3714 | 5365.1429 | 696.5 | 98 | 356.4143 | 1826.0714 | 121.4286 | 542.0714 | 2695.4286 | 130.7286 | 870.1071 | 953.2714 | 2028.4286 | 332.0429 | 588.9286 | 370 | 1479.2857 | 181.8786 | 283.3071 | 1164.4286 | 152.0143 | 547.7143 | 7474.9214 | 727.9286 | 63.0714 | 92.6714 | 235.8857 | 245.7857 | 1143.25 | 153.8643 | 13169.7143 | 2142.9357 | 236.4643 | 1473.05 | 430.5571 | 96.4286 | 64.6071 | 465.2286 | 1017.2786 | 250.3
| 130 |  |  | Customers Ten Years Ago |  | 20699 | [7 empty] | 142 | 0 | 11457 | 1765 | 35208 | 9149 | 35986 | 59537 | 47346 | 27902 | 6086 | 1353 | 14124 | 1791 | 10555 | 178140 | 39559 | 84254 | 17179 | 3315 | 27437 | 18860 | 4040 | 45915 | 9530 | 44089 | 20462 | 19873 | 2780 | 230327 | 1130 | 5248 | 116166 | 1171098 | 278581 | 13793 | 5847 | 26265 | 79487 | 8551 | 8995 | 138046 | 6516 | 19858 | 30166 | 48671 | 7466 | 23405 | 6202 | 54677 | 10609 | 12374 | 49500 | 10190 | 33531 | 285600 | 32497 | 4116 | 5823 | 2760 | 15243 | 49558 | 6343 | 676678 | 106730 | 10545 | 48041 | 21430 | 3416 | 3773 | 20699 | 36235 | 14195
| 131 |  |  | Ten Year Customer Growth Percentage |  | 10.89% | 1.36% | 1.28% | 0.6% | 0% | 0% | 0% |  | 143 | 0 | 0.01929 | -6.346% | 2.84% | 9.936% | 8.731% | 11.96% | 12.17% | 2.907% | 11.03% | -9.165% | 17.41% | 14.96% | 10.9% | 14.22% | 2.781% | 3.511% | 7.329% | -0.7843% | 5.303% | 8.993% | -7.698% | 3.012% | 16.95% | 0.22001 | 0.046574 | 0.10346 | -0.027698 | 0.050619 | 0.084071 | 0.049924 | 0.3266 | 0.07375 | 0.16275 | 0.17139 | -0.047546 | 0.045764 | 0.16252 | 0.18407 | 0.4836 | 0.11519 | 0.089012 | 0.80607 | 0.16592 | 0.084219 | 0.20654 | 0.025251 | -0.020477 | 0.23247 | 0.11603 | 0.086552 | 0.13028 | 0.068891 | 0.083087 | 0.2562 | 0.027356 | 0.037415 | 0.0063541 | 0.0072464 | 0.11999 | 0.021308 | 0.11288 | 0.12064 | 0.1101 | 0.24912 | 0.15354 | 0.057676 | 0.090457 | 0.010337 | 0.10894 | 0.15353 | 0.12476
| 132 | [12 empty] | 144 | 0
| 133 | (Details of the predicted cost calculations may be hidden by using the +/- button to the left of row 248) | [11 empty] | 145 | 0
| 134 | [12 empty] | 146 | 0
| 135 | Company Values for Variables Used in the Prediction Equation | [11 empty] | 147 | 0
| 136 | [12 empty] | 148 | 0
| 137 |  |  | Constant |  | 1 | 1 | 1 | 1 | 1 | 1 | 1 |  | 149 | 0 | 1 | 1 | 1 | 1 | 1 | 1 | 1 | 1 | 1 | 1 | 1 | 1 | 1 | 1 | 1 | 1 | 1 | 1 | 1 | 1 | 1 | 1 | 1 | 1 | 1 | 1 | 1 | 1 | 1 | 1 | 1 | 1 | 1 | 1 | 1 | 1 | 1 | 1 | 1 | 1 | 1 | 1 | 1 | 1 | 1 | 1 | 1 | 1 | 1 | 1 | 1 | 1 | 1 | 1 | 1 | 1 | 1 | 1 | 1 | 1 | 1 | 1 | 1 | 1 | 1 | 1 | 1 | 1 | 1 | 1 | 1
| 138 |  |  | Capital Price / OM&A Price (WK) |  | 0.16524 | 0.15078 | 0.15019 | 0.1496 | 0.068193 | 0.068193 | 0.068193 |  | 150 | 0 | 0.16054 | 0.15122 | 0.13967 | 0.14891 | 0.14891 | 0.13254 | 0.13644 | 0.15099 | 0.14178 | 0.14926 | 0.15651 | 0.12831 | 0.12439 | 0.12732 | 0.14618 | 0.12439 | 0.14531 | 0.14926 | 0.12439 | 0.14874 | 0.15122 | 0.14926 | 0.13254 | 0.14178 | 0.14891 | 0.12988 | 0.14926 | 0.13254 | 0.16371 | 0.16371 | 0.12732 | 0.13453 | 0.12831 | 0.13571 | 0.1422 | 0.15663 | 0.13644 | 0.14822 | 0.14689 | 0.14531 | 0.15943 | 0.13254 | 0.13138 | 0.15099 | 0.15099 | 0.16009 | 0.14392 | 0.12988 | 0.13138 | 0.13571 | 0.12732 | 0.17396 | 0.15769 | 0.12732 | 0.16054 | 0.17396 | 0.15045 | 0.15122 | 0.14531 | 0.15122 | 0.14108 | 0.12732 | 0.12672 | 0.13571 | 0.13644 | 0.15099 | 0.14946 | 0.13644 | 0.16524 | 0.12672 | 0.14108
| 139 |  |  | Customers (Y1) |  | 22954 | 23064 | 23348.5 | 23571.217 | 0 | 0 | 0 |  | 151 | 0 | 11678 | 1653 | 36208 | 10058 | 39128 | 66656 | 53108 | 28713 | 6757 | 1229 | 16583 | 2059 | 11705 | 203466 | 40659 | 87212 | 18438 | 3289 | 28892 | 20556 | 3729 | 47298 | 11145 | 53789 | 21415 | 21929 | 2703 | 241986 | 1225 | 5510 | 154106 | 1257467 | 323919 | 16157 | 5569 | 27467 | 92405 | 10125 | 13345 | 153947 | 7096 | 35865 | 35171 | 52770 | 9008 | 23996 | 6075 | 67388 | 11840 | 13445 | 55949 | 10892 | 36317 | 358772 | 33386 | 4270 | 5860 | 2780 | 17072 | 50614 | 7059 | 758311 | 118481 | 13172 | 55417 | 22666 | 3725 | 3812 | 22954 | 41798 | 15966
| 140 |  |  | Capacity (Y2) |  | 94390 | 94390 | 94390 | 94390 | 94390 | 94390 | 94390 |  | 152 | 0 | 47365 | 8722 | 219364 | 69987 | 197591 | 379690 | 312448 | 116948 | 39945 | 8879 | 70523 | 7251 | 64272 | 1610300 | 236974 | 656700 | 108683 | 15590 | 143420 | 111673 | 18859 | 206940 | 57081 | 298913 | 114709 | 214152 | 22617 | 1318006.26 | 7653 | 40003 | 831796 | 6459162 | 1518168 | 66861 | 23000 | 147462 | 386568 | 50701 | 69984 | 719375 | 40658 | 173828 | 163930 | 269269 | 45651 | 121809 | 26895 | 380100 | 53650 | 74924 | 234849 | 47940 | 161697 | 2047474 | 156336 | 19991 | 39622 | 22753 | 77500 | 198752 | 48436 | 5018278 | 531367 | 31515 | 295130 | 104372 | 17897 | 27606 | 94390 | 208479 | 87431
| 141 |  |  | Deliveries (Y3) |  | 427059905 | 424893866.2307 | 421910858.3664 | 409297707.0481 | 0 | 0 | 0 |  | 153 | 0 | 200403874.14 | 31906696 | 980546394.86 | 272949575 | 964115144.02 | 1599505326 | 1470032349 | 468074081.26 | 139446467.25 | 25502478 | 293479693.65 | 28288106 | 239982794 | 7167845112.62 | 918555272.51 | 2385047665.52 | 483522801.1 | 57848454.1 | 483521550.29 | 600448606.1 | 72938224.78 | 876411380.02 | 174955163.69 | 1760372045.2 | 417540784 | 506234922 | 83575639 | 5380380628.01 | 23688932 | 138931642 | 3908785751.95 | 23956730886.758 | 7348001356.96 | 237763328.72 | 98927894 | 696165245.22 | 1757267945.5568 | 236549949.16 | 286714247.19 | 3126105144.52 | 188126526.01 | 839339555 | 647253228 | 1194252686 | 195818354.28 | 514275816 | 120944395 | 1549788054.49 | 242577213.07 | 300641704 | 1068108506 | 176679952 | 776816329 | 8502650144 | 660943967.05 | 85528039 | 102509521 | 79023519.44 | 267491474.8 | 925595175.96 | 193667740.37 | 24457588418.4371 | 2520089213 | 122137100 | 1423983897 | 352083285 | 104605880 | 149553629.61 | 427059905 | 849863221 | 387692201
| 142 |  |  | Average Line Length |  | 465.2286 | 469.0133 | 472.325 | 475.2471 | 448.8444 | 423.9086 | 400.3582 |  | 154 | 0 | 1839.7 | 92.1071 | 771.4143 | 410.7857 | 500.7143 | 1533.35 | 1107.6929 | 977.1286 | 146 | 27.1071 | 330.3571 | 28.4357 | 146.25 | 5119.9286 | 920.5429 | 1162 | 321.3857 | 136.6143 | 456.8071 | 271.6214 | 80.4143 | 920.9143 | 229.5714 | 1033.9714 | 1701.1429 | 1355.3 | 68.0857 | 3338.7143 | 21.2143 | 65.9643 | 2746.5714 | 120308.3714 | 5365.1429 | 696.5 | 98 | 356.4143 | 1826.0714 | 121.4286 | 542.0714 | 2695.4286 | 130.7286 | 870.1071 | 953.2714 | 2028.4286 | 332.0429 | 588.9286 | 370 | 1479.2857 | 181.8786 | 283.3071 | 1164.4286 | 152.0143 | 547.7143 | 7474.9214 | 727.9286 | 63.0714 | 92.6714 | 235.8857 | 245.7857 | 1143.25 | 153.8643 | 13169.7143 | 2142.9357 | 236.4643 | 1473.05 | 430.5571 | 96.4286 | 64.6071 | 465.2286 | 1017.2786 | 250.3
| 143 |  |  | Customers Added in last 10 years |  | 10.89% | 1.36% | 1.28% | 0.6% | 0% | 0% | 0% |  | 155 | 0 | 0.01929 | -6.346% | 2.84% | 9.936% | 8.731% | 11.96% | 12.17% | 2.907% | 11.03% | -9.165% | 17.41% | 14.96% | 10.9% | 14.22% | 2.781% | 3.511% | 7.329% | -0.7843% | 5.303% | 8.993% | -7.698% | 3.012% | 16.95% | 0.22001 | 0.046574 | 0.10346 | -0.027698 | 0.050619 | 0.084071 | 0.049924 | 0.3266 | 0.07375 | 0.16275 | 0.17139 | -0.047546 | 0.045764 | 0.16252 | 0.18407 | 0.4836 | 0.11519 | 0.089012 | 0.80607 | 0.16592 | 0.084219 | 0.20654 | 0.025251 | -0.020477 | 0.23247 | 0.11603 | 0.086552 | 0.13028 | 0.068891 | 0.083087 | 0.2562 | 0.027356 | 0.037415 | 0.0063541 | 0.0072464 | 0.11999 | 0.021308 | 0.11288 | 0.12064 | 0.1101 | 0.24912 | 0.15354 | 0.057676 | 0.090457 | 0.010337 | 0.10894 | 0.15353 | 0.12476
| 144 |  |  | Trend |  | 9 | 10 | 11 | 12 | 13 | 14 | 15 |  | 156 | 0 | 9 | 9 | 9 | 9 | 9 | 9 | 9 | 9 | 9 | 9 | 9 | 9 | 9 | 9 | 9 | 9 | 9 | 9 | 9 | 9 | 9 | 9 | 9 | 9 | 9 | 9 | 9 | 9 | 9 | 9 | 9 | 9 | 9 | 9 | 9 | 9 | 9 | 9 | 9 | 9 | 9 | 9 | 9 | 9 | 9 | 9 | 9 | 9 | 9 | 9 | 9 | 9 | 9 | 9 | 9 | 9 | 9 | 9 | 9 | 9 | 9 | 9 | 9 | 9 | 9 | 9 | 9 | 9 | 9 | 9 | 9
| 145 | [12 empty] | 157 | 0
| 146 | [12 empty] | 158 | 0
| 147 | Company-Specific Parameter Estimates* | [11 empty] | 159 | 0
| 148 |  | 91 | Constant |  | 12.8135 | 12.8135 | 12.8135 | 12.8135 | 12.8135 | 12.8135 | 12.8135 |  | 160 | 0 | 12.8097 | 12.8157 | 12.8145 | 12.8167 | 12.8153 | 12.8168 | 12.8166 | 12.8129 | 12.8133 | 12.8147 | 12.8123 | 12.8109 | 12.8111 | 12.8164 | 12.8214 | 12.8191 | 12.8121 | 12.8205 | 12.8153 | 12.8157 | 12.8124 | 12.8161 | 12.8145 | 12.8109 | 12.824 | 12.8115 | 12.8149 | 12.8187 | 12.8177 | 12.8066 | 12.817 | 12.8151 | 12.8153 | 12.8159 | 12.8132 | 12.8141 | 12.8202 | 12.8129 | 12.8195 | 12.8131 | 12.8144 | 12.8193 | 12.8143 | 12.7877 | 12.8109 | 12.8148 | 12.8311 | 12.8119 | 12.8147 | 12.8141 | 12.8195 | 12.8144 | 12.8129 | 12.8172 | 12.8064 | 12.8221 | 12.8123 | 12.8146 | 12.8148 | 12.8098 | 12.8142 | 12.8023 | 12.8149 | 12.8153 | 12.8136 | 12.8158 | 12.8153 | 12.8145 | 12.8135 | 12.8133 | 12.8102
| 149 |  | 92 | Capital Price / OM&A Price (WK) |  | 0.6269 | 0.6269 | 0.6269 | 0.6269 | 0.6269 | 0.6269 | 0.6269 |  | 161 | 0 | 0.62643 | 0.62654 | 0.6328 | 0.62721 | 0.62664 | 0.62645 | 0.62626 | 0.62778 | 0.62722 | 0.62666 | 0.62937 | 0.63118 | 0.62749 | 0.6267 | 0.62822 | 0.62672 | 0.62772 | 0.6265 | 0.62608 | 0.6221 | 0.62704 | 0.62747 | 0.62877 | 0.62628 | 0.62904 | 0.62562 | 0.62749 | 0.62706 | 0.62696 | 0.63025 | 0.61949 | 0.63013 | 0.62764 | 0.6278 | 0.62593 | 0.62904 | 0.62523 | 0.62668 | 0.62707 | 0.63058 | 0.62706 | 0.62545 | 0.6277 | 0.62881 | 0.62469 | 0.62569 | 0.62681 | 0.62461 | 0.62744 | 0.62652 | 0.62689 | 0.62692 | 0.62561 | 0.62713 | 0.6309 | 0.62426 | 0.62764 | 0.62667 | 0.62669 | 0.63219 | 0.62699 | 0.63227 | 0.62695 | 0.62623 | 0.62557 | 0.62845 | 0.62705 | 0.62665 | 0.6269 | 0.6265 | 0.62562
| 150 |  | 93 | Customers (Y1) |  | 0.44533 | 0.44533 | 0.44533 | 0.44533 | 0.44533 | 0.44533 | 0.44533 |  | 162 | 0 | 0.45714 | 0.4439 | 0.44057 | 0.44122 | 0.44478 | 0.43873 | 0.43589 | 0.4448 | 0.44755 | 0.44525 | 0.44062 | 0.44745 | 0.44314 | 0.43942 | 0.42638 | 0.45245 | 0.45272 | 0.44522 | 0.44683 | 0.45202 | 0.4464 | 0.43863 | 0.43902 | 0.47444 | 0.42935 | 0.43648 | 0.43963 | 0.45823 | 0.45389 | 0.44426 | 0.45117 | 0.40373 | 0.44481 | 0.44246 | 0.44822 | 0.4429 | 0.4801 | 0.44869 | 0.43983 | 0.45002 | 0.44574 | 0.45821 | 0.44786 | 0.49067 | 0.44851 | 0.4453 | 0.42477 | 0.45612 | 0.44338 | 0.4471 | 0.45682 | 0.44495 | 0.37201 | 0.42382 | 0.44132 | 0.43709 | 0.45049 | 0.44556 | 0.44465 | 0.42625 | 0.44494 | 0.46436 | 0.44038 | 0.44449 | 0.44953 | 0.44343 | 0.44683 | 0.45068 | 0.44533 | 0.44552 | 0.44429
| 151 |  | 94 | Capacity (Y2) |  | 0.16259 | 0.16259 | 0.16259 | 0.16259 | 0.16259 | 0.16259 | 0.16259 |  | 163 | 0 | 0.15666 | 0.16174 | 0.16083 | 0.16964 | 0.15981 | 0.1631 | 0.16832 | 0.16252 | 0.15481 | 0.15518 | 0.16553 | 0.16256 | 0.16819 | 0.16934 | 0.16915 | 0.16697 | 0.1551 | 0.15785 | 0.16157 | 0.15456 | 0.1616 | 0.16457 | 0.15671 | 0.14416 | 0.16003 | 0.17462 | 0.15974 | 0.15922 | 0.15558 | 0.16039 | 0.15947 | 0.19341 | 0.16029 | 0.16089 | 0.1609 | 0.16304 | 0.13324 | 0.16589 | 0.15709 | 0.15933 | 0.15813 | 0.16041 | 0.15921 | 0.13794 | 0.16229 | 0.15852 | 0.14777 | 0.153 | 0.16052 | 0.15841 | 0.15097 | 0.16022 | 0.22133 | 0.19096 | 0.16788 | 0.15563 | 0.15673 | 0.15984 | 0.16112 | 0.17552 | 0.15948 | 0.13104 | 0.16531 | 0.16304 | 0.15806 | 0.16239 | 0.15926 | 0.16139 | 0.16259 | 0.16241 | 0.15633
| 152 |  | 95 | Deliveries (Y3) |  | 0.10388 | 0.10388 | 0.10388 | 0.10388 | 0.10388 | 0.10388 | 0.10388 |  | 164 | 0 | 0.11096 | 0.09948 | 0.11006 | 0.10552 | 0.10506 | 0.10907 | 0.10745 | 0.10179 | 0.10977 | 0.10877 | 0.10467 | 0.10661 | 0.10184 | 0.10619 | 0.11285 | 0.086398 | 0.10572 | 0.10303 | 0.10431 | 0.092676 | 0.10612 | 0.10433 | 0.11428 | 0.095699 | 0.10157 | 0.10574 | 0.10851 | 0.10671 | 0.099503 | 0.1169 | 0.10339 | 0.10604 | 0.10539 | 0.10314 | 0.10307 | 0.10524 | 0.10889 | 0.1002 | 0.10423 | 0.10629 | 0.10738 | 0.10063 | 0.10381 | 0.10318 | 0.10832 | 0.10728 | 0.11598 | 0.10318 | 0.10658 | 0.10528 | 0.10513 | 0.10578 | 0.090322 | 0.094678 | 0.10111 | 0.10924 | 0.10739 | 0.10708 | 0.10421 | 0.10677 | 0.10513 | 0.089453 | 0.10395 | 0.10219 | 0.10393 | 0.10416 | 0.10426 | 0.10058 | 0.10388 | 0.10831 | 0.10789
| 153 |  | 96 | WKWK |  | 0.12658 | 0.12658 | 0.12658 | 0.12658 | 0.12658 | 0.12658 | 0.12658 |  | 165 | 0 | 0.12359 | 0.12325 | 0.13217 | 0.13218 | 0.12013 | 0.12289 | 0.12189 | 0.12919 | 0.12487 | 0.12097 | 0.12794 | 0.13706 | 0.12871 | 0.12148 | 0.13727 | 0.12198 | 0.12677 | 0.12174 | 0.12172 | 0.11428 | 0.12322 | 0.13002 | 0.12618 | 0.12 | 0.12774 | 0.13146 | 0.12181 | 0.12244 | 0.12596 | 0.13567 | 0.12826 | 0.12455 | 0.12369 | 0.1246 | 0.11836 | 0.13312 | 0.12362 | 0.125 | 0.12618 | 0.13061 | 0.12542 | 0.13132 | 0.12894 | 0.12284 | 0.11202 | 0.12071 | 0.11117 | 0.12795 | 0.12694 | 0.12261 | 0.1251 | 0.12358 | 0.1181 | 0.1215 | 0.14194 | 0.1114 | 0.12417 | 0.12343 | 0.12114 | 0.1425 | 0.12528 | 0.12446 | 0.12308 | 0.121 | 0.13067 | 0.12332 | 0.12567 | 0.12078 | 0.12658 | 0.13015 | 0.12554
| 154 |  | 97 | Y1Y1 |  | -0.38196 | -0.38196 | -0.38196 | -0.38196 | -0.38196 | -0.38196 | -0.38196 |  | 166 | 0 | -0.4003 | -0.3541 | -0.38079 | -0.33517 | -0.36934 | -0.37239 | -0.34926 | -0.34794 | -0.39557 | -0.41444 | -0.42902 | -0.33468 | -0.39218 | -0.35196 | -0.36637 | -0.45925 | -0.37267 | -0.43179 | -0.37735 | -0.35842 | -0.35454 | -0.39269 | -0.3894 | -0.37946 | -0.36971 | -0.31748 | -0.22895 | -0.38479 | -0.43887 | -0.37338 | -0.38501 | -0.40142 | -0.37925 | -0.37932 | -0.3235 | -0.37139 | -0.34806 | -0.37422 | -0.37768 | -0.38956 | -0.31508 | -0.46205 | -0.37219 | -0.30444 | -0.37416 | -0.35103 | -0.5183 | -0.40931 | -0.37469 | -0.396 | -0.40599 | -0.37281 | -0.51307 | -0.37229 | -0.40964 | -0.25489 | -0.40561 | -0.33851 | -0.38744 | -0.44696 | -0.39135 | -0.35637 | -0.37352 | -0.24161 | -0.37604 | -0.37606 | -0.39025 | -0.41491 | -0.38196 | -0.39022 | -0.41091
| 155 |  | 98 | Y2Y2 |  | 0.19408 | 0.19408 | 0.19408 | 0.19408 | 0.19408 | 0.19408 | 0.19408 |  | 167 | 0 | 0.22273 | 0.21301 | 0.17336 | 0.17635 | 0.19756 | 0.18996 | 0.20491 | 0.20382 | 0.25153 | 0.17812 | 0.16845 | 0.20464 | 0.16959 | 0.20305 | 0.1825 | 0.15794 | 0.11633 | 0.12513 | 0.18856 | 0.21778 | 0.19562 | 0.18108 | 0.17302 | 0.20375 | 0.17487 | 0.27741 | 0.23572 | 0.17074 | 0.17421 | 0.10588 | 0.19239 | 0.18618 | 0.19081 | 0.18058 | 0.25101 | 0.18885 | 0.20335 | 0.18687 | 0.17513 | 0.16742 | 0.21824 | 0.17122 | 0.18869 | 0.23286 | 0.19219 | 0.20632 | 0.1666 | 0.17928 | 0.19331 | 0.18085 | 0.18599 | 0.22907 | 0.0066008 | 0.25107 | 0.16814 | 0.23847 | 0.17994 | 0.17481 | 0.19023 | 0.15427 | 0.17868 | 0.2032 | 0.18635 | 0.30866 | 0.18983 | 0.18277 | 0.19466 | 0.18263 | 0.19408 | 0.2138 | 0.17919
| 156 |  | 99 | Y3Y3 |  | 0.15976 | 0.15976 | 0.15976 | 0.15976 | 0.15976 | 0.15976 | 0.15976 |  | 168 | 0 | 0.17178 | 0.15484 | 0.17795 | 0.17896 | 0.16647 | 0.17189 | 0.16731 | 0.16002 | 0.17827 | 0.17433 | 0.16438 | 0.16941 | 0.1553 | 0.15625 | 0.18665 | 0.15476 | 0.14312 | 0.15578 | 0.16397 | 0.13417 | 0.16891 | 0.16408 | 0.21578 | 0.14261 | 0.16497 | 0.15394 | 0.18141 | 0.14351 | 0.14621 | 0.20679 | 0.15813 | 0.15656 | 0.16404 | 0.16783 | 0.15958 | 0.1666 | 0.169 | 0.15194 | 0.16973 | 0.16721 | 0.17102 | 0.14752 | 0.16767 | 0.16213 | 0.17567 | 0.17125 | 0.17822 | 0.16292 | 0.17114 | 0.16716 | 0.15717 | 0.16152 | 0.14222 | 0.14597 | 0.1557 | 0.17969 | 0.16936 | 0.17654 | 0.16143 | 0.1668 | 0.16929 | 0.14636 | 0.16484 | 0.15542 | 0.16233 | 0.16374 | 0.16202 | 0.14955 | 0.15976 | 0.14706 | 0.17325
| 157 |  | 100 | WKY1 |  | 0.053965 | 0.053965 | 0.053965 | 0.053965 | 0.053965 | 0.053965 | 0.053965 |  | 169 | 0 | 0.04916 | 0.053285 | 0.046439 | 0.056352 | 0.053781 | 0.054124 | 0.055404 | 0.053205 | 0.053513 | 0.05258 | 0.054667 | 0.050297 | 0.054182 | 0.054306 | 0.051313 | 0.052884 | 0.051479 | 0.053176 | 0.054159 | 0.05842 | 0.053813 | 0.055239 | 0.04945 | 0.055102 | 0.058052 | 0.039288 | 0.05021 | 0.053955 | 0.05259 | 0.04839 | 0.052148 | 0.060342 | 0.054713 | 0.050898 | 0.053635 | 0.053265 | 0.052299 | 0.054883 | 0.052741 | 0.055237 | 0.053502 | 0.056034 | 0.050555 | 0.05439 | 0.056171 | 0.05401 | 0.054393 | 0.05509 | 0.053717 | 0.053535 | 0.053226 | 0.05427 | 0.053855 | 0.05504 | 0.053373 | 0.055167 | 0.046101 | 0.054132 | 0.053735 | 0.059101 | 0.054763 | 0.053566 | 0.054045 | 0.053359 | 0.052963 | 0.05599 | 0.054453 | 0.050136 | 0.053965 | 0.052538 | 0.055543
| 158 |  | 101 | WKY2 |  | 0.0097205 | 0.0097205 | 0.0097205 | 0.0097205 | 0.0097205 | 0.0097205 | 0.0097205 |  | 170 | 0 | 0.0083781 | 0.0097872 | 0.016353 | 0.0085265 | 0.0091958 | 0.0094218 | 0.0083372 | 0.01062 | 0.009259 | 0.010485 | 0.0079388 | 0.013606 | 0.0095944 | 0.0092235 | 0.010492 | 0.010885 | 0.011006 | 0.0097636 | 0.0094712 | 0.0080165 | 0.0096281 | 0.0087768 | 0.011465 | 0.0091022 | 0.0062954 | 0.02578 | 0.011841 | 0.0092728 | 0.011166 | 0.013064 | 0.0085114 | 0.0070053 | 0.0094876 | 0.010793 | 0.0089648 | 0.010125 | 0.010698 | 0.0091359 | 0.011021 | 0.010119 | 0.009998 | 0.0099902 | 0.010347 | 0.0092014 | 0.0079296 | 0.0095805 | 0.0064691 | 0.008662 | 0.010172 | 0.010016 | 0.010146 | 0.0093677 | 0.0094352 | 0.0081412 | 0.011248 | 0.0089178 | 0.018023 | 0.0093353 | 0.00984 | 0.0065931 | 0.0095373 | 0.013023 | 0.0095187 | 0.0098021 | 0.010509 | 0.0087628 | 0.0099898 | 0.010792 | 0.0097205 | 0.011579 | 0.010513
| 159 |  | 102 | WKY3 |  | -0.000163 | -0.000163 | -0.000163 | -0.000163 | -0.000163 | -0.000163 | -0.000163 |  | 171 | 0 | 0.0059947 | -0.00065026 | 0.001676 | -0.0015647 | 0.00027663 | -0.00026036 | -0.00057366 | -0.00022491 | 0.00085377 | -0.00094108 | 6.1302e-05 | 0.00068268 | 3.4374e-05 | -0.00015819 | 0.0022701 | -0.00032347 | 0.00114 | -0.00059076 | -0.00021441 | -0.0023827 | -1.5707e-05 | -0.00038826 | 0.0027193 | -0.00082985 | -0.0009025 | -0.0014134 | 0.00089397 | 0.00034302 | -0.0011295 | 0.0012109 | -0.0015813 | -0.0010943 | -9.2664e-05 | 0.0020224 | 0.00030844 | 0.00031725 | -0.00050436 | -0.00044749 | -0.00030348 | -0.00010414 | -9.6678e-05 | -0.002226 | 0.0025923 | 0.00032685 | 0.0014275 | -0.00024676 | -0.00014618 | -0.0012932 | -0.00018589 | -4.6542e-05 | 3.9914e-05 | -0.00037944 | 8.5619e-06 | 0.00040339 | -0.00016964 | -0.00032773 | -0.0057988 | -0.00042344 | -0.00019945 | -0.00037832 | -0.00057615 | 0.00086317 | 0.00010601 | 1.6871e-05 | -0.00057384 | -0.0013678 | -0.00072531 | 0.0024768 | -0.000163 | -0.00088778 | -0.0011617
| 160 |  | 103 | Y1Y2 |  | 0.13962 | 0.13962 | 0.13962 | 0.13962 | 0.13962 | 0.13962 | 0.13962 |  | 172 | 0 | 0.13797 | 0.11557 | 0.15689 | 0.13855 | 0.1355 | 0.14204 | 0.12037 | 0.11784 | 0.12467 | 0.16991 | 0.17822 | 0.11406 | 0.15457 | 0.11749 | 0.14857 | 0.20277 | 0.16928 | 0.19844 | 0.1417 | 0.10565 | 0.12594 | 0.15377 | 0.17713 | 0.12687 | 0.14564 | 0.06315 | 0.056931 | 0.14042 | 0.17368 | 0.2066 | 0.14172 | 0.1462 | 0.14122 | 0.14828 | 0.081073 | 0.14016 | 0.12197 | 0.13473 | 0.15127 | 0.1591 | 0.1003 | 0.18397 | 0.14105 | 0.083836 | 0.14434 | 0.12438 | 0.23264 | 0.16334 | 0.14207 | 0.15696 | 0.15315 | 0.1192 | 0.29722 | 0.10195 | 0.16442 | 0.060242 | 0.16296 | 0.13835 | 0.14493 | 0.19561 | 0.15732 | 0.1137 | 0.14168 | 0.010267 | 0.1401 | 0.14373 | 0.14464 | 0.15398 | 0.13962 | 0.12574 | 0.16944
| 161 |  | 104 | Y1Y3 |  | 0.073164 | 0.073164 | 0.073164 | 0.073164 | 0.073164 | 0.073164 | 0.073164 |  | 173 | 0 | 0.10144 | 0.070267 | 0.052321 | 0.026677 | 0.066109 | 0.060033 | 0.058429 | 0.060515 | 0.10565 | 0.071028 | 0.077926 | 0.050262 | 0.066071 | 0.06442 | 0.043348 | 0.087725 | 0.036829 | 0.071962 | 0.067324 | 0.088856 | 0.058279 | 0.068984 | 0.03833 | 0.094291 | 0.052121 | 0.084005 | 0.022877 | 0.079932 | 0.09912 | 0.022508 | 0.076522 | 0.065548 | 0.069628 | 0.060882 | 0.069712 | 0.062872 | 0.071905 | 0.072811 | 0.055763 | 0.064504 | 0.049629 | 0.10485 | 0.062592 | 0.068599 | 0.058454 | 0.060822 | 0.10871 | 0.081234 | 0.063908 | 0.069726 | 0.086219 | 0.084039 | 0.035908 | 0.09119 | 0.072918 | 0.033865 | 0.068817 | 0.035811 | 0.073845 | 0.076884 | 0.064616 | 0.083767 | 0.062218 | 0.06366 | 0.069425 | 0.062914 | 0.076791 | 0.088806 | 0.073164 | 0.098197 | 0.071188
| 162 |  | 105 | Y2Y3 |  | -0.19969 | -0.19969 | -0.19969 | -0.19969 | -0.19969 | -0.19969 | -0.19969 |  | 174 | 0 | -0.23964 | -0.19378 | -0.19667 | -0.17511 | -0.19982 | -0.19832 | -0.19208 | -0.18759 | -0.24875 | -0.2125 | -0.20942 | -0.18345 | -0.18795 | -0.18616 | -0.19652 | -0.21876 | -0.15026 | -0.19453 | -0.19832 | -0.19064 | -0.19299 | -0.19993 | -0.21718 | -0.20465 | -0.18497 | -0.20482 | -0.17421 | -0.18437 | -0.21162 | -0.19951 | -0.20183 | -0.18735 | -0.19997 | -0.19546 | -0.19571 | -0.19653 | -0.20667 | -0.19132 | -0.19213 | -0.19818 | -0.1885 | -0.21814 | -0.1971 | -0.19706 | -0.20102 | -0.19939 | -0.25473 | -0.21196 | -0.20211 | -0.20387 | -0.20895 | -0.21329 | -0.14836 | -0.20664 | -0.19593 | -0.18137 | -0.20478 | -0.1816 | -0.20205 | -0.21056 | -0.20157 | -0.20257 | -0.19435 | -0.18647 | -0.19878 | -0.19414 | -0.20575 | -0.20265 | -0.19969 | -0.2104 | -0.2114
| 163 |  | 106 | Average Line Length |  | 0.28387 | 0.28387 | 0.28387 | 0.28387 | 0.28387 | 0.28387 | 0.28387 |  | 175 | 0 | 0.27093 | 0.28998 | 0.28299 | 0.28514 | 0.28708 | 0.28515 | 0.2842 | 0.28501 | 0.2837 | 0.28674 | 0.28379 | 0.28176 | 0.28164 | 0.28305 | 0.28483 | 0.2905 | 0.28274 | 0.2912 | 0.28274 | 0.29844 | 0.28145 | 0.28829 | 0.28413 | 0.28346 | 0.30112 | 0.27953 | 0.28711 | 0.27985 | 0.28962 | 0.27114 | 0.28394 | 0.28104 | 0.28515 | 0.28738 | 0.28243 | 0.28456 | 0.28038 | 0.28086 | 0.29238 | 0.28031 | 0.28452 | 0.27894 | 0.28512 | 0.26489 | 0.27782 | 0.2862 | 0.30806 | 0.28425 | 0.28618 | 0.28527 | 0.28465 | 0.28472 | 0.31555 | 0.28773 | 0.28165 | 0.29288 | 0.28111 | 0.28413 | 0.28543 | 0.28562 | 0.28567 | 0.28632 | 0.28537 | 0.28547 | 0.28452 | 0.28349 | 0.28615 | 0.28488 | 0.28387 | 0.28112 | 0.28832
| 164 |  | 107 | Customers Added in last 10 years |  | 0.016324 | 0.016324 | 0.016324 | 0.016324 | 0.016324 | 0.016324 | 0.016324 |  | 176 | 0 | 0.016552 | 0.016885 | 0.016313 | 0.014972 | 0.016152 | 0.016394 | 0.015919 | 0.016487 | 0.017042 | 0.016397 | 0.017165 | 0.017149 | 0.016568 | 0.01547 | 0.014945 | 0.017399 | 0.016514 | 0.014788 | 0.0161 | 0.017492 | 0.017776 | 0.015676 | 0.01663 | 0.017247 | 0.015489 | 0.015547 | 0.015159 | 0.015344 | 0.015823 | 0.016248 | 0.015396 | 0.015625 | 0.016239 | 0.016694 | 0.016122 | 0.016466 | 0.018086 | 0.016825 | 0.01608 | 0.017766 | 0.016227 | 0.0085355 | 0.0171 | 0.019258 | 0.016493 | 0.016517 | 0.013388 | 0.016813 | 0.016332 | 0.016703 | 0.015967 | 0.016073 | 0.018282 | 0.01707 | 0.018272 | 0.016742 | 0.01656 | 0.015803 | 0.016195 | 0.017401 | 0.016879 | 0.019029 | 0.01624 | 0.016075 | 0.016733 | 0.016232 | 0.016207 | 0.017372 | 0.016324 | 0.016522 | 0.016998
| 165 |  | 108 | Trend |  | 0.016955 | 0.016955 | 0.016955 | 0.016955 | 0.016955 | 0.016955 | 0.016955 |  | 177 | 0 | 0.016748 | 0.01701 | 0.016956 | 0.016836 | 0.017203 | 0.017087 | 0.016996 | 0.016907 | 0.017168 | 0.017428 | 0.01695 | 0.017414 | 0.017206 | 0.017081 | 0.017313 | 0.016956 | 0.017117 | 0.016815 | 0.017069 | 0.016939 | 0.017193 | 0.017161 | 0.016861 | 0.016993 | 0.017038 | 0.017255 | 0.017003 | 0.016883 | 0.016823 | 0.017382 | 0.017119 | 0.016979 | 0.016909 | 0.016811 | 0.016892 | 0.017125 | 0.01719 | 0.016923 | 0.016879 | 0.016966 | 0.016987 | 0.01725 | 0.017318 | 0.016424 | 0.016899 | 0.017066 | 0.017635 | 0.017155 | 0.01719 | 0.017115 | 0.016953 | 0.017167 | 0.017631 | 0.016787 | 0.017071 | 0.017054 | 0.016892 | 0.016875 | 0.016864 | 0.017277 | 0.016923 | 0.016871 | 0.016977 | 0.016763 | 0.016859 | 0.016943 | 0.016837 | 0.016995 | 0.016955 | 0.017262 | 0.017342
| 166 | [12 empty] | 178 | 0
| 167 | Sample Mean Values | [11 empty] | 179 | 0
| 168 | [12 empty] | 180 | 0
| 169 |  |  | Constant |  | 1 | 1 | 1 | 1 | 1 | 1 | 1 |  | 181 | 0 | 1 | 1 | 1 | 1 | 1 | 1 | 1 | 1 | 1 | 1 | 1 | 1 | 1 | 1 | 1 | 1 | 1 | 1 | 1 | 1 | 1 | 1 | 1 | 1 | 1 | 1 | 1 | 1 | 1 | 1 | 1 | 1 | 1 | 1 | 1 | 1 | 1 | 1 | 1 | 1 | 1 | 1 | 1 | 1 | 1 | 1 | 1 | 1 | 1 | 1 | 1 | 1 | 1 | 1 | 1 | 1 | 1 | 1 | 1 | 1 | 1 | 1 | 1 | 1 | 1 | 1 | 1 | 1 | 1 | 1 | 1
| 170 |  |  | Capital Price / OM&A Price (WK) |  | 0.1644 | 0.1644 | 0.1644 | 0.1644 | 0.1644 | 0.1644 | 0.1644 |  | 182 | 0 | 0.1644 | 0.1644 | 0.1644 | 0.1644 | 0.1644 | 0.1644 | 0.1644 | 0.1644 | 0.1644 | 0.1644 | 0.1644 | 0.1644 | 0.1644 | 0.1644 | 0.1644 | 0.1644 | 0.1644 | 0.1644 | 0.1644 | 0.1644 | 0.1644 | 0.1644 | 0.1644 | 0.1644 | 0.1644 | 0.1644 | 0.1644 | 0.1644 | 0.1644 | 0.1644 | 0.1644 | 0.1644 | 0.1644 | 0.1644 | 0.1644 | 0.1644 | 0.1644 | 0.1644 | 0.1644 | 0.1644 | 0.1644 | 0.1644 | 0.1644 | 0.1644 | 0.1644 | 0.1644 | 0.1644 | 0.1644 | 0.1644 | 0.1644 | 0.1644 | 0.1644 | 0.1644 | 0.1644 | 0.1644 | 0.1644 | 0.1644 | 0.1644 | 0.1644 | 0.1644 | 0.1644 | 0.1644 | 0.1644 | 0.1644 | 0.1644 | 0.1644 | 0.1644 | 0.1644 | 0.1644 | 0.1644 | 0.1644
| 171 |  |  | Customers (Y1) |  | 63422.3118 | 63422.3118 | 63422.3118 | 63422.3118 | 63422.3118 | 63422.3118 | 63422.3118 |  | 183 | 0 | 63422.3118 | 63422.3118 | 63422.3118 | 63422.3118 | 63422.3118 | 63422.3118 | 63422.3118 | 63422.3118 | 63422.3118 | 63422.3118 | 63422.3118 | 63422.3118 | 63422.3118 | 63422.3118 | 63422.3118 | 63422.3118 | 63422.3118 | 63422.3118 | 63422.3118 | 63422.3118 | 63422.3118 | 63422.3118 | 63422.3118 | 63422.3118 | 63422.3118 | 63422.3118 | 63422.3118 | 63422.3118 | 63422.3118 | 63422.3118 | 63422.3118 | 63422.3118 | 63422.3118 | 63422.3118 | 63422.3118 | 63422.3118 | 63422.3118 | 63422.3118 | 63422.3118 | 63422.3118 | 63422.3118 | 63422.3118 | 63422.3118 | 63422.3118 | 63422.3118 | 63422.3118 | 63422.3118 | 63422.3118 | 63422.3118 | 63422.3118 | 63422.3118 | 63422.3118 | 63422.3118 | 63422.3118 | 63422.3118 | 63422.3118 | 63422.3118 | 63422.3118 | 63422.3118 | 63422.3118 | 63422.3118 | 63422.3118 | 63422.3118 | 63422.3118 | 63422.3118 | 63422.3118 | 63422.3118 | 63422.3118 | 63422.3118 | 63422.3118 | 63422.3118
| 172 |  |  | Capacity (Y2) |  | 345129.0146 | 345129.0146 | 345129.0146 | 345129.0146 | 345129.0146 | 345129.0146 | 345129.0146 |  | 184 | 0 | 345129.0146 | 345129.0146 | 345129.0146 | 345129.0146 | 345129.0146 | 345129.0146 | 345129.0146 | 345129.0146 | 345129.0146 | 345129.0146 | 345129.0146 | 345129.0146 | 345129.0146 | 345129.0146 | 345129.0146 | 345129.0146 | 345129.0146 | 345129.0146 | 345129.0146 | 345129.0146 | 345129.0146 | 345129.0146 | 345129.0146 | 345129.0146 | 345129.0146 | 345129.0146 | 345129.0146 | 345129.0146 | 345129.0146 | 345129.0146 | 345129.0146 | 345129.0146 | 345129.0146 | 345129.0146 | 345129.0146 | 345129.0146 | 345129.0146 | 345129.0146 | 345129.0146 | 345129.0146 | 345129.0146 | 345129.0146 | 345129.0146 | 345129.0146 | 345129.0146 | 345129.0146 | 345129.0146 | 345129.0146 | 345129.0146 | 345129.0146 | 345129.0146 | 345129.0146 | 345129.0146 | 345129.0146 | 345129.0146 | 345129.0146 | 345129.0146 | 345129.0146 | 345129.0146 | 345129.0146 | 345129.0146 | 345129.0146 | 345129.0146 | 345129.0146 | 345129.0146 | 345129.0146 | 345129.0146 | 345129.0146 | 345129.0146 | 345129.0146 | 345129.0146
| 173 |  |  | Deliveries (Y3 |  | 1630327994.0633 | 1630327994.0633 | 1630327994.0633 | 1630327994.0633 | 1630327994.0633 | 1630327994.0633 | 1630327994.0633 |  | 185 | 0 | 1630327994.0633 | 1630327994.0633 | 1630327994.0633 | 1630327994.0633 | 1630327994.0633 | 1630327994.0633 | 1630327994.0633 | 1630327994.0633 | 1630327994.0633 | 1630327994.0633 | 1630327994.0633 | 1630327994.0633 | 1630327994.0633 | 1630327994.0633 | 1630327994.0633 | 1630327994.0633 | 1630327994.0633 | 1630327994.0633 | 1630327994.0633 | 1630327994.0633 | 1630327994.0633 | 1630327994.0633 | 1630327994.0633 | 1630327994.0633 | 1630327994.0633 | 1630327994.0633 | 1630327994.0633 | 1630327994.0633 | 1630327994.0633 | 1630327994.0633 | 1630327994.0633 | 1630327994.0633 | 1630327994.0633 | 1630327994.0633 | 1630327994.0633 | 1630327994.0633 | 1630327994.0633 | 1630327994.0633 | 1630327994.0633 | 1630327994.0633 | 1630327994.0633 | 1630327994.0633 | 1630327994.0633 | 1630327994.0633 | 1630327994.0633 | 1630327994.0633 | 1630327994.0633 | 1630327994.0633 | 1630327994.0633 | 1630327994.0633 | 1630327994.0633 | 1630327994.0633 | 1630327994.0633 | 1630327994.0633 | 1630327994.0633 | 1630327994.0633 | 1630327994.0633 | 1630327994.0633 | 1630327994.0633 | 1630327994.0633 | 1630327994.0633 | 1630327994.0633 | 1630327994.0633 | 1630327994.0633 | 1630327994.0633 | 1630327994.0633 | 1630327994.0633 | 1630327994.0633 | 1630327994.0633 | 1630327994.0633 | 1630327994.0633
| 174 |  |  | WKWK |  | 1 | 1 | 1 | 1 | 1 | 1 | 1 |  | 186 | 0 | 1 | 1 | 1 | 1 | 1 | 1 | 1 | 1 | 1 | 1 | 1 | 1 | 1 | 1 | 1 | 1 | 1 | 1 | 1 | 1 | 1 | 1 | 1 | 1 | 1 | 1 | 1 | 1 | 1 | 1 | 1 | 1 | 1 | 1 | 1 | 1 | 1 | 1 | 1 | 1 | 1 | 1 | 1 | 1 | 1 | 1 | 1 | 1 | 1 | 1 | 1 | 1 | 1 | 1 | 1 | 1 | 1 | 1 | 1 | 1 | 1 | 1 | 1 | 1 | 1 | 1 | 1 | 1 | 1 | 1 | 1
| 175 |  |  | Y1Y1 |  | 1 | 1 | 1 | 1 | 1 | 1 | 1 |  | 187 | 0 | 1 | 1 | 1 | 1 | 1 | 1 | 1 | 1 | 1 | 1 | 1 | 1 | 1 | 1 | 1 | 1 | 1 | 1 | 1 | 1 | 1 | 1 | 1 | 1 | 1 | 1 | 1 | 1 | 1 | 1 | 1 | 1 | 1 | 1 | 1 | 1 | 1 | 1 | 1 | 1 | 1 | 1 | 1 | 1 | 1 | 1 | 1 | 1 | 1 | 1 | 1 | 1 | 1 | 1 | 1 | 1 | 1 | 1 | 1 | 1 | 1 | 1 | 1 | 1 | 1 | 1 | 1 | 1 | 1 | 1 | 1
| 176 |  |  | Y2Y2 |  | 1 | 1 | 1 | 1 | 1 | 1 | 1 |  | 188 | 0 | 1 | 1 | 1 | 1 | 1 | 1 | 1 | 1 | 1 | 1 | 1 | 1 | 1 | 1 | 1 | 1 | 1 | 1 | 1 | 1 | 1 | 1 | 1 | 1 | 1 | 1 | 1 | 1 | 1 | 1 | 1 | 1 | 1 | 1 | 1 | 1 | 1 | 1 | 1 | 1 | 1 | 1 | 1 | 1 | 1 | 1 | 1 | 1 | 1 | 1 | 1 | 1 | 1 | 1 | 1 | 1 | 1 | 1 | 1 | 1 | 1 | 1 | 1 | 1 | 1 | 1 | 1 | 1 | 1 | 1 | 1
| 177 |  |  | Y3Y3 |  | 1 | 1 | 1 | 1 | 1 | 1 | 1 |  | 189 | 0 | 1 | 1 | 1 | 1 | 1 | 1 | 1 | 1 | 1 | 1 | 1 | 1 | 1 | 1 | 1 | 1 | 1 | 1 | 1 | 1 | 1 | 1 | 1 | 1 | 1 | 1 | 1 | 1 | 1 | 1 | 1 | 1 | 1 | 1 | 1 | 1 | 1 | 1 | 1 | 1 | 1 | 1 | 1 | 1 | 1 | 1 | 1 | 1 | 1 | 1 | 1 | 1 | 1 | 1 | 1 | 1 | 1 | 1 | 1 | 1 | 1 | 1 | 1 | 1 | 1 | 1 | 1 | 1 | 1 | 1 | 1
| 178 |  |  | WKY1 |  | 1 | 1 | 1 | 1 | 1 | 1 | 1 |  | 190 | 0 | 1 | 1 | 1 | 1 | 1 | 1 | 1 | 1 | 1 | 1 | 1 | 1 | 1 | 1 | 1 | 1 | 1 | 1 | 1 | 1 | 1 | 1 | 1 | 1 | 1 | 1 | 1 | 1 | 1 | 1 | 1 | 1 | 1 | 1 | 1 | 1 | 1 | 1 | 1 | 1 | 1 | 1 | 1 | 1 | 1 | 1 | 1 | 1 | 1 | 1 | 1 | 1 | 1 | 1 | 1 | 1 | 1 | 1 | 1 | 1 | 1 | 1 | 1 | 1 | 1 | 1 | 1 | 1 | 1 | 1 | 1
| 179 |  |  | WKY2 |  | 1 | 1 | 1 | 1 | 1 | 1 | 1 |  | 191 | 0 | 1 | 1 | 1 | 1 | 1 | 1 | 1 | 1 | 1 | 1 | 1 | 1 | 1 | 1 | 1 | 1 | 1 | 1 | 1 | 1 | 1 | 1 | 1 | 1 | 1 | 1 | 1 | 1 | 1 | 1 | 1 | 1 | 1 | 1 | 1 | 1 | 1 | 1 | 1 | 1 | 1 | 1 | 1 | 1 | 1 | 1 | 1 | 1 | 1 | 1 | 1 | 1 | 1 | 1 | 1 | 1 | 1 | 1 | 1 | 1 | 1 | 1 | 1 | 1 | 1 | 1 | 1 | 1 | 1 | 1 | 1
| 180 |  |  | WKY3 |  | 1 | 1 | 1 | 1 | 1 | 1 | 1 |  | 192 | 0 | 1 | 1 | 1 | 1 | 1 | 1 | 1 | 1 | 1 | 1 | 1 | 1 | 1 | 1 | 1 | 1 | 1 | 1 | 1 | 1 | 1 | 1 | 1 | 1 | 1 | 1 | 1 | 1 | 1 | 1 | 1 | 1 | 1 | 1 | 1 | 1 | 1 | 1 | 1 | 1 | 1 | 1 | 1 | 1 | 1 | 1 | 1 | 1 | 1 | 1 | 1 | 1 | 1 | 1 | 1 | 1 | 1 | 1 | 1 | 1 | 1 | 1 | 1 | 1 | 1 | 1 | 1 | 1 | 1 | 1 | 1
| 181 |  |  | Y1Y2 |  | 1 | 1 | 1 | 1 | 1 | 1 | 1 |  | 193 | 0 | 1 | 1 | 1 | 1 | 1 | 1 | 1 | 1 | 1 | 1 | 1 | 1 | 1 | 1 | 1 | 1 | 1 | 1 | 1 | 1 | 1 | 1 | 1 | 1 | 1 | 1 | 1 | 1 | 1 | 1 | 1 | 1 | 1 | 1 | 1 | 1 | 1 | 1 | 1 | 1 | 1 | 1 | 1 | 1 | 1 | 1 | 1 | 1 | 1 | 1 | 1 | 1 | 1 | 1 | 1 | 1 | 1 | 1 | 1 | 1 | 1 | 1 | 1 | 1 | 1 | 1 | 1 | 1 | 1 | 1 | 1
| 182 |  |  | Y1Y3 |  | 1 | 1 | 1 | 1 | 1 | 1 | 1 |  | 194 | 0 | 1 | 1 | 1 | 1 | 1 | 1 | 1 | 1 | 1 | 1 | 1 | 1 | 1 | 1 | 1 | 1 | 1 | 1 | 1 | 1 | 1 | 1 | 1 | 1 | 1 | 1 | 1 | 1 | 1 | 1 | 1 | 1 | 1 | 1 | 1 | 1 | 1 | 1 | 1 | 1 | 1 | 1 | 1 | 1 | 1 | 1 | 1 | 1 | 1 | 1 | 1 | 1 | 1 | 1 | 1 | 1 | 1 | 1 | 1 | 1 | 1 | 1 | 1 | 1 | 1 | 1 | 1 | 1 | 1 | 1 | 1
| 183 |  |  | Y2Y3 |  | 1 | 1 | 1 | 1 | 1 | 1 | 1 |  | 195 | 0 | 1 | 1 | 1 | 1 | 1 | 1 | 1 | 1 | 1 | 1 | 1 | 1 | 1 | 1 | 1 | 1 | 1 | 1 | 1 | 1 | 1 | 1 | 1 | 1 | 1 | 1 | 1 | 1 | 1 | 1 | 1 | 1 | 1 | 1 | 1 | 1 | 1 | 1 | 1 | 1 | 1 | 1 | 1 | 1 | 1 | 1 | 1 | 1 | 1 | 1 | 1 | 1 | 1 | 1 | 1 | 1 | 1 | 1 | 1 | 1 | 1 | 1 | 1 | 1 | 1 | 1 | 1 | 1 | 1 | 1 | 1
| 184 |  |  | Average Line Length |  | 2722.798 | 2722.798 | 2722.798 | 2722.798 | 2722.798 | 2722.798 | 2722.798 |  | 196 | 0 | 2722.798 | 2722.798 | 2722.798 | 2722.798 | 2722.798 | 2722.798 | 2722.798 | 2722.798 | 2722.798 | 2722.798 | 2722.798 | 2722.798 | 2722.798 | 2722.798 | 2722.798 | 2722.798 | 2722.798 | 2722.798 | 2722.798 | 2722.798 | 2722.798 | 2722.798 | 2722.798 | 2722.798 | 2722.798 | 2722.798 | 2722.798 | 2722.798 | 2722.798 | 2722.798 | 2722.798 | 2722.798 | 2722.798 | 2722.798 | 2722.798 | 2722.798 | 2722.798 | 2722.798 | 2722.798 | 2722.798 | 2722.798 | 2722.798 | 2722.798 | 2722.798 | 2722.798 | 2722.798 | 2722.798 | 2722.798 | 2722.798 | 2722.798 | 2722.798 | 2722.798 | 2722.798 | 2722.798 | 2722.798 | 2722.798 | 2722.798 | 2722.798 | 2722.798 | 2722.798 | 2722.798 | 2722.798 | 2722.798 | 2722.798 | 2722.798 | 2722.798 | 2722.798 | 2722.798 | 2722.798 | 2722.798 | 2722.798
| 185 |  |  | Customers Added in last 10 years |  | 0.1286 | 0.1286 | 0.1286 | 0.1286 | 0.1286 | 0.1286 | 0.1286 |  | 197 | 0 | 0.1286 | 12.86% | 12.86% | 12.86% | 12.86% | 12.86% | 12.86% | 12.86% | 12.86% | 12.86% | 12.86% | 12.86% | 12.86% | 12.86% | 12.86% | 12.86% | 12.86% | 12.86% | 12.86% | 12.86% | 12.86% | 12.86% | 12.86% | 0.1286 | 0.1286 | 0.1286 | 0.1286 | 0.1286 | 0.1286 | 0.1286 | 0.1286 | 0.1286 | 0.1286 | 0.1286 | 0.1286 | 0.1286 | 0.1286 | 0.1286 | 0.1286 | 0.1286 | 0.1286 | 0.1286 | 0.1286 | 0.1286 | 0.1286 | 0.1286 | 0.1286 | 0.1286 | 0.1286 | 0.1286 | 0.1286 | 0.1286 | 0.1286 | 0.1286 | 0.1286 | 0.1286 | 0.1286 | 0.1286 | 0.1286 | 0.1286 | 0.1286 | 0.1286 | 0.1286 | 0.1286 | 0.1286 | 0.1286 | 0.1286 | 0.1286 | 0.1286 | 0.1286 | 0.1286
| 186 | [12 empty] | 198 | 0
| 187 | [12 empty] | 199 | 0
| 188 | [12 empty] | 200 | 0
| 189 | 2013 Values Logged and Mean Scaled (where applicable) | [11 empty] | 201 | 0
| 190 | [12 empty] | 202 | 0
| 191 |  |  | Constant |  | 1 | 1 | 1 | 1 | 1 | 1 | 1 |  | 203 | 0 | 1 | 1 | 1 | 1 | 1 | 1 | 1 | 1 | 1 | 1 | 1 | 1 | 1 | 1 | 1 | 1 | 1 | 1 | 1 | 1 | 1 | 1 | 1 | 1 | 1 | 1 | 1 | 1 | 1 | 1 | 1 | 1 | 1 | 1 | 1 | 1 | 1 | 1 | 1 | 1 | 1 | 1 | 1 | 1 | 1 | 1 | 1 | 1 | 1 | 1 | 1 | 1 | 1 | 1 | 1 | 1 | 1 | 1 | 1 | 1 | 1 | 1 | 1 | 1 | 1 | 1 | 1 | 1 | 1 | 1 | 1
| 192 |  |  | Capital Price / OM&A Price (WK) |  | 0.0050763 | -0.086457 | -0.090405 | -0.094352 | -0.87996 | -0.87996 | -0.87996 |  | 204 | 0 | -0.02378 | -0.083598 | -0.16305 | -0.098983 | -0.098983 | -0.21544 | -0.18645 | -0.085091 | -0.14804 | -0.096635 | -0.04917 | -0.24786 | -0.27884 | -0.25558 | -0.11744 | -0.27884 | -0.12346 | -0.096635 | -0.27884 | -0.1001 | -0.083598 | -0.096635 | -0.21544 | -0.14804 | -0.098983 | -0.23571 | -0.096635 | -0.21544 | -0.0041781 | -0.0041781 | -0.25558 | -0.20052 | -0.24786 | -0.1918 | -0.14506 | -0.048438 | -0.18645 | -0.10363 | -0.1126 | -0.12346 | -0.030727 | -0.21544 | -0.2242 | -0.085091 | -0.085091 | -0.026571 | -0.13308 | -0.23571 | -0.2242 | -0.1918 | -0.25558 | 0.056512 | -0.04164 | -0.25558 | -0.02378 | 0.056512 | -0.08868 | -0.083598 | -0.12346 | -0.083598 | -0.15296 | -0.25558 | -0.26033 | -0.1918 | -0.18645 | -0.085091 | -0.095264 | -0.18645 | 0.0050763 | -0.26033 | -0.15296
| 193 |  |  | Customers (Y1) |  | -1.0163 | -1.0115 | -0.99928 | -0.98979 | #NUM! | #NUM! | #NUM! |  | 205 | 0 | -1.6921 | -3.6472 | -0.56054 | -1.8414 | -0.48298 | 0.049729 | -0.17749 | -0.79247 | -2.2392 | -3.9436 | -1.3414 | -3.4276 | -1.6898 | 1.1657 | -0.4446 | 0.31853 | -1.2354 | -2.9592 | -0.78625 | -1.1267 | -2.8337 | -0.29335 | -1.7388 | -0.16475 | -1.0857 | -1.062 | -3.1555 | 1.3391 | -3.9469 | -2.4433 | 0.88782 | 2.987 | 1.6307 | -1.3675 | -2.4326 | -0.83683 | 0.37637 | -1.8348 | -1.5587 | 0.88679 | -2.1903 | -0.57005 | -0.58959 | -0.18387 | -1.9517 | -0.97193 | -2.3456 | 0.060651 | -1.6783 | -1.5512 | -0.12538 | -1.7618 | -0.55753 | 1.7329 | -0.64168 | -2.6982 | -2.3817 | -3.1274 | -1.3124 | -0.22559 | -2.1955 | 2.4813 | 0.62494 | -1.5717 | -0.13493 | -1.0289 | -2.8347 | -2.8117 | -1.0163 | -0.41697 | -1.3794
| 194 |  |  | Capacity (Y2) |  | -1.2965 | -1.2965 | -1.2965 | -1.2965 | -1.2965 | -1.2965 | -1.2965 |  | 206 | 0 | -1.986 | -3.6781 | -0.45319 | -1.5956 | -0.55772 | 0.095437 | -0.09948 | -1.0822 | -2.1564 | -3.6602 | -1.588 | -3.8628 | -1.6808 | 1.5403 | -0.37597 | 0.64331 | -1.1555 | -3.0973 | -0.87814 | -1.1283 | -2.9069 | -0.51149 | -1.7994 | -0.14377 | -1.1015 | -0.47723 | -2.7252 | 1.34 | -3.8088 | -2.155 | 0.87967 | 2.9293 | 1.4813 | -1.6413 | -2.7084 | -0.85035 | 0.11339 | -1.918 | -1.5957 | 0.73446 | -2.1387 | -0.68585 | -0.74448 | -0.24821 | -2.0229 | -1.0415 | -2.552 | 0.096516 | -1.8614 | -1.5274 | -0.38498 | -1.974 | -0.75819 | 1.7804 | -0.79191 | -2.8486 | -2.1645 | -2.7192 | -1.4936 | -0.55186 | -1.9637 | 2.6769 | 0.43153 | -2.3935 | -0.1565 | -1.196 | -2.9593 | -2.5259 | -1.2965 | -0.50408 | -1.3731
| 195 |  |  | Deliveries (Y3) |  | -1.3396 | -1.3447 | -1.3517 | -1.3821 | #NUM! | #NUM! | #NUM! |  | 207 | 0 | -2.0962 | -3.9337 | -0.50843 | -1.7872 | -0.52533 | -0.019087 | -0.1035 | -1.2479 | -2.4589 | -4.1578 | -1.7147 | -4.0541 | -1.916 | 1.4808 | -0.57373 | 0.38044 | -1.2154 | -3.3387 | -1.2154 | -0.99886 | -3.1069 | -0.6207 | -2.232 | 0.076744 | -1.3622 | -1.1695 | -2.9708 | 1.194 | -4.2315 | -2.4626 | 0.87445 | 2.6875 | 1.5056 | -1.9253 | -2.8021 | -0.85095 | 0.074979 | -1.9304 | -1.7381 | 0.65101 | -2.1594 | -0.66392 | -0.9238 | -0.31126 | -2.1193 | -1.1538 | -2.6012 | -0.050663 | -1.9052 | -1.6906 | -0.42289 | -2.2222 | -0.74133 | 1.6516 | -0.90287 | -2.9477 | -2.7666 | -3.0268 | -1.8074 | -0.5661 | -2.1304 | 2.7082 | 0.43551 | -2.5914 | -0.13532 | -1.5327 | -2.7463 | -2.3889 | -1.3396 | -0.65146 | -1.4363
| 196 |  |  | WKWK |  | 1.2885e-05 | 0.0037374 | 0.0040865 | 0.0044512 | 0.38717 | 0.38717 | 0.38717 |  | 208 | 0 | 0.00028273 | 0.0034943 | 0.013293 | 0.0048989 | 0.0048989 | 0.023206 | 0.017381 | 0.0036202 | 0.010957 | 0.0046691 | 0.0012088 | 0.030718 | 0.038877 | 0.03266 | 0.006896 | 0.038877 | 0.007621 | 0.0046691 | 0.038877 | 0.0050096 | 0.0034943 | 0.0046691 | 0.023206 | 0.010957 | 0.0048989 | 0.027779 | 0.0046691 | 0.023206 | 8.7281e-06 | 8.7281e-06 | 0.03266 | 0.020103 | 0.030718 | 0.018394 | 0.010521 | 0.0011731 | 0.017381 | 0.0053698 | 0.0063388 | 0.007621 | 0.00047208 | 0.023206 | 0.025132 | 0.0036202 | 0.0036202 | 0.000353 | 0.0088545 | 0.027779 | 0.025132 | 0.018394 | 0.03266 | 0.0015968 | 0.00086694 | 0.03266 | 0.00028273 | 0.0015968 | 0.0039321 | 0.0034943 | 0.007621 | 0.0034943 | 0.011698 | 0.03266 | 0.033886 | 0.018394 | 0.017381 | 0.0036202 | 0.0045376 | 0.017381 | 1.2885e-05 | 0.033886 | 0.011698
| 197 |  |  | Y1Y1 |  | 0.51646 | 0.51161 | 0.49928 | 0.48984 | #NUM! | #NUM! | #NUM! |  | 209 | 0 | 1.4316 | 6.6511 | 0.1571 | 1.6955 | 0.11663 | 0.0012365 | 0.015751 | 0.314 | 2.5071 | 7.776 | 0.89973 | 5.8742 | 1.4277 | 0.67941 | 0.098833 | 0.050729 | 0.76311 | 4.3785 | 0.3091 | 0.63468 | 4.0149 | 0.043026 | 1.5118 | 0.013571 | 0.5894 | 0.56393 | 4.9784 | 0.89655 | 7.7889 | 2.9847 | 0.39412 | 4.4612 | 1.3296 | 0.93498 | 2.9588 | 0.35014 | 0.070825 | 1.6833 | 1.2147 | 0.3932 | 2.3987 | 0.16248 | 0.17381 | 0.016905 | 1.9046 | 0.47232 | 2.751 | 0.0018393 | 1.4084 | 1.2031 | 0.0078595 | 1.5519 | 0.15542 | 1.5014 | 0.20588 | 3.6401 | 2.8362 | 4.8902 | 0.86117 | 0.025445 | 2.4101 | 3.0784 | 0.19527 | 1.2352 | 0.009103 | 0.52937 | 4.0179 | 3.9527 | 0.51646 | 0.086931 | 0.95131
| 198 |  |  | Y2Y2 |  | 0.84043 | 0.84043 | 0.84043 | 0.84043 | 0.84043 | 0.84043 | 0.84043 |  | 210 | 0 | 1.9722 | 6.7641 | 0.10269 | 1.273 | 0.15553 | 0.0045541 | 0.0049482 | 0.58557 | 2.3251 | 6.6986 | 1.2608 | 7.4605 | 1.4125 | 1.1862 | 0.070676 | 0.20692 | 0.66757 | 4.7966 | 0.38557 | 0.63658 | 4.2251 | 0.13081 | 1.619 | 0.010334 | 0.60667 | 0.11388 | 3.7134 | 0.89774 | 7.2536 | 2.3219 | 0.38691 | 4.2905 | 1.0972 | 1.3469 | 3.6678 | 0.36155 | 0.0064286 | 1.8393 | 1.2731 | 0.26972 | 2.2871 | 0.2352 | 0.27712 | 0.030803 | 2.046 | 0.54232 | 3.2563 | 0.0046577 | 1.7325 | 1.1665 | 0.074103 | 1.9483 | 0.28743 | 1.585 | 0.31356 | 4.0574 | 2.3426 | 3.6971 | 1.1155 | 0.15227 | 1.928 | 3.583 | 0.093111 | 2.8643 | 0.012246 | 0.71516 | 4.3787 | 3.19 | 0.84043 | 0.12705 | 0.94266
| 199 |  |  | Y3Y3 |  | 0.89728 | 0.90411 | 0.9136 | 0.95509 | #NUM! | #NUM! | #NUM! |  | 211 | 0 | 2.197 | 7.7371 | 0.12925 | 1.5971 | 0.13798 | 0.00018215 | 0.0053558 | 0.77864 | 3.023 | 8.6435 | 1.4701 | 8.2178 | 1.8355 | 1.0964 | 0.16459 | 0.072366 | 0.73864 | 5.5735 | 0.73865 | 0.49886 | 4.8265 | 0.19263 | 2.4909 | 0.0029448 | 0.92773 | 0.68391 | 4.4128 | 0.71279 | 8.9529 | 3.0321 | 0.38233 | 3.6112 | 1.1335 | 1.8533 | 3.926 | 0.36206 | 0.0028109 | 1.8632 | 1.5104 | 0.2119 | 2.3316 | 0.2204 | 0.4267 | 0.048442 | 2.2458 | 0.6656 | 3.3831 | 0.0012834 | 1.8149 | 1.4291 | 0.089419 | 2.4691 | 0.27479 | 1.3639 | 0.40758 | 4.3444 | 3.827 | 4.5807 | 1.6334 | 0.16023 | 2.2693 | 3.6671 | 0.094836 | 3.3577 | 0.0091561 | 1.1745 | 3.7712 | 2.8534 | 0.89728 | 0.2122 | 1.0315
| 200 |  |  | WKY1 |  | -0.0051592 | 0.087455 | 0.09034 | 0.093389 | #NUM! | #NUM! | #NUM! |  | 212 | 0 | 0.040238 | 0.3049 | 0.091395 | 0.18227 | 0.047807 | -0.010713 | 0.033092 | 0.067431 | 0.33149 | 0.38109 | 0.065959 | 0.84957 | 0.47119 | -0.29792 | 0.052213 | -0.088819 | 0.15252 | 0.28596 | 0.21924 | 0.11277 | 0.23689 | 0.028348 | 0.3746 | 0.024388 | 0.10747 | 0.25032 | 0.30493 | -0.28848 | 0.01649 | 0.010208 | -0.22691 | -0.59895 | -0.40418 | 0.26228 | 0.35287 | 0.040534 | -0.070173 | 0.19014 | 0.1755 | -0.10948 | 0.067301 | 0.12281 | 0.13219 | 0.015646 | 0.16607 | 0.025825 | 0.31215 | -0.014296 | 0.37628 | 0.29753 | 0.032043 | -0.099562 | 0.023216 | -0.44288 | 0.015259 | -0.15248 | 0.21121 | 0.26144 | 0.16202 | 0.018859 | 0.33582 | -0.63415 | -0.16269 | 0.30146 | 0.025157 | 0.087554 | 0.27005 | 0.52423 | -0.0051592 | 0.10855 | 0.21098
| 201 |  |  | WKY2 |  | -0.0065814 | 0.11209 | 0.11721 | 0.12233 | 1.1409 | 1.1409 | 1.1409 |  | 213 | 0 | 0.047227 | 0.30748 | 0.073892 | 0.15794 | 0.055205 | -0.02056 | 0.018548 | 0.092084 | 0.31923 | 0.35371 | 0.078081 | 0.95744 | 0.46868 | -0.39365 | 0.044153 | -0.17938 | 0.14265 | 0.29931 | 0.24486 | 0.11294 | 0.24301 | 0.049428 | 0.38767 | 0.021282 | 0.10903 | 0.11249 | 0.26335 | -0.28867 | 0.015914 | 0.0090036 | -0.22482 | -0.58738 | -0.36717 | 0.31481 | 0.39288 | 0.041189 | -0.021141 | 0.19876 | 0.17966 | -0.090676 | 0.065717 | 0.14776 | 0.16691 | 0.02112 | 0.17213 | 0.027672 | 0.33961 | -0.02275 | 0.41733 | 0.29297 | 0.09839 | -0.11155 | 0.031571 | -0.45504 | 0.018831 | -0.16098 | 0.19195 | 0.22732 | 0.1844 | 0.046135 | 0.30036 | -0.68416 | -0.11234 | 0.45907 | 0.02918 | 0.10176 | 0.28191 | 0.47095 | -0.0065814 | 0.13123 | 0.21002
| 202 |  |  | WKY3 |  | -0.0068003 | 0.11626 | 0.1222 | 0.1304 | #NUM! | #NUM! | #NUM! |  | 214 | 0 | 0.049847 | 0.32885 | 0.082899 | 0.17691 | 0.051999 | 0.004112 | 0.019297 | 0.10619 | 0.364 | 0.40178 | 0.084313 | 1.0049 | 0.53426 | -0.37846 | 0.067379 | -0.10608 | 0.15006 | 0.32264 | 0.33892 | 0.099982 | 0.25973 | 0.059981 | 0.48085 | -0.011361 | 0.13483 | 0.27567 | 0.28708 | -0.25723 | 0.01768 | 0.010289 | -0.22349 | -0.53888 | -0.37319 | 0.36927 | 0.40647 | 0.041218 | -0.01398 | 0.20005 | 0.1957 | -0.080372 | 0.066353 | 0.14303 | 0.20711 | 0.026485 | 0.18034 | 0.030656 | 0.34616 | 0.011942 | 0.42714 | 0.32426 | 0.10808 | -0.12558 | 0.030869 | -0.42211 | 0.02147 | -0.16658 | 0.24534 | 0.25303 | 0.22314 | 0.047325 | 0.32586 | -0.69214 | -0.11338 | 0.49704 | 0.025231 | 0.13042 | 0.26163 | 0.4454 | -0.0068003 | 0.16959 | 0.2197
| 203 |  |  | Y1Y2 |  | 1.3176 | 1.3114 | 1.2956 | 1.2832 | #NUM! | #NUM! | #NUM! |  | 215 | 0 | 3.3606 | 13.4147 | 0.25403 | 2.9382 | 0.26937 | 0.004746 | 0.017657 | 0.8576 | 4.8287 | 14.4345 | 2.1302 | 13.24 | 2.8402 | 1.7955 | 0.16715 | 0.20491 | 1.4275 | 9.1656 | 0.69044 | 1.2713 | 8.2373 | 0.15004 | 3.1289 | 0.023685 | 1.1959 | 0.50682 | 8.5993 | 1.7943 | 15.0329 | 5.2651 | 0.78099 | 8.75 | 2.4156 | 2.2444 | 6.5885 | 0.7116 | 0.042676 | 3.5191 | 2.4871 | 0.65132 | 4.6844 | 0.39097 | 0.43894 | 0.045639 | 3.9481 | 1.0122 | 5.986 | 0.0058538 | 3.1241 | 2.3694 | 0.048266 | 3.4777 | 0.42272 | 3.0853 | 0.50815 | 7.6862 | 5.1552 | 8.504 | 1.9602 | 0.12449 | 4.3113 | 6.6422 | 0.26968 | 3.7618 | 0.021117 | 1.2306 | 8.3888 | 7.1019 | 1.3176 | 0.21018 | 1.8939
| 204 |  |  | Y1Y3 |  | 1.3615 | 1.3602 | 1.3508 | 1.368 | #NUM! | #NUM! | #NUM! |  | 216 | 0 | 3.547 | 14.3472 | 0.28499 | 3.2911 | 0.25372 | -0.00094917 | 0.018369 | 0.98893 | 5.506 | 16.3966 | 2.3002 | 13.8958 | 3.2376 | 1.7262 | 0.25508 | 0.12118 | 1.5016 | 9.88 | 0.95564 | 1.1254 | 8.804 | 0.18208 | 3.8811 | -0.012643 | 1.4789 | 1.2421 | 9.3742 | 1.5988 | 16.7013 | 6.0166 | 0.77635 | 8.0276 | 2.4552 | 2.6327 | 6.8165 | 0.7121 | 0.02822 | 3.5419 | 2.7091 | 0.57731 | 4.7297 | 0.37847 | 0.54467 | 0.057232 | 4.1363 | 1.1214 | 6.1015 | -0.0030728 | 3.1976 | 2.6225 | 0.05302 | 3.915 | 0.41331 | 2.862 | 0.57935 | 7.9535 | 6.5891 | 9.4659 | 2.3721 | 0.1277 | 4.6773 | 6.7197 | 0.27217 | 4.0729 | 0.018259 | 1.577 | 7.7852 | 6.7167 | 1.3615 | 0.27164 | 1.9812
| 205 |  |  | Y2Y3 |  | 1.7368 | 1.7434 | 1.7525 | 1.7919 | #NUM! | #NUM! | #NUM! |  | 217 | 0 | 4.1631 | 14.4685 | 0.23041 | 2.8518 | 0.29298 | -0.0018216 | 0.010296 | 1.3505 | 5.3023 | 15.2184 | 2.723 | 15.6601 | 3.2204 | 2.2809 | 0.21571 | 0.24474 | 1.4044 | 10.3409 | 1.0673 | 1.1271 | 9.0316 | 0.31748 | 4.0164 | -0.011033 | 1.5004 | 0.55814 | 8.096 | 1.5999 | 16.1171 | 5.3067 | 0.76922 | 7.8725 | 2.2304 | 3.1599 | 7.5894 | 0.7236 | 0.0085018 | 3.7024 | 2.7733 | 0.47814 | 4.6184 | 0.45535 | 0.68775 | 0.077257 | 4.2872 | 1.2016 | 6.6382 | -0.0048898 | 3.5464 | 2.5823 | 0.1628 | 4.3865 | 0.56207 | 2.9406 | 0.71499 | 8.3969 | 5.9884 | 8.2305 | 2.6997 | 0.31241 | 4.1834 | 7.2495 | 0.18794 | 6.2024 | 0.021178 | 1.833 | 8.1272 | 6.034 | 1.7368 | 0.32839 | 1.9722
| 206 |  |  | Average Line Length |  | -1.7669 | -1.7588 | -1.7517 | -1.7456 | -1.8027 | -1.8599 | -1.9171 |  | 218 | 0 | -0.39206 | -3.3865 | -1.2612 | -1.8913 | -1.6934 | -0.57421 | -0.89938 | -1.0248 | -2.9258 | -4.6096 | -2.1092 | -4.5618 | -2.9241 | 0.63148 | -1.0845 | -0.85152 | -2.1368 | -2.9923 | -1.7852 | -2.305 | -3.5222 | -1.084 | -2.4732 | -0.96825 | -0.47036 | -0.69764 | -3.6886 | 0.20393 | -4.8547 | -3.7203 | 0.0086934 | 3.7884 | 0.67826 | -1.3633 | -3.3244 | -2.0333 | -0.39949 | -3.1101 | -1.614 | -0.010103 | -3.0363 | -1.1408 | -1.0495 | -0.2944 | -2.1042 | -1.5311 | -1.9959 | -0.6101 | -2.7061 | -2.2629 | -0.84943 | -2.8854 | -1.6037 | 1.0099 | -1.3192 | -3.7651 | -3.3804 | -2.4461 | -2.405 | -0.86778 | -2.8733 | 1.5763 | -0.23948 | -2.4436 | -0.61432 | -1.8443 | -3.3406 | -3.7411 | -1.7669 | -0.98453 | -2.3868
| 207 |  |  | Customers Added in last 10 years |  | 84.71% | 10.58% | 9.953% | 4.666% | 0% | 0% | 0% |  | 219 | 0 | 0.15 | -49.34% | 22.09% | 77.26% | 67.89% | 92.98% | 94.63% | 22.6% | 85.73% | -71.27% | 135.4% | 116.4% | 84.72% | 110.6% | 21.62% | 27.3% | 56.99% | -6.099% | 41.24% | 69.93% | -59.86% | 23.42% | 131.8% | 1.7108 | 0.36216 | 0.80449 | -0.21538 | 0.39362 | 0.65374 | 0.38821 | 2.5397 | 0.57349 | 1.2655 | 1.3327 | -0.36972 | 0.35587 | 1.2637 | 1.4314 | 3.7605 | 0.89569 | 0.69216 | 6.2681 | 1.2902 | 0.65489 | 1.606 | 0.19635 | -0.15923 | 1.8077 | 0.90228 | 0.67304 | 1.0131 | 0.5357 | 0.64609 | 1.9923 | 0.21272 | 0.29094 | 0.04941 | 0.056348 | 0.93304 | 0.16569 | 0.87776 | 0.93809 | 0.85615 | 1.9372 | 1.1939 | 0.44849 | 0.7034 | 0.080378 | 0.84714 | 1.1938 | 0.97016
| 208 |  |  | Trend |  | 9 | 10 | 11 | 12 | 13 | 14 | 15 |  | 220 | 0 | 9 | 9 | 9 | 9 | 9 | 9 | 9 | 9 | 9 | 9 | 9 | 9 | 9 | 9 | 9 | 9 | 9 | 9 | 9 | 9 | 9 | 9 | 9 | 9 | 9 | 9 | 9 | 9 | 9 | 9 | 9 | 9 | 9 | 9 | 9 | 9 | 9 | 9 | 9 | 9 | 9 | 9 | 9 | 9 | 9 | 9 | 9 | 9 | 9 | 9 | 9 | 9 | 9 | 9 | 9 | 9 | 9 | 9 | 9 | 9 | 9 | 9 | 9 | 9 | 9 | 9 | 9 | 9 | 9 | 9 | 9
| 209 | [12 empty] | 221 | 0
| 210 | Product of Parameter and 2013 Values | [11 empty] | 222 | 0
| 211 | [12 empty] | 223 | 0
| 212 |  |  | Constant |  | 12.8135 | 12.8135 | 12.8135 | 12.8135 | 12.8135 | 12.8135 | 12.8135 |  | 224 | 0 | 12.8097 | 12.8157 | 12.8145 | 12.8167 | 12.8153 | 12.8168 | 12.8166 | 12.8129 | 12.8133 | 12.8147 | 12.8123 | 12.8109 | 12.8111 | 12.8164 | 12.8214 | 12.8191 | 12.8121 | 12.8205 | 12.8153 | 12.8157 | 12.8124 | 12.8161 | 12.8145 | 12.8109 | 12.824 | 12.8115 | 12.8149 | 12.8187 | 12.8177 | 12.8066 | 12.817 | 12.8151 | 12.8153 | 12.8159 | 12.8132 | 12.8141 | 12.8202 | 12.8129 | 12.8195 | 12.8131 | 12.8144 | 12.8193 | 12.8143 | 12.7877 | 12.8109 | 12.8148 | 12.8311 | 12.8119 | 12.8147 | 12.8141 | 12.8195 | 12.8144 | 12.8129 | 12.8172 | 12.8064 | 12.8221 | 12.8123 | 12.8146 | 12.8148 | 12.8098 | 12.8142 | 12.8023 | 12.8149 | 12.8153 | 12.8136 | 12.8158 | 12.8153 | 12.8145 | 12.8135 | 12.8133 | 12.8102
| 213 |  |  | Capital Price / OM&A Price (WK) |  | 0.0031823 | -0.0542 | -0.056675 | -0.059149 | -0.55165 | -0.55165 | -0.55165 |  | 225 | 0 | -0.014896 | -0.052377 | -0.10318 | -0.062084 | -0.062027 | -0.13496 | -0.11676 | -0.053418 | -0.092851 | -0.060557 | -0.030946 | -0.15645 | -0.17497 | -0.16017 | -0.073777 | -0.17476 | -0.077497 | -0.060541 | -0.17458 | -0.062269 | -0.052419 | -0.060635 | -0.13546 | -0.092712 | -0.062265 | -0.14746 | -0.060638 | -0.13509 | -0.0026195 | -0.0026332 | -0.15833 | -0.12635 | -0.15557 | -0.12041 | -0.090796 | -0.030469 | -0.11657 | -0.064944 | -0.070605 | -0.07785 | -0.019268 | -0.13474 | -0.14073 | -0.053506 | -0.053156 | -0.016625 | -0.083413 | -0.14722 | -0.14067 | -0.12017 | -0.16022 | 0.035429 | -0.02605 | -0.16028 | -0.015002 | 0.035278 | -0.055659 | -0.052388 | -0.07737 | -0.05285 | -0.095903 | -0.16159 | -0.16321 | -0.12011 | -0.11664 | -0.053475 | -0.059736 | -0.11684 | 0.0031823 | -0.1631 | -0.095694
| 214 |  |  | Customers (Y1) |  | -0.4526 | -0.45047 | -0.44501 | -0.44078 | #NUM! | #NUM! | #NUM! |  | 226 | 0 | -0.77353 | -1.619 | -0.24696 | -0.81249 | -0.21482 | 0.021818 | -0.077365 | -0.35249 | -1.0022 | -1.7559 | -0.59106 | -1.5337 | -0.74882 | 0.51222 | -0.18957 | 0.14412 | -0.55929 | -1.3175 | -0.35132 | -0.50927 | -1.265 | -0.12867 | -0.76338 | -0.078162 | -0.46615 | -0.46354 | -1.3872 | 0.6136 | -1.7915 | -1.0854 | 0.40056 | 1.2059 | 0.72535 | -0.60505 | -1.0903 | -0.37064 | 0.18069 | -0.82326 | -0.68555 | 0.39908 | -0.97631 | -0.2612 | -0.26406 | -0.090221 | -0.87536 | -0.4328 | -0.99635 | 0.027664 | -0.74413 | -0.69354 | -0.057274 | -0.7839 | -0.20741 | 0.73442 | -0.28319 | -1.1794 | -1.0729 | -1.3934 | -0.58354 | -0.096158 | -0.97687 | 1.1522 | 0.27521 | -0.69862 | -0.060655 | -0.45626 | -1.2667 | -1.2671 | -0.4526 | -0.18577 | -0.61283
| 215 |  |  | Capacity (Y2) |  | -0.2108 | -0.2108 | -0.2108 | -0.2108 | -0.2108 | -0.2108 | -0.2108 |  | 227 | 0 | -0.31113 | -0.59491 | -0.072884 | -0.27068 | -0.089127 | 0.015566 | -0.016744 | -0.17588 | -0.33384 | -0.56798 | -0.26286 | -0.62794 | -0.2827 | 0.26083 | -0.063596 | 0.10741 | -0.17921 | -0.48889 | -0.14188 | -0.17439 | -0.46977 | -0.084175 | -0.282 | -0.020725 | -0.17628 | -0.083333 | -0.43532 | 0.21335 | -0.59259 | -0.34564 | 0.14028 | 0.56656 | 0.23744 | -0.26406 | -0.43578 | -0.13864 | 0.015108 | -0.31817 | -0.25066 | 0.11702 | -0.33821 | -0.11002 | -0.11853 | -0.034238 | -0.32829 | -0.16509 | -0.3771 | 0.014767 | -0.29879 | -0.24196 | -0.058121 | -0.31626 | -0.16781 | 0.34 | -0.13294 | -0.44333 | -0.33926 | -0.43464 | -0.24065 | -0.096864 | -0.31316 | 0.35078 | 0.071338 | -0.39024 | -0.024736 | -0.19421 | -0.47128 | -0.40766 | -0.2108 | -0.081867 | -0.21465
| 216 |  |  | Deliveries (Y3) |  | -0.13916 | -0.13969 | -0.14042 | -0.14357 | #NUM! | #NUM! | #NUM! |  | 228 | 0 | -0.23259 | -0.39132 | -0.055959 | -0.18858 | -0.055191 | -0.0020818 | -0.011121 | -0.12703 | -0.26991 | -0.45223 | -0.17947 | -0.43221 | -0.19512 | 0.15725 | -0.064747 | 0.032869 | -0.1285 | -0.34398 | -0.12679 | -0.09257 | -0.32972 | -0.064759 | -0.25507 | 0.0073443 | -0.13836 | -0.12366 | -0.32236 | 0.12741 | -0.42105 | -0.28786 | 0.090405 | 0.28498 | 0.15869 | -0.19857 | -0.28883 | -0.089556 | 0.0081644 | -0.19343 | -0.18116 | 0.069195 | -0.23187 | -0.066809 | -0.095899 | -0.032114 | -0.22957 | -0.12378 | -0.30169 | -0.0052274 | -0.20305 | -0.17798 | -0.044459 | -0.23506 | -0.066958 | 0.15637 | -0.091291 | -0.32199 | -0.29711 | -0.32412 | -0.18835 | -0.06044 | -0.22397 | 0.24225 | 0.045273 | -0.26482 | -0.014064 | -0.15964 | -0.28634 | -0.24027 | -0.13916 | -0.070559 | -0.15497
| 217 |  |  | WKWK |  | 1.6309e-06 | 0.00047307 | 0.00051725 | 0.00056341 | 0.049006 | 0.049006 | 0.049006 |  | 229 | 0 | 3.4943e-05 | 0.00043067 | 0.0017569 | 0.00064752 | 0.0005885 | 0.0028518 | 0.0021187 | 0.00046771 | 0.0013683 | 0.00056484 | 0.00015466 | 0.0042102 | 0.0050039 | 0.0039674 | 0.00094659 | 0.0047423 | 0.0009661 | 0.00056841 | 0.0047321 | 0.00057252 | 0.00043056 | 0.0006071 | 0.0029283 | 0.0013149 | 0.00062578 | 0.0036518 | 0.00056873 | 0.0028413 | 1.0994e-06 | 1.1842e-06 | 0.0041889 | 0.002504 | 0.0037994 | 0.002292 | 0.0012453 | 0.00015616 | 0.0021488 | 0.00067121 | 0.00079982 | 0.00099536 | 5.921e-05 | 0.0030473 | 0.0032404 | 0.00044472 | 0.00040554 | 4.2612e-05 | 0.00098434 | 0.0035543 | 0.0031902 | 0.0022553 | 0.0040858 | 0.00019733 | 0.00010239 | 0.0039683 | 4.0131e-05 | 0.00017788 | 0.00048824 | 0.0004313 | 0.0009232 | 0.00049793 | 0.0014655 | 0.0040648 | 0.0041706 | 0.0022257 | 0.0022713 | 0.00044644 | 0.00057025 | 0.0020994 | 1.6309e-06 | 0.0044103 | 0.0014686
| 218 |  |  | Y1Y1 |  | -0.19726 | -0.19541 | -0.1907 | -0.1871 | #NUM! | #NUM! | #NUM! |  | 230 | 0 | -0.57307 | -2.3551 | -0.059823 | -0.56827 | -0.043078 | -0.00046046 | -0.0055012 | -0.10925 | -0.99173 | -3.2227 | -0.386 | -1.966 | -0.55993 | -0.23912 | -0.036209 | -0.023298 | -0.28438 | -1.8906 | -0.11664 | -0.22749 | -1.4234 | -0.016896 | -0.58868 | -0.0051495 | -0.21791 | -0.17903 | -1.1398 | -0.34498 | -3.4183 | -1.1144 | -0.15174 | -1.7908 | -0.50423 | -0.35466 | -0.95717 | -0.13004 | -0.024652 | -0.62991 | -0.45878 | -0.15318 | -0.75577 | -0.075075 | -0.06469 | -0.0051464 | -0.71261 | -0.1658 | -1.4258 | -0.00075285 | -0.52771 | -0.47644 | -0.0031908 | -0.57858 | -0.079741 | -0.55897 | -0.084336 | -0.92784 | -1.1504 | -1.6554 | -0.33365 | -0.011373 | -0.94321 | -1.097 | -0.072939 | -0.29842 | -0.003423 | -0.19907 | -1.568 | -1.64 | -0.19726 | -0.033922 | -0.39091
| 219 |  |  | Y2Y2 |  | 0.16311 | 0.16311 | 0.16311 | 0.16311 | 0.16311 | 0.16311 | 0.16311 |  | 231 | 0 | 0.43926 | 1.4408 | 0.017802 | 0.22449 | 0.030726 | 0.00086511 | 0.0010139 | 0.11935 | 0.58482 | 1.1931 | 0.21238 | 1.5267 | 0.23955 | 0.24085 | 0.012898 | 0.032682 | 0.077658 | 0.60019 | 0.072701 | 0.13863 | 0.82651 | 0.023687 | 0.28013 | 0.0021056 | 0.10609 | 0.03159 | 0.87532 | 0.15328 | 1.2637 | 0.24585 | 0.074436 | 0.79881 | 0.20936 | 0.24323 | 0.92067 | 0.068278 | 0.0013072 | 0.3437 | 0.22295 | 0.045156 | 0.49913 | 0.040269 | 0.052291 | 0.007173 | 0.39322 | 0.11189 | 0.5425 | 0.00083504 | 0.3349 | 0.21097 | 0.013782 | 0.44629 | 0.0018973 | 0.39795 | 0.052722 | 0.96756 | 0.42154 | 0.6463 | 0.21219 | 0.023491 | 0.34449 | 0.72807 | 0.017351 | 0.88411 | 0.0023247 | 0.13071 | 0.85236 | 0.58261 | 0.16311 | 0.027163 | 0.16892
| 220 |  |  | Y3Y3 |  | 0.14335 | 0.14444 | 0.14596 | 0.15259 | #NUM! | #NUM! | #NUM! |  | 232 | 0 | 0.3774 | 1.198 | 0.023 | 0.28583 | 0.02297 | 3.131e-05 | 0.00089608 | 0.1246 | 0.53891 | 1.5068 | 0.24166 | 1.3922 | 0.28504 | 0.17132 | 0.030719 | 0.011199 | 0.10571 | 0.86825 | 0.12111 | 0.066931 | 0.81524 | 0.031607 | 0.53748 | 0.00041996 | 0.15305 | 0.10528 | 0.8005 | 0.10229 | 1.309 | 0.627 | 0.060458 | 0.56538 | 0.18594 | 0.31104 | 0.62651 | 0.060319 | 0.00047506 | 0.2831 | 0.25637 | 0.035432 | 0.39874 | 0.032512 | 0.071544 | 0.0078541 | 0.39452 | 0.11399 | 0.60293 | 0.00020908 | 0.31061 | 0.23889 | 0.014054 | 0.3988 | 0.039079 | 0.19908 | 0.06346 | 0.78063 | 0.64815 | 0.8087 | 0.26369 | 0.026727 | 0.38418 | 0.53673 | 0.015633 | 0.52186 | 0.0014863 | 0.19231 | 0.61102 | 0.42671 | 0.14335 | 0.031206 | 0.17871
| 221 |  |  | WKY1 |  | -0.00027842 | 0.0047195 | 0.0048752 | 0.0050398 | #NUM! | #NUM! | #NUM! |  | 233 | 0 | 0.0019781 | 0.016247 | 0.0042443 | 0.010272 | 0.0025711 | -0.00057986 | 0.0018334 | 0.0035877 | 0.017739 | 0.020038 | 0.0036058 | 0.042731 | 0.02553 | -0.016179 | 0.0026792 | -0.0046971 | 0.0078517 | 0.015206 | 0.011874 | 0.0065882 | 0.012748 | 0.0015659 | 0.018524 | 0.0013438 | 0.0062387 | 0.0098348 | 0.01531 | -0.015565 | 0.00086723 | 0.00049397 | -0.011833 | -0.036142 | -0.022114 | 0.01335 | 0.018926 | 0.0021591 | -0.0036699 | 0.010436 | 0.009256 | -0.0060475 | 0.0036008 | 0.0068815 | 0.0066826 | 0.00085099 | 0.0093283 | 0.0013948 | 0.016978 | -0.00078757 | 0.020212 | 0.015928 | 0.0017055 | -0.0054033 | 0.0012503 | -0.024376 | 0.00081441 | -0.008412 | 0.0097369 | 0.014152 | 0.0087064 | 0.0011146 | 0.018391 | -0.033969 | -0.0087925 | 0.016086 | 0.0013324 | 0.0049022 | 0.014705 | 0.026283 | -0.00027842 | 0.0057029 | 0.011719
| 222 |  |  | WKY2 |  | -6.3974e-05 | 0.0010896 | 0.0011393 | 0.0011891 | 0.01109 | 0.01109 | 0.01109 |  | 234 | 0 | 0.00039567 | 0.0030094 | 0.0012083 | 0.0013467 | 0.00050765 | -0.00019372 | 0.00015464 | 0.00097789 | 0.0029557 | 0.0037085 | 0.00061987 | 0.013027 | 0.0044967 | -0.0036308 | 0.00046326 | -0.0019526 | 0.0015701 | 0.0029223 | 0.0023192 | 0.00090541 | 0.0023398 | 0.00043382 | 0.0044444 | 0.00019372 | 0.00068641 | 0.0028999 | 0.0031183 | -0.0026768 | 0.00017769 | 0.00011762 | -0.0019136 | -0.0041148 | -0.0034835 | 0.0033978 | 0.0035221 | 0.00041704 | -0.00022616 | 0.0018159 | 0.00198 | -0.00091752 | 0.00065704 | 0.0014761 | 0.001727 | 0.00019433 | 0.0013649 | 0.00026512 | 0.0021969 | -0.00019706 | 0.004245 | 0.0029343 | 0.00099823 | -0.001045 | 0.00029788 | -0.0037045 | 0.00021182 | -0.0014356 | 0.0034595 | 0.0021221 | 0.0018145 | 0.00030417 | 0.0028647 | -0.0089095 | -0.0010693 | 0.0044998 | 0.00030665 | 0.00089175 | 0.0028162 | 0.0050824 | -6.3974e-05 | 0.0015195 | 0.002208
| 223 |  |  | WKY3 |  | 1.1085e-06 | -1.8951e-05 | -1.992e-05 | -2.1256e-05 | #NUM! | #NUM! | #NUM! |  | 235 | 0 | 0.00029882 | -0.00021384 | 0.00013894 | -0.0002768 | 1.4384e-05 | -1.0706e-06 | -1.107e-05 | -2.3882e-05 | 0.00031077 | -0.00037811 | 5.1686e-06 | 0.000686 | 1.8364e-05 | 5.9868e-05 | 0.00015296 | 3.4314e-05 | 0.00017107 | -0.0001906 | -7.2669e-05 | -0.00023823 | -4.0796e-06 | -2.3288e-05 | 0.0013076 | 9.4278e-06 | -0.00012169 | -0.00038964 | 0.00025664 | -8.8234e-05 | -1.9968e-05 | 1.2459e-05 | 0.00035341 | 0.00058972 | 3.4582e-05 | 0.00074681 | 0.00012537 | 1.3077e-05 | 7.0508e-06 | -8.952e-05 | -5.9389e-05 | 8.3698e-06 | -6.4149e-06 | -0.00031839 | 0.00053691 | 8.6568e-06 | 0.00025743 | -7.5649e-06 | -5.0602e-05 | -1.5442e-05 | -7.9404e-05 | -1.5092e-05 | 4.3139e-06 | 4.765e-05 | 2.643e-07 | -0.00017027 | -3.6421e-06 | 5.4594e-05 | -0.0014227 | -0.00010715 | -4.4506e-05 | -1.7904e-05 | -0.00018775 | -0.00059743 | -1.2019e-05 | 8.3856e-06 | -1.4478e-05 | -0.00017838 | -0.00018976 | 0.0011032 | 1.1085e-06 | -0.00015056 | -0.00025521
| 224 |  |  | Y1Y2 |  | 0.18397 | 0.1831 | 0.18088 | 0.17916 | #NUM! | #NUM! | #NUM! |  | 236 | 0 | 0.46367 | 1.5504 | 0.039855 | 0.4071 | 0.0365 | 0.00067414 | 0.0021254 | 0.10106 | 0.60199 | 2.4526 | 0.37964 | 1.5102 | 0.43902 | 0.21096 | 0.024835 | 0.04155 | 0.24164 | 1.8188 | 0.097832 | 0.1343 | 1.0374 | 0.023072 | 0.55423 | 0.0030049 | 0.17417 | 0.032006 | 0.48957 | 0.25196 | 2.6109 | 1.0878 | 0.11068 | 1.2792 | 0.34114 | 0.33281 | 0.53415 | 0.099736 | 0.0052052 | 0.47414 | 0.37621 | 0.10362 | 0.46983 | 0.071927 | 0.061912 | 0.0038261 | 0.56985 | 0.1259 | 1.3926 | 0.00095614 | 0.44385 | 0.3719 | 0.0073918 | 0.41454 | 0.12564 | 0.31454 | 0.083552 | 0.46303 | 0.84008 | 1.1765 | 0.2841 | 0.024353 | 0.67827 | 0.75519 | 0.038209 | 0.038623 | 0.0029584 | 0.17687 | 1.2134 | 1.0935 | 0.18397 | 0.02643 | 0.32092
| 225 |  |  | Y1Y3 |  | 0.099611 | 0.099519 | 0.098828 | 0.10009 | #NUM! | #NUM! | #NUM! |  | 237 | 0 | 0.35979 | 1.0081 | 0.014911 | 0.087798 | 0.016773 | -5.6982e-05 | 0.0010733 | 0.059845 | 0.58171 | 1.1646 | 0.17924 | 0.69843 | 0.21391 | 0.1112 | 0.011057 | 0.01063 | 0.0553 | 0.71098 | 0.064338 | 0.099996 | 0.51309 | 0.012561 | 0.14876 | -0.0011922 | 0.077084 | 0.10434 | 0.21446 | 0.1278 | 1.6554 | 0.13542 | 0.059408 | 0.52619 | 0.17095 | 0.16029 | 0.47519 | 0.044771 | 0.0020291 | 0.25789 | 0.15107 | 0.037239 | 0.23473 | 0.039684 | 0.034092 | 0.0039261 | 0.24179 | 0.068205 | 0.6633 | -0.00024961 | 0.20435 | 0.18286 | 0.0045713 | 0.32902 | 0.014841 | 0.26099 | 0.042245 | 0.26934 | 0.45344 | 0.33898 | 0.17517 | 0.0098184 | 0.30223 | 0.56289 | 0.016934 | 0.25929 | 0.0012676 | 0.099218 | 0.59783 | 0.59648 | 0.099611 | 0.026674 | 0.14104
| 226 |  |  | Y2Y3 |  | -0.34683 | -0.34814 | -0.34997 | -0.35782 | #NUM! | #NUM! | #NUM! |  | 238 | 0 | -0.99765 | -2.8036 | -0.045316 | -0.49936 | -0.058545 | 0.00036126 | -0.0019776 | -0.25334 | -1.319 | -3.234 | -0.57024 | -2.8729 | -0.60526 | -0.42461 | -0.04239 | -0.05354 | -0.21102 | -2.0116 | -0.21167 | -0.21486 | -1.743 | -0.063473 | -0.87227 | 0.0022579 | -0.27754 | -0.11432 | -1.4104 | -0.29497 | -3.4108 | -1.0587 | -0.15525 | -1.4749 | -0.44602 | -0.61766 | -1.4853 | -0.14221 | -0.0017571 | -0.70833 | -0.53284 | -0.094756 | -0.87056 | -0.09933 | -0.13555 | -0.015224 | -0.86181 | -0.23958 | -1.691 | 0.0010364 | -0.71676 | -0.52645 | -0.034017 | -0.93562 | -0.083389 | -0.60763 | -0.14009 | -1.5229 | -1.2263 | -1.4947 | -0.54548 | -0.065781 | -0.84324 | -1.4685 | -0.036525 | -1.1566 | -0.0042099 | -0.35586 | -1.6722 | -1.2228 | -0.34683 | -0.069094 | -0.41692
| 227 |  |  | Average Line Length |  | -0.50157 | -0.49927 | -0.49728 | -0.49553 | -0.51175 | -0.52798 | -0.5442 |  | 239 | 0 | -0.10622 | -0.98202 | -0.3569 | -0.53931 | -0.48613 | -0.16373 | -0.25561 | -0.29208 | -0.83006 | -1.3218 | -0.59858 | -1.2853 | -0.82354 | 0.17874 | -0.30888 | -0.24736 | -0.60415 | -0.87135 | -0.50473 | -0.6879 | -0.99132 | -0.31252 | -0.70272 | -0.27447 | -0.14163 | -0.19501 | -1.059 | 0.057069 | -1.406 | -1.0087 | 0.0024684 | 1.0647 | 0.19341 | -0.3918 | -0.93892 | -0.5786 | -0.11201 | -0.87349 | -0.47191 | -0.002832 | -0.86389 | -0.31821 | -0.29924 | -0.077982 | -0.58458 | -0.4382 | -0.61487 | -0.17342 | -0.77443 | -0.64554 | -0.24179 | -0.82154 | -0.50604 | 0.29058 | -0.37156 | -1.1028 | -0.95025 | -0.695 | -0.68646 | -0.24786 | -0.82083 | 0.45132 | -0.068341 | -0.69758 | -0.17479 | -0.52285 | -0.95592 | -1.0657 | -0.50157 | -0.27677 | -0.68815
| 228 |  |  | Customers Added in last 10 years |  | 0.013829 | 0.0017264 | 0.0016248 | 0.00076164 | 0 | 0 | 0 |  | 240 | 0 | 0.0024828 | -0.0083316 | 0.003603 | 0.011567 | 0.010966 | 0.015243 | 0.015065 | 0.0037264 | 0.014611 | -0.011686 | 0.023238 | 0.019954 | 0.014037 | 0.017102 | 0.0032315 | 0.0047499 | 0.0094111 | -0.00090187 | 0.006639 | 0.012232 | -0.010641 | 0.0036715 | 0.021915 | 0.029506 | 0.0056097 | 0.012507 | -0.003265 | 0.0060397 | 0.010344 | 0.0063075 | 0.039101 | 0.0089607 | 0.020551 | 0.022249 | -0.0059608 | 0.0058597 | 0.022856 | 0.024082 | 0.06047 | 0.015912 | 0.011232 | 0.053501 | 0.022062 | 0.012612 | 0.026489 | 0.0032431 | -0.0021317 | 0.030393 | 0.014736 | 0.011241 | 0.016176 | 0.0086103 | 0.011812 | 0.034007 | 0.0038869 | 0.0048709 | 0.00081825 | 0.00089046 | 0.015111 | 0.0028833 | 0.014816 | 0.017851 | 0.013904 | 0.031141 | 0.019978 | 0.0072799 | 0.0114 | 0.0013964 | 0.013829 | 0.019724 | 0.016491
| 229 |  |  | Trend |  | 0.15259 | 0.16955 | 0.1865 | 0.20346 | 0.22041 | 0.23736 | 0.25432 |  | 241 | 0 | 0.15073 | 0.15309 | 0.1526 | 0.15153 | 0.15483 | 0.15378 | 0.15297 | 0.15216 | 0.15452 | 0.15685 | 0.15255 | 0.15673 | 0.15486 | 0.15373 | 0.15582 | 0.1526 | 0.15406 | 0.15133 | 0.15362 | 0.15245 | 0.15474 | 0.15445 | 0.15175 | 0.15293 | 0.15334 | 0.1553 | 0.15302 | 0.15194 | 0.15141 | 0.15643 | 0.15407 | 0.15281 | 0.15218 | 0.15129 | 0.15203 | 0.15412 | 0.15471 | 0.15231 | 0.15192 | 0.1527 | 0.15288 | 0.15525 | 0.15586 | 0.14782 | 0.15209 | 0.15359 | 0.15872 | 0.15439 | 0.15471 | 0.15403 | 0.15258 | 0.1545 | 0.15868 | 0.15108 | 0.15364 | 0.15349 | 0.15203 | 0.15188 | 0.15177 | 0.15549 | 0.15231 | 0.15184 | 0.15279 | 0.15086 | 0.15173 | 0.15249 | 0.15153 | 0.15296 | 0.15259 | 0.15536 | 0.15608
| 230 | [12 empty] | 242 | 0
| 231 |  |  | Log of Predicted Total Cost / OM&A Price |  | 11.7246 | 11.6832 | 11.706 | 11.7247 | #NUM! | #NUM! | #NUM! |  | 243 | 0 | 11.5967 | 9.3788 | 12.1327 | 11.0562 | 12.0828 | 12.7259 | 12.5087 | 12.0152 | 10.4727 | 8.686 | 11.3863 | 9.3013 | 10.8023 | 13.9909 | 12.285 | 12.8561 | 11.4224 | 10.0031 | 11.7228 | 11.4593 | 9.8896 | 12.3366 | 10.9364 | 12.539 | 12.0206 | 11.9621 | 9.549 | 13.8329 | 8.7766 | 10.1625 | 13.4743 | 15.8394 | 14.0827 | 11.5044 | 10.2525 | 11.7698 | 12.954 | 10.7494 | 11.3989 | 13.4539 | 10.5294 | 12.1581 | 12.1056 | 12.664 | 10.9549 | 11.8114 | 10.7189 | 12.7179 | 10.8999 | 11.123 | 12.4357 | 10.9244 | 12.0291 | 14.3451 | 12.0886 | 9.9884 | 10.2488 | 9.9048 | 11.2727 | 12.4232 | 10.4959 | 14.9848 | 13.1148 | 11.0976 | 12.5987 | 11.6393 | 9.9906 | 9.7423 | 11.7246 | 12.2302 | 11.2333
| 232 |  |  | Real Predicted Total Cost / OM&A Price |  | 123568.9961 | 118562.5653 | 121302.1106 | 123581.7484 | #NUM! | #NUM! | #NUM! |  | 244 | 0 | 108736.9189 | 11834.5648 | 185842.443 | 63335.8426 | 176804.5794 | 336357.803 | 270689.6447 | 165241.2056 | 35338.478 | 5919.2224 | 88104.8789 | 10952.1483 | 49133.1413 | 1191712.0363 | 216434.2629 | 383110.2635 | 91343.9972 | 22095.7116 | 123357.2811 | 94783.2591 | 19724.1379 | 227884.0973 | 56186.5144 | 279000.8676 | 166147.0679 | 156703.0803 | 14030.4068 | 1017552.4188 | 6481.1051 | 25913.3876 | 710930.9466 | 7567588.034 | 1306283.3305 | 99150.4981 | 28353.1425 | 129287.5784 | 422521.2111 | 46600.9732 | 89224.3159 | 696524.4819 | 37399.0686 | 190633.2865 | 180875.5014 | 316152.3098 | 57232.4877 | 134781.6651 | 45201.7641 | 333653.2447 | 54171.9978 | 67713.6256 | 251633.5732 | 55514.2245 | 167565.5392 | 1698187.7426 | 177833.664 | 21773.3021 | 28247.63 | 20025.8014 | 78646.6292 | 248494.9749 | 36166.1058 | 3219787.5741 | 496234.4675 | 66014.989 | 296183.2473 | 113474.0168 | 21819.319 | 17022.9816 | 123568.9961 | 204888.1815 | 75610.4553
| 233 |  |  | OM&A Price |  | 108.5011 | 111.1308 | 113.8242 | 116.5829 | 116.5829 | 116.5829 | 116.5829 |  | 245 | 0 | 111.6776 | 118.5618 | 128.366 | 120.4001 | 120.4001 | 135.2699 | 131.405 | 118.7389 | 126.4532 | 120.1176 | 114.5494 | 139.7282 | 144.125 | 140.8101 | 122.6427 | 144.125 | 123.3832 | 120.1176 | 144.125 | 120.5341 | 118.5618 | 120.1176 | 135.2699 | 126.4532 | 120.4001 | 138.04 | 120.1176 | 135.2699 | 109.5099 | 109.5099 | 140.8101 | 133.2668 | 139.7282 | 132.1105 | 126.0773 | 114.4656 | 131.405 | 120.961 | 122.0501 | 123.3832 | 112.4562 | 135.2699 | 136.4603 | 118.7389 | 118.7389 | 111.9897 | 124.5755 | 138.04 | 136.4603 | 132.1105 | 140.8101 | 103.0613 | 113.6901 | 140.8101 | 111.6776 | 103.0613 | 119.1659 | 118.5618 | 123.3832 | 118.5618 | 127.0773 | 140.8101 | 141.481 | 132.1105 | 131.405 | 118.7389 | 119.9531 | 131.405 | 108.5011 | 141.481 | 127.0773
| 234 |  |  | Predicted Total Cost |  | 13407370.5193 | 13175950.6747 | 13807117.1662 | 14407521.2299 | #NUM! | #NUM! | #NUM! |  | 246 | 0 | 12143476.8097 | 1403127.7342 | 23855857.2513 | 7625639.1296 | 21287281.6233 | 45499092.3656 | 35569983.6038 | 19620561.5751 | 4468663.2362 | 711002.7443 | 10092365.378 | 1530323.7339 | 7081312.7143 | 167805138.7751 | 26544088.516 | 55215756.7689 | 11270315.6488 | 2654083.694 | 17778864.9332 | 11424611.4247 | 2338530.0107 | 27372889.3013 | 7600345.1888 | 35280549.442 | 20004116.61 | 21631297.7407 | 1685298.6989 | 137644232.0637 | 709744.9075 | 2837771.4477 | 100106286.1779 | 1008508233.2712 | 182524590.7097 | 13098823.9667 | 3574686.2577 | 14798979.9857 | 55521416.6614 | 5636901.9267 | 10889838.4925 | 85939426.8346 | 4205756.9807 | 25786949.0009 | 24682330.7075 | 37539582.451 | 6795723.5323 | 15094160.886 | 5631032.6391 | 46057503.5602 | 7392328.7339 | 8945682.3567 | 35432558.6933 | 5721370.1275 | 19050545.9945 | 239122053.9316 | 19860034.6232 | 2243985.5928 | 3366153.4771 | 2374295.7938 | 9703673.6097 | 29462020.5631 | 4595890.987 | 453378739.3661 | 70207746.3791 | 8721274.595 | 38919971.4787 | 13473781.7042 | 2617294.174 | 2236905.5812 | 13407370.5193 | 28987783.8553 | 9608372.3215
| 235 | [12 empty] | 247 | 0
| 236 | [12 empty] | 248 | 0
[14 empty] | 249 | 0
[14 empty] | 250 | 0
Section 4: Benchmarking Results | [13 empty] | 251 | 0
[14 empty] | 252 | 0
[14 empty] | 253 | 0
| 237 | Actual Cost |  |  |  | 12627248.9183 | 12861749.6807 | 13052325.8241 | 13605814.6398 | 3333876.525 | 3180851.5925 | 3034850.5044 |  | 254 | 0 | 24601909.1639 | 1546519.1438 | 24045345.8026 | 6658244.5764 | 20036960.8033 | 41056804.0698 | 34306346.3778 | 22334374.5134 | 4416294.1274 | 902760.8709 | 8757482.7254 | 1097457.0226 | 5004632.1523 | 154557727.4965 | 22318647.2526 | 60966836.9327 | 12088436.1373 | 2165145.3799 | 15536766.132 | 13139203.0259 | 2461019.075 | 29656350.0703 | 6413324.3782 | 33981754.1381 | 16151775.9444 | 16322391.7703 | 1564644.9256 | 134820441.7232 | 667233.1205 | 1436164.4689 | 97234220.6628 | 1236083717.8009 | 212592457.3721 | 14265652.5861 | 3438977.8593 | 14343877.043 | 44402519.5686 | 4521026.768 | 10094633.6126 | 77809466.3178 | 4830422.8457 | 26490900.7275 | 20349832.3719 | 39284842.7907 | 6362425.2456 | 16186107.8432 | 3690658.8229 | 49342853.3819 | 6848038.9305 | 8259495.8423 | 30513741.5406 | 5211269.8713 | 21274197.6965 | 259272753.4688 | 23344357.1404 | 2494345.0712 | 3208656.2782 | 2275167.3084 | 8755743.9275 | 32117808.2742 | 4574042.3636 | 758599613.1878 | 68348196.7338 | 5530413.2293 | 42245050.8339 | 11180484.486 | 2945978.7238 | 3126307.875 | 12627248.9183 | 28240899.9862 | 11673832.0812
| 238 | Predicted Cost |  |  |  | 13407370.5193 | 13175950.6747 | 13807117.1662 | 14407521.2299 | #NUM! | #NUM! | #NUM! |  | 255 | 0 | 12143476.8097 | 1403127.7342 | 23855857.2513 | 7625639.1296 | 21287281.6233 | 45499092.3656 | 35569983.6038 | 19620561.5751 | 4468663.2362 | 711002.7443 | 10092365.378 | 1530323.7339 | 7081312.7143 | 167805138.7751 | 26544088.516 | 55215756.7689 | 11270315.6488 | 2654083.694 | 17778864.9332 | 11424611.4247 | 2338530.0107 | 27372889.3013 | 7600345.1888 | 35280549.442 | 20004116.61 | 21631297.7407 | 1685298.6989 | 137644232.0637 | 709744.9075 | 2837771.4477 | 100106286.1779 | 1008508233.2712 | 182524590.7097 | 13098823.9667 | 3574686.2577 | 14798979.9857 | 55521416.6614 | 5636901.9267 | 10889838.4925 | 85939426.8346 | 4205756.9807 | 25786949.0009 | 24682330.7075 | 37539582.451 | 6795723.5323 | 15094160.886 | 5631032.6391 | 46057503.5602 | 7392328.7339 | 8945682.3567 | 35432558.6933 | 5721370.1275 | 19050545.9945 | 239122053.9316 | 19860034.6232 | 2243985.5928 | 3366153.4771 | 2374295.7938 | 9703673.6097 | 29462020.5631 | 4595890.987 | 453378739.3661 | 70207746.3791 | 8721274.595 | 38919971.4787 | 13473781.7042 | 2617294.174 | 2236905.5812 | 13407370.5193 | 28987783.8553 | 9608372.3215
| 239 | Actual less Predicted Cost |  |  |  | -780121.601 | -314200.994 | -754791.3421 | -801706.5901 | #NUM! | #NUM! | #NUM! |  | 256 | 0 | 12458432.3542 | 143391.4096 | 189488.5514 | -967394.5532 | -1250320.82 | -4442288.2958 | -1263637.226 | 2713812.9383 | -52369.1088 | 191758.1266 | -1334882.6526 | -432866.7113 | -2076680.562 | -13247411.2786 | -4225441.2634 | 5751080.1638 | 818120.4884 | -488938.3141 | -2242098.8012 | 1714591.6012 | 122489.0643 | 2283460.769 | -1187020.8106 | -1298795.3039 | -3852340.6655 | -5308905.9705 | -120653.7732 | -2823790.3406 | -42511.787 | -1401606.9788 | -2872065.5152 | 227575484.5296 | 30067866.6624 | 1166828.6194 | -135708.3985 | -455102.9427 | -11118897.0928 | -1115875.1588 | -795204.8799 | -8129960.5168 | 624665.865 | 703951.7266 | -4332498.3356 | 1745260.3397 | -433298.2867 | 1091946.9572 | -1940373.8162 | 3285349.8217 | -544289.8034 | -686186.5144 | -4918817.1527 | -510100.2562 | 2223651.702 | 20150699.5372 | 3484322.5172 | 250359.4785 | -157497.1989 | -99128.4854 | -947929.6822 | 2655787.7111 | -21848.6234 | 305220873.8217 | -1859549.6453 | -3190861.3657 | 3325079.3551 | -2293297.2182 | 328684.5498 | 889402.2939 | -780121.601 | -746883.8691 | 2065459.7596
| 240 | Percentage Difference (Arithmetic for Comparison) |  |  |  | -5.819% | -2.385% | -5.467% | -5.565% | #NUM! | #NUM! | #NUM! |  | 257 | 0 | 1.0259 | 10.22% | 0.7943% | -12.69% | -5.874% | -9.763% | -3.553% | 13.83% | -1.172% | 26.97% | -13.23% | -28.29% | -29.33% | -7.895% | -15.92% | 10.42% | 7.259% | -18.42% | -12.61% | 15.01% | 5.238% | 8.342% | -15.62% | -0.036813 | -0.19258 | -0.24543 | -0.071592 | -0.020515 | -0.059897 | -0.49391 | -0.02869 | 0.22566 | 0.16473 | 0.089079 | -0.037964 | -0.030752 | -0.20026 | -0.19796 | -0.073023 | -0.094601 | 0.14853 | 0.027299 | -0.17553 | 0.046491 | -0.06376 | 0.072342 | -0.34459 | 0.071331 | -0.073629 | -0.076706 | -0.13882 | -0.089157 | 0.11672 | 0.08427 | 0.17544 | 0.11157 | -0.046788 | -0.041751 | -0.097688 | 0.090143 | -0.0047539 | 0.67321 | -0.026486 | -0.36587 | 0.085434 | -0.1702 | 0.12558 | 0.3976 | -0.058186 | -0.025765 | 0.21496
| 241 | [12 empty] | 258 | 0
| 242 | Percent Difference (Logarithmic) |  |  |  | -5.995% | -2.414% | -5.622% | -5.725% | #NUM! | #NUM! | #NUM! |  | 259 | 0 | 70.6% | 9.73% | 0.7912% | -13.57% | -6.053% | -10.27% | -3.617% | 12.95% | -1.179% | 23.88% | -14.19% | -33.25% | -34.71% | -8.224% | -17.34% | 9.908% | 7.008% | -20.36% | -13.48% | 13.98% | 5.105% | 8.012% | -16.98% | -3.751% | -21.39% | -28.16% | -7.428% | -2.073% | -6.177% | -68.1% | -2.911% | 20.35% | 15.25% | 8.533% | -3.87% | -3.124% | -22.35% | -22.06% | -7.583% | -9.938% | 13.85% | 2.693% | -19.3% | 4.544% | -6.588% | 6.985% | -42.25% | 6.89% | -7.648% | -7.981% | -14.95% | -9.338% | 11.04% | 8.091% | 16.16% | 10.58% | -4.792% | -4.265% | -10.28% | 8.631% | -0.4765% | 51.47% | -2.684% | -45.55% | 8.198% | -18.66% | 11.83% | 33.48% | -5.995% | -2.61% | 19.47%
| 243 |  | 186 | [10 empty] | 260 | 0 | 70.6% | 9.73% | 0.7912% | -13.57% | -6.053% | -10.27% | -3.617% | 12.95% | -1.179% | 23.88% | -14.19% | -33.25% | -34.71% | -8.224% | -17.34% | 9.908% | 7.008% | -20.36% | -13.48% | 13.98% | 5.105% | 8.012% | -16.98% | -3.751% | -21.39% | -28.16% | -7.428% | -2.073% | -6.177% | -68.1% | -2.911% | 20.35% | 15.25% | 8.533% | -3.87% | -3.124% | -22.35% | -22.06% | -7.583% | -9.938% | 13.85% | 2.693% | -19.3% | 4.544% | -6.588% | 6.985% | -42.25% | 6.89% | -7.648% | -7.981% | -14.95% | -9.338% | 11.04% | 8.091% | 16.16% | 10.58% | -4.792% | -4.265% | -10.28% | 8.631% | -0.4765% | 51.47% | -2.684% | -45.55% | 8.198% | -18.66% | 11.83% | 33.48% | -5.995% | -2.61% | 19.47%
| 244 | [12 empty] | 261 | 0 | 0% | 0% | 0% | 0% | 0% | 0% | 0% | 0% | 0% | 0% | 0% | 0% | 0% | 0% | 0% | 0% | 0% | 0% | 0% | 0% | 0% | 0% | 0% | 0% | 0% | 0% | 0% | 0% | 0% | 0% | 0% | 0% | 0% | 0% | 0% | 0% | 0% | 0% | 0% | 0% | 0% | 0% | 0% | 0% | 0% | 0% | 0% | 0% | 0% | 0% | 0% | 0% | 0% | 0% | 0% | 0% | 0% | 0% | 0% | 0% | 0% | 0% | 0% | 0% | 0% | 0% | 0% | 0% | 0% | 0% | 0%
| 245 | [12 empty] | 262 | 0
| 246 | Three Year Average | [11 empty] | 263
| 247 |  |  | Current Year | [9 empty] | 264 |  | 0.70603 | 9.73% | 0.7912% | -13.57% | -6.053% | -10.27% | -3.617% | 12.95% | -1.179% | 23.88% | -14.19% | -33.25% | -34.71% | -8.224% | -17.34% | 9.908% | 7.008% | -20.36% | -13.48% | 13.98% | 5.105% | 8.012% | -16.98% | -0.037508 | -0.21391 | -0.2816 | -0.074284 | -0.020728 | -0.061766 | -0.68104 | -0.02911 | 0.20348 | 0.15249 | 0.085332 | -0.038703 | -0.031235 | -0.22347 | -0.2206 | -0.075826 | -0.09938 | 0.13848 | 0.026933 | -0.19301 | 0.045443 | -0.065884 | 0.069845 | -0.42249 | 0.068902 | -0.07648 | -0.079807 | -0.14945 | -0.093385 | 0.1104 | 0.080907 | 0.16165 | 0.10577 | -0.047918 | -0.042647 | -0.10279 | 0.086309 | -0.0047653 | 0.51475 | -0.026843 | -0.4555 | 0.08198 | -0.18658 | 0.1183 | 0.33476 | -0.059948 | -0.026103 | 0.19471
| 248 |  | 193 | Previous Year | [9 empty] | 265 |  | 0.68076 | -4.893% | 0.3278% | -3.579% | -3.649% | -9.36% | -1.909% | 12.89% | -3.1% | 27.7% | -14.24% | -29.66% | -44.94% | -13.91% | -16.72% | 10.86% | 7.012% | -25.42% | -12.68% | 16.63% | 5.598% | 14.93% | -17.27% | -0.048367 | -0.23596 | -0.31273 | -0.22374 | -0.053316 | -0.1529 | -0.64315 | -0.032686 | 0.29776 | 0.12676 | -0.027917 | -0.11001 | -0.035992 | -0.19027 | -0.16046 | -0.018831 | -0.1282 | 0.15154 | -0.039575 | -0.1857 | 0.077446 | -0.028496 | 0.08249 | -0.32597 | 0.086818 | -0.039781 | -0.052761 | -0.18095 | -0.069064 | 0.14481 | 0.055519 | 0.14564 | 0.10394 | -0.080778 | 0.062073 | -0.063031 | 0.073557 | 0.044358 | 0.49892 | -0.029678 | -0.41576 | 0.11035 | -0.17274 | 0.14225 | 0.3279 | -0.041519 | -0.067791 | 0.2296
| 249 |  | 192 | Two Years Ago | [9 empty] | 266 |  | 0.71218 | 11.63% | 5.92% | 5.454% | 0.707% | -7.515% | 0.4727% | 13.83% | 0.4193% | 20.47% | -12.26% | -18.85% | -33.22% | -10.73% | -12.55% | 10.26% | 7.906% | -19.26% | -17.24% | 19.64% | 6.367% | 4.823% | -16.85% | 0.0077247 | -0.23699 | -0.35687 | -0.33072 | -0.055337 | -0.009606 | -0.51087 | -0.05719 | 0.27261 | 0.084663 | -0.027872 | -0.11237 | 0.036597 | -0.19321 | -0.073947 | -0.0091892 | -0.11025 | 0.18588 | -0.044935 | -0.1946 | 0.011497 | -0.0066649 | 0.053773 | -0.21506 | 0.13802 | 0.0012751 | -0.047319 | -0.17381 | 0.043491 | 0.14502 | 0.030312 | 0.22663 | 0.15735 | -0.072473 | 0.029426 | -0.0031367 | 0.081795 | 0.19467 | 0.48368 | -0.045237 | -0.41563 | 0.10553 | -0.15191 | 0.1768 | 0.41388 | 0.022334 | -0.057465 | 0.25925
| 250 |  |  | Three Year Average Performance | [9 empty] | 267 |  | 0.69966 | 5.488% | 2.346% | -3.897% | -2.998% | -9.05% | -1.685% | 13.23% | -1.286% | 24.02% | -13.56% | -27.26% | -37.62% | -10.96% | -15.54% | 10.34% | 7.309% | -21.68% | -14.46% | 16.75% | 5.69% | 9.254% | -17.03% | -0.02605 | -0.22895 | -0.31707 | -0.20958 | -0.043127 | -0.074756 | -0.61169 | -0.039662 | 0.25795 | 0.1213 | 0.0098477 | -0.087029 | -0.01021 | -0.20232 | -0.15167 | -0.034615 | -0.11261 | 0.15863 | -0.019192 | -0.19111 | 0.044795 | -0.033682 | 0.068703 | -0.32117 | 0.097914 | -0.038329 | -0.059962 | -0.16807 | -0.039652 | 0.13341 | 0.055579 | 0.17797 | 0.12235 | -0.067056 | 0.016284 | -0.056321 | 0.080554 | 0.078088 | 0.49912 | -0.03392 | -0.42896 | 0.099285 | -0.17041 | 0.14578 | 0.35885 | -0.026378 | -0.050453 | 0.22786
251
| 252 |  | 197 | [12 empty] | 0.69966 | 5.488% | 2.346% | -3.897% | -2.998% | -9.05% | -1.685% | 13.23% | -1.286% | 24.02% | -13.56% | -27.26% | -37.62% | -10.96% | -15.54% | 10.34% | 7.309% | -21.68% | -14.46% | 16.75% | 5.69% | 9.254% | -17.03% | -0.02605 | -0.22895 | -0.31707 | -0.20958 | -0.043127 | -0.074756 | -0.61169 | -0.039662 | 0.25795 | 0.1213 | 0.0098477 | -0.087029 | -0.01021 | -0.20232 | -0.15167 | -0.034615 | -0.11261 | 0.15863 | -0.019192 | -0.19111 | 0.044795 | -0.033682 | 0.068703 | -0.32117 | 0.097914 | -0.038329 | -0.059962 | -0.16807 | -0.039652 | 0.13341 | 0.055579 | 0.17797 | 0.12235 | -0.067056 | 0.016284 | -0.056321 | 0.080554 | 0.078088 | 0.49912 | -0.03392 | -0.42896 | 0.099285 | -0.17041 | 0.14578 | 0.35885 | -0.026378 | -0.050453 | 0.22786
| 253 | [14 empty] | 0 | 0% | 0% | 0% | 0% | 0% | 0% | 0% | 0% | 0% | 0% | 0% | 0% | 0% | 0% | 0% | 0% | 0% | 0% | 0% | 0% | 0% | 0% | 0 | 0 | 0 | 0 | 0 | 0 | 0 | 0 | 0 | 0 | 0 | 0 | 0 | 0 | 0 | 0 | 0 | 0 | 0 | 0 | 0 | 0 | 0 | 0 | 0 | 0 | 0 | 0 | 0 | 0 | 0 | 0 | 0 | 0 | 0 | 0 | 0 | 0 | 0 | 0 | 0 | 0 | 0 | 0 | 0 | 0 | 0 | 0

## Results
Summary of Cost Benchmarking Results
Westario Power Inc.
|  |  | 2015 | 2016 | 2017 | 2018 | 2019 | 2020
|  |  | (History) | (History) | (Bridge) | (Test)
Cost Benchmarking Summary
| Actual Total Cost |  | 12627248.9183 | 12861749.6807 | 13052325.8241 | 13605814.6398 | na | na
| Predicted Total Cost |  | 13407370.5193 | 13175950.6747 | 13807117.1662 | 14407521.2299 | na | na
| Difference |  | -780121.601 | -314200.994 | -754791.3421 | -801706.5901 | na | na
| Percentage Difference (Cost Performance) |  | -5.995% | -2.414% | -5.622% | -5.725% | na | na
| Three-Year Average Performance |  |  |  | -4.677% | -4.587% | na | na
Stretch Factor Cohort
|  | Annual Result | 3 | 3 | 3 | 3 | na | na
|  | Three Year Average | 2017: 3