{"text_format":"1","workbook":"xlsx","n_sheets":4,"sheets":["Data summary","Hourly load shapes by class","2006 Input to CA model","Revised Inputs to CA model"],"not_rendered":{"charts":0,"images":0,"macros":1,"external_links":0,"defined_names":3,"comments":0,"pivot_tables":0},"unopened":[],"bounds":{"document_bytes":16777216,"sheet_cells":100000,"rows_first":2000,"rows_last":500,"rows_between":2000,"halvings":0,"cell_chars":16384,"cell_head_chars":4096},"cells_cut":0,"cells_raw":0,"read":"whole","date_system":"1900"}

{"sheet":"Data summary","index":0,"n_rows":38,"n_cols":15,"rows_kept":38,"cut":false,"hidden":false,"merged":[[34,0,34,1]]}
["RUN # 2","Rate classes","Weather station used for normalization",null,null,null,null,"Test Year"]
[1,"Residential","Windsor",null,null,null,null,2004]
[2,"GS>50kW"]
[3,"Street Lighting"]
[4,"Sentinel Lighting"]
[5,"USL"]
[6,"GS < 50 kW"]
[]
[]
["Monthly kWh by class (with actual weather)",null,"Jan","Feb","Mar","Apr","May","Jun","Jul","Aug","Sep","Oct","Nov","Dec","TOTAL"]
[1,"Residential",10545290.289999999,7809396.4000000004,7479034.669999999,5934202.9100000001,4710592.18,4994678.3,5585015.4000000004,5340582.45,5201411.2,4910099.82,7012688.5300000003,8866653.0100000016,78389645.159999996]
[2,"GS>50kW",7068548.8582902709,6421657.8366001993,6481599.9826500891,5645849.7801726516,5760881.2984813675,5424029.159991255,5771878.9580241228,5726988.7036073441,5639671.5384431677,5943416.2296290547,6244500.6744956616,7052651.4031539047,73181674.423539087]
[3,"Street Lighting",268759.69054039574,231064.22253539183,221136.77220984327,187484.09024684821,170437.82605371633,153535.06208667537,164721.83710223815,185242.360752376,204523.73890496101,238389.16477402279,254100.75581562874,275174.55086404283,2554570.0718861399]
[4,"Sentinel Lighting",5189294.1034620004,4458944.9792790003,3823690.0398480003,3594675.1192380004,3382378.0676280004,3385734.3718380006,3691958.4926280002,3521232.5422680001,3229575.6928679999,3927260.8239479996,3916191.8501999998,5028039.0836550007,47148975.166859999]
[5,"USL",28843.142331721629,24835.0976138279,23768.068151764011,20156.054193264015,18326.69677655154,16510.069938839253,17713.016258636471,19928.84885561527,22009.836519264049,25670.69010365786,27339.726139221704,29588.477493403145,274689.72437576682]
[6,"GS < 50 kW",41089.765500000001,41089.765500000001,38037.539232000003,42377.451732000001,42377.451732000001,42377.451732000001,41693.586731999996,41693.586731999996,41693.586731999996,41693.586731999996,41089.765500000001,41089.765500000001,496303.30335599993]
[]
[]
["Monthly kWh by class (with normalized weather)",null,"Jan","Feb","Mar","Apr","May","Jun","Jul","Aug","Sep","Oct","Nov","Dec","TOTAL"]
[1,"Residential",9724668.130109787,7889774.5231199004,7866703.374491876,5838914.9510526126,4810426.5118552521,5311054.8657114729,5690591.4298072131,5523145.8558159452,5295338.5492844768,5057339.3085148828,7135155.4939340707,8494293.7090332545,78637406.702730745]
[2,"GS>50kW",6763878.4628675766,6451499.6270748191,6625528.8006414836,5610472.4511770448,5800989.4043177161,5575953.6192552894,5822576.7118341569,5814655.9005996836,5681491.0036800532,5998081.4767796639,6289968.6866353797,6914406.4702117639,73349502.61507462]
[3,"Street Lighting",268759.69054039574,231064.22253539183,221136.77220984327,187484.09024684821,170437.82605371633,153535.06208667537,164721.83710223815,185242.360752376,204523.73890496101,238389.16477402279,254100.75581562874,275174.55086404283,2554570.0718861399]
[4,"Sentinel Lighting",4879934.4390905099,4489246.0705560455,3969834.1055160305,3558753.2824112182,3422008.9580077478,3527600.2278767307,3739299.6534057553,3603095.476824386,3269539.8357352572,3982767.442965772,3962359.6725156941,4887666.3853575652,47292105.550262712]
[5,"USL",28843.142331721629,24835.0976138279,23768.068151764011,20156.054193264015,18326.69677655154,16510.069938839253,17713.016258636471,19928.84885561527,22009.836519264049,25670.69010365786,27339.726139221704,29588.477493403145,274689.72437576682]
[6,"GS < 50 kW",41089.765500000001,41089.765500000001,38037.539232000003,42377.451732000001,42377.451732000001,42377.451732000001,41693.586731999996,41693.586731999996,41693.586731999996,41693.586731999996,41089.765500000001,41089.765500000001,496303.30335599993]
[]
[]
["Residential class information",null,"Equipment saturation"]
[null,"Electric space heating",0.24]
[null,"Electric water heating",0.5]
[null,"Air conditioning",0.5]
[null,"Baseload",1]
[]
[]
["General service >50kW ",null,"2004 kWh (Actual)","2004 kWh (Weather Corrected)"]
[null,"Weather sensitive load",68956502.041829079,70090564.580193222]
[null,"Non-weather sensitive load",75956932.728926331,75956932.728926331]
[null,"TOTAL",144913434.77075541,146047497.30911955]

{"sheet":"Hourly load shapes by class","index":1,"n_rows":8818,"n_cols":27,"rows_kept":4500,"cut":true,"hidden":false,"merged":[[0,12,0,18],[0,4,0,10]],"bounds":{"rows_first":2000,"rows_last":500,"rows_between":2000,"halvings":0}}
["ALL UNITS IN GWh",null,null,null,"2004 Load Shape",null,null,null,null,null,null,null,"2015 Load Shape"]
["Year","Month","Day","Hour (EST)","Residential","GS>50kW","Street Lighting","Sentinel Lighting","USL","GS<50kW","TOTAL LDC sales",null,{"$f":"E2","v":"Residential"},"GS>50kW","Street Lighting","Sentinel Lighting","USL","GS<50kW",{"$f":"K2","v":"TOTAL LDC sales"},null,null,"Residential","GS>50kW","Street Lighting","Sentinel Lighting","USL","GS<50kW"]
[2004,1,1,1,2.6115016284870986E-2,1.0634492408954459E-2,1.21485E-3,1.6100000000000204E-6,6.0365631720430322E-5,9.6534748584122879E-3,4.7679809183958165E-2,null,{"$f":"E3*V$5","v":1.9854887182818356E-2},{"$f":"F3*W$5","v":1.1747971587591459E-2},{"$f":"G3*X$5","v":4.8513085953617391E-4},{"$f":"H3*Y$5","v":2.987494535150007E-6},{"$f":"I3*Z$5","v":2.9595271041222385E-5},{"$f":"J3","v":9.6534748584122879E-3},{"$f":"SUM(M3:Q3)","v":3.2120572395522365E-2},null,2004,{"$f":"SUM(E3:E8786)*1000000","v":239658158.53911489},{"$f":"SUM(F3:F8786)*1000000","v":146047497.30911869},5353155.3500000956,7299.4399999996076,534100.96999995504,76699831.461766869]
[2004,1,1,2,2.4700867908280511E-2,1.0446044090343977E-2,1.21485E-3,1.6100000000000204E-6,6.0365631720430322E-5,9.5122758444452591E-3,4.5936013474790184E-2,null,{"$f":"E4*V$5","v":1.8779729650052975E-2},1.1539791882568472E-2,4.8513085953617391E-4,2.987494535150007E-6,2.9595271041222385E-5,9.5122758444452591E-3,{"$f":"SUM(M4:Q4)","v":3.0837235157733994E-2},null,"2018 Forecast",182208796.97451159,161339327.05444974,2137696.7166121039,13544.743546368894,261852.02606235186,63336489.532889895]
[2004,1,1,3,2.3285713942446475E-2,1.0456773462734581E-2,1.21485E-3,1.6100000000000204E-6,6.0365631720430322E-5,1.0118431437868895E-2,4.5137744474770383E-2,null,1.7703807581636328E-2,1.1551644668498468E-2,4.8513085953617391E-4,2.987494535150007E-6,2.9595271041222385E-5,1.0118431437868895E-2,2.9773165875247341E-2,null,"Scaling Factor",{"$f":"V4/V3","v":0.76028622637010324},{"$f":"W4/W3","v":1.1047044970100715},0.39933395854317316,1.8555866677950119,0.49026689852739624,{"$f":"AA4/AA3","v":0.82577090882476978}]
[2004,1,1,4,2.3436912459813102E-2,1.0238252277842169E-2,1.21485E-3,1.6100000000000204E-6,6.0365631720430322E-5,9.9834371452859165E-3,4.4935427514661619E-2,null,1.7818761731837756E-2,1.1310243332855852E-2,4.8513085953617391E-4,2.987494535150007E-6,2.9595271041222385E-5,9.9834371452859165E-3,2.9646718689806152E-2]
[2004,1,1,5,2.30465959459571E-2,1.0368355348660516E-2,1.21485E-3,1.6100000000000204E-6,6.0365631720430322E-5,1.0712978896125529E-2,4.5404755822463588E-2,null,1.7522009462428243E-2,1.1453968780263699E-2,4.8513085953617391E-4,2.987494535150007E-6,2.9595271041222385E-5,1.0712978896125529E-2,2.9493691867804487E-2]
[2004,1,1,6,2.4386622624346786E-2,1.0586599362316946E-2,1.21485E-3,1.6100000000000204E-6,6.0365631720430322E-5,1.0586082854863791E-2,4.6836130473247958E-2,null,1.8540813288976402E-2,1.1695063923595485E-2,4.8513085953617391E-4,2.987494535150007E-6,2.9595271041222385E-5,1.0586082854863791E-2,3.075359083768443E-2]
[2004,1,1,7,2.7787445583968128E-2,1.1279502803779661E-2,0,0,6.0365631720430322E-5,1.0965178997304339E-2,5.0092493016772557E-2,null,2.1126412143499716E-2,1.2460517471373101E-2,0,0,2.9595271041222385E-5,1.0965178997304339E-2,3.3616524885914045E-2]
[2004,1,1,8,3.1338789394790505E-2,1.2394212690465306E-2,0,0,6.0365631720430322E-5,1.1147902207474867E-2,5.4941269924451107E-2,null,2.3826449927972684E-2,1.3691942496056321E-2,0,0,2.9595271041222385E-5,1.1147902207474867E-2,3.7547987695070228E-2]
[2004,1,1,9,3.549015628820703E-2,1.2756214368778688E-2,0,0,6.0365631720430322E-5,1.0412522412072371E-2,5.8719258700778522E-2,null,2.6982676997646112E-2,1.4091847378014307E-2,0,0,2.9595271041222385E-5,1.0412522412072371E-2,4.1104119646701645E-2]
[2004,1,1,10,3.9375540684182649E-2,1.2855180592850447E-2,0,0,6.0365631720430322E-5,1.0645222550341173E-2,6.2936309459094703E-2,null,2.99366812380597E-2,1.4201175810798486E-2,0,0,2.9595271041222385E-5,1.0645222550341173E-2,4.4167452319899408E-2]
[2004,1,1,11,3.8533755776615247E-2,1.3260565956025466E-2,0,0,6.0365631720430322E-5,1.2635479185610235E-2,6.4490166549971389E-2,null,2.9296683767269974E-2,1.464900684451999E-2,0,0,2.9595271041222385E-5,1.2635479185610235E-2,4.3975285882831186E-2]
[2004,1,1,12,3.8732126615804705E-2,1.3368939389937152E-2,0,0,6.0365631720430322E-5,1.2883395766630055E-2,6.5044827404092342E-2,null,2.9447502384019195E-2,1.4768727464318654E-2,0,0,2.9595271041222385E-5,1.2883395766630055E-2,4.4245825119379072E-2]
[2004,1,1,13,3.826625773805508E-2,1.3189136312457857E-2,0,0,6.0365631720430322E-5,1.0922316059247228E-2,6.2438075741480595E-2,null,2.9093308692971661E-2,1.4570098196051026E-2,0,0,2.9595271041222385E-5,1.0922316059247228E-2,4.3693002160063915E-2]
[2004,1,1,14,3.6527506715181027E-2,1.3447898633492949E-2,0,0,6.0365631720430322E-5,1.1672852855266416E-2,6.1708623835660829E-2,null,2.7771360239193587E-2,1.4855954095755255E-2,0,0,2.9595271041222385E-5,1.1672852855266416E-2,4.265690960599007E-2]
[2004,1,1,15,3.5666439623539235E-2,1.3505040967123986E-2,0,0,6.0365631720430322E-5,1.2059750482921256E-2,6.1291596705304915E-2,null,2.7116702789437772E-2,1.4919079488687112E-2,0,0,2.9595271041222385E-5,1.2059750482921256E-2,4.2065377549166109E-2]
[2004,1,1,16,3.7008405982018405E-2,1.313675063927304E-2,0,0,6.0365631720430322E-5,1.0571328999640197E-2,6.0776851252652073E-2,null,2.8136981328041526E-2,1.4512227507304859E-2,0,0,2.9595271041222385E-5,1.0571328999640197E-2,4.2678804106387608E-2]
[2004,1,1,17,4.101232548750311E-2,1.2970220503844833E-2,0,0,6.0365631720430322E-5,1.0059132741724213E-2,6.4102044364792582E-2,null,3.1181106179556144E-2,1.4328260917809622E-2,0,0,2.9595271041222385E-5,1.0059132741724213E-2,4.5538962368406988E-2]
[2004,1,1,18,4.5445950748904555E-2,1.2970503643816121E-2,0,0,6.0365631720430322E-5,1.0146426118163505E-2,6.8623246142604608E-2,null,3.4551930398686211E-2,1.4328573703809187E-2,0,0,2.9595271041222385E-5,1.0146426118163505E-2,4.8910099373536624E-2]
[2004,1,1,19,4.6517506733591167E-2,1.2518825864955759E-2,1.21485E-3,1.6100000000000204E-6,6.0365631720430322E-5,7.4003501809613518E-3,6.7713508411228709E-2,null,3.5366619654627895E-2,1.3829603230302624E-2,4.8513085953617391E-4,2.987494535150007E-6,2.9595271041222385E-5,7.4003501809613518E-3,4.9713936510043064E-2]
[2004,1,1,20,4.3314505339397409E-2,1.2428561735570645E-2,1.21485E-3,1.6100000000000204E-6,6.0365631720430322E-5,8.9071502374500153E-3,6.5927042944138509E-2,null,3.293142181157814E-2,1.3729888040652191E-2,4.8513085953617391E-4,2.987494535150007E-6,2.9595271041222385E-5,8.9071502374500153E-3,4.7179023477342881E-2]
[2004,1,1,21,4.0542701477159979E-2,1.2199560381557688E-2,1.21485E-3,1.6100000000000204E-6,6.0365631720430322E-5,9.4649913560219297E-3,6.3484078846460026E-2,null,3.082405751291957E-2,1.3476909215052681E-2,4.8513085953617391E-4,2.987494535150007E-6,2.9595271041222385E-5,9.4649913560219297E-3,4.4818680353084797E-2]
[2004,1,1,22,3.8984254533550297E-2,1.1494210061303474E-2,1.21485E-3,1.6100000000000204E-6,6.0365631720430322E-5,8.1599980484521641E-3,5.991528827502636E-2,null,2.9639191767164546E-2,1.2697705544300357E-2,4.8513085953617391E-4,2.987494535150007E-6,2.9595271041222385E-5,8.1599980484521641E-3,4.2854610936577449E-2]
[2004,1,1,23,3.5838642791095124E-2,1.1341870004526843E-2,1.21485E-3,1.6100000000000204E-6,6.0365631720430322E-5,8.3240669564414761E-3,5.6781405383783873E-2,null,2.7247626485867815E-2,1.2529414798504442E-2,4.8513085953617391E-4,2.987494535150007E-6,2.9595271041222385E-5,8.3240669564414761E-3,4.0294754909484809E-2]
[2004,1,1,24,2.934173933598436E-2,1.1167216083388574E-2,1.21485E-3,1.6100000000000204E-6,6.0365631720430322E-5,9.6197227012715953E-3,5.1405503752364967E-2,null,2.2308120274890767E-2,1.2336473826402555E-2,4.8513085953617391E-4,2.987494535150007E-6,2.9595271041222385E-5,9.6197227012715953E-3,3.516230772640587E-2]
[2004,1,2,1,2.5498572708376247E-2,1.1364338150400581E-2,1.21485E-3,1.6100000000000204E-6,6.0365631720430322E-5,8.8483598386316642E-3,4.6988096329128926E-2,null,1.9386213622275082E-2,1.2554235460290639E-2,4.8513085953617391E-4,2.987494535150007E-6,2.9595271041222385E-5,8.8483598386316642E-3,3.2458162707678269E-2]
[2004,1,2,2,2.3440578865639716E-2,1.1009659412583432E-2,1.21485E-3,1.6100000000000204E-6,6.0365631720430322E-5,9.5425360873665939E-3,4.5269599997310173E-2,null,1.7821549249688016E-2,1.2162420263630179E-2,4.8513085953617391E-4,2.987494535150007E-6,2.9595271041222385E-5,9.5425360873665939E-3,3.0501683138430737E-2]
[2004,1,2,3,2.2055725607872598E-2,1.0993682518324511E-2,1.21485E-3,1.6100000000000204E-6,6.0365631720430322E-5,1.015667873211492E-2,4.4482912490032465E-2,null,1.6768664392263908E-2,1.2144770516694095E-2,4.8513085953617391E-4,2.987494535150007E-6,2.9595271041222385E-5,1.015667873211492E-2,2.9431148534070545E-2]
[2004,1,2,4,2.2476828432996306E-2,1.0641154806673899E-2,1.21485E-3,1.6100000000000204E-6,6.0365631720430322E-5,9.8887180409333569E-3,4.4283526912323998E-2,null,1.7088823070091002E-2,1.1755331568312995E-2,4.8513085953617391E-4,2.987494535150007E-6,2.9595271041222385E-5,9.8887180409333569E-3,2.9361868263516541E-2]
[2004,1,2,5,2.1823099720858097E-2,1.0980997265853597E-2,1.21485E-3,1.6100000000000204E-6,6.0365631720430322E-5,1.0665122910703375E-2,4.4746045529135497E-2,null,1.6591802134469657E-2,1.2130757061243768E-2,4.8513085953617391E-4,2.987494535150007E-6,2.9595271041222385E-5,1.0665122910703375E-2,2.9240272820825971E-2]
[2004,1,2,6,2.3133668960897576E-2,1.1561158523706929E-2,1.21485E-3,1.6100000000000204E-6,6.0365631720430322E-5,1.0185004847307519E-2,4.6156657963632462E-2,null,1.7588209876376007E-2,1.2771663811785364E-2,4.8513085953617391E-4,2.987494535150007E-6,2.9595271041222385E-5,1.0185004847307519E-2,3.0877587313273915E-2]
[2004,1,2,7,2.717926248251611E-2,1.2559244210959605E-2,0,0,6.0365631720430322E-5,9.5669050214446175E-3,4.9365777346640764E-2,null,2.0664018908354696E-2,1.3874253558894782E-2,0,0,2.9595271041222385E-5,9.5669050214446175E-3,3.4567867738290702E-2]
[2004,1,2,8,2.9933114018261341E-2,1.4429497015844369E-2,0,0,6.0365631720430322E-5,9.7212332389516026E-3,5.4144209904777744E-2,null,2.2757734300449951E-2,1.5940330242996681E-2,0,0,2.9595271041222385E-5,9.7212332389516026E-3,3.8727659814487857E-2]
[2004,1,2,9,3.3170008476281064E-2,1.6315938724623488E-2,0,0,6.0365631720430322E-5,8.321078429685708E-3,5.7867391262310691E-2,null,2.5218700573096067E-2,1.8024290882032338E-2,0,0,2.9595271041222385E-5,8.321078429685708E-3,4.3272586726169626E-2]
[2004,1,2,10,3.574160824403691E-2,1.7235155021320902E-2,0,0,6.0365631720430322E-5,8.9861318414212622E-3,6.2023260738499508E-2,null,2.7173852456257395E-2,1.9039753258718914E-2,0,0,2.9595271041222385E-5,8.9861318414212622E-3,4.624320098601753E-2]
[2004,1,2,11,3.5404136379394519E-2,1.7841231219752465E-2,0,0,6.0365631720430322E-5,1.024883911297862E-2,6.3554572343846039E-2,null,2.6917277245782349E-2,1.970928836065703E-2,0,0,2.9595271041222385E-5,1.024883911297862E-2,4.6656160877480604E-2]
[2004,1,2,12,3.6113768435221009E-2,1.7902718046540398E-2,0,0,6.0365631720430322E-5,1.002433453504651E-2,6.4101186648528347E-2,null,2.7456800723617929E-2,1.9777213134716538E-2,0,0,2.9595271041222385E-5,1.002433453504651E-2,4.7263609129375689E-2]
[2004,1,2,13,3.5066949276454325E-2,1.7364536185915283E-2,0,0,6.0365631720430322E-5,9.0404075063924734E-3,6.1532258600482517E-2,null,2.6660918535707279E-2,1.9182681213074728E-2,0,0,2.9595271041222385E-5,9.0404075063924734E-3,4.5873195019823232E-2]
[2004,1,2,14,3.454444915985258E-2,1.7425520193142838E-2,0,0,6.0365631720430322E-5,8.7830565605509885E-3,6.081339154526684E-2,null,2.6263668893778201E-2,1.9250050520104704E-2,0,0,2.9595271041222385E-5,8.7830565605509885E-3,4.5543314684924133E-2]
[2004,1,2,15,3.2799782868374525E-2,1.7763804943189177E-2,0,0,6.0365631720430322E-5,9.7784586611690694E-3,6.0402412104453199E-2,null,2.4937223142755229E-2,1.962375520475082E-2,0,0,2.9595271041222385E-5,9.7784586611690694E-3,4.4590573618547277E-2]
[2004,1,2,16,3.3434854120341542E-2,1.7458160497527374E-2,0,0,6.0365631720430322E-5,8.9417586627533446E-3,5.9895138912342695E-2,null,2.5420059068389369E-2,1.9286108411142075E-2,0,0,2.9595271041222385E-5,8.9417586627533446E-3,4.4735762750572672E-2]
[2004,1,2,17,3.8032564714678863E-2,1.7303789158104117E-2,0,0,6.0365631720430322E-5,7.7753601721796892E-3,6.3172079676683091E-2,null,2.8915635106099933E-2,1.9115573698271736E-2,0,0,2.9595271041222385E-5,7.7753601721796892E-3,4.8060804075412897E-2]
[2004,1,2,18,4.1803644962105937E-2,1.7285599692548649E-2,0,0,6.0365631720430322E-5,8.478090721534666E-3,6.7627701007909685E-2,null,3.17827354767551E-2,1.9095479713874403E-2,0,0,2.9595271041222385E-5,8.478090721534666E-3,5.0907810461670727E-2]
[2004,1,2,19,4.3510631081341927E-2,1.6472030210379261E-2,1.21485E-3,1.6100000000000204E-6,6.0365631720430322E-5,5.47166315986072E-3,6.673115008330234E-2,null,3.3080533511815176E-2,1.8196725848291722E-2,4.8513085953617391E-4,2.987494535150007E-6,2.9595271041222385E-5,5.47166315986072E-3,5.1794972985219442E-2]
[2004,1,2,20,4.1582946720058092E-2,1.6323473692252222E-2,1.21485E-3,1.6100000000000204E-6,6.0365631720430322E-5,5.7873587019298522E-3,6.49706047459606E-2,null,3.1614941643142026E-2,1.8032614794656624E-2,4.8513085953617391E-4,2.987494535150007E-6,2.9595271041222385E-5,5.7873587019298522E-3,5.0165270062911202E-2]
[2004,1,2,21,3.770961282441318E-2,1.6133453696259514E-2,1.21485E-3,1.6100000000000204E-6,6.0365631720430322E-5,7.443190391294343E-3,6.2563082543687476E-2,null,2.8670099232150748E-2,1.7822698850561643E-2,4.8513085953617391E-4,2.987494535150007E-6,2.9595271041222385E-5,7.443190391294343E-3,4.7010511707824942E-2]
[2004,1,2,22,3.6852326526243526E-2,1.4972456786563424E-2,1.21485E-3,1.6100000000000204E-6,6.0365631720430322E-5,5.9444559151440625E-3,5.904606485967144E-2,null,2.8018316267596547E-2,1.6540140343405577E-2,4.8513085953617391E-4,2.987494535150007E-6,2.9595271041222385E-5,5.9444559151440625E-3,4.5076170236114668E-2]
[2004,1,2,23,3.4694235658761001E-2,1.2886198028133488E-2,1.21485E-3,1.6100000000000204E-6,6.0365631720430322E-5,7.1003895106130479E-3,5.5957648829227977E-2,null,2.6377549505794472E-2,1.423544091104138E-2,4.8513085953617391E-4,2.987494535150007E-6,2.9595271041222385E-5,7.1003895106130479E-3,4.11307040419484E-2]
[2004,1,2,24,3.1681465156704197E-2,1.1511059171376873E-2,1.21485E-3,1.6100000000000204E-6,6.0365631720430322E-5,6.1903880862274668E-3,5.0659738046028975E-2,null,2.4086981589866545E-2,1.2716318831969059E-2,4.8513085953617391E-4,2.987494535150007E-6,2.9595271041222385E-5,6.1903880862274668E-3,3.7321014046948153E-2]
[2004,1,3,1,2.442783223928869E-2,1.1016054311315467E-2,1.21485E-3,1.6100000000000204E-6,6.0365631720430322E-5,8.7369757919549158E-3,4.5457687974279501E-2,null,1.8572144391610746E-2,1.2169484737017382E-2,4.8513085953617391E-4,2.987494535150007E-6,2.9595271041222385E-5,8.7369757919549158E-3,3.1259342753740677E-2]
[2004,1,3,2,2.3007046122799819E-2,1.0609565918877267E-2,1.21485E-3,1.6100000000000204E-6,6.0365631720430322E-5,9.1176119247477656E-3,4.401104959814528E-2,null,1.7491940276626389E-2,1.1720435181908509E-2,4.8513085953617391E-4,2.987494535150007E-6,2.9595271041222385E-5,9.1176119247477656E-3,2.9730089083647441E-2]
[2004,1,3,3,2.2099383416155697E-2,1.0394750854083944E-2,1.21485E-3,1.6100000000000204E-6,6.0365631720430322E-5,9.6594339060760929E-3,4.343039380803617E-2,null,1.6801856822575057E-2,1.1483128013805813E-2,4.8513085953617391E-4,2.987494535150007E-6,2.9595271041222385E-5,9.6594339060760929E-3,2.8802698461493415E-2]
[2004,1,3,4,2.1624922962516585E-2,1.0218746439194624E-2,1.21485E-3,1.6100000000000204E-6,6.0365631720430322E-5,1.0017080668110028E-2,4.3137575701541676E-2,null,1.6441131074715929E-2,1.1288695145183957E-2,4.8513085953617391E-4,2.987494535150007E-6,2.9595271041222385E-5,1.0017080668110028E-2,2.824753984501243E-2]
[2004,1,3,5,2.1845438475347721E-2,1.0357385800004769E-2,1.21485E-3,1.6100000000000204E-6,6.0365631720430322E-5,1.0189981225140792E-2,4.3669631132213713E-2,null,1.6608785981822381E-2,1.1441850670533524E-2,4.8513085953617391E-4,2.987494535150007E-6,2.9595271041222385E-5,1.0189981225140792E-2,2.856835027746845E-2]
[2004,1,3,6,2.2779415183556903E-2,1.050288227735181E-2,1.21485E-3,1.6100000000000204E-6,6.0365631720430322E-5,1.0030082559167269E-2,4.4589205651796422E-2,null,1.7318875608824311E-2,1.1602581283357925E-2,4.8513085953617391E-4,2.987494535150007E-6,2.9595271041222385E-5,1.0030082559167269E-2,2.9439170517294781E-2]
[2004,1,3,7,2.4948808907929179E-2,1.1139546587310751E-2,0,0,6.0365631720430322E-5,1.033320087190253E-2,4.6481921998862891E-2,null,1.8968235777038291E-2,1.2305907209655381E-2,0,0,2.9595271041222385E-5,1.033320087190253E-2,3.13037382577349E-2]
[2004,1,3,8,2.9612980624005872E-2,1.2103028046195988E-2,0,0,6.0365631720430322E-5,9.3295690250370031E-3,5.1105943326959294E-2,null,2.2514341290196409E-2,1.3370269510071727E-2,0,0,2.9595271041222385E-5,9.3295690250370031E-3,3.5914206071309358E-2]
[2004,1,3,9,3.214577217482166E-2,1.2990544948362777E-2,0,0,6.0365631720430322E-5,9.6548308331126133E-3,5.4851513588017486E-2,null,2.4439987820548226E-2,1.4350713423067827E-2,0,0,2.9595271041222385E-5,9.6548308331126133E-3,3.8820296514657279E-2]
[2004,1,3,10,3.4138468934378607E-2,1.3430031716335807E-2,0,0,6.0365631720430322E-5,1.0176985464140835E-2,5.7805851746575682E-2,null,2.5955007720171709E-2,1.4836216432024055E-2,0,0,2.9595271041222385E-5,1.0176985464140835E-2,4.0820819423236988E-2]
[2004,1,3,11,3.4762173288554701E-2,1.3490960612572598E-2,0,0,6.0365631720430322E-5,1.0114121234410909E-2,5.8427620767258645E-2,null,2.6429201549978857E-2,1.4903524857694698E-2,0,0,2.9595271041222385E-5,1.0114121234410909E-2,4.1362321678714779E-2]
[2004,1,3,12,3.5041123209363409E-2,1.3228864419247156E-2,0,0,6.0365631720430322E-5,8.9970173329991694E-3,5.7327370593330165E-2,null,2.6641283332616748E-2,1.461398601427886E-2,0,0,2.9595271041222385E-5,8.9970173329991694E-3,4.1284864617936831E-2]
[2004,1,3,13,3.553552448127234E-2,1.2836168996791028E-2,0,0,6.0365631720430322E-5,7.9732479141113258E-3,5.6405307023895124E-2,null,2.701716980994897E-2,1.4180173615136307E-2,0,0,2.9595271041222385E-5,7.9732479141113258E-3,4.1226938696126501E-2]
[2004,1,3,14,3.3560513038383005E-2,1.2664594616878241E-2,0,0,6.0365631720430322E-5,7.9903723679669685E-3,5.4275845654948654E-2,null,2.5515595812996863E-2,1.3990634626074935E-2,0,0,2.9595271041222385E-5,7.9903723679669685E-3,3.9535825710113021E-2]
[2004,1,3,15,3.2595245720517231E-2,1.2787846314123143E-2,0,0,6.0365631720430322E-5,8.4249393093623788E-3,5.3868396975723182E-2,null,2.4781716366458303E-2,1.4126791330285502E-2,0,0,2.9595271041222385E-5,8.4249393093623788E-3,3.8938102967785028E-2]
[2004,1,3,16,3.2295890676563084E-2,1.2716378228590503E-2,0,0,6.0365631720430322E-5,8.2998402805061766E-3,5.3372474817380194E-2,null,2.4554120849745547E-2,1.4047840214804895E-2,0,0,2.9595271041222385E-5,8.2998402805061766E-3,3.8631556335591663E-2]
[2004,1,3,17,3.6013099341549212E-2,1.2541404702800067E-2,0,0,6.0365631720430322E-5,6.7637114855795041E-3,5.5378581161649218E-2,null,2.73802633982781E-2,{"$f":"F67*W$5","v":1.3854546174006492E-2},{"$f":"G67*X$5","v":0},{"$f":"H67*Y$5","v":0},{"$f":"I67*Z$5","v":2.9595271041222385E-5},{"$f":"J67","v":6.7637114855795041E-3},4.1264404843325816E-2]
[2004,1,3,18,4.0853952159799894E-2,1.2607366735338564E-2,0,0,6.0365631720430322E-5,6.5880762750753948E-3,6.0109760801934281E-2,null,{"$f":"E68*V$5","v":3.106069711987899E-2},1.3927414727983695E-2,0,0,2.9595271041222385E-5,6.5880762750753948E-3,{"$f":"SUM(M68:Q68)","v":4.5017707118903912E-2}]
[2004,1,3,19,4.1717362613363979E-2,1.2148187638027174E-2,1.21485E-3,1.6100000000000204E-6,6.0365631720430322E-5,4.0864420141219536E-3,5.9228817897233547E-2,null,3.1717136195427729E-2,1.3420157514250778E-2,4.8513085953617391E-4,2.987494535150007E-6,2.9595271041222385E-5,4.0864420141219536E-3,4.5655007334791053E-2]
[2004,1,3,20,3.9789571582527286E-2,1.1692908394506082E-2,1.21485E-3,1.6100000000000204E-6,6.0365631720430322E-5,4.1656036977561674E-3,5.6924909306509973E-2,null,3.0251463227362767E-2,1.2917208486537685E-2,4.8513085953617391E-4,2.987494535150007E-6,2.9595271041222385E-5,4.1656036977561674E-3,4.3686385339012999E-2]
[2004,1,3,21,3.7032880336077767E-2,1.16613424413353E-2,1.21485E-3,1.6100000000000204E-6,6.0365631720430322E-5,6.0268099355361782E-3,5.5997858344669672E-2,null,2.8155588842332165E-2,1.2882337436117511E-2,4.8513085953617391E-4,2.987494535150007E-6,2.9595271041222385E-5,6.0268099355361782E-3,4.1555639903562223E-2]
[2004,1,3,22,3.3723780538464483E-2,1.1221703796386033E-2,1.21485E-3,1.6100000000000204E-6,6.0365631720430322E-5,6.3041109258288883E-3,5.2526420892399839E-2,null,2.563972584452269E-2,1.2396666647982642E-2,4.8513085953617391E-4,2.987494535150007E-6,2.9595271041222385E-5,6.3041109258288883E-3,3.8554106117617878E-2]
[2004,1,3,23,3.18539451803996E-2,1.0961625693252545E-2,1.21485E-3,1.6100000000000204E-6,6.0365631720430322E-5,5.6777991708320836E-3,4.9770195676204665E-2,null,2.421811577620615E-2,1.2109357197877228E-2,4.8513085953617391E-4,2.987494535150007E-6,2.9595271041222385E-5,5.6777991708320836E-3,3.6845186599195924E-2]
[2004,1,3,24,2.8213372664338848E-2,1.0767613812432235E-2,1.21485E-3,1.6100000000000204E-6,6.0365631720430322E-5,7.6146793636063881E-3,4.7872491472097899E-2,null,2.145023863614361E-2,1.189503140066165E-2,4.8513085953617391E-4,2.987494535150007E-6,2.9595271041222385E-5,7.6146793636063881E-3,3.3862983661917812E-2]
[2004,1,4,1,2.6005965280360831E-2,1.120667325892474E-2,1.21485E-3,1.6100000000000204E-6,6.0365631720430322E-5,8.5674027888200319E-3,4.7056866959826034E-2,null,1.977197720611746E-2,1.2380062345656672E-2,4.8513085953617391E-4,2.987494535150007E-6,2.9595271041222385E-5,8.5674027888200319E-3,3.2669753176886682E-2]
[2004,1,4,2,2.4108198426341734E-2,1.0947356834449501E-2,1.21485E-3,1.6100000000000204E-6,6.0365631720430322E-5,9.1520891094957618E-3,4.5484470002007435E-2,null,1.8329131206145016E-2,1.2093594325390304E-2,4.8513085953617391E-4,2.987494535150007E-6,2.9595271041222385E-5,9.1520891094957618E-3,3.0940439156647865E-2]
[2004,1,4,3,2.3251143550528139E-2,1.0745059354140008E-2,1.21485E-3,1.6100000000000204E-6,6.0365631720430322E-5,9.5461482231946615E-3,4.4819176759583246E-2,null,1.7677524188820602E-2,1.1870115389158602E-2,4.8513085953617391E-4,2.987494535150007E-6,2.9595271041222385E-5,9.5461482231946615E-3,3.0065353203091748E-2]
[2004,1,4,4,2.3230872739276334E-2,1.0535675271798602E-2,1.21485E-3,1.6100000000000204E-6,6.0365631720430322E-5,9.5235383556568302E-3,4.4566911998452204E-2,null,1.7662112570228507E-2,1.1638807851793723E-2,4.8513085953617391E-4,2.987494535150007E-6,2.9595271041222385E-5,9.5235383556568302E-3,2.9818634047134775E-2]
[2004,1,4,5,2.2841247595384827E-2,1.0723984985418962E-2,1.21485E-3,1.6100000000000204E-6,6.0365631720430322E-5,1.0228071178867112E-2,4.507012939139133E-2,null,1.7365885939880324E-2,1.1846834439260814E-2,4.8513085953617391E-4,2.987494535150007E-6,2.9595271041222385E-5,1.0228071178867112E-2,2.9730434004253684E-2]
[2004,1,4,6,2.4248296616578017E-2,1.0719673040635239E-2,1.21485E-3,1.6100000000000204E-6,6.0365631720430322E-5,9.6631677044983853E-3,4.5907962993432076E-2,null,1.8435645930521043E-2,1.1842071014467374E-2,4.8513085953617391E-4,2.987494535150007E-6,2.9595271041222385E-5,9.6631677044983853E-3,3.0795430570100962E-2]
[2004,1,4,7,2.7340892323201207E-2,1.1323866490582229E-2,0,0,6.0365631720430322E-5,9.4166081577931691E-3,4.8141732603297037E-2,null,2.078690384999797E-2,1.2509526235687844E-2,0,0,2.9595271041222385E-5,9.4166081577931691E-3,3.3326025356727039E-2]
[2004,1,4,8,3.0235347342553821E-2,1.2271481166090763E-2,0,0,6.0365631720430322E-5,9.2682930901498498E-3,5.1835487230514864E-2,null,2.2987518134059574E-2,1.3556360429154863E-2,0,0,2.9595271041222385E-5,9.2682930901498498E-3,3.657347383425566E-2]
[2004,1,4,9,3.4852945122918817E-2,1.2452498448338765E-2,0,0,6.0365631720430322E-5,7.6732891622719899E-3,5.5039098365250005E-2,null,2.6498214125388241E-2,1.3756331034890771E-2,0,0,2.9595271041222385E-5,7.6732891622719899E-3,4.0284140431320239E-2]
[2004,1,4,10,3.7266512222898708E-2,1.3591893486067399E-2,0,0,6.0365631720430322E-5,6.9475066560937722E-3,5.7866277996780305E-2,null,2.8333215947922985E-2,1.5015025856940553E-2,0,0,2.9595271041222385E-5,6.9475066560937722E-3,4.3377837075904764E-2]
[2004,1,4,11,3.6383475014183361E-2,1.4819064752697841E-2,0,0,6.0365631720430322E-5,9.1900422701859958E-3,6.0452947668787629E-2,null,2.7661854920764405E-2,1.6370687473788746E-2,0,0,2.9595271041222385E-5,9.1900422701859958E-3,4.4062137665594373E-2]
[2004,1,4,12,3.6176001065815248E-2,1.4804530336755922E-2,0,0,6.0365631720430322E-5,8.6670297381121388E-3,5.970792677240374E-2,null,2.7504115335489507E-2,1.6354631239136296E-2,0,0,2.9595271041222385E-5,8.6670297381121388E-3,4.3888341845667027E-2]
[2004,1,4,13,3.5295589153015838E-2,1.4703717085859271E-2,0,0,6.0365631720430322E-5,8.2000316555887916E-3,5.8259703526184328E-2,null,2.6834750284655959E-2,1.6243262387512558E-2,0,0,2.9595271041222385E-5,8.2000316555887916E-3,4.3107607943209739E-2]
[2004,1,4,14,3.4050698145718455E-2,1.4869615336022502E-2,0,0,6.0365631720430322E-5,8.4503473732060134E-3,5.7431026486667404E-2,null,2.5888276798475756E-2,1.6426530930513984E-2,0,0,2.9595271041222385E-5,8.4503473732060134E-3,4.2344403000030964E-2]
[2004,1,4,15,3.4012050757105936E-2,1.4747518652064263E-2,0,0,6.0365631720430322E-5,7.1615565348694763E-3,5.5981491575760108E-2,null,2.5858893721228484E-2,1.62916501746753E-2,0,0,2.9595271041222385E-5,7.1615565348694763E-3,4.2180139166945005E-2]
[2004,1,4,16,3.5772509708455059E-2,1.4640380599602628E-2,0,0,6.0365631720430322E-5,6.4519335416545684E-3,5.6925189481432686E-2,null,2.719734641402918E-2,1.6173294286320028E-2,0,0,2.9595271041222385E-5,6.4519335416545684E-3,4.3400235971390436E-2]
[2004,1,4,17,3.8487017908455143E-2,1.4484616535391532E-2,0,0,6.0365631720430322E-5,5.6917037885374083E-3,5.8723703864104512E-2,null,2.9261149609857946E-2,1.6001221024113468E-2,0,0,2.9595271041222385E-5,5.6917037885374083E-3,4.5291965905012638E-2]
[2004,1,4,18,4.4905401099661922E-2,1.411815672862515E-2,0,0,6.0365631720430322E-5,4.1190888291209012E-3,6.3203012289128405E-2,null,3.4140957945697846E-2,1.5596391227605201E-2,0,0,2.9595271041222385E-5,4.1190888291209012E-3,4.976694444434427E-2]
[2004,1,4,19,4.5417385089979452E-2,1.3814803602489037E-2,1.21485E-3,1.6100000000000204E-6,6.0365631720430322E-5,3.4233364998120653E-3,6.3932350824000991E-2,null,3.4530212321658267E-2,1.5261275664980574E-2,4.8513085953617391E-4,2.987494535150007E-6,2.9595271041222385E-5,3.4233364998120653E-3,5.030920161175139E-2]
[2004,1,4,20,4.2176739414779861E-2,1.3761178524232113E-2,1.21485E-3,1.6100000000000204E-6,6.0365631720430322E-5,5.1229909837104759E-3,6.2337734554442879E-2,null,3.2066394050258178E-2,1.5202035799877634E-2,4.8513085953617391E-4,2.987494535150007E-6,2.9595271041222385E-5,5.1229909837104759E-3,4.7786143475248358E-2]
[2004,1,4,21,4.0727504171284255E-2,1.3664358418348514E-2,1.21485E-3,1.6100000000000204E-6,6.0365631720430322E-5,5.7776282316517862E-3,6.1446316453004995E-2,null,3.0964560455858346E-2,1.5095078193507029E-2,4.8513085953617391E-4,2.987494535150007E-6,2.9595271041222385E-5,5.7776282316517862E-3,4.6577352274477922E-2]
[2004,1,4,22,3.9561578882966908E-2,1.3275458642216855E-2,1.21485E-3,1.6100000000000204E-6,6.0365631720430322E-5,4.9967330034563625E-3,5.911059616036056E-2,null,3.0078123518174075E-2,1.4665458861928177E-2,4.8513085953617391E-4,2.987494535150007E-6,2.9595271041222385E-5,4.9967330034563625E-3,4.52612960052148E-2]
[2004,1,4,23,3.5274752796540167E-2,1.3582177270881301E-2,1.21485E-3,1.6100000000000204E-6,6.0365631720430322E-5,3.4244425675431628E-3,5.3558198266685064E-2,null,2.681890868981977E-2,1.5004292310330552E-2,4.8513085953617391E-4,2.987494535150007E-6,2.9595271041222385E-5,3.4244425675431628E-3,4.234091462526287E-2]
[2004,1,4,24,2.8112043690506058E-2,1.3834961435557533E-2,1.21485E-3,1.6100000000000204E-6,6.0365631720430322E-5,6.9817474556118165E-3,5.0205578213395836E-2,null,2.1373199613006322E-2,1.528354411382132E-2,4.8513085953617391E-4,2.987494535150007E-6,2.9595271041222385E-5,6.9817474556118165E-3,3.7174457351940193E-2]
[2004,1,5,1,3.1168091267953096E-2,1.4724650885656611E-2,1.21485E-3,1.6100000000000204E-6,6.0365631720430322E-5,1.0299622893379684E-2,5.7469190678709828E-2,null,2.3696670493271024E-2,1.626638805028819E-2,4.8513085953617391E-4,2.987494535150007E-6,2.9595271041222385E-5,1.0299622893379684E-2,4.0480772168671762E-2]
[2004,1,5,2,2.8834256709955378E-2,1.471370908354319E-2,1.21485E-3,1.6100000000000204E-6,6.0365631720430322E-5,1.127513840733777E-2,5.6099929832556773E-2,null,2.1922288224198803E-2,1.62543005922881E-2,4.8513085953617391E-4,2.987494535150007E-6,2.9595271041222385E-5,1.127513840733777E-2,3.8694302441599451E-2]
[2004,1,5,3,2.8682374041645375E-2,1.4754452821104755E-2,1.21485E-3,1.6100000000000204E-6,6.0365631720430322E-5,1.1837530413975596E-2,5.6551182908446164E-2,null,2.1806813923458367E-2,1.6299310382397358E-2,4.8513085953617391E-4,2.987494535150007E-6,2.9595271041222385E-5,1.1837530413975596E-2,3.8623837930968269E-2]
[2004,1,5,4,2.9639478128219956E-2,1.4750418263420599E-2,1.21485E-3,1.6100000000000204E-6,6.0365631720430322E-5,1.1172085301221345E-2,5.6838807324582331E-2,null,2.2534486977683562E-2,1.6294853388380225E-2,4.8513085953617391E-4,2.987494535150007E-6,2.9595271041222385E-5,1.1172085301221345E-2,3.9347053991176335E-2]
[2004,1,5,5,3.0215871990955788E-2,1.4972370890014689E-2,1.21485E-3,1.6100000000000204E-6,6.0365631720430322E-5,1.165344218540343E-2,5.8118510698094344E-2,null,2.2972711292485876E-2,1.6540045453101913E-2,4.8513085953617391E-4,2.987494535150007E-6,2.9595271041222385E-5,1.165344218540343E-2,4.0030470370700337E-2]
[2004,1,5,6,3.2293175913272146E-2,1.5725083645398617E-2,1.21485E-3,1.6100000000000204E-6,6.0365631720430322E-5,1.1298424332116575E-2,6.0593509522507763E-2,null,2.4552056852607591E-2,1.7371570618931381E-2,4.8513085953617391E-4,2.987494535150007E-6,2.9595271041222385E-5,1.1298424332116575E-2,4.2441341096651521E-2]
[2004,1,5,7,3.9484275802847968E-2,1.6866499352768901E-2,0,0,6.0365631720430322E-5,1.0306992545617245E-2,6.6718133332954552E-2,null,3.0019351051103659E-2,1.8632497683821265E-2,0,0,2.9595271041222385E-5,1.0306992545617245E-2,4.8681444005966149E-2]
[2004,1,5,8,4.5766782632560045E-2,1.9012122011212256E-2,0,0,6.0365631720430322E-5,1.1880469389688541E-2,7.6719739665181266E-2,null,3.4795854460809857E-2,2.1002776683490345E-2,0,0,2.9595271041222385E-5,1.1880469389688541E-2,5.5828226415341423E-2]
[2004,1,5,9,4.7957013159257003E-2,2.0374753535682136E-2,0,0,6.0365631720430322E-5,1.2707502917296533E-2,8.1099635243956109E-2,null,3.646105656283289E-2,2.2508081856339908E-2,0,0,2.9595271041222385E-5,1.2707502917296533E-2,5.8998733690214022E-2]
[2004,1,5,10,4.4828429376434581E-2,2.1242677043897869E-2,0,0,6.0365631720430322E-5,1.415867464982923E-2,8.0290146701882115E-2,null,3.4082437404708128E-2,2.3466880858926589E-2,0,0,2.9595271041222385E-5,1.415867464982923E-2,5.7578913534675938E-2]
[2004,1,5,11,4.3154830803191387E-2,2.1902801231069729E-2,0,0,6.0365631720430322E-5,1.3889000393645802E-2,7.9006998059627354E-2,null,3.281002346099867E-2,2.4196123017080459E-2,0,0,2.9595271041222385E-5,1.3889000393645802E-2,5.703574174912035E-2]
[2004,1,5,12,4.2283183726268922E-2,2.1786919460635979E-2,0,0,6.0365631720430322E-5,1.3622675372713994E-2,7.775314419133933E-2,null,3.2147322194158758E-2,2.4068107904160807E-2,0,0,2.9595271041222385E-5,1.3622675372713994E-2,5.6245025369360789E-2]
[2004,1,5,13,4.2105424129243868E-2,2.1365620215653518E-2,0,0,6.0365631720430322E-5,1.2234153333708498E-2,7.5765563310326328E-2,null,3.2012174020935508E-2,2.3602696733641734E-2,0,0,2.9595271041222385E-5,1.2234153333708498E-2,5.5644466025618469E-2]
[2004,1,5,14,4.0429960082259665E-2,2.1507197876833008E-2,0,0,6.0365631720430322E-5,1.3096326614888213E-2,7.5093850205701321E-2,null,3.0738341783235111E-2,2.3759098212622884E-2,0,0,2.9595271041222385E-5,1.3096326614888213E-2,5.4527035266899219E-2]
[2004,1,5,15,3.9657866958394301E-2,2.0976703525530983E-2,0,0,6.0365631720430322E-5,1.2120270029054052E-2,7.2815206144699773E-2,null,3.0151330015685207E-2,2.3173058717101097E-2,0,0,2.9595271041222385E-5,1.2120270029054052E-2,5.3353984003827529E-2]
[2004,1,5,16,4.2219263556772767E-2,2.0346620259514673E-2,0,0,6.0365631720430322E-5,1.1346361160948185E-2,7.397261060895606E-2,null,3.2098724569703592E-2,2.2477002899642086E-2,0,0,2.9595271041222385E-5,1.1346361160948185E-2,5.4605322740386902E-2]
[2004,1,5,17,4.6862646834116894E-2,2.0348187672702162E-2,0,0,6.0365631720430322E-5,1.1267327329550122E-2,7.8538527468089606E-2,null,3.5629024919225601E-2,2.2478734428038979E-2,0,0,2.9595271041222385E-5,1.1267327329550122E-2,5.8137354618305805E-2]
[2004,1,5,18,5.4482667829217242E-2,1.9957005235383976E-2,0,0,6.0365631720430322E-5,1.071081831458104E-2,8.5210857010902696E-2,null,4.1422421926451403E-2,2.2046593430382219E-2,0,0,2.9595271041222385E-5,1.071081831458104E-2,6.3498610627874846E-2]
[2004,1,5,19,5.4131546103805502E-2,1.9616304295997922E-2,1.21485E-3,1.6100000000000204E-6,6.0365631720430322E-5,9.1217797211414105E-3,8.4146455752665258E-2,null,4.115546891484155E-2,2.1670219570506889E-2,4.8513085953617391E-4,2.987494535150007E-6,2.9595271041222385E-5,9.1217797211414105E-3,6.3343402110460995E-2]
[2004,1,5,20,5.3560945103000447E-2,1.8997828146209383E-2,1.21485E-3,1.6100000000000204E-6,6.0365631720430322E-5,8.507567434866331E-3,8.2343166315796593E-2,null,4.0721648833176471E-2,2.0986986186542014E-2,4.8513085953617391E-4,2.987494535150007E-6,2.9595271041222385E-5,8.507567434866331E-3,6.2226348644831037E-2]
[2004,1,5,21,4.9811992205096522E-2,1.9030591750729603E-2,1.21485E-3,1.6100000000000204E-6,6.0365631720430322E-5,9.387069734748758E-3,7.950647932229532E-2,null,3.7871371581589833E-2,2.102318028779376E-2,4.8513085953617391E-4,2.987494535150007E-6,2.9595271041222385E-5,9.387069734748758E-3,5.9412265494496144E-2]
[2004,1,5,22,4.6514397473423827E-2,1.8067780631343067E-2,1.21485E-3,1.6100000000000204E-6,6.0365631720430322E-5,8.6888705730620436E-3,7.4547874309549372E-2,null,3.5364255726948464E-2,1.9959558514436152E-2,4.8513085953617391E-4,2.987494535150007E-6,2.9595271041222385E-5,8.6888705730620436E-3,5.5841527866497168E-2]
[2004,1,5,23,4.3602381548106993E-2,1.7288073088862696E-2,1.21485E-3,1.6100000000000204E-6,6.0365631720430322E-5,7.4392102608418697E-3,6.9606490529531981E-2,null,3.3150290127959683E-2,1.9098212085905418E-2,4.8513085953617391E-4,2.987494535150007E-6,2.9595271041222385E-5,7.4392102608418697E-3,5.2766215838977649E-2]
[2004,1,5,24,3.5105832398471537E-2,1.6867440679132876E-2,1.21485E-3,1.6100000000000204E-6,6.0365631720430322E-5,1.0278263107879394E-2,6.352836181720424E-2,null,2.6690480837815236E-2,1.8633537571288702E-2,4.8513085953617391E-4,2.987494535150007E-6,2.9595271041222385E-5,1.0278263107879394E-2,4.5841732034216487E-2]
[2004,1,6,1,3.0047933700375409E-2,1.6591899872639038E-2,1.21485E-3,1.6100000000000204E-6,6.0365631720430322E-5,1.1020780025325163E-2,5.8937439230060049E-2,null,2.2845030123277474E-2,1.8329146403245178E-2,4.8513085953617391E-4,2.987494535150007E-6,2.9595271041222385E-5,1.1020780025325163E-2,4.16918901516352E-2]
[2004,1,6,2,2.9333522789035019E-2,1.5904077284362748E-2,1.21485E-3,1.6100000000000204E-6,6.0365631720430322E-5,1.1573528270269593E-2,5.8087953975387789E-2,null,2.2301873347416859E-2,1.7569305696831253E-2,4.8513085953617391E-4,2.987494535150007E-6,2.9595271041222385E-5,1.1573528270269593E-2,4.038889266936066E-2]
[2004,1,6,3,2.9324192049494865E-2,1.5771566351349846E-2,1.21485E-3,1.6100000000000204E-6,6.0365631720430322E-5,1.1454788679300923E-2,5.7827372711866061E-2,null,2.2294779314662633E-2,1.7422920273228899E-2,4.8513085953617391E-4,2.987494535150007E-6,2.9595271041222385E-5,1.1454788679300923E-2,4.0235413213004084E-2]
[2004,1,6,4,2.9806175661885863E-2,1.5472767601468613E-2,1.21485E-3,1.6100000000000204E-6,6.0365631720430322E-5,1.1813606154171933E-2,5.8369375049246844E-2,null,2.2661224816499615E-2,1.7092835950534114E-2,4.8513085953617391E-4,2.987494535150007E-6,2.9595271041222385E-5,1.1813606154171933E-2,4.0271774392146277E-2]
[2004,1,6,5,3.1012003282829818E-2,1.5562842475894801E-2,1.21485E-3,1.6100000000000204E-6,6.0365631720430322E-5,1.1865755774404213E-2,5.9717427164849263E-2,null,2.3577998948079937E-2,1.7192342069380341E-2,4.8513085953617391E-4,2.987494535150007E-6,2.9595271041222385E-5,1.1865755774404213E-2,4.1288054642572826E-2]
[2004,1,6,6,3.3236658716423784E-2,1.6125900010801962E-2,1.21485E-3,1.6100000000000204E-6,6.0365631720430322E-5,1.12269440398434E-2,6.1866328398789576E-2,null,2.5269373832660837E-2,1.7814354260267687E-2,4.8513085953617391E-4,2.987494535150007E-6,2.9595271041222385E-5,1.12269440398434E-2,4.3601441718041076E-2]
[2004,1,6,7,4.0176715749928926E-2,1.7073078978412846E-2,0,0,6.0365631720430322E-5,1.0625888715563631E-2,6.7936049075625837E-2,null,3.0545803605457757E-2,1.8860707125260789E-2,0,0,2.9595271041222385E-5,1.0625888715563631E-2,4.9436106001759766E-2]
[2004,1,6,8,4.584785374872935E-2,1.8937960119832748E-2,0,0,6.0365631720430322E-5,1.2283043945552815E-2,7.7129223445835338E-2,null,3.485749171378983E-2,2.092084970857663E-2,0,0,2.9595271041222385E-5,1.2283043945552815E-2,5.5807936693407681E-2]
[2004,1,6,9,4.6733385095965294E-2,2.0428589237333164E-2,0,0,6.0365631720430322E-5,1.3867667576493638E-2,8.1090007541512521E-2,null,3.5530749000112279E-2,{"$f":"F131*W$5","v":2.2567554398053493E-2},{"$f":"G131*X$5","v":0},{"$f":"H131*Y$5","v":0},{"$f":"I131*Z$5","v":2.9595271041222385E-5},{"$f":"J131","v":1.3867667576493638E-2},5.8127898669206993E-2]
[2004,1,6,10,4.2748838393602322E-2,2.1343494099279992E-2,0,0,6.0365631720430322E-5,1.6339720003155249E-2,8.0492418127758009E-2,null,{"$f":"E132*V$5","v":3.2501353023977296E-2},2.357825391338253E-2,0,0,2.9595271041222385E-5,1.6339720003155249E-2,{"$f":"SUM(M132:Q132)","v":5.610920220840105E-2}]
[2004,1,6,11,4.1833985230779303E-2,2.1834102391569202E-2,0,0,6.0365631720430322E-5,1.6180271299757912E-2,7.9908724553826846E-2,null,3.1805802765131827E-2,2.4120231100144853E-2,0,0,2.9595271041222385E-5,1.6180271299757912E-2,5.5955629136317908E-2]
[2004,1,6,12,4.2430414556654437E-2,2.1469925521723617E-2,0,0,6.0365631720430322E-5,1.4667705869057829E-2,7.8628411579156315E-2,null,3.2259259766597902E-2,2.3717923274319385E-2,0,0,2.9595271041222385E-5,1.4667705869057829E-2,5.6006778311958508E-2]
[2004,1,6,13,4.0385628797224911E-2,2.1526454275636726E-2,0,0,6.0365631720430322E-5,1.4401097440470767E-2,7.6373546145052845E-2,null,3.0704637317825897E-2,2.3780370842977572E-2,0,0,2.9595271041222385E-5,1.4401097440470767E-2,5.4514603431844694E-2]
[2004,1,6,14,3.9094889432576663E-2,2.1532643929153723E-2,0,0,6.0365631720430322E-5,1.490391544154757E-2,7.5591814434998392E-2,null,2.9723305957050139E-2,2.3787208581052731E-2,0,0,2.9595271041222385E-5,1.490391544154757E-2,5.3540109809144094E-2]
[2004,1,6,15,3.8354420507556108E-2,2.1091610797926374E-2,0,0,6.0365631720430322E-5,1.3811445342014249E-2,7.3317842279217171E-2,null,2.9160337632301934E-2,2.3299997297655448E-2,0,0,2.9595271041222385E-5,1.3811445342014249E-2,5.2489930200998611E-2]
[2004,1,6,16,3.8831177363491461E-2,2.0879570413241951E-2,0,0,6.0365631720430322E-5,1.476623273596501E-2,7.4537346144418856E-2,null,2.9522809303197096E-2,2.3065755331146819E-2,0,0,2.9595271041222385E-5,1.476623273596501E-2,5.261815990538514E-2]
[2004,1,6,17,4.3974143561093346E-2,2.0566644545859891E-2,0,0,6.0365631720430322E-5,1.3372340362899323E-2,7.797349410157299E-2,null,3.3432935665920836E-2,2.272006471821908E-2,0,0,2.9595271041222385E-5,1.3372340362899323E-2,5.618259565518114E-2]
[2004,1,6,18,5.0095179020537964E-2,2.0755641601475285E-2,0,0,6.0365631720430322E-5,1.2746373551502726E-2,8.3657559805236412E-2,null,3.8086674616859571E-2,2.2928850615479068E-2,0,0,2.9595271041222385E-5,1.2746373551502726E-2,6.104512050337986E-2]
[2004,1,6,19,5.2132155231309853E-2,2.0319942063232635E-2,1.21485E-3,1.6100000000000204E-6,6.0365631720430322E-5,1.0899722231817276E-2,8.4628645158080204E-2,null,3.9635359573353006E-2,2.2447531376237201E-2,4.8513085953617391E-4,2.987494535150007E-6,2.9595271041222385E-5,1.0899722231817276E-2,6.2600604574702748E-2]
[2004,1,6,20,5.260030955527803E-2,1.9592362635129059E-2,1.21485E-3,1.6100000000000204E-6,6.0365631720430322E-5,8.6888668802624931E-3,8.2158364702390019E-2,null,3.9991290857681619E-2,2.1643771110079164E-2,4.8513085953617391E-4,2.987494535150007E-6,2.9595271041222385E-5,8.6888668802624931E-3,6.2152775592873327E-2]
[2004,1,6,21,5.0509256300612759E-2,1.9005830692322246E-2,1.21485E-3,1.6100000000000204E-6,6.0365631720430322E-5,8.3802418147016656E-3,7.9172154439357101E-2,null,3.8401491869553238E-2,2.0995826635220424E-2,4.8513085953617391E-4,2.987494535150007E-6,2.9595271041222385E-5,8.3802418147016656E-3,5.9915032129886206E-2]
[2004,1,6,22,4.6891175774033102E-2,1.8206598235198879E-2,1.21485E-3,1.6100000000000204E-6,6.0365631720430322E-5,8.6821568918141641E-3,7.5056756532766569E-2,null,3.5650715079296832E-2,2.0112910945679831E-2,4.8513085953617391E-4,2.987494535150007E-6,2.9595271041222385E-5,8.6821568918141641E-3,5.6281339650089211E-2]
[2004,1,6,23,4.4491994930002443E-2,1.7278711769700111E-2,1.21485E-3,1.6100000000000204E-6,6.0365631720430322E-5,7.4421731681033566E-3,7.0489705499526351E-2,null,3.3826650929009321E-2,1.9087870594528562E-2,4.8513085953617391E-4,2.987494535150007E-6,2.9595271041222385E-5,7.4421731681033566E-3,5.3432235148650434E-2]
[2004,1,6,24,3.6268942247332757E-2,1.6967543041436339E-2,1.21485E-3,1.6100000000000204E-6,6.0365631720430322E-5,9.7260126515406921E-3,6.4239323572030216E-2,null,2.7574777235659834E-2,1.8744121101086669E-2,4.8513085953617391E-4,2.987494535150007E-6,2.9595271041222385E-5,9.7260126515406921E-3,4.6836611961859051E-2]
[2004,1,7,1,3.0356665233006071E-2,1.6512953053984505E-2,1.21485E-3,1.6100000000000204E-6,6.0365631720430322E-5,1.115248461664432E-2,5.929892853535533E-2,null,2.3079754455182695E-2,1.8241933497652876E-2,4.8513085953617391E-4,2.987494535150007E-6,2.9595271041222385E-5,1.115248461664432E-2,4.1839401577948118E-2]
[2004,1,7,2,2.9657824941130805E-2,1.5800935171810835E-2,1.21485E-3,1.6100000000000204E-6,6.0365631720430322E-5,1.170864990661182E-2,5.84442356512739E-2,null,2.2548435806837467E-2,1.7455364141264036E-2,4.8513085953617391E-4,2.987494535150007E-6,2.9595271041222385E-5,1.170864990661182E-2,4.0521513573214055E-2]
[2004,1,7,3,2.9691438226232846E-2,1.5566736586018294E-2,1.21485E-3,1.6100000000000204E-6,6.0365631720430322E-5,1.1647052346834349E-2,5.8182052790805926E-2,null,2.2573991524523603E-2,1.7196643910345616E-2,4.8513085953617391E-4,2.987494535150007E-6,2.9595271041222385E-5,1.1647052346834349E-2,4.0288349059981771E-2]
[2004,1,7,4,3.0168912645274996E-2,1.5290380759803997E-2,1.21485E-3,1.6100000000000204E-6,6.0365631720430322E-5,1.1991264272102684E-2,5.8727383308902113E-2,null,2.2937008748765416E-2,1.6891352386351748E-2,4.8513085953617391E-4,2.987494535150007E-6,2.9595271041222385E-5,1.1991264272102684E-2,4.0346074760229708E-2]
[2004,1,7,5,3.1367373540689497E-2,1.542679569772429E-2,1.21485E-3,1.6100000000000204E-6,6.0365631720430322E-5,1.2012703623732605E-2,6.0083698493866827E-2,null,2.3848182060392242E-2,1.7042050581731645E-2,4.8513085953617391E-4,2.987494535150007E-6,2.9595271041222385E-5,1.2012703623732605E-2,4.1407946267236435E-2]
[2004,1,7,6,3.3630619684733416E-2,1.5946592621531509E-2,1.21485E-3,1.6100000000000204E-6,6.0365631720430322E-5,1.1391749061225389E-2,6.2245786999210753E-2,null,2.5568896930594082E-2,1.7616272580993481E-2,4.8513085953617391E-4,2.987494535150007E-6,2.9595271041222385E-5,1.1391749061225389E-2,4.3702883136700107E-2]
[2004,1,7,7,4.061684733118924E-2,1.6914443160857176E-2,0,0,6.0365631720430322E-5,1.0761072535212936E-2,6.8352728658979789E-2,null,3.0880429584480465E-2,1.868546142422017E-2,0,0,2.9595271041222385E-5,1.0761072535212936E-2,4.9595486279741863E-2]
[2004,1,7,8,4.6425489101327558E-2,1.8503134285995409E-2,0,0,6.0365631720430322E-5,1.261330629902555E-2,7.7602295318068948E-2,null,3.5296659916234686E-2,2.0440495654520364E-2,0,0,2.9595271041222385E-5,1.261330629902555E-2,5.5766750841796275E-2]
[2004,1,7,9,4.7291929743589332E-2,2.0018312280889499E-2,0,0,6.0365631720430322E-5,1.4216761018342225E-2,8.1587368674541486E-2,null,3.5955402802513581E-2,2.211431959925057E-2,0,0,2.9595271041222385E-5,1.4216761018342225E-2,5.8099317672805378E-2]
[2004,1,7,10,4.3296239499254811E-2,2.0907247375611001E-2,0,0,6.0365631720430322E-5,1.6722261248454003E-2,8.0986113755040251E-2,null,3.2917534544904647E-2,2.3096330195939489E-2,0,0,2.9595271041222385E-5,1.6722261248454003E-2,5.6043460011885357E-2]
[2004,1,7,11,4.2354136108427941E-2,2.1459305336957796E-2,0,0,6.0365631720430322E-5,1.6525033091101621E-2,8.0398840168207794E-2,null,3.2201266313042411E-2,2.3706191108449504E-2,0,0,2.9595271041222385E-5,1.6525033091101621E-2,5.5937052692533143E-2]
[2004,1,7,12,4.2919801414153302E-2,2.1160237128773834E-2,0,0,6.0365631720430322E-5,1.4970274868608606E-2,7.911067904325618E-2,null,3.2631333853720836E-2,2.3375809113955936E-2,0,0,2.9595271041222385E-5,1.4970274868608606E-2,5.6036738238717992E-2]
[2004,1,7,13,4.0892778437274416E-2,2.1131162905482323E-2,0,0,6.0365631720430322E-5,1.4757674449851186E-2,7.6841981424328354E-2,null,3.1090216203864093E-2,2.334369068873873E-2,0,0,2.9595271041222385E-5,1.4757674449851186E-2,5.4463502163644047E-2]
[2004,1,7,14,3.9579392719065694E-2,2.1179943562203925E-2,0,0,6.0365631720430322E-5,1.5235747656795419E-2,7.6055449569785466E-2,null,3.0091667132398796E-2,2.3397578899586189E-2,0,0,2.9595271041222385E-5,1.5235747656795419E-2,5.3518841303026213E-2]
[2004,1,7,15,3.8860636419271025E-2,2.0661949314218629E-2,0,0,6.0365631720430322E-5,1.4184580493022628E-2,7.3767531858232718E-2,null,2.954520661754817E-2,2.2825348324411483E-2,0,0,2.9595271041222385E-5,1.4184580493022628E-2,5.2400150213000873E-2]
[2004,1,7,16,3.9250268912338786E-2,2.066134524821794E-2,0,0,6.0365631720430322E-5,1.5022535625860077E-2,7.4994515418137231E-2,null,2.9841438835373831E-2,2.282468100998403E-2,0,0,2.9595271041222385E-5,1.5022535625860077E-2,5.2695715116399089E-2]
[2004,1,7,17,4.4238620291392007E-2,2.0810701186603671E-2,0,0,6.0365631720430322E-5,1.3342054433682629E-2,7.8451741543398734E-2,null,3.3634013681162304E-2,2.2989675186773906E-2,0,0,2.9595271041222385E-5,1.3342054433682629E-2,5.6653284138977439E-2]
[2004,1,7,18,5.0363061402162485E-2,2.1064125656576928E-2,0,0,6.0365631720430322E-5,1.268311472895086E-2,8.4170667419410705E-2,null,3.8290341901895918E-2,2.3269634338405756E-2,0,0,2.9595271041222385E-5,1.268311472895086E-2,6.1589571511342894E-2]
[2004,1,7,19,5.2513381150053662E-2,2.0361055604206119E-2,1.21485E-3,1.6100000000000204E-6,6.0365631720430322E-5,1.0996446078080754E-2,8.5147708464060973E-2,null,3.9925200388509212E-2,2.2492949689838615E-2,4.8513085953617391E-4,2.987494535150007E-6,2.9595271041222385E-5,1.0996446078080754E-2,6.2935863703460368E-2]
[2004,1,7,20,5.3029596920191172E-2,1.9530315268245207E-2,1.21485E-3,1.6100000000000204E-6,6.0365631720430322E-5,8.8255463387017213E-3,8.266228415885854E-2,null,4.0317672128379792E-2,2.157522710485494E-2,4.8513085953617391E-4,2.987494535150007E-6,2.9595271041222385E-5,8.8255463387017213E-3,6.2410612858347279E-2]
[2004,1,7,21,5.0922597810719755E-2,1.8947024623290166E-2,1.21485E-3,1.6100000000000204E-6,6.0365631720430322E-5,8.5113057355222527E-3,7.9657753801252604E-2,null,3.8715749726474603E-2,2.0930863306309201E-2,4.8513085953617391E-4,2.987494535150007E-6,2.9595271041222385E-5,8.5113057355222527E-3,6.0164326657896353E-2]
[2004,1,7,22,4.7264266123810801E-2,1.820138912145966E-2,1.21485E-3,1.6100000000000204E-6,6.0365631720430322E-5,8.7746355782407203E-3,7.5517116455231612E-2,null,3.5934370533424423E-2,2.010715641430668E-2,4.8513085953617391E-4,2.987494535150007E-6,2.9595271041222385E-5,8.7746355782407203E-3,5.6559240572843651E-2]
[2004,1,7,23,4.4881151762707079E-2,1.721897061433213E-2,1.21485E-3,1.6100000000000204E-6,6.0365631720430322E-5,7.5451054965810574E-3,7.0922053505340699E-2,null,3.4122521508812474E-2,1.9021874271536978E-2,4.8513085953617391E-4,2.987494535150007E-6,2.9595271041222385E-5,7.5451054965810574E-3,5.3662109405461997E-2]
[2004,1,7,24,3.6637127783637383E-2,1.6846767175736979E-2,1.21485E-3,1.6100000000000204E-6,6.0365631720430322E-5,9.8726097687611911E-3,6.4633330359855995E-2,null,2.7854703627660928E-2,1.86106994591183E-2,4.8513085953617391E-4,2.987494535150007E-6,2.9595271041222385E-5,9.8726097687611911E-3,4.6983116711891773E-2]
[2004,1,8,1,2.8926646273610673E-2,1.6380422753456966E-2,1.21485E-3,1.6100000000000204E-6,6.0365631720430322E-5,1.07870884369389E-2,5.7370983095726968E-2,null,2.1992530736906268E-2,1.8095526678670006E-2,4.8513085953617391E-4,2.987494535150007E-6,2.9595271041222385E-5,1.07870884369389E-2,4.0605771040688826E-2]
[2004,1,8,2,2.8002067587998843E-2,1.6162229923315247E-2,1.21485E-3,1.6100000000000204E-6,6.0365631720430322E-5,1.1102952243367359E-2,5.6544075386401889E-2,null,2.1289586297040218E-2,1.7854488077997097E-2,4.8513085953617391E-4,2.987494535150007E-6,2.9595271041222385E-5,1.1102952243367359E-2,3.9661788000149863E-2]
[2004,1,8,3,2.8053513450721112E-2,1.5839268448427236E-2,1.21485E-3,1.6100000000000204E-6,6.0365631720430322E-5,1.1120810118584014E-2,5.6290417649452792E-2,null,2.1328699877871688E-2,1.7497711084327305E-2,4.8513085953617391E-4,2.987494535150007E-6,2.9595271041222385E-5,1.1120810118584014E-2,3.9344124587311541E-2]
[2004,1,8,4,2.8593622086246578E-2,1.5344602994251146E-2,1.21485E-3,1.6100000000000204E-6,6.0365631720430322E-5,1.1602966053339969E-2,5.6818016765558123E-2,null,2.1739337034205251E-2,1.6951251932583448E-2,4.8513085953617391E-4,2.987494535150007E-6,2.9595271041222385E-5,1.1602966053339969E-2,3.9208302591901251E-2]
[2004,1,8,5,2.9785828719992261E-2,1.5350268991807883E-2,1.21485E-3,1.6100000000000204E-6,6.0365631720430322E-5,1.1717313813445008E-2,5.8130237156965588E-2,null,2.2645755316829157E-2,1.6957511185564423E-2,4.8513085953617391E-4,2.987494535150007E-6,2.9595271041222385E-5,1.1717313813445008E-2,4.0120980127506131E-2]
[2004,1,8,6,3.1949261080895783E-2,1.5829844170035724E-2,1.21485E-3,1.6100000000000204E-6,6.0365631720430322E-5,1.1166095964348852E-2,6.0222026847000787E-2,null,2.4290583142507462E-2,1.7487300041607128E-2,4.8513085953617391E-4,2.987494535150007E-6,2.9595271041222385E-5,1.1166095964348852E-2,4.2295596809227134E-2]
[2004,1,8,7,3.8561216256106007E-2,1.7014697702143672E-2,0,0,6.0365631720430322E-5,1.0494140146779166E-2,6.6130419736749282E-2,null,2.9317561591596316E-2,1.8796213066825045E-2,0,0,2.9595271041222385E-5,1.0494140146779166E-2,4.8143369929462582E-2]
[2004,1,8,8,4.4034726024156499E-2,1.9058419280049227E-2,0,0,6.0365631720430322E-5,1.1925748800582874E-2,7.5079259736509044E-2,null,3.3478995678147327E-2,2.1053921484573829E-2,0,0,2.9595271041222385E-5,1.1925748800582874E-2,5.4562512433762381E-2]
[2004,1,8,9,4.483215667758627E-2,2.0879361074738305E-2,0,0,6.0365631720430322E-5,1.3162891341981993E-2,7.8934774726027002E-2,null,3.4085271220435288E-2,2.3065524073960442E-2,0,0,2.9595271041222385E-5,1.3162891341981993E-2,5.7180390565436959E-2]
[2004,1,8,10,4.084135204228477E-2,2.2046244933568E-2,0,0,6.0365631720430322E-5,1.5405096495842666E-2,7.8353059103415876E-2,null,3.1051117424081596E-2,2.4354585920298075E-2,0,0,2.9595271041222385E-5,1.5405096495842666E-2,5.5435298615420896E-2]
[2004,1,8,11,3.9903407590501219E-2,2.2631456960471953E-2,0,0,6.0365631720430322E-5,1.5189655086042118E-2,7.7784885268735726E-2,null,3.0338011176290307E-2,2.5001072278123249E-2,0,0,2.9595271041222385E-5,1.5189655086042118E-2,5.5368678725454784E-2]
[2004,1,8,12,4.0557041186062223E-2,2.2179722065307869E-2,0,0,6.0365631720430322E-5,1.374147420979582E-2,7.6538603092886348E-2,null,3.0834959796088104E-2,2.4502038707979113E-2,0,0,2.9595271041222385E-5,1.374147420979582E-2,5.5366593775108441E-2]
[2004,1,8,13,3.8612812172314027E-2,2.2153362549576731E-2,0,0,6.0365631720430322E-5,1.3517127325164953E-2,7.4343667678776149E-2,null,2.9356789256026219E-2,2.4472919232411915E-2,0,0,2.9595271041222385E-5,1.3517127325164953E-2,5.3859303759479359E-2]
[2004,1,8,14,3.7359866701950024E-2,2.2129220215634599E-2,0,0,6.0365631720430322E-5,1.4033256322309747E-2,7.3582708871614805E-2,null,2.8404192072515658E-2,2.4446249087537723E-2,0,0,2.9595271041222385E-5,1.4033256322309747E-2,5.288003643109461E-2]
[2004,1,8,15,3.6710534506911481E-2,2.154819389715721E-2,0,0,6.0365631720430322E-5,1.3050082869299953E-2,7.136917690508908E-2,null,2.7910513748289189E-2,2.3804386700634547E-2,0,0,2.9595271041222385E-5,1.3050082869299953E-2,5.1744495719964964E-2]
[2004,1,8,16,3.721600721335163E-2,2.1311656255103992E-2,0,0,6.0365631720430322E-5,1.3968244306086194E-2,7.2556273406262251E-2,null,2.8294817684801653E-2,2.3543082503746197E-2,0,0,2.9595271041222385E-5,1.3968244306086194E-2,5.1867495459589075E-2]
[2004,1,8,17,4.2276238642109581E-2,2.0919746811853469E-2,0,0,6.0365631720430322E-5,1.264474022245479E-2,7.5901091308138269E-2,null,3.2142041942331431E-2,2.3110138379366634E-2,0,0,2.9595271041222385E-5,1.264474022245479E-2,5.5281775592739293E-2]
[2004,1,8,18,4.8370642085901014E-2,2.0859898693071331E-2,0,0,6.0365631720430322E-5,1.2143174521309173E-2,8.143408093200194E-2,null,3.6775532938588582E-2,2.3044023893410412E-2,0,0,2.9595271041222385E-5,1.2143174521309173E-2,5.9849152103040218E-2]
[2004,1,8,19,5.0510440320372073E-2,2.0064399512233651E-2,1.21485E-3,1.6100000000000204E-6,6.0365631720430322E-5,1.052769406171827E-2,8.2379359526044429E-2,null,3.8402392063467988E-2,2.2165232370971198E-2,4.8513085953617391E-4,2.987494535150007E-6,2.9595271041222385E-5,1.052769406171827E-2,6.1085338059551735E-2]
[2004,1,8,20,5.0940610016815595E-2,1.9348585192668535E-2,1.21485E-3,1.6100000000000204E-6,6.0365631720430322E-5,8.4087162697850312E-3,7.9974737110989597E-2,null,3.872944415867581E-2,2.137446907312341E-2,4.8513085953617391E-4,2.987494535150007E-6,2.9595271041222385E-5,8.4087162697850312E-3,6.0621626856911769E-2]
[2004,1,8,21,4.8921829071555033E-2,1.873987248234283E-2,1.21485E-3,1.6100000000000204E-6,6.0365631720430322E-5,8.1293625778000433E-3,7.7067889763418343E-2,null,3.7194592811935788E-2,2.0702021404639417E-2,4.8513085953617391E-4,2.987494535150007E-6,2.9595271041222385E-5,8.1293625778000433E-3,5.8414327841687749E-2]
[2004,1,8,22,4.5337163761373145E-2,1.8068857375418062E-2,1.21485E-3,1.6100000000000204E-6,6.0365631720430322E-5,8.3790266791203393E-3,7.3061873447631986E-2,null,3.4469221150457786E-2,1.9960747998457928E-2,4.8513085953617391E-4,2.987494535150007E-6,2.9595271041222385E-5,8.3790266791203393E-3,5.4947682774028263E-2]
[2004,1,8,23,4.2877722877099844E-2,1.7353344271018548E-2,1.21485E-3,1.6100000000000204E-6,6.0365631720430322E-5,7.1083132128007759E-3,6.8616205992639609E-2,null,3.259934212157329E-2,1.9170317454358151E-2,4.8513085953617391E-4,2.987494535150007E-6,2.9595271041222385E-5,7.1083132128007759E-3,5.2287373201043985E-2]
[2004,1,8,24,3.4923685167951697E-2,1.6851266744850428E-2,1.21485E-3,1.6100000000000204E-6,6.0365631720430322E-5,9.4801739875620683E-3,6.2531951532084629E-2,null,2.655199680727954E-2,1.8615670153352536E-2,4.8513085953617391E-4,2.987494535150007E-6,2.9595271041222385E-5,9.4801739875620683E-3,4.5685380585744624E-2]
[2004,1,9,1,3.1900244499750062E-2,1.6711415066761506E-2,1.21485E-3,1.6100000000000204E-6,6.0365631720430322E-5,1.0896561751703141E-2,6.078504694993514E-2,null,2.4253316510998615E-2,{"$f":"F195*W$5","v":1.84611753756533E-2},{"$f":"G195*X$5","v":4.8513085953617391E-4},{"$f":"H195*Y$5","v":2.987494535150007E-6},{"$f":"I195*Z$5","v":2.9595271041222385E-5},{"$f":"J195","v":1.0896561751703141E-2},4.323220551176446E-2]
[2004,1,9,2,3.0846711482190349E-2,1.6261272466262841E-2,1.21485E-3,1.6100000000000204E-6,6.0365631720430322E-5,1.1646112879247165E-2,6.003092245942078E-2,null,{"$f":"E196*V$5","v":2.3452329868721835E-2},1.7963900820586617E-2,4.8513085953617391E-4,2.987494535150007E-6,2.9595271041222385E-5,1.1646112879247165E-2,{"$f":"SUM(M196:Q196)","v":4.1933944314421004E-2}]
[2004,1,9,3,3.0444001475581923E-2,1.6201449441051955E-2,1.21485E-3,1.6100000000000204E-6,6.0365631720430322E-5,1.1549138913589186E-2,5.947141546194349E-2,null,2.3146154997476034E-2,1.7897814055611402E-2,4.8513085953617391E-4,2.987494535150007E-6,2.9595271041222385E-5,1.1549138913589186E-2,4.1561682678199985E-2]
[2004,1,9,4,3.1915778970418501E-2,1.558324647592056E-2,1.21485E-3,1.6100000000000204E-6,6.0365631720430322E-5,1.1566106433452286E-2,6.0341957511511786E-2,null,2.4265127155081782E-2,1.7214882459965792E-2,4.8513085953617391E-4,2.987494535150007E-6,2.9595271041222385E-5,1.1566106433452286E-2,4.1997723240160122E-2]
[2004,1,9,5,3.2845280114840586E-2,1.5551008281455616E-2,1.21485E-3,1.6100000000000204E-6,6.0365631720430322E-5,1.1800029986949174E-2,6.1473144014965807E-2,null,2.4971814072581141E-2,1.717926878156488E-2,4.8513085953617391E-4,2.987494535150007E-6,2.9595271041222385E-5,1.1800029986949174E-2,4.2668796479258572E-2]
[2004,1,9,6,3.4429914477899795E-2,1.619425185971874E-2,1.21485E-3,1.6100000000000204E-6,6.0365631720430322E-5,1.123503621078027E-2,6.3136028180119236E-2,null,2.6176589752647819E-2,1.7889862855145006E-2,4.8513085953617391E-4,2.987494535150007E-6,2.9595271041222385E-5,1.123503621078027E-2,4.458416623290537E-2]
[2004,1,9,7,4.3008600191532881E-2,1.7140424003486754E-2,0,0,6.0365631720430322E-5,9.9309533417575608E-3,7.0140343168497626E-2,null,3.2698846341081035E-2,1.8935103477311189E-2,0,0,2.9595271041222385E-5,9.9309533417575608E-3,5.1663545089433452E-2]
[2004,1,9,8,4.8518448365263853E-2,1.9195597393321516E-2,0,0,6.0365631720430322E-5,1.1938415600978049E-2,7.9712826991283847E-2,null,3.688790801695916E-2,2.1205462763197083E-2,0,0,2.9595271041222385E-5,1.1938415600978049E-2,5.8122966051197468E-2]
[2004,1,9,9,4.8902199695441045E-2,2.0838142713632882E-2,0,0,6.0365631720430322E-5,1.280176643854351E-2,8.260247447933787E-2,null,3.7179668867644088E-2,2.30199899650879E-2,0,0,2.9595271041222385E-5,1.280176643854351E-2,6.0229254103773208E-2]
[2004,1,9,10,4.6617586001962801E-2,2.2004273871143742E-2,0,0,6.0365631720430322E-5,1.4735189544019523E-2,8.3417415048846491E-2,null,3.5442708543916047E-2,2.4308220298893703E-2,0,0,2.9595271041222385E-5,1.4735189544019523E-2,5.9780524113850972E-2]
[2004,1,9,11,4.397095784158913E-2,2.2561364085862953E-2,0,0,6.0365631720430322E-5,1.5286942589098271E-2,8.1879630148270779E-2,null,3.3430513607260702E-2,2.4923640364334324E-2,0,0,2.9595271041222385E-5,1.5286942589098271E-2,5.838374924263625E-2]
[2004,1,9,12,4.2934965893957032E-2,2.2402158634513409E-2,0,0,6.0365631720430322E-5,1.5015593394842271E-2,8.0413083555033155E-2,null,3.2642863198845677E-2,2.4747765386279964E-2,0,0,2.9595271041222385E-5,1.5015593394842271E-2,5.7420223856166866E-2]
[2004,1,9,13,4.2657963488629665E-2,2.2115470194789648E-2,0,0,6.0365631720430322E-5,1.2279564278603093E-2,7.7113363593742837E-2,null,3.2432262085403889E-2,2.4431059377676326E-2,0,0,2.9595271041222385E-5,1.2279564278603093E-2,5.6892916734121439E-2]
[2004,1,9,14,3.9793592330985082E-2,2.190176652709689E-2,0,0,6.0365631720430322E-5,1.4070066206935987E-2,7.5825790696738393E-2,null,3.0254520147034929E-2,2.4194979974948589E-2,0,0,2.9595271041222385E-5,1.4070066206935987E-2,5.4479095393024743E-2]
[2004,1,9,15,3.9313276774774433E-2,2.1677072666169462E-2,0,0,6.0365631720430322E-5,1.3537904011880576E-2,7.4588619084544894E-2,null,2.9889342845336678E-2,2.3946759656331505E-2,0,0,2.9595271041222385E-5,1.3537904011880576E-2,5.3865697772709407E-2]
[2004,1,9,16,4.1667686626920886E-2,2.0709051354498346E-2,0,0,6.0365631720430322E-5,1.0763161842625291E-2,7.3200265455764954E-2,null,3.1679368227153698E-2,2.2877382160126834E-2,0,0,2.9595271041222385E-5,1.0763161842625291E-2,5.4586345658321753E-2]
[2004,1,9,17,4.5012671042094186E-2,2.0426364436122828E-2,0,0,6.0365631720430322E-5,8.4184977950402147E-3,7.3917898904977658E-2,null,3.4222513805432613E-2,2.2565096650151481E-2,0,0,2.9595271041222385E-5,8.4184977950402147E-3,5.6817205726625318E-2]
[2004,1,9,18,5.0967798424513502E-2,2.0246735939623558E-2,0,0,6.0365631720430322E-5,7.8158638607698262E-3,7.9090763856627319E-2,null,3.8750115130565463E-2,2.236666024227758E-2,0,0,2.9595271041222385E-5,7.8158638607698262E-3,6.1146370643884271E-2]
[2004,1,9,19,5.2525354567164124E-2,1.9974405194783544E-2,1.21485E-3,1.6100000000000204E-6,6.0365631720430322E-5,7.3975773089990067E-3,8.1174162702667113E-2,null,3.9934303612620882E-2,2.2065815243778715E-2,4.8513085953617391E-4,2.987494535150007E-6,2.9595271041222385E-5,7.3975773089990067E-3,6.2517832481512145E-2]
[2004,1,9,20,5.076455628590245E-2,1.9423543025621073E-2,1.21485E-3,1.6100000000000204E-6,6.0365631720430322E-5,6.7188095395936511E-3,7.8183734482837608E-2,null,3.8595592931961478E-2,2.1457275328272209E-2,4.8513085953617391E-4,2.987494535150007E-6,2.9595271041222385E-5,6.7188095395936511E-3,6.0570581885346239E-2]
[2004,1,9,21,4.8653944144044198E-2,1.9032371532223213E-2,1.21485E-3,1.6100000000000204E-6,6.0365631720430322E-5,6.5568326526743975E-3,7.5519973960662248E-2,null,3.6990923591297145E-2,2.1025146420413449E-2,4.8513085953617391E-4,2.987494535150007E-6,2.9595271041222385E-5,6.5568326526743975E-3,5.8533783636823142E-2]
[2004,1,9,22,4.6373645053287109E-2,1.8146970278002241E-2,1.21485E-3,1.6100000000000204E-6,6.0365631720430322E-5,6.110040713896361E-3,7.1907481676906138E-2,null,3.5257243600590259E-2,2.0047039673217183E-2,4.8513085953617391E-4,2.987494535150007E-6,2.9595271041222385E-5,6.110040713896361E-3,5.5821996898919993E-2]
[2004,1,9,23,4.4198905773090463E-2,1.7270833374212403E-2,1.21485E-3,1.6100000000000204E-6,6.0365631720430322E-5,5.6613792483067157E-3,6.8407944027330012E-2,null,3.360381927991072E-2,1.9079167295604067E-2,4.8513085953617391E-4,2.987494535150007E-6,2.9595271041222385E-5,5.6613792483067157E-3,5.3200700200627338E-2]
[2004,1,9,24,3.9958004679302911E-2,1.6484105630755114E-2,1.21485E-3,1.6100000000000204E-6,6.0365631720430322E-5,7.5595703576350846E-3,6.527850629941355E-2,null,3.0379520590906137E-2,1.8210065619484215E-2,4.8513085953617391E-4,2.987494535150007E-6,2.9595271041222385E-5,7.5595703576350846E-3,4.9107299835502896E-2]
[2004,1,10,1,3.6168751116286285E-2,1.6705650453582695E-2,1.21485E-3,1.6100000000000204E-6,6.0365631720430322E-5,7.9606766078133412E-3,6.2111903809402749E-2,null,2.749860329872076E-2,1.8454807181551142E-2,4.8513085953617391E-4,2.987494535150007E-6,2.9595271041222385E-5,7.9606766078133412E-3,4.6471124105384454E-2]
[2004,1,10,2,3.404355075046054E-2,1.5923744043235634E-2,1.21485E-3,1.6100000000000204E-6,6.0365631720430322E-5,8.8911418701046342E-3,6.0135262295521241E-2,null,2.5882842732306739E-2,1.7591031653799744E-2,4.8513085953617391E-4,2.987494535150007E-6,2.9595271041222385E-5,8.8911418701046342E-3,4.3991588011219031E-2]
[2004,1,10,3,3.3368976177637309E-2,1.5341392232541674E-2,1.21485E-3,1.6100000000000204E-6,6.0365631720430322E-5,9.3546844263008421E-3,5.9341878468200257E-2,null,2.5369972975929741E-2,1.6947704989684165E-2,4.8513085953617391E-4,2.987494535150007E-6,2.9595271041222385E-5,9.3546844263008421E-3,4.2835391590726454E-2]
[2004,1,10,4,3.3189588958592205E-2,1.4839813123520148E-2,1.21485E-3,1.6100000000000204E-6,6.0365631720430322E-5,9.6355502781315088E-3,5.8941777991964289E-2,null,2.5233587344102911E-2,1.6393608292341783E-2,4.8513085953617391E-4,2.987494535150007E-6,2.9595271041222385E-5,9.6355502781315088E-3,4.2144909261557242E-2]
[2004,1,10,5,3.363197197032098E-2,1.4940481129419255E-2,1.21485E-3,1.6100000000000204E-6,6.0365631720430322E-5,9.8194839543174432E-3,5.9668762685778108E-2,null,2.5569925054700425E-2,1.6504816691163562E-2,4.8513085953617391E-4,2.987494535150007E-6,2.9595271041222385E-5,9.8194839543174432E-3,4.2592455370976536E-2]
[2004,1,10,6,3.4940214465046679E-2,1.5030581015877197E-2,1.21485E-3,1.6100000000000204E-6,6.0365631720430322E-5,9.6776187707976451E-3,6.0925239883441951E-2,null,2.6564563804192434E-2,1.6604350440913747E-2,4.8513085953617391E-4,2.987494535150007E-6,2.9595271041222385E-5,9.6776187707976451E-3,4.3686627870218729E-2]
[2004,1,10,7,3.8355871697849118E-2,1.595788804068737E-2,0,0,6.0365631720430322E-5,9.1372563597989769E-3,6.3511381730055896E-2,null,2.916144095229355E-2,1.7628750681330577E-2,0,0,2.9595271041222385E-5,9.1372563597989769E-3,4.6819786904665352E-2]
[2004,1,10,8,4.4972973538651977E-2,1.7273797755040336E-2,0,0,6.0365631720430322E-5,7.5223551864654972E-3,6.982949211187825E-2,null,3.4192332340344217E-2,1.9082442060435537E-2,0,0,2.9595271041222385E-5,7.5223551864654972E-3,5.3304369671820978E-2]
[2004,1,10,9,4.7427413334085775E-2,1.8293224534352191E-2,0,0,6.0365631720430322E-5,9.1663156856004822E-3,7.4947319185758879E-2,null,3.6058409110267191E-2,2.0208607407913835E-2,0,0,2.9595271041222385E-5,9.1663156856004822E-3,5.6296611789222253E-2]
[2004,1,10,10,4.9126192254352261E-2,1.9055512181744335E-2,0,0,6.0365631720430322E-5,1.0741964334753728E-2,7.8984034402570763E-2,null,3.7349967324993676E-2,2.1050710000003164E-2,0,0,2.9595271041222385E-5,1.0741964334753728E-2,5.8430272596038065E-2]
[2004,1,10,11,5.0246235919014066E-2,1.8924249672265508E-2,0,0,6.0365631720430322E-5,1.0602750210008191E-2,7.9833601433008189E-2,null,3.8201521096169137E-2,2.0905703715493076E-2,0,0,2.9595271041222385E-5,1.0602750210008191E-2,5.9136820082703434E-2]
[2004,1,10,12,5.0221920706228058E-2,1.8534774364722596E-2,0,0,6.0365631720430322E-5,9.513190861058075E-3,7.8330251563729164E-2,null,3.818303457479668E-2,2.0475448591776042E-2,0,0,2.9595271041222385E-5,9.513190861058075E-3,5.868807843761395E-2]
[2004,1,10,13,5.0482676144709748E-2,1.778988299444156E-2,0,0,6.0365631720430322E-5,8.7374535777639418E-3,7.7070378348635685E-2,null,3.8381283343125405E-2,1.9652563745242588E-2,0,0,2.9595271041222385E-5,8.7374535777639418E-3,5.8063442359409217E-2]
[2004,1,10,14,4.8678341361077113E-2,1.7341329841423846E-2,0,0,6.0365631720430322E-5,8.0807077505719183E-3,7.4160744584793312E-2,null,3.7009472459369031E-2,1.9157045059955871E-2,0,0,2.9595271041222385E-5,8.0807077505719183E-3,5.6196112790366126E-2]
[2004,1,10,15,4.7952595902628715E-2,1.7206284975384626E-2,0,0,6.0365631720430322E-5,8.3847742414081758E-3,7.3604020751141946E-2,null,3.6457698183460063E-2,1.9007860389144222E-2,0,0,2.9595271041222385E-5,8.3847742414081758E-3,5.5495153843645506E-2]
[2004,1,10,16,4.6597790514517984E-2,1.7189526820675535E-2,0,0,6.0365631720430322E-5,9.0787261379051253E-3,7.2926409104819082E-2,null,3.5427658307467469E-2,1.8989347580275498E-2,0,0,2.9595271041222385E-5,9.0787261379051253E-3,5.4446601158784191E-2]
[2004,1,10,17,5.2162393838587784E-2,1.6855249824293733E-2,0,0,6.0365631720430322E-5,6.5894811769000574E-3,7.5667490471502008E-2,null,3.9658349569971031E-2,1.8620070279125503E-2,0,0,2.9595271041222385E-5,6.5894811769000574E-3,5.8308015120137759E-2]
[2004,1,10,18,5.8335308958463297E-2,1.6917488540765465E-2,0,0,6.0365631720430322E-5,6.8188558360054571E-3,8.2132018966954656E-2,null,4.4351531912164135E-2,1.8688825669099962E-2,0,0,2.9595271041222385E-5,6.8188558360054571E-3,6.3069952852305322E-2]
[2004,1,10,19,5.8751708859780469E-2,1.6494545844888603E-2,1.21485E-3,1.6100000000000204E-6,6.0365631720430322E-5,4.4052449015078267E-3,8.0928325237897336E-2,null,4.4668115021797454E-2,1.8221598970987227E-2,4.8513085953617391E-4,2.987494535150007E-6,2.9595271041222385E-5,4.4052449015078267E-3,6.3407427617897222E-2]
[2004,1,10,20,5.6565810600740743E-2,1.5985207371950753E-2,1.21485E-3,1.6100000000000204E-6,6.0365631720430322E-5,3.9524970691015293E-3,7.7780340673513457E-2,null,4.3006206683203159E-2,1.7658930469432541E-2,4.8513085953617391E-4,2.987494535150007E-6,2.9595271041222385E-5,3.9524970691015293E-3,6.1182850777748252E-2]
[2004,1,10,21,5.2991221164091828E-2,1.6020602659536164E-2,1.21485E-3,1.6100000000000204E-6,6.0365631720430322E-5,6.2250050596358679E-3,7.6513654514984306E-2,null,4.0288495569590924E-2,1.769803180280111E-2,4.8513085953617391E-4,2.987494535150007E-6,2.9595271041222385E-5,6.2250050596358679E-3,5.8504240997504578E-2]
[2004,1,10,22,4.782642213359467E-2,1.5470916232613726E-2,1.21485E-3,1.6100000000000204E-6,6.0365631720430322E-5,7.1962229318463409E-3,7.1770386929775165E-2,null,3.636177000473427E-2,1.7090790735034497E-2,4.8513085953617391E-4,2.987494535150007E-6,2.9595271041222385E-5,7.1962229318463409E-3,5.3970274364881318E-2]
[2004,1,10,23,4.5493383006155616E-2,1.4844850988258166E-2,1.21485E-3,1.6100000000000204E-6,6.0365631720430322E-5,6.389313565925492E-3,6.8004373192059708E-2,null,3.4587992490559834E-2,1.63991736441732E-2,4.8513085953617391E-4,2.987494535150007E-6,2.9595271041222385E-5,6.389313565925492E-3,5.1504879759845579E-2]
[2004,1,10,24,4.1422569156375058E-2,1.4603117354742583E-2,1.21485E-3,1.6100000000000204E-6,6.0365631720430322E-5,8.1089057945370035E-3,6.541141793737508E-2,null,3.1493008790455024E-2,1.6132129412149952E-2,4.8513085953617391E-4,2.987494535150007E-6,2.9595271041222385E-5,8.1089057945370035E-3,4.814285182771752E-2]
[2004,1,11,1,3.5935386754409417E-2,1.4583673289136633E-2,1.21485E-3,1.6100000000000204E-6,6.0365631720430322E-5,1.2373440629589076E-2,6.4169326304855556E-2,null,2.7321179588660129E-2,1.61106494654349E-2,4.8513085953617391E-4,2.987494535150007E-6,2.9595271041222385E-5,1.2373440629589076E-2,4.3949542679207573E-2]
[2004,1,11,2,3.3707652910620722E-2,1.4381209157055444E-2,1.21485E-3,1.6100000000000204E-6,6.0365631720430322E-5,1.3776458794789379E-2,6.314214649418598E-2,null,2.5627464231209054E-2,1.5886986428241569E-2,4.8513085953617391E-4,2.987494535150007E-6,2.9595271041222385E-5,1.3776458794789379E-2,4.2032164284563175E-2]
[2004,1,11,3,3.2986296388144848E-2,1.418342518014919E-2,1.21485E-3,1.6100000000000204E-6,6.0365631720430322E-5,1.3929854746207631E-2,6.2376401946222099E-2,null,2.5079026802868411E-2,1.5668493579516694E-2,4.8513085953617391E-4,2.987494535150007E-6,2.9595271041222385E-5,1.3929854746207631E-2,4.1265234007497653E-2]
[2004,1,11,4,3.3357917976411959E-2,1.3915572500540542E-2,1.21485E-3,1.6100000000000204E-6,6.0365631720430322E-5,1.3905363724800441E-2,6.2455679833473367E-2,null,2.536156557784968E-2,1.5372595519816823E-2,4.8513085953617391E-4,2.987494535150007E-6,2.9595271041222385E-5,1.3905363724800441E-2,4.1251874722779053E-2]
[2004,1,11,5,3.2696206745452781E-2,1.4167361581604388E-2,1.21485E-3,1.6100000000000204E-6,6.0365631720430322E-5,1.4591892865015528E-2,6.2732286823793129E-2,null,2.4858475643117009E-2,1.5650748049966086E-2,4.8513085953617391E-4,2.987494535150007E-6,2.9595271041222385E-5,1.4591892865015528E-2,4.1026937318195643E-2]
[2004,1,11,6,3.4645859100837575E-2,1.4136101797750806E-2,1.21485E-3,1.6100000000000204E-6,6.0365631720430322E-5,1.3950310849303448E-2,6.4009097379612273E-2,null,2.6340769475126098E-2,1.5616215226167471E-2,4.8513085953617391E-4,2.987494535150007E-6,2.9595271041222385E-5,1.3950310849303448E-2,4.2474698326406116E-2]
[2004,1,11,7,3.873587671295467E-2,1.4631355766508272E-2,0,0,6.0365631720430322E-5,1.2888857309610494E-2,6.6316455420793868E-2,null,2.9450353531229864E-2,1.6163324512615929E-2,0,0,2.9595271041222385E-5,1.2888857309610494E-2,4.5643273314887017E-2]
[2004,1,11,8,4.1799816748641867E-2,1.5585977313204142E-2,0,0,6.0365631720430322E-5,1.2747945000274536E-2,7.0194104693840978E-2,null,3.1779824938786762E-2,1.7217899228193567E-2,0,0,2.9595271041222385E-5,1.2747945000274536E-2,4.9027319438021549E-2]
[2004,1,11,9,4.7380891940137157E-2,1.576960906177588E-2,0,0,6.0365631720430322E-5,1.0641636284865412E-2,7.3852502918498875E-2,null,3.6023039535216517E-2,1.7420758046634587E-2,0,0,2.9595271041222385E-5,1.0641636284865412E-2,5.3473392852892328E-2]
[2004,1,11,10,4.9493576016505482E-2,1.6184315062888095E-2,0,0,6.0365631720430322E-5,1.0129803228151286E-2,7.5868059939265292E-2,null,3.7629284139150801E-2,1.7878885631000315E-2,0,0,2.9595271041222385E-5,1.0129803228151286E-2,5.5537765041192344E-2]
[2004,1,11,11,4.6907508596561349E-2,1.6580336489249517E-2,0,0,6.0365631720430322E-5,1.1601336683045716E-2,7.5149547400577027E-2,null,3.5663132699302803E-2,1.8316372281614122E-2,0,0,2.9595271041222385E-5,1.1601336683045716E-2,5.4009100251958153E-2]
[2004,1,11,12,4.6114956411541168E-2,1.6500563728583311E-2,0,0,6.0365631720430322E-5,1.0711088624122197E-2,7.33869743959671E-2,null,3.5060566189352431E-2,1.8228246954167256E-2,0,0,2.9595271041222385E-5,1.0711088624122197E-2,5.3318408414560911E-2]
[2004,1,11,13,4.4889988043794002E-2,1.6531759374444548E-2,0,0,6.0365631720430322E-5,1.027554055683629E-2,7.1757653606795271E-2,null,3.4129239611615195E-2,1.8262708924437297E-2,0,0,2.9595271041222385E-5,1.027554055683629E-2,5.2421543807093712E-2]
[2004,1,11,14,4.3261270100123247E-2,1.6767584374681274E-2,0,0,6.0365631720430322E-5,1.0131875236172139E-2,7.022109534269709E-2,null,3.2890947792400482E-2,1.8523225862706209E-2,0,0,2.9595271041222385E-5,1.0131875236172139E-2,5.1443768926147916E-2]
[2004,1,11,15,4.3457226512161669E-2,1.6649111378424321E-2,0,0,6.0365631720430322E-5,8.6628902892867364E-3,6.8829593811593162E-2,null,3.30399307534422E-2,1.8392348210966896E-2,0,0,2.9595271041222385E-5,8.6628902892867364E-3,5.1461874235450317E-2]
[2004,1,11,16,4.5336914820220904E-2,1.6209712666976166E-2,0,0,6.0365631720430322E-5,7.5599387337793138E-3,6.9166931852696817E-2,null,3.4469031883928559E-2,1.7906942478449688E-2,0,0,2.9595271041222385E-5,7.5599387337793138E-3,5.2405569633419469E-2]
[2004,1,11,17,4.9350687725091727E-2,1.6073156332996007E-2,0,0,6.0365631720430322E-5,7.3174904438578665E-3,7.2801700133666034E-2,null,3.7520648139279363E-2,{"$f":"F259*W$5","v":1.7756088082206599E-2},{"$f":"G259*X$5","v":0},{"$f":"H259*Y$5","v":0},{"$f":"I259*Z$5","v":2.9595271041222385E-5},{"$f":"J259","v":7.3174904438578665E-3},5.5306331492527186E-2]
[2004,1,11,18,5.6425088143578946E-2,1.5515784130723954E-2,0,0,6.0365631720430322E-5,5.0525576184141047E-3,7.7053795524437446E-2,null,{"$f":"E260*V$5","v":4.2899217337282088E-2},1.7140356503848254E-2,0,0,2.9595271041222385E-5,5.0525576184141047E-3,{"$f":"SUM(M260:Q260)","v":6.0069169112171569E-2}]
[2004,1,11,19,5.6895672358776204E-2,1.5483068314549075E-2,1.21485E-3,1.6100000000000204E-6,6.0365631720430322E-5,5.1911535780251976E-3,7.8846719883070918E-2,null,4.3256996034443752E-2,1.7104215194596512E-2,4.8513085953617391E-4,2.987494535150007E-6,2.9595271041222385E-5,5.1911535780251976E-3,6.0878924854152812E-2]
[2004,1,11,20,5.3447783128400497E-2,1.5539369806348083E-2,1.21485E-3,1.6100000000000204E-6,6.0365631720430322E-5,7.7309765624755666E-3,7.7994955128944582E-2,null,4.0635613342539283E-2,1.716641170577525E-2,4.8513085953617391E-4,2.987494535150007E-6,2.9595271041222385E-5,7.7309765624755666E-3,5.8319738673427081E-2]
[2004,1,11,21,5.1922955881110781E-2,1.5089544279982953E-2,1.21485E-3,1.6100000000000204E-6,6.0365631720430322E-5,8.0408880247645684E-3,7.6330213817578735E-2,null,3.9476308188831077E-2,1.666948742392977E-2,4.8513085953617391E-4,2.987494535150007E-6,2.9595271041222385E-5,8.0408880247645684E-3,5.6663509237873395E-2]
[2004,1,11,22,5.1151489324772814E-2,1.4699506879929509E-2,1.21485E-3,1.6100000000000204E-6,6.0365631720430322E-5,7.4668096254021888E-3,7.4594631461824948E-2,null,3.888977279194214E-2,1.6238611354088613E-2,4.8513085953617391E-4,2.987494535150007E-6,2.9595271041222385E-5,7.4668096254021888E-3,5.5646097771143301E-2]
[2004,1,11,23,4.7066439957926746E-2,1.4661073952756553E-2,1.21485E-3,1.6100000000000204E-6,6.0365631720430322E-5,6.9941157039999447E-3,6.9998455246403676E-2,null,3.578396602428717E-2,1.6196154326607388E-2,4.8513085953617391E-4,2.987494535150007E-6,2.9595271041222385E-5,6.9941157039999447E-3,5.2497833976007102E-2]
[2004,1,11,24,3.8298725618175739E-2,1.5274427615687347E-2,1.21485E-3,1.6100000000000204E-6,6.0365631720430322E-5,1.0567486761333834E-2,6.5417465626917345E-2,null,2.911799357502683E-2,1.6873728876304634E-2,4.8513085953617391E-4,2.987494535150007E-6,2.9595271041222385E-5,1.0567486761333834E-2,4.6509436076444012E-2]
[2004,1,12,1,3.3929502363061644E-2,1.4904540813316599E-2,1.21485E-3,1.6100000000000204E-6,6.0365631720430322E-5,1.0885963434573728E-2,6.0996832242672404E-2,null,2.5796133314227636E-2,1.6465113262340996E-2,4.8513085953617391E-4,2.987494535150007E-6,2.9595271041222385E-5,1.0885963434573728E-2,4.2778960201681177E-2]
[2004,1,12,2,3.1420148034839578E-2,1.4965116485407815E-2,1.21485E-3,1.6100000000000204E-6,6.0365631720430322E-5,1.1881432020183651E-2,5.9543522172151482E-2,null,2.3888305781398198E-2,1.653203147970957E-2,4.8513085953617391E-4,2.987494535150007E-6,2.9595271041222385E-5,1.1881432020183651E-2,4.0938050886220316E-2]
[2004,1,12,3,3.1391978106727794E-2,1.4898473338765043E-2,1.21485E-3,1.6100000000000204E-6,6.0365631720430322E-5,1.2455194135658286E-2,6.0022471212871555E-2,null,2.3866888573056973E-2,1.6458410495918396E-2,4.8513085953617391E-4,2.987494535150007E-6,2.9595271041222385E-5,1.2455194135658286E-2,4.0843012694087917E-2]
[2004,1,12,4,3.2462829414481767E-2,1.4811829671905676E-2,1.21485E-3,1.6100000000000204E-6,6.0365631720430322E-5,1.1776272153001281E-2,6.0327756871109153E-2,null,2.468104207283273E-2,1.636269484750141E-2,4.8513085953617391E-4,2.987494535150007E-6,2.9595271041222385E-5,1.1776272153001281E-2,4.1561450545446688E-2]
[2004,1,12,5,3.3324143417556559E-2,1.4496374264154416E-2,1.21485E-3,1.6100000000000204E-6,6.0365631720430322E-5,1.2588671381700275E-2,6.1686014695131686E-2,null,2.5335887245950192E-2,1.6014209839952449E-2,4.8513085953617391E-4,2.987494535150007E-6,2.9595271041222385E-5,1.2588671381700275E-2,4.186781071101519E-2]
[2004,1,12,6,3.5830059908761168E-2,1.4596685528709111E-2,1.21485E-3,1.6100000000000204E-6,6.0365631720430322E-5,1.260935859028727E-2,6.4312929659477977E-2,null,2.7241101038646753E-2,1.6125024145006786E-2,4.8513085953617391E-4,2.987494535150007E-6,2.9595271041222385E-5,1.260935859028727E-2,4.388383880876609E-2]
[2004,1,12,7,4.3521588125935512E-2,1.5798958938462816E-2,0,0,6.0365631720430322E-5,1.1432589521215279E-2,7.081350221733404E-2,null,3.3088864001901405E-2,1.7453180987397336E-2,0,0,2.9595271041222385E-5,1.1432589521215279E-2,5.0571640260339966E-2]
[2004,1,12,8,5.0097421454075197E-2,1.8051254156988897E-2,0,0,6.0365631720430322E-5,1.3219998863783774E-2,8.1429040106568304E-2,null,3.8088379508191481E-2,1.9941301643897381E-2,0,0,2.9595271041222385E-5,1.3219998863783774E-2,5.8059276423130086E-2]
[2004,1,12,9,5.2144677783209602E-2,1.9756214116427216E-2,0,0,6.0365631720430322E-5,1.4116536425920839E-2,8.607779395727809E-2,null,3.9644880297081388E-2,2.1824778578310999E-2,0,0,2.9595271041222385E-5,1.4116536425920839E-2,6.1499254146433611E-2]
[2004,1,12,10,4.880182985297473E-2,2.1026046497370891E-2,0,0,6.0365631720430322E-5,1.5330371181381903E-2,8.5218613163447962E-2,null,3.7103359058874005E-2,2.3227568119988485E-2,0,0,2.9595271041222385E-5,1.5330371181381903E-2,6.0360522449903711E-2]
[2004,1,12,11,4.6963100537319988E-2,2.1706755152867001E-2,0,0,6.0365631720430322E-5,1.512648291545721E-2,8.3856704237364632E-2,null,3.5705398486158779E-2,2.3979550032868717E-2,0,0,2.9595271041222385E-5,1.512648291545721E-2,5.9714543790068721E-2]
[2004,1,12,12,4.6018451203716886E-2,2.1621745219624976E-2,0,0,6.0365631720430322E-5,1.4825314551873709E-2,8.2525876606935999E-2,null,3.4987194609070647E-2,2.3885639177325727E-2,0,0,2.9595271041222385E-5,1.4825314551873709E-2,5.8902429057437602E-2]
[2004,1,12,13,4.5679099989793547E-2,2.140484531618508E-2,0,0,6.0365631720430322E-5,1.32719841746571E-2,8.0416295112356151E-2,null,3.4729190555222757E-2,2.3646028878594624E-2,0,0,2.9595271041222385E-5,1.32719841746571E-2,5.8404814704858601E-2]
[2004,1,12,14,4.3982217153431875E-2,2.1416026962357164E-2,0,0,6.0365631720430322E-5,1.4244745194065643E-2,7.9703354941575114E-2,null,3.3439073906973142E-2,2.36583812934049E-2,0,0,2.9595271041222385E-5,1.4244745194065643E-2,5.7127050471419263E-2]
[2004,1,12,15,4.3095704675929575E-2,2.0920704879058925E-2,0,0,6.0365631720430322E-5,1.3208061499987992E-2,7.7284836686696917E-2,null,3.2765070680822912E-2,2.3111196760516938E-2,0,0,2.9595271041222385E-5,1.3208061499987992E-2,5.5905862712381071E-2]
[2004,1,12,16,4.548020832464196E-2,2.1028327494372438E-2,0,0,6.0365631720430322E-5,1.1944386577924331E-2,7.8513288028659159E-2,null,3.4577975961668193E-2,2.323008794763376E-2,0,0,2.9595271041222385E-5,1.1944386577924331E-2,5.7837659180343177E-2]
[2004,1,12,17,5.0177486713909002E-2,2.1437827031653225E-2,0,0,6.0365631720430322E-5,1.1683798006576521E-2,8.3359477383859182E-2,null,3.8149252022453867E-2,2.3682463927991389E-2,0,0,2.9595271041222385E-5,1.1683798006576521E-2,6.1861311221486484E-2]
[2004,1,12,18,5.7985265251742947E-2,2.1466459366427035E-2,0,0,6.0365631720430322E-5,1.0929285485646324E-2,9.0441375735536747E-2,null,4.4085398503317122E-2,2.3714094196975913E-2,0,0,2.9595271041222385E-5,1.0929285485646324E-2,6.7829087971334259E-2]
[2004,1,12,19,5.7803686245130201E-2,2.1094157722286316E-2,1.21485E-3,1.6100000000000204E-6,6.0365631720430322E-5,9.136966041792198E-3,8.9311635640929143E-2,null,4.3947346485591482E-2,2.3302810896449418E-2,4.8513085953617391E-4,2.987494535150007E-6,2.9595271041222385E-5,9.136966041792198E-3,6.7767871007153452E-2]
[2004,1,12,20,5.7076190047260326E-2,2.0392634160520579E-2,1.21485E-3,1.6100000000000204E-6,6.0365631720430322E-5,8.6520035737020703E-3,8.7397653413203408E-2,null,4.3394241146614401E-2,2.2527834663008287E-2,4.8513085953617391E-4,2.987494535150007E-6,2.9595271041222385E-5,8.6520035737020703E-3,6.6439789434735233E-2]
[2004,1,12,21,5.3216044551778703E-2,2.0065627560145276E-2,1.21485E-3,1.6100000000000204E-6,6.0365631720430322E-5,9.8283439109910255E-3,8.4386841654635433E-2,null,4.0459425694615123E-2,2.2166589001021714E-2,4.8513085953617391E-4,2.987494535150007E-6,2.9595271041222385E-5,9.8283439109910255E-3,6.3143728320749382E-2]
[2004,1,12,22,4.9780957909359345E-2,1.9096187062304978E-2,1.21485E-3,1.6100000000000204E-6,6.0365631720430322E-5,8.9698882771145332E-3,7.912385888049929E-2,null,3.7847776633995758E-2,2.1095643723473854E-2,4.8513085953617391E-4,2.987494535150007E-6,2.9595271041222385E-5,8.9698882771145332E-3,5.9461133982582161E-2]
[2004,1,12,23,4.6860839802068989E-2,1.8154841105356458E-2,1.21485E-3,1.6100000000000204E-6,6.0365631720430322E-5,7.5866538848930604E-3,7.3879160424038942E-2,null,3.5627651057648965E-2,2.0055734611590575E-2,4.8513085953617391E-4,2.987494535150007E-6,2.9595271041222385E-5,7.5866538848930604E-3,5.6201099294352089E-2]
[2004,1,12,24,3.7830370294291704E-2,1.7844551908616061E-2,1.21485E-3,1.6100000000000204E-6,6.0365631720430322E-5,1.0476191705834267E-2,6.7427939540462459E-2,null,2.8761909473230693E-2,1.9712956740577815E-2,4.8513085953617391E-4,2.987494535150007E-6,2.9595271041222385E-5,1.0476191705834267E-2,4.8992579838921052E-2]
[2004,1,13,1,3.1368005153249022E-2,1.711691001473371E-2,1.21485E-3,1.6100000000000204E-6,6.0365631720430322E-5,1.1160351181414802E-2,6.0922091981117962E-2,null,2.3848662266721651E-2,1.8909127468193059E-2,4.8513085953617391E-4,2.987494535150007E-6,2.9595271041222385E-5,1.1160351181414802E-2,4.3275503360027258E-2]
[2004,1,13,2,3.0903223078680517E-2,1.5876632067631673E-2,1.21485E-3,1.6100000000000204E-6,6.0365631720430322E-5,1.1987315117209562E-2,6.0043995895242189E-2,null,2.3495294857163493E-2,1.7538986842487017E-2,4.8513085953617391E-4,2.987494535150007E-6,2.9595271041222385E-5,1.1987315117209562E-2,4.1551995324763058E-2]
[2004,1,13,3,3.098128761546182E-2,1.5565155234969536E-2,1.21485E-3,1.6100000000000204E-6,6.0365631720430322E-5,1.1951372910944086E-2,5.9774641393095879E-2,null,2.3554646249246282E-2,1.7194896984730701E-2,4.8513085953617391E-4,2.987494535150007E-6,2.9595271041222385E-5,1.1951372910944086E-2,4.1267256859089531E-2]
[2004,1,13,4,3.1545423982896968E-2,1.5116254464706521E-2,1.21485E-3,1.6100000000000204E-6,6.0365631720430322E-5,1.2396391909011498E-2,6.0334895988335413E-2,null,2.3983551359201688E-2,1.6698994285109865E-2,4.8513085953617391E-4,2.987494535150007E-6,2.9595271041222385E-5,1.2396391909011498E-2,4.1200259269424097E-2]
[2004,1,13,5,3.2841398511719397E-2,1.5126934354319501E-2,1.21485E-3,1.6100000000000204E-6,6.0365631720430322E-5,1.2483182125372841E-2,6.172834062313217E-2,null,2.4968862943191866E-2,1.6710792407192893E-2,4.8513085953617391E-4,2.987494535150007E-6,2.9595271041222385E-5,1.2483182125372841E-2,4.2197368975497307E-2]
[2004,1,13,6,3.5130468308888774E-2,1.582939483325263E-2,1.21485E-3,1.6100000000000204E-6,6.0365631720430322E-5,1.1712918595129978E-2,6.3949607368991815E-2,null,2.6709211181179547E-2,1.7486803657242169E-2,4.8513085953617391E-4,2.987494535150007E-6,2.9595271041222385E-5,1.1712918595129978E-2,4.4713728463534261E-2]
[2004,1,13,7,4.2297842064962669E-2,1.6956992474944255E-2,0,0,6.0365631720430322E-5,1.0908511530920116E-2,7.0223711702547473E-2,null,3.2158466727169085E-2,1.873246584283686E-2,0,0,2.9595271041222385E-5,1.0908511530920116E-2,5.092052784104717E-2]
[2004,1,13,8,4.7987557582062218E-2,1.9187877030258538E-2,0,0,6.0365631720430322E-5,1.2490660532909479E-2,7.9726460776950669E-2,null,3.6484279066784121E-2,2.1196934043402862E-2,0,0,2.9595271041222385E-5,1.2490660532909479E-2,5.7710808381228204E-2]
[2004,1,13,9,4.8781730883588878E-2,2.0778902971421695E-2,0,0,6.0365631720430322E-5,1.4199617941807532E-2,8.3820617428538538E-2,null,3.7088078089285707E-2,2.2954547555465481E-2,0,0,2.9595271041222385E-5,1.4199617941807532E-2,6.007222091579241E-2]
[2004,1,13,10,4.4459433678792869E-2,2.2258221133614597E-2,0,0,6.0365631720430322E-5,1.6424879581183782E-2,8.320290002531168E-2,null,3.3801895058201303E-2,2.4588756981748654E-2,0,0,2.9595271041222385E-5,1.6424879581183782E-2,5.8420247310991186E-2]
[2004,1,13,11,4.3363307493069304E-2,2.3167159359022957E-2,0,0,6.0365631720430322E-5,1.600872129973056E-2,8.2599553783543264E-2,null,3.2968525416832081E-2,2.5592865126861625E-2,0,0,2.9595271041222385E-5,1.600872129973056E-2,5.8590985814734931E-2]
[2004,1,13,12,4.3956912414737974E-2,2.273587158781433E-2,0,0,6.0365631720430322E-5,1.4522985589020199E-2,8.1276135223292925E-2,null,3.3419835062682278E-2,2.5116419586502004E-2,0,0,2.9595271041222385E-5,1.4522985589020199E-2,5.856584992022551E-2]
[2004,1,13,13,4.1918135641071538E-2,2.2556370640618623E-2,0,0,6.0365631720430322E-5,1.4410466290009144E-2,7.8945338203419729E-2,null,3.1869781163020409E-2,2.4918124082917339E-2,0,0,2.9595271041222385E-5,1.4410466290009144E-2,5.6817500516978973E-2]
[2004,1,13,14,4.0509092821257232E-2,2.2780997463686253E-2,0,0,6.0365631720430322E-5,1.4786819244951916E-2,7.8137275161615824E-2,null,3.07985053147499E-2,2.5166270344509235E-2,0,0,2.9595271041222385E-5,1.4786819244951916E-2,5.5994370930300359E-2]
[2004,1,13,15,3.9782136283458377E-2,2.2187617753486984E-2,0,0,6.0365631720430322E-5,1.3756613807503735E-2,7.5786733476169529E-2,null,3.0245810271891733E-2,2.451076111021757E-2,0,0,2.9595271041222385E-5,1.3756613807503735E-2,5.4786166653150531E-2]
[2004,1,13,16,3.9970897504715844E-2,2.2649841139929825E-2,0,0,6.0365631720430322E-5,1.4366204013791276E-2,7.7047308290157379E-2,null,3.0389322828486585E-2,2.50213813638442E-2,0,0,2.9595271041222385E-5,1.4366204013791276E-2,5.5440299463372006E-2]
[2004,1,13,17,4.5297539839507975E-2,2.2235397673496367E-2,0,0,6.0365631720430322E-5,1.300585837614064E-2,8.0599161520865423E-2,null,3.443909562842893E-2,2.4563543802718718E-2,0,0,2.9595271041222385E-5,1.300585837614064E-2,5.9032234702188872E-2]
[2004,1,13,18,5.163523989582107E-2,2.2272053020667596E-2,0,0,6.0365631720430322E-5,1.2506970894953558E-2,8.6474629443162657E-2,null,3.9257561688108802E-2,2.4604037129578239E-2,0,0,2.9595271041222385E-5,1.2506970894953558E-2,6.3891194088728273E-2]
[2004,1,13,19,5.3810895503547722E-2,2.1604678538586705E-2,1.21485E-3,1.6100000000000204E-6,6.0365631720430322E-5,1.0786013347708484E-2,8.7478413021563339E-2,null,4.0911682679988251E-2,2.3866785538033713E-2,4.8513085953617391E-4,2.987494535150007E-6,2.9595271041222385E-5,1.0786013347708484E-2,6.5296181843134515E-2]
[2004,1,13,20,5.4337684713988019E-2,2.0835337069508152E-2,1.21485E-3,1.6100000000000204E-6,6.0365631720430322E-5,8.475107581603792E-3,8.4924954996820387E-2,null,4.1312193260886393E-2,2.30168905574063E-2,4.8513085953617391E-4,2.987494535150007E-6,2.9595271041222385E-5,8.475107581603792E-3,6.4846797443405241E-2]
[2004,1,13,21,5.223288416656819E-2,2.0077966161454512E-2,1.21485E-3,1.6100000000000204E-6,6.0365631720430322E-5,8.2505073500027237E-3,8.1838183309745863E-2,null,3.9711942395426844E-2,2.2180219509374842E-2,4.8513085953617391E-4,2.987494535150007E-6,2.9595271041222385E-5,8.2505073500027237E-3,6.2409875529914234E-2]
[2004,1,13,22,4.8479877734995659E-2,1.9352980511300064E-2,1.21485E-3,1.6100000000000204E-6,6.0365631720430322E-5,8.4745255215345622E-3,7.7584209399550727E-2,null,3.6858583298023835E-2,2.1379324601381453E-2,4.8513085953617391E-4,2.987494535150007E-6,2.9595271041222385E-5,8.4745255215345622E-3,5.875562152451784E-2]
[2004,1,13,23,4.5962844464342331E-2,1.8652457733872262E-2,1.21485E-3,1.6100000000000204E-6,6.0365631720430322E-5,6.9712316953035756E-3,7.2863359525238605E-2,null,3.4944917571030819E-2,2.0605453938898975E-2,4.8513085953617391E-4,2.987494535150007E-6,2.9595271041222385E-5,6.9712316953035756E-3,5.6068085135042342E-2]
[2004,1,13,24,3.7542451291166193E-2,1.8216353324074026E-2,1.21485E-3,1.6100000000000204E-6,6.0365631720430322E-5,9.3668737227324654E-3,6.6402503969693119E-2,null,2.8543008620844156E-2,2.012368743622894E-2,4.8513085953617391E-4,2.987494535150007E-6,2.9595271041222385E-5,9.3668737227324654E-3,4.918440968218564E-2]
[2004,1,14,1,2.9255399895895713E-2,1.7573360405876644E-2,1.21485E-3,1.6100000000000204E-6,6.0365631720430322E-5,1.0300251814318914E-2,5.8405837747811704E-2,null,2.2242477587798862E-2,1.9413370267950664E-2,4.8513085953617391E-4,2.987494535150007E-6,2.9595271041222385E-5,1.0300251814318914E-2,4.2173561480862071E-2]
[2004,1,14,2,2.8555084132881808E-2,1.6826552822196753E-2,1.21485E-3,1.6100000000000204E-6,6.0365631720430322E-5,1.0905550344069707E-2,5.7564012930868699E-2,null,2.1710037159069519E-2,1.8588368571858263E-2,4.8513085953617391E-4,2.987494535150007E-6,2.9595271041222385E-5,1.0905550344069707E-2,4.0816119356040334E-2]
[2004,1,14,3,2.8530179466165675E-2,1.6721947494240892E-2,1.21485E-3,1.6100000000000204E-6,6.0365631720430322E-5,1.0776829663833537E-2,5.7305782255960537E-2,null,2.1691102483992909E-2,1.8472810595654209E-2,4.8513085953617391E-4,2.987494535150007E-6,2.9595271041222385E-5,1.0776829663833537E-2,4.0681626704759666E-2]
[2004,1,14,4,2.899957638778743E-2,1.6439279554954774E-2,1.21485E-3,1.6100000000000204E-6,6.0365631720430322E-5,1.1127214129099658E-2,5.7842895703562297E-2,null,2.2047978498202454E-2,1.8160546051964266E-2,4.8513085953617391E-4,2.987494535150007E-6,2.9595271041222385E-5,1.1127214129099658E-2,4.0726238175279268E-2]
[2004,1,14,5,3.0206857484654251E-2,1.648517715166789E-2,1.21485E-3,1.6100000000000204E-6,6.0365631720430322E-5,1.1209928517038541E-2,5.9178788785081121E-2,null,2.296585768750729E-2,1.82112493334552E-2,4.8513085953617391E-4,2.987494535150007E-6,2.9595271041222385E-5,1.1209928517038541E-2,4.1694820646075034E-2]
[2004,1,14,6,3.2359817874803097E-2,1.715006618744716E-2,1.21485E-3,1.6100000000000204E-6,6.0365631720430322E-5,1.052159761016553E-2,6.1308307304136216E-2,null,2.4602723818057861E-2,1.8945755241293251E-2,4.8513085953617391E-4,2.987494535150007E-6,2.9595271041222385E-5,1.052159761016553E-2,4.4066192684463656E-2]
[2004,1,14,7,3.9186965216472913E-2,1.8181902817678147E-2,0,0,6.0365631720430322E-5,9.8940468342253052E-3,6.7323280500096797E-2,null,2.9793309907328688E-2,2.008562980688914E-2,0,0,2.9595271041222385E-5,9.8940468342253052E-3,4.9908534985259052E-2]
[2004,1,14,8,4.4966848158129395E-2,1.9658039516715409E-2,0,0,6.0365631720430322E-5,1.1748286513479892E-2,7.6433539820045138E-2,null,3.4187675297901628E-2,2.1716324656517204E-2,0,0,2.9595271041222385E-5,1.1748286513479892E-2,5.5933595225460056E-2]
[2004,1,14,9,4.5801281890355934E-2,2.1314949745307066E-2,0,0,6.0365631720430322E-5,1.3181994356040195E-2,8.0358591623423625E-2,null,3.4822083771332064E-2,{"$f":"F323*W$5","v":2.3546720837184391E-2},{"$f":"G323*X$5","v":0},{"$f":"H323*Y$5","v":0},{"$f":"I323*Z$5","v":2.9595271041222385E-5},{"$f":"J323","v":1.3181994356040195E-2},5.839839987955768E-2]
[2004,1,14,10,4.1822866302507943E-2,2.2294267743356515E-2,0,0,6.0365631720430322E-5,1.5588890439884763E-2,7.9766390117469652E-2,null,{"$f":"E324*V$5","v":3.1797349197115118E-2},2.4628577833632519E-2,0,0,2.9595271041222385E-5,1.5588890439884763E-2,{"$f":"SUM(M324:Q324)","v":5.6455522301788866E-2}]
[2004,1,14,11,4.092116061603409E-2,2.2763339211549029E-2,0,0,6.0365631720430322E-5,1.5443099116197959E-2,7.9187964575501507E-2,null,3.1111794783449446E-2,2.5146763193963906E-2,0,0,2.9595271041222385E-5,1.5443099116197959E-2,5.6288153248454577E-2]
[2004,1,14,12,4.1508780271078807E-2,2.2441595681032069E-2,0,0,6.0365631720430322E-5,1.3908459449924736E-2,7.7919201033756047E-2,null,3.1558553913524294E-2,2.4791331668917924E-2,0,0,2.9595271041222385E-5,1.3908459449924736E-2,5.6379480853483446E-2]
[2004,1,14,13,3.9536633761671082E-2,2.2371543629278654E-2,0,0,6.0365631720430322E-5,1.3716132904663152E-2,7.5684675927333328E-2,null,3.0059158086037728E-2,2.4713944852321142E-2,0,0,2.9595271041222385E-5,1.3716132904663152E-2,5.4802698209400091E-2]
[2004,1,14,14,3.8209643442882413E-2,2.2492895554417434E-2,0,0,6.0365631720430322E-5,1.4147086707749047E-2,7.490999133676933E-2,null,2.9050265624136228E-2,2.4848002869742786E-2,0,0,2.9595271041222385E-5,1.4147086707749047E-2,5.3927863764920238E-2]
[2004,1,14,15,3.7497865009305437E-2,2.2010073503892068E-2,0,0,6.0365631720430322E-5,1.3088225884806683E-2,7.2656530029724622E-2,null,2.8509110284860365E-2,2.4314627179271787E-2,0,0,2.9595271041222385E-5,1.3088225884806683E-2,5.2853332735173376E-2]
[2004,1,14,16,3.785531339196159E-2,2.2119626662062131E-2,0,0,6.0365631720430322E-5,1.3829731691942047E-2,7.3865037377686196E-2,null,2.8780873366832108E-2,2.4435651045763913E-2,0,0,2.9595271041222385E-5,1.3829731691942047E-2,5.3246119683637246E-2]
[2004,1,14,17,4.2932736564288851E-2,2.1875670020176086E-2,0,0,6.0365631720430322E-5,1.2401417315845669E-2,7.7270189532031033E-2,null,3.2641168270204919E-2,2.4166151046396921E-2,0,0,2.9595271041222385E-5,1.2401417315845669E-2,5.6836914587643061E-2]
[2004,1,14,18,4.9033565178208324E-2,2.2008771518799645E-2,0,0,6.0365631720430322E-5,1.1800286471730441E-2,8.2902988800458835E-2,null,3.7279544234812508E-2,2.4313188870485149E-2,0,0,2.9595271041222385E-5,1.1800286471730441E-2,6.1622328376338881E-2]
[2004,1,14,19,5.1129083078136649E-2,2.139051495439525E-2,1.21485E-3,1.6100000000000204E-6,6.0365631720430322E-5,1.0068887472396343E-2,8.3865311136648676E-2,null,3.8872737631240016E-2,2.3630198063481617E-2,4.8513085953617391E-4,2.987494535150007E-6,2.9595271041222385E-5,1.0068887472396343E-2,6.3020649319834185E-2]
[2004,1,14,20,5.1565004092837811E-2,2.0716373867741552E-2,1.21485E-3,1.6100000000000204E-6,6.0365631720430322E-5,7.8591100553972639E-3,8.1417313647697054E-2,null,3.9204162374502589E-2,2.2885471373436019E-2,4.8513085953617391E-4,2.987494535150007E-6,2.9595271041222385E-5,7.8591100553972639E-3,6.2607347373051153E-2]
[2004,1,14,21,4.9540053059615098E-2,2.0016033511660012E-2,1.21485E-3,1.6100000000000204E-6,6.0365631720430322E-5,7.6251251450511594E-3,7.8458037348046711E-2,null,3.7664619994869447E-2,2.2111802232635109E-2,4.8513085953617391E-4,2.987494535150007E-6,2.9595271041222385E-5,7.6251251450511594E-3,6.0294135852617101E-2]
[2004,1,14,22,4.5928920154747692E-2,1.9271544906122602E-2,1.21485E-3,1.6100000000000204E-6,6.0365631720430322E-5,7.9024712291719985E-3,7.4379761921762724E-2,null,3.4919125385706899E-2,2.1289362322125173E-2,4.8513085953617391E-4,2.987494535150007E-6,2.9595271041222385E-5,7.9024712291719985E-3,5.672620133294462E-2]
[2004,1,14,23,4.353590493370188E-2,1.8347689081682786E-2,1.21485E-3,1.6100000000000204E-6,6.0365631720430322E-5,6.6934825306761573E-3,6.9853902177781257E-2,null,3.309974887365176E-2,2.0268774638277563E-2,4.8513085953617391E-4,2.987494535150007E-6,2.9595271041222385E-5,6.6934825306761573E-3,5.3886237137041867E-2]
[2004,1,14,24,3.5453879426805196E-2,1.7844599667866865E-2,1.21485E-3,1.6100000000000204E-6,6.0365631720430322E-5,9.0845934090863587E-3,6.3659898135478857E-2,null,2.6955096199586363E-2,1.9713009500436952E-2,4.8513085953617391E-4,2.987494535150007E-6,2.9595271041222385E-5,9.0845934090863587E-3,4.7185819325135867E-2]
[2004,1,15,1,3.0232787760245267E-2,1.760954173042998E-2,1.21485E-3,1.6100000000000204E-6,6.0365631720430322E-5,1.0576704613660292E-2,5.969585973605597E-2,null,2.298557211888512E-2,1.9453339939892515E-2,4.8513085953617391E-4,2.987494535150007E-6,2.9595271041222385E-5,1.0576704613660292E-2,4.2956625683890179E-2]
[2004,1,15,2,2.9605474139664554E-2,1.6731815479529934E-2,1.21485E-3,1.6100000000000204E-6,6.0365631720430322E-5,1.1221330549942973E-2,5.8835445800857901E-2,null,2.2508634213543242E-2,1.8483711803379443E-2,4.8513085953617391E-4,2.987494535150007E-6,2.9595271041222385E-5,1.1221330549942973E-2,4.1510059642035232E-2]
[2004,1,15,3,2.9513515450836643E-2,1.6827510040281952E-2,1.21485E-3,1.6100000000000204E-6,6.0365631720430322E-5,1.0953656891044957E-2,5.8571508013883992E-2,null,2.2438719289032329E-2,1.8589426014981602E-2,4.8513085953617391E-4,2.987494535150007E-6,2.9595271041222385E-5,1.0953656891044957E-2,4.1545858929126475E-2]
[2004,1,15,4,2.9915429806921131E-2,1.6756291784930395E-2,1.21485E-3,1.6100000000000204E-6,6.0365631720430322E-5,1.1171939158023782E-2,5.9120486381595741E-2,null,2.2744289238143773E-2,1.8510750888025524E-2,4.8513085953617391E-4,2.987494535150007E-6,2.9595271041222385E-5,1.1171939158023782E-2,4.1772753751281845E-2]
[2004,1,15,5,3.1174175287186294E-2,1.6768815791134949E-2,1.21485E-3,1.6100000000000204E-6,6.0365631720430322E-5,1.1266070329883115E-2,6.0485887039924795E-2,null,2.3701296089294995E-2,1.8524586214000278E-2,4.8513085953617391E-4,2.987494535150007E-6,2.9595271041222385E-5,1.1266070329883115E-2,4.2743595928407818E-2]
[2004,1,15,6,3.349449259350077E-2,1.7203523076606154E-2,1.21485E-3,1.6100000000000204E-6,6.0365631720430322E-5,1.068759740263555E-2,6.2662438704462919E-2,null,2.5465401378094072E-2,1.9004809307143357E-2,4.8513085953617391E-4,2.987494535150007E-6,2.9595271041222385E-5,1.068759740263555E-2,4.498792431034998E-2]
[2004,1,15,7,4.0458516589021429E-2,1.8380447595106653E-2,0,0,6.0365631720430322E-5,9.9109370370629602E-3,6.8810266852911472E-2,null,3.0760052901999322E-2,2.0304963115372273E-2,0,0,2.9595271041222385E-5,9.9109370370629602E-3,5.109461128841282E-2]
[2004,1,15,8,4.6172471438203785E-2,2.0293883894904146E-2,0,0,6.0365631720430322E-5,1.1595020518485566E-2,7.8121741483313939E-2,null,3.5104294071933329E-2,2.2418744800500875E-2,0,0,2.9595271041222385E-5,1.1595020518485566E-2,5.7552634143475431E-2]
[2004,1,15,9,4.6909505843480394E-2,2.2113243230012784E-2,0,0,6.0365631720430322E-5,1.305037901332428E-2,8.2133493718537898E-2,null,3.5664651178626015E-2,2.4428599239672642E-2,0,0,2.9595271041222385E-5,1.305037901332428E-2,6.0122845689339885E-2]
[2004,1,15,10,4.2875747015217076E-2,2.3039693795043781E-2,0,0,6.0365631720430322E-5,1.5552405365255798E-2,8.1528211807237086E-2,null,3.2597839900998606E-2,2.5452053345119904E-2,0,0,2.9595271041222385E-5,1.5552405365255798E-2,5.807948851715973E-2]
[2004,1,15,11,4.1899389051496823E-2,2.3670301588543649E-2,0,0,6.0365631720430322E-5,1.5306946954580007E-2,8.0937003226340926E-2,null,3.1855528389175339E-2,2.6148688610448806E-2,0,0,2.9595271041222385E-5,1.5306946954580007E-2,5.8033812270665369E-2]
[2004,1,15,12,4.2517316525222365E-2,2.3222766431861438E-2,0,0,6.0365631720430322E-5,1.3839772209615075E-2,7.9640220798419314E-2,null,3.2325330136344539E-2,2.5654294510291862E-2,0,0,2.9595271041222385E-5,1.3839772209615075E-2,5.8009219917677629E-2]
[2004,1,15,13,4.040862859107211E-2,2.3358321386543628E-2,0,0,6.0365631720430322E-5,1.3529021438855369E-2,7.7356337048191545E-2,null,3.0722123744297277E-2,2.5804042678321273E-2,0,0,2.9595271041222385E-5,1.3529021438855369E-2,5.6555761693659778E-2]
[2004,1,15,14,3.9066567772793499E-2,2.346361502357714E-2,0,0,6.0365631720430322E-5,1.3973996167755074E-2,7.6564544595846148E-2,null,2.9701773389209058E-2,2.592036103265874E-2,0,0,2.9595271041222385E-5,1.3973996167755074E-2,5.5651729692909019E-2]
[2004,1,15,15,3.8296754955115843E-2,2.3052577090941696E-2,0,0,6.0365631720430322E-5,1.2851615300582405E-2,7.4261312978360375E-2,null,2.9116495307045576E-2,2.5466285580034644E-2,0,0,2.9595271041222385E-5,1.2851615300582405E-2,5.4612376158121444E-2]
[2004,1,15,16,3.8734813410748435E-2,2.2915790070457947E-2,0,0,6.0365631720430322E-5,1.3785544495832483E-2,7.5496513608759294E-2,null,2.9449545117207994E-2,2.5315176343373637E-2,0,0,2.9595271041222385E-5,1.3785544495832483E-2,5.4794316731622855E-2]
[2004,1,15,17,4.3981003786056148E-2,2.247962782459529E-2,0,0,6.0365631720430322E-5,1.2455883639286717E-2,7.8976880881658593E-2,null,3.3438151400469851E-2,2.4833345948943146E-2,0,0,2.9595271041222385E-5,1.2455883639286717E-2,5.8301092620454222E-2]
[2004,1,15,18,5.0296037057524015E-2,2.2326133578633865E-2,0,0,6.0365631720430322E-5,1.2051548052781844E-2,8.4734084320660152E-2,null,3.8239384215835802E-2,2.4663780165164389E-2,0,0,2.9595271041222385E-5,1.2051548052781844E-2,6.2932759652041412E-2]
[2004,1,15,19,5.2681337881497786E-2,2.1046945269938385E-2,1.21485E-3,1.6100000000000204E-6,6.0365631720430322E-5,1.0712560037272412E-2,8.5717668820429027E-2,null,4.0052895578052319E-2,2.3250655088025787E-2,4.8513085953617391E-4,2.987494535150007E-6,2.9595271041222385E-5,1.0712560037272412E-2,6.3821264291190657E-2]
[2004,1,15,20,5.3184992731127652E-2,2.0269929271150552E-2,1.21485E-3,1.6100000000000204E-6,6.0365631720430322E-5,8.4838499373956835E-3,8.3215597571394323E-2,null,4.0435817423070411E-2,2.2392282019916096E-2,4.8513085953617391E-4,2.987494535150007E-6,2.9595271041222385E-5,8.4838499373956835E-3,6.3345813068099055E-2]
[2004,1,15,21,5.106659671338061E-2,1.96745808275639E-2,1.21485E-3,1.6100000000000204E-6,6.0365631720430322E-5,8.1729578894975084E-3,8.0190961062162461E-2,null,3.8825230108780064E-2,2.1734597916997972E-2,4.8513085953617391E-4,2.987494535150007E-6,2.9595271041222385E-5,8.1729578894975084E-3,6.1077541650890584E-2]
[2004,1,15,22,4.7211198441080515E-2,1.9378583277452299E-2,1.21485E-3,1.6100000000000204E-6,6.0365631720430322E-5,8.1560027449264147E-3,7.602261009517966E-2,null,3.5894023905179206E-2,2.1407608092285722E-2,4.8513085953617391E-4,2.987494535150007E-6,2.9595271041222385E-5,8.1560027449264147E-3,5.7819345622577477E-2]
[2004,1,15,23,4.4914188521903597E-2,1.8161267597533757E-2,1.21485E-3,1.6100000000000204E-6,6.0365631720430322E-5,7.0445028381064092E-3,7.1396784589264198E-2,null,3.4147638901793488E-2,2.0062833986398836E-2,4.8513085953617391E-4,2.987494535150007E-6,2.9595271041222385E-5,7.0445028381064092E-3,5.4728186513304869E-2]
[2004,1,15,24,3.6696726626649488E-2,1.7595282702021459E-2,1.21485E-3,1.6100000000000204E-6,6.0365631720430322E-5,9.4971342668073583E-3,6.5065969227198733E-2,null,2.7900015807110629E-2,1.9437587927086625E-2,4.8513085953617391E-4,2.987494535150007E-6,2.9595271041222385E-5,9.4971342668073583E-3,4.7855317359309799E-2]
[2004,1,16,1,3.5991932895512543E-2,1.7565060633224619E-2,1.21485E-3,1.6100000000000204E-6,6.0365631720430322E-5,1.1472859410048287E-2,6.6306678570505886E-2,null,2.7364170840895215E-2,1.9404201471777811E-2,4.8513085953617391E-4,2.987494535150007E-6,2.9595271041222385E-5,1.1472859410048287E-2,4.7286085937785577E-2]
[2004,1,16,2,3.4828826565602829E-2,1.7555855511110764E-2,1.21485E-3,1.6100000000000204E-6,6.0365631720430322E-5,1.1822545229177427E-2,6.5484052937611462E-2,null,2.6479877118460976E-2,1.9394032531983105E-2,4.8513085953617391E-4,2.987494535150007E-6,2.9595271041222385E-5,1.1822545229177427E-2,4.6391623275556626E-2]
[2004,1,16,3,3.462496212490123E-2,1.7038912544853145E-2,1.21485E-3,1.6100000000000204E-6,6.0365631720430322E-5,1.1933015495716296E-2,6.4873715797191103E-2,null,2.6324881792148907E-2,1.882296331246059E-2,4.8513085953617391E-4,2.987494535150007E-6,2.9595271041222385E-5,1.1933015495716296E-2,4.5665558729722042E-2]
[2004,1,16,4,3.6119806442687682E-2,1.6699281644864068E-2,1.21485E-3,1.6100000000000204E-6,6.0365631720430322E-5,1.1727426868026138E-2,6.5823340587298315E-2,null,2.7461391337529562E-2,1.8447771529919079E-2,4.8513085953617391E-4,2.987494535150007E-6,2.9595271041222385E-5,1.1727426868026138E-2,4.6426876492561192E-2]
[2004,1,16,5,3.7028173995173566E-2,1.7000411871564022E-2,1.21485E-3,1.6100000000000204E-6,6.0365631720430322E-5,1.1751875204659911E-2,6.7057286703117933E-2,null,2.81520106761661E-2,1.8780431445540181E-2,4.8513085953617391E-4,2.987494535150007E-6,2.9595271041222385E-5,1.1751875204659911E-2,4.745015574681883E-2]
[2004,1,16,6,3.8971617273229203E-2,1.7383028451639183E-2,1.21485E-3,1.6100000000000204E-6,6.0365631720430322E-5,1.1239753289000889E-2,6.8871224645589701E-2,null,2.9629583832203363E-2,1.9203109702179824E-2,4.8513085953617391E-4,2.987494535150007E-6,2.9595271041222385E-5,1.1239753289000889E-2,4.9350407159495735E-2]
[2004,1,16,7,4.7494502513047987E-2,1.8445901422545343E-2,0,0,6.0365631720430322E-5,1.0511027336823131E-2,7.6511796904136897E-2,null,3.6109416088970642E-2,2.0377270252890316E-2,0,0,2.9595271041222385E-5,1.0511027336823131E-2,5.6516281612902182E-2]
[2004,1,16,8,5.2699406108919856E-2,2.0829970058624924E-2,0,0,6.0365631720430322E-5,1.3364092233883695E-2,8.6953834033148908E-2,null,4.0066632602496245E-2,2.3010961596348096E-2,0,0,2.9595271041222385E-5,1.3364092233883695E-2,6.3107189469885569E-2]
[2004,1,16,9,5.4160442377217975E-2,2.229403637617958E-2,0,0,6.0365631720430322E-5,1.3591121544686982E-2,9.0105965929804979E-2,null,4.1177438353510475E-2,2.4628322241271698E-2,0,0,2.9595271041222385E-5,1.3591121544686982E-2,6.5835355865823397E-2]
[2004,1,16,10,5.2245532129167868E-2,2.3590971985126611E-2,0,0,6.0365631720430322E-5,1.509806798179829E-2,9.0994937727813197E-2,null,3.9721558467183025E-2,2.606105284080798E-2,0,0,2.9595271041222385E-5,1.509806798179829E-2,6.5812206579032237E-2]
[2004,1,16,11,4.9246230770270287E-2,2.4096631966098968E-2,0,0,6.0365631720430322E-5,1.5914234725377834E-2,8.9317463093467525E-2,null,3.7441230955280055E-2,2.661965769574617E-2,0,0,2.9595271041222385E-5,1.5914234725377834E-2,6.4090483922067454E-2]
[2004,1,16,12,4.8081815234467883E-2,2.3847673493118261E-2,0,0,6.0365631720430322E-5,1.5727845237747444E-2,8.7717699597054027E-2,null,3.6555941861638123E-2,2.6344632151075624E-2,0,0,2.9595271041222385E-5,1.5727845237747444E-2,6.2930169283754972E-2]
[2004,1,16,13,4.7901857744719514E-2,2.3471463142495687E-2,0,0,6.0365631720430322E-5,1.2684551948395991E-2,8.411823846733163E-2,null,3.6419122660850303E-2,2.5929030884921128E-2,0,0,2.9595271041222385E-5,1.2684551948395991E-2,6.2377748816812656E-2]
[2004,1,16,14,4.4681945122066462E-2,2.3469024387954972E-2,0,0,6.0365631720430322E-5,1.4502370640452114E-2,8.2713705782193975E-2,null,3.3971067443731955E-2,2.5926336781812897E-2,0,0,2.9595271041222385E-5,1.4502370640452114E-2,5.9926999496586073E-2]
[2004,1,16,15,4.4112942232368987E-2,2.2927650010435289E-2,0,0,6.0365631720430322E-5,1.4263189445301626E-2,8.136414731982633E-2,null,3.3538462383930177E-2,2.5328278072400876E-2,0,0,2.9595271041222385E-5,1.4263189445301626E-2,5.8896335727372282E-2]
[2004,1,16,16,4.6709793732291192E-2,2.1409742540864512E-2,0,0,6.0365631720430322E-5,1.1669771718433022E-2,7.984967362330915E-2,null,3.5512812811249572E-2,2.3651438864720861E-2,0,0,2.9595271041222385E-5,1.1669771718433022E-2,5.9193846947011658E-2]
[2004,1,16,17,5.0648629210942334E-2,2.0610913746832677E-2,0,0,6.0365631720430322E-5,9.3125960703476542E-3,8.0632504659843091E-2,null,3.8507455173605924E-2,2.2768969103612761E-2,0,0,2.9595271041222385E-5,9.3125960703476542E-3,6.1306019548259913E-2]
[2004,1,16,18,5.7084539815939514E-2,2.0381932933783046E-2,0,0,6.0365631720430322E-5,8.7484268572225587E-3,8.6275265238665549E-2,null,4.3400589360734564E-2,2.2516012969707809E-2,0,0,2.9595271041222385E-5,8.7484268572225587E-3,6.5946197601483597E-2]
[2004,1,16,19,5.8715143506579102E-2,2.0037746230832647E-2,1.21485E-3,1.6100000000000204E-6,6.0365631720430322E-5,8.5181959569407655E-3,8.8547911326072953E-2,null,4.4640314887396094E-2,2.2135788371147436E-2,4.8513085953617391E-4,2.987494535150007E-6,2.9595271041222385E-5,8.5181959569407655E-3,6.7293816883656071E-2]
[2004,1,16,20,5.6698955664120664E-2,1.9676014721952025E-2,1.21485E-3,1.6100000000000204E-6,6.0365631720430322E-5,7.6340424002442628E-3,8.5285838418037385E-2,null,4.3107435041000092E-2,2.1736181946576772E-2,4.8513085953617391E-4,2.987494535150007E-6,2.9595271041222385E-5,7.6340424002442628E-3,6.5361330612689408E-2]
[2004,1,16,21,5.4491439099589437E-2,1.9202606194639173E-2,1.21485E-3,1.6100000000000204E-6,6.0365631720430322E-5,7.4092329454124358E-3,8.2380103871361479E-2,null,4.1429090602503146E-2,2.1213205417531349E-2,4.8513085953617391E-4,2.987494535150007E-6,2.9595271041222385E-5,7.4092329454124358E-3,6.3160009645147036E-2]
[2004,1,16,22,5.207596333931995E-2,1.8242106281548445E-2,1.21485E-3,1.6100000000000204E-6,6.0365631720430322E-5,6.8445599467282583E-3,7.8439455199317082E-2,null,3.9592637651839402E-2,2.0152136844162241E-2,4.8513085953617391E-4,2.987494535150007E-6,2.9595271041222385E-5,6.8445599467282583E-3,6.0262488121114191E-2]
[2004,1,16,23,4.983101372524644E-2,1.7122052699965983E-2,1.21485E-3,1.6100000000000204E-6,6.0365631720430322E-5,6.392134286223765E-3,7.4622026343156622E-2,null,3.7885833381364434E-2,1.8914808615695857E-2,4.8513085953617391E-4,2.987494535150007E-6,2.9595271041222385E-5,6.392134286223765E-3,5.7318355622172842E-2]
[2004,1,16,24,4.5280466342803499E-2,1.6263966022826322E-2,1.21485E-3,1.6100000000000204E-6,6.0365631720430322E-5,8.3870590081256136E-3,7.1208317005475863E-2,null,3.4426114884048543E-2,1.7966876404635245E-2,4.8513085953617391E-4,2.987494535150007E-6,2.9595271041222385E-5,8.3870590081256136E-3,5.2910704913796333E-2]
[2004,1,17,1,3.7615200245956999E-2,1.6271245862693493E-2,1.21485E-3,1.6100000000000204E-6,6.0365631720430322E-5,8.47079129356983E-3,6.3634063033940758E-2,null,2.8598318649154426E-2,{"$f":"F387*W$5","v":1.7974918476474023E-2},{"$f":"G387*X$5","v":4.8513085953617391E-4},{"$f":"H387*Y$5","v":2.987494535150007E-6},{"$f":"I387*Z$5","v":2.9595271041222385E-5},{"$f":"J387","v":8.47079129356983E-3},4.7090950750740997E-2]
[2004,1,17,2,3.5579369832937295E-2,1.5061986795319711E-2,1.21485E-3,1.6100000000000204E-6,6.0365631720430322E-5,9.6908019875400157E-3,6.160898424751745E-2,null,{"$f":"E388*V$5","v":2.7050504826910186E-2},1.6639044546696E-2,4.8513085953617391E-4,2.987494535150007E-6,2.9595271041222385E-5,9.6908019875400157E-3,{"$f":"SUM(M388:Q388)","v":4.420726299871873E-2}]
[2004,1,17,3,3.4908329378895181E-2,1.4491461611951795E-2,1.21485E-3,1.6100000000000204E-6,6.0365631720430322E-5,1.0119532781394536E-2,6.0796149403961941E-2,null,2.6540322012364826E-2,1.6008782810971966E-2,4.8513085953617391E-4,2.987494535150007E-6,2.9595271041222385E-5,1.0119532781394536E-2,4.306681844844934E-2]
[2004,1,17,4,3.4698240198122496E-2,1.4107554351747074E-2,1.21485E-3,1.6100000000000204E-6,6.0365631720430322E-5,1.0303627270191405E-2,6.0386247451781408E-2,null,2.6380594101913974E-2,1.5584678734188995E-2,4.8513085953617391E-4,2.987494535150007E-6,2.9595271041222385E-5,1.0303627270191405E-2,4.2482986461215518E-2]
[2004,1,17,5,3.5202467537833577E-2,1.4098496520194518E-2,1.21485E-3,1.6100000000000204E-6,6.0365631720430322E-5,1.0553258886047885E-2,6.1131048575796418E-2,null,2.6763951203255549E-2,1.5574672506939728E-2,4.8513085953617391E-4,2.987494535150007E-6,2.9595271041222385E-5,1.0553258886047885E-2,4.2856337335307824E-2]
[2004,1,17,6,3.6728654843150903E-2,1.3713836495877223E-2,1.21485E-3,1.6100000000000204E-6,6.0365631720430322E-5,1.069899970147304E-2,6.2418316672221592E-2,null,2.7924290390349216E-2,1.5149736848256408E-2,4.8513085953617391E-4,2.987494535150007E-6,2.9595271041222385E-5,1.069899970147304E-2,4.359174086371817E-2]
[2004,1,17,7,4.0640651436417159E-2,1.369008120532678E-2,0,0,6.0365631720430322E-5,1.0676742503632666E-2,6.5067840777097041E-2,null,3.0898527517816316E-2,1.5123494271957553E-2,0,0,2.9595271041222385E-5,1.0676742503632666E-2,4.6051617060815092E-2]
[2004,1,17,8,4.7455122404323161E-2,1.4861640338505717E-2,0,0,6.0365631720430322E-5,9.1636563676523401E-3,7.1540784742201657E-2,null,3.6079475934714195E-2,1.6417720914893547E-2,0,0,2.9595271041222385E-5,9.1636563676523401E-3,5.2526792120648966E-2]
[2004,1,17,9,4.9910718124336256E-2,1.600017105664249E-2,0,0,6.0365631720430322E-5,1.0812781977116413E-2,7.6784036789815588E-2,null,3.7946431538173529E-2,1.7675460919203346E-2,0,0,2.9595271041222385E-5,1.0812781977116413E-2,5.5651487728418103E-2]
[2004,1,17,10,5.1565886696875292E-2,1.6834761954847826E-2,0,0,6.0365631720430322E-5,1.2458654339221609E-2,8.0919668622665156E-2,null,3.920483340619562E-2,1.8597437237614454E-2,0,0,2.9595271041222385E-5,1.2458654339221609E-2,5.7831865914851302E-2]
[2004,1,17,11,5.2725718006537227E-2,1.670019407331819E-2,0,0,6.0365631720430322E-5,1.2303780560367954E-2,8.17900582719438E-2,null,4.0086637175844389E-2,1.8448779493735547E-2,0,0,2.9595271041222385E-5,1.2303780560367954E-2,5.8565011940621164E-2]
[2004,1,17,12,5.2648906358162433E-2,1.6362422795533755E-2,0,0,6.0365631720430322E-5,1.1178175028944533E-2,8.0249869814361163E-2,null,4.0028238337560251E-2,1.8075642044206242E-2,0,0,2.9595271041222385E-5,1.1178175028944533E-2,5.8133475652807715E-2]
[2004,1,17,13,5.2803257350615529E-2,1.5802755865716386E-2,0,0,6.0365631720430322E-5,1.0292742288878626E-2,7.8959121136930974E-2,null,4.0145589271148897E-2,1.7457375470009175E-2,0,0,2.9595271041222385E-5,1.0292742288878626E-2,5.7632560012199296E-2]
[2004,1,17,14,5.0948572663896019E-2,1.5497479217221725E-2,0,0,6.0365631720430322E-5,9.4717678979133121E-3,7.5978185410751492E-2,null,3.8735498049576503E-2,1.7120134983584962E-2,0,0,2.9595271041222385E-5,9.4717678979133121E-3,5.5885228304202686E-2]
[2004,1,17,15,5.0142944876450955E-2,1.5598996521853365E-2,0,0,6.0365631720430322E-5,9.6055068223576939E-3,7.5407813852382446E-2,null,3.8122990339200996E-2,1.7232281606535876E-2,0,0,2.9595271041222385E-5,9.6055068223576939E-3,5.53848672167781E-2]
[2004,1,17,16,4.8623249178250089E-2,1.5762155418228712E-2,0,0,6.0365631720430322E-5,1.0267827315815747E-2,7.4713597544014979E-2,null,3.6967586631584982E-2,1.7412523973088921E-2,0,0,2.9595271041222385E-5,1.0267827315815747E-2,5.4409705875715128E-2]
[2004,1,17,17,5.4325046130170189E-2,1.549423647791656E-2,0,0,6.0365631720430322E-5,7.6422066741670082E-3,7.7521854913974189E-2,null,4.1302584319688876E-2,1.7116552714891913E-2,0,0,2.9595271041222385E-5,7.6422066741670082E-3,5.8448732305622017E-2]
[2004,1,17,18,5.9635466142789799E-2,1.5648337370221622E-2,0,0,6.0365631720430322E-5,8.8006417999294453E-3,8.4144810944661294E-2,null,4.5340023511523712E-2,1.7286788663614581E-2,0,0,2.9595271041222385E-5,8.8006417999294453E-3,6.2656407446179521E-2]
[2004,1,17,19,6.0081866217598583E-2,1.5077498712327763E-2,1.21485E-3,1.6100000000000204E-6,6.0365631720430322E-5,6.475426511307455E-3,8.2911617072954247E-2,null,4.5679415339851412E-2,1.6656180631172041E-2,4.8513085953617391E-4,2.987494535150007E-6,2.9595271041222385E-5,6.475426511307455E-3,6.2853309596135998E-2]
[2004,1,17,20,5.8380160647299374E-2,1.4422477053188729E-2,1.21485E-3,1.6100000000000204E-6,6.0365631720430322E-5,5.6070179236399759E-3,7.9686481255848512E-2,null,4.4385632033415647E-2,1.5932575258682153E-2,4.8513085953617391E-4,2.987494535150007E-6,2.9595271041222385E-5,5.6070179236399759E-3,6.0835920917210351E-2]
[2004,1,17,21,5.5243661980007533E-2,1.4389586541890927E-2,1.21485E-3,1.6100000000000204E-6,6.0365631720430322E-5,7.4786749603079905E-3,7.8388749113926889E-2,null,4.200099529764547E-2,1.5896240962942509E-2,4.8513085953617391E-4,2.987494535150007E-6,2.9595271041222385E-5,7.4786749603079905E-3,5.8414949885700528E-2]
[2004,1,17,22,4.984969875010687E-2,1.3982097195282477E-2,1.21485E-3,1.6100000000000204E-6,6.0365631720430322E-5,8.4206231355804465E-3,7.3529244712690234E-2,null,3.7900039348405204E-2,1.544608564926046E-2,4.8513085953617391E-4,2.987494535150007E-6,2.9595271041222385E-5,8.4206231355804465E-3,5.3863838622778215E-2]
[2004,1,17,23,4.7440003209547423E-2,1.3410316131908184E-2,1.21485E-3,1.6100000000000204E-6,6.0365631720430322E-5,7.543791364199662E-3,6.96709363373757E-2,null,3.6067981019172399E-2,1.4814436537245677E-2,4.8513085953617391E-4,2.987494535150007E-6,2.9595271041222385E-5,7.543791364199662E-3,5.1400131181530626E-2]
[2004,1,17,24,4.3329833471209937E-2,1.3164303453978685E-2,1.21485E-3,1.6100000000000204E-6,6.0365631720430322E-5,9.2434731806252009E-3,6.7014435737534253E-2,null,3.2943075579071196E-2,1.4542665225615469E-2,4.8513085953617391E-4,2.987494535150007E-6,2.9595271041222385E-5,9.2434731806252009E-3,4.8003454429799211E-2]
[2004,1,18,1,3.4678750831953188E-2,1.2349608292256092E-2,1.21485E-3,1.6100000000000204E-6,6.0365631720430322E-5,1.1338118718049071E-2,5.9643303473978782E-2,null,2.6365776605254767E-2,1.3642667816768175E-2,4.8513085953617391E-4,2.987494535150007E-6,2.9595271041222385E-5,1.1338118718049071E-2,4.052615804713549E-2]
[2004,1,18,2,3.2150351857963375E-2,1.2055206167622007E-2,1.21485E-3,1.6100000000000204E-6,6.0365631720430322E-5,1.2167946846144133E-2,5.7650330503449941E-2,null,2.4443469690562013E-2,1.331744046575558E-2,4.8513085953617391E-4,2.987494535150007E-6,2.9595271041222385E-5,1.2167946846144133E-2,3.8278623781430141E-2]
[2004,1,18,3,3.1378143388221272E-2,1.1874215434013097E-2,1.21485E-3,1.6100000000000204E-6,6.0365631720430322E-5,1.2277906883522713E-2,5.6807091337477515E-2,null,2.3856370227130757E-2,1.3117499188420666E-2,4.8513085953617391E-4,2.987494535150007E-6,2.9595271041222385E-5,1.2277906883522713E-2,3.7491583040663967E-2]
[2004,1,18,4,3.1596442568702039E-2,1.1550944165557174E-2,1.21485E-3,1.6100000000000204E-6,6.0365631720430322E-5,1.2063141305306781E-2,5.6487353671286419E-2,null,2.4022340087278164E-2,1.2760379964403257E-2,4.8513085953617391E-4,2.987494535150007E-6,2.9595271041222385E-5,1.2063141305306781E-2,3.7300433676793969E-2]
[2004,1,18,5,3.1109655465936734E-2,1.1748815636878197E-2,1.21485E-3,1.6100000000000204E-6,6.0365631720430322E-5,1.2989870269633214E-2,5.712516700416858E-2,null,2.3652242557871093E-2,1.2978969468601591E-2,4.8513085953617391E-4,2.987494535150007E-6,2.9595271041222385E-5,1.2989870269633214E-2,3.714892565158523E-2]
[2004,1,18,6,3.2936715612549052E-2,1.1743267959223888E-2,1.21485E-3,1.6100000000000204E-6,6.0365631720430322E-5,1.22302876651914E-2,5.8187096868684778E-2,null,2.5041331222090183E-2,1.2972840924148913E-2,4.8513085953617391E-4,2.987494535150007E-6,2.9595271041222385E-5,1.22302876651914E-2,3.8531885771351644E-2]
[2004,1,18,7,3.7124465117522945E-2,1.2325507569431448E-2,0,0,6.0365631720430322E-5,1.1508004202682281E-2,6.1018342521357107E-2,null,2.8225219490210052E-2,1.3616043639882596E-2,0,0,2.9595271041222385E-5,1.1508004202682281E-2,4.1870858401133873E-2]
[2004,1,18,8,4.0466790470817339E-2,1.3352304967820387E-2,0,0,6.0365631720430322E-5,1.1820616954633571E-2,6.5700078024991726E-2,null,3.0766343420367367E-2,1.4750351343401099E-2,0,0,2.9595271041222385E-5,1.1820616954633571E-2,4.5546290034809693E-2]
[2004,1,18,9,4.611904216659643E-2,1.359717367078947E-2,0,0,6.0365631720430322E-5,9.9839838947049613E-3,6.9760565363811297E-2,null,3.5063672532645272E-2,1.5020858900748068E-2,0,0,2.9595271041222385E-5,9.9839838947049613E-3,5.0114126704434561E-2]
[2004,1,18,10,4.8818307888859311E-2,1.4134104100341235E-2,0,0,6.0365631720430322E-5,1.0331161813990833E-2,7.3343939434911812E-2,null,3.7115887082594688E-2,1.5614008360855452E-2,0,0,2.9595271041222385E-5,1.0331161813990833E-2,5.2759490714491361E-2]
[2004,1,18,11,4.7698933262353423E-2,1.4926330638578894E-2,0,0,6.0365631720430322E-5,1.3936845758655284E-2,7.6622475291308029E-2,null,3.6264841971914083E-2,1.6489184580297318E-2,0,0,2.9595271041222385E-5,1.3936845758655284E-2,5.2783621823252622E-2]
[2004,1,18,12,4.7212782707238221E-2,1.4924500872094413E-2,0,0,6.0365631720430322E-5,1.3480525542949295E-2,7.5678174754002361E-2,null,3.5895228400917814E-2,1.648716322903343E-2,0,0,2.9595271041222385E-5,1.3480525542949295E-2,5.2411986900992469E-2]
[2004,1,18,13,4.5932909140917237E-2,1.4934658596557291E-2,0,0,6.0365631720430322E-5,1.2914664924382837E-2,7.3842598293577796E-2,null,3.4922158156948789E-2,1.6498384512926963E-2,0,0,2.9595271041222385E-5,1.2914664924382837E-2,5.1450137940916976E-2]
[2004,1,18,14,4.4494170617954708E-2,1.5187133307787839E-2,0,0,6.0365631720430322E-5,1.3050601272917005E-2,7.2792270830379979E-2,null,3.3828305074592308E-2,1.6777294461804666E-2,0,0,2.9595271041222385E-5,1.3050601272917005E-2,5.0635194807438194E-2]
[2004,1,18,15,4.4550635443108846E-2,1.4936415166515624E-2,0,0,6.0365631720430322E-5,1.1407611947395193E-2,7.0955028188740096E-2,null,3.3871234503431394E-2,1.6500325003659246E-2,0,0,2.9595271041222385E-5,1.1407611947395193E-2,5.0401154778131868E-2]
[2004,1,18,16,4.6688914187667269E-2,1.4648992364832315E-2,0,0,6.0365631720430322E-5,1.0752863637452868E-2,7.2151135821672888E-2,null,3.549693838105912E-2,1.6182807742096461E-2,0,0,2.9595271041222385E-5,1.0752863637452868E-2,5.1709341394196806E-2]
[2004,1,18,17,5.0178611886334143E-2,1.4378074399450934E-2,0,0,6.0365631720430322E-5,9.8136498010671924E-3,7.4430701718572703E-2,null,3.815010747555099E-2,1.5883523447418828E-2,0,0,2.9595271041222385E-5,9.8136498010671924E-3,5.4063226194011042E-2]
[2004,1,18,18,5.7684206829738786E-2,1.4008333900948409E-2,0,0,6.0365631720430322E-5,8.3551963349671986E-3,8.0108102697374825E-2,null,4.3856507931734637E-2,1.5475069455996344E-2,0,0,2.9595271041222385E-5,8.3551963349671986E-3,5.9361172658772207E-2]
[2004,1,18,19,5.7875789346204014E-2,1.3891355563595753E-2,1.21485E-3,1.6100000000000204E-6,6.0365631720430322E-5,7.9885458492682231E-3,8.1032516390788428E-2,null,4.4002165480216474E-2,1.5345842960670104E-2,4.8513085953617391E-4,2.987494535150007E-6,2.9595271041222385E-5,7.9885458492682231E-3,5.9865722065999126E-2]
[2004,1,18,20,5.4045031555297364E-2,1.384892382695058E-2,1.21485E-3,1.6100000000000204E-6,6.0365631720430322E-5,9.8406129576718362E-3,7.9011393971640226E-2,null,4.1089693095230181E-2,1.5298968430382235E-2,4.8513085953617391E-4,2.987494535150007E-6,2.9595271041222385E-5,9.8406129576718362E-3,5.6906375150724962E-2]
[2004,1,18,21,5.2584662784956791E-2,1.3751273103674173E-2,1.21485E-3,1.6100000000000204E-6,6.0365631720430322E-5,1.0268785490624457E-2,7.7881547010975855E-2,null,3.9979394833719199E-2,1.5191093237242501E-2,4.8513085953617391E-4,2.987494535150007E-6,2.9595271041222385E-5,1.0268785490624457E-2,5.5688201696074247E-2]
[2004,1,18,22,5.1222649265394812E-2,1.3613819419067768E-2,1.21485E-3,1.6100000000000204E-6,6.0365631720430322E-5,8.8077855355622268E-3,7.4921079851745245E-2,null,3.8943874714666364E-2,1.5039247533727202E-2,4.8513085953617391E-4,2.987494535150007E-6,2.9595271041222385E-5,8.8077855355622268E-3,5.4500835873506112E-2]
[2004,1,18,23,4.603657309492034E-2,1.4010728715101568E-2,1.21485E-3,1.6100000000000204E-6,6.0365631720430322E-5,6.5594359963308015E-3,6.7883563438073141E-2,null,3.5000972433348411E-2,1.5477715017960842E-2,4.8513085953617391E-4,2.987494535150007E-6,2.9595271041222385E-5,6.5594359963308015E-3,5.0996401076421803E-2]
[2004,1,18,24,3.7357347242073187E-2,1.4928178473779268E-2,1.21485E-3,1.6100000000000204E-6,6.0365631720430322E-5,1.0071860369577284E-2,6.3634211717150169E-2,null,2.8402276561873406E-2,1.6491225892152902E-2,4.8513085953617391E-4,2.987494535150007E-6,2.9595271041222385E-5,1.0071860369577284E-2,4.5411216079138852E-2]
[2004,1,19,1,2.9653494137191261E-2,1.4253082984809274E-2,1.21485E-3,1.6100000000000204E-6,6.0365631720430322E-5,1.0169205309786454E-2,5.5352608063507426E-2,null,2.2545143156253125E-2,1.5745444869576537E-2,4.8513085953617391E-4,2.987494535150007E-6,2.9595271041222385E-5,1.0169205309786454E-2,3.8808301650942206E-2]
[2004,1,19,2,2.7422145669265173E-2,1.4206457443719012E-2,1.21485E-3,1.6100000000000204E-6,6.0365631720430322E-5,1.1128350888007661E-2,5.4033779632712275E-2,null,2.0848679649856889E-2,1.5693937424658595E-2,4.8513085953617391E-4,2.987494535150007E-6,2.9595271041222385E-5,1.1128350888007661E-2,3.7060330699628032E-2]
[2004,1,19,3,2.7153340921865662E-2,1.4420772442353321E-2,1.21485E-3,1.6100000000000204E-6,6.0365631720430322E-5,1.1617471859121558E-2,5.4468410855060975E-2,null,2.0644311102826145E-2,1.5930692167426624E-2,4.8513085953617391E-4,2.987494535150007E-6,2.9595271041222385E-5,1.1617471859121558E-2,3.7092716895365321E-2]
[2004,1,19,4,2.8147978722835729E-2,1.419588940711288E-2,1.21485E-3,1.6100000000000204E-6,6.0365631720430322E-5,1.1124746436953385E-2,5.4745440198622417E-2,null,2.1400520523130736E-2,1.5682262867095235E-2,4.8513085953617391E-4,2.987494535150007E-6,2.9595271041222385E-5,1.1124746436953385E-2,3.7600497015338519E-2]
[2004,1,19,5,2.8632356668267155E-2,1.4538500302290489E-2,1.21485E-3,1.6100000000000204E-6,6.0365631720430322E-5,1.15303311802872E-2,5.5978013782565277E-2,null,2.1768786403399697E-2,1.6060746663722585E-2,4.8513085953617391E-4,2.987494535150007E-6,2.9595271041222385E-5,1.15303311802872E-2,3.8347246692234827E-2]
[2004,1,19,6,3.0633583437222778E-2,1.5219718106718232E-2,1.21485E-3,1.6100000000000204E-6,6.0365631720430322E-5,1.1231729149540137E-2,5.8361856325201578E-2,null,2.3290291551679804E-2,1.6813291035717243E-2,4.8513085953617391E-4,2.987494535150007E-6,2.9595271041222385E-5,1.1231729149540137E-2,4.0621296212509594E-2]
[2004,1,19,7,3.7477594997493265E-2,1.6444335098261174E-2,0,0,6.0365631720430322E-5,1.0278616181924972E-2,6.4260911909399837E-2,null,2.8493699274071214E-2,1.8166130933389674E-2,0,0,2.9595271041222385E-5,1.0278616181924972E-2,4.6689425478502113E-2]
[2004,1,19,8,4.3553513272218326E-2,1.8604166659896674E-2,0,0,6.0365631720430322E-5,1.1676116996031818E-2,7.3894162559867249E-2,null,3.3113136250895077E-2,2.0552106572312698E-2,0,0,2.9595271041222385E-5,1.1676116996031818E-2,5.3694838094248999E-2]
[2004,1,19,9,4.5806951068936737E-2,1.9819125535882245E-2,0,0,6.0365631720430322E-5,1.2426309488226263E-2,7.8112751724765672E-2,null,3.4826393969721876E-2,2.1894277106296257E-2,0,0,2.9595271041222385E-5,1.2426309488226263E-2,5.6750266347059361E-2]
[2004,1,19,10,4.2661008849157238E-2,2.0818905965706902E-2,0,0,6.0365631720430322E-5,1.3792788143971146E-2,7.733306859055572E-2,null,3.2434577431067334E-2,2.299873904314622E-2,0,0,2.9595271041222385E-5,1.3792788143971146E-2,5.5462911745254778E-2]
[2004,1,19,11,4.1103042917538642E-2,2.1424371118287926E-2,0,0,6.0365631720430322E-5,1.3509407602291783E-2,7.6097187269838787E-2,null,3.125007739210385E-2,2.3667599119985366E-2,0,0,2.9595271041222385E-5,1.3509407602291783E-2,5.4947271783130441E-2]
[2004,1,19,12,4.0254624334572116E-2,2.1342541174245246E-2,0,0,6.0365631720430322E-5,1.3231970720706353E-2,7.4889501861244143E-2,null,3.0605036429277963E-2,2.3577201212811334E-2,0,0,2.9595271041222385E-5,1.3231970720706353E-2,5.4211832913130517E-2]
[2004,1,19,13,4.0132090553877654E-2,2.0905284827149782E-2,0,0,6.0365631720430322E-5,1.1877388791980911E-2,7.2975129804728783E-2,null,3.0511875683550908E-2,2.309416215982878E-2,0,0,2.9595271041222385E-5,1.1877388791980911E-2,5.3635633114420912E-2]
[2004,1,19,14,3.8486408678055688E-2,2.1081828585871227E-2,0,0,6.0365631720430322E-5,1.2699557478310518E-2,7.2328160373957867E-2,null,2.9260686420376551E-2,2.3289190844007421E-2,0,0,2.9595271041222385E-5,1.2699557478310518E-2,5.2579472535425192E-2]
[2004,1,19,15,3.7717867263727875E-2,2.0696634004604364E-2,0,0,6.0365631720430322E-5,1.1658563428477974E-2,7.0133430328530644E-2,null,2.8676374968668119E-2,2.2863664657858003E-2,0,0,2.9595271041222385E-5,1.1658563428477974E-2,5.1569634897567343E-2]
[2004,1,19,16,4.0250435577508764E-2,1.9968949794748201E-2,0,0,6.0365631720430322E-5,1.0968460494390266E-2,7.1248211498367658E-2,null,3.0601851774977085E-2,2.2059788638826679E-2,0,0,2.9595271041222385E-5,1.0968460494390266E-2,5.2691235684844989E-2]
[2004,1,19,17,4.4709449695218589E-2,2.0114403802353291E-2,0,0,6.0365631720430322E-5,1.076174665983908E-2,7.5645965789131395E-2,null,3.39919787918617E-2,{"$f":"F451*W$5","v":2.222047233513616E-2},{"$f":"G451*X$5","v":0},{"$f":"H451*Y$5","v":0},{"$f":"I451*Z$5","v":2.9595271041222385E-5},{"$f":"J451","v":1.076174665983908E-2},5.6242046398039085E-2]
[2004,1,19,18,5.2109316063696655E-2,1.9746144104312774E-2,0,0,6.0365631720430322E-5,1.0156731034706094E-2,8.2072556834435956E-2,null,{"$f":"E452*V$5","v":3.9617995268794934E-2},2.1813654190643232E-2,0,0,2.9595271041222385E-5,1.0156731034706094E-2,{"$f":"SUM(M452:Q452)","v":6.146124473047939E-2}]
[2004,1,19,19,5.1654189881451047E-2,1.9430222894025358E-2,1.21485E-3,1.6100000000000204E-6,6.0365631720430322E-5,8.686117032524622E-3,8.1047355439721469E-2,null,3.9271969101173185E-2,2.1464654608937858E-2,4.8513085953617391E-4,2.987494535150007E-6,2.9595271041222385E-5,8.686117032524622E-3,6.1254337335223591E-2]
[2004,1,19,20,5.1265196527164436E-2,1.8637966967451517E-2,1.21485E-3,1.6100000000000204E-6,6.0365631720430322E-5,8.1304866966292518E-3,7.9310475822965631E-2,null,3.8976222811759574E-2,2.0589445924068854E-2,4.8513085953617391E-4,2.987494535150007E-6,2.9595271041222385E-5,8.1304866966292518E-3,6.0083382360940976E-2]
[2004,1,19,21,4.7686672874842628E-2,1.8621471082160303E-2,1.21485E-3,1.6100000000000204E-6,6.0365631720430322E-5,8.9933007905254377E-3,7.6578270379248803E-2,null,3.6255520568159665E-2,2.0571222845405489E-2,4.8513085953617391E-4,2.987494535150007E-6,2.9595271041222385E-5,8.9933007905254377E-3,5.7344457038677701E-2]
[2004,1,19,22,4.4441000703270714E-2,1.7740781518362652E-2,1.21485E-3,1.6100000000000204E-6,6.0365631720430322E-5,8.3436758065526286E-3,7.180228365990643E-2,null,3.3787880720800793E-2,1.9598321123808386E-2,4.8513085953617391E-4,2.987494535150007E-6,2.9595271041222385E-5,8.3436758065526286E-3,5.390391546972173E-2]
[2004,1,19,23,4.1598442241361867E-2,1.68929353347297E-2,1.21485E-3,1.6100000000000204E-6,6.0365631720430322E-5,7.2746909606361664E-3,6.7042894168448164E-2,null,3.1626722674559717E-2,1.8661701631976238E-2,4.8513085953617391E-4,2.987494535150007E-6,2.9595271041222385E-5,7.2746909606361664E-3,5.0806137931648503E-2]
[2004,1,19,24,3.3481641427706925E-2,1.625426556438463E-2,1.21485E-3,1.6100000000000204E-6,6.0365631720430322E-5,1.0175892130918908E-2,6.11886247547309E-2,null,2.5455630813748215E-2,1.7956160264571648E-2,4.8513085953617391E-4,2.987494535150007E-6,2.9595271041222385E-5,1.0175892130918908E-2,4.3929504703432411E-2]
[2004,1,20,1,2.8775212234343799E-2,1.607118058774552E-2,1.21485E-3,1.6100000000000204E-6,6.0365631720430322E-5,1.089335451592942E-2,5.7016572969739165E-2,null,2.1877397522648074E-2,1.7753905467543438E-2,4.8513085953617391E-4,2.987494535150007E-6,2.9595271041222385E-5,1.089335451592942E-2,4.014901661530406E-2]
[2004,1,20,2,2.7972947167228712E-2,1.5525010951223319E-2,1.21485E-3,1.6100000000000204E-6,6.0365631720430322E-5,1.1419989243119487E-2,5.6194772993291953E-2,null,2.1267446442222587E-2,1.715054941394701E-2,4.8513085953617391E-4,2.987494535150007E-6,2.9595271041222385E-5,1.1419989243119487E-2,3.8935709481282145E-2]
[2004,1,20,3,2.7866623152134902E-2,1.5597430593763912E-2,1.21485E-3,1.6100000000000204E-6,6.0365631720430322E-5,1.1201806345122882E-2,5.5942685722742136E-2,null,2.1186609758014396E-2,1.7230551718733462E-2,4.8513085953617391E-4,2.987494535150007E-6,2.9595271041222385E-5,1.1201806345122882E-2,3.8934875101860403E-2]
[2004,1,20,4,2.8380377774738393E-2,1.5159437988509781E-2,1.21485E-3,1.6100000000000204E-6,6.0365631720430322E-5,1.1650382170607723E-2,5.6467023565576327E-2,null,2.1577210321313801E-2,1.6746699318052068E-2,4.8513085953617391E-4,2.987494535150007E-6,2.9595271041222385E-5,1.1650382170607723E-2,3.8841623264478417E-2]
[2004,1,20,5,2.9503803449244068E-2,1.531395875470002E-2,1.21485E-3,1.6100000000000204E-6,6.0365631720430322E-5,1.1676552421772003E-2,5.7771140257436515E-2,null,2.2431335387991008E-2,1.6917399103343864E-2,4.8513085953617391E-4,2.987494535150007E-6,2.9595271041222385E-5,1.1676552421772003E-2,3.986644811644742E-2]
[2004,1,20,6,3.1661306157970623E-2,1.5754393529860859E-2,1.21485E-3,1.6100000000000204E-6,6.0365631720430322E-5,1.115748033994284E-2,5.9850005659494755E-2,null,2.4071654980791998E-2,1.7403949380103662E-2,4.8513085953617391E-4,2.987494535150007E-6,2.9595271041222385E-5,1.115748033994284E-2,4.1993317986008208E-2]
[2004,1,20,7,3.8286092397440033E-2,1.6770458033464612E-2,0,0,6.0365631720430322E-5,1.0604984475791066E-2,6.5721900538416145E-2,null,2.910838871130678E-2,1.8526400406487037E-2,0,0,2.9595271041222385E-5,1.0604984475791066E-2,4.7664384388835038E-2]
[2004,1,20,8,4.3630014980204537E-2,1.9071615852629932E-2,0,0,6.0365631720430322E-5,1.1853464585636722E-2,7.4615461050191637E-2,null,3.3171299445770783E-2,2.1068499797648854E-2,0,0,2.9595271041222385E-5,1.1853464585636722E-2,5.4269394514460861E-2]
[2004,1,20,9,4.4528389655583013E-2,2.0658277364291433E-2,0,0,6.0365631720430322E-5,1.320012201479389E-2,7.8447154666388769E-2,null,3.3854321337580748E-2,2.2821291904814113E-2,0,0,2.9595271041222385E-5,1.320012201479389E-2,5.6705208513436085E-2]
[2004,1,20,10,4.0607877550420078E-2,2.1698862138267359E-2,0,0,6.0365631720430322E-5,1.5501928139957004E-2,7.7869033460364875E-2,null,3.0873609983708111E-2,2.3970830584145526E-2,0,0,2.9595271041222385E-5,1.5501928139957004E-2,5.4874035838894858E-2]
[2004,1,20,11,3.9780211552848756E-2,2.2010211098585277E-2,0,0,6.0365631720430322E-5,1.5453580730907105E-2,7.7304369014061569E-2,null,3.0244346925719767E-2,2.431477918074814E-2,0,0,2.9595271041222385E-5,1.5453580730907105E-2,5.4588721377509128E-2]
[2004,1,20,12,4.0354207319333861E-2,2.1775335716745545E-2,0,0,6.0365631720430322E-5,1.3875878102119071E-2,7.6065786769918903E-2,null,3.0680748000973139E-2,2.4055311290192831E-2,0,0,2.9595271041222385E-5,1.3875878102119071E-2,5.4765654562207194E-2]
[2004,1,20,13,3.8393586664076974E-2,2.1830279037442252E-2,0,0,6.0365631720430322E-5,1.3600175284915899E-2,7.3884406618155554E-2,null,2.9190115121644603E-2,2.411600742364715E-2,0,0,2.9595271041222385E-5,1.3600175284915899E-2,5.3335717816332978E-2]
[2004,1,20,14,3.711192942220725E-2,2.1894537586775318E-2,0,0,6.0365631720430322E-5,1.4061322852408782E-2,7.3128155493111788E-2,null,2.8215688773723557E-2,2.4186994132066732E-2,0,0,2.9595271041222385E-5,1.4061322852408782E-2,5.2432278176831514E-2]
[2004,1,20,15,3.643844982833469E-2,2.1396273028078099E-2,0,0,6.0365631720430322E-5,1.3033204136381881E-2,7.092829262451511E-2,null,2.7703651514760917E-2,2.3636559033373174E-2,0,0,2.9595271041222385E-5,1.3033204136381881E-2,5.1369805819175315E-2]
[2004,1,20,16,3.684566775451141E-2,2.1421967328852702E-2,0,0,6.0365631720430322E-5,1.3780050429584877E-2,7.2108051144669422E-2,null,2.8013253695164074E-2,2.3664943642986408E-2,0,0,2.9595271041222385E-5,1.3780050429584877E-2,5.1707792609191706E-2]
[2004,1,20,17,4.1866287473288202E-2,2.1065603098240258E-2,0,0,6.0365631720430322E-5,1.2439953311350626E-2,7.5432209514599516E-2,null,3.1830361715192212E-2,2.3271266474855307E-2,0,0,2.9595271041222385E-5,1.2439953311350626E-2,5.5131223461088744E-2]
[2004,1,20,18,4.7980870269418815E-2,2.0882475678235514E-2,0,0,6.0365631720430322E-5,1.2007315046583351E-2,8.0931026625958122E-2,null,3.647919479508991E-2,2.3068964790450213E-2,0,0,2.9595271041222385E-5,1.2007315046583351E-2,5.9577754856581344E-2]
[2004,1,20,19,5.0076048588468348E-2,2.0179102760137849E-2,1.21485E-3,1.6100000000000204E-6,6.0365631720430322E-5,1.0338486383449709E-2,8.1870463363776347E-2,null,3.8072130012852534E-2,2.2291945564752627E-2,4.8513085953617391E-4,2.987494535150007E-6,2.9595271041222385E-5,1.0338486383449709E-2,6.0881789202717709E-2]
[2004,1,20,20,5.0474501257174585E-2,1.9525058249227654E-2,1.21485E-3,1.6100000000000204E-6,6.0365631720430322E-5,8.2043087985827004E-3,7.9480693936705371E-2,null,3.8375068088730299E-2,2.1569419652305383E-2,4.8513085953617391E-4,2.987494535150007E-6,2.9595271041222385E-5,8.2043087985827004E-3,6.046220136614823E-2]
[2004,1,20,21,4.8509915352864759E-2,1.881458603576424E-2,1.21485E-3,1.6100000000000204E-6,6.0365631720430322E-5,7.9904777126698773E-3,7.6591804733019311E-2,null,3.6881420485162686E-2,2.0784557803091647E-2,4.8513085953617391E-4,2.987494535150007E-6,2.9595271041222385E-5,7.9904777126698773E-3,5.8183691913366878E-2]
[2004,1,20,22,4.4980660644658714E-2,1.8050262184698608E-2,1.21485E-3,1.6100000000000204E-6,6.0365631720430322E-5,8.3027901348996479E-3,7.2610538595977409E-2,null,3.4198176741161788E-2,1.9940205807647389E-2,4.8513085953617391E-4,2.987494535150007E-6,2.9595271041222385E-5,8.3027901348996479E-3,5.4656096173921725E-2]
[2004,1,20,23,4.2575843137299819E-2,1.7208304892914833E-2,1.21485E-3,1.6100000000000204E-6,6.0365631720430322E-5,7.1313564800156689E-3,6.8192330141950752E-2,null,3.236982711338314E-2,1.9010091801123431E-2,4.8513085953617391E-4,2.987494535150007E-6,2.9595271041222385E-5,7.1313564800156689E-3,5.1897632539619119E-2]
[2004,1,20,24,3.4540681058244663E-2,1.7025998530664079E-2,1.21485E-3,1.6100000000000204E-6,6.0365631720430322E-5,9.3021529297522623E-3,6.2145658150381443E-2,null,2.6260804058026138E-2,1.8808697142911477E-2,4.8513085953617391E-4,2.987494535150007E-6,2.9595271041222385E-5,9.3021529297522623E-3,4.558721482605016E-2]
[2004,1,21,1,2.384900555565226E-2,1.5706330953020008E-2,1.21485E-3,1.6100000000000204E-6,6.0365631720430322E-5,9.3120470783239276E-3,5.014420921871663E-2,null,1.8132070436586482E-2,1.7350854435329684E-2,4.8513085953617391E-4,2.987494535150007E-6,2.9595271041222385E-5,9.3120470783239276E-3,3.6000638497028711E-2]
[2004,1,21,2,2.1978500025105412E-2,1.5332701499860917E-2,1.21485E-3,1.6100000000000204E-6,6.0365631720430322E-5,1.0168353006198083E-2,4.875638016288484E-2,null,1.6709950845362614E-2,1.6938104298209421E-2,4.8513085953617391E-4,2.987494535150007E-6,2.9595271041222385E-5,1.0168353006198083E-2,3.4165768768684587E-2]
[2004,1,21,3,2.1284209790696916E-2,1.5233534323452686E-2,1.21485E-3,1.6100000000000204E-6,6.0365631720430322E-5,1.0475476931772929E-2,4.827004667764296E-2,null,1.6182091543038565E-2,1.682855387247546E-2,4.8513085953617391E-4,2.987494535150007E-6,2.9595271041222385E-5,1.0475476931772929E-2,3.3528359040626572E-2]
[2004,1,21,4,2.2474820636869272E-2,1.4750186908397604E-2,1.21485E-3,1.6100000000000204E-6,6.0365631720430322E-5,1.051550692696821E-2,4.9017340103955524E-2,null,1.7087296570350258E-2,1.6294597809445917E-2,4.8513085953617391E-4,2.987494535150007E-6,2.9595271041222385E-5,1.051550692696821E-2,3.3899608004908724E-2]
[2004,1,21,5,2.2911650691676892E-2,1.473842578048699E-2,1.21485E-3,1.6100000000000204E-6,6.0365631720430322E-5,1.0556008804390634E-2,4.9482910908274953E-2,null,1.7419412444284989E-2,1.6281605238553151E-2,4.8513085953617391E-4,2.987494535150007E-6,2.9595271041222385E-5,1.0556008804390634E-2,3.4218731307950688E-2]
[2004,1,21,6,2.4752412233872707E-2,1.5562508376007778E-2,1.21485E-3,1.6100000000000204E-6,6.0365631720430322E-5,1.0432559372149449E-2,5.202430561375037E-2,null,1.8818918090848256E-2,1.7191972987732698E-2,4.8513085953617391E-4,2.987494535150007E-6,2.9595271041222385E-5,1.0432559372149449E-2,3.6528604703693499E-2]
[2004,1,21,7,3.0304502508167835E-2,1.6852874642826206E-2,0,0,6.0365631720430322E-5,1.036232142987885E-2,5.7580064212593318E-2,null,2.3040095853958251E-2,1.861744640547711E-2,0,0,2.9595271041222385E-5,1.036232142987885E-2,4.1687137530476585E-2]
[2004,1,21,8,3.5687595353245602E-2,1.9028046749299535E-2,0,0,6.0365631720430322E-5,1.1280785006459638E-2,6.6056792740725206E-2,null,2.7132787199342329E-2,2.1020368813269068E-2,0,0,2.9595271041222385E-5,1.1280785006459638E-2,4.8182751283652625E-2]
[2004,1,21,9,3.8088161611431866E-2,2.0479490711752018E-2,0,0,6.0365631720430322E-5,1.2309902836689392E-2,7.0937920791593709E-2,null,2.8957904660930164E-2,2.2623785485748442E-2,0,0,2.9595271041222385E-5,1.2309902836689392E-2,5.1611285417719831E-2]
[2004,1,21,10,3.4921503539341134E-2,2.1223247376948251E-2,0,0,6.0365631720430322E-5,1.3739378773892962E-2,6.9944495321902778E-2,null,2.6550338145095876E-2,2.3445416818471936E-2,0,0,2.9595271041222385E-5,1.3739378773892962E-2,5.0025350234609037E-2]
[2004,1,21,11,3.3160978738367472E-2,2.1725233715675453E-2,0,0,6.0365631720430322E-5,1.3439571770879049E-2,6.8386149856642403E-2,null,2.5211835387732633E-2,2.3999963384301496E-2,0,0,2.9595271041222385E-5,1.3439571770879049E-2,4.9241394043075357E-2]
[2004,1,21,12,3.3535183120156097E-2,2.1538827221235502E-2,0,0,6.0365631720430322E-5,1.2824750130517541E-2,6.7959126103629572E-2,null,2.5496337825053863E-2,2.3794039291621799E-2,0,0,2.9595271041222385E-5,1.2824750130517541E-2,4.931997238771689E-2]
[2004,1,21,13,3.2805316205631249E-2,2.1221612198919378E-2,0,0,6.0365631720430322E-5,1.1340820560884422E-2,6.5428114597155487E-2,null,2.4941430062857376E-2,2.3443610429950027E-2,0,0,2.9595271041222385E-5,1.1340820560884422E-2,4.8414635763848628E-2]
[2004,1,21,14,3.0287464057416277E-2,2.1718605124135291E-2,0,0,6.0365631720430322E-5,1.2912415345919791E-2,6.4978850159191789E-2,null,2.3027141754533156E-2,2.3992640749418238E-2,0,0,2.9595271041222385E-5,1.2912415345919791E-2,4.7049377774992615E-2]
[2004,1,21,15,3.0137094882340593E-2,2.1310219263379664E-2,0,0,6.0365631720430322E-5,1.1441327227736661E-2,6.2949007005177346E-2,null,2.2912818141852479E-2,2.3541495052526167E-2,0,0,2.9595271041222385E-5,1.1441327227736661E-2,4.6483908465419874E-2]
[2004,1,21,16,3.1567521325218666E-2,2.0919112967038116E-2,0,0,6.0365631720430322E-5,1.1263470626929544E-2,6.3810470550906759E-2,null,2.4000351664208261E-2,2.3109438168148706E-2,0,0,2.9595271041222385E-5,1.1263470626929544E-2,4.7139385103398192E-2]
[2004,1,21,17,3.5847705818097715E-2,2.0494042812451877E-2,0,0,6.0365631720430322E-5,1.0399004745470168E-2,6.680111900774019E-2,null,2.7254516980467106E-2,2.2639861256832521E-2,0,0,2.9595271041222385E-5,1.0399004745470168E-2,4.9923973508340852E-2]
[2004,1,21,18,4.2188048658632481E-2,2.0408572413895633E-2,0,0,6.0365631720430322E-5,9.6331725645622084E-3,7.2290159268810758E-2,null,3.2074992312589985E-2,2.2545441723186194E-2,0,0,2.9595271041222385E-5,9.6331725645622084E-3,5.4650029306817408E-2]
[2004,1,21,19,4.4587186966831845E-2,1.938097672428165E-2,1.21485E-3,1.6100000000000204E-6,6.0365631720430322E-5,7.7983939738042584E-3,7.304338329663819E-2,null,3.3899024123470831E-2,2.1410252143761462E-2,4.8513085953617391E-4,2.987494535150007E-6,2.9595271041222385E-5,7.7983939738042584E-3,5.5826989892344844E-2]
[2004,1,21,20,4.4051875121052318E-2,1.8239490611628797E-2,1.21485E-3,1.6100000000000204E-6,6.0365631720430322E-5,5.3324632639484646E-3,6.8900654628350017E-2,null,3.3492033900311899E-2,2.0149247301839309E-2,4.8513085953617391E-4,2.987494535150007E-6,2.9595271041222385E-5,5.3324632639484646E-3,5.4158994827263759E-2]
[2004,1,21,21,4.0818531592741715E-2,1.8081690227730547E-2,1.21485E-3,1.6100000000000204E-6,6.0365631720430322E-5,7.1993705684030148E-3,6.7376418020595713E-2,null,3.1033767350614437E-2,1.9974924508116998E-2,4.8513085953617391E-4,2.987494535150007E-6,2.9595271041222385E-5,7.1993705684030148E-3,5.1526405483843983E-2]
[2004,1,21,22,3.8568119369091589E-2,1.7408502972206714E-2,1.21485E-3,1.6100000000000204E-6,6.0365631720430322E-5,7.1189716970796822E-3,6.4372419670098421E-2,null,2.9322809933318331E-2,1.923125151960995E-2,4.8513085953617391E-4,2.987494535150007E-6,2.9595271041222385E-5,7.1189716970796822E-3,4.9071775078040829E-2]
[2004,1,21,23,3.5566582898237775E-2,1.6531365603680306E-2,1.21485E-3,1.6100000000000204E-6,6.0365631720430322E-5,6.3863756521095293E-3,5.9761149785748049E-2,null,2.7040783096580649E-2,1.8262273924103248E-2,4.8513085953617391E-4,2.987494535150007E-6,2.9595271041222385E-5,6.3863756521095293E-3,4.5820770645796441E-2]
[2004,1,21,24,2.9407891058489774E-2,1.574864249380949E-2,1.21485E-3,1.6100000000000204E-6,6.0365631720430322E-5,8.0166753556296846E-3,5.4450034539649382E-2,null,2.2358414518362291E-2,1.7397596184715251E-2,4.8513085953617391E-4,2.987494535150007E-6,2.9595271041222385E-5,8.0166753556296846E-3,4.027372432819009E-2]
[2004,1,22,1,2.9161868969685707E-2,1.6043722943108667E-2,1.21485E-3,1.6100000000000204E-6,6.0365631720430322E-5,1.1023235832759886E-2,5.7505653377274694E-2,null,2.2171367312861758E-2,1.7723572884035803E-2,4.8513085953617391E-4,2.987494535150007E-6,2.9595271041222385E-5,1.1023235832759886E-2,4.0412653822010106E-2]
[2004,1,22,2,2.8289476662229914E-2,1.5697938401797899E-2,1.21485E-3,1.6100000000000204E-6,6.0365631720430322E-5,1.1412565585588768E-2,5.6676806281337019E-2,null,2.1508099457511885E-2,1.7341583146253232E-2,4.8513085953617391E-4,2.987494535150007E-6,2.9595271041222385E-5,1.1412565585588768E-2,3.9367396228877666E-2]
[2004,1,22,3,2.8300518162752662E-2,1.5481280621942045E-2,1.21485E-3,1.6100000000000204E-6,6.0365631720430322E-5,1.1363928465865121E-2,5.6422552882280264E-2,null,2.1516494158277787E-2,1.7102240322534254E-2,4.8513085953617391E-4,2.987494535150007E-6,2.9595271041222385E-5,1.1363928465865121E-2,3.9136448105924593E-2]
[2004,1,22,4,2.8814153505519986E-2,1.5058356162562868E-2,1.21485E-3,1.6100000000000204E-6,6.0365631720430322E-5,1.1802054021665533E-2,5.6951389321468829E-2,null,2.1907004034760671E-2,1.6635033770362524E-2,4.8513085953617391E-4,2.987494535150007E-6,2.9595271041222385E-5,1.1802054021665533E-2,3.905975143023574E-2]
[2004,1,22,5,3.0035372383773153E-2,1.5000109586624259E-2,1.21485E-3,1.6100000000000204E-6,6.0365631720430322E-5,1.1954386358083373E-2,5.8266693960201212E-2,null,2.2835479927279703E-2,1.6570688515987704E-2,4.8513085953617391E-4,2.987494535150007E-6,2.9595271041222385E-5,1.1954386358083373E-2,3.9923882068379955E-2]
[2004,1,22,6,3.2150541596438029E-2,1.5623690427689404E-2,1.21485E-3,1.6100000000000204E-6,6.0365631720430322E-5,1.1312332075663669E-2,6.0363389731511542E-2,null,2.4443613946110904E-2,1.7259561075361692E-2,4.8513085953617391E-4,2.987494535150007E-6,2.9595271041222385E-5,1.1312332075663669E-2,4.2220888646585145E-2]
[2004,1,22,7,3.8897883898552484E-2,1.6514128739480865E-2,0,0,6.0365631720430322E-5,1.0813279282753316E-2,6.6285657552507093E-2,null,2.9573525363012866E-2,1.8243232282707775E-2,0,0,2.9595271041222385E-5,1.0813279282753316E-2,4.784635291676187E-2]
[2004,1,22,8,4.4485490209511022E-2,1.8294242203905488E-2,0,0,6.0365631720430322E-5,1.2415406121442775E-2,7.5255504166579723E-2,null,3.3821705479613308E-2,2.0209731632045834E-2,0,0,2.9595271041222385E-5,1.2415406121442775E-2,5.4061032382700366E-2]
[2004,1,22,9,4.539960432157357E-2,1.9807858891799108E-2,0,0,6.0365631720430322E-5,1.3852236755026403E-2,7.9120065600119513E-2,null,3.4516693848344999E-2,{"$f":"F515*W$5","v":2.1881830793911403E-2},{"$f":"G515*X$5","v":0},{"$f":"H515*Y$5","v":0},{"$f":"I515*Z$5","v":2.9595271041222385E-5},{"$f":"J515","v":1.3852236755026403E-2},5.6428119913297631E-2]
[2004,1,22,10,4.1459036667153379E-2,2.082603430905991E-2,0,0,6.0365631720430322E-5,1.6191552453573635E-2,7.8536989061507356E-2,null,{"$f":"E516*V$5","v":3.1520734536609786E-2},2.3006613756104518E-2,0,0,2.9595271041222385E-5,1.6191552453573635E-2,{"$f":"SUM(M516:Q516)","v":5.4556943563755525E-2}]
[2004,1,22,11,4.0550435841528371E-2,2.1333171118269035E-2,0,0,6.0365631720430322E-5,1.602350262788468E-2,7.7967475219402518E-2,null,3.0829937843618586E-2,2.3566850069837178E-2,0,0,2.9595271041222385E-5,1.602350262788468E-2,5.4426383184496989E-2]
[2004,1,22,12,4.1140555464632751E-2,2.1038760970327565E-2,0,0,6.0365631720430322E-5,1.4478590281077772E-2,7.671827234775852E-2,null,3.1278597664975566E-2,2.3241613855440834E-2,0,0,2.9595271041222385E-5,1.4478590281077772E-2,5.4549806791457628E-2]
[2004,1,22,13,3.9285471725875376E-2,2.0769539490351624E-2,0,0,6.0365631720430322E-5,1.4402805424685044E-2,7.4518182272632474E-2,null,2.9868203049635177E-2,2.2944203675819706E-2,0,0,2.9595271041222385E-5,1.4402805424685044E-2,5.2842001996496107E-2]
[2004,1,22,14,3.8000941966358406E-2,2.0820437851363484E-2,0,0,6.0365631720430322E-5,1.4873691494340854E-2,7.375543694378317E-2,null,2.8891592766111925E-2,2.3000431324119951E-2,0,0,2.9595271041222385E-5,1.4873691494340854E-2,5.1921619361273097E-2]
[2004,1,22,15,3.727026947998166E-2,2.0439350885878522E-2,0,0,6.0365631720430322E-5,1.3766722036873352E-2,7.1536708034453958E-2,null,2.8336072538732087E-2,2.257944283959679E-2,0,0,2.9595271041222385E-5,1.3766722036873352E-2,5.0945110649370101E-2]
[2004,1,22,16,3.7623003366382433E-2,2.0589059850915987E-2,0,0,6.0365631720430322E-5,1.4454162102879415E-2,7.2726590951898276E-2,null,2.8604251254136591E-2,2.2744827006516401E-2,0,0,2.9595271041222385E-5,1.4454162102879415E-2,5.1378673531694216E-2]
[2004,1,22,17,4.2699703131113133E-2,2.0180029566408762E-2,0,0,6.0365631720430322E-5,1.3139166108973524E-2,7.6079264438215846E-2,null,3.2463996160677688E-2,2.2292969411807962E-2,0,0,2.9595271041222385E-5,1.3139166108973524E-2,5.4786560843526871E-2]
[2004,1,22,18,4.8826528084007011E-2,2.0064549160720747E-2,0,0,6.0365631720430322E-5,1.2673799593242364E-2,8.1625242469690551E-2,null,3.7122136783743556E-2,2.2165397688327863E-2,0,0,2.9595271041222385E-5,1.2673799593242364E-2,5.9317129743112644E-2]
[2004,1,22,19,5.0872558641423087E-2,1.9517079966541617E-2,1.21485E-3,1.6100000000000204E-6,6.0365631720430322E-5,1.0906268951422748E-2,8.2572733191107889E-2,null,3.8677705635279343E-2,2.1560606007543698E-2,4.8513085953617391E-4,2.987494535150007E-6,2.9595271041222385E-5,1.0906268951422748E-2,6.0756025267935589E-2]
[2004,1,22,20,5.1120639815295237E-2,1.9274085600255331E-2,1.21485E-3,1.6100000000000204E-6,6.0365631720430322E-5,8.4909162717153042E-3,8.0162467318986311E-2,null,3.886631833479607E-2,2.1292169038359128E-2,4.8513085953617391E-4,2.987494535150007E-6,2.9595271041222385E-5,8.4909162717153042E-3,6.0676200998267746E-2]
[2004,1,22,21,4.9145435608095575E-2,1.8539998968822222E-2,1.21485E-3,1.6100000000000204E-6,6.0365631720430322E-5,8.2865393851807214E-3,7.7248799593818945E-2,null,3.7364597781793886E-2,2.0481220235419997E-2,4.8513085953617391E-4,2.987494535150007E-6,2.9595271041222385E-5,8.2865393851807214E-3,5.8363531642326431E-2]
[2004,1,22,22,4.5590291161188227E-2,1.7775156069475769E-2,1.21485E-3,1.6100000000000204E-6,6.0365631720430322E-5,8.5911089904638725E-3,7.3233381852848306E-2,null,3.4661670426054073E-2,1.9636294845005748E-2,4.8513085953617391E-4,2.987494535150007E-6,2.9595271041222385E-5,8.5911089904638725E-3,5.4815678896172365E-2]
[2004,1,22,23,4.320758006696615E-2,1.6858480558631091E-2,1.21485E-3,1.6100000000000204E-6,6.0365631720430322E-5,7.4343919731435512E-3,6.8777278230461231E-2,null,3.285012799969779E-2,1.8623639285876629E-2,4.8513085953617391E-4,2.987494535150007E-6,2.9595271041222385E-5,7.4343919731435512E-3,5.1991480910686963E-2]
[2004,1,22,24,3.5253444633136503E-2,1.6313936770405321E-2,1.21485E-3,1.6100000000000204E-6,6.0365631720430322E-5,9.8345310660309469E-3,6.2678738101293208E-2,null,2.6802708386674721E-2,1.8022079314204718E-2,4.8513085953617391E-4,2.987494535150007E-6,2.9595271041222385E-5,9.8345310660309469E-3,4.5342501325991991E-2]
[2004,1,23,1,2.9562171782954311E-2,1.5802617349378691E-2,1.21485E-3,1.6100000000000204E-6,6.0365631720430322E-5,1.0782786491730192E-2,5.7424401255783623E-2,null,2.2475712028167078E-2,1.7457222450388016E-2,4.8513085953617391E-4,2.987494535150007E-6,2.9595271041222385E-5,1.0782786491730192E-2,4.0450648103667643E-2]
[2004,1,23,2,2.8521011203783506E-2,1.5222960892386861E-2,1.21485E-3,1.6100000000000204E-6,6.0365631720430322E-5,1.1691173991009062E-2,5.671197171889987E-2,null,2.1684131980383999E-2,1.6816873355628217E-2,4.8513085953617391E-4,2.987494535150007E-6,2.9595271041222385E-5,1.1691173991009062E-2,3.9018718961124764E-2]
[2004,1,23,3,2.8164635577337831E-2,1.5013527165385796E-2,1.21485E-3,1.6100000000000204E-6,6.0365631720430322E-5,1.1728408959423817E-2,5.6183397333867874E-2,null,2.1413184500183334E-2,1.6585510975584559E-2,4.8513085953617391E-4,2.987494535150007E-6,2.9595271041222385E-5,1.1728408959423817E-2,3.8516409100880444E-2]
[2004,1,23,4,2.9511697705669412E-2,1.4508703195854396E-2,1.21485E-3,1.6100000000000204E-6,6.0365631720430322E-5,1.1708584095309621E-2,5.7005810628553859E-2,null,2.2437337282418632E-2,1.6027829666244747E-2,4.8513085953617391E-4,2.987494535150007E-6,2.9595271041222385E-5,1.1708584095309621E-2,3.8982880573775927E-2]
[2004,1,23,5,3.0371661681132596E-2,1.4484216101686376E-2,1.21485E-3,1.6100000000000204E-6,6.0365631720430322E-5,1.1941754771785298E-2,5.8074458186324701E-2,null,2.3091156048137766E-2,1.6000778663198625E-2,4.8513085953617391E-4,2.987494535150007E-6,2.9595271041222385E-5,1.1941754771785298E-2,3.9609648336448935E-2]
[2004,1,23,6,3.1856945160439396E-2,1.4981791891844039E-2,1.21485E-3,1.6100000000000204E-6,6.0365631720430322E-5,1.1529839546402599E-2,5.9645402230406465E-2,null,2.4220396619709792E-2,1.6550452876189135E-2,4.8513085953617391E-4,2.987494535150007E-6,2.9595271041222385E-5,1.1529839546402599E-2,4.1288563121011479E-2]
[2004,1,23,7,3.9686615057921711E-2,1.6145609827881845E-2,0,0,6.0365631720430322E-5,1.0369876171397154E-2,6.6262466688921134E-2,null,3.0173186799790214E-2,1.783612778383108E-2,0,0,2.9595271041222385E-5,1.0369876171397154E-2,4.8038909854662519E-2]
[2004,1,23,8,4.4811330684585572E-2,1.8471792599939536E-2,0,0,6.0365631720430322E-5,1.1962225105513011E-2,7.5305714021758549E-2,null,3.4069437504806378E-2,2.0405872352990566E-2,0,0,2.9595271041222385E-5,1.1962225105513011E-2,5.4504905128838169E-2]
[2004,1,23,9,4.5404497960095651E-2,1.974209879515532E-2,0,0,6.0365631720430322E-5,1.2828638085072421E-2,7.8035600472043831E-2,null,3.4520414414310176E-2,2.1809185319425196E-2,0,0,2.9595271041222385E-5,1.2828638085072421E-2,5.6359195004776597E-2]
[2004,1,23,10,4.3260829327839333E-2,2.086318559904117E-2,0,0,6.0365631720430322E-5,1.4621097854628043E-2,7.8805478413228977E-2,null,3.2890612679304057E-2,2.3047654953216541E-2,0,0,2.9595271041222385E-5,1.4621097854628043E-2,5.5967862903561823E-2]
[2004,1,23,11,4.0854143729029811E-2,2.1386918000115739E-2,0,0,6.0365631720430322E-5,1.5051286928001556E-2,7.7352714288867544E-2,null,3.1060842767325892E-2,2.3626224491913501E-2,0,0,2.9595271041222385E-5,1.5051286928001556E-2,5.4716662530280617E-2]
[2004,1,23,12,3.9897081872010409E-2,2.1280388126440064E-2,0,0,6.0365631720430322E-5,1.472941738297453E-2,7.5967253013145442E-2,null,3.0333201819649849E-2,2.3508540461398067E-2,0,0,2.9595271041222385E-5,1.472941738297453E-2,5.3871337552089144E-2]
[2004,1,23,13,3.9664140711733013E-2,2.0784558645332629E-2,0,0,6.0365631720430322E-5,1.2340902361001009E-2,7.284996734978709E-2,null,3.0156099863936272E-2,2.2960795403868514E-2,0,0,2.9595271041222385E-5,1.2340902361001009E-2,5.3146490538846014E-2]
[2004,1,23,14,3.6833122474078779E-2,2.0910190901839883E-2,0,0,6.0365631720430322E-5,1.3829903571898448E-2,7.1633582579537544E-2,null,2.8003715691245195E-2,2.30995819226016E-2,0,0,2.9595271041222385E-5,1.3829903571898448E-2,5.1132892884888023E-2]
[2004,1,23,15,3.6516117738577894E-2,2.0598739400807833E-2,0,0,6.0365631720430322E-5,1.3289583401831256E-2,7.0464806172937419E-2,null,2.7762701357149776E-2,2.2755520048810957E-2,0,0,2.9595271041222385E-5,1.3289583401831256E-2,5.0547816677001957E-2]
[2004,1,23,16,3.8807699376702726E-2,1.9748799739629733E-2,0,0,6.0365631720430322E-5,1.0536348755401758E-2,6.9153213503454644E-2,null,2.9504959313218723E-2,2.1816587882920294E-2,0,0,2.9595271041222385E-5,1.0536348755401758E-2,5.1351142467180241E-2]
[2004,1,23,17,4.1894973480242251E-2,1.9515097649000859E-2,0,0,6.0365631720430322E-5,8.3607354711809113E-3,6.9831172232144453E-2,null,3.1852171291168935E-2,2.1558416132441922E-2,0,0,2.9595271041222385E-5,8.3607354711809113E-3,5.3440182694652082E-2]
[2004,1,23,18,4.7525884327386483E-2,1.9446277458750424E-2,0,0,6.0365631720430322E-5,7.6855157541186464E-3,7.4718043171975987E-2,null,3.6133275250170703E-2,2.1482390158787178E-2,0,0,2.9595271041222385E-5,7.6855157541186464E-3,5.7645260679999102E-2]
[2004,1,23,19,4.9102350585619785E-2,1.905568217111404E-2,1.21485E-3,1.6100000000000204E-6,6.0365631720430322E-5,7.2513964240653941E-3,7.6686254812519644E-2,null,3.7331840832642696E-2,2.1050897788024322E-2,4.8513085953617391E-4,2.987494535150007E-6,2.9595271041222385E-5,7.2513964240653941E-3,5.8900452245779569E-2]
[2004,1,23,20,4.7242090744427222E-2,1.8764426201132212E-2,1.21485E-3,1.6100000000000204E-6,6.0365631720430322E-5,6.5778169564512075E-3,7.3861159533731083E-2,null,3.5917510897914555E-2,2.0729146008204368E-2,4.8513085953617391E-4,2.987494535150007E-6,2.9595271041222385E-5,6.5778169564512075E-3,5.7164370531231468E-2]
[2004,1,23,21,4.5370030487942165E-2,1.8241153625751069E-2,1.21485E-3,1.6100000000000204E-6,6.0365631720430322E-5,6.4566650960365965E-3,7.1344674841450267E-2,null,3.4494209269974083E-2,2.0151084441018777E-2,4.8513085953617391E-4,2.987494535150007E-6,2.9595271041222385E-5,6.4566650960365965E-3,5.5163007336105407E-2]
[2004,1,23,22,4.3235223810647046E-2,1.7239844800199911E-2,1.21485E-3,1.6100000000000204E-6,6.0365631720430322E-5,6.1800075007862982E-3,6.7931901743353687E-2,null,3.2871145157263679E-2,1.9044934078536538E-2,4.8513085953617391E-4,2.987494535150007E-6,2.9595271041222385E-5,6.1800075007862982E-3,5.2433792860912765E-2]
[2004,1,23,23,4.121133769544251E-2,1.6235771868527277E-2,1.21485E-3,1.6100000000000204E-6,6.0365631720430322E-5,5.9019084999375375E-3,6.4625843695627752E-2,null,3.1332412420131975E-2,1.7935730195591693E-2,4.8513085953617391E-4,2.987494535150007E-6,2.9595271041222385E-5,5.9019084999375375E-3,4.9785856240836215E-2]
[2004,1,23,24,3.7197638953702296E-2,1.5393445140551883E-2,1.21485E-3,1.6100000000000204E-6,6.0365631720430322E-5,7.8015216803238099E-3,6.1669431406298415E-2,null,2.8280852549987873E-2,1.7005208071245496E-2,4.8513085953617391E-4,2.987494535150007E-6,2.9595271041222385E-5,7.8015216803238099E-3,4.5803774246345921E-2]
[2004,1,24,1,3.1329018022180917E-2,1.478583220998945E-2,1.21485E-3,1.6100000000000204E-6,6.0365631720430322E-5,8.0536589477930298E-3,5.544533481168383E-2,null,2.3819020887964885E-2,1.6333975334411707E-2,4.8513085953617391E-4,2.987494535150007E-6,2.9595271041222385E-5,8.0536589477930298E-3,4.0670709847489141E-2]
[2004,1,24,2,2.9622737274812749E-2,1.3804119464776785E-2,1.21485E-3,1.6100000000000204E-6,6.0365631720430322E-5,8.9771688565231707E-3,5.3680851227833136E-2,null,2.2521759137420379E-2,1.5249472850003176E-2,4.8513085953617391E-4,2.987494535150007E-6,2.9595271041222385E-5,8.9771688565231707E-3,3.8288945612536103E-2]
[2004,1,24,3,2.8837143326377889E-2,1.3414174710797816E-2,1.21485E-3,1.6100000000000204E-6,6.0365631720430322E-5,9.4444750702735621E-3,5.2972618739169697E-2,null,2.1924482878905652E-2,1.4818699126697121E-2,4.8513085953617391E-4,2.987494535150007E-6,2.9595271041222385E-5,9.4444750702735621E-3,3.7260895630715322E-2]
[2004,1,24,4,2.8486836130499165E-2,1.3177908498476679E-2,1.21485E-3,1.6100000000000204E-6,6.0365631720430322E-5,9.6738942180021395E-3,5.2615464478698422E-2,null,2.1658149142880723E-2,1.4557694779454426E-2,4.8513085953617391E-4,2.987494535150007E-6,2.9595271041222385E-5,9.6738942180021395E-3,3.6733557547447698E-2]
[2004,1,24,5,2.8896919758672628E-2,1.31493067311698E-2,1.21485E-3,1.6100000000000204E-6,6.0365631720430322E-5,9.9413639209417828E-3,5.3264416042504641E-2,null,2.1969930077040886E-2,1.4526098278488081E-2,4.8513085953617391E-4,2.987494535150007E-6,2.9595271041222385E-5,9.9413639209417828E-3,3.7013741980641515E-2]
[2004,1,24,6,3.0057972698283725E-2,1.3254868767424609E-2,1.21485E-3,1.6100000000000204E-6,6.0365631720430322E-5,9.7963676840050803E-3,5.4386034781433855E-2,null,2.2852662635113721E-2,1.4642713134652308E-2,4.8513085953617391E-4,2.987494535150007E-6,2.9595271041222385E-5,9.7963676840050803E-3,3.8013089394878574E-2]
[2004,1,24,7,3.2960550138556859E-2,1.410216143880948E-2,0,0,6.0365631720430322E-5,9.5715315634005531E-3,5.6694608772487332E-2,null,2.5059452283925976E-2,1.5578721159014852E-2,0,0,2.9595271041222385E-5,9.5715315634005531E-3,4.0667768713982054E-2]
[2004,1,24,8,3.8812649237643423E-2,1.5234197356139477E-2,0,0,6.0365631720430322E-5,8.2273744266155684E-3,6.2334586652118898E-2,null,2.9508722624314383E-2,1.6829286327666223E-2,0,0,2.9595271041222385E-5,8.2273744266155684E-3,4.636760422302183E-2]
[2004,1,24,9,4.1281930684533473E-2,1.6243054022043013E-2,0,0,6.0365631720430322E-5,9.3177551291199756E-3,6.6903105467416901E-2,null,3.1386083297416129E-2,1.7943774823328446E-2,0,0,2.9595271041222385E-5,9.3177551291199756E-3,4.9359453391785796E-2]
[2004,1,24,10,4.3093996668302076E-2,1.6887288441536322E-2,0,0,6.0365631720430322E-5,1.0464900100957327E-2,7.0506550842516155E-2,null,3.2763772106149183E-2,1.8655463483671374E-2,0,0,2.9595271041222385E-5,1.0464900100957327E-2,5.1448830860861786E-2]
[2004,1,24,11,4.403412382096672E-2,1.6784984837444162E-2,0,0,6.0365631720430322E-5,1.0385454776593086E-2,7.1264929066724395E-2,null,3.347853783135666E-2,1.8542448232170428E-2,0,0,2.9595271041222385E-5,1.0385454776593086E-2,5.2050581334568316E-2]
[2004,1,24,12,4.4106879599822742E-2,1.6508684932336641E-2,0,0,6.0365631720430322E-5,9.2470121329155698E-3,6.9922942296795382E-2,null,3.353385304790972E-2,1.8237218484474696E-2,0,0,2.9595271041222385E-5,9.2470121329155698E-3,5.1800666803425641E-2]
[2004,1,24,13,4.4411188049146351E-2,1.6032524767858228E-2,0,0,6.0365631720430322E-5,8.2942138302095278E-3,6.8798292278934539E-2,null,3.3765214570498504E-2,1.7711202209478336E-2,0,0,2.9595271041222385E-5,8.2942138302095278E-3,5.1506012051018069E-2]
[2004,1,24,14,4.2488806017979823E-2,1.5821962462648879E-2,0,0,6.0365631720430322E-5,7.8298218682088441E-3,6.6200955980557974E-2,null,3.2303653990381209E-2,1.7478593084012763E-2,0,0,2.9595271041222385E-5,7.8298218682088441E-3,4.9811842345435196E-2]
[2004,1,24,15,4.1700852340927873E-2,1.5704237697974546E-2,0,0,6.0365631720430322E-5,8.2385290056958202E-3,6.5703984676318661E-2,null,3.1704583662700937E-2,1.7348542007067574E-2,0,0,2.9595271041222385E-5,8.2385290056958202E-3,4.9082720940809732E-2]
[2004,1,24,16,4.0811860918041995E-2,1.555483163952689E-2,0,0,6.0365631720430322E-5,8.6720483435690568E-3,6.5099106532858372E-2,null,3.1028695728519646E-2,1.7183492462419899E-2,0,0,2.9595271041222385E-5,8.6720483435690568E-3,4.8241783461980769E-2]
[2004,1,24,17,4.5638399050190515E-2,1.5280649678618224E-2,0,0,6.0365631720430322E-5,6.5665629213346472E-3,6.7545977281863817E-2,null,3.4698246191442253E-2,1.6880602417205057E-2,0,0,2.9595271041222385E-5,6.5665629213346472E-3,5.1608443879688534E-2]
[2004,1,24,18,5.1252575518262629E-2,1.5409635501370086E-2,0,0,6.0365631720430322E-5,6.5940887073346012E-3,7.3316665358687749E-2,null,3.8966627232528632E-2,1.7023093635649581E-2,0,0,2.9595271041222385E-5,6.5940887073346012E-3,5.6019316139219441E-2]
[2004,1,24,19,5.2327900515726528E-2,1.4897651088470973E-2,1.21485E-3,1.6100000000000204E-6,6.0365631720430322E-5,3.7397843050888079E-3,7.2242161541006752E-2,null,3.9784182016971897E-2,1.645750215232087E-2,4.8513085953617391E-4,2.987494535150007E-6,2.9595271041222385E-5,3.7397843050888079E-3,5.6759397794405315E-2]
[2004,1,24,20,4.9776095326251261E-2,1.4456964083326815E-2,1.21485E-3,1.6100000000000204E-6,6.0365631720430322E-5,3.922168953062073E-3,6.9432053994360587E-2,null,3.7844079679034102E-2,1.5970673235964218E-2,4.8513085953617391E-4,2.987494535150007E-6,2.9595271041222385E-5,3.922168953062073E-3,5.4332466540110869E-2]
[2004,1,24,21,4.6515113804878445E-2,1.4500808995598496E-2,1.21485E-3,1.6100000000000204E-6,6.0365631720430322E-5,6.0085725424978732E-3,6.830132097469524E-2,null,3.5364800343886928E-2,1.6019108907721756E-2,4.8513085953617391E-4,2.987494535150007E-6,2.9595271041222385E-5,6.0085725424978732E-3,5.1901622876721232E-2]
[2004,1,24,22,4.2126769623025404E-2,1.39092071015117E-2,1.21485E-3,1.6100000000000204E-6,6.0365631720430322E-5,6.7543604629751374E-3,6.4067162819232665E-2,null,3.2028402705852679E-2,1.5365563634884396E-2,4.8513085953617391E-4,2.987494535150007E-6,2.9595271041222385E-5,6.7543604629751374E-3,4.7911679965849621E-2]
[2004,1,24,23,4.0013589318123009E-2,1.3341597706797147E-2,1.21485E-3,1.6100000000000204E-6,6.0365631720430322E-5,6.073345204042277E-3,6.070535786068286E-2,null,3.0421780826198817E-2,1.4738522983998066E-2,4.8513085953617391E-4,2.987494535150007E-6,2.9595271041222385E-5,6.073345204042277E-3,4.5678017435309429E-2]
[2004,1,24,24,3.6109244677626162E-2,1.3133672131496101E-2,1.21485E-3,1.6100000000000204E-6,6.0365631720430322E-5,7.8709621440624204E-3,5.8390704584905126E-2,null,2.7453361373027129E-2,1.4508826665919593E-2,4.8513085953617391E-4,2.987494535150007E-6,2.9595271041222385E-5,7.8709621440624204E-3,4.2479901664059266E-2]
[2004,1,25,1,3.3170673495292763E-2,1.3424798534431816E-2,1.21485E-3,1.6100000000000204E-6,6.0365631720430322E-5,1.0270165901683413E-2,5.8142463563128431E-2,null,2.5219206177890936E-2,{"$f":"F579*W$5","v":1.4830435312441045E-2},{"$f":"G579*X$5","v":4.8513085953617391E-4},{"$f":"H579*Y$5","v":2.987494535150007E-6},{"$f":"I579*Z$5","v":2.9595271041222385E-5},{"$f":"J579","v":1.0270165901683413E-2},4.0567355115444528E-2]
[2004,1,25,2,3.0687667377109932E-2,1.3210770865566202E-2,1.21485E-3,1.6100000000000204E-6,6.0365631720430322E-5,1.1024376170828042E-2,5.6199640045224604E-2,null,{"$f":"E580*V$5","v":2.3331410826243834E-2},1.4593997984160618E-2,4.8513085953617391E-4,2.987494535150007E-6,2.9595271041222385E-5,1.1024376170828042E-2,{"$f":"SUM(M580:Q580)","v":3.8443122435517001E-2}]
[2004,1,25,3,2.9887507958638742E-2,1.3072829965939734E-2,1.21485E-3,1.6100000000000204E-6,6.0365631720430322E-5,1.1140457204744615E-2,5.5377620761043522E-2,null,2.2723060641479876E-2,1.4441614052021642E-2,4.8513085953617391E-4,2.987494535150007E-6,2.9595271041222385E-5,1.1140457204744615E-2,3.7682388318614063E-2]
[2004,1,25,4,3.0064184138948638E-2,1.2796819785083463E-2,1.21485E-3,1.6100000000000204E-6,6.0365631720430322E-5,1.0928100088538522E-2,5.5065929644291051E-2,null,2.2857385107897171E-2,1.4136704364009158E-2,4.8513085953617391E-4,2.987494535150007E-6,2.9595271041222385E-5,1.0928100088538522E-2,3.7511803097018875E-2]
[2004,1,25,5,2.9578631035137061E-2,1.3020011883554755E-2,1.21485E-3,1.6100000000000204E-6,6.0365631720430322E-5,1.181222314503632E-2,5.5687691695448564E-2,null,2.2488225770897978E-2,1.4383265678887508E-2,4.8513085953617391E-4,2.987494535150007E-6,2.9595271041222385E-5,1.181222314503632E-2,3.7389205074898034E-2]
[2004,1,25,6,3.1372322963426139E-2,1.2971883175518929E-2,1.21485E-3,1.6100000000000204E-6,6.0365631720430322E-5,1.1101868628760199E-2,5.6722900399425694E-2,null,2.3851945038327393E-2,1.4330097678685047E-2,4.8513085953617391E-4,2.987494535150007E-6,2.9595271041222385E-5,1.1101868628760199E-2,3.869975634212499E-2]
[2004,1,25,7,3.5450919268280805E-2,1.3501938155231531E-2,0,0,6.0365631720430322E-5,1.0469674467556525E-2,5.9482897522789298E-2,null,2.6952845631832395E-2,1.491565179843614E-2,0,0,2.9595271041222385E-5,1.0469674467556525E-2,4.1898092701309758E-2]
[2004,1,25,8,3.8681670864908056E-2,1.4667989745812382E-2,0,0,6.0365631720430322E-5,1.0636795784476018E-2,6.4046822026916889E-2,null,2.9409141571571314E-2,1.6203794234296551E-2,0,0,2.9595271041222385E-5,1.0636795784476018E-2,4.564253107690909E-2]
[2004,1,25,9,4.4168618632248538E-2,1.5012433263175974E-2,0,0,6.0365631720430322E-5,8.7637213834431855E-3,6.8005138910588125E-2,null,3.3580792383892472E-2,1.658430253689408E-2,0,0,2.9595271041222385E-5,8.7637213834431855E-3,5.0194690191827776E-2]
[2004,1,25,10,4.6831412676147072E-2,1.562735772366005E-2,0,0,6.0365631720430322E-5,8.9792094117264569E-3,7.1498345443254008E-2,null,3.5605278019128876E-2,1.7263612353712331E-2,0,0,2.9595271041222385E-5,8.9792094117264569E-3,5.2898485643882429E-2]
[2004,1,25,11,4.5790460499981513E-2,1.6343008254250807E-2,0,0,6.0365631720430322E-5,1.2500543065437278E-2,7.4694377451390029E-2,null,3.4813856417280215E-2,1.8054194713143585E-2,0,0,2.9595271041222385E-5,1.2500543065437278E-2,5.2897646401465021E-2]
[2004,1,25,12,4.5292988512424831E-2,1.6453555195439128E-2,0,0,6.0365631720430322E-5,1.1966932726982215E-2,7.3773842066566606E-2,null,3.4435635317135914E-2,1.817631641620503E-2,0,0,2.9595271041222385E-5,1.1966932726982215E-2,5.2641547004382172E-2]
[2004,1,25,13,4.4068762437954136E-2,1.6429993305400771E-2,0,0,6.0365631720430322E-5,1.1425334063971422E-2,7.198445543904676E-2,null,3.3504873094752703E-2,1.81502874903216E-2,0,0,2.9595271041222385E-5,1.1425334063971422E-2,5.1684755856115525E-2]
[2004,1,25,14,4.2658719090312359E-2,1.6657880319169344E-2,0,0,6.0365631720430322E-5,1.1583593233657527E-2,7.096055827485967E-2,null,3.2432836558955867E-2,1.8402035299241937E-2,0,0,2.9595271041222385E-5,1.1583593233657527E-2,5.0864467129239033E-2]
[2004,1,25,15,4.270427396720014E-2,1.6421390303807598E-2,0,0,6.0365631720430322E-5,9.9835113402936063E-3,6.916954124302177E-2,null,3.246747130439763E-2,1.8140783715773837E-2,0,0,2.9595271041222385E-5,9.9835113402936063E-3,5.0637850291212691E-2]
[2004,1,25,16,4.4803211258027741E-2,1.6140867814290586E-2,0,0,6.0365631720430322E-5,9.331107902523339E-3,7.0335552606562102E-2,null,3.4063264416628436E-2,1.7830889260091933E-2,0,0,2.9595271041222385E-5,9.331107902523339E-3,5.1923748947761597E-2]
[2004,1,25,17,4.8214072913836344E-2,1.5848922094377584E-2,0,0,6.0365631720430322E-5,8.4344019215970047E-3,7.2557762561531361E-2,null,3.665649555359364E-2,1.7508375510421198E-2,0,0,2.9595271041222385E-5,8.4344019215970047E-3,5.4194466335056063E-2]
[2004,1,25,18,5.5579051874167396E-2,1.5507621014637941E-2,0,0,6.0365631720430322E-5,6.9452590409769541E-3,7.8092297561502724E-2,null,4.2255987614638946E-2,1.7131338672798421E-2,0,0,2.9595271041222385E-5,6.9452590409769541E-3,5.9416921558478594E-2]
[2004,1,25,19,5.5796784873682913E-2,1.539924142454362E-2,1.21485E-3,1.6100000000000204E-6,6.0365631720430322E-5,6.520597836858961E-3,7.8993449766805932E-2,null,4.2421527015196837E-2,1.7011611252237116E-2,4.8513085953617391E-4,2.987494535150007E-6,2.9595271041222385E-5,6.520597836858961E-3,5.9950851892546501E-2]
[2004,1,25,20,5.2031352890891898E-2,1.536835353763967E-2,1.21485E-3,1.6100000000000204E-6,6.0365631720430322E-5,8.3466495913702959E-3,7.7023181651622308E-2,null,3.9558720942347365E-2,1.6977489264671183E-2,4.8513085953617391E-4,2.987494535150007E-6,2.9595271041222385E-5,8.3466495913702959E-3,5.7053923832131093E-2]
[2004,1,25,21,5.0619096016275171E-2,1.5151201506353794E-2,1.21485E-3,1.6100000000000204E-6,6.0365631720430322E-5,8.8746420894206934E-3,7.592176524377009E-2,null,3.8485001492479777E-2,1.6737600439174806E-2,4.8513085953617391E-4,2.987494535150007E-6,2.9595271041222385E-5,8.8746420894206934E-3,5.5740315556767131E-2]
[2004,1,25,22,4.9405650924695954E-2,1.4663752986416475E-2,1.21485E-3,1.6100000000000204E-6,6.0365631720430322E-5,7.6895676576808191E-3,7.3035797200513689E-2,null,3.7562435902895687E-2,1.6199113867139146E-2,4.8513085953617391E-4,2.987494535150007E-6,2.9595271041222385E-5,7.6895676576808191E-3,5.4279263395147381E-2]
[2004,1,25,23,4.4420996460858272E-2,1.4809114259010046E-2,1.21485E-3,1.6100000000000204E-6,6.0365631720430322E-5,5.6684326425368312E-3,6.6175368994125586E-2,null,3.377267177082565E-2,1.635969511866437E-2,4.8513085953617391E-4,2.987494535150007E-6,2.9595271041222385E-5,5.6684326425368312E-3,5.0650080514602569E-2]
[2004,1,25,24,3.6101863604952988E-2,1.518905954895701E-2,1.21485E-3,1.6100000000000204E-6,6.0365631720430322E-5,9.4651963407862347E-3,6.2032945126416668E-2,null,2.7447749645137878E-2,1.6779422389086578E-2,4.8513085953617391E-4,2.987494535150007E-6,2.9595271041222385E-5,9.4651963407862347E-3,4.4744885659337E-2]
[2004,1,26,1,3.0534188806919393E-2,1.4819489412764814E-2,1.21485E-3,1.6100000000000204E-6,6.0365631720430322E-5,1.009523268024032E-2,5.6725736531644963E-2,null,2.3214723183284991E-2,1.6371156597674432E-2,4.8513085953617391E-4,2.987494535150007E-6,2.9595271041222385E-5,1.009523268024032E-2,4.0103593406071975E-2]
[2004,1,26,2,2.8242756721780955E-2,1.4779641776147255E-2,1.21485E-3,1.6100000000000204E-6,6.0365631720430322E-5,1.1074964837067935E-2,5.5374188966716573E-2,null,2.1472578930291711E-2,1.6327136734307794E-2,4.8513085953617391E-4,2.987494535150007E-6,2.9595271041222385E-5,1.1074964837067935E-2,3.8317429289712053E-2]
[2004,1,26,3,2.8047620127307847E-2,1.488693372075358E-2,1.21485E-3,1.6100000000000204E-6,6.0365631720430322E-5,1.1608220706599847E-2,5.5819600186381713E-2,null,2.1324219265253037E-2,1.6445662628007354E-2,4.8513085953617391E-4,2.987494535150007E-6,2.9595271041222385E-5,1.1608220706599847E-2,3.8287595518372936E-2]
[2004,1,26,4,2.9035179086119346E-2,1.4761177679940911E-2,1.21485E-3,1.6100000000000204E-6,6.0365631720430322E-5,1.1030324195232172E-2,5.6103506593012858E-2,null,2.207504673936582E-2,1.6306739364195418E-2,4.8513085953617391E-4,2.987494535150007E-6,2.9595271041222385E-5,1.1030324195232172E-2,3.8899499728673785E-2]
[2004,1,26,5,2.9569563284696156E-2,1.5050280557899001E-2,1.21485E-3,1.6100000000000204E-6,6.0365631720430322E-5,1.1469985546112813E-2,5.7366655020428398E-2,null,2.2481331685133596E-2,1.6626112613574273E-2,4.8513085953617391E-4,2.987494535150007E-6,2.9595271041222385E-5,1.1469985546112813E-2,3.9625157923820417E-2]
[2004,1,26,6,3.1606439195948514E-2,1.5812916217138699E-2,1.21485E-3,1.6100000000000204E-6,6.0365631720430322E-5,1.1113455264795284E-2,5.9809636309602933E-2,null,2.4029940385283815E-2,1.7468599655916607E-2,4.8513085953617391E-4,2.987494535150007E-6,2.9595271041222385E-5,1.1113455264795284E-2,4.2016253666312967E-2]
[2004,1,26,7,3.8708104985076076E-2,1.6900518441223377E-2,0,0,6.0365631720430322E-5,1.0186035921201257E-2,6.5855024979221133E-2,null,2.9429239069041272E-2,1.8670078723821107E-2,0,0,2.9595271041222385E-5,1.0186035921201257E-2,4.81289130639036E-2]
[2004,1,26,8,4.5089855559348697E-2,1.8611928153772495E-2,0,0,6.0365631720430322E-5,1.1965093656072425E-2,7.5727243000914046E-2,null,3.428119613079024E-2,2.0560680729500833E-2,0,0,2.9595271041222385E-5,1.1965093656072425E-2,5.4871472131332297E-2]
[2004,1,26,9,4.7472855252750787E-2,1.9486666131858663E-2,0,0,6.0365631720430322E-5,1.3030597220322808E-2,8.0050484236652689E-2,null,3.6092957975128029E-2,2.152700770759812E-2,0,0,2.9595271041222385E-5,1.3030597220322808E-2,5.7649560953767373E-2]
[2004,1,26,10,4.4327405280883359E-2,2.042842930717588E-2,0,0,6.0365631720430322E-5,1.4435259984930504E-2,7.9251460204710175E-2,null,3.3701515685780996E-2,2.2567377722489533E-2,0,0,2.9595271041222385E-5,1.4435259984930504E-2,5.6298488679311753E-2]
[2004,1,26,11,4.2705365496913707E-2,2.1041382380266597E-2,0,0,6.0365631720430322E-5,1.417780225096423E-2,7.7984915759864964E-2,null,3.2468301179404531E-2,2.3244509738788992E-2,0,0,2.9595271041222385E-5,1.417780225096423E-2,5.5742406189234747E-2]
[2004,1,26,12,4.1859271373864797E-2,2.0893002104355761E-2,0,0,6.0365631720430322E-5,1.3934644584416386E-2,7.6747283694357377E-2,null,3.1825027471437756E-2,2.3080593380722696E-2,0,0,2.9595271041222385E-5,1.3934644584416386E-2,5.493521612320168E-2]
[2004,1,26,13,4.1673382684858797E-2,2.0536467121030872E-2,0,0,6.0365631720430322E-5,1.2515201672164687E-2,7.4785417109774793E-2,null,3.1683698861548495E-2,2.2686727581302281E-2,0,0,2.9595271041222385E-5,1.2515201672164687E-2,5.4400021713892001E-2]
[2004,1,26,14,4.0121258175361378E-2,2.0401770325261078E-2,0,0,6.0365631720430322E-5,1.3539002264936355E-2,7.4122396397279244E-2,null,3.0503639975366155E-2,2.2537927425282541E-2,0,0,2.9595271041222385E-5,1.3539002264936355E-2,5.3071162671689917E-2]
[2004,1,26,15,3.9389327246836449E-2,1.9822830461025509E-2,0,0,6.0365631720430322E-5,1.2600700796608282E-2,7.1873224136190669E-2,null,2.9947162971754371E-2,2.1898369953763108E-2,0,0,2.9595271041222385E-5,1.2600700796608282E-2,5.1875128196558706E-2]
[2004,1,26,16,4.1804684618636109E-2,1.9505903830270888E-2,0,0,6.0365631720430322E-5,1.1644700726728005E-2,7.3015654807355432E-2,null,3.1783525913295148E-2,2.1548259679546228E-2,0,0,2.9595271041222385E-5,1.1644700726728005E-2,5.3361380863882604E-2]
[2004,1,26,17,4.6186353057865746E-2,2.0061497273367764E-2,0,0,6.0365631720430322E-5,1.1214291298601489E-2,7.7522507261555434E-2,null,3.5114848076162025E-2,2.2162026254644654E-2,0,0,2.9595271041222385E-5,1.1214291298601489E-2,5.7306469601847904E-2]
[2004,1,26,18,5.3549193805116795E-2,2.0138123246369041E-2,0,0,6.0365631720430322E-5,1.0360836083945942E-2,8.410851876715221E-2,null,4.0712714483253559E-2,2.2246675311606939E-2,0,0,2.9595271041222385E-5,1.0360836083945942E-2,6.2988985065901726E-2]
[2004,1,26,19,5.3220765513569232E-2,1.9654724279805299E-2,1.21485E-3,1.6100000000000204E-6,6.0365631720430322E-5,8.9055706136451449E-3,8.305788603874012E-2,null,4.0463014976839684E-2,2.1712662299393951E-2,4.8513085953617391E-4,2.987494535150007E-6,2.9595271041222385E-5,8.9055706136451449E-3,6.269339090134618E-2]
[2004,1,26,20,5.270176550832472E-2,1.9006376029137531E-2,1.21485E-3,1.6100000000000204E-6,6.0365631720430322E-5,8.2929615453236228E-3,8.1277928714506301E-2,null,4.0068426421366266E-2,2.0996429071252657E-2,4.8513085953617391E-4,2.987494535150007E-6,2.9595271041222385E-5,8.2929615453236228E-3,6.1582569117731467E-2]
[2004,1,26,21,4.904047201691232E-2,1.8950778753717645E-2,1.21485E-3,1.6100000000000204E-6,6.0365631720430322E-5,9.2098617286392598E-3,7.8477938130989661E-2,null,3.7284795409146913E-2,2.0935010511074801E-2,4.8513085953617391E-4,2.987494535150007E-6,2.9595271041222385E-5,9.2098617286392598E-3,5.8737519545334266E-2]
[2004,1,26,22,4.5770509696327295E-2,1.7992793817982692E-2,1.21485E-3,1.6100000000000204E-6,6.0365631720430322E-5,8.5433454441127751E-3,7.3583474590143194E-2,null,3.47986880960569E-2,1.9876720244500493E-2,4.8513085953617391E-4,2.987494535150007E-6,2.9595271041222385E-5,8.5433454441127751E-3,5.5193121965669945E-2]
[2004,1,26,23,4.2885881962395185E-2,1.7181507619438895E-2,1.21485E-3,1.6100000000000204E-6,6.0365631720430322E-5,7.3618038009922917E-3,6.8706019014546801E-2,null,3.2605545361743114E-2,1.8980488732606954E-2,4.8513085953617391E-4,2.987494535150007E-6,2.9595271041222385E-5,7.3618038009922917E-3,5.210374771946262E-2]
[2004,1,26,24,3.4531884444269016E-2,1.6660866186177601E-2,1.21485E-3,1.6100000000000204E-6,6.0365631720430322E-5,1.0236946549247504E-2,6.2706522811414561E-2,null,2.625411611358176E-2,1.8405333799953433E-2,4.8513085953617391E-4,2.987494535150007E-6,2.9595271041222385E-5,1.0236946549247504E-2,4.5177163538647744E-2]
[2004,1,27,1,3.051939564012451E-2,1.6459061779955191E-2,1.21485E-3,1.6100000000000204E-6,6.0365631720430322E-5,1.1227933675254339E-2,5.9483216727054471E-2,null,2.3203476142326446E-2,1.818239956488309E-2,4.8513085953617391E-4,2.987494535150007E-6,2.9595271041222385E-5,1.1227933675254339E-2,4.1903589332322085E-2]
[2004,1,27,2,2.9813816807053577E-2,1.5772221811906625E-2,1.21485E-3,1.6100000000000204E-6,6.0365631720430322E-5,1.176299723357411E-2,5.8625861484254742E-2,null,2.2667034273924323E-2,1.7423644363453585E-2,4.8513085953617391E-4,2.987494535150007E-6,2.9595271041222385E-5,1.176299723357411E-2,4.0608392262490453E-2]
[2004,1,27,3,2.9848558437111084E-2,1.5539266110384822E-2,1.21485E-3,1.6100000000000204E-6,6.0365631720430322E-5,1.1698216262539089E-2,5.8362866441755423E-2,null,2.2693447856738692E-2,1.7166297152378315E-2,4.8513085953617391E-4,2.987494535150007E-6,2.9595271041222385E-5,1.1698216262539089E-2,4.0377458634229556E-2]
[2004,1,27,4,3.0185831027392057E-2,1.562687537781032E-2,1.21485E-3,1.6100000000000204E-6,6.0365631720430322E-5,1.1820356194435706E-2,5.8909888231358523E-2,null,2.2949871561661485E-2,1.7263079504083019E-2,4.8513085953617391E-4,2.987494535150007E-6,2.9595271041222385E-5,1.1820356194435706E-2,4.0730664690857052E-2]
[2004,1,27,5,3.1563515896795027E-2,1.5319162294450909E-2,1.21485E-3,1.6100000000000204E-6,6.0365631720430322E-5,1.2110918014788528E-2,6.0270421837754898E-2,null,2.3997306392147057E-2,1.6923147477107044E-2,4.8513085953617391E-4,2.987494535150007E-6,2.9595271041222385E-5,1.2110918014788528E-2,4.143816749436665E-2]
[2004,1,27,6,3.3817352834809911E-2,1.5891241462489127E-2,1.21485E-3,1.6100000000000204E-6,6.0365631720430322E-5,1.1453804390253723E-2,6.24392243192732E-2,null,2.5710867572603942E-2,1.7555125906684642E-2,4.8513085953617391E-4,2.987494535150007E-6,2.9595271041222385E-5,1.1453804390253723E-2,4.3783707104401132E-2]
[2004,1,27,7,4.0797777619528679E-2,1.6944645419733669E-2,0,0,6.0365631720430322E-5,1.0762363689264644E-2,6.8565152360247419E-2,null,3.1017988390638112E-2,1.8718825995420893E-2,0,0,2.9595271041222385E-5,1.0762363689264644E-2,4.9766409657100233E-2]
[2004,1,27,8,4.6430179558888118E-2,1.902226064769905E-2,0,0,6.0365631720430322E-5,1.2330655039310768E-2,7.784346087761837E-2,null,3.5300226006513349E-2,2.1013976880810855E-2,0,0,2.9595271041222385E-5,1.2330655039310768E-2,5.6343798158365432E-2]
[2004,1,27,9,4.742458275510008E-2,2.0197959666688314E-2,0,0,6.0365631720430322E-5,1.4158011956560041E-2,8.184092001006886E-2,null,3.6056257060051715E-2,2.2312776874218624E-2,0,0,2.9595271041222385E-5,1.4158011956560041E-2,5.8398629205311567E-2]
[2004,1,27,10,4.3298120503704844E-2,2.1393423398906035E-2,0,0,6.0365631720430322E-5,1.6485884006338009E-2,8.1237793540669317E-2,null,3.2918964646679746E-2,2.3633411035211986E-2,0,0,2.9595271041222385E-5,1.6485884006338009E-2,5.6581970952932957E-2]
[2004,1,27,11,4.2393427024015301E-2,2.1845660615984534E-2,0,0,6.0365631720430322E-5,1.6349237414005943E-2,8.0648690685726207E-2,null,3.2231138654984948E-2,2.4132999522633921E-2,0,0,2.9595271041222385E-5,1.6349237414005943E-2,5.6393733448660097E-2]
[2004,1,27,12,4.2924668606707059E-2,2.1627693973404621E-2,0,0,6.0365631720430322E-5,1.4743802699879717E-2,7.9356530911711826E-2,null,3.2635034313180544E-2,2.3892210792377706E-2,0,0,2.9595271041222385E-5,1.4743802699879717E-2,5.6556840376599471E-2]
[2004,1,27,13,4.0824561879164924E-2,2.1764952416039023E-2,0,0,6.0365631720430322E-5,1.443089927684375E-2,7.7080779203768129E-2,null,3.1038352094323072E-2,2.4043840811208528E-2,0,0,2.9595271041222385E-5,1.443089927684375E-2,5.5111788176572821E-2]
[2004,1,27,14,3.9404943603516082E-2,2.2077506917636949E-2,0,0,6.0365631720430322E-5,1.4748992327082627E-2,7.6291808479956091E-2,null,2.995903587264398E-2,2.4389121174684499E-2,0,0,2.9595271041222385E-5,1.4748992327082627E-2,5.4377752318369707E-2]
[2004,1,27,15,3.8523203063317128E-2,2.1965216369111723E-2,0,0,6.0365631720430322E-5,1.3447994465129521E-2,7.39967795292788E-2,null,2.928866068469858E-2,2.4265073300756956E-2,0,0,2.9595271041222385E-5,1.3447994465129521E-2,5.358332925649676E-2]
[2004,1,27,16,3.9020489696207805E-2,2.1683657615075961E-2,0,0,6.0365631720430322E-5,1.4463064799770246E-2,7.5227577742774443E-2,null,2.9666740862243329E-2,2.3954034079001096E-2,0,0,2.9595271041222385E-5,1.4463064799770246E-2,5.365037021228565E-2]
[2004,1,27,17,4.4354840666595917E-2,2.0982693707552187E-2,0,0,6.0365631720430322E-5,1.3297644830141375E-2,7.8695544836009906E-2,null,3.3722374431653407E-2,{"$f":"F643*W$5","v":2.317967609811783E-2},{"$f":"G643*X$5","v":0},{"$f":"H643*Y$5","v":0},{"$f":"I643*Z$5","v":2.9595271041222385E-5},{"$f":"J643","v":1.3297644830141375E-2},5.6931645800812461E-2]
[2004,1,27,18,5.0580068377054463E-2,2.101576392218581E-2,0,0,6.0365631720430322E-5,1.277605343436514E-2,8.4432251365325839E-2,null,{"$f":"E644*V$5","v":3.8455329315932527E-2},2.3216208912940683E-2,0,0,2.9595271041222385E-5,1.277605343436514E-2,{"$f":"SUM(M644:Q644)","v":6.1701133499914435E-2}]
[2004,1,27,19,5.2741546436619595E-2,2.02955747094224E-2,1.21485E-3,1.6100000000000204E-6,6.0365631720430322E-5,1.1098380163590479E-2,8.5412326941352909E-2,null,4.0098671313221076E-2,2.24206126509028E-2,4.8513085953617391E-4,2.987494535150007E-6,2.9595271041222385E-5,1.1098380163590479E-2,6.3036997589236421E-2]
[2004,1,27,20,5.3208551371928224E-2,1.9600671522961237E-2,1.21485E-3,1.6100000000000204E-6,6.0365631720430322E-5,8.8331258350970391E-3,8.291917436170694E-2,null,4.0453728733183092E-2,2.1652949975832524E-2,4.8513085953617391E-4,2.987494535150007E-6,2.9595271041222385E-5,8.8331258350970391E-3,6.2624392334128157E-2]
[2004,1,27,21,5.1134293515549309E-2,1.8914549079491659E-2,1.21485E-3,1.6100000000000204E-6,6.0365631720430322E-5,8.5796319668989714E-3,7.9905300193660364E-2,null,3.8876699055038225E-2,2.0894987427032143E-2,4.8513085953617391E-4,2.987494535150007E-6,2.9595271041222385E-5,8.5796319668989714E-3,6.0289400107182915E-2]
[2004,1,27,22,4.7489239752641778E-2,1.8109843051456062E-2,1.21485E-3,1.6100000000000204E-6,6.0365631720430322E-5,8.8758937788432114E-3,7.575180221466149E-2,null,3.6105414884721111E-2,2.0006025059090108E-2,4.8513085953617391E-4,2.987494535150007E-6,2.9595271041222385E-5,8.8758937788432114E-3,5.6629153568923771E-2]
[2004,1,27,23,4.5072719180600899E-2,1.7205955203331614E-2,1.21485E-3,1.6100000000000204E-6,6.0365631720430322E-5,7.5869531158695566E-3,7.1142453131522509E-2,null,3.426816757805843E-2,1.9007496088474272E-2,4.8513085953617391E-4,2.987494535150007E-6,2.9595271041222385E-5,7.5869531158695566E-3,5.3793377291645253E-2]
[2004,1,27,24,3.6862770865774434E-2,1.6688201147034138E-2,1.21485E-3,1.6100000000000204E-6,6.0365631720430322E-5,1.000639304461866E-2,6.4834190689147669E-2,null,2.8026256955085427E-2,1.8435530854137246E-2,4.8513085953617391E-4,2.987494535150007E-6,2.9595271041222385E-5,1.000639304461866E-2,4.697950143433522E-2]
[2004,1,28,1,3.2082942603116157E-2,1.6459152178387528E-2,1.21485E-3,1.6100000000000204E-6,6.0365631720430322E-5,1.1698563257959461E-2,6.1517483671183586E-2,null,2.4392219362571799E-2,1.8182499428437818E-2,4.8513085953617391E-4,2.987494535150007E-6,2.9595271041222385E-5,1.1698563257959461E-2,4.3092432416122164E-2]
[2004,1,28,2,3.1296429639546021E-2,1.6067045293429928E-2,1.21485E-3,1.6100000000000204E-6,6.0365631720430322E-5,1.1990515433589576E-2,6.0630815998285958E-2,null,2.3794244389507894E-2,1.7749337189316546E-2,4.8513085953617391E-4,2.987494535150007E-6,2.9595271041222385E-5,1.1990515433589576E-2,4.2061295203936991E-2]
[2004,1,28,3,3.1295483986473104E-2,1.597087411364562E-2,1.21485E-3,1.6100000000000204E-6,6.0365631720430322E-5,1.1815640495873787E-2,6.0358824227712951E-2,null,2.379352542250163E-2,1.7643096454526056E-2,4.8513085953617391E-4,2.987494535150007E-6,2.9595271041222385E-5,1.1815640495873787E-2,4.1954335502140234E-2]
[2004,1,28,4,3.1812503728742683E-2,1.5660386581718682E-2,1.21485E-3,1.6100000000000204E-6,6.0365631720430322E-5,1.2174836281416666E-2,6.0924552223598466E-2,null,2.4186608411310612E-2,1.730009948174081E-2,4.8513085953617391E-4,2.987494535150007E-6,2.9595271041222385E-5,1.2174836281416666E-2,4.200442151816397E-2]
[2004,1,28,5,3.3072865248219688E-2,1.5807424459581328E-2,1.21485E-3,1.6100000000000204E-6,6.0365631720430322E-5,1.2174500436219664E-2,6.2331615775741117E-2,null,2.5144843914815872E-2,1.7462532886646492E-2,4.8513085953617391E-4,2.987494535150007E-6,2.9595271041222385E-5,1.2174500436219664E-2,4.3125090426574912E-2]
[2004,1,28,6,3.5509475154156804E-2,1.6223939251099415E-2,1.21485E-3,1.6100000000000204E-6,6.0365631720430322E-5,1.1564351627101351E-2,6.4574591664078002E-2,null,2.6997364865336815E-2,1.7922658649907736E-2,4.8513085953617391E-4,2.987494535150007E-6,2.9595271041222385E-5,1.1564351627101351E-2,4.54377371403571E-2]
[2004,1,28,7,4.2863581022382476E-2,1.7102646009362295E-2,0,0,6.0365631720430322E-5,1.0883422612899559E-2,7.0910015276364757E-2,null,3.2588590264216344E-2,1.8893369957313881E-2,0,0,2.9595271041222385E-5,1.0883422612899559E-2,5.1511555492571449E-2]
[2004,1,28,8,4.867014921067199E-2,1.9158863605895204E-2,0,0,6.0365631720430322E-5,1.2616254828975727E-2,8.0505633277263358E-2,null,3.7003244080251664E-2,2.1164882783035025E-2,0,0,2.9595271041222385E-5,1.2616254828975727E-2,5.8197722134327917E-2]
[2004,1,28,9,4.9500155324669316E-2,2.0618344721018991E-2,0,0,6.0365631720430322E-5,1.4460939084806874E-2,8.4639804762215623E-2,null,3.7634286296526806E-2,2.2777178134213545E-2,0,0,2.9595271041222385E-5,1.4460939084806874E-2,6.0441059701781576E-2]
[2004,1,28,10,4.5314559427048595E-2,2.1658513968134219E-2,0,0,6.0365631720430322E-5,1.6982614581594106E-2,8.4016053608497343E-2,null,3.4452035386414566E-2,2.3926257779153321E-2,0,0,2.9595271041222385E-5,1.6982614581594106E-2,5.8407888436609115E-2]
[2004,1,28,11,4.4327806812476944E-2,2.2274333388017972E-2,0,0,6.0365631720430322E-5,1.6744302992815711E-2,8.3406808825031056E-2,null,3.3701820964721053E-2,2.4606556261645034E-2,0,0,2.9595271041222385E-5,1.6744302992815711E-2,5.8337972497407312E-2]
[2004,1,28,12,4.4817363392659293E-2,2.2086724265835342E-2,0,0,6.0365631720430322E-5,1.5105998282902818E-2,8.2070451573117889E-2,null,3.4074024089662543E-2,2.4399303620689771E-2,0,0,2.9595271041222385E-5,1.5105998282902818E-2,5.8502922981393535E-2]
[2004,1,28,13,4.265801359343574E-2,2.2149247552968689E-2,0,0,6.0365631720430322E-5,1.4849248578169898E-2,7.971687535629475E-2,null,3.2432300179397827E-2,2.4468373377153831E-2,0,0,2.9595271041222385E-5,1.4849248578169898E-2,5.6930268827592882E-2]
[2004,1,28,14,4.1292122262898863E-2,2.2238377148426788E-2,0,0,6.0365631720430322E-5,1.5310055910105961E-2,7.8900920953152057E-2,null,3.1393831814072307E-2,2.4566835242073082E-2,0,0,2.9595271041222385E-5,1.5310055910105961E-2,5.599026232718661E-2]
[2004,1,28,15,4.0509183491748479E-2,2.1752758638999049E-2,0,0,6.0365631720430322E-5,1.4205093444495298E-2,7.6527401206963261E-2,null,3.0798574250275535E-2,2.4030370290876929E-2,0,0,2.9595271041222385E-5,1.4205093444495298E-2,5.4858539812193685E-2]
[2004,1,28,16,4.0853749378674795E-2,2.1798106650320465E-2,0,0,6.0365631720430322E-5,1.5088076481214321E-2,7.7800298141930013E-2,null,3.1060542948182609E-2,2.4080466442914162E-2,0,0,2.9595271041222385E-5,1.5088076481214321E-2,5.5170604662137995E-2]
[2004,1,28,17,4.6142650947791852E-2,2.1590549183472616E-2,0,0,6.0365631720430322E-5,1.3593297098792312E-2,8.1386862861777209E-2,null,3.5081621963809533E-2,2.3851176775899326E-2,0,0,2.9595271041222385E-5,1.3593297098792312E-2,5.8962394010750083E-2]
[2004,1,28,18,5.257902294585947E-2,2.1495421533552123E-2,0,0,6.0365631720430322E-5,1.3184940734507048E-2,8.7319750845639074E-2,null,3.9975106941734569E-2,2.3746088833242158E-2,0,0,2.9595271041222385E-5,1.3184940734507048E-2,6.3750791046017954E-2]
[2004,1,28,19,5.4835766630214965E-2,2.0657612605708357E-2,1.21485E-3,1.6100000000000204E-6,6.0365631720430322E-5,1.1563141718946245E-2,8.8333346586590006E-2,null,4.1690878081397764E-2,2.2820557543017962E-2,4.8513085953617391E-4,2.987494535150007E-6,2.9595271041222385E-5,1.1563141718946245E-2,6.5029149249528267E-2]
[2004,1,28,20,5.5349269902093726E-2,1.9954669787383472E-2,1.21485E-3,1.6100000000000204E-6,6.0365631720430322E-5,9.1741676932219386E-3,8.5754933014419568E-2,null,4.2081287546203175E-2,2.2044013450473528E-2,4.8513085953617391E-4,2.987494535150007E-6,2.9595271041222385E-5,9.1741676932219386E-3,6.4643014621789258E-2]
[2004,1,28,21,5.3150667947495796E-2,1.9375292768613727E-2,1.21485E-3,1.6100000000000204E-6,6.0365631720430322E-5,8.835208085598182E-3,8.2637994433428133E-2,null,4.0409720762851979E-2,2.1403973052374303E-2,4.8513085953617391E-4,2.987494535150007E-6,2.9595271041222385E-5,8.835208085598182E-3,6.2331407440338826E-2]
[2004,1,28,22,4.9421483296086394E-2,1.8508210867684775E-2,1.21485E-3,1.6100000000000204E-6,6.0365631720430322E-5,9.1359261145833731E-3,7.8342445910074984E-2,null,3.7574473036794613E-2,2.0446103777142049E-2,4.8513085953617391E-4,2.987494535150007E-6,2.9595271041222385E-5,9.1359261145833731E-3,5.8538290439049206E-2]
[2004,1,28,23,4.6941991114166096E-2,1.7689554674539379E-2,1.21485E-3,1.6100000000000204E-6,6.0365631720430322E-5,7.6670914679058382E-3,7.357546288833175E-2,null,3.5689349282488257E-2,1.9541730599069183E-2,4.8513085953617391E-4,2.987494535150007E-6,2.9595271041222385E-5,7.6670914679058382E-3,5.5748793506669989E-2]
[2004,1,28,24,3.842513469406536E-2,1.731122198477969E-2,1.21485E-3,1.6100000000000204E-6,6.0365631720430322E-5,1.0038283444904504E-2,6.7051465755469997E-2,null,2.9214100654313884E-2,1.9123784775325739E-2,4.8513085953617391E-4,2.987494535150007E-6,2.9595271041222385E-5,1.0038283444904504E-2,4.8855599054752175E-2]
[2004,1,29,1,2.9846730255666316E-2,1.6577014966990194E-2,1.21485E-3,1.6100000000000204E-6,6.0365631720430322E-5,1.096752084306224E-2,5.8668091697439181E-2,null,2.2692057915566929E-2,1.8312702981037328E-2,4.8513085953617391E-4,2.987494535150007E-6,2.9595271041222385E-5,1.096752084306224E-2,4.1522474521716805E-2]
[2004,1,29,2,2.9100806147436053E-2,1.5958122325052899E-2,1.21485E-3,1.6100000000000204E-6,6.0365631720430322E-5,1.148673389959291E-2,5.7822488003802297E-2,null,2.212494209016206E-2,1.7629009496322755E-2,4.8513085953617391E-4,2.987494535150007E-6,2.9595271041222385E-5,1.148673389959291E-2,4.0271665211597363E-2]
[2004,1,29,3,2.918667863298811E-2,1.5576206715294656E-2,1.21485E-3,1.6100000000000204E-6,6.0365631720430322E-5,1.1523387084492659E-2,5.756309806449586E-2,null,2.2190229758151454E-2,1.7207105604744481E-2,4.8513085953617391E-4,2.987494535150007E-6,2.9595271041222385E-5,1.1523387084492659E-2,3.9915048988008482E-2]
[2004,1,29,4,2.9684366179945819E-2,1.522913262319584E-2,1.21485E-3,1.6100000000000204E-6,6.0365631720430322E-5,1.1912298068402927E-2,5.810262250326502E-2,null,2.2568614745139323E-2,1.6823691294407229E-2,4.8513085953617391E-4,2.987494535150007E-6,2.9595271041222385E-5,1.1912298068402927E-2,3.9910019664659097E-2]
[2004,1,29,5,3.0973763880995705E-2,1.5085073211521768E-2,1.21485E-3,1.6100000000000204E-6,6.0365631720430322E-5,1.2108850834140067E-2,5.9444513558377973E-2,null,2.3548926057560829E-2,1.6664548214494257E-2,4.8513085953617391E-4,2.987494535150007E-6,2.9595271041222385E-5,1.2108850834140067E-2,4.0731187897167634E-2]
[2004,1,29,6,3.32548560735417E-2,1.5462595233350989E-2,1.21485E-3,1.6100000000000204E-6,6.0365631720430322E-5,1.1589318721629481E-2,6.1583595660242602E-2,null,2.5283209032633928E-2,1.7081598489729333E-2,4.8513085953617391E-4,2.987494535150007E-6,2.9595271041222385E-5,1.1589318721629481E-2,4.2882521147475809E-2]
[2004,1,29,7,4.0025614894545258E-2,1.6739201941846672E-2,0,0,6.0365631720430322E-5,1.0800391440632866E-2,6.7625573908745226E-2,null,3.0430923706316813E-2,1.849187166151774E-2,0,0,2.9595271041222385E-5,1.0800391440632866E-2,4.8952390638875777E-2]
[2004,1,29,8,4.5615027421177741E-2,1.8756889194595561E-2,0,0,6.0365631720430322E-5,1.2344459307725701E-2,7.6776741555219435E-2,null,3.4680477063816009E-2,2.0720819843189332E-2,0,0,2.9595271041222385E-5,1.2344459307725701E-2,5.5430892178046566E-2]
[2004,1,29,9,4.6473269102341334E-2,2.0335344701336775E-2,0,0,6.0365631720430322E-5,1.385043845913346E-2,8.0719417894532006E-2,null,3.533298639290141E-2,2.2464546739816665E-2,0,0,2.9595271041222385E-5,1.385043845913346E-2,5.7827128403759295E-2]
[2004,1,29,10,4.2486600711751317E-2,2.129625216099848E-2,0,0,6.0365631720430322E-5,1.6281339707104783E-2,8.0124558211575006E-2,null,3.2301977326430753E-2,2.3526065531715473E-2,0,0,2.9595271041222385E-5,1.6281339707104783E-2,5.5857638129187454E-2]
[2004,1,29,11,4.1581457182428602E-2,2.1768150558123069E-2,0,0,6.0365631720430322E-5,1.6133556876535268E-2,7.9543530248807379E-2,null,3.161380916819867E-2,2.4047373813150849E-2,0,0,2.9595271041222385E-5,1.6133556876535268E-2,5.5690778252390744E-2]
[2004,1,29,12,4.2195953743906625E-2,2.1367882726439337E-2,0,0,6.0365631720430322E-5,1.4644871896615641E-2,7.8269073998682048E-2,null,3.2081002440042194E-2,2.3605196139481362E-2,0,0,2.9595271041222385E-5,1.4644871896615641E-2,5.5715793850564785E-2]
[2004,1,29,13,4.0212038926285096E-2,2.1298755581198748E-2,0,0,6.0365631720430322E-5,1.4453356818135891E-2,7.6024516957340166E-2,null,3.0572659329912995E-2,2.3528831071268616E-2,0,0,2.9595271041222385E-5,1.4453356818135891E-2,5.4131085672222835E-2]
[2004,1,29,14,3.8862147977627187E-2,2.1467549371437609E-2,0,0,6.0365631720430322E-5,1.4856288340350915E-2,7.5246351321136135E-2,null,2.9546355834546713E-2,2.371529833041286E-2,0,0,2.9595271041222385E-5,1.4856288340350915E-2,5.3291249436000797E-2]
[2004,1,29,15,3.818792226046535E-2,2.0873164115131279E-2,0,0,6.0365631720430322E-5,1.3861320579009821E-2,7.2982772586326877E-2,null,2.9033751308324064E-2,2.3058678264814773E-2,0,0,2.9595271041222385E-5,1.3861320579009821E-2,5.2122024844180062E-2]
[2004,1,29,16,3.8589812115880709E-2,2.0860919803818052E-2,0,0,6.0365631720430322E-5,1.4685606532202168E-2,7.4196704083621362E-2,null,2.9339302629914233E-2,2.3045151919044261E-2,0,0,2.9595271041222385E-5,1.4685606532202168E-2,5.2414049819999718E-2]
[2004,1,29,17,4.3823852111925028E-2,2.0265232233601695E-2,0,0,6.0365631720430322E-5,1.3467698328805686E-2,7.7617148306052847E-2,null,3.3318671147176959E-2,2.2387093181413246E-2,0,0,2.9595271041222385E-5,1.3467698328805686E-2,5.5735359599631426E-2]
[2004,1,29,18,4.995834544453813E-2,2.0365329590313012E-2,0,0,6.0365631720430322E-5,1.2891196063287619E-2,8.3275236729859189E-2,null,3.7982641933721931E-2,2.249767118151106E-2,0,0,2.9595271041222385E-5,1.2891196063287619E-2,6.0509908386274215E-2]
[2004,1,29,19,5.2043021326101363E-2,1.9791024628896391E-2,1.21485E-3,1.6100000000000204E-6,6.0365631720430322E-5,1.113101276681927E-2,8.4241884353537466E-2,null,3.9567592292920409E-2,2.1863233907978924E-2,4.8513085953617391E-4,2.987494535150007E-6,2.9595271041222385E-5,1.113101276681927E-2,6.1948539826011881E-2]
[2004,1,29,20,5.2375166260782473E-2,1.939646229468359E-2,1.21485E-3,1.6100000000000204E-6,6.0365631720430322E-5,8.7344431296846603E-3,8.1782897316871161E-2,null,3.9820117511917059E-2,2.1427359123023251E-2,4.8513085953617391E-4,2.987494535150007E-6,2.9595271041222385E-5,8.7344431296846603E-3,6.1765190260052859E-2]
[2004,1,29,21,5.0244092559389143E-2,1.894018509072256E-2,1.21485E-3,1.6100000000000204E-6,6.0365631720430322E-5,8.3492245271983654E-3,7.8810327809030509E-2,null,3.8199891529368153E-2,2.0923307643924319E-2,4.8513085953617391E-4,2.987494535150007E-6,2.9595271041222385E-5,8.3492245271983654E-3,5.964091279840502E-2]
[2004,1,29,22,4.6696639431272724E-2,1.7997146189472176E-2,1.21485E-3,1.6100000000000204E-6,6.0365631720430322E-5,8.7431354393940827E-3,7.4713746691859428E-2,null,3.55028117773677E-2,1.9881528328857586E-2,4.8513085953617391E-4,2.987494535150007E-6,2.9595271041222385E-5,8.7431354393940827E-3,5.5902053731337831E-2]
[2004,1,29,23,4.4236969302467379E-2,1.7233915471582359E-2,1.21485E-3,1.6100000000000204E-6,6.0365631720430322E-5,7.4198501534779131E-3,7.0167560559248082E-2,null,3.3632758457023022E-2,1.9038383922548478E-2,4.8513085953617391E-4,2.987494535150007E-6,2.9595271041222385E-5,7.4198501534779131E-3,5.3188856004684051E-2]
[2004,1,29,24,3.6098013791563605E-2,1.6793186253888287E-2,1.21485E-3,1.6100000000000204E-6,6.0365631720430322E-5,9.7777177869152292E-3,6.3945743464087559E-2,null,2.7444822685043835E-2,1.8551508373798105E-2,4.8513085953617391E-4,2.987494535150007E-6,2.9595271041222385E-5,9.7777177869152292E-3,4.6514044683954488E-2]
[2004,1,30,1,2.5514555866704335E-2,1.6118526303618399E-2,1.21485E-3,1.6100000000000204E-6,6.0365631720430322E-5,9.0250596468000044E-3,5.193496744884317E-2,null,1.9398365397405817E-2,1.7806208492782371E-2,4.8513085953617391E-4,2.987494535150007E-6,2.9595271041222385E-5,9.0250596468000044E-3,3.772228751530074E-2]
[2004,1,30,2,2.4320234149261644E-2,1.5391450665614554E-2,1.21485E-3,1.6100000000000204E-6,6.0365631720430322E-5,9.8749129097026184E-3,5.0863423356299245E-2,null,1.8490339045779455E-2,1.7003004765813054E-2,4.8513085953617391E-4,2.987494535150007E-6,2.9595271041222385E-5,9.8749129097026184E-3,3.601105743670506E-2]
[2004,1,30,3,2.3961545019954029E-2,1.4956543939065764E-2,1.21485E-3,1.6100000000000204E-6,6.0365631720430322E-5,9.9885539647830441E-3,5.0183468555523261E-2,null,1.8217632641218187E-2,1.6522561349214676E-2,4.8513085953617391E-4,2.987494535150007E-6,2.9595271041222385E-5,9.9885539647830441E-3,3.5257907615545411E-2]
[2004,1,30,4,2.5111816671398716E-2,1.4363768060058277E-2,1.21485E-3,1.6100000000000204E-6,6.0365631720430322E-5,9.8651327819293585E-3,5.0617543145106782E-2,null,1.9092168334395577E-2,1.586771916995601E-2,4.8513085953617391E-4,2.987494535150007E-6,2.9595271041222385E-5,9.8651327819293585E-3,3.5477601129464131E-2]
[2004,1,30,5,2.5694512428765155E-2,1.4461729481840747E-2,1.21485E-3,1.6100000000000204E-6,6.0365631720430322E-5,9.8052489105954765E-3,5.1238316452921817E-2,null,1.9535183892885576E-2,1.5975937593132605E-2,4.8513085953617391E-4,2.987494535150007E-6,2.9595271041222385E-5,9.8052489105954765E-3,3.6028835111130725E-2]
[2004,1,30,6,2.7885320070623412E-2,1.5345518586960784E-2,1.21485E-3,1.6100000000000204E-6,6.0365631720430322E-5,1.0887815183727768E-2,5.5395479473032389E-2,null,2.1200824767616776E-2,1.6952263391967214E-2,4.8513085953617391E-4,2.987494535150007E-6,2.9595271041222385E-5,1.0887815183727768E-2,3.8670801784696535E-2]
[2004,1,30,7,3.3782470261220061E-2,1.6077156967268715E-2,0,0,6.0365631720430322E-5,8.4078150100401206E-3,5.8327807870249326E-2,null,2.5684346832363238E-2,1.776050760087855E-2,0,0,2.9595271041222385E-5,8.4078150100401206E-3,4.3474449704283012E-2]
[2004,1,30,8,3.9190411824522084E-2,1.8227698212993658E-2,0,0,6.0365631720430322E-5,1.0678398173623349E-2,6.8156873842859525E-2,null,2.9795930315956169E-2,2.0136220186036537E-2,0,0,2.9595271041222385E-5,1.0678398173623349E-2,4.996174577303393E-2]
[2004,1,30,9,4.0536577549574473E-2,1.9718377727382427E-2,0,0,6.0365631720430322E-5,1.2300754742945104E-2,7.2616075651622439E-2,null,3.0819401575125024E-2,{"$f":"F707*W$5","v":2.1782980549182599E-2},{"$f":"G707*X$5","v":0},{"$f":"H707*Y$5","v":0},{"$f":"I707*Z$5","v":2.9595271041222385E-5},{"$f":"J707","v":1.2300754742945104E-2},5.2631977395348847E-2]
[2004,1,30,10,3.7867788049763908E-2,2.0384249199957807E-2,0,0,6.0365631720430322E-5,1.2811702277405565E-2,7.1124105158847706E-2,null,{"$f":"E708*V$5","v":2.8790357677337893E-2},2.2518571759367341E-2,0,0,2.9595271041222385E-5,1.2811702277405565E-2,{"$f":"SUM(M708:Q708)","v":5.1338524707746455E-2}]
[2004,1,30,11,3.5717102779446244E-2,2.1016035499104684E-2,0,0,6.0365631720430322E-5,1.300255260025839E-2,6.9796056510529753E-2,null,2.7155221289058312E-2,2.3216508925184245E-2,0,0,2.9595271041222385E-5,1.300255260025839E-2,5.0401325485283782E-2]
[2004,1,30,12,3.5033808825219989E-2,2.1064153051658305E-2,0,0,6.0365631720430322E-5,1.2883399142733681E-2,6.9041726651332402E-2,null,2.6635722307098125E-2,2.3269664601875351E-2,0,0,2.9595271041222385E-5,1.2883399142733681E-2,4.99349821800147E-2]
[2004,1,30,13,3.4968210055483104E-2,2.0696163817031744E-2,0,0,6.0365631720430322E-5,1.1114713751968076E-2,6.6839453256203357E-2,null,2.6585848466000348E-2,2.2863145239532093E-2,0,0,2.9595271041222385E-5,1.1114713751968076E-2,4.9478588976573666E-2]
[2004,1,30,14,3.2497056198236819E-2,2.0867817312475233E-2,0,0,6.0365631720430322E-5,1.2708449301748396E-2,6.6133688444180883E-2,null,2.4707064225094645E-2,2.3052771627876015E-2,0,0,2.9595271041222385E-5,1.2708449301748396E-2,4.7789431124011884E-2]
[2004,1,30,15,3.2641258968914837E-2,2.0626097835360863E-2,0,0,6.0365631720430322E-5,1.2547940701959579E-2,6.5875663137955717E-2,null,2.4816699605445549E-2,2.2785743034492847E-2,0,0,2.9595271041222385E-5,1.2547940701959579E-2,4.763203791097962E-2]
[2004,1,30,16,3.5263114224804236E-2,1.961774018352249E-2,0,0,6.0365631720430322E-5,1.0462420836206309E-2,6.5403640876253472E-2,null,2.6810060044034321E-2,2.167180580191248E-2,0,0,2.9595271041222385E-5,1.0462420836206309E-2,4.8511461116988022E-2]
[2004,1,30,17,3.8527143941333511E-2,1.9518557781213614E-2,0,0,6.0365631720430322E-5,9.2964766293945969E-3,6.7402543983662161E-2,null,2.9291656879974242E-2,2.15622385560576E-2,0,0,2.9595271041222385E-5,9.2964766293945969E-3,5.088349070707307E-2]
[2004,1,30,18,4.470852207954687E-2,1.9322780481889533E-2,0,0,6.0365631720430322E-5,1.0034577705340756E-2,7.4126245898497603E-2,null,3.3991273538443133E-2,2.1345962493081804E-2,0,0,2.9595271041222385E-5,1.0034577705340756E-2,5.5366831302566158E-2]
[2004,1,30,19,4.5875276253105148E-2,1.8918089237345552E-2,1.21485E-3,1.6100000000000204E-6,6.0365631720430322E-5,8.9044871680221543E-3,7.4974678290193289E-2,null,3.4878340666159323E-2,2.0898898255333465E-2,4.8513085953617391E-4,2.987494535150007E-6,2.9595271041222385E-5,8.9044871680221543E-3,5.629495254660534E-2]
[2004,1,30,20,4.3339859429817058E-2,1.8477627046617713E-2,1.21485E-3,1.6100000000000204E-6,6.0365631720430322E-5,7.386254484978462E-3,7.0480566593133676E-2,null,3.2950698177306344E-2,2.0412317692473512E-2,4.8513085953617391E-4,2.987494535150007E-6,2.9595271041222385E-5,7.386254484978462E-3,5.3880729494892407E-2]
[2004,1,30,21,4.1908257020576913E-2,1.7921991202220561E-2,1.21485E-3,1.6100000000000204E-6,6.0365631720430322E-5,7.5248572460556926E-3,6.8631931100573612E-2,null,3.1862270583922804E-2,1.9798504276467992E-2,4.8513085953617391E-4,2.987494535150007E-6,2.9595271041222385E-5,7.5248572460556926E-3,5.2178488485503341E-2]
[2004,1,30,22,3.9294752687238435E-2,1.6789544673249997E-2,1.21485E-3,1.6100000000000204E-6,6.0365631720430322E-5,6.43064460486064E-3,6.3791767597069504E-2,null,2.9875259236726983E-2,1.8547485503290762E-2,4.8513085953617391E-4,2.987494535150007E-6,2.9595271041222385E-5,6.43064460486064E-3,4.8940458365130293E-2]
[2004,1,30,23,3.8033236649197846E-2,1.4868301783242586E-2,1.21485E-3,1.6100000000000204E-6,6.0365631720430322E-5,7.2563183923437125E-3,6.1434682456504575E-2,null,2.891614596865974E-2,1.6425079842850947E-2,4.8513085953617391E-4,2.987494535150007E-6,2.9595271041222385E-5,7.2563183923437125E-3,4.5858939436623239E-2]
[2004,1,30,24,3.2501975027958936E-2,1.3259246238879618E-2,1.21485E-3,1.6100000000000204E-6,6.0365631720430322E-5,6.3403227434388346E-3,5.3378369641997825E-2,null,2.471080394358223E-2,1.464754894705419E-2,4.8513085953617391E-4,2.987494535150007E-6,2.9595271041222385E-5,6.3403227434388346E-3,3.9876066515748966E-2]
[2004,1,31,1,2.8985107816529142E-2,1.259346266249756E-2,1.21485E-3,1.6100000000000204E-6,6.0365631720430322E-5,8.7723328188300167E-3,5.1627728929577156E-2,null,2.2036978242759523E-2,1.3912054836189482E-2,4.8513085953617391E-4,2.987494535150007E-6,2.9595271041222385E-5,8.7723328188300167E-3,3.6466746704061553E-2]
[2004,1,31,2,2.7389986587707672E-2,1.1826419110141852E-2,1.21485E-3,1.6100000000000204E-6,6.0365631720430322E-5,9.4915039958260831E-3,4.9984735325396046E-2,null,2.0824229543096005E-2,1.3064698374499551E-2,4.8513085953617391E-4,2.987494535150007E-6,2.9595271041222385E-5,9.4915039958260831E-3,3.4406641542708102E-2]
[2004,1,31,3,2.6597239252915166E-2,1.1402426669452105E-2,1.21485E-3,1.6100000000000204E-6,6.0365631720430322E-5,1.00487747289773E-2,4.9325266283065002E-2,null,2.0221514663461657E-2,1.2596312018571311E-2,4.8513085953617391E-4,2.987494535150007E-6,2.9595271041222385E-5,1.00487747289773E-2,3.3335540307145514E-2]
[2004,1,31,4,2.6216358236063116E-2,1.1146038293274889E-2,1.21485E-3,1.6100000000000204E-6,6.0365631720430322E-5,1.0353481135099754E-2,4.8992703296158187E-2,null,1.9931936072463203E-2,1.2313078626427231E-2,4.8513085953617391E-4,2.987494535150007E-6,2.9595271041222385E-5,1.0353481135099754E-2,3.2762728324002982E-2]
[2004,1,31,5,2.6515110582751886E-2,1.1280733545914193E-2,1.21485E-3,1.6100000000000204E-6,6.0365631720430322E-5,1.0524304865883584E-2,4.9596974626270093E-2,null,2.0159073366746421E-2,1.2461877077743778E-2,4.8513085953617391E-4,2.987494535150007E-6,2.9595271041222385E-5,1.0524304865883584E-2,3.3138664069602745E-2]
[2004,1,31,6,2.7596479096807722E-2,1.1383377440031582E-2,1.21485E-3,1.6100000000000204E-6,6.0365631720430322E-5,1.0384682814502855E-2,5.0641364983062591E-2,null,2.0981222953613377E-2,1.2575268249165885E-2,4.8513085953617391E-4,2.987494535150007E-6,2.9595271041222385E-5,1.0384682814502855E-2,3.4074204827891807E-2]
[2004,1,31,7,3.0177746466993852E-2,1.2255131819166858E-2,0,0,6.0365631720430322E-5,1.029773876633705E-2,5.2790982684218196E-2,null,2.2943724981744469E-2,1.3538299232084846E-2,0,0,2.9595271041222385E-5,1.029773876633705E-2,3.6511619484870542E-2]
[2004,1,31,8,3.5511227475975508E-2,1.3487761608141543E-2,0,0,6.0365631720430322E-5,8.9832741124352359E-3,5.804262882827272E-2,null,2.6998697131479746E-2,1.4899990903113756E-2,0,0,2.9595271041222385E-5,8.9832741124352359E-3,4.1928283305634723E-2]
[2004,1,31,9,3.7957687760165205E-2,1.4570636106531714E-2,0,0,6.0365631720430322E-5,9.70790301807988E-3,6.2296592516497232E-2,null,2.8858707188910659E-2,1.6096247231182904E-2,0,0,2.9595271041222385E-5,9.70790301807988E-3,4.4984549691134787E-2]
[2004,1,31,10,3.9722313199045074E-2,1.5434377972166142E-2,0,0,6.0365631720430322E-5,1.0434867376886195E-2,6.5651924179817842E-2,null,3.0200327604793322E-2,1.7050426754405126E-2,0,0,2.9595271041222385E-5,1.0434867376886195E-2,4.7280349630239672E-2]
[2004,1,31,11,4.0595368156964115E-2,1.5256743822223686E-2,0,0,6.0365631720430322E-5,1.0445608643882182E-2,6.6358086254790422E-2,null,3.0864099264163301E-2,1.6854193510141134E-2,0,0,2.9595271041222385E-5,1.0445608643882182E-2,4.774788804534566E-2]
[2004,1,31,12,4.080772477201744E-2,1.4830484067640695E-2,0,0,6.0365631720430322E-5,9.4099260525036411E-3,6.5108500523882215E-2,null,3.1025551073666922E-2,1.6383302442358891E-2,0,0,2.9595271041222385E-5,9.4099260525036411E-3,4.7438448787067038E-2]
[2004,1,31,13,4.1088429339672064E-2,1.4632307784697885E-2,0,0,6.0365631720430322E-5,8.28018243002074E-3,6.4061285186111122E-2,null,3.1238966890133908E-2,1.6164376211391232E-2,0,0,2.9595271041222385E-5,8.28018243002074E-3,4.7432938372566361E-2]
[2004,1,31,14,3.9073405908810879E-2,1.4622049406560691E-2,0,0,6.0365631720430322E-5,7.8869673573522571E-3,6.1642788304444265E-2,null,2.9706972329837118E-2,1.6153043734931042E-2,0,0,2.9595271041222385E-5,7.8869673573522571E-3,4.5889611335809384E-2]
[2004,1,31,15,3.8175223652934652E-2,1.4704954599258874E-2,0,0,6.0365631720430322E-5,8.23948791058377E-3,6.1180031794497734E-2,null,2.9024096731924395E-2,1.6244629474130211E-2,0,0,2.9595271041222385E-5,8.23948791058377E-3,4.5298321477095831E-2]
[2004,1,31,16,3.7508493890710121E-2,1.4593305645243655E-2,0,0,6.0365631720430322E-5,8.4546341856807424E-3,6.0616799353354948E-2,null,2.8517191276994067E-2,1.6121290372543128E-2,0,0,2.9595271041222385E-5,8.4546341856807424E-3,4.466807692057842E-2]
[2004,1,31,17,4.1913943825379635E-2,1.4349552495848747E-2,0,0,6.0365631720430322E-5,6.5713407804624709E-3,6.2895202733411287E-2,null,3.186659418328637E-2,1.5852015172246207E-2,0,0,2.9595271041222385E-5,6.5713407804624709E-3,4.7748204626573802E-2]
[2004,1,31,18,4.7265924495536821E-2,1.436907555124527E-2,0,0,6.0365631720430322E-5,6.5731864461113483E-3,6.8268552124613871E-2,null,3.5935631370605917E-2,1.5873582379338121E-2,0,0,2.9595271041222385E-5,6.5731864461113483E-3,5.1838809020985262E-2]
[2004,1,31,19,4.8360687349181572E-2,1.3620514972967079E-2,1.21485E-3,1.6100000000000204E-6,6.0365631720430322E-5,4.0100018656152418E-3,6.7268029819484335E-2,null,3.6767964489373646E-2,1.5046644142229743E-2,4.8513085953617391E-4,2.987494535150007E-6,2.9595271041222385E-5,4.0100018656152418E-3,5.2332322256715941E-2]
[2004,1,31,20,4.6059852959938308E-2,1.3142422166294706E-2,1.21485E-3,1.6100000000000204E-6,6.0365631720430322E-5,4.172308550895322E-3,6.4651409308848773E-2,null,3.5018671794073329E-2,1.4518492868710608E-2,4.8513085953617391E-4,2.987494535150007E-6,2.9595271041222385E-5,4.172308550895322E-3,5.0054878287896482E-2]
[2004,1,31,21,4.3034097184321919E-2,1.304888216363361E-2,1.21485E-3,1.6100000000000204E-6,6.0365631720430322E-5,6.2387311306491174E-3,6.359853611032508E-2,null,3.27182313535124E-2,1.441515880712056E-2,4.8513085953617391E-4,2.987494535150007E-6,2.9595271041222385E-5,6.2387311306491174E-3,4.7651103785745511E-2]
[2004,1,31,22,3.9160736154161067E-2,1.2253434002822469E-2,1.21485E-3,1.6100000000000204E-6,6.0365631720430322E-5,6.9649132336216486E-3,5.9655909022325614E-2,null,2.9773368312522388E-2,1.3536423646734101E-2,4.8513085953617391E-4,2.987494535150007E-6,2.9595271041222385E-5,6.9649132336216486E-3,4.3827505584369035E-2]
[2004,1,31,23,3.7201620603168853E-2,1.16473098651485E-2,1.21485E-3,1.6100000000000204E-6,6.0365631720430322E-5,6.3998221658448677E-3,5.6525578265882656E-2,null,2.828387974323553E-2,1.2866835586099317E-2,4.8513085953617391E-4,2.987494535150007E-6,2.9595271041222385E-5,6.3998221658448677E-3,4.1668428954447397E-2]
[2004,1,31,24,3.3402363522878419E-2,1.1433804376762531E-2,1.21485E-3,1.6100000000000204E-6,6.0365631720430322E-5,8.2573059201678251E-3,5.43702994515292E-2,null,2.5395356914651619E-2,1.2630975112943007E-2,4.8513085953617391E-4,2.987494535150007E-6,2.9595271041222385E-5,8.2573059201678251E-3,3.8544045652707172E-2]
[2004,2,1,1,2.9084501205130592E-2,1.1825982008963119E-2,1.1514966817880363E-3,1.538136157251452E-6,5.9020057471264436E-5,9.6410778865348278E-3,5.1763615976045098E-2,null,2.2112545667105458E-2,1.3064215506861756E-2,4.5983172818774514E-4,2.8541449466492462E-6,2.8935580527345494E-5,9.6410778865348278E-3,3.5668382627628954E-2]
[2004,2,1,2,2.6708328891667431E-2,1.1756585198348929E-2,1.1514966817880363E-3,1.538136157251452E-6,5.9020057471264436E-5,1.0180996840299465E-2,4.9857965805732381E-2,null,2.0305974585697432E-2,1.2987552538098105E-2,4.5983172818774514E-4,2.8541449466492462E-6,2.8935580527345494E-5,1.0180996840299465E-2,3.3785148577457277E-2]
[2004,2,1,3,2.5744901443764165E-2,1.162037086274195E-2,1.1514966817880363E-3,1.538136157251452E-6,5.9020057471264436E-5,1.0392143514143764E-2,4.8969470696066435E-2,null,1.9573493966949681E-2,1.2837075948995837E-2,4.5983172818774514E-4,2.8541449466492462E-6,2.8935580527345494E-5,1.0392143514143764E-2,3.2902191369607252E-2]
[2004,2,1,4,2.5849342896922631E-2,1.1412273290742035E-2,1.1514966817880363E-3,1.538136157251452E-6,5.9020057471264436E-5,1.0294057275882423E-2,4.8767728338963645E-2,null,1.9652899365248139E-2,1.2607189625390652E-2,4.5983172818774514E-4,2.8541449466492462E-6,2.8935580527345494E-5,1.0294057275882423E-2,3.275171044430053E-2]
[2004,2,1,5,2.4984804925959413E-2,1.1405828752093195E-2,1.1514966817880363E-3,1.538136157251452E-6,5.9020057471264436E-5,1.1072566103306484E-2,4.8675254656775649E-2,null,1.8995603053750847E-2,1.2600070314564124E-2,4.5983172818774514E-4,2.8541449466492462E-6,2.8935580527345494E-5,1.1072566103306484E-2,3.2087294821976711E-2]
[2004,2,1,6,2.6816845401039374E-2,1.1508041765880467E-2,1.1514966817880363E-3,1.538136157251452E-6,5.9020057471264436E-5,1.0464770677229776E-2,5.0001712719566174E-2,null,2.0388478193106685E-2,1.2712985490547876E-2,4.5983172818774514E-4,2.8541449466492462E-6,2.8935580527345494E-5,1.0464770677229776E-2,3.3593085137316299E-2]
[2004,2,1,7,3.0304161349563132E-2,1.2038093517852884E-2,0,0,5.9020057471264436E-5,1.0127668216351271E-2,5.252894314123855E-2,null,2.3039836475770088E-2,1.3298536044599872E-2,0,0,2.8935580527345494E-5,1.0127668216351271E-2,3.6367308100897305E-2]
[2004,2,1,8,3.3171754171528851E-2,1.3100429874355297E-2,0,0,5.9020057471264436E-5,1.0278622445976399E-2,5.6609826549331818E-2,null,2.52200278011484E-2,1.4472103794965382E-2,0,0,2.8935580527345494E-5,1.0278622445976399E-2,3.9721067176641124E-2]
[2004,2,1,9,3.8833494359010207E-2,1.3625845885928129E-2,0,0,5.9020057471264436E-5,8.666607147069301E-3,6.1184967449478898E-2,null,2.952457088297656E-2,1.5052533225750985E-2,0,0,2.8935580527345494E-5,8.666607147069301E-3,4.4606039689254889E-2]
[2004,2,1,10,4.1394109604266774E-2,1.4730583285825124E-2,0,0,5.9020057471264436E-5,8.5813243987710626E-3,6.4765037346334223E-2,null,3.1471371384978436E-2,1.6272941599432409E-2,0,0,2.8935580527345494E-5,8.5813243987710626E-3,4.7773248564938184E-2]
[2004,2,1,11,3.8861234757851769E-2,1.5509766498396698E-2,0,0,5.9020057471264436E-5,1.1305016745335898E-2,6.5735038059055631E-2,null,2.9545661526129814E-2,1.713370879835498E-2,0,0,2.8935580527345494E-5,1.1305016745335898E-2,4.670830590501214E-2]
[2004,2,1,12,3.8869840409372025E-2,1.5770734172195898E-2,0,0,5.9020057471264436E-5,1.0696987493681061E-2,6.5396582132720246E-2,null,2.9552204284449605E-2,1.7422000961175216E-2,0,0,2.8935580527345494E-5,1.0696987493681061E-2,4.7003140826152159E-2]
[2004,2,1,13,3.8211455641249684E-2,1.5861053277502691E-2,0,0,5.9020057471264436E-5,1.0090816711500606E-2,6.4222345687724239E-2,null,2.9051643413594314E-2,1.7521776882973555E-2,0,0,2.8935580527345494E-5,1.0090816711500606E-2,4.6602355877095214E-2]
[2004,2,1,14,3.6858733373247868E-2,1.6091481711673419E-2,0,0,5.9020057471264436E-5,1.0203862287351706E-2,6.3213097429744264E-2,null,2.8023187305128407E-2,1.7776332210440948E-2,0,0,2.8935580527345494E-5,1.0203862287351706E-2,4.5828455096096697E-2]
[2004,2,1,15,3.7702775511384123E-2,1.6081633208931707E-2,0,0,5.9020057471264436E-5,8.8145532968954381E-3,6.2657982074682525E-2,null,2.8664900917229376E-2,1.7765452525173361E-2,0,0,2.8935580527345494E-5,8.8145532968954381E-3,4.6459289022930075E-2]
[2004,2,1,16,3.9881738474174033E-2,1.5931041212935097E-2,0,0,5.9020057471264436E-5,8.2198496921617979E-3,6.4091649436742185E-2,null,3.0321536445609136E-2,1.7599092869982184E-2,0,0,2.8935580527345494E-5,8.2198496921617979E-3,4.7949564896118665E-2]
[2004,2,1,17,4.3177826244934353E-2,1.5379411633619194E-2,0,0,5.9020057471264436E-5,7.5479837592022682E-3,6.6164241695227083E-2,null,3.2827506578625147E-2,1.6989705193028132E-2,0,0,2.8935580527345494E-5,7.5479837592022682E-3,4.9846147352180625E-2]
[2004,2,1,18,5.0426944244408967E-2,1.5232153420987387E-2,0,0,5.9020057471264436E-5,6.3078812314434282E-3,7.2025998954311055E-2,null,3.833891114695729E-2,1.6827028383312112E-2,0,0,2.8935580527345494E-5,6.3078812314434282E-3,5.5194875110796744E-2]
[2004,2,1,19,5.1122661802087771E-2,1.5179249167342482E-2,1.1514966817880363E-3,1.538136157251452E-6,5.9020057471264436E-5,5.8348550130021349E-3,7.334882085784894E-2,null,3.8867855623504331E-2,1.6768584816399625E-2,4.5983172818774514E-4,2.8541449466492462E-6,2.8935580527345494E-5,5.8348550130021349E-3,5.6128061893565694E-2]
[2004,2,1,20,4.6856952745062859E-2,1.4687645551012802E-2,1.1514966817880363E-3,1.538136157251452E-6,5.9020057471264436E-5,7.4371919851399767E-3,7.0193845156632198E-2,null,3.5624695781746089E-2,1.6225508090693813E-2,4.5983172818774514E-4,2.8541449466492462E-6,2.8935580527345494E-5,7.4371919851399767E-3,5.234182532610164E-2]
[2004,2,1,21,4.5161435490301813E-2,1.4316180145537044E-2,1.1514966817880363E-3,1.538136157251452E-6,5.9020057471264436E-5,7.9466869536544988E-3,6.8636357464909911E-2,null,3.4335617366378419E-2,1.5815148586781073E-2,4.5983172818774514E-4,2.8541449466492462E-6,2.8935580527345494E-5,7.9466869536544988E-3,5.0642387406821233E-2]
[2004,2,1,22,4.4587215268978062E-2,1.3917913516455445E-2,1.1514966817880363E-3,1.538136157251452E-6,5.9020057471264436E-5,6.9679476063375665E-3,6.6685131267187628E-2,null,3.3899045641202781E-2,1.5375181650625586E-2,4.5983172818774514E-4,2.8541449466492462E-6,2.8935580527345494E-5,6.9679476063375665E-3,4.9765848745490109E-2]
[2004,2,1,23,4.1385212271186335E-2,1.4117900604962035E-2,1.1514966817880363E-3,1.538136157251452E-6,5.9020057471264436E-5,5.0906440805093779E-3,6.1805811832074301E-2,null,3.146460686518595E-2,1.5596108286642768E-2,4.5983172818774514E-4,2.8541449466492462E-6,2.8935580527345494E-5,5.0906440805093779E-3,4.7552336605490457E-2]
[2004,2,1,24,3.2119360603361499E-2,1.4218420345834783E-2,1.1514966817880363E-3,1.538136157251452E-6,5.9020057471264436E-5,8.3984750086445493E-3,5.5948310833257395E-2,null,2.4419907466550275E-2,1.5707152896423181E-2,4.5983172818774514E-4,2.8541449466492462E-6,2.8935580527345494E-5,8.3984750086445493E-3,4.0618681816635194E-2]
[2004,2,2,1,2.8185724099654461E-2,1.4159371160044763E-2,1.1514966817880363E-3,1.538136157251452E-6,5.9020057471264436E-5,1.0190515455355386E-2,5.3747665590471158E-2,null,2.1429217813235167E-2,{"$f":"F771*W$5","v":1.5641920995336161E-2},{"$f":"G771*X$5","v":4.5983172818774514E-4},{"$f":"H771*Y$5","v":2.8541449466492462E-6},{"$f":"I771*Z$5","v":2.8935580527345494E-5},{"$f":"J771","v":1.0190515455355386E-2},3.7562760262233062E-2]
[2004,2,2,2,2.5610333594390168E-2,1.3727449424031144E-2,1.1514966817880363E-3,1.538136157251452E-6,5.9020057471264436E-5,1.1180361478742972E-2,5.1730199372580846E-2,null,{"$f":"E772*V$5","v":1.9471183884558384E-2},1.5164775111205521E-2,4.5983172818774514E-4,2.8541449466492462E-6,2.8935580527345494E-5,1.1180361478742972E-2,{"$f":"SUM(M772:Q772)","v":3.5127580449425641E-2}]
[2004,2,2,3,2.5003912203256033E-2,1.3689224563130631E-2,1.1514966817880363E-3,1.538136157251452E-6,5.9020057471264436E-5,1.1507402022461907E-2,5.1412593664265129E-2,null,1.9010130053502904E-2,1.5122547935471138E-2,4.5983172818774514E-4,2.8541449466492462E-6,2.8935580527345494E-5,1.1507402022461907E-2,3.4624299442635779E-2]
[2004,2,2,4,2.6169748716301369E-2,1.3513777620561433E-2,1.1514966817880363E-3,1.538136157251452E-6,5.9020057471264436E-5,1.1195114418596355E-2,5.2090695630875705E-2,null,1.9896499496570619E-2,1.4928730909028279E-2,4.5983172818774514E-4,2.8541449466492462E-6,2.8935580527345494E-5,1.1195114418596355E-2,3.5316851859260638E-2]
[2004,2,2,5,2.635010779362831E-2,1.3802083924677291E-2,1.1514966817880363E-3,1.538136157251452E-6,5.9020057471264436E-5,1.1579355306434586E-2,5.2943601900156741E-2,null,2.0033624018863116E-2,1.5247224179701419E-2,4.5983172818774514E-4,2.8541449466492462E-6,2.8935580527345494E-5,1.1579355306434586E-2,3.5772469652226274E-2]
[2004,2,2,6,2.8316218066496847E-2,1.4506931477797075E-2,1.1514966817880363E-3,1.538136157251452E-6,5.9020057471264436E-5,1.1012050867720155E-2,5.5047255287430631E-2,null,2.152843057884983E-2,1.6025872441339392E-2,4.5983172818774514E-4,2.8541449466492462E-6,2.8935580527345494E-5,1.1012050867720155E-2,3.804592447385096E-2]
[2004,2,2,7,3.5016985212546391E-2,1.600121300328668E-2,0,0,5.9020057471264436E-5,9.9859182679624004E-3,6.1063136541266737E-2,null,2.6622931546104601E-2,1.7676611962346826E-2,0,0,2.8935580527345494E-5,9.9859182679624004E-3,4.4328479088978773E-2]
[2004,2,2,8,3.9777912991408593E-2,1.8148975125794827E-2,0,0,5.9020057471264436E-5,1.2052376910719684E-2,7.0038285085394364E-2,null,3.0242599361116344E-2,2.0049254437589474E-2,0,0,2.8935580527345494E-5,1.2052376910719684E-2,5.0320789379233163E-2]
[2004,2,2,9,4.1545137409055924E-2,1.9649349812567524E-2,0,0,5.9020057471264436E-5,1.2998351553436774E-2,7.4251858832531492E-2,null,3.1586195744758537E-2,2.1706725101267348E-2,0,0,2.8935580527345494E-5,1.2998351553436774E-2,5.3321856426553224E-2]
[2004,2,2,10,3.7827262014400058E-2,2.0466865456257314E-2,0,0,5.9020057471264436E-5,1.4335573976635825E-2,7.2688721504764464E-2,null,2.8759546290841369E-2,2.2609838309227543E-2,0,0,2.8935580527345494E-5,1.4335573976635825E-2,5.1398320180596258E-2]
[2004,2,2,11,3.6640307603687756E-2,2.112984997373164E-2,0,0,5.9020057471264436E-5,1.3894182784773118E-2,7.1723360419663776E-2,null,2.7857121201047566E-2,2.3342240287129484E-2,0,0,2.8935580527345494E-5,1.3894182784773118E-2,5.1228297068704395E-2]
[2004,2,2,12,3.5992214038703077E-2,2.0919645268689797E-2,0,0,5.9020057471264436E-5,1.3694085395288359E-2,7.0664964760152493E-2,null,2.7364384590190614E-2,2.3110026204177084E-2,0,0,2.8935580527345494E-5,1.3694085395288359E-2,5.0503346374895036E-2]
[2004,2,2,13,3.672481576103323E-2,2.1019840016258218E-2,0,0,5.9020057471264436E-5,1.2425562848111088E-2,7.0229238682873799E-2,null,2.7921371589093247E-2,2.3220711792392709E-2,0,0,2.8935580527345494E-5,1.2425562848111088E-2,5.1171018962013301E-2]
[2004,2,2,14,3.4711862101581836E-2,2.0966872395666681E-2,0,0,5.9020057471264436E-5,1.3215179354447574E-2,6.8952933909167347E-2,null,2.6390950647491057E-2,2.3162198223729311E-2,0,0,2.8935580527345494E-5,1.3215179354447574E-2,4.9582084451747707E-2]
[2004,2,2,15,3.4637524086643515E-2,2.0823411351216597E-2,0,0,5.9020057471264436E-5,1.2007508174926631E-2,6.7527463670258012E-2,null,2.6334432478637756E-2,2.3003716162779544E-2,0,0,2.8935580527345494E-5,1.2007508174926631E-2,4.9367084221944642E-2]
[2004,2,2,16,3.7359378137153336E-2,2.0405585635667006E-2,0,0,5.9020057471264436E-5,1.0989938788301961E-2,6.8813922618593565E-2,null,2.8403820623430047E-2,2.2542142215845457E-2,0,0,2.8935580527345494E-5,1.0989938788301961E-2,5.097489841980285E-2]
[2004,2,2,17,4.1580441398921295E-2,2.0578796518010391E-2,0,0,5.9020057471264436E-5,1.1041355733859712E-2,7.3259613708262672E-2,null,3.161303688198909E-2,2.2733489056501278E-2,0,0,2.8935580527345494E-5,1.1041355733859712E-2,5.4375461519017711E-2]
[2004,2,2,18,4.868674287484627E-2,2.0695863128032899E-2,0,0,5.9020057471264436E-5,9.9779571469353016E-3,7.9419583207285746E-2,null,3.7015860014568379E-2,2.2862813067042867E-2,0,0,2.8935580527345494E-5,9.9779571469353016E-3,5.9907608662138588E-2]
[2004,2,2,19,4.8992966635167619E-2,2.0238370066607315E-2,1.1514966817880363E-3,1.538136157251452E-6,5.9020057471264436E-5,8.8485134377421556E-3,7.9291905014933634E-2,null,3.7248677721727963E-2,2.2357418424735119E-2,4.5983172818774514E-4,2.8541449466492462E-6,2.8935580527345494E-5,8.8485134377421556E-3,6.009771760012482E-2]
[2004,2,2,20,4.9084238971104838E-2,1.9962754973229732E-2,1.1514966817880363E-3,1.538136157251452E-6,5.9020057471264436E-5,8.1703682457718776E-3,7.8429417065522991E-2,null,3.7318070821589652E-2,2.2052945191637054E-2,4.5983172818774514E-4,2.8541449466492462E-6,2.8935580527345494E-5,8.1703682457718776E-3,5.9862637466888448E-2]
[2004,2,2,21,4.5339464553901303E-2,1.9918192708671897E-2,1.1514966817880363E-3,1.538136157251452E-6,5.9020057471264436E-5,8.6058170575832732E-3,7.5075529195573018E-2,null,3.4470970411326678E-2,2.2003717057583059E-2,4.5983172818774514E-4,2.8541449466492462E-6,2.8935580527345494E-5,8.6058170575832732E-3,5.6966308922571478E-2]
[2004,2,2,22,4.2725406887310122E-2,1.8923732880760019E-2,1.1514966817880363E-3,1.538136157251452E-6,5.9020057471264436E-5,8.2417364653807248E-3,7.1102931108867409E-2,null,3.2483538372480233E-2,2.0905132813592946E-2,4.5983172818774514E-4,2.8541449466492462E-6,2.8935580527345494E-5,8.2417364653807248E-3,5.3880292639734921E-2]
[2004,2,2,23,4.0682543700035802E-2,1.8410183459929588E-2,1.1514966817880363E-3,1.538136157251452E-6,5.9020057471264436E-5,7.7143565768966575E-3,6.8019138612278596E-2,null,3.0930377628837036E-2,2.0337812458964651E-2,4.5983172818774514E-4,2.8541449466492462E-6,2.8935580527345494E-5,7.7143565768966575E-3,5.1759811541463425E-2]
[2004,2,2,24,3.165334582051587E-2,1.7678359033620788E-2,1.1514966817880363E-3,1.538136157251452E-6,5.9020057471264436E-5,9.8946212718264859E-3,6.0438381001379694E-2,null,2.4065602845867892E-2,1.9529362724199504E-2,4.5983172818774514E-4,2.8541449466492462E-6,2.8935580527345494E-5,9.8946212718264859E-3,4.4086587023729133E-2]
[2004,2,3,1,2.6574620719656137E-2,1.673742838220452E-2,1.1514966817880363E-3,1.538136157251452E-6,5.9020057471264436E-5,9.3413602506755532E-3,5.386546422795277E-2,null,2.0204318104164121E-2,1.8489912402205339E-2,4.5983172818774514E-4,2.8541449466492462E-6,2.8935580527345494E-5,9.3413602506755532E-3,3.9185851960031194E-2]
[2004,2,3,2,2.4244067427331421E-2,1.5647251350673685E-2,1.1514966817880363E-3,1.538136157251452E-6,5.9020057471264436E-5,9.7922804925885017E-3,5.0895654146010161E-2,null,1.8432430536188142E-2,1.7285588932936136E-2,4.5983172818774514E-4,2.8541449466492462E-6,2.8935580527345494E-5,9.7922804925885017E-3,3.6209640922786016E-2]
[2004,2,3,3,2.3321283186203232E-2,1.5272453180484662E-2,1.1514966817880363E-3,1.538136157251452E-6,5.9020057471264436E-5,1.0026439330651964E-2,4.983223057275641E-2,null,1.7730850387746994E-2,1.6871547708857175E-2,4.5983172818774514E-4,2.8541449466492462E-6,2.8935580527345494E-5,1.0026439330651964E-2,3.5094019550265906E-2]
[2004,2,3,4,2.4630810346880187E-2,1.4860917734186303E-2,1.1514966817880363E-3,1.538136157251452E-6,5.9020057471264436E-5,9.953677292722108E-3,5.0657460249205158E-2,null,1.8726465851067232E-2,1.6416922650652331E-2,4.5983172818774514E-4,2.8541449466492462E-6,2.8935580527345494E-5,9.953677292722108E-3,3.5635009955381304E-2]
[2004,2,3,5,2.5050273606108855E-2,1.4764943212114388E-2,1.1514966817880363E-3,1.538136157251452E-6,5.9020057471264436E-5,1.0048923424984065E-2,5.1076195118623859E-2,null,1.9045377989527098E-2,1.6310899164521095E-2,4.5983172818774514E-4,2.8541449466492462E-6,2.8935580527345494E-5,1.0048923424984065E-2,3.5847898607709934E-2]
[2004,2,3,6,2.7099132486000509E-2,1.5943379403348192E-2,1.1514966817880363E-3,1.538136157251452E-6,5.9020057471264436E-5,9.8624194646921223E-3,5.4116986229457376E-2,null,2.0603097175684801E-2,1.7612722924416499E-2,4.5983172818774514E-4,2.8541449466492462E-6,2.8935580527345494E-5,9.8624194646921223E-3,3.8707441553763038E-2]
[2004,2,3,7,3.2933746744716136E-2,1.6779895971805119E-2,0,0,5.9020057471264436E-5,9.8038877745396796E-3,5.9576550548532198E-2,null,2.5039074032768904E-2,1.8536826539414297E-2,0,0,2.8935580527345494E-5,9.8038877745396796E-3,4.3604836152710547E-2]
[2004,2,3,8,3.7614424010050412E-2,1.9059137245920385E-2,0,0,5.9020057471264436E-5,1.1452931478640285E-2,6.8185512792082348E-2,null,2.8597728487686234E-2,2.1054714624700398E-2,0,0,2.8935580527345494E-5,1.1452931478640285E-2,4.9681378692913974E-2]
[2004,2,3,9,3.9182947588957878E-2,2.0219791997657381E-2,0,0,5.9020057471264436E-5,1.351085910030202E-2,7.297261874438854E-2,null,2.9790255360466322E-2,2.2336895148420365E-2,0,0,2.8935580527345494E-5,1.351085910030202E-2,5.2156086089414029E-2]
[2004,2,3,10,3.517868700029695E-2,2.0723598337030139E-2,0,0,5.9020057471264436E-5,1.5251798563231864E-2,7.1213103958030224E-2,null,2.6745871188110774E-2,2.2893452277147633E-2,0,0,2.8935580527345494E-5,1.5251798563231864E-2,4.966825904578575E-2]
[2004,2,3,11,3.3507831447508574E-2,2.1128663509891434E-2,0,0,5.9020057471264436E-5,1.5139916217214713E-2,6.9835431232085979E-2,null,2.5475542725071767E-2,2.3340929595189668E-2,0,0,2.8935580527345494E-5,1.5139916217214713E-2,4.8845407900788777E-2]
[2004,2,3,12,3.4024381493065074E-2,2.1012004459498707E-2,0,0,5.9020057471264436E-5,1.43616353809652E-2,6.9457041391000243E-2,null,2.5868268609939224E-2,2.3212055817603897E-2,0,0,2.8935580527345494E-5,1.43616353809652E-2,4.9109260008070463E-2]
[2004,2,3,13,3.4371156439893143E-2,2.0879458901941591E-2,0,0,5.9020057471264436E-5,1.3189323273191791E-2,6.8498958672497778E-2,null,2.6131916825662828E-2,2.3065632144111843E-2,0,0,2.8935580527345494E-5,1.3189323273191791E-2,4.9226484550302013E-2]
[2004,2,3,14,3.0627765112980071E-2,2.1078548609825748E-2,0,0,5.9020057471264436E-5,1.461675358858806E-2,6.6382087368865139E-2,null,2.3285867959897517E-2,2.3285567439719893E-2,0,0,2.8935580527345494E-5,1.461675358858806E-2,4.6600370980144752E-2]
[2004,2,3,15,3.1439839243607604E-2,2.0825432038389043E-2,0,0,5.9020057471264436E-5,1.344041093487657E-2,6.5764702274344486E-2,null,2.3903276736205105E-2,2.3005948424985996E-2,0,0,2.8935580527345494E-5,1.344041093487657E-2,4.6938160741718443E-2]
[2004,2,3,16,3.3038031915884766E-2,2.0827171219632248E-2,0,0,5.9020057471264436E-5,1.3473417075310884E-2,6.7397640268299169E-2,null,2.511836061202306E-2,2.300786970632648E-2,0,0,2.8935580527345494E-5,1.3473417075310884E-2,4.8155165898876882E-2]
[2004,2,3,17,3.7743859726453111E-2,2.084163707616217E-2,0,0,5.9020057471264436E-5,1.2627542663080865E-2,7.1272059523167411E-2,null,2.8696136680067551E-2,2.3023850203088187E-2,0,0,2.8935580527345494E-5,1.2627542663080865E-2,5.1748922463683081E-2]
[2004,2,3,18,4.4525464776569851E-2,2.0788470749437807E-2,0,0,5.9020057471264436E-5,1.208237817417112E-2,7.7455333757650041E-2,null,3.3852097592353241E-2,2.2965117122866276E-2,0,0,2.8935580527345494E-5,1.208237817417112E-2,5.6846150295746856E-2]
[2004,2,3,19,4.8071016900890433E-2,2.0476985518656756E-2,1.1514966817880363E-3,1.538136157251452E-6,5.9020057471264436E-5,1.0093597226451921E-2,7.9853654521415657E-2,null,3.6547732037351441E-2,2.2621017987670227E-2,4.5983172818774514E-4,2.8541449466492462E-6,2.8935580527345494E-5,1.0093597226451921E-2,5.9660371478683409E-2]
[2004,2,3,20,4.9219435662185243E-2,2.0085397077168686E-2,1.1514966817880363E-3,1.538136157251452E-6,5.9020057471264436E-5,7.6133597775573884E-3,7.8130247392327865E-2,null,3.7420859003668899E-2,2.2188428475381192E-2,4.5983172818774514E-4,2.8541449466492462E-6,2.8935580527345494E-5,7.6133597775573884E-3,6.0100908932711826E-2]
[2004,2,3,21,4.4410032802447957E-2,1.9442640793905872E-2,1.1514966817880363E-3,1.538136157251452E-6,5.9020057471264436E-5,8.9849955326091416E-3,7.4049724004379522E-2,null,3.3764336252345657E-2,2.1478372718779282E-2,4.5983172818774514E-4,2.8541449466492462E-6,2.8935580527345494E-5,8.9849955326091416E-3,5.5734330424786677E-2]
[2004,2,3,22,4.2449371634615284E-2,1.9184936710223158E-2,1.1514966817880363E-3,1.538136157251452E-6,5.9020057471264436E-5,8.7503022302693034E-3,7.1596665450524302E-2,null,3.2273672571863754E-2,2.1193685858637127E-2,4.5983172818774514E-4,2.8541449466492462E-6,2.8935580527345494E-5,8.7503022302693034E-3,5.3958979884162615E-2]
[2004,2,3,23,4.0051843116490779E-2,1.8391648698478969E-2,1.1514966817880363E-3,1.538136157251452E-6,5.9020057471264436E-5,7.6923839358507655E-3,6.7347930626237063E-2,null,3.0450864662204171E-2,2.0317337024639146E-2,4.5983172818774514E-4,2.8541449466492462E-6,2.8935580527345494E-5,7.6923839358507655E-3,5.1259823140505055E-2]
[2004,2,3,24,3.3117619973058232E-2,1.7472866815551161E-2,1.1514966817880363E-3,1.538136157251452E-6,5.9020057471264436E-5,9.0222140768565252E-3,6.0824755740882475E-2,null,2.5178870315675603E-2,1.9302354546797414E-2,4.5983172818774514E-4,2.8541449466492462E-6,2.8935580527345494E-5,9.0222140768565252E-3,4.4972846316134754E-2]
[2004,2,4,1,2.6844103003274163E-2,1.6582147044365086E-2,1.1514966817880363E-3,1.538136157251452E-6,5.9020057471264436E-5,9.3413602506755532E-3,5.3979665173731359E-2,null,2.0409201772649668E-2,1.8318372409992376E-2,4.5983172818774514E-4,2.8541449466492462E-6,2.8935580527345494E-5,9.3413602506755532E-3,3.9219195636303779E-2]
[2004,2,4,2,2.4505798391336386E-2,1.6370768376122363E-2,1.1514966817880363E-3,1.538136157251452E-6,5.9020057471264436E-5,9.7922804925885017E-3,5.1880902135463813E-2,null,1.8631420983135687E-2,1.8084861444612639E-2,4.5983172818774514E-4,2.8541449466492462E-6,2.8935580527345494E-5,9.7922804925885017E-3,3.7207903881410063E-2]
[2004,2,4,3,2.3571902198188215E-2,1.6403825767290197E-2,1.1514966817880363E-3,1.538136157251452E-6,5.9020057471264436E-5,1.0026439330651964E-2,5.1214222171546926E-2,null,1.7921392570625659E-2,1.8121380093295166E-2,4.5983172818774514E-4,2.8541449466492462E-6,2.8935580527345494E-5,1.0026439330651964E-2,3.653439411758256E-2]
[2004,2,4,4,2.4910620135434977E-2,1.5961277932999691E-2,1.1514966817880363E-3,1.538136157251452E-6,5.9020057471264436E-5,9.953677292722108E-3,5.2037630236573332E-2,null,1.8939201379308969E-2,1.7632495510612377E-2,4.5983172818774514E-4,2.8541449466492462E-6,2.8935580527345494E-5,9.953677292722108E-3,3.7063318343583083E-2]
[2004,2,4,5,2.533401990727624E-2,1.603933298670461E-2,1.1514966817880363E-3,1.538136157251452E-6,5.9020057471264436E-5,1.0048923424984065E-2,5.2634331194381469E-2,null,1.9261106394088123E-2,1.7718723279454562E-2,4.5983172818774514E-4,2.8541449466492462E-6,2.8935580527345494E-5,1.0048923424984065E-2,3.7471451127204423E-2]
[2004,2,4,6,2.741325786578485E-2,1.6914709010125539E-2,1.1514966817880363E-3,1.538136157251452E-6,5.9020057471264436E-5,9.8624194646921223E-3,5.5402441216019067E-2,null,2.0841922375288112E-2,1.8685755109102458E-2,4.5983172818774514E-4,2.8541449466492462E-6,2.8935580527345494E-5,9.8624194646921223E-3,4.0019298938052304E-2]
[2004,2,4,7,3.3320700403368438E-2,1.7884013242069337E-2,0,0,5.9020057471264436E-5,9.8038877745396796E-3,6.1067621477448715E-2,null,2.5333269569685766E-2,1.9756549853101664E-2,0,0,2.8935580527345494E-5,9.8038877745396796E-3,4.5118755003314776E-2]
[2004,2,4,8,3.8026555654491215E-2,1.8991979902266868E-2,0,0,5.9020057471264436E-5,1.1452931478640285E-2,6.853048709286963E-2,null,2.8911066500405837E-2,2.0980525605159107E-2,0,0,2.8935580527345494E-5,1.1452931478640285E-2,4.9920527686092286E-2]
[2004,2,4,9,3.9584034274377677E-2,2.0479561195949257E-2,0,0,5.9020057471264436E-5,1.351085910030202E-2,7.3633474628100215E-2,null,3.0095196042971433E-2,2.2623863349958102E-2,0,0,2.8935580527345494E-5,1.351085910030202E-2,5.2747994973456877E-2]
[2004,2,4,10,3.5557491774325961E-2,2.1064630415383916E-2,0,0,5.9020057471264436E-5,1.5251798563231864E-2,7.1932940810413001E-2,null,2.7033871240288273E-2,2.3270191947729741E-2,0,0,2.8935580527345494E-5,1.5251798563231864E-2,5.0332998768545356E-2]
[2004,2,4,11,3.3864314673454424E-2,2.1312403657432706E-2,0,0,5.9020057471264436E-5,1.5139916217214713E-2,7.0375654605573101E-2,null,2.574657201169038E-2,2.3543908162459805E-2,0,0,2.8935580527345494E-5,1.5139916217214713E-2,4.9319415754677527E-2]
[2004,2,4,12,3.4356381423664706E-2,2.0965512661963209E-2,0,0,5.9020057471264436E-5,1.43616353809652E-2,6.9742549524064376E-2,null,2.6120683584329955E-2,2.3160696119792351E-2,0,0,2.8935580527345494E-5,1.43616353809652E-2,4.9310315284649645E-2]
[2004,2,4,13,3.4721762253226686E-2,2.1028682803864791E-2,0,0,5.9020057471264436E-5,1.3189323273191791E-2,6.8998788387754528E-2,null,2.639847759642561E-2,2.3230480459627792E-2,0,0,2.8935580527345494E-5,1.3189323273191791E-2,4.9657893636580741E-2]
[2004,2,4,14,3.0923176382890605E-2,2.1181785479663661E-2,0,0,5.9020057471264436E-5,1.461675358858806E-2,6.678073550861359E-2,null,2.3510465079524995E-2,2.3399613674087081E-2,0,0,2.8935580527345494E-5,1.461675358858806E-2,4.6939014334139419E-2]
[2004,2,4,15,3.1745925363676042E-2,2.0645437855037991E-2,0,0,5.9020057471264436E-5,1.344041093487657E-2,6.5890794211061865E-2,null,2.4135989797376207E-2,2.2807108041202433E-2,0,0,2.8935580527345494E-5,1.344041093487657E-2,4.6972033419105982E-2]
[2004,2,4,16,3.3361659019541183E-2,2.0524672978330789E-2,0,0,5.9020057471264436E-5,1.3473417075310884E-2,6.7418769130654116E-2,null,2.5364409841413083E-2,2.2673698538823121E-2,0,0,2.8935580527345494E-5,1.3473417075310884E-2,4.8067043960763542E-2]
[2004,2,4,17,3.8090908221525853E-2,2.099311592207297E-2,0,0,5.9020057471264436E-5,1.2627542663080865E-2,7.1770586864150956E-2,null,2.8959992870753831E-2,{"$f":"F835*W$5","v":2.3191189565367743E-2},{"$f":"G835*X$5","v":0},{"$f":"H835*Y$5","v":0},{"$f":"I835*Z$5","v":2.8935580527345494E-5},{"$f":"J835","v":1.2627542663080865E-2},5.2180118016648916E-2]
[2004,2,4,18,4.4921869839464598E-2,2.1223484741205861E-2,0,0,5.9020057471264436E-5,1.208237817417112E-2,7.8286752812312843E-2,null,{"$f":"E836*V$5","v":3.4153478901735493E-2},2.3445679035834749E-2,0,0,2.8935580527345494E-5,1.208237817417112E-2,{"$f":"SUM(M836:Q836)","v":5.7628093518097584E-2}]
[2004,2,4,19,4.8493649672958307E-2,2.0725648945711564E-2,1.1514966817880363E-3,1.538136157251452E-6,5.9020057471264436E-5,1.0093597226451921E-2,8.0524950720538349E-2,null,3.6869053912767263E-2,2.2895717593779612E-2,4.5983172818774514E-4,2.8541449466492462E-6,2.8935580527345494E-5,1.0093597226451921E-2,6.0256392960208613E-2]
[2004,2,4,20,4.9661477134728668E-2,2.065809655933994E-2,1.1514966817880363E-3,1.538136157251452E-6,5.9020057471264436E-5,7.6133597775573884E-3,7.9144988347042547E-2,null,3.7756937046728029E-2,2.2821092168771116E-2,4.5983172818774514E-4,2.8541449466492462E-6,2.8935580527345494E-5,7.6133597775573884E-3,6.1069650669160883E-2]
[2004,2,4,21,4.4772995279750885E-2,1.9940652154158103E-2,1.1514966817880363E-3,1.538136157251452E-6,5.9020057471264436E-5,8.9849955326091416E-3,7.4910697841934687E-2,null,3.4040291624528242E-2,2.2028528108012025E-2,4.5983172818774514E-4,2.8541449466492462E-6,2.8935580527345494E-5,8.9849955326091416E-3,5.6560441186202008E-2]
[2004,2,4,22,4.2822472618722282E-2,1.9169401882518665E-2,1.1514966817880363E-3,1.538136157251452E-6,5.9020057471264436E-5,8.7503022302693034E-3,7.1954231606926808E-2,null,3.2557336111125434E-2,2.1176524464611698E-2,4.5983172818774514E-4,2.8541449466492462E-6,2.8935580527345494E-5,8.7503022302693034E-3,5.4225482029398871E-2]
[2004,2,4,23,4.041989236920962E-2,1.8301853796799258E-2,1.1514966817880363E-3,1.538136157251452E-6,5.9020057471264436E-5,7.6923839358507655E-3,6.7626184977276196E-2,null,3.0730687439672114E-2,2.0218140192944992E-2,4.5983172818774514E-4,2.8541449466492462E-6,2.8935580527345494E-5,7.6923839358507655E-3,5.1440449086278844E-2]
[2004,2,4,24,3.3457873920364471E-2,1.7467919896624846E-2,1.1514966817880363E-3,1.538136157251452E-6,5.9020057471264436E-5,9.0222140768565252E-3,6.1160062769262405E-2,null,2.5437560705280596E-2,1.929688966321317E-2,4.5983172818774514E-4,2.8541449466492462E-6,2.8935580527345494E-5,9.0222140768565252E-3,4.5226071822155503E-2]
[2004,2,5,1,2.8032474439597426E-2,1.6492009763982754E-2,1.1514966817880363E-3,1.538136157251452E-6,5.9020057471264436E-5,9.3413602506755532E-3,5.5077899329672289E-2,null,2.1312704207497903E-2,1.8218797351005754E-2,4.5983172818774514E-4,2.8541449466492462E-6,2.8935580527345494E-5,9.3413602506755532E-3,4.0023123012165394E-2]
[2004,2,5,2,2.5659986724819991E-2,1.5899256171671306E-2,1.1514966817880363E-3,1.538136157251452E-6,5.9020057471264436E-5,9.7922804925885017E-3,5.2563578264496355E-2,null,1.9508934475720337E-2,1.7563979791960425E-2,4.5983172818774514E-4,2.8541449466492462E-6,2.8935580527345494E-5,9.7922804925885017E-3,3.7564535721342503E-2]
[2004,2,5,3,2.4677090494400172E-2,1.5642644460393134E-2,1.1514966817880363E-3,1.538136157251452E-6,5.9020057471264436E-5,1.0026439330651964E-2,5.1558229160861828E-2,null,1.8761652009781051E-2,1.7280499680525977E-2,4.5983172818774514E-4,2.8541449466492462E-6,2.8935580527345494E-5,1.0026439330651964E-2,3.6533773143968766E-2]
[2004,2,5,4,2.6144533332579774E-2,1.5502081950947773E-2,1.1514966817880363E-3,1.538136157251452E-6,5.9020057471264436E-5,9.953677292722108E-3,5.2812347451666214E-2,null,1.9877328587634455E-2,1.7125219644230666E-2,4.5983172818774514E-4,2.8541449466492462E-6,2.8935580527345494E-5,9.953677292722108E-3,3.7494169685526858E-2]
[2004,2,5,5,2.6585298967710679E-2,1.5691904937225731E-2,1.1514966817880363E-3,1.538136157251452E-6,5.9020057471264436E-5,1.0048923424984065E-2,5.3538182205337029E-2,null,2.0212436629081752E-2,1.7334917950807809E-2,4.5983172818774514E-4,2.8541449466492462E-6,2.8935580527345494E-5,1.0048923424984065E-2,3.8038976033551296E-2]
[2004,2,5,6,2.8798502656513496E-2,1.633402063837357E-2,1.1514966817880363E-3,1.538136157251452E-6,5.9020057471264436E-5,9.8624194646921223E-3,5.6206997634995745E-2,null,2.189510490983004E-2,1.8044266053466602E-2,4.5983172818774514E-4,2.8541449466492462E-6,2.8935580527345494E-5,9.8624194646921223E-3,4.0430992416958376E-2]
[2004,2,5,7,3.5027101244513123E-2,1.7426417803607524E-2,0,0,5.9020057471264436E-5,9.8038877745396796E-3,6.2316426880131594E-2,null,2.6630622625874428E-2,1.9251042114421604E-2,0,0,2.8935580527345494E-5,9.8038877745396796E-3,4.5910600320823378E-2]
[2004,2,5,8,3.9843988256005478E-2,1.8949315358486686E-2,0,0,5.9020057471264436E-5,1.1452931478640285E-2,7.0305255150603707E-2,null,3.0292835474693115E-2,2.0933393891782257E-2,0,0,2.8935580527345494E-5,1.1452931478640285E-2,5.1255164947002718E-2]
[2004,2,5,9,4.135275927154719E-2,2.0116378764326152E-2,0,0,5.9020057471264436E-5,1.351085910030202E-2,7.5039017193646626E-2,null,3.1439933296555915E-2,2.2222654084509005E-2,0,0,2.8935580527345494E-5,1.351085910030202E-2,5.3691522961592263E-2]
[2004,2,5,10,3.722796210358803E-2,2.0506112612700921E-2,0,0,5.9020057471264436E-5,1.5251798563231864E-2,7.3044893336992087E-2,null,2.8303906823186155E-2,2.2653194819445652E-2,0,0,2.8935580527345494E-5,1.5251798563231864E-2,5.0986037223159149E-2]
[2004,2,5,11,3.5436349124238084E-2,2.1180687372118038E-2,0,0,5.9020057471264436E-5,1.5139916217214713E-2,7.1815972771042097E-2,null,2.6941768152000486E-2,2.339840058974323E-2,0,0,2.8935580527345494E-5,1.5139916217214713E-2,5.0369104322271055E-2]
[2004,2,5,12,3.5820440133013526E-2,2.1174285608766732E-2,0,0,5.9020057471264436E-5,1.43616353809652E-2,7.1415381180216717E-2,null,2.7233787255645053E-2,2.3391328532980246E-2,0,0,2.8935580527345494E-5,1.43616353809652E-2,5.0654051369152645E-2]
[2004,2,5,13,3.626787680320652E-2,2.1241572092738761E-2,0,0,5.9020057471264436E-5,1.3189323273191791E-2,7.0757792226608329E-2,null,2.757396719316569E-2,2.3465660214412144E-2,0,0,2.8935580527345494E-5,1.3189323273191791E-2,5.1068562988105179E-2]
[2004,2,5,14,3.2225893087257859E-2,2.1239896029306999E-2,0,0,5.9020057471264436E-5,1.461675358858806E-2,6.8141562762624175E-2,null,2.4500902646717674E-2,2.3463808659601803E-2,0,0,2.8935580527345494E-5,1.461675358858806E-2,4.7993646886846819E-2]
[2004,2,5,15,3.3095711888252465E-2,2.1098781104223939E-2,0,0,5.9020057471264436E-5,1.344041093487657E-2,6.7693923984824239E-2,null,2.5162213900551629E-2,2.3307918367267307E-2,0,0,2.8935580527345494E-5,1.344041093487657E-2,4.8499067848346275E-2]
[2004,2,5,16,3.4788804686302799E-2,2.0959721385019957E-2,0,0,5.9020057471264436E-5,1.3473417075310884E-2,6.9280963204104901E-2,null,2.6449449034875717E-2,2.3154298470109712E-2,0,0,2.8935580527345494E-5,1.3473417075310884E-2,4.9632683085512774E-2]
[2004,2,5,17,3.9621331233987395E-2,2.1056567823410172E-2,0,0,5.9020057471264436E-5,1.2627542663080865E-2,7.3364461777949697E-2,null,3.012355240764818E-2,2.3261285166118788E-2,0,0,2.8935580527345494E-5,1.2627542663080865E-2,5.3413773154294311E-2]
[2004,2,5,18,4.6669952206986928E-2,2.1046888448978038E-2,0,0,5.9020057471264436E-5,1.208237817417112E-2,7.9858238887607347E-2,null,3.5482521848323165E-2,2.3250592317655368E-2,0,0,2.8935580527345494E-5,1.208237817417112E-2,5.8762049746505875E-2]
[2004,2,5,19,5.0357387416024441E-2,2.0869248361429171E-2,1.1514966817880363E-3,1.538136157251452E-6,5.9020057471264436E-5,1.0093597226451921E-2,8.2532287879322083E-2,null,3.8286028048386544E-2,2.3054352514090871E-2,4.5983172818774514E-4,2.8541449466492462E-6,2.8935580527345494E-5,1.0093597226451921E-2,6.183200201613915E-2]
[2004,2,5,20,5.1610800480698965E-2,2.0528275686869723E-2,1.1514966817880363E-3,1.538136157251452E-6,5.9020057471264436E-5,7.6133597775573884E-3,8.0964490820542634E-2,null,3.9238980737410924E-2,2.2677678467147497E-2,4.5983172818774514E-4,2.8541449466492462E-6,2.8935580527345494E-5,7.6133597775573884E-3,6.2408280658220162E-2]
[2004,2,5,21,4.6373606487814314E-2,1.9985956220528855E-2,1.1514966817880363E-3,1.538136157251452E-6,5.9020057471264436E-5,8.9849955326091416E-3,7.6556613116368868E-2,null,3.5257214279792483E-2,2.2078575713864637E-2,4.5983172818774514E-4,2.8541449466492462E-6,2.8935580527345494E-5,8.9849955326091416E-3,5.7827411447318858E-2]
[2004,2,5,22,4.4467787825678368E-2,1.9224770393660787E-2,1.1514966817880363E-3,1.538136157251452E-6,5.9020057471264436E-5,8.7503022302693034E-3,7.3654915325025008E-2,null,3.3808246601011421E-2,2.1237690307863152E-2,4.5983172818774514E-4,2.8541449466492462E-6,2.8935580527345494E-5,8.7503022302693034E-3,5.5537558362536314E-2]
[2004,2,5,23,4.204292726222348E-2,1.8445773943689837E-2,1.1514966817880363E-3,1.538136157251452E-6,5.9020057471264436E-5,7.6923839358507655E-3,6.9393140017180638E-2,null,3.1964658513748627E-2,2.0377129426425365E-2,4.5983172818774514E-4,2.8541449466492462E-6,2.8935580527345494E-5,7.6923839358507655E-3,5.2833409393835733E-2]
[2004,2,5,24,3.4958336884934306E-2,1.7640751283805125E-2,1.1514966817880363E-3,1.538136157251452E-6,5.9020057471264436E-5,9.0222140768565252E-3,6.2833357121012512E-2,null,2.6578342030421493E-2,1.9487817273855713E-2,4.5983172818774514E-4,2.8541449466492462E-6,2.8935580527345494E-5,9.0222140768565252E-3,4.6557780757938948E-2]
[2004,2,6,1,2.901629679423642E-2,1.701386832708441E-2,1.1514966817880363E-3,1.538136157251452E-6,5.9020057471264436E-5,9.3108335434677631E-3,5.6553053540205143E-2,null,2.2060690792924931E-2,1.8795296852467367E-2,4.5983172818774514E-4,2.8541449466492462E-6,2.8935580527345494E-5,9.3108335434677631E-3,4.1347609099054036E-2]
[2004,2,6,2,2.7486741251457315E-2,1.6662359694097885E-2,1.1514966817880363E-3,1.538136157251452E-6,5.9020057471264436E-5,9.9974199077980889E-3,5.5358575728769843E-2,null,2.0897790781281931E-2,1.8406983684869292E-2,4.5983172818774514E-4,2.8541449466492462E-6,2.8935580527345494E-5,9.9974199077980889E-3,3.979639591981296E-2]
[2004,2,6,3,2.712985306118363E-2,1.6302353535867009E-2,1.1514966817880363E-3,1.538136157251452E-6,5.9020057471264436E-5,9.8291903467423204E-3,5.4473451819209512E-2,null,2.0626453605862696E-2,1.8009283262920325E-2,4.5983172818774514E-4,2.8541449466492462E-6,2.8935580527345494E-5,9.8291903467423204E-3,3.9127358322444759E-2]
[2004,2,6,4,2.8416617755157737E-2,1.5811344393629488E-2,1.1514966817880363E-3,1.538136157251452E-6,5.9020057471264436E-5,9.8609687325966217E-3,5.5300985756800404E-2,null,2.1604763079270551E-2,1.7466863255417478E-2,4.5983172818774514E-4,2.8541449466492462E-6,2.8935580527345494E-5,9.8609687325966217E-3,3.9563247788349763E-2]
[2004,2,6,5,2.9087682325621762E-2,1.5976681846714278E-2,1.1514966817880363E-3,1.538136157251452E-6,5.9020057471264436E-5,9.8671349078725216E-3,5.614355395562512E-2,null,2.2114964229199317E-2,1.7649512283364435E-2,4.5983172818774514E-4,2.8541449466492462E-6,2.8935580527345494E-5,9.8671349078725216E-3,4.0256097966225486E-2]
[2004,2,6,6,3.0738501026853826E-2,1.6554555998485626E-2,1.1514966817880363E-3,1.538136157251452E-6,5.9020057471264436E-5,1.0641415242315615E-2,5.9146527143071621E-2,null,2.3370058949980239E-2,1.8287892457532123E-2,4.5983172818774514E-4,2.8541449466492462E-6,2.8935580527345494E-5,1.0641415242315615E-2,4.2149572861174101E-2]
[2004,2,6,7,3.8807442445782658E-2,1.7720055188254501E-2,0,0,5.9020057471264436E-5,8.5172879229758296E-3,6.5103805614484256E-2,null,2.9504763972179066E-2,1.9575424653731396E-2,0,0,2.8935580527345494E-5,8.5172879229758296E-3,4.9109124206437801E-2]
[2004,2,6,8,4.2668502867779026E-2,1.9471230285472145E-2,0,0,5.9020057471264436E-5,1.1325391743534403E-2,7.352414495425684E-2,null,3.2440275030205641E-2,2.1509955658679775E-2,0,0,2.8935580527345494E-5,1.1325391743534403E-2,5.3979166269412758E-2]
[2004,2,6,9,4.2725497818833495E-2,2.0568119596305803E-2,0,0,5.9020057471264436E-5,1.3020600047994121E-2,7.6373237520604681E-2,null,3.2483607506464993E-2,2.2721694213079995E-2,0,0,2.8935580527345494E-5,1.3020600047994121E-2,5.5234237300072334E-2]
[2004,2,6,10,3.9614587715057242E-2,2.1331752030476683E-2,0,0,5.9020057471264436E-5,1.3315066099456433E-2,7.4320425902461629E-2,null,3.011842540308832E-2,2.3565282397171313E-2,0,0,2.8935580527345494E-5,1.3315066099456433E-2,5.3712643380786976E-2]
[2004,2,6,11,3.7055874243242221E-2,2.2031139561370001E-2,0,0,5.9020057471264436E-5,1.3240445456416042E-2,7.2386479318499522E-2,null,2.8173070793239732E-2,2.4337898947701934E-2,0,0,2.8935580527345494E-5,1.3240445456416042E-2,5.2539905321469009E-2]
[2004,2,6,12,3.6349026236631526E-2,2.1709175370624275E-2,0,0,5.9020057471264436E-5,1.3060857014137112E-2,7.1178078678864179E-2,null,2.763566398967646E-2,2.3982223658308922E-2,0,0,2.8935580527345494E-5,1.3060857014137112E-2,5.1646823228512724E-2]
[2004,2,6,13,3.7574140589016966E-2,2.2146901333009009E-2,0,0,5.9020057471264436E-5,1.1815047384824527E-2,7.1595109364321757E-2,null,2.8567101557523438E-2,2.4465781497413398E-2,0,0,2.8935580527345494E-5,1.1815047384824527E-2,5.3061818635464178E-2]
[2004,2,6,14,3.4006974626163422E-2,2.1726757745129392E-2,0,0,5.9020057471264436E-5,1.3126283401587059E-2,6.8919035830351139E-2,null,2.585503440878964E-2,2.400164698649284E-2,0,0,2.8935580527345494E-5,1.3126283401587059E-2,4.9885616975809823E-2]
[2004,2,6,15,3.4006690182336714E-2,2.063331367551988E-2,0,0,5.9020057471264436E-5,1.264931487370044E-2,6.7348338789028295E-2,null,2.5854818150066017E-2,2.2793714405566219E-2,0,0,2.8935580527345494E-5,1.264931487370044E-2,4.8677468136159578E-2]
[2004,2,6,16,3.7803999729768514E-2,1.9949484114806813E-2,0,0,5.9020057471264436E-5,1.0640710215826635E-2,6.8453214117873223E-2,null,2.8741860296242105E-2,2.2038284814658072E-2,0,0,2.8935580527345494E-5,1.0640710215826635E-2,5.0809080691427519E-2]
[2004,2,6,17,4.204422317027745E-2,1.9904464556763941E-2,0,0,5.9020057471264436E-5,9.6412205413012285E-3,7.1648928325813876E-2,null,3.1965643774792704E-2,2.1988551506434705E-2,0,0,2.8935580527345494E-5,9.6412205413012285E-3,5.3983130861754755E-2]
[2004,2,6,18,4.7715819306594076E-2,1.9888124478427652E-2,0,0,5.9020057471264436E-5,9.9648724791867593E-3,7.7627836321679758E-2,null,3.6277680198768127E-2,2.1970500548415109E-2,0,0,2.8935580527345494E-5,9.9648724791867593E-3,5.8277116327710578E-2]
[2004,2,6,19,4.9427837830833113E-2,1.9760332680920829E-2,1.1514966817880363E-3,1.538136157251452E-6,5.9020057471264436E-5,8.8030017757736601E-3,7.9203227162944145E-2,null,3.7579304302037535E-2,2.1829328375028319E-2,4.5983172818774514E-4,2.8541449466492462E-6,2.8935580527345494E-5,8.8030017757736601E-3,5.9900254130727588E-2]
[2004,2,6,20,4.8132674232294267E-2,1.9480397406380794E-2,1.1514966817880363E-3,1.538136157251452E-6,5.9020057471264436E-5,7.6981443122483154E-3,7.6523270826339918E-2,null,3.6594609257172513E-2,2.1520082618372197E-2,4.5983172818774514E-4,2.8541449466492462E-6,2.8935580527345494E-5,7.6981443122483154E-3,5.8606313329206447E-2]
[2004,2,6,21,4.6408131122699529E-2,1.8876528189778329E-2,1.1514966817880363E-3,1.538136157251452E-6,5.9020057471264436E-5,7.4391661360080274E-3,7.3935880323902428E-2,null,3.5283462884166165E-2,2.0852985579185503E-2,4.5983172818774514E-4,2.8541449466492462E-6,2.8935580527345494E-5,7.4391661360080274E-3,5.6628069917013406E-2]
[2004,2,6,22,4.4591152160474552E-2,1.8110928429624848E-2,1.1514966817880363E-3,1.538136157251452E-6,5.9020057471264436E-5,6.5367571178754722E-3,7.0450892583391433E-2,null,3.390203880558227E-2,2.0007224081234121E-2,4.5983172818774514E-4,2.8541449466492462E-6,2.8935580527345494E-5,6.5367571178754722E-3,5.4400884340478128E-2]
[2004,2,6,23,4.2865938745870746E-2,1.7116774697642036E-2,1.1514966817880363E-3,1.538136157251452E-6,5.9020057471264436E-5,6.4798956353676693E-3,6.7674663954297012E-2,null,3.2590382808910065E-2,1.8908977982793364E-2,4.5983172818774514E-4,2.8541449466492462E-6,2.8935580527345494E-5,6.4798956353676693E-3,5.1990982245365171E-2]
[2004,2,6,24,3.7971603525866766E-2,1.5899452652169594E-2,1.1514966817880363E-3,1.538136157251452E-6,5.9020057471264436E-5,6.2501736960317907E-3,6.1333284749484712E-2,null,2.886928715390295E-2,1.7564196844850458E-2,4.5983172818774514E-4,2.8541449466492462E-6,2.8935580527345494E-5,6.2501736960317907E-3,4.6925105452415149E-2]
[2004,2,7,1,3.4457996620961717E-2,1.5316892624241999E-2,1.1514966817880363E-3,1.538136157251452E-6,5.9020057471264436E-5,8.8278661094881739E-3,5.9814810230108442E-2,null,2.6197940219224752E-2,1.6920640162220529E-2,4.5983172818774514E-4,2.8541449466492462E-6,2.8935580527345494E-5,8.8278661094881739E-3,4.3610201835107019E-2]
[2004,2,7,2,3.2107852000061152E-2,1.4283265065909056E-2,1.1514966817880363E-3,1.538136157251452E-6,5.9020057471264436E-5,9.5929531461200531E-3,5.7196125087506822E-2,null,2.4411157633976263E-2,1.577878715029659E-2,4.5983172818774514E-4,2.8541449466492462E-6,2.8935580527345494E-5,9.5929531461200531E-3,4.0681566237934591E-2]
[2004,2,7,3,3.1138311577781321E-2,1.3845849590852107E-2,1.1514966817880363E-3,1.538136157251452E-6,5.9020057471264436E-5,9.9076552450770537E-3,5.6103871289127041E-2,null,2.3674029405007856E-2,1.5295572307939381E-2,4.5983172818774514E-4,2.8541449466492462E-6,2.8935580527345494E-5,9.9076552450770537E-3,3.9461223166608973E-2]
[2004,2,7,4,3.0732135782118086E-2,1.3396061913168705E-2,1.1514966817880363E-3,1.538136157251452E-6,5.9020057471264436E-5,1.008504408598755E-2,5.5425296656690902E-2,null,2.3365219542080182E-2,1.4798689837702808E-2,4.5983172818774514E-4,2.8541449466492462E-6,2.8935580527345494E-5,1.008504408598755E-2,3.865553083344473E-2]
[2004,2,7,5,3.0992677200603412E-2,1.3488210249304073E-2,1.1514966817880363E-3,1.538136157251452E-6,5.9020057471264436E-5,1.0364713260509896E-2,5.6057655585833935E-2,null,2.3563305593953504E-2,1.4900486519023546E-2,4.5983172818774514E-4,2.8541449466492462E-6,2.8935580527345494E-5,1.0364713260509896E-2,3.8955413566638786E-2]
[2004,2,7,6,3.2237440173422283E-2,1.3570459354154907E-2,1.1514966817880363E-3,1.538136157251452E-6,5.9020057471264436E-5,1.0295968120041146E-2,5.7315922523034891E-2,null,2.4509681737283195E-2,1.4991347475027315E-2,4.5983172818774514E-4,2.8541449466492462E-6,2.8935580527345494E-5,1.0295968120041146E-2,3.9992650665972247E-2]
[2004,2,7,7,3.54214534728714E-2,1.3721408385641015E-2,0,0,5.9020057471264436E-5,1.0132752218470858E-2,5.9334634134454542E-2,null,2.6930443193433583E-2,1.5158101548929334E-2,0,0,2.8935580527345494E-5,1.0132752218470858E-2,4.2117480322890262E-2]
[2004,2,7,8,4.2153755624462858E-2,1.4709749764467981E-2,0,0,5.9020057471264436E-5,9.3773985157383864E-3,6.6299923962140489E-2,null,3.204891979105038E-2,1.6249926714700619E-2,0,0,2.8935580527345494E-5,9.3773985157383864E-3,4.8327782086278345E-2]
[2004,2,7,9,4.366600674442124E-2,1.5583442227695343E-2,0,0,5.9020057471264436E-5,1.0658665738487824E-2,6.9967134768075673E-2,null,3.3198663488367502E-2,{"$f":"F899*W$5","v":1.7215098707831691E-2},{"$f":"G899*X$5","v":0},{"$f":"H899*Y$5","v":0},{"$f":"I899*Z$5","v":2.8935580527345494E-5},{"$f":"J899","v":1.0658665738487824E-2},5.0442697776726539E-2]
[2004,2,7,10,4.4496140690519735E-2,1.6043841356951739E-2,0,0,5.9020057471264436E-5,1.1157319173585881E-2,7.1756321278528629E-2,null,{"$f":"E900*V$5","v":3.3829802893628448E-2},1.7723703696340753E-2,0,0,2.8935580527345494E-5,1.1157319173585881E-2,{"$f":"SUM(M900:Q900)","v":5.158244217049654E-2}]
[2004,2,7,11,4.5503603366549572E-2,1.6125912107261005E-2,0,0,5.9020057471264436E-5,1.0055125888005667E-2,7.1743661419287508E-2,null,3.4595762889795899E-2,1.781436762328039E-2,0,0,2.8935580527345494E-5,1.0055125888005667E-2,5.2439066093603631E-2]
[2004,2,7,12,4.616808516351676E-2,1.5865205281772068E-2,0,0,5.9020057471264436E-5,9.4576352250448723E-3,7.1549945727804959E-2,null,3.5100959247703706E-2,1.7526363620761543E-2,0,0,2.8935580527345494E-5,9.4576352250448723E-3,5.2656258448992591E-2]
[2004,2,7,13,4.6948230460960472E-2,1.546293110211059E-2,0,0,5.9020057471264436E-5,8.5615692985884333E-3,7.1031750919130762E-2,null,3.5694092971917571E-2,1.7081969525458471E-2,0,0,2.8935580527345494E-5,8.5615692985884333E-3,5.2804998077903384E-2]
[2004,2,7,14,4.5558863334824416E-2,1.539235872326229E-2,0,0,5.9020057471264436E-5,8.5574194002966258E-3,6.9567661515854598E-2,null,3.4637776282544913E-2,1.7004007901180056E-2,0,0,2.8935580527345494E-5,8.5574194002966258E-3,5.1670719764252311E-2]
[2004,2,7,15,4.4635987493094498E-2,1.5374535290629982E-2,0,0,5.9020057471264436E-5,8.8319218532570114E-3,6.8901464694452755E-2,null,3.3936126491427937E-2,1.6984318274998987E-2,0,0,2.8935580527345494E-5,8.8319218532570114E-3,5.0949380346954266E-2]
[2004,2,7,16,4.3227674356521445E-2,1.5181773593444026E-2,0,0,5.9020057471264436E-5,8.6520180586631985E-3,6.7120486066099938E-2,null,3.2865405411275368E-2,1.6771373561266366E-2,0,0,2.8935580527345494E-5,8.6520180586631985E-3,4.9665714553069076E-2]
[2004,2,7,17,4.9454453342869055E-2,1.534093639210321E-2,0,0,5.9020057471264436E-5,7.4041489231060961E-3,7.225855871554962E-2,null,3.7599539709246253E-2,1.6947201420701878E-2,0,0,2.8935580527345494E-5,7.4041489231060961E-3,5.4575676710475474E-2]
[2004,2,7,18,5.48781257731875E-2,1.5403672222122551E-2,0,0,5.9020057471264436E-5,7.103057809383858E-3,7.7443875862165182E-2,null,4.172308315436063E-2,1.7016505974247902E-2,0,0,2.8935580527345494E-5,7.103057809383858E-3,5.8768524709135878E-2]
[2004,2,7,19,5.7738138935845083E-2,1.524208929799308E-2,1.1514966817880363E-3,1.538136157251452E-6,5.9020057471264436E-5,5.1485705431175352E-3,7.9340853652372256E-2,null,4.3897511769166384E-2,1.683800459132204E-2,4.5983172818774514E-4,2.8541449466492462E-6,2.8935580527345494E-5,5.1485705431175352E-3,6.1227137814150158E-2]
[2004,2,7,20,5.5013215393160772E-2,1.466202966645541E-2,1.1514966817880363E-3,1.538136157251452E-6,5.9020057471264436E-5,5.3441590308424495E-3,7.6231458965875187E-2,null,4.1825789931751879E-2,1.6197210107828368E-2,4.5983172818774514E-4,2.8541449466492462E-6,2.8935580527345494E-5,5.3441590308424495E-3,5.8514621493241985E-2]
[2004,2,7,21,5.0506252627252307E-2,1.4242854785132909E-2,1.1514966817880363E-3,1.538136157251452E-6,5.9020057471264436E-5,6.961921653681695E-3,7.2923083941483446E-2,null,3.8399208218068769E-2,1.5734145731397739E-2,4.5983172818774514E-4,2.8541449466492462E-6,2.8935580527345494E-5,6.961921653681695E-3,5.4624975403128245E-2]
[2004,2,7,22,4.5517440301181072E-2,1.362233487362083E-2,1.1514966817880363E-3,1.538136157251452E-6,5.9020057471264436E-5,7.6876807493182027E-3,6.8039510799536657E-2,null,3.4606282920611416E-2,1.5048654594666054E-2,4.5983172818774514E-4,2.8541449466492462E-6,2.8935580527345494E-5,7.6876807493182027E-3,5.0146558968939207E-2]
[2004,2,7,23,4.390824518886581E-2,1.3065164974963579E-2,1.1514966817880363E-3,1.538136157251452E-6,5.9020057471264436E-5,7.4601342411510455E-3,6.5645599280396996E-2,null,3.3382834041176028E-2,1.4433146502020744E-2,4.5983172818774514E-4,2.8541449466492462E-6,2.8935580527345494E-5,7.4601342411510455E-3,4.8307601996858511E-2]
[2004,2,7,24,3.9133091445048951E-2,1.253424094673763E-2,1.1514966817880363E-3,1.538136157251452E-6,5.9020057471264436E-5,8.9096323436888107E-3,6.1789019610891949E-2,null,2.9752350420952436E-2,1.3846632340468835E-2,4.5983172818774514E-4,2.8541449466492462E-6,2.8935580527345494E-5,8.9096323436888107E-3,4.4090604215083005E-2]
[2004,2,8,1,3.1870142885695757E-2,1.2109000299851253E-2,1.1514966817880363E-3,1.538136157251452E-6,5.9020057471264436E-5,9.6410778865348278E-3,5.4832275947498392E-2,null,2.4230430668441619E-2,1.3376867085541984E-2,4.5983172818774514E-4,2.8541449466492462E-6,2.8935580527345494E-5,9.6410778865348278E-3,3.809891920764534E-2]
[2004,2,8,2,2.9175439429321319E-2,1.1767246544367022E-2,1.1514966817880363E-3,1.538136157251452E-6,5.9020057471264436E-5,1.0180996840299465E-2,5.2335737689404367E-2,null,2.2181684746408224E-2,1.2999330174988473E-2,4.5983172818774514E-4,2.8541449466492462E-6,2.8935580527345494E-5,1.0180996840299465E-2,3.5672636375058436E-2]
[2004,2,8,3,2.8320077679174896E-2,1.1545313145817769E-2,1.1514966817880363E-3,1.538136157251452E-6,5.9020057471264436E-5,1.0392143514143764E-2,5.1469589214552983E-2,null,2.1531364989208074E-2,1.2754159351574383E-2,4.5983172818774514E-4,2.8541449466492462E-6,2.8935580527345494E-5,1.0392143514143764E-2,3.4777145794444193E-2]
[2004,2,8,4,2.8570838431540381E-2,1.1247074218432395E-2,1.1514966817880363E-3,1.538136157251452E-6,5.9020057471264436E-5,1.0294057275882423E-2,5.1324024801271753E-2,null,2.1722014935345757E-2,1.24246934673083E-2,4.5983172818774514E-4,2.8541449466492462E-6,2.8935580527345494E-5,1.0294057275882423E-2,3.4638329856315798E-2]
[2004,2,8,5,2.760933153907898E-2,1.1332646675852832E-2,1.1514966817880363E-3,1.538136157251452E-6,5.9020057471264436E-5,1.1072566103306484E-2,5.1226599193654854E-2,null,2.0990994488447431E-2,1.2519225745840861E-2,4.5983172818774514E-4,2.8541449466492462E-6,2.8935580527345494E-5,1.1072566103306484E-2,3.4001841687950028E-2]
[2004,2,8,6,2.9661676045150416E-2,1.1494846658483637E-2,1.1514966817880363E-3,1.538136157251452E-6,5.9020057471264436E-5,1.0464770677229776E-2,5.2833348256280388E-2,null,2.2551363748179898E-2,1.2698408796068067E-2,4.5983172818774514E-4,2.8541449466492462E-6,2.8935580527345494E-5,1.0464770677229776E-2,3.5741393997909703E-2]
[2004,2,8,7,3.371513944448136E-2,1.2103856450646436E-2,0,0,5.9020057471264436E-5,1.0127668216351271E-2,5.6005684168950326E-2,null,2.5633156139786551E-2,1.3371184652193481E-2,0,0,2.8935580527345494E-5,1.0127668216351271E-2,3.9033276372507378E-2]
[2004,2,8,8,3.6644046435620213E-2,1.323066043804177E-2,0,0,5.9020057471264436E-5,1.0278622445976399E-2,6.0212349377109647E-2,null,2.7859963783468524E-2,1.4615970084317984E-2,0,0,2.8935580527345494E-5,1.0278622445976399E-2,4.2504869448313852E-2]
[2004,2,8,9,4.2786692721169153E-2,1.3846491330282094E-2,0,0,5.9020057471264436E-5,8.666607147069301E-3,6.5358811255991814E-2,null,3.2530133147834858E-2,1.5296281240373596E-2,0,0,2.8935580527345494E-5,8.666607147069301E-3,4.7855349968735798E-2]
[2004,2,8,10,4.5184146866897104E-2,1.4625758602904689E-2,0,0,5.9020057471264436E-5,8.5813243987710626E-3,6.8450249926044121E-2,null,3.4352884513185723E-2,1.6157141300812548E-2,0,0,2.8935580527345494E-5,8.5813243987710626E-3,5.0538961394525614E-2]
[2004,2,8,11,4.2201770263485018E-2,1.5569915165289487E-2,0,0,5.9020057471264436E-5,1.1305016745335898E-2,6.9135722231581667E-2,null,3.2085424659763065E-2,1.7200155301160605E-2,0,0,2.8935580527345494E-5,1.1305016745335898E-2,4.9314515541451012E-2]
[2004,2,8,12,4.2080428965924468E-2,1.6156066942926157E-2,0,0,5.9020057471264436E-5,1.0696987493681061E-2,6.8992503460002949E-2,null,3.1993170542537898E-2,1.7847679805846284E-2,0,0,2.8935580527345494E-5,1.0696987493681061E-2,4.9869785928911524E-2]
[2004,2,8,13,4.1286271753187199E-2,1.6250186855236347E-2,0,0,5.9020057471264436E-5,1.0090816711500606E-2,6.7686295377395414E-2,null,3.1389383752121282E-2,1.7951654496233545E-2,0,0,2.8935580527345494E-5,1.0090816711500606E-2,4.9369973828882169E-2]
[2004,2,8,14,3.9884907376231585E-2,1.6418163116096639E-2,0,0,5.9020057471264436E-5,1.0203862287351706E-2,6.6565952837151193E-2,null,3.0323945718196205E-2,1.8137218626996843E-2,0,0,2.8935580527345494E-5,1.0203862287351706E-2,4.8490099925720391E-2]
[2004,2,8,15,4.085937010694652E-2,1.650221801448383E-2,0,0,5.9020057471264436E-5,8.8145532968954381E-3,6.6235161475797055E-2,null,3.106481631046977E-2,1.8230074451240898E-2,0,0,2.8935580527345494E-5,8.8145532968954381E-3,4.932382634223801E-2]
[2004,2,8,16,4.3176779343718261E-2,1.6553067809790767E-2,0,0,5.9020057471264436E-5,8.2198496921617979E-3,6.8008716903142086E-2,null,3.2826710634050175E-2,1.8286248448788515E-2,0,0,2.8935580527345494E-5,8.2198496921617979E-3,5.1141894663366036E-2]
[2004,2,8,17,4.6832642482224365E-2,1.6291573204887722E-2,0,0,5.9020057471264436E-5,7.5479837592022682E-3,7.0731219503785622E-2,null,3.5606213023750548E-2,1.7997374182808248E-2,0,0,2.8935580527345494E-5,7.5479837592022682E-3,5.3632522787086134E-2]
[2004,2,8,18,5.4491517019653497E-2,1.6043972914686087E-2,0,0,5.9020057471264436E-5,6.3078812314434282E-3,7.6902391223254291E-2,null,4.1429149844054609E-2,1.7723849028761503E-2,0,0,2.8935580527345494E-5,6.3078812314434282E-3,5.9181934453343452E-2]
[2004,2,8,19,5.49722810006096E-2,1.5925760868154389E-2,1.1514966817880363E-3,1.538136157251452E-6,5.9020057471264436E-5,5.8348550130021349E-3,7.7944951757182676E-2,null,4.1794668076910395E-2,1.7593259649357172E-2,4.5983172818774514E-4,2.8541449466492462E-6,2.8935580527345494E-5,5.8348550130021349E-3,5.9879549179929305E-2]
[2004,2,8,20,5.042849738352758E-2,1.5793180031084611E-2,1.1514966817880363E-3,1.538136157251452E-6,5.9020057471264436E-5,7.4371919851399767E-3,7.4870924275168713E-2,null,3.8340091977236812E-2,1.7446797002428831E-2,4.5983172818774514E-4,2.8541449466492462E-6,2.8935580527345494E-5,7.4371919851399767E-3,5.6278510433327385E-2]
[2004,2,8,21,4.8787289486006552E-2,1.5547780593958373E-2,1.1514966817880363E-3,1.538136157251452E-6,5.9020057471264436E-5,7.9466869536544988E-3,7.3493811909035964E-2,null,3.7092304218141733E-2,1.7175703140671735E-2,4.5983172818774514E-4,2.8541449466492462E-6,2.8935580527345494E-5,7.9466869536544988E-3,5.475962881247521E-2]
[2004,2,8,22,4.8310429660918558E-2,1.5270720276996937E-2,1.1514966817880363E-3,1.538136157251452E-6,5.9020057471264436E-5,6.9679476063375665E-3,7.1761152419669613E-2,null,3.6729754261218078E-2,1.6869633362581401E-2,4.5983172818774514E-4,2.8541449466492462E-6,2.8935580527345494E-5,6.9679476063375665E-3,5.409100907746122E-2]
[2004,2,8,23,4.4920550738051408E-2,1.5962212392919409E-2,1.1514966817880363E-3,1.538136157251452E-6,5.9020057471264436E-5,5.0906440805093779E-3,6.7185462086896755E-2,null,3.4152476007099863E-2,1.7633527812687965E-2,4.5983172818774514E-4,2.8541449466492462E-6,2.8935580527345494E-5,5.0906440805093779E-3,5.227762527344957E-2]
[2004,2,8,24,3.5053445390993448E-2,1.550694163946166E-2,1.1514966817880363E-3,1.538136157251452E-6,5.9020057471264436E-5,8.3984750086445493E-3,6.0170916914516218E-2,null,2.6650651717588895E-2,1.7130588163986025E-2,4.5983172818774514E-4,2.8541449466492462E-6,2.8935580527345494E-5,8.3984750086445493E-3,4.4272861335236662E-2]
[2004,2,9,1,2.9997335598618131E-2,1.5080471040609719E-2,1.1514966817880363E-3,1.538136157251452E-6,5.9020057471264436E-5,1.0190515455355386E-2,5.6480376969999788E-2,null,2.2806561083430939E-2,1.6659464175591707E-2,4.5983172818774514E-4,2.8541449466492462E-6,2.8935580527345494E-5,1.0190515455355386E-2,3.9957646712684383E-2]
[2004,2,9,2,2.7278866118709104E-2,1.4964975588957645E-2,1.1514966817880363E-3,1.538136157251452E-6,5.9020057471264436E-5,1.1180361478742972E-2,5.4636258061826273E-2,null,2.073974618104861E-2,1.6531875830767453E-2,4.5983172818774514E-4,2.8541449466492462E-6,2.8935580527345494E-5,1.1180361478742972E-2,3.7763243465477804E-2]
[2004,2,9,3,2.6760876185087771E-2,1.5057812147920652E-2,1.1514966817880363E-3,1.538136157251452E-6,5.9020057471264436E-5,1.1507402022461907E-2,5.4538145230886882E-2,null,2.0345925569117945E-2,1.6634432794940826E-2,4.5983172818774514E-4,2.8541449466492462E-6,2.8935580527345494E-5,1.1507402022461907E-2,3.7471979817720512E-2]
[2004,2,9,4,2.8019703773037211E-2,1.4816753182489662E-2,1.1514966817880363E-3,1.538136157251452E-6,5.9020057471264436E-5,1.1195114418596355E-2,5.5243626249539782E-2,null,2.1302994845610605E-2,1.6368133871784617E-2,4.5983172818774514E-4,2.8541449466492462E-6,2.8935580527345494E-5,1.1195114418596355E-2,3.8162750171056962E-2]
[2004,2,9,5,2.8254925224327331E-2,1.5082980595898396E-2,1.1514966817880363E-3,1.538136157251452E-6,5.9020057471264436E-5,1.1579355306434586E-2,5.6129316002076872E-2,null,2.1481830475173269E-2,1.6662236492604607E-2,4.5983172818774514E-4,2.8541449466492462E-6,2.8935580527345494E-5,1.1579355306434586E-2,3.8635688421439614E-2]
[2004,2,9,6,3.0363256741804713E-2,1.6337393669960138E-2,1.1514966817880363E-3,1.538136157251452E-6,5.9020057471264436E-5,1.1012050867720155E-2,5.8924756154901566E-2,null,2.3084765888533303E-2,1.8047992256628839E-2,4.5983172818774514E-4,2.8541449466492462E-6,2.8935580527345494E-5,1.1012050867720155E-2,4.1624379598823875E-2]
[2004,2,9,7,3.7534663483551944E-2,1.7759040496400542E-2,0,0,5.9020057471264436E-5,9.9859182679624004E-3,6.5338642305386149E-2,null,2.8537087657981422E-2,1.961849189895765E-2,0,0,2.8935580527345494E-5,9.9859182679624004E-3,4.818451513746641E-2]
[2004,2,9,8,4.2414002636085107E-2,1.9852745894562911E-2,0,0,5.9020057471264436E-5,1.2052376910719684E-2,7.4378145498838977E-2,null,3.2246782009440755E-2,2.1931417667721883E-2,0,0,2.8935580527345494E-5,1.2052376910719684E-2,5.4207135257689984E-2]
[2004,2,9,9,4.403868432260101E-2,2.096297350845943E-2,0,0,5.9020057471264436E-5,1.2998351553436774E-2,7.8059029441968478E-2,null,3.3482005117934546E-2,2.3157891105498127E-2,0,0,2.8935580527345494E-5,1.2998351553436774E-2,5.6668831803960013E-2]
[2004,2,9,10,4.027388377667114E-2,2.2020825176348471E-2,0,0,5.9020057471264436E-5,1.4335573976635825E-2,7.6689302987126701E-2,null,3.0619679117833424E-2,2.4326504600184755E-2,0,0,2.8935580527345494E-5,1.4335573976635825E-2,5.4975119298545524E-2]
[2004,2,9,11,3.8929370019325484E-2,2.2961063499381987E-2,0,0,5.9020057471264436E-5,1.3894182784773118E-2,7.5843636360951858E-2,null,2.9597463826958405E-2,2.5365190103901088E-2,0,0,2.8935580527345494E-5,1.3894182784773118E-2,5.4991589511386836E-2]
[2004,2,9,12,3.8242824669428716E-2,2.2964627277184988E-2,0,0,5.9020057471264436E-5,1.3694085395288359E-2,7.4960557399373323E-2,null,2.9075492853653448E-2,2.5369127025266409E-2,0,0,2.8935580527345494E-5,1.3694085395288359E-2,5.4473555459447195E-2]
[2004,2,9,13,3.8933114172721855E-2,2.2835743840710635E-2,0,0,5.9020057471264436E-5,1.2425562848111088E-2,7.425344091901484E-2,null,2.9600310455215082E-2,2.5226748913403079E-2,0,0,2.8935580527345494E-5,1.2425562848111088E-2,5.4855994949145503E-2]
[2004,2,9,14,3.6849908419726199E-2,2.2497198528435174E-2,0,0,5.9020057471264436E-5,1.3215179354447574E-2,7.2621306360080212E-2,null,2.8016477814517528E-2,2.4852756384490696E-2,0,0,2.8935580527345494E-5,1.3215179354447574E-2,5.289816977953557E-2]
[2004,2,9,15,3.6718241670089469E-2,2.2105413362058797E-2,0,0,5.9020057471264436E-5,1.2007508174926631E-2,7.0890183264546158E-2,null,2.7916373398297799E-2,2.4419949549332874E-2,0,0,2.8935580527345494E-5,1.2007508174926631E-2,5.2365258528158015E-2]
[2004,2,9,16,3.954477772278564E-2,2.153691364948955E-2,0,0,5.9020057471264436E-5,1.0989938788301961E-2,7.2130650218048417E-2,null,3.0065349827501218E-2,2.3791925360308695E-2,0,0,2.8935580527345494E-5,1.0989938788301961E-2,5.3886210768337259E-2]
[2004,2,9,17,4.3895405444544955E-2,2.1595862501409869E-2,0,0,5.9020057471264436E-5,1.1041355733859712E-2,7.6591643737285803E-2,null,3.3373072160418765E-2,2.3857046422118652E-2,0,0,2.8935580527345494E-5,1.1041355733859712E-2,5.725905416306476E-2]
[2004,2,9,18,5.1240996128387631E-2,2.153341339467878E-2,0,0,5.9020057471264436E-5,9.9779571469353016E-3,8.2811386727472985E-2,null,3.8957823581896901E-2,2.3788058613078557E-2,0,0,2.8935580527345494E-5,9.9779571469353016E-3,6.2774817775502798E-2]
[2004,2,9,19,5.1775246085877302E-2,2.1357478324555632E-2,1.1514966817880363E-3,1.538136157251452E-6,5.9020057471264436E-5,8.8485134377421556E-3,8.3193292723591633E-2,null,3.9364006466015115E-2,2.3593702349931734E-2,4.5983172818774514E-4,2.8541449466492462E-6,2.8935580527345494E-5,8.8485134377421556E-3,6.3449330269608584E-2]
[2004,2,9,20,5.1684236661753709E-2,2.097020508908615E-2,1.1514966817880363E-3,1.538136157251452E-6,5.9020057471264436E-5,8.1703682457718776E-3,8.2036864872028284E-2,null,3.9294813254384067E-2,2.3165879865136955E-2,4.5983172818774514E-4,2.8541449466492462E-6,2.8935580527345494E-5,8.1703682457718776E-3,6.295231457318276E-2]
[2004,2,9,21,4.7710095288837809E-2,2.0614259197173853E-2,1.1514966817880363E-3,1.538136157251452E-6,5.9020057471264436E-5,8.6058170575832732E-3,7.8142226419011487E-2,null,3.6273328306908541E-2,2.2772664837649181E-2,4.5983172818774514E-4,2.8541449466492462E-6,2.8935580527345494E-5,8.6058170575832732E-3,5.9537614598219456E-2]
[2004,2,9,22,4.5069813107970626E-2,1.9587678596899086E-2,1.1514966817880363E-3,1.538136157251452E-6,5.9020057471264436E-5,8.2417364653807248E-3,7.4111283045666984E-2,null,3.4265958131064804E-2,2.1638596631982348E-2,4.5983172818774514E-4,2.8541449466492462E-6,2.8935580527345494E-5,8.2417364653807248E-3,5.6396176216708886E-2]
[2004,2,9,23,4.308599561307451E-2,1.8842765414999286E-2,1.1514966817880363E-3,1.538136157251452E-6,5.9020057471264436E-5,7.7143565768966575E-3,7.0855172480387002E-2,null,3.2757689014063243E-2,2.0815687690055557E-2,4.5983172818774514E-4,2.8541449466492462E-6,2.8935580527345494E-5,7.7143565768966575E-3,5.4064998157780535E-2]
[2004,2,9,24,3.3626538542382886E-2,1.8004609701553216E-2,1.1514966817880363E-3,1.538136157251452E-6,5.9020057471264436E-5,9.8946212718264859E-3,6.2737824391179142E-2,null,2.5565794094277117E-2,1.9889773304216998E-2,4.5983172818774514E-4,2.8541449466492462E-6,2.8935580527345494E-5,9.8946212718264859E-3,4.5947188852155853E-2]
[2004,2,10,1,2.8120831216390068E-2,1.7595027328305812E-2,1.1482717688530194E-3,1.5338284112824102E-6,5.9020057471264436E-5,9.3413602506755532E-3,5.6266044450107008E-2,null,2.1379880647899804E-2,{"$f":"F963*W$5","v":1.9437305814594533E-2},{"$f":"G963*X$5","v":4.5854391093944779E-4},{"$f":"H963*Y$5","v":2.8461515506608447E-6},{"$f":"I963*Z$5","v":2.8935580527345494E-5},{"$f":"J963","v":9.3413602506755532E-3},4.1307512105511791E-2]
[2004,2,10,2,2.574580096254922E-2,1.6938873960120004E-2,1.1482717688530194E-3,1.5338284112824102E-6,5.9020057471264436E-5,9.7922804925885017E-3,5.3685781069993291E-2,null,{"$f":"E964*V$5","v":1.9574177858692317E-2},1.8712450238031367E-2,4.5854391093944779E-4,2.8461515506608447E-6,2.8935580527345494E-5,9.7922804925885017E-3,{"$f":"SUM(M964:Q964)","v":3.8776953739741139E-2}]
[2004,2,10,3,2.4759262050211207E-2,1.6824190190995035E-2,1.1482717688530194E-3,1.5338284112824102E-6,5.9020057471264436E-5,1.0026439330651964E-2,5.2818717226593773E-2,null,1.8824125911863585E-2,1.8585758562544949E-2,4.5854391093944779E-4,2.8461515506608447E-6,2.8935580527345494E-5,1.0026439330651964E-2,3.7900210117425982E-2]
[2004,2,10,4,2.6236275302550932E-2,1.637214454325632E-2,1.1482717688530194E-3,1.5338284112824102E-6,5.9020057471264436E-5,9.953677292722108E-3,5.3770922793264925E-2,null,1.9947078743783587E-2,1.8086381702634158E-2,4.5854391093944779E-4,2.8461515506608447E-6,2.8935580527345494E-5,9.953677292722108E-3,3.8523786089435193E-2]
[2004,2,10,5,2.6678331276755726E-2,1.6452274798927843E-2,1.1482717688530194E-3,1.5338284112824102E-6,5.9020057471264436E-5,1.0048923424984065E-2,5.4388355155403204E-2,null,2.0283167812256107E-2,1.8174901956421057E-2,4.5854391093944779E-4,2.8461515506608447E-6,2.8935580527345494E-5,1.0048923424984065E-2,3.8948395411694613E-2]
[2004,2,10,6,2.890149675461573E-2,1.7161811912715444E-2,1.1482717688530194E-3,1.5338284112824102E-6,5.9020057471264436E-5,9.8624194646921223E-3,5.7134553786758864E-2,null,2.1973409904014578E-2,1.8958730796817768E-2,4.5854391093944779E-4,2.8461515506608447E-6,2.8935580527345494E-5,9.8624194646921223E-3,4.1422466343849794E-2]
[2004,2,10,7,3.5153973804000753E-2,1.8298510634061457E-2,0,0,5.9020057471264436E-5,9.8038877745396796E-3,6.3315392270073156E-2,null,2.6727082085357196E-2,2.0214446986034303E-2,0,0,2.8935580527345494E-5,9.8038877745396796E-3,4.6970464651918842E-2]
[2004,2,10,8,3.9979114832199722E-2,2.0281094200115427E-2,0,0,5.9020057471264436E-5,1.1452931478640285E-2,7.1772160568426696E-2,null,3.0395570349390149E-2,2.2404615967152389E-2,0,0,2.8935580527345494E-5,1.1452931478640285E-2,5.2829121897069883E-2]
[2004,2,10,9,4.1484264631538266E-2,2.1441729813893636E-2,0,0,5.9020057471264436E-5,1.351085910030202E-2,7.6495873603205186E-2,null,3.1539915010450968E-2,2.3686775349083221E-2,0,0,2.8935580527345494E-5,1.351085910030202E-2,5.5255625940061531E-2]
[2004,2,10,10,3.7352162530997865E-2,2.2191203726332768E-2,0,0,5.9020057471264436E-5,1.5251798563231864E-2,7.4854184878033761E-2,null,2.8398334697455133E-2,2.4514722550546465E-2,0,0,2.8935580527345494E-5,1.5251798563231864E-2,5.294199282852894E-2]
[2004,2,10,11,3.5553230940913387E-2,2.2879948908528468E-2,0,0,5.9020057471264436E-5,1.5139916217214713E-2,7.363211612412783E-2,null,2.7030631787331835E-2,2.5275582450612073E-2,0,0,2.8935580527345494E-5,1.5139916217214713E-2,5.2335149818471247E-2]
[2004,2,10,12,3.5929293372910162E-2,2.2694261602225787E-2,0,0,5.9020057471264436E-5,1.43616353809652E-2,7.3044210413572411E-2,null,2.7316546874634227E-2,2.5070452848301818E-2,0,0,2.8935580527345494E-5,1.43616353809652E-2,5.241593530346339E-2]
[2004,2,10,13,3.6382829900427363E-2,2.2859584869318248E-2,0,0,5.9020057471264436E-5,1.3189323273191791E-2,7.249075810040867E-2,null,2.7661364449661278E-2,2.5253086204919256E-2,0,0,2.8935580527345494E-5,1.3189323273191791E-2,5.2943386235107873E-2]
[2004,2,10,14,3.232275068655955E-2,2.2735403766921312E-2,0,0,5.9020057471264436E-5,1.461675358858806E-2,6.9733928099540182E-2,null,2.4574542145386024E-2,2.5115902782657691E-2,0,0,2.8935580527345494E-5,1.461675358858806E-2,4.9719380508571054E-2]
[2004,2,10,15,3.31960703959127E-2,2.229772791974876E-2,0,0,5.9020057471264436E-5,1.344041093487657E-2,6.8993229308009288E-2,null,2.5238515091624766E-2,2.463240030605348E-2,0,0,2.8935580527345494E-5,1.344041093487657E-2,4.9899850978205589E-2]
[2004,2,10,16,3.4894914208458076E-2,2.1974231468940345E-2,0,0,5.9020057471264436E-5,1.3473417075310884E-2,7.040158281018058E-2,null,2.653012264305709E-2,2.4275032322078626E-2,0,0,2.8935580527345494E-5,1.3473417075310884E-2,5.0834090545663055E-2]
[2004,2,10,17,3.973511899248415E-2,2.1770583468953521E-2,0,0,5.9020057471264436E-5,1.2627542663080865E-2,7.4192265181989805E-2,null,3.0210063673162792E-2,2.4050061460686077E-2,0,0,2.8935580527345494E-5,1.2627542663080865E-2,5.4289060714376211E-2]
[2004,2,10,18,4.6799923417317743E-2,2.1717102055553248E-2,0,0,5.9020057471264436E-5,1.208237817417112E-2,8.0658423704513371E-2,null,3.5581337169362334E-2,2.3990980302796339E-2,0,0,2.8935580527345494E-5,1.208237817417112E-2,5.9601253052686015E-2]
[2004,2,10,19,5.0495958490674966E-2,2.1322668201057594E-2,1.1482717688530194E-3,1.5338284112824102E-6,5.9020057471264436E-5,1.0093597226451921E-2,8.3121049572920047E-2,null,3.8391381727816642E-2,2.3555247449961975E-2,4.5854391093944779E-4,2.8461515506608447E-6,2.8935580527345494E-5,1.0093597226451921E-2,6.2436954820796066E-2]
[2004,2,10,20,5.1755733494077999E-2,2.1062395409111305E-2,1.1482717688530194E-3,1.5338284112824102E-6,5.9020057471264436E-5,7.6133597775573884E-3,8.1640314335482272E-2,null,3.9349171311229322E-2,2.3267722926249543E-2,4.5854391093944779E-4,2.8461515506608447E-6,2.8935580527345494E-5,7.6133597775573884E-3,6.3107219880496321E-2]
[2004,2,10,21,4.6492613510116881E-2,2.0544545425017619E-2,1.1482717688530194E-3,1.5338284112824102E-6,5.9020057471264436E-5,8.9849955326091416E-3,7.7230980122479212E-2,null,3.5347693679690442E-2,2.2695651720044653E-2,4.5854391093944779E-4,2.8461515506608447E-6,2.8935580527345494E-5,8.9849955326091416E-3,5.8533671042752547E-2]
[2004,2,10,22,4.4590117441144023E-2,1.9506563410319554E-2,1.1482717688530194E-3,1.5338284112824102E-6,5.9020057471264436E-5,8.7503022302693034E-3,7.4055808736468456E-2,null,3.3901252122727113E-2,2.1548988320592127E-2,4.5854391093944779E-4,2.8461515506608447E-6,2.8935580527345494E-5,8.7503022302693034E-3,5.5940566086336692E-2]
[2004,2,10,23,4.2163600922576219E-2,1.8745944084946609E-2,1.1482717688530194E-3,1.5338284112824102E-6,5.9020057471264436E-5,7.6923839358507655E-3,6.9810754598109162E-2,null,3.2056405035600477E-2,2.070872873133987E-2,4.5854391093944779E-4,2.8461515506608447E-6,2.8935580527345494E-5,7.6923839358507655E-3,5.3255459409957802E-2]
[2004,2,10,24,3.5069897300936528E-2,1.7937893093496384E-2,1.1482717688530194E-3,1.5338284112824102E-6,5.9020057471264436E-5,9.0222140768565252E-3,6.3238830126025006E-2,null,2.6663159878116103E-2,1.9816071167271358E-2,4.5854391093944779E-4,2.8461515506608447E-6,2.8935580527345494E-5,9.0222140768565252E-3,4.6969556688404912E-2]
[2004,2,11,1,2.9258602870549939E-2,1.7557861474495208E-2,1.1482717688530194E-3,1.5338284112824102E-6,5.9020057471264436E-5,9.3413602506755532E-3,5.7366650250456272E-2,null,2.2244912765311882E-2,1.9396248528754739E-2,4.5854391093944779E-4,2.8461515506608447E-6,2.8935580527345494E-5,9.3413602506755532E-3,4.2131486937084073E-2]
[2004,2,11,2,2.826432318559683E-2,1.7124455422334813E-2,1.1482717688530194E-3,1.5338284112824102E-6,5.9020057471264436E-5,9.7922804925885017E-3,5.6389884755255706E-2,null,2.1488975615682429E-2,1.891746291390177E-2,4.5854391093944779E-4,2.8461515506608447E-6,2.8935580527345494E-5,9.7922804925885017E-3,4.089676417260165E-2]
[2004,2,11,3,2.8333931298058189E-2,1.6935062475016662E-2,1.1482717688530194E-3,1.5338284112824102E-6,5.9020057471264436E-5,1.0026439330651964E-2,5.6504258758462378E-2,null,2.1541897704830421E-2,1.8708239673297416E-2,4.5854391093944779E-4,2.8461515506608447E-6,2.8935580527345494E-5,1.0026439330651964E-2,4.0740463021145291E-2]
[2004,2,11,4,2.8550783775813542E-2,1.6546071255817606E-2,1.1482717688530194E-3,1.5338284112824102E-6,5.9020057471264436E-5,9.953677292722108E-3,5.625935797908882E-2,null,2.1706767656822046E-2,1.827851932415079E-2,4.5854391093944779E-4,2.8461515506608447E-6,2.8935580527345494E-5,9.953677292722108E-3,4.0475612623990291E-2]
[2004,2,11,5,2.965773697794586E-2,1.664302905605777E-2,1.1482717688530194E-3,1.5338284112824102E-6,5.9020057471264436E-5,1.0048923424984065E-2,5.7558515113723258E-2,null,2.2548368929639528E-2,1.8385629042096303E-2,4.5854391093944779E-4,2.8461515506608447E-6,2.8935580527345494E-5,1.0048923424984065E-2,4.1424323614753282E-2]
[2004,2,11,6,3.2141265404800744E-2,1.6868836922645212E-2,1.1482717688530194E-3,1.5338284112824102E-6,5.9020057471264436E-5,9.8624194646921223E-3,6.0081347446873649E-2,null,2.4436561385375907E-2,1.8635080007775702E-2,4.5854391093944779E-4,2.8461515506608447E-6,2.8935580527345494E-5,9.8624194646921223E-3,4.3561967036169061E-2]
[2004,2,11,7,3.9031967183356907E-2,1.7575860112244501E-2,0,0,5.9020057471264436E-5,9.8038877745396796E-3,6.647073512761234E-2,null,2.9675467037636131E-2,1.9416131704816438E-2,0,0,2.8935580527345494E-5,9.8038877745396796E-3,4.9120534322979914E-2]
[2004,2,11,8,4.3337590483879737E-2,1.9269589206094222E-2,0,0,5.9020057471264436E-5,1.1452931478640285E-2,7.4119131226085502E-2,null,3.294897312896182E-2,2.1287201851509018E-2,0,0,2.8935580527345494E-5,1.1452931478640285E-2,5.4265110560998184E-2]
[2004,2,11,9,4.3226908185918386E-2,2.0567345187463358E-2,0,0,5.9020057471264436E-5,1.351085910030202E-2,7.7364132531155025E-2,null,3.2864822902318812E-2,2.2720838720149222E-2,0,0,2.8935580527345494E-5,1.351085910030202E-2,5.5614597202995372E-2]
[2004,2,11,10,3.7994770159813424E-2,2.1203360741357501E-2,0,0,5.9020057471264436E-5,1.5251798563231864E-2,7.4508949521874049E-2,null,2.8886900426603954E-2,2.3423447962704434E-2,0,0,2.8935580527345494E-5,1.5251798563231864E-2,5.2339283969835726E-2]
[2004,2,11,11,3.7213241276848788E-2,2.1793575201104348E-2,0,0,5.9020057471264436E-5,1.5139916217214713E-2,7.4205752752639118E-2,null,2.8292714781375527E-2,2.4075460530587144E-2,0,0,2.8935580527345494E-5,1.5139916217214713E-2,5.2397110892490009E-2]
[2004,2,11,12,3.8677322727781238E-2,2.1826683364421777E-2,0,0,5.9020057471264436E-5,1.43616353809652E-2,7.492466153063948E-2,null,2.9405835742803425E-2,2.4112035267491654E-2,0,0,2.8935580527345494E-5,1.43616353809652E-2,5.3546806590822421E-2]
[2004,2,11,13,3.6898114089899403E-2,2.1916050308139246E-2,0,0,5.9020057471264436E-5,1.3189323273191791E-2,7.2062507728701708E-2,null,2.8053127921583154E-2,2.4210759332100387E-2,0,0,2.8935580527345494E-5,1.3189323273191791E-2,5.2292822834210884E-2]
[2004,2,11,14,3.5396914739963203E-2,2.1681331887950513E-2,0,0,5.9020057471264436E-5,1.461675358858806E-2,7.175402027397304E-2,null,2.6911786732790908E-2,2.3951464837786793E-2,0,0,2.8935580527345494E-5,1.461675358858806E-2,5.0892187151105044E-2]
[2004,2,11,15,3.5338214768655223E-2,2.139295859472275E-2,0,0,5.9020057471264436E-5,1.344041093487657E-2,7.0230604355725812E-2,null,2.686715795311713E-2,2.3632897563940481E-2,0,0,2.8935580527345494E-5,1.344041093487657E-2,5.0528991097584949E-2]
[2004,2,11,16,3.5211079430212289E-2,2.110578835113152E-2,0,0,5.9020057471264436E-5,1.3473417075310884E-2,6.9849304914125956E-2,null,2.6770498706414066E-2,2.3315659304437773E-2,0,0,2.8935580527345494E-5,1.3473417075310884E-2,5.0115093591379181E-2]
[2004,2,11,17,4.0867007043918546E-2,2.0766915342964081E-2,0,0,5.9020057471264436E-5,1.2627542663080865E-2,7.4320485107434761E-2,null,3.107062256846126E-2,2.2941304768399871E-2,0,0,2.8935580527345494E-5,1.2627542663080865E-2,5.4040862917388473E-2]
[2004,2,11,18,4.6966795589531006E-2,2.0625058196647131E-2,0,0,5.9020057471264436E-5,1.208237817417112E-2,7.9733252017820527E-2,null,3.5708207783460538E-2,2.2784594540930521E-2,0,0,2.8935580527345494E-5,1.208237817417112E-2,5.8521737904918401E-2]
[2004,2,11,19,4.9970529704126236E-2,2.0319238326287913E-2,1.1482717688530194E-3,1.5338284112824102E-6,5.9020057471264436E-5,1.0093597226451921E-2,8.1592190911601636E-2,null,3.7991905458465286E-2,2.2446753954869655E-2,4.5854391093944779E-4,2.8461515506608447E-6,2.8935580527345494E-5,1.0093597226451921E-2,6.0928985056352393E-2]
[2004,2,11,20,5.1757843523943942E-2,1.9800903996009877E-2,1.1482717688530194E-3,1.5338284112824102E-6,5.9020057471264436E-5,7.6133597775573884E-3,8.0380932952246784E-2,null,3.9350775537873625E-2,2.1874147689256804E-2,4.5854391093944779E-4,2.8461515506608447E-6,2.8935580527345494E-5,7.6133597775573884E-3,6.1715248870147878E-2]
[2004,2,11,21,4.9970381029145722E-2,1.9067629086000012E-2,1.1482717688530194E-3,1.5338284112824102E-6,5.9020057471264436E-5,8.9849955326091416E-3,7.9231831302490452E-2,null,3.7991792422925399E-2,2.1064095598624252E-2,4.5854391093944779E-4,2.8461515506608447E-6,2.8935580527345494E-5,8.9849955326091416E-3,5.9546213664567103E-2]
[2004,2,11,22,4.6407185924227268E-2,1.8213815348121089E-2,1.1482717688530194E-3,1.5338284112824102E-6,5.9020057471264436E-5,8.7503022302693034E-3,7.4580129157353223E-2,null,3.528274426278652E-2,2.0120883722780428E-2,4.5854391093944779E-4,2.8461515506608447E-6,2.8935580527345494E-5,8.7503022302693034E-3,5.5893953628584396E-2]
[2004,2,11,23,4.4925647489194212E-2,1.7475243724603337E-2,1.1482717688530194E-3,1.5338284112824102E-6,5.9020057471264436E-5,7.6923839358507655E-3,7.1302100804383886E-2,null,3.415635099679297E-2,1.9304980328916338E-2,4.5854391093944779E-4,2.8461515506608447E-6,2.8935580527345494E-5,7.6923839358507655E-3,5.3951656968726759E-2]
[2004,2,11,24,3.5866765944472342E-2,1.6647932146445641E-2,1.1482717688530194E-3,1.5338284112824102E-6,5.9020057471264436E-5,9.0222140768565252E-3,6.274573782251007E-2,null,2.7269008132022609E-2,1.8391045508097031E-2,4.5854391093944779E-4,2.8461515506608447E-6,2.8935580527345494E-5,9.0222140768565252E-3,4.6150379283137095E-2]
[2004,2,12,1,3.0771989193965621E-2,1.6092725112533388E-2,1.1482717688530194E-3,1.5338284112824102E-6,5.9020057471264436E-5,9.3413602506755532E-3,5.7414900211910133E-2,null,2.3395519542181716E-2,1.7777705800962541E-2,4.5854391093944779E-4,2.8461515506608447E-6,2.8935580527345494E-5,9.3413602506755532E-3,4.1663550986161708E-2]
[2004,2,12,2,2.9868036139560013E-2,1.556281103117186E-2,1.1482717688530194E-3,1.5338284112824102E-6,5.9020057471264436E-5,9.7922804925885017E-3,5.6431953318055936E-2,null,2.2708256485631947E-2,1.7192307332253499E-2,4.5854391093944779E-4,2.8461515506608447E-6,2.8935580527345494E-5,9.7922804925885017E-3,4.0390889460902898E-2]
[2004,2,12,3,2.9979705072591359E-2,1.5452588130174739E-2,1.1482717688530194E-3,1.5338284112824102E-6,5.9020057471264436E-5,1.0026439330651964E-2,5.6667558188153624E-2,null,2.2793156837329125E-2,1.7070543597848487E-2,4.5854391093944779E-4,2.8461515506608447E-6,2.8935580527345494E-5,1.0026439330651964E-2,4.0354026078195063E-2]
[2004,2,12,4,3.02294777702596E-2,1.511760324985289E-2,1.1482717688530194E-3,1.5338284112824102E-6,5.9020057471264436E-5,9.953677292722108E-3,5.6509583967570165E-2,null,2.2983055579089594E-2,1.6700484294126558E-2,4.5854391093944779E-4,2.8461515506608447E-6,2.8935580527345494E-5,9.953677292722108E-3,4.0173865516233608E-2]
[2004,2,12,5,3.1419937096633828E-2,1.5156311083201335E-2,1.1482717688530194E-3,1.5338284112824102E-6,5.9020057471264436E-5,1.0048923424984065E-2,5.7833997259554792E-2,null,2.3888145407985752E-2,1.6743245011696103E-2,4.5854391093944779E-4,2.8461515506608447E-6,2.8935580527345494E-5,1.0048923424984065E-2,4.1121716062699307E-2]
[2004,2,12,6,3.4086582150102906E-2,1.5912449208433498E-2,1.1482717688530194E-3,1.5338284112824102E-6,5.9020057471264436E-5,9.8624194646921223E-3,6.1070276477964099E-2,null,2.5915558912756258E-2,1.7578554199000836E-2,4.5854391093944779E-4,2.8461515506608447E-6,2.8935580527345494E-5,9.8624194646921223E-3,4.3984438754774542E-2]
[2004,2,12,7,4.1417594765369409E-2,1.6826378870397563E-2,0,0,5.9020057471264436E-5,9.8038877745396796E-3,6.8106881467777908E-2,null,3.1489226829488848E-2,1.8588176406523434E-2,0,0,2.8935580527345494E-5,9.8038877745396796E-3,5.0106338816539628E-2]
[2004,2,12,8,4.5805349985010894E-2,1.8537827593621891E-2,0,0,5.9020057471264436E-5,1.1452931478640285E-2,7.5855129114744332E-2,null,3.4825176687665799E-2,2.0478821507471493E-2,0,0,2.8935580527345494E-5,1.1452931478640285E-2,5.5332933775664631E-2]
[2004,2,12,9,4.5484034709477442E-2,1.9848917668277916E-2,0,0,5.9020057471264436E-5,1.351085910030202E-2,7.8902831535528642E-2,null,3.4580885109355398E-2,2.1927188608929275E-2,0,0,2.8935580527345494E-5,1.351085910030202E-2,5.6537009298812016E-2]
[2004,2,12,10,4.0031501298291527E-2,2.0505880330954091E-2,0,0,5.9020057471264436E-5,1.5251798563231864E-2,7.5848200249948747E-2,null,3.0435399058007954E-2,2.2652938216755358E-2,0,0,2.8935580527345494E-5,1.5251798563231864E-2,5.3117272855290651E-2]
[2004,2,12,11,3.9229890290442992E-2,2.0777909457047217E-2,0,0,5.9020057471264436E-5,1.5139916217214713E-2,7.5206736022176188E-2,null,2.9825945249834056E-2,2.2953450015668151E-2,0,0,2.8935580527345494E-5,1.5139916217214713E-2,5.2808330846029553E-2]
[2004,2,12,12,4.0669293457464437E-2,2.0516425751398174E-2,0,0,5.9020057471264436E-5,1.43616353809652E-2,7.5606374647299066E-2,null,3.0920303651913963E-2,2.2664587790142798E-2,0,0,2.8935580527345494E-5,1.43616353809652E-2,5.3613827022584104E-2]
[2004,2,12,13,3.8775696819789637E-2,2.0790903075679688E-2,0,0,5.9020057471264436E-5,1.3189323273191791E-2,7.2814943226132384E-2,null,2.9480628209989077E-2,2.2967804124603877E-2,0,0,2.8935580527345494E-5,1.3189323273191791E-2,5.2477367915120296E-2]
[2004,2,12,14,3.7228931347941377E-2,2.0861732993787654E-2,0,0,5.9020057471264436E-5,1.461675358858806E-2,7.2766437987788354E-2,null,2.8304643726317989E-2,2.3046050253660601E-2,0,0,2.8935580527345494E-5,1.461675358858806E-2,5.1379629560505929E-2]
[2004,2,12,15,3.7137643326180345E-2,2.049039412971522E-2,0,0,5.9020057471264436E-5,1.344041093487657E-2,7.11274684482434E-2,null,2.8235238700740503E-2,2.2635830540605174E-2,0,0,2.8935580527345494E-5,1.344041093487657E-2,5.090000482187302E-2]
[2004,2,12,16,3.6929087332589837E-2,2.0401422246201135E-2,0,0,5.9020057471264436E-5,1.3473417075310884E-2,7.0862946711573116E-2,null,2.8076676451386708E-2,2.2537542900779705E-2,0,0,2.8935580527345494E-5,1.3473417075310884E-2,5.0643154932693751E-2]
[2004,2,12,17,4.2784423451565301E-2,2.0429625157300652E-2,0,0,5.9020057471264436E-5,1.2627542663080865E-2,7.5900611329418083E-2,null,3.2528407853411129E-2,{"$f":"F1027*W$5","v":2.2568698783500117E-2},{"$f":"G1027*X$5","v":0},{"$f":"H1027*Y$5","v":0},{"$f":"I1027*Z$5","v":2.8935580527345494E-5},{"$f":"J1027","v":1.2627542663080865E-2},5.5126042217438588E-2]
[2004,2,12,18,4.9050278156752281E-2,2.0340051950299438E-2,0,0,5.9020057471264436E-5,1.208237817417112E-2,8.1531728338694098E-2,null,{"$f":"E1028*V$5","v":3.7292250882201096E-2},2.2469746858914265E-2,0,0,2.8935580527345494E-5,1.208237817417112E-2,{"$f":"SUM(M1028:Q1028)","v":5.9790933321642703E-2}]
[2004,2,12,19,5.2125250090493472E-2,2.0151177837912412E-2,1.1482717688530194E-3,1.5338284112824102E-6,5.9020057471264436E-5,1.0093597226451921E-2,8.3578850809593375E-2,null,3.9630109689899162E-2,2.226109677759153E-2,4.5854391093944779E-4,2.8461515506608447E-6,2.8935580527345494E-5,1.0093597226451921E-2,6.2381532110508141E-2]
[2004,2,12,20,5.4063753730335382E-2,1.9759068670731277E-2,1.1482717688530194E-3,1.5338284112824102E-6,5.9020057471264436E-5,7.6133597775573884E-3,8.2645007833359624E-2,null,4.1103927307039281E-2,2.1827932017287655E-2,4.5854391093944779E-4,2.8461515506608447E-6,2.8935580527345494E-5,7.6133597775573884E-3,6.3422184967344392E-2]
[2004,2,12,21,5.219297550719542E-2,1.8951020074770852E-2,1.1482717688530194E-3,1.5338284112824102E-6,5.9020057471264436E-5,8.9849955326091416E-3,8.1337816769310983E-2,null,3.9681600391392832E-2,2.0935277099527499E-2,4.5854391093944779E-4,2.8461515506608447E-6,2.8935580527345494E-5,8.9849955326091416E-3,6.1107203133937783E-2]
[2004,2,12,22,4.8525387837801484E-2,1.8281104152506628E-2,1.1482717688530194E-3,1.5338284112824102E-6,5.9020057471264436E-5,8.7503022302693034E-3,7.6765619875312982E-2,null,3.6893184002347791E-2,2.0195217967583563E-2,4.5854391093944779E-4,2.8461515506608447E-6,2.8935580527345494E-5,8.7503022302693034E-3,5.7578727612948806E-2]
[2004,2,12,23,4.7106987059472166E-2,1.7645404847993623E-2,1.1482717688530194E-3,1.5338284112824102E-6,5.9020057471264436E-5,7.6923839358507655E-3,7.3653601498052126E-2,null,3.5814793427111379E-2,1.9492958087141871E-2,4.5854391093944779E-4,2.8461515506608447E-6,2.8935580527345494E-5,7.6923839358507655E-3,5.5798077157270705E-2]
[2004,2,12,24,3.7717019724088807E-2,1.6860418734051811E-2,1.1482717688530194E-3,1.5338284112824102E-6,5.9020057471264436E-5,9.0222140768565252E-3,6.4808478189732704E-2,null,2.867573059595423E-2,1.8625780396979891E-2,4.5854391093944779E-4,2.8461515506608447E-6,2.8935580527345494E-5,9.0222140768565252E-3,4.7791836635951573E-2]
[2004,2,13,1,2.8789736056440307E-2,1.6063911216633107E-2,1.1482717688530194E-3,1.5338284112824102E-6,5.9020057471264436E-5,9.3108335434677631E-3,5.5373306471276744E-2,null,2.1888439784542298E-2,1.7745874960585124E-2,4.5854391093944779E-4,2.8461515506608447E-6,2.8935580527345494E-5,9.3108335434677631E-3,4.0124640388144873E-2]
[2004,2,13,2,2.7251208943029799E-2,1.5409992617163639E-2,1.1482717688530194E-3,1.5338284112824102E-6,5.9020057471264436E-5,9.9974199077980889E-3,5.3867447122727091E-2,null,2.0718718811319335E-2,1.7023488143072672E-2,4.5854391093944779E-4,2.8461515506608447E-6,2.8935580527345494E-5,9.9974199077980889E-3,3.8232532597409462E-2]
[2004,2,13,3,2.6890330925297849E-2,1.5318527889828279E-2,1.1482717688530194E-3,1.5338284112824102E-6,5.9020057471264436E-5,9.8291903467423204E-3,5.324687481660402E-2,null,2.0444348225037989E-2,1.69224466474675E-2,4.5854391093944779E-4,2.8461515506608447E-6,2.8935580527345494E-5,9.8291903467423204E-3,3.7857120515522945E-2]
[2004,2,13,4,2.8166985966382486E-2,1.481814325342368E-2,1.1482717688530194E-3,1.5338284112824102E-6,5.9020057471264436E-5,9.8609687325966217E-3,5.4054923607138358E-2,null,2.1414971468600597E-2,1.6369669489396589E-2,4.5854391093944779E-4,2.8461515506608447E-6,2.8935580527345494E-5,9.8609687325966217E-3,3.8274966601014641E-2]
[2004,2,13,5,2.8831143269116039E-2,1.4991844740829924E-2,1.1482717688530194E-3,1.5338284112824102E-6,5.9020057471264436E-5,9.8671349078725216E-3,5.4898948572554049E-2,null,2.1919921118012036E-2,1.6561558303671606E-2,4.5854391093944779E-4,2.8461515506608447E-6,2.8935580527345494E-5,9.8671349078725216E-3,3.8971805064701097E-2]
[2004,2,13,6,3.0462184558776917E-2,1.5517044133215852E-2,1.1482717688530194E-3,1.5338284112824102E-6,5.9020057471264436E-5,1.0641415242315615E-2,5.7829469589043947E-2,null,2.315997934518213E-2,1.7141748434267298E-2,4.5854391093944779E-4,2.8461515506608447E-6,2.8935580527345494E-5,1.0641415242315615E-2,4.0792053422466883E-2]
[2004,2,13,7,3.8446940338782876E-2,1.6658817129890906E-2,0,0,5.9020057471264436E-5,8.5172879229758296E-3,6.3682065449120875E-2,null,2.9230679185649731E-2,1.8403070198258896E-2,0,0,2.8935580527345494E-5,8.5172879229758296E-3,4.7662684964435972E-2]
[2004,2,13,8,4.2296155979232621E-2,1.8513211274258461E-2,0,0,5.9020057471264436E-5,1.1325391743534403E-2,7.219377905449674E-2,null,3.215718481941205E-2,2.0451627748770879E-2,0,0,2.8935580527345494E-5,1.1325391743534403E-2,5.2637748148710271E-2]
[2004,2,13,9,4.2373901787074175E-2,1.9836906130199797E-2,0,0,5.9020057471264436E-5,1.3020600047994121E-2,7.5290428022739359E-2,null,3.2216293886272E-2,2.1913919408798371E-2,0,0,2.8935580527345494E-5,1.3020600047994121E-2,5.415914887559771E-2]
[2004,2,13,10,3.9286151093150506E-2,2.0619979957066631E-2,0,0,5.9020057471264436E-5,1.3315066099456433E-2,7.3280217207144838E-2,null,2.9868719563217103E-2,2.2778984586829046E-2,0,0,2.8935580527345494E-5,1.3315066099456433E-2,5.2676639730573488E-2]
[2004,2,13,11,3.6759250310194003E-2,2.1120721377210654E-2,0,0,5.9020057471264436E-5,1.3240445456416042E-2,7.1179437201291967E-2,null,2.7947551702531444E-2,2.333215588550136E-2,0,0,2.8935580527345494E-5,1.3240445456416042E-2,5.1308643168560146E-2]
[2004,2,13,12,3.6063546304415023E-2,2.1300146458223205E-2,0,0,5.9020057471264436E-5,1.3060857014137112E-2,7.0483569834246598E-2,null,2.7418617529307181E-2,2.3530367579372321E-2,0,0,2.8935580527345494E-5,1.3060857014137112E-2,5.097792068920684E-2]
[2004,2,13,13,3.7270732691298963E-2,2.1189832898556259E-2,0,0,5.9020057471264436E-5,1.1815047384824527E-2,7.0334633032151012E-2,null,2.8336424711916532E-2,2.3408503693927055E-2,0,0,2.8935580527345494E-5,1.1815047384824527E-2,5.1773863986370933E-2]
[2004,2,13,14,3.3726279751266172E-2,2.0939862217616591E-2,0,0,5.9020057471264436E-5,1.3126283401587059E-2,6.7851445427941096E-2,null,2.5641625961592581E-2,2.3132359958572338E-2,0,0,2.8935580527345494E-5,1.3126283401587059E-2,4.8802921500692265E-2]
[2004,2,13,15,3.3742855278738437E-2,2.0611367573391798E-2,0,0,5.9020057471264436E-5,1.264931487370044E-2,6.7062557783301946E-2,null,2.5654228106824564E-2,2.2769470447853483E-2,0,0,2.8935580527345494E-5,1.264931487370044E-2,4.845263413520539E-2]
[2004,2,13,16,3.7532497272766009E-2,1.9975721214379405E-2,0,0,5.9020057471264436E-5,1.0640710215826635E-2,6.820794876044331E-2,null,2.853544071775746E-2,2.2067269056544415E-2,0,0,2.8935580527345494E-5,1.0640710215826635E-2,5.0631645354829218E-2]
[2004,2,13,17,4.1736078937421248E-2,1.9894723427168217E-2,0,0,5.9020057471264436E-5,9.6412205413012285E-3,7.1331042963361957E-2,null,3.1731365958816746E-2,2.1977790436764351E-2,0,0,2.8935580527345494E-5,9.6412205413012285E-3,5.3738091976108439E-2]
[2004,2,13,18,4.7379908722080408E-2,1.9916970928096547E-2,0,0,5.9020057471264436E-5,9.9648724791867593E-3,7.7320772186834988E-2,null,3.6022292008070451E-2,2.2002367351087113E-2,0,0,2.8935580527345494E-5,9.9648724791867593E-3,5.8053594939684906E-2]
[2004,2,13,19,4.9094836998870461E-2,1.9650682938951773E-2,1.1482717688530194E-3,1.5338284112824102E-6,5.9020057471264436E-5,8.8030017757736601E-3,7.8757347368331468E-2,null,3.7326128356126545E-2,2.1708197811979111E-2,4.5854391093944779E-4,2.8461515506608447E-6,2.8935580527345494E-5,8.8030017757736601E-3,5.9524651811123104E-2]
[2004,2,13,20,4.7789390124751835E-2,1.9177452413129174E-2,1.1482717688530194E-3,1.5338284112824102E-6,5.9020057471264436E-5,7.6981443122483154E-3,7.5873812504864899E-2,null,3.6333615078476253E-2,2.1185417921980445E-2,4.5854391093944779E-4,2.8461515506608447E-6,2.8935580527345494E-5,7.6981443122483154E-3,5.8009358643474153E-2]
[2004,2,13,21,4.6086085393276424E-2,1.8691142415159418E-2,1.1482717688530194E-3,1.5338284112824102E-6,5.9020057471264436E-5,7.4391661360080274E-3,7.3425219599179428E-2,null,3.5038615951824469E-2,2.0648189080282296E-2,4.5854391093944779E-4,2.8461515506608447E-6,2.8935580527345494E-5,7.4391661360080274E-3,5.6177130675124219E-2]
[2004,2,13,22,4.4272724552198037E-2,1.7849046888392922E-2,1.1482717688530194E-3,1.5338284112824102E-6,5.9020057471264436E-5,6.5367571178754722E-3,6.9867354213202004E-2,null,3.3659942680913664E-2,1.9717922364951283E-2,4.5854391093944779E-4,2.8461515506608447E-6,2.8935580527345494E-5,6.5367571178754722E-3,5.3868190688882399E-2]
[2004,2,13,23,4.2551638145947542E-2,1.6968025177219272E-2,1.1482717688530194E-3,1.5338284112824102E-6,5.9020057471264436E-5,6.4798956353676693E-3,6.7208384613270056E-2,null,3.2351424391848592E-2,1.8744653718654244E-2,4.5854391093944779E-4,2.8461515506608447E-6,2.8935580527345494E-5,6.4798956353676693E-3,5.1586403753520284E-2]
[2004,2,13,24,3.7679938372668642E-2,1.5805092084801523E-2,1.1482717688530194E-3,1.5338284112824102E-6,5.9020057471264436E-5,6.2501736960317907E-3,6.0944029808237522E-2,null,2.864753815521429E-2,1.7459956301738529E-2,4.5854391093944779E-4,2.8461515506608447E-6,2.8935580527345494E-5,6.2501736960317907E-3,4.6597820099970273E-2]
[2004,2,14,1,3.3109977174013643E-2,1.526208811332831E-2,1.1482717688530194E-3,1.5338284112824102E-6,5.9020057471264436E-5,8.8278661094881739E-3,5.8408757051565695E-2,null,2.5173059600831087E-2,1.6860097372557743E-2,4.5854391093944779E-4,2.8461515506608447E-6,2.8935580527345494E-5,8.8278661094881739E-3,4.2523482616406282E-2]
[2004,2,14,2,3.0876319799994195E-2,1.4186089826550563E-2,1.1482717688530194E-3,1.5338284112824102E-6,5.9020057471264436E-5,9.5929531461200531E-3,5.5864188427400381E-2,null,2.3474840664934087E-2,1.5671437226379231E-2,4.5854391093944779E-4,2.8461515506608447E-6,2.8935580527345494E-5,9.5929531461200531E-3,3.9636603534330773E-2]
[2004,2,14,3,2.9875570125049173E-2,1.3686842644025613E-2,1.1482717688530194E-3,1.5338284112824102E-6,5.9020057471264436E-5,9.9076552450770537E-3,5.467889366888741E-2,null,2.2713984471029028E-2,1.5119916618724312E-2,4.5854391093944779E-4,2.8461515506608447E-6,2.8935580527345494E-5,9.9076552450770537E-3,3.8324226732770791E-2]
[2004,2,14,4,2.9431462014777289E-2,1.3362088844743669E-2,1.1482717688530194E-3,1.5338284112824102E-6,5.9020057471264436E-5,1.008504408598755E-2,5.4087420600244074E-2,null,2.2376335191770062E-2,1.4761159636236441E-2,4.5854391093944779E-4,2.8461515506608447E-6,2.8935580527345494E-5,1.008504408598755E-2,3.7627820471023955E-2]
[2004,2,14,5,2.9668350411805159E-2,1.2952073527429933E-2,1.1482717688530194E-3,1.5338284112824102E-6,5.9020057471264436E-5,1.0364713260509896E-2,5.4193962854480554E-2,null,2.2556438177217242E-2,1.4308213871356945E-2,4.5854391093944779E-4,2.8461515506608447E-6,2.8935580527345494E-5,1.0364713260509896E-2,3.7354977691591636E-2]
[2004,2,14,6,3.0873168684192626E-2,1.2378177329141225E-2,1.1482717688530194E-3,1.5338284112824102E-6,5.9020057471264436E-5,1.0295968120041146E-2,5.4756139788110565E-2,null,2.3472444914992455E-2,1.3674228160290427E-2,4.5854391093944779E-4,2.8461515506608447E-6,2.8935580527345494E-5,1.0295968120041146E-2,3.7636998718300334E-2]
[2004,2,14,7,3.3860235545964762E-2,1.2940940591862066E-2,0,0,5.9020057471264436E-5,1.0132752218470858E-2,5.6992948413768951E-2,null,2.5743470707244382E-2,1.42959152673702E-2,0,0,2.8935580527345494E-5,1.0132752218470858E-2,4.0068321555141923E-2]
[2004,2,14,8,4.0334197817321338E-2,1.4511221900514432E-2,0,0,5.9020057471264436E-5,9.3773985157383864E-3,6.4281838291045418E-2,null,3.0665535052196494E-2,1.6030612090609329E-2,0,0,2.8935580527345494E-5,9.3773985157383864E-3,4.6725082723333165E-2]
[2004,2,14,9,4.1948394909445894E-2,1.5329579651594389E-2,0,0,5.9020057471264436E-5,1.0658665738487824E-2,6.799566035699936E-2,null,3.1892786867985468E-2,1.6934655578390405E-2,0,0,2.8935580527345494E-5,1.0658665738487824E-2,4.8856378026903215E-2]
[2004,2,14,10,4.2885450380770532E-2,1.6025726476081505E-2,0,0,5.9020057471264436E-5,1.1157319173585881E-2,7.0127516087909181E-2,null,3.2605217236178333E-2,1.7703692105980603E-2,0,0,2.8935580527345494E-5,1.1157319173585881E-2,5.0337844922686281E-2]
[2004,2,14,11,4.3832845097184658E-2,1.6058991400743954E-2,0,0,5.9020057471264436E-5,1.0055125888005667E-2,7.0005982443405543E-2,null,3.3325508390003804E-2,1.774044001784791E-2,0,0,2.8935580527345494E-5,1.0055125888005667E-2,5.1094883988379053E-2]
[2004,2,14,12,4.4532676933164178E-2,1.6003839853243947E-2,0,0,5.9020057471264436E-5,9.4576352250448723E-3,7.0053172068924266E-2,null,3.3857580895674332E-2,1.767951385530759E-2,0,0,2.8935580527345494E-5,9.4576352250448723E-3,5.1566030331509263E-2]
[2004,2,14,13,4.5356106397252793E-2,1.5442447484111282E-2,0,0,5.9020057471264436E-5,8.5615692985884333E-3,6.9419143237423778E-2,null,3.4483622975608225E-2,1.7059341180539596E-2,0,0,2.8935580527345494E-5,8.5615692985884333E-3,5.1571899736675163E-2]
[2004,2,14,14,4.3900254460478308E-2,1.5134189717859566E-2,0,0,5.9020057471264436E-5,8.5574194002966258E-3,6.7650883636105774E-2,null,3.3376758800444342E-2,1.6718807439923048E-2,0,0,2.8935580527345494E-5,8.5574194002966258E-3,5.0124501820894729E-2]
[2004,2,14,15,4.2941763503115737E-2,1.510077470130301E-2,0,0,5.9020057471264436E-5,8.8319218532570114E-3,6.693348011514702E-2,null,3.2648031327461288E-2,1.6681893720865353E-2,0,0,2.8935580527345494E-5,8.8319218532570114E-3,4.9358860628853987E-2]
[2004,2,14,16,4.1707653429876271E-2,1.499518368044791E-2,0,0,5.9020057471264436E-5,8.6520180586631985E-3,6.541387522645864E-2,null,3.1709754436952724E-2,1.6565246845282842E-2,0,0,2.8935580527345494E-5,8.6520180586631985E-3,4.8303936862762908E-2]
[2004,2,14,17,4.7663522612636934E-2,1.5064178055635494E-2,0,0,5.9020057471264436E-5,7.4041489231060961E-3,7.0190869648849796E-2,null,3.6237919742667817E-2,1.6641465241820964E-2,0,0,2.8935580527345494E-5,7.4041489231060961E-3,5.2908320565016126E-2]
[2004,2,14,18,5.2969149385163991E-2,1.5141482254870055E-2,0,0,5.9020057471264436E-5,7.103057809383858E-3,7.5272709506889177E-2,null,4.0271714700080605E-2,1.6726863538353148E-2,0,0,2.8935580527345494E-5,7.103057809383858E-3,5.7027513818961095E-2]
[2004,2,14,19,5.5748628576465023E-2,1.511530842430223E-2,1.1482717688530194E-3,1.5338284112824102E-6,5.9020057471264436E-5,5.1485705431175352E-3,7.7221333198620346E-2,null,4.238491444570909E-2,1.6697949190020892E-2,4.5854391093944779E-4,2.8461515506608447E-6,2.8935580527345494E-5,5.1485705431175352E-3,5.9573189278747433E-2]
[2004,2,14,20,5.3150486139338315E-2,1.4662039761450158E-2,1.1482717688530194E-3,1.5338284112824102E-6,5.9020057471264436E-5,5.3441590308424495E-3,7.4365510586366493E-2,null,4.0409582536614003E-2,1.6197221259814466E-2,4.5854391093944779E-4,2.8461515506608447E-6,2.8935580527345494E-5,5.3441590308424495E-3,5.7097129439445921E-2]
[2004,2,14,21,4.8762707113479305E-2,1.4292611475731068E-2,1.1482717688530194E-3,1.5338284112824102E-6,5.9020057471264436E-5,6.961921653681695E-3,7.1226065897627644E-2,null,3.7073614578897768E-2,1.5789112171257863E-2,4.5854391093944779E-4,2.8461515506608447E-6,2.8935580527345494E-5,6.961921653681695E-3,5.3353052393173082E-2]
[2004,2,14,22,4.4027377924819602E-2,1.3672996875361184E-2,1.1482717688530194E-3,1.5338284112824102E-6,5.9020057471264436E-5,7.6876807493182027E-3,6.6596881204234556E-2,null,3.347340901943148E-2,1.5104621135816156E-2,4.5854391093944779E-4,2.8461515506608447E-6,2.8935580527345494E-5,7.6876807493182027E-3,4.9068355798265087E-2]
[2004,2,14,23,4.2456418242977141E-2,1.315743341877138E-2,1.1482717688530194E-3,1.5338284112824102E-6,5.9020057471264436E-5,7.4601342411510455E-3,6.4282811557635142E-2,null,3.2279030011143899E-2,1.4535075866827342E-2,4.5854391093944779E-4,2.8461515506608447E-6,2.8935580527345494E-5,7.4601342411510455E-3,4.7304431520988691E-2]
[2004,2,14,24,3.7713272076743048E-2,1.2645794461548341E-2,1.1482717688530194E-3,1.5338284112824102E-6,5.9020057471264436E-5,8.9096323436888107E-3,6.0477524536715774E-2,null,2.8672881311295959E-2,1.3969866009937508E-2,4.5854391093944779E-4,2.8461515506608447E-6,2.8935580527345494E-5,8.9096323436888107E-3,4.3133072964250917E-2]
[2004,2,15,1,3.2131162485889098E-2,1.2446733060497027E-2,1.1482717688530194E-3,1.5338284112824102E-6,5.9020057471264436E-5,9.6410778865348278E-3,5.5427799087656521E-2,null,2.4428880275281246E-2,1.3749961985014996E-2,4.5854391093944779E-4,2.8461515506608447E-6,2.8935580527345494E-5,9.6410778865348278E-3,3.8669167903313692E-2]
[2004,2,15,2,2.9406611701586923E-2,1.2082057680446992E-2,1.1482717688530194E-3,1.5338284112824102E-6,5.9020057471264436E-5,1.0180996840299465E-2,5.2878491877068952E-2,null,2.2357441840930442E-2,1.3347103452724865E-2,4.5854391093944779E-4,2.8461515506608447E-6,2.8935580527345494E-5,1.0180996840299465E-2,3.6194870936672757E-2]
[2004,2,15,3,2.8561376177858776E-2,1.1824078976980448E-2,1.1482717688530194E-3,1.5338284112824102E-6,5.9020057471264436E-5,1.0392143514143764E-2,5.1986424323718555E-2,null,2.1714820914201211E-2,1.3062113218872545E-2,4.5854391093944779E-4,2.8461515506608447E-6,2.8935580527345494E-5,1.0392143514143764E-2,3.5267259776091207E-2]
[2004,2,15,4,2.8825846433442416E-2,1.1574779218609894E-2,1.1482717688530194E-3,1.5338284112824102E-6,5.9020057471264436E-5,1.0294057275882423E-2,5.1903508582670302E-2,null,2.1915894006806033E-2,1.2786710654697071E-2,4.5854391093944779E-4,2.8461515506608447E-6,2.8935580527345494E-5,1.0294057275882423E-2,3.5192930304520552E-2]
[2004,2,15,5,2.7855253752777611E-2,1.1648592023805715E-2,1.1482717688530194E-3,1.5338284112824102E-6,5.9020057471264436E-5,1.1072566103306484E-2,5.1785237534625383E-2,null,2.1177965760280946E-2,1.2868251992533823E-2,4.5854391093944779E-4,2.8461515506608447E-6,2.8935580527345494E-5,1.1072566103306484E-2,3.4536543395832224E-2]
[2004,2,15,6,2.9928240888496237E-2,1.1774920937165664E-2,1.1482717688530194E-3,1.5338284112824102E-6,5.9020057471264436E-5,1.0464770677229776E-2,5.3376758157627248E-2,null,2.275402932701023E-2,1.3007808111224954E-2,4.5854391093944779E-4,2.8461515506608447E-6,2.8935580527345494E-5,1.0464770677229776E-2,3.6252163081252634E-2]
[2004,2,15,7,3.4034753757356463E-2,1.2462274690974424E-2,0,0,5.9020057471264436E-5,1.0127668216351271E-2,5.6683716722153422E-2,null,2.5876154499616239E-2,1.3767130894094246E-2,0,0,2.8935580527345494E-5,1.0127668216351271E-2,3.9672220974237823E-2]
[2004,2,15,8,3.6969407170325749E-2,1.3384993139574071E-2,0,0,5.9020057471264436E-5,1.0278622445976399E-2,6.0692042813347488E-2,null,2.8107331068666801E-2,1.478646211373643E-2,0,0,2.8935580527345494E-5,1.0278622445976399E-2,4.2922728762930573E-2]
[2004,2,15,9,4.3157115482925723E-2,1.3993963973908381E-2,0,0,5.9020057471264436E-5,8.666607147069301E-3,6.587670666137467E-2,null,3.281176047153235E-2,{"$f":"F1091*W$5","v":1.5459194932973519E-2},{"$f":"G1091*X$5","v":0},{"$f":"H1091*Y$5","v":0},{"$f":"I1091*Z$5","v":2.8935580527345494E-5},{"$f":"J1091","v":8.666607147069301E-3},4.8299890985033213E-2]
[2004,2,15,10,4.5539280348650762E-2,1.4773318158880196E-2,0,0,5.9020057471264436E-5,8.5813243987710626E-3,6.8952942963773287E-2,null,{"$f":"E1092*V$5","v":3.4622887607885885E-2},1.6320151005875503E-2,0,0,2.8935580527345494E-5,8.5813243987710626E-3,{"$f":"SUM(M1092:Q1092)","v":5.0971974194288727E-2}]
[2004,2,15,11,4.2514785017158413E-2,1.5208811789835861E-2,0,0,5.9020057471264436E-5,1.1305016745335898E-2,6.9087633609801441E-2,null,3.2323405465631574E-2,1.6801242778411468E-2,0,0,2.8935580527345494E-5,1.1305016745335898E-2,4.9153583824570385E-2]
[2004,2,15,12,4.2381266868431952E-2,1.5688588411825417E-2,0,0,5.9020057471264436E-5,1.0696987493681061E-2,6.8825862831409693E-2,null,3.2221893456184411E-2,1.7331254170283632E-2,0,0,2.8935580527345494E-5,1.0696987493681061E-2,4.9582083206995385E-2]
[2004,2,15,13,4.1574387275845719E-2,1.6110214815379918E-2,0,0,5.9020057471264436E-5,1.0090816711500606E-2,6.7834438860197507E-2,null,3.1608434015601976E-2,1.7797026754348473E-2,0,0,2.8935580527345494E-5,1.0090816711500606E-2,4.9434396350477791E-2]
[2004,2,15,14,4.0168466276714845E-2,1.6322849216119418E-2,0,0,5.9020057471264436E-5,1.0203862287351706E-2,6.6754197837657236E-2,null,3.0539531644598279E-2,1.8031924933064439E-2,0,0,2.8935580527345494E-5,1.0203862287351706E-2,4.8600392158190064E-2]
[2004,2,15,15,4.1155148590344651E-2,1.6298557689309701E-2,0,0,5.9020057471264436E-5,8.8145532968954381E-3,6.6327279634021047E-2,null,3.1289692617454005E-2,1.8005089974158506E-2,0,0,2.8935580527345494E-5,8.8145532968954381E-3,4.9323718172139853E-2]
[2004,2,15,16,4.3485531505591861E-2,1.6155777405247835E-2,0,0,5.9020057471264436E-5,8.2198496921617979E-3,6.7920178660472758E-2,null,3.3061450650084673E-2,1.7847359952270988E-2,0,0,2.8935580527345494E-5,8.2198496921617979E-3,5.0937746182883006E-2]
[2004,2,15,17,4.7175105501207237E-2,1.623074020798829E-2,0,0,5.9020057471264436E-5,7.5479837592022682E-3,7.101284952586906E-2,null,3.5866582940124347E-2,1.7930171697566846E-2,0,0,2.8935580527345494E-5,7.5479837592022682E-3,5.3825690218218536E-2]
[2004,2,15,18,5.4872375413646202E-2,1.6082120163744575E-2,0,0,5.9020057471264436E-5,6.3078812314434282E-3,7.7321396866305486E-2,null,4.1718711235204702E-2,1.7765990466344979E-2,0,0,2.8935580527345494E-5,6.3078812314434282E-3,5.9513637282077023E-2]
[2004,2,15,19,5.5332997864600095E-2,1.5984826053924695E-2,1.1482717688530194E-3,1.5338284112824102E-6,5.9020057471264436E-5,5.8348550130021349E-3,7.8361504586262495E-2,null,4.2068916140221783E-2,1.7658509225694365E-2,4.5854391093944779E-4,2.8461515506608447E-6,2.8935580527345494E-5,5.8348550130021349E-3,6.0217751008933597E-2]
[2004,2,15,20,5.0763157265659747E-2,1.5701163121146923E-2,1.1482717688530194E-3,1.5338284112824102E-6,5.9020057471264436E-5,7.4371919851399767E-3,7.5110338026682211E-2,null,3.8594529276140536E-2,1.7345145508219695E-2,4.5854391093944779E-4,2.8461515506608447E-6,2.8935580527345494E-5,7.4371919851399767E-3,5.6430000427377683E-2]
[2004,2,15,21,4.9127037641162663E-2,1.5451597115763008E-2,1.1482717688530194E-3,1.5338284112824102E-6,5.9020057471264436E-5,7.9466869536544988E-3,7.3734147365315736E-2,null,3.7350610060941578E-2,1.7069448819771245E-2,4.5854391093944779E-4,2.8461515506608447E-6,2.8935580527345494E-5,7.9466869536544988E-3,5.4910384523730274E-2]
[2004,2,15,22,4.8659301743362436E-2,1.5188293926134208E-2,1.1482717688530194E-3,1.5338284112824102E-6,5.9020057471264436E-5,6.9679476063375665E-3,7.2024368930569779E-2,null,3.6994996900265212E-2,1.6778576602111215E-2,4.5854391093944779E-4,2.8461515506608447E-6,2.8935580527345494E-5,6.9679476063375665E-3,5.4263899145393875E-2]
[2004,2,15,23,4.5251817938964933E-2,1.5513791606392135E-2,1.1482717688530194E-3,1.5338284112824102E-6,5.9020057471264436E-5,5.0906440805093779E-3,6.7065079280602014E-2,null,3.4404333897202592E-2,1.7138155353258491E-2,4.5854391093944779E-4,2.8461515506608447E-6,2.8935580527345494E-5,5.0906440805093779E-3,5.2032814893478531E-2]
[2004,2,15,24,3.5328375473401834E-2,1.5343915720616597E-2,1.1482717688530194E-3,1.5338284112824102E-6,5.9020057471264436E-5,8.3984750086445493E-3,6.0279591857398548E-2,null,2.685967727245879E-2,1.6950492698308686E-2,4.5854391093944779E-4,2.8461515506608447E-6,2.8935580527345494E-5,8.3984750086445493E-3,4.4300495613784928E-2]
[2004,2,16,1,3.2313574707713816E-2,1.5171455991022048E-2,1.1482717688530194E-3,1.5338284112824102E-6,5.9020057471264436E-5,1.0190515455355386E-2,5.8884371808826816E-2,null,2.4567565775056147E-2,1.6759975659472445E-2,4.5854391093944779E-4,2.8461515506608447E-6,2.8935580527345494E-5,1.0190515455355386E-2,4.1817867077546041E-2]
[2004,2,16,2,2.9412169911602101E-2,1.4702282694230819E-2,1.1482717688530194E-3,1.5338284112824102E-6,5.9020057471264436E-5,1.1180361478742972E-2,5.6503639739311468E-2,null,2.2361667671448253E-2,1.6241677808630135E-2,4.5854391093944779E-4,2.8461515506608447E-6,2.8935580527345494E-5,1.1180361478742972E-2,3.9093671123095843E-2]
[2004,2,16,3,2.9007247087496139E-2,1.4540326396638522E-2,1.1482717688530194E-3,1.5338284112824102E-6,5.9020057471264436E-5,1.1507402022461907E-2,5.6263801161332137E-2,null,2.2053810425537609E-2,1.6062763958360822E-2,4.5854391093944779E-4,2.8461515506608447E-6,2.8935580527345494E-5,1.1507402022461907E-2,3.8606900026915879E-2]
[2004,2,16,4,3.0384967480176148E-2,1.4382143317949932E-2,1.1482717688530194E-3,1.5338284112824102E-6,5.9020057471264436E-5,1.1195114418596355E-2,5.7171050871458004E-2,null,2.3101272263881426E-2,1.5888018399982641E-2,4.5854391093944779E-4,2.8461515506608447E-6,2.8935580527345494E-5,1.1195114418596355E-2,3.9479616306881522E-2]
[2004,2,16,5,3.0690332897711156E-2,1.4274624638788709E-2,1.1482717688530194E-3,1.5338284112824102E-6,5.9020057471264436E-5,1.1579355306434586E-2,5.7753138497670019E-2,null,2.3333437384843052E-2,1.5769242031600655E-2,4.5854391093944779E-4,2.8461515506608447E-6,2.8935580527345494E-5,1.1579355306434586E-2,3.9593005059461159E-2]
[2004,2,16,6,3.2980502883274115E-2,1.4884676925641556E-2,1.1482717688530194E-3,1.5338284112824102E-6,5.9020057471264436E-5,1.1012050867720155E-2,6.0086056331371394E-2,null,2.5074622080912788E-2,1.644316953629827E-2,4.5854391093944779E-4,2.8461515506608447E-6,2.8935580527345494E-5,1.1012050867720155E-2,4.200811726022851E-2]
[2004,2,16,7,4.0753647830370651E-2,1.6090094731459788E-2,0,0,5.9020057471264436E-5,9.9859182679624004E-3,6.6888680887264101E-2,null,3.0984437119768646E-2,1.7774800007161685E-2,0,0,2.8935580527345494E-5,9.9859182679624004E-3,4.8788172707457673E-2]
[2004,2,16,8,4.5784380876981501E-2,1.7682639435089083E-2,0,0,5.9020057471264436E-5,1.2052376910719684E-2,7.5578417280261531E-2,null,3.4809234163651781E-2,1.953409130295054E-2,0,0,2.8935580527345494E-5,1.2052376910719684E-2,5.4372261047129666E-2]
[2004,2,16,9,4.7226814349856323E-2,1.9144207817479192E-2,0,0,5.9020057471264436E-5,1.2998351553436774E-2,7.9428393778243553E-2,null,3.5905896465533702E-2,2.1148692467664629E-2,0,0,2.8935580527345494E-5,1.2998351553436774E-2,5.708352451372567E-2]
[2004,2,16,10,4.3402017330133782E-2,1.985942084206584E-2,0,0,5.9020057471264436E-5,1.4335573976635825E-2,7.7656032206306708E-2,null,3.2997955972777236E-2,2.1938791512245672E-2,0,0,2.8935580527345494E-5,1.4335573976635825E-2,5.4965683065550247E-2]
[2004,2,16,11,4.185605532538958E-2,2.0380842256504973E-2,0,0,5.9020057471264436E-5,1.3894182784773118E-2,7.6190100424138929E-2,null,3.1822582354078706E-2,2.2514808093613937E-2,0,0,2.8935580527345494E-5,1.3894182784773118E-2,5.4366326028219988E-2]
[2004,2,16,12,4.112034849607614E-2,2.038155314956102E-2,0,0,5.9020057471264436E-5,1.3694085395288359E-2,7.5255007098396776E-2,null,3.1263234585105278E-2,2.2515593420369844E-2,0,0,2.8935580527345494E-5,1.3694085395288359E-2,5.3807763586002463E-2]
[2004,2,16,13,4.1756538906295895E-2,2.0309882162591969E-2,0,0,5.9020057471264436E-5,1.2425562848111088E-2,7.4551003974470217E-2,null,3.1746921391344107E-2,2.2436418158759984E-2,0,0,2.8935580527345494E-5,1.2425562848111088E-2,5.4212275130631433E-2]
[2004,2,16,14,3.9583512314902869E-2,2.0341371877874104E-2,0,0,5.9020057471264436E-5,1.3215179354447574E-2,7.3199083604695805E-2,null,3.0094799204372011E-2,2.2471204988841725E-2,0,0,2.8935580527345494E-5,1.3215179354447574E-2,5.2594939773741078E-2]
[2004,2,16,15,3.9378546438435288E-2,2.0128534919215253E-2,0,0,5.9020057471264436E-5,1.2007508174926631E-2,7.1573609590048437E-2,null,2.9938966471617836E-2,2.2236083043481344E-2,0,0,2.8935580527345494E-5,1.2007508174926631E-2,5.2203985095626522E-2]
[2004,2,16,16,4.233892481852445E-2,1.9775699732330874E-2,0,0,5.9020057471264436E-5,1.0989938788301961E-2,7.3163583396628554E-2,null,3.2189701378843465E-2,2.1846304425826784E-2,0,0,2.8935580527345494E-5,1.0989938788301961E-2,5.4064941385197587E-2]
[2004,2,16,17,4.6855208954302764E-2,1.9909424431181211E-2,0,0,5.9020057471264436E-5,1.1041355733859712E-2,7.786500917681495E-2,null,3.5623370001649522E-2,2.1994030702008067E-2,0,0,2.8935580527345494E-5,1.1041355733859712E-2,5.7646336284184932E-2]
[2004,2,16,18,5.4506742586886744E-2,1.9840569964258592E-2,0,0,5.9020057471264436E-5,9.9779571469353016E-3,8.4384289755551914E-2,null,4.1440725633110721E-2,2.191796686275942E-2,0,0,2.8935580527345494E-5,9.9779571469353016E-3,6.3387628076397487E-2]
[2004,2,16,19,5.5332537389729909E-2,1.9774342172008578E-2,1.1482717688530194E-3,1.5338284112824102E-6,5.9020057471264436E-5,8.8485134377421556E-3,8.5164218654216209E-2,null,4.2068566047520392E-2,2.1844804722833781E-2,4.5854391093944779E-4,2.8461515506608447E-6,2.8935580527345494E-5,8.8485134377421556E-3,6.4403696413371625E-2]
[2004,2,16,20,5.500847130308379E-2,1.9456292942053213E-2,1.1482717688530194E-3,1.5338284112824102E-6,5.9020057471264436E-5,8.1703682457718776E-3,8.3843958145644451E-2,null,4.182218306540969E-2,2.1493454308231498E-2,4.5854391093944779E-4,2.8461515506608447E-6,2.8935580527345494E-5,8.1703682457718776E-3,6.380596301665864E-2]
[2004,2,16,21,5.0741069724583171E-2,1.9002451211636181E-2,1.1482717688530194E-3,1.5338284112824102E-6,5.9020057471264436E-5,8.6058170575832732E-3,7.9558163648538197E-2,null,3.8577736422885631E-2,2.0992093307708969E-2,4.5854391093944779E-4,2.8461515506608447E-6,2.8935580527345494E-5,8.6058170575832732E-3,6.0060155373612055E-2]
[2004,2,16,22,4.806725949462623E-2,1.799168139409589E-2,1.1482717688530194E-3,1.5338284112824102E-6,5.9020057471264436E-5,8.2417364653807248E-3,7.5509503008838408E-2,null,3.6544875333121889E-2,1.9875491344830163E-2,4.5854391093944779E-4,2.8461515506608447E-6,2.8935580527345494E-5,8.2417364653807248E-3,5.6910692320969507E-2]
[2004,2,16,23,4.6158933225346657E-2,1.7386677990885387E-2,1.1482717688530194E-3,1.5338284112824102E-6,5.9020057471264436E-5,7.7143565768966575E-3,7.2468793447864277E-2,null,3.5094001155168385E-2,1.920714136459712E-2,4.5854391093944779E-4,2.8461515506608447E-6,2.8935580527345494E-5,7.7143565768966575E-3,5.4791468162782957E-2]
[2004,2,16,24,3.6149369084195297E-2,1.6638706591432972E-2,1.1482717688530194E-3,1.5338284112824102E-6,5.9020057471264436E-5,9.8946212718264859E-3,6.3891522602190318E-2,null,2.7483867406682919E-2,1.8380853995987122E-2,4.5854391093944779E-4,2.8461515506608447E-6,2.8935580527345494E-5,9.8946212718264859E-3,4.6355047045687492E-2]
[2004,2,17,1,2.463964895138436E-2,1.571804606355675E-2,1.1482717688530194E-3,1.5338284112824102E-6,5.9020057471264436E-5,9.3413602506755532E-3,5.0907880920352228E-2,null,1.8733185720332085E-2,1.7363796170622593E-2,4.5854391093944779E-4,2.8461515506608447E-6,2.8935580527345494E-5,9.3413602506755532E-3,3.658730753397213E-2]
[2004,2,17,2,2.2364754760491844E-2,1.5331911432066091E-2,1.1482717688530194E-3,1.5338284112824102E-6,5.9020057471264436E-5,9.7922804925885017E-3,4.8697772339881998E-2,null,1.7003615000547145E-2,1.6937231506763534E-2,4.5854391093944779E-4,2.8461515506608447E-6,2.8935580527345494E-5,9.7922804925885017E-3,3.4431172150328128E-2]
[2004,2,17,3,2.1521754987824215E-2,1.5026591632107598E-2,1.1482717688530194E-3,1.5338284112824102E-6,5.9020057471264436E-5,1.0026439330651964E-2,4.778361160531934E-2,null,1.6362693884554819E-2,1.6599943350723172E-2,4.5854391093944779E-4,2.8461515506608447E-6,2.8935580527345494E-5,1.0026439330651964E-2,3.3452962878295446E-2]
[2004,2,17,4,2.2621685615522538E-2,1.4574654807428313E-2,1.1482717688530194E-3,1.5338284112824102E-6,5.9020057471264436E-5,9.953677292722108E-3,4.8358843370408522E-2,null,1.7198955990756475E-2,1.6100686708135515E-2,4.5854391093944779E-4,2.8461515506608447E-6,2.8935580527345494E-5,9.953677292722108E-3,3.3789968341909442E-2]
[2004,2,17,5,2.3012874534451846E-2,1.4467244067952877E-2,1.1482717688530194E-3,1.5338284112824102E-6,5.9020057471264436E-5,1.0048923424984065E-2,4.8737867682124354E-2,null,1.749637153772704E-2,1.5982029581209822E-2,4.5854391093944779E-4,2.8461515506608447E-6,2.8935580527345494E-5,1.0048923424984065E-2,3.3968726761954317E-2]
[2004,2,17,6,2.484360111466858E-2,1.5294857320622381E-2,1.1482717688530194E-3,1.5338284112824102E-6,5.9020057471264436E-5,9.8624194646921223E-3,5.1209703554718648E-2,null,1.8888247740915465E-2,1.6896297663218957E-2,4.5854391093944779E-4,2.8461515506608447E-6,2.8935580527345494E-5,9.8624194646921223E-3,3.6274871047151873E-2]
[2004,2,17,7,3.0155292684103628E-2,1.6453316906250088E-2,0,0,5.9020057471264436E-5,9.8038877745396796E-3,5.6471517422364663E-2,null,2.2926653679883131E-2,1.8176053177066307E-2,0,0,2.8935580527345494E-5,9.8038877745396796E-3,4.113164243747678E-2]
[2004,2,17,8,3.4655181104896425E-2,1.7909520251406422E-2,0,0,5.9020057471264436E-5,1.1452931478640285E-2,6.407665289241439E-2,null,2.6347856866414207E-2,1.978472756102162E-2,0,0,2.8935580527345494E-5,1.1452931478640285E-2,4.6161520007963169E-2]
[2004,2,17,9,3.6303015309085515E-2,1.9341573707387209E-2,0,0,5.9020057471264436E-5,1.351085910030202E-2,6.9214468174246008E-2,null,2.7600682515200713E-2,2.136672345380241E-2,0,0,2.8935580527345494E-5,1.351085910030202E-2,4.8996341549530462E-2]
[2004,2,17,10,3.2458736198436179E-2,1.9835133589276435E-2,0,0,5.9020057471264436E-5,1.5251798563231864E-2,6.7604688408415742E-2,null,2.4677930057051715E-2,2.1911961274869197E-2,0,0,2.8935580527345494E-5,1.5251798563231864E-2,4.6618826912448258E-2]
[2004,2,17,11,3.0948160846540021E-2,2.0284129009341099E-2,0,0,5.9020057471264436E-5,1.5139916217214713E-2,6.6431226130567095E-2,null,2.3529460423110892E-2,2.2407968534551556E-2,0,0,2.8935580527345494E-5,1.5139916217214713E-2,4.5966364538189794E-2]
[2004,2,17,12,3.1640521088521445E-2,2.0306628951383777E-2,0,0,5.9020057471264436E-5,1.43616353809652E-2,6.6367805478341688E-2,null,2.4055852378775642E-2,2.243282432170857E-2,0,0,2.8935580527345494E-5,1.43616353809652E-2,4.6517612281011554E-2]
[2004,2,17,13,3.1853689930662253E-2,2.0338682862294538E-2,0,0,5.9020057471264436E-5,1.3189323273191791E-2,6.5440716123619846E-2,null,2.4217921713346559E-2,2.2468234421238447E-2,0,0,2.8935580527345494E-5,1.3189323273191791E-2,4.6715091715112345E-2]
[2004,2,17,14,2.8506610715105875E-2,2.038373540153952E-2,0,0,5.9020057471264436E-5,1.461675358858806E-2,6.3566119762704723E-2,null,2.1673183487189395E-2,2.2518004163944103E-2,0,0,2.8935580527345494E-5,1.461675358858806E-2,4.4220123231660843E-2]
[2004,2,17,15,2.9242043357313535E-2,2.0231410065305298E-2,0,0,5.9020057471264436E-5,1.344041093487657E-2,6.2972884414966665E-2,null,2.2232322795482852E-2,2.2349729679997585E-2,0,0,2.8935580527345494E-5,1.344041093487657E-2,4.4610988056007779E-2]
[2004,2,17,16,3.0714274614825156E-2,2.0172712095493782E-2,0,0,5.9020057471264436E-5,1.3473417075310884E-2,6.4419423843101092E-2,null,2.3351639942600474E-2,2.2284885768781442E-2,0,0,2.8935580527345494E-5,1.3473417075310884E-2,4.5665461291909258E-2]
[2004,2,17,17,3.5251939814265804E-2,2.0171054255890955E-2,0,0,5.9020057471264436E-5,1.2627542663080865E-2,6.8109556790708889E-2,null,2.6801564293614147E-2,2.2283054345916879E-2,0,0,2.8935580527345494E-5,1.2627542663080865E-2,4.9113554220058364E-2]
[2004,2,17,18,4.1679139619490921E-2,1.9894863535054944E-2,0,0,5.9020057471264436E-5,1.208237817417112E-2,7.3715401386188248E-2,null,3.1688075779655413E-2,2.1977945214576883E-2,0,0,2.8935580527345494E-5,1.208237817417112E-2,5.3694956574759638E-2]
[2004,2,17,19,4.5036377119425444E-2,1.9439728140196861E-2,1.1482717688530194E-3,1.5338284112824102E-6,5.9020057471264436E-5,1.0093597226451921E-2,7.5778528140809792E-2,null,3.4240537209508828E-2,2.1475155097128704E-2,4.5854391093944779E-4,2.8461515506608447E-6,2.8935580527345494E-5,1.0093597226451921E-2,5.6206017949654984E-2]
[2004,2,17,20,4.6045440259145969E-2,1.8982849623892361E-2,1.1482717688530194E-3,1.5338284112824102E-6,5.9020057471264436E-5,7.6133597775573884E-3,7.3850475315331288E-2,null,3.5007714016176118E-2,2.0970439345579836E-2,4.5854391093944779E-4,2.8461515506608447E-6,2.8935580527345494E-5,7.6133597775573884E-3,5.6468479004773406E-2]
[2004,2,17,21,4.1803830122391548E-2,1.8442951563030233E-2,1.1482717688530194E-3,1.5338284112824102E-6,5.9020057471264436E-5,8.9849955326091416E-3,7.0440602872766489E-2,null,3.1782876251569919E-2,2.0374011529818423E-2,4.5854391093944779E-4,2.8461515506608447E-6,2.8935580527345494E-5,8.9849955326091416E-3,5.2647213424405793E-2]
[2004,2,17,22,3.9770380212542769E-2,1.7799634201424934E-2,1.1482717688530194E-3,1.5338284112824102E-6,5.9020057471264436E-5,8.7503022302693034E-3,6.7529142298972569E-2,null,3.0236872293098366E-2,1.9663335947448398E-2,4.5854391093944779E-4,2.8461515506608447E-6,2.8935580527345494E-5,8.7503022302693034E-3,5.0390533883564216E-2]
[2004,2,17,23,3.7409128053913984E-2,1.6917167145194579E-2,1.1482717688530194E-3,1.5338284112824102E-6,5.9020057471264436E-5,7.6923839358507655E-3,6.3227504789694897E-2,null,2.8441644799906227E-2,1.8688470621967483E-2,4.5854391093944779E-4,2.8461515506608447E-6,2.8935580527345494E-5,7.6923839358507655E-3,4.7620441064891161E-2]
[2004,2,17,24,3.0674483843543841E-2,1.6103051043146188E-2,1.1482717688530194E-3,1.5338284112824102E-6,5.9020057471264436E-5,9.0222140768565252E-3,5.7008574618282126E-2,null,2.3321387567258649E-2,1.7789112902946318E-2,4.5854391093944779E-4,2.8461515506608447E-6,2.8935580527345494E-5,9.0222140768565252E-3,4.1600826113222418E-2]
[2004,2,18,1,2.4078595863873755E-2,1.5528464484505252E-2,1.1482717688530194E-3,1.5338284112824102E-6,5.9020057471264436E-5,9.3413602506755532E-3,5.015724625379013E-2,null,1.8306624785635352E-2,{"$f":"F1155*W$5","v":1.7154364547694135E-2},{"$f":"G1155*X$5","v":4.5854391093944779E-4},{"$f":"H1155*Y$5","v":2.8461515506608447E-6},{"$f":"I1155*Z$5","v":2.8935580527345494E-5},{"$f":"J1155","v":9.3413602506755532E-3},3.5951314976346939E-2]
[2004,2,18,2,2.1819840296415094E-2,1.5239451431611527E-2,1.1482717688530194E-3,1.5338284112824102E-6,5.9020057471264436E-5,9.7922804925885017E-3,4.8060397875350686E-2,null,{"$f":"E1156*V$5","v":1.6589324038959748E-2},1.6835090528467826E-2,4.5854391093944779E-4,2.8461515506608447E-6,2.8935580527345494E-5,9.7922804925885017E-3,{"$f":"SUM(M1156:Q1156)","v":3.3914740210445028E-2}]
[2004,2,18,3,2.0999974074901492E-2,1.5025208020936411E-2,1.1482717688530194E-3,1.5338284112824102E-6,5.9020057471264436E-5,1.0026439330651964E-2,4.7260447081225433E-2,null,1.5965991043276857E-2,1.6598414869240248E-2,4.5854391093944779E-4,2.8461515506608447E-6,2.8935580527345494E-5,1.0026439330651964E-2,3.305473155553456E-2]
[2004,2,18,4,2.2039131469445115E-2,1.4436670874673704E-2,1.1482717688530194E-3,1.5338284112824102E-6,5.9020057471264436E-5,9.953677292722108E-3,4.7638305291576491E-2,null,1.6756048097379014E-2,1.5948255237106364E-2,4.5854391093944779E-4,2.8461515506608447E-6,2.8935580527345494E-5,9.953677292722108E-3,3.3194628977502826E-2]
[2004,2,18,5,2.242212268172953E-2,1.4405784900745977E-2,1.1482717688530194E-3,1.5338284112824102E-6,5.9020057471264436E-5,1.0048923424984065E-2,4.8085656662195136E-2,null,1.7047231040899644E-2,1.5914135362813869E-2,4.5854391093944779E-4,2.8461515506608447E-6,2.8935580527345494E-5,1.0048923424984065E-2,3.3451692046730964E-2]
[2004,2,18,6,2.4189601181610853E-2,1.5283240973967063E-2,1.1482717688530194E-3,1.5338284112824102E-6,5.9020057471264436E-5,9.8624194646921223E-3,5.054408727500561E-2,null,1.8391020599764704E-2,1.6883465032829999E-2,4.5854391093944779E-4,2.8461515506608447E-6,2.8935580527345494E-5,9.8624194646921223E-3,3.5764811275612159E-2]
[2004,2,18,7,2.9349668724535136E-2,1.6585297363538979E-2,0,0,5.9020057471264436E-5,9.8038877745396796E-3,5.5797873920085055E-2,null,2.2314148879789459E-2,1.8321852581750793E-2,0,0,2.8935580527345494E-5,9.8038877745396796E-3,4.0664937042067598E-2]
[2004,2,18,8,3.3797135373241971E-2,1.8373075094676488E-2,0,0,5.9020057471264436E-5,1.1452931478640285E-2,6.3682162004030013E-2,null,2.5695496515041667E-2,2.0296818680992861E-2,0,0,2.8935580527345494E-5,1.1452931478640285E-2,4.602125077656187E-2]
[2004,2,18,9,3.5467967445298065E-2,1.9727862638492834E-2,0,0,5.9020057471264436E-5,1.351085910030202E-2,6.876570924156418E-2,null,2.6965807126003338E-2,2.1793458573140006E-2,0,0,2.8935580527345494E-5,1.351085910030202E-2,4.8788201279670686E-2]
[2004,2,18,10,3.1670075844641959E-2,2.0328454673362056E-2,0,0,5.9020057471264436E-5,1.5251798563231864E-2,6.7309349138707147E-2,null,2.4078322452777794E-2,2.2456935294928468E-2,0,0,2.8935580527345494E-5,1.5251798563231864E-2,4.6564193328233604E-2]
[2004,2,18,11,3.0205974664323371E-2,2.0724751855276113E-2,0,0,5.9020057471264436E-5,1.5139916217214713E-2,6.6129662794285463E-2,null,2.296518649136936E-2,2.2894726573941343E-2,0,0,2.8935580527345494E-5,1.5139916217214713E-2,4.5888848645838046E-2]
[2004,2,18,12,3.0949310987444471E-2,2.0734323038845131E-2,0,0,5.9020057471264436E-5,1.43616353809652E-2,6.610428946472606E-2,null,2.353033485939893E-2,2.2905299903471746E-2,0,0,2.8935580527345494E-5,1.43616353809652E-2,4.6464570343398015E-2]
[2004,2,18,13,3.1123740104570356E-2,2.0614538267779009E-2,0,0,5.9020057471264436E-5,1.3189323273191791E-2,6.498662170301242E-2,null,2.366295091462764E-2,2.277297312820168E-2,0,0,2.8935580527345494E-5,1.3189323273191791E-2,4.6464859623356662E-2]
[2004,2,18,14,2.7891572851934429E-2,2.0536057687617359E-2,0,0,5.9020057471264436E-5,1.461675358858806E-2,6.3103404185611112E-2,null,2.1205578671124044E-2,2.2686275278369146E-2,0,0,2.8935580527345494E-5,1.461675358858806E-2,4.3920789530020529E-2]
[2004,2,18,15,2.860478218914534E-2,2.0023184775848985E-2,0,0,5.9020057471264436E-5,1.344041093487657E-2,6.2127397957342165E-2,null,2.1747821906724051E-2,2.2119702266343973E-2,0,0,2.8935580527345494E-5,1.344041093487657E-2,4.3896459753595365E-2]
[2004,2,18,16,3.004049267753164E-2,1.965984926145143E-2,0,0,5.9020057471264436E-5,1.3473417075310884E-2,6.3232779071765222E-2,null,2.2839372816099251E-2,2.1718323889665526E-2,0,0,2.8935580527345494E-5,1.3473417075310884E-2,4.4586632286292116E-2]
[2004,2,18,17,3.4529398455389909E-2,1.956767723922705E-2,0,0,5.9020057471264436E-5,1.2627542663080865E-2,6.6783638415169086E-2,null,2.6252226050478066E-2,2.1616501042215741E-2,0,0,2.8935580527345494E-5,1.2627542663080865E-2,4.7897662673221153E-2]
[2004,2,18,18,4.085383729016194E-2,1.9583844032292866E-2,0,0,5.9020057471264436E-5,1.208237817417112E-2,7.2579079554097189E-2,null,3.1060609786075426E-2,2.163436057121778E-2,0,0,2.8935580527345494E-5,1.208237817417112E-2,5.2723905937820545E-2]
[2004,2,18,19,4.415647000471349E-2,1.9184457652441068E-2,1.1482717688530194E-3,1.5338284112824102E-6,5.9020057471264436E-5,1.0093597226451921E-2,7.4643350538342049E-2,null,3.3571555949708273E-2,2.1193156641350925E-2,4.5854391093944779E-4,2.8461515506608447E-6,2.8935580527345494E-5,1.0093597226451921E-2,5.5255038234076646E-2]
[2004,2,18,20,4.5125126681528398E-2,1.8697200374534241E-2,1.1482717688530194E-3,1.5338284112824102E-6,5.9020057471264436E-5,7.6133597775573884E-3,7.26445124883556E-2,null,3.4308012279172087E-2,2.0654881335246369E-2,4.5854391093944779E-4,2.8461515506608447E-6,2.8935580527345494E-5,7.6133597775573884E-3,5.5453219257435911E-2]
[2004,2,18,21,4.1048152388844572E-2,1.8232305597117249E-2,1.1482717688530194E-3,1.5338284112824102E-6,5.9020057471264436E-5,8.9849955326091416E-3,6.9474279173306536E-2,null,3.1208344879179579E-2,2.0141309983997321E-2,4.5854391093944779E-4,2.8461515506608447E-6,2.8935580527345494E-5,8.9849955326091416E-3,5.1839980506194351E-2]
[2004,2,18,22,3.8993596589266363E-2,1.770540961076816E-2,1.1482717688530194E-3,1.5338284112824102E-6,5.9020057471264436E-5,8.7503022302693034E-3,6.66581340850394E-2,null,2.9646294403451453E-2,1.9559245618420925E-2,4.5854391093944779E-4,2.8461515506608447E-6,2.8935580527345494E-5,8.7503022302693034E-3,4.9695865664889829E-2]
[2004,2,18,23,3.664286233147452E-2,1.6823606996039738E-2,1.1482717688530194E-3,1.5338284112824102E-6,5.9020057471264436E-5,7.6923839358507655E-3,6.2367678918100591E-2,null,2.7859063525395966E-2,1.8585114304455197E-2,4.5854391093944779E-4,2.8461515506608447E-6,2.8935580527345494E-5,7.6923839358507655E-3,4.6934503472868615E-2]
[2004,2,18,24,2.996608769198069E-2,1.5941707516452276E-2,1.1482717688530194E-3,1.5338284112824102E-6,5.9020057471264436E-5,9.0222140768565252E-3,5.6138834940025056E-2,null,2.2782803730411597E-2,1.7610875983444088E-2,4.5854391093944779E-4,2.8461515506608447E-6,2.8935580527345494E-5,9.0222140768565252E-3,4.0884005356873136E-2]
[2004,2,19,1,2.6013566933261782E-2,1.5624854407702258E-2,1.1482717688530194E-3,1.5338284112824102E-6,5.9020057471264436E-5,9.3413602506755532E-3,5.2188607246375168E-2,null,1.97777566381157E-2,1.7260846929316322E-2,4.5854391093944779E-4,2.8461515506608447E-6,2.8935580527345494E-5,9.3413602506755532E-3,3.7528929210449473E-2]
[2004,2,19,2,2.369915216453039E-2,1.5255264727727121E-2,1.1482717688530194E-3,1.5338284112824102E-6,5.9020057471264436E-5,9.7922804925885017E-3,4.9955523039581576E-2,null,1.8018138967341675E-2,1.6852559547799274E-2,4.5854391093944779E-4,2.8461515506608447E-6,2.8935580527345494E-5,9.7922804925885017E-3,3.5361024158158401E-2]
[2004,2,19,3,2.2799501574396759E-2,1.4987899974414376E-2,1.1482717688530194E-3,1.5338284112824102E-6,5.9020057471264436E-5,1.0026439330651964E-2,4.9022666534198664E-2,null,1.7334147015117339E-2,1.6557200502472696E-2,4.5854391093944779E-4,2.8461515506608447E-6,2.8935580527345494E-5,1.0026439330651964E-2,3.4381673160607487E-2]
[2004,2,19,4,2.4048255402078479E-2,1.4560187788512305E-2,1.1482717688530194E-3,1.5338284112824102E-6,5.9020057471264436E-5,9.953677292722108E-3,4.9770946138048458E-2,null,1.8283557350430697E-2,1.6084704927280671E-2,4.5854391093944779E-4,2.8461515506608447E-6,2.8935580527345494E-5,9.953677292722108E-3,3.4858587920728816E-2]
[2004,2,19,5,2.4459520954662257E-2,1.4353225890091094E-2,1.1482717688530194E-3,1.5338284112824102E-6,5.9020057471264436E-5,1.0048923424984065E-2,5.0070495924472984E-2,null,1.8596236885440633E-2,1.5856073187385016E-2,4.5854391093944779E-4,2.8461515506608447E-6,2.8935580527345494E-5,1.0048923424984065E-2,3.49426357158431E-2]
[2004,2,19,6,2.6445131055334754E-2,1.5427916283409433E-2,1.1482717688530194E-3,1.5338284112824102E-6,5.9020057471264436E-5,9.8624194646921223E-3,5.2944292458171879E-2,null,2.0105868895923286E-2,1.7043288497777309E-2,4.5854391093944779E-4,2.8461515506608447E-6,2.8935580527345494E-5,9.8624194646921223E-3,3.7639483036718047E-2]
[2004,2,19,7,3.212812128753962E-2,1.670909480118284E-2,0,0,5.9020057471264436E-5,9.8038877745396796E-3,5.8700123920733406E-2,null,2.4426568094064481E-2,1.8458612167834287E-2,0,0,2.8935580527345494E-5,9.8038877745396796E-3,4.2914115842426111E-2]
[2004,2,19,8,3.6756378278395965E-2,1.8510064932005275E-2,0,0,5.9020057471264436E-5,1.1452931478640285E-2,6.6778394746512787E-2,null,2.7945368136313702E-2,2.0448151970334651E-2,0,0,2.8935580527345494E-5,1.1452931478640285E-2,4.8422455687175694E-2]
[2004,2,19,9,3.8347898327402957E-2,1.9914400691297924E-2,0,0,5.9020057471264436E-5,1.351085910030202E-2,7.1832178176474165E-2,null,2.9155378908565587E-2,2.1999527998937292E-2,0,0,2.8935580527345494E-5,1.351085910030202E-2,5.1183842488030221E-2]
[2004,2,19,10,3.4390025049054168E-2,2.0592336463464513E-2,0,0,5.9020057471264436E-5,1.5251798563231864E-2,7.0293180133221805E-2,null,2.6146262369318718E-2,2.2748446695133717E-2,0,0,2.8935580527345494E-5,1.5251798563231864E-2,4.892364464497978E-2]
[2004,2,19,11,3.27656437676839E-2,2.1023240656348363E-2,0,0,5.9020057471264436E-5,1.5139916217214713E-2,6.8987820698718241E-2,null,2.4911267654719484E-2,2.3224468494793003E-2,0,0,2.8935580527345494E-5,1.5139916217214713E-2,4.8164671730039826E-2]
[2004,2,19,12,3.3333171292147565E-2,2.1000072415594807E-2,0,0,5.9020057471264436E-5,1.43616353809652E-2,6.8753899146178826E-2,null,2.5342751014655131E-2,2.3198874435044738E-2,0,0,2.8935580527345494E-5,1.43616353809652E-2,4.8570561030227208E-2]
[2004,2,19,13,3.3641205116193222E-2,2.0780646731244645E-2,0,0,5.9020057471264436E-5,1.3189323273191791E-2,6.7670195178100911E-2,null,2.5576944888333154E-2,2.2956473894783599E-2,0,0,2.8935580527345494E-5,1.3189323273191791E-2,4.8562354363644096E-2]
[2004,2,19,14,3.0012727249808628E-2,2.0931941446044641E-2,0,0,5.9020057471264436E-5,1.461675358858806E-2,6.5620442341912597E-2,null,2.281826314383217E-2,2.3123609846597015E-2,0,0,2.8935580527345494E-5,1.461675358858806E-2,4.5970808570956527E-2]
[2004,2,19,15,3.080257887416369E-2,2.0429838799100729E-2,0,0,5.9020057471264436E-5,1.344041093487657E-2,6.4731848665612254E-2,null,2.3418776454705376E-2,2.2568934794557412E-2,0,0,2.8935580527345494E-5,1.344041093487657E-2,4.6016646829790134E-2]
[2004,2,19,16,3.23642469833752E-2,1.999020023564738E-2,0,0,5.9020057471264436E-5,1.3473417075310884E-2,6.5886884351804731E-2,null,2.4606091208300328E-2,2.2083264096451449E-2,0,0,2.8935580527345494E-5,1.3473417075310884E-2,4.6718290885279123E-2]
[2004,2,19,17,3.7021316869969186E-2,1.9825635218894775E-2,0,0,5.9020057471264436E-5,1.2627542663080865E-2,6.9533514809416094E-2,null,2.8146797298320713E-2,2.1901468382394311E-2,0,0,2.8935580527345494E-5,1.2627542663080865E-2,5.0077201261242363E-2]
[2004,2,19,18,4.3700159352184277E-2,1.9989265127235343E-2,0,0,5.9020057471264436E-5,1.208237817417112E-2,7.5830822711062007E-2,null,3.3224629245644358E-2,2.2082231077983482E-2,0,0,2.8935580527345494E-5,1.208237817417112E-2,5.5335795904155181E-2]
[2004,2,19,19,4.719110968633794E-2,1.9626019212314962E-2,1.1482717688530194E-3,1.5338284112824102E-6,5.9020057471264436E-5,1.0093597226451921E-2,7.8119551779840396E-2,null,3.5878750701643501E-2,2.1680951682250399E-2,4.5854391093944779E-4,2.8461515506608447E-6,2.8935580527345494E-5,1.0093597226451921E-2,5.8050028026911352E-2]
[2004,2,19,20,4.8299122184408211E-2,1.9113373867201328E-2,1.1482717688530194E-3,1.5338284112824102E-6,5.9020057471264436E-5,7.6133597775573884E-3,7.62346814839025E-2,null,3.6721157342572253E-2,2.1114630064132087E-2,4.5854391093944779E-4,2.8461515506608447E-6,2.8935580527345494E-5,7.6133597775573884E-3,5.8326113049721788E-2]
[2004,2,19,21,4.3654351973844388E-2,1.8555296615306797E-2,1.1482717688530194E-3,1.5338284112824102E-6,5.9020057471264436E-5,8.9849955326091416E-3,7.2403469776495907E-2,null,3.318980252682642E-2,2.0498119614285177E-2,4.5854391093944779E-4,2.8461515506608447E-6,2.8935580527345494E-5,8.9849955326091416E-3,5.4178247784129045E-2]
[2004,2,19,22,4.1672586513730854E-2,1.7860491415160367E-2,1.1482717688530194E-3,1.5338284112824102E-6,5.9020057471264436E-5,8.7503022302693034E-3,6.9492205813896091E-2,null,3.1683093543606086E-2,1.9730565185137432E-2,4.5854391093944779E-4,2.8461515506608447E-6,2.8935580527345494E-5,8.7503022302693034E-3,5.1903984371760969E-2]
[2004,2,19,23,3.9285575896443284E-2,1.71598873287322E-2,1.1482717688530194E-3,1.5338284112824102E-6,5.9020057471264436E-5,7.6923839358507655E-3,6.5346672815761814E-2,null,2.9868282249083149E-2,1.8956604700236603E-2,4.5854391093944779E-4,2.8461515506608447E-6,2.8935580527345494E-5,7.6923839358507655E-3,4.9315212592337204E-2]
[2004,2,19,24,3.2409222224046519E-2,1.6335069572875355E-2,1.1482717688530194E-3,1.5338284112824102E-6,5.9020057471264436E-5,9.0222140768565252E-3,5.8975331528513961E-2,null,2.4640285264310412E-2,1.8045424816127791E-2,4.5854391093944779E-4,2.8461515506608447E-6,2.8935580527345494E-5,9.0222140768565252E-3,4.3176035723455651E-2]
[2004,2,20,1,2.2008701906032033E-2,1.5618935033793146E-2,1.1482717688530194E-3,1.5338284112824102E-6,5.9020057471264436E-5,9.3108335434677631E-3,4.8147296138028511E-2,null,1.6732912919441591E-2,1.7254307770339442E-2,4.5854391093944779E-4,2.8461515506608447E-6,2.8935580527345494E-5,9.3108335434677631E-3,3.4477546332798488E-2]
[2004,2,20,2,2.0201670546884008E-2,1.4849701938447106E-2,1.1482717688530194E-3,1.5338284112824102E-6,5.9020057471264436E-5,9.9974199077980889E-3,4.6257618047864768E-2,null,1.5359051866462503E-2,1.6404532510661693E-2,4.5854391093944779E-4,2.8461515506608447E-6,2.8935580527345494E-5,9.9974199077980889E-3,3.2253910020141649E-2]
[2004,2,20,3,1.9721337622209636E-2,1.4653043248662215E-2,1.1482717688530194E-3,1.5338284112824102E-6,5.9020057471264436E-5,9.8291903467423204E-3,4.5412396872349742E-2,null,1.4993861359760509E-2,1.6187282771680217E-2,4.5854391093944779E-4,2.8461515506608447E-6,2.8935580527345494E-5,9.8291903467423204E-3,3.1671469774458179E-2]
[2004,2,20,4,2.0695388382042199E-2,1.4032731217393041E-2,1.1482717688530194E-3,1.5338284112824102E-6,5.9020057471264436E-5,9.8609687325966217E-3,4.5797913986767427E-2,null,1.5734418736246539E-2,1.5502021281187706E-2,4.5854391093944779E-4,2.8461515506608447E-6,2.8935580527345494E-5,9.8609687325966217E-3,3.1726765660451697E-2]
[2004,2,20,5,2.1152804890618718E-2,1.4208051739452174E-2,1.1482717688530194E-3,1.5338284112824102E-6,5.9020057471264436E-5,9.8671349078725216E-3,4.6436817192678982E-2,null,1.608218620743157E-2,1.5695698650324583E-2,4.5854391093944779E-4,2.8461515506608447E-6,2.8935580527345494E-5,9.8671349078725216E-3,3.2268210500773602E-2]
[2004,2,20,6,2.2191935777989551E-2,1.4590315862435012E-2,1.1482717688530194E-3,1.5338284112824102E-6,5.9020057471264436E-5,1.0641415242315615E-2,4.8632492537475744E-2,null,1.6872223108495357E-2,1.6117987546029337E-2,4.5854391093944779E-4,2.8461515506608447E-6,2.8935580527345494E-5,1.0641415242315615E-2,3.3480536297542142E-2]
[2004,2,20,7,2.7656992414721724E-2,1.5734587365757672E-2,0,0,5.9020057471264436E-5,8.5172879229758296E-3,5.1967887760926493E-2,null,2.1027230395735348E-2,1.7382069421550354E-2,0,0,2.8935580527345494E-5,8.5172879229758296E-3,3.8438235397813048E-2]
[2004,2,20,8,3.1151705266077183E-2,1.7299966994725094E-2,0,0,5.9020057471264436E-5,1.1325391743534403E-2,5.9836084061807945E-2,null,2.3684212441739495E-2,1.9111351337198622E-2,0,0,2.8935580527345494E-5,1.1325391743534403E-2,4.2824499359465459E-2]
[2004,2,20,9,3.1850528690412348E-2,1.8613103153763855E-2,0,0,5.9020057471264436E-5,1.3020600047994121E-2,6.3543251949641583E-2,null,2.4215518265926311E-2,2.0561978757275275E-2,0,0,2.8935580527345494E-5,1.3020600047994121E-2,4.4806432603728928E-2]
[2004,2,20,10,2.9455914620528337E-2,1.9357876309880277E-2,0,0,5.9020057471264436E-5,1.3315066099456433E-2,6.2187877087336307E-2,null,2.2394926171121439E-2,2.1384733012089471E-2,0,0,2.8935580527345494E-5,1.3315066099456433E-2,4.3808594763738253E-2]
[2004,2,20,11,2.788121987663536E-2,1.9888640418079404E-2,0,0,5.9020057471264436E-5,1.3240445456416042E-2,6.1069325808602068E-2,null,2.1197707446602213E-2,2.1971070509268584E-2,0,0,2.8935580527345494E-5,1.3240445456416042E-2,4.319771353639814E-2]
[2004,2,20,12,2.7519001927818969E-2,1.9911702316384974E-2,0,0,5.9020057471264436E-5,1.3060857014137112E-2,6.0550581315812313E-2,null,2.0922318129173081E-2,2.1996547092036339E-2,0,0,2.8935580527345494E-5,1.3060857014137112E-2,4.2947800801736762E-2]
[2004,2,20,13,2.8189607140717533E-2,1.9598648827089303E-2,0,0,5.9020057471264436E-5,1.1815047384824527E-2,5.9662323410102629E-2,null,2.1432170035871848E-2,2.1650715494606714E-2,0,0,2.8935580527345494E-5,1.1815047384824527E-2,4.3111821111005907E-2]
[2004,2,20,14,2.5324994162118322E-2,1.954803032270569E-2,0,0,5.9020057471264436E-5,1.3126283401587059E-2,5.8058327943882333E-2,null,1.9254244244361833E-2,2.1594797005182215E-2,0,0,2.8935580527345494E-5,1.3126283401587059E-2,4.087797683007139E-2]
[2004,2,20,15,2.5846196600838867E-2,1.9346082069488485E-2,0,0,5.9020057471264436E-5,1.264931487370044E-2,5.7900613601499056E-2,null,1.9650507279671572E-2,2.137170386168984E-2,0,0,2.8935580527345494E-5,1.264931487370044E-2,4.1051146721888754E-2]
[2004,2,20,16,2.9406365808187007E-2,1.9064774877645976E-2,0,0,5.9020057471264436E-5,1.0640710215826635E-2,5.9170870959130886E-2,null,2.2357254891565332E-2,2.1060942541820143E-2,0,0,2.8935580527345494E-5,1.0640710215826635E-2,4.3447133013912814E-2]
[2004,2,20,17,3.2513194503748392E-2,1.9023192757958881E-2,0,0,5.9020057471264436E-5,9.6412205413012285E-3,6.1236627860479759E-2,null,2.4719333956492045E-2,{"$f":"F1219*W$5","v":2.1015006587206599E-2},{"$f":"G1219*X$5","v":0},{"$f":"H1219*Y$5","v":0},{"$f":"I1219*Z$5","v":2.8935580527345494E-5},{"$f":"J1219","v":9.6412205413012285E-3},4.5763276124225982E-2]
[2004,2,20,18,3.7325989215401416E-2,1.9130307312241142E-2,0,0,5.9020057471264436E-5,9.9648724791867593E-3,6.6480189064300588E-2,null,{"$f":"E1220*V$5","v":2.8378435486108713E-2},2.1133336517017442E-2,0,0,2.8935580527345494E-5,9.9648724791867593E-3,{"$f":"SUM(M1220:Q1220)","v":4.9540707583653497E-2}]
[2004,2,20,19,3.9127989321299121E-2,1.8883565707749378E-2,1.1482717688530194E-3,1.5338284112824102E-6,5.9020057471264436E-5,8.8030017757736601E-3,6.8023382459557732E-2,null,2.9748471346540205E-2,2.0860759956935912E-2,4.5854391093944779E-4,2.8461515506608447E-6,2.8935580527345494E-5,8.8030017757736601E-3,5.1099556946493568E-2]
[2004,2,20,20,3.7514790387945633E-2,1.8422006304544623E-2,1.1482717688530194E-3,1.5338284112824102E-6,5.9020057471264436E-5,7.6981443122483154E-3,6.4843766659474139E-2,null,2.8521978417116605E-2,2.0350873208578334E-2,4.5854391093944779E-4,2.8461515506608447E-6,2.8935580527345494E-5,7.6981443122483154E-3,4.9363177268712387E-2]
[2004,2,20,21,3.6447147179587205E-2,1.7876636742473428E-2,1.1482717688530194E-3,1.5338284112824102E-6,5.9020057471264436E-5,7.4391661360080274E-3,6.2971775712804226E-2,null,2.7710263991124109E-2,1.9748401000825869E-2,4.5854391093944779E-4,2.8461515506608447E-6,2.8935580527345494E-5,7.4391661360080274E-3,4.794899063496743E-2]
[2004,2,20,22,3.4742088858014594E-2,1.7010387977720542E-2,1.1482717688530194E-3,1.5338284112824102E-6,5.9020057471264436E-5,6.5367571178754722E-3,5.9498059608346178E-2,null,2.6413931634074725E-2,1.8791452094873939E-2,4.5854391093944779E-4,2.8461515506608447E-6,2.8935580527345494E-5,6.5367571178754722E-3,4.5695709371966119E-2]
[2004,2,20,23,3.3144533348546466E-2,1.6107080158997065E-2,1.1482717688530194E-3,1.5338284112824102E-6,5.9020057471264436E-5,6.4798956353676693E-3,5.694033479764677E-2,null,2.5199332184364435E-2,1.7793563885345753E-2,4.5854391093944779E-4,2.8461515506608447E-6,2.8935580527345494E-5,6.4798956353676693E-3,4.3483221712727636E-2]
[2004,2,20,24,2.8950314404700458E-2,1.5070733565703716E-2,1.1482717688530194E-3,1.5338284112824102E-6,5.9020057471264436E-5,6.2501736960317907E-3,5.1480047321171535E-2,null,2.2010525290977752E-2,1.6648707143273524E-2,4.5854391093944779E-4,2.8461515506608447E-6,2.8935580527345494E-5,6.2501736960317907E-3,3.9149558077268727E-2]
[2004,2,21,1,3.3527920835516353E-2,1.5025122812700232E-2,1.1482717688530194E-3,1.5338284112824102E-6,5.9020057471264436E-5,8.8278661094881739E-3,5.8589735412440322E-2,null,2.5490816410070286E-2,1.6598320739318561E-2,4.5854391093944779E-4,2.8461515506608447E-6,2.8935580527345494E-5,8.8278661094881739E-3,4.2579462792406299E-2]
[2004,2,21,2,3.1258147146378729E-2,1.4011889110685377E-2,1.1482717688530194E-3,1.5338284112824102E-6,5.9020057471264436E-5,9.5929531461200531E-3,5.6071815057919729E-2,null,2.3765138737241693E-2,1.5478996912180586E-2,4.5854391093944779E-4,2.8461515506608447E-6,2.8935580527345494E-5,9.5929531461200531E-3,3.9734461292439731E-2]
[2004,2,21,3,3.0267074315604103E-2,1.3649691306818304E-2,1.1482717688530194E-3,1.5338284112824102E-6,5.9020057471264436E-5,9.9076552450770537E-3,5.5033246522235027E-2,null,2.3011639714674119E-2,1.5078875369441459E-2,4.5854391093944779E-4,2.8461515506608447E-6,2.8935580527345494E-5,9.9076552450770537E-3,3.8580840727133033E-2]
[2004,2,21,4,2.9834725723061981E-2,1.3399999631583335E-2,1.1482717688530194E-3,1.5338284112824102E-6,5.9020057471264436E-5,1.008504408598755E-2,5.4528595095368435E-2,null,2.2682931034773843E-2,1.4803039852943411E-2,4.5854391093944779E-4,2.8461515506608447E-6,2.8935580527345494E-5,1.008504408598755E-2,3.7976296530734706E-2]
[2004,2,21,5,3.0078948006426229E-2,1.3461105643948906E-2,1.1482717688530194E-3,1.5338284112824102E-6,5.9020057471264436E-5,1.0364713260509896E-2,5.5113592565620602E-2,null,2.2868609872988336E-2,1.487054393959801E-2,4.5854391093944779E-4,2.8461515506608447E-6,2.8935580527345494E-5,1.0364713260509896E-2,3.8229479455603795E-2]
[2004,2,21,6,3.1296151796697688E-2,1.337685432270397E-2,1.1482717688530194E-3,1.5338284112824102E-6,5.9020057471264436E-5,1.0295968120041146E-2,5.6177799894178371E-2,null,2.379403314941721E-2,1.4777471126139689E-2,4.5854391093944779E-4,2.8461515506608447E-6,2.8935580527345494E-5,1.0295968120041146E-2,3.9061829918574355E-2]
[2004,2,21,7,3.4344279931567898E-2,1.3099678751161484E-2,0,0,5.9020057471264436E-5,1.0132752218470858E-2,5.7635730958671499E-2,null,2.6111482986570223E-2,1.4471274025795369E-2,0,0,2.8935580527345494E-5,1.0132752218470858E-2,4.0611692592892934E-2]
[2004,2,21,8,4.0898338872737874E-2,1.4061834727805318E-2,0,0,5.9020057471264436E-5,9.3773985157383864E-3,6.4396592173752848E-2,null,3.109444372635958E-2,1.553417206001893E-2,0,0,2.8935580527345494E-5,9.3773985157383864E-3,4.6657551366905851E-2]
[2004,2,21,9,4.2480927549738451E-2,1.4792732043916179E-2,0,0,5.9020057471264436E-5,1.0658665738487824E-2,6.7991345389613711E-2,null,3.2297664099492404E-2,1.6341597611979189E-2,0,0,2.8935580527345494E-5,1.0658665738487824E-2,4.8668197291998935E-2]
[2004,2,21,10,4.3384832768557646E-2,1.5411875132445083E-2,0,0,5.9020057471264436E-5,1.1157319173585881E-2,7.0013047132059872E-2,null,3.298489078730469E-2,1.7025567766169775E-2,0,0,2.8935580527345494E-5,1.1157319173585881E-2,5.0039394134001811E-2]
[2004,2,21,11,4.4350851638523571E-2,1.5575296102924656E-2,0,0,5.9020057471264436E-5,1.0055125888005667E-2,7.0040293686925159E-2,null,3.3719341628553397E-2,1.7206099647164307E-2,0,0,2.8935580527345494E-5,1.0055125888005667E-2,5.0954376856245043E-2]
[2004,2,21,12,4.5039722281690911E-2,1.5494709253042279E-2,0,0,5.9020057471264436E-5,9.4576352250448723E-3,7.0051086817249322E-2,null,3.4243080490304237E-2,1.7117074991699371E-2,0,0,2.8935580527345494E-5,9.4576352250448723E-3,5.138909106253095E-2]
[2004,2,21,13,4.5849733177880249E-2,1.5408145509694738E-2,0,0,5.9020057471264436E-5,8.5615692985884333E-3,6.9878468043634678E-2,null,3.4858920617886695E-2,1.7021447635145317E-2,0,0,2.8935580527345494E-5,8.5615692985884333E-3,5.190930383355935E-2]
[2004,2,21,14,4.4414493619070856E-2,1.5345113828184945E-2,0,0,5.9020057471264436E-5,8.5574194002966258E-3,6.8376046905023691E-2,null,3.3767727749782414E-2,1.695181625312734E-2,0,0,2.8935580527345494E-5,8.5574194002966258E-3,5.0748479583437096E-2]
[2004,2,21,15,4.3467044525672724E-2,1.5405050777864455E-2,0,0,5.9020057471264436E-5,8.8319218532570114E-3,6.7763037214265451E-2,null,3.3047395253884969E-2,1.7018028870975362E-2,0,0,2.8935580527345494E-5,8.8319218532570114E-3,5.009435970538767E-2]
[2004,2,21,16,4.2178923718233341E-2,1.5211637536615951E-2,0,0,5.9020057471264436E-5,8.6520180586631985E-3,6.6101599370983755E-2,null,3.2068054746088072E-2,1.6804364393586846E-2,0,0,2.8935580527345494E-5,8.6520180586631985E-3,4.890135472020226E-2]
[2004,2,21,17,4.82187881440167E-2,1.5258866512975762E-2,0,0,5.9020057471264436E-5,7.4041489231060961E-3,7.0940823637569816E-2,null,3.6660080478153931E-2,1.6856538456160711E-2,0,0,2.8935580527345494E-5,7.4041489231060961E-3,5.3545554514841984E-2]
[2004,2,21,18,5.3561012562881011E-2,1.5380351425485776E-2,0,0,5.9020057471264436E-5,7.103057809383858E-3,7.6103441855221915E-2,null,4.0721700121994497E-2,1.6990743385329399E-2,0,0,2.8935580527345494E-5,7.103057809383858E-3,5.7741379087851236E-2]
[2004,2,21,19,5.6365462670701014E-2,1.5305564433263363E-2,1.1482717688530194E-3,1.5338284112824102E-6,5.9020057471264436E-5,5.1485705431175352E-3,7.8028423301817473E-2,null,4.2853884911512194E-2,1.6908125858703445E-2,4.5854391093944779E-4,2.8461515506608447E-6,2.8935580527345494E-5,5.1485705431175352E-3,6.025233641323309E-2]
[2004,2,21,20,5.3728012216234383E-2,1.4679088032901201E-2,1.1482717688530194E-3,1.5338284112824102E-6,5.9020057471264436E-5,5.3441590308424495E-3,7.4960084934713608E-2,null,4.0848667658247649E-2,1.6216054561952679E-2,4.5854391093944779E-4,2.8461515506608447E-6,2.8935580527345494E-5,5.3441590308424495E-3,5.755504786321778E-2]
[2004,2,21,21,4.9303280511095782E-2,1.4290320337151137E-2,1.1482717688530194E-3,1.5338284112824102E-6,5.9020057471264436E-5,6.961921653681695E-3,7.1764348156664187E-2,null,3.7484605087447664E-2,1.5786581140165342E-2,4.5854391093944779E-4,2.8461515506608447E-6,2.8935580527345494E-5,6.961921653681695E-3,5.3761511870630461E-2]
[2004,2,21,22,4.4489359748687271E-2,1.3720064475988751E-2,1.1482717688530194E-3,1.5338284112824102E-6,5.9020057471264436E-5,7.6876807493182027E-3,6.7105930628729799E-2,null,3.3824647436951412E-2,1.5156616925892902E-2,4.5854391093944779E-4,2.8461515506608447E-6,2.8935580527345494E-5,7.6876807493182027E-3,4.9471590005861765E-2]
[2004,2,21,23,4.290654619980952E-2,1.3145818993520145E-2,1.1482717688530194E-3,1.5338284112824102E-6,5.9020057471264436E-5,7.4601342411510455E-3,6.4721325089216283E-2,null,3.2621256096827672E-2,1.4522245359022115E-2,4.5854391093944779E-4,2.8461515506608447E-6,2.8935580527345494E-5,7.4601342411510455E-3,4.7633827098867237E-2]
[2004,2,21,24,3.8153476283762061E-2,1.2610353391120545E-2,1.1482717688530194E-3,1.5338284112824102E-6,5.9020057471264436E-5,8.9096323436888107E-3,6.0882287673306987E-2,null,2.9007562506682686E-2,1.3930714100057071E-2,4.5854391093944779E-4,2.8461515506608447E-6,2.8935580527345494E-5,8.9096323436888107E-3,4.3428602249757205E-2]
[2004,2,22,1,3.0025887026217311E-2,1.2056059580113207E-2,1.1482717688530194E-3,1.5338284112824102E-6,5.9020057471264436E-5,9.6410778865348278E-3,5.2931850147600913E-2,null,2.2828268340577801E-2,1.3318383234372413E-2,4.5854391093944779E-4,2.8461515506608447E-6,2.8935580527345494E-5,9.6410778865348278E-3,3.6636977217967666E-2]
[2004,2,22,2,2.7542069543330577E-2,1.1758841522575907E-2,1.1482717688530194E-3,1.5338284112824102E-6,5.9020057471264436E-5,1.0180996840299465E-2,5.0690733560941517E-2,null,2.0939856119521757E-2,1.299004510961836E-2,4.5854391093944779E-4,2.8461515506608447E-6,2.8935580527345494E-5,1.0180996840299465E-2,3.4420226872157567E-2]
[2004,2,22,3,2.6615162165668893E-2,1.152909072562831E-2,1.1482717688530194E-3,1.5338284112824102E-6,5.9020057471264436E-5,1.0392143514143764E-2,4.9745222060176536E-2,null,2.0235141207164749E-2,1.2736238371038702E-2,4.5854391093944779E-4,2.8461515506608447E-6,2.8935580527345494E-5,1.0392143514143764E-2,3.3461705221220904E-2]
[2004,2,22,4,2.6769050142971366E-2,1.1241333002219018E-2,1.1482717688530194E-3,1.5338284112824102E-6,5.9020057471264436E-5,1.0294057275882423E-2,4.9513266075808374E-2,null,2.0352140116711773E-2,1.2418351119939075E-2,4.5854391093944779E-4,2.8461515506608447E-6,2.8935580527345494E-5,1.0294057275882423E-2,3.3260816879668302E-2]
[2004,2,22,5,2.5871742811143593E-2,1.1283626232751677E-2,1.1482717688530194E-3,1.5338284112824102E-6,5.9020057471264436E-5,1.1072566103306484E-2,4.9436760801937318E-2,null,1.9669929711502207E-2,1.2465072641901588E-2,4.5854391093944779E-4,2.8461515506608447E-6,2.8935580527345494E-5,1.1072566103306484E-2,3.2625327996421247E-2]
[2004,2,22,6,2.7778232576017206E-2,1.1460592278559988E-2,1.1482717688530194E-3,1.5338284112824102E-6,5.9020057471264436E-5,1.0464770677229776E-2,5.0912421186542538E-2,null,2.1119407620451194E-2,1.266056782852412E-2,4.5854391093944779E-4,2.8461515506608447E-6,2.8935580527345494E-5,1.0464770677229776E-2,3.4270301091992764E-2]
[2004,2,22,7,3.145687493850477E-2,1.1973449356245577E-2,0,0,5.9020057471264436E-5,1.0127668216351271E-2,5.3617012568572882E-2,null,2.3916228740392065E-2,1.3227123348566834E-2,0,0,2.8935580527345494E-5,1.0127668216351271E-2,3.7172287669486243E-2]
[2004,2,22,8,3.4345188265734947E-2,1.2780053015736413E-2,0,0,5.9020057471264436E-5,1.0278622445976399E-2,5.7462883784919025E-2,null,2.6112173580526372E-2,1.4118182038511142E-2,0,0,2.8935580527345494E-5,1.0278622445976399E-2,4.0259291199564853E-2]
[2004,2,22,9,4.0169446579699758E-2,1.3841248574257307E-2,0,0,5.9020057471264436E-5,8.666607147069301E-3,6.2736322358497632E-2,null,3.054027695545538E-2,1.5290489544216287E-2,0,0,2.8935580527345494E-5,8.666607147069301E-3,4.5859702080199009E-2]
[2004,2,22,10,4.2674922193827555E-2,1.4705915701350112E-2,0,0,5.9020057471264436E-5,8.5813243987710626E-3,6.6021182351419988E-2,null,3.2445155555382917E-2,1.6245691207932487E-2,0,0,2.8935580527345494E-5,8.5813243987710626E-3,4.8719782343842749E-2]
[2004,2,22,11,3.9990143068520133E-2,1.5448052098393344E-2,0,0,5.9020057471264436E-5,1.1305016745335898E-2,6.6802231969720641E-2,null,3.0403954965565711E-2,1.7065532623140998E-2,0,0,2.8935580527345494E-5,1.1305016745335898E-2,4.7498423169234055E-2]
[2004,2,22,12,3.9954833760895578E-2,1.5584355244713383E-2,0,0,5.9020057471264436E-5,1.0696987493681061E-2,6.6295196556761291E-2,null,3.03771097853161E-2,1.7216107321837367E-2,0,0,2.8935580527345494E-5,1.0696987493681061E-2,4.7622152687680809E-2]
[2004,2,22,13,3.9250564479395164E-2,1.5630951497587583E-2,0,0,5.9020057471264436E-5,1.0090816711500606E-2,6.5031352745954618E-2,null,2.9841663550935767E-2,1.7267582411931312E-2,0,0,2.8935580527345494E-5,1.0090816711500606E-2,4.7138181543394421E-2]
[2004,2,22,14,3.7881405663803158E-2,1.5997533191701867E-2,0,0,5.9020057471264436E-5,1.0203862287351706E-2,6.4141821200327992E-2,null,2.8800710961727958E-2,1.7672546857940934E-2,0,0,2.8935580527345494E-5,1.0203862287351706E-2,4.6502193400196234E-2]
[2004,2,22,15,3.8769521108172687E-2,1.604957155493969E-2,0,0,5.9020057471264436E-5,8.8145532968954381E-3,6.3692666017479083E-2,null,2.9475932901508677E-2,1.7730033871826801E-2,0,0,2.8935580527345494E-5,8.8145532968954381E-3,4.7234902353862823E-2]
[2004,2,22,16,4.09952721411821E-2,1.593816028855103E-2,0,0,5.9020057471264436E-5,8.2198496921617979E-3,6.5212302179366188E-2,null,3.1168140755234761E-2,1.7606957344829661E-2,0,0,2.8935580527345494E-5,8.2198496921617979E-3,4.880403368059176E-2]
[2004,2,22,17,4.4412941621960661E-2,1.5861451795811467E-2,0,0,5.9020057471264436E-5,7.5479837592022682E-3,6.7881397234445667E-2,null,3.376654778775616E-2,1.75222171279414E-2,0,0,2.8935580527345494E-5,7.5479837592022682E-3,5.1317700496224902E-2]
[2004,2,22,18,5.1800534649491164E-2,1.574369779710557E-2,0,0,5.9020057471264436E-5,6.3078812314434282E-3,7.3911133735511447E-2,null,3.9383233012615412E-2,1.7392133756030079E-2,0,0,2.8935580527345494E-5,6.3078812314434282E-3,5.680430234917283E-2]
[2004,2,22,19,5.2423609731537583E-2,1.563541249577961E-2,1.1482717688530194E-3,1.5338284112824102E-6,5.9020057471264436E-5,5.8348550130021349E-3,7.5102702895054899E-2,null,3.9856948415489729E-2,1.72725104966952E-2,4.5854391093944779E-4,2.8461515506608447E-6,2.8935580527345494E-5,5.8348550130021349E-3,5.7619784555202384E-2]
[2004,2,22,20,4.8063928466671464E-2,1.5332364666892619E-2,1.1482717688530194E-3,1.5338284112824102E-6,5.9020057471264436E-5,7.4371919851399767E-3,7.204231077343963E-2,null,3.654234279844823E-2,1.6937732197314603E-2,4.5854391093944779E-4,2.8461515506608447E-6,2.8935580527345494E-5,7.4371919851399767E-3,5.3970400638780287E-2]
[2004,2,22,21,4.6386764098728731E-2,1.5308711968893413E-2,1.1482717688530194E-3,1.5338284112824102E-6,5.9020057471264436E-5,7.9466869536544988E-3,7.0850988676012208E-2,null,3.5267217830142653E-2,1.6911602955468459E-2,4.5854391093944779E-4,2.8461515506608447E-6,2.8935580527345494E-5,7.9466869536544988E-3,5.2669146428628563E-2]
[2004,2,22,22,4.5845445826499957E-2,1.4997378044869475E-2,1.1482717688530194E-3,1.5338284112824102E-6,5.9020057471264436E-5,6.9679476063375665E-3,6.9019597132442573E-2,null,3.4855661003684653E-2,1.6567670969527423E-2,4.5854391093944779E-4,2.8461515506608447E-6,2.8935580527345494E-5,6.9679476063375665E-3,5.1913657616229528E-2]
[2004,2,22,23,4.2579953234118742E-2,1.5583859259503102E-2,1.1482717688530194E-3,1.5338284112824102E-6,5.9020057471264436E-5,5.0906440805093779E-3,6.4463282228866797E-2,null,3.2372951963383613E-2,1.7215559404745118E-2,4.5854391093944779E-4,2.8461515506608447E-6,2.8935580527345494E-5,5.0906440805093779E-3,5.0078837011146182E-2]
[2004,2,22,24,3.3110912000125045E-2,1.5158704203955603E-2,1.1482717688530194E-3,1.5338284112824102E-6,5.9020057471264436E-5,8.3984750086445493E-3,5.787691686746077E-2,null,2.5173770336247639E-2,1.6745888702955229E-2,4.5854391093944779E-4,2.8461515506608447E-6,2.8935580527345494E-5,8.3984750086445493E-3,4.240998468222032E-2]
[2004,2,23,1,3.2091538643121781E-2,1.5448747348681121E-2,1.1482717688530194E-3,1.5338284112824102E-6,5.9020057471264436E-5,1.0190515455355386E-2,5.8939627101893863E-2,null,2.4398754813389403E-2,1.7066300669260452E-2,4.5854391093944779E-4,2.8461515506608447E-6,2.8935580527345494E-5,1.0190515455355386E-2,4.1955381125667303E-2]
[2004,2,23,2,2.9207671735541452E-2,1.517364462050827E-2,1.1482717688530194E-3,1.5338284112824102E-6,5.9020057471264436E-5,1.1180361478742972E-2,5.6770503489528265E-2,null,2.2206190524871536E-2,1.6762393448308165E-2,4.5854391093944779E-4,2.8461515506608447E-6,2.8935580527345494E-5,1.1180361478742972E-2,3.9458909616197156E-2]
[2004,2,23,3,2.8791908026467937E-2,1.5187378839781553E-2,1.1482717688530194E-3,1.5338284112824102E-6,5.9020057471264436E-5,1.1507402022461907E-2,5.6695514543446963E-2,null,2.1890091103438394E-2,1.6777565702102284E-2,4.5854391093944779E-4,2.8461515506608447E-6,2.8935580527345494E-5,1.1507402022461907E-2,3.9157982448558129E-2]
[2004,2,23,4,3.0158233019849198E-2,1.5002718642236072E-2,1.1482717688530194E-3,1.5338284112824102E-6,5.9020057471264436E-5,1.1195114418596355E-2,5.7564891735417192E-2,null,2.2928889176651389E-2,1.6573570751455022E-2,4.5854391093944779E-4,2.8461515506608447E-6,2.8935580527345494E-5,1.1195114418596355E-2,3.9992785571123866E-2]
[2004,2,23,5,3.0456873977673257E-2,1.5015426820839249E-2,1.1482717688530194E-3,1.5338284112824102E-6,5.9020057471264436E-5,1.1579355306434586E-2,5.826048175968266E-2,null,2.3155941783514995E-2,1.6587609533506759E-2,4.5854391093944779E-4,2.8461515506608447E-6,2.8935580527345494E-5,1.1579355306434586E-2,4.023387696003921E-2]
[2004,2,23,6,3.2729612704396165E-2,1.5908766573789205E-2,1.1482717688530194E-3,1.5338284112824102E-6,5.9020057471264436E-5,1.1012050867720155E-2,6.0859255800641096E-2,null,2.488387373358035E-2,1.7574485975948441E-2,4.5854391093944779E-4,2.8461515506608447E-6,2.8935580527345494E-5,1.1012050867720155E-2,4.2948685352546243E-2]
[2004,2,23,7,4.0445073883851948E-2,1.7631755103059785E-2,0,0,5.9020057471264436E-5,9.9859182679624004E-3,6.8121767312345399E-2,null,3.0749832598413813E-2,1.9477879152530422E-2,0,0,2.8935580527345494E-5,9.9859182679624004E-3,5.0256647331471574E-2]
[2004,2,23,8,4.5461297704559568E-2,1.9362342917151512E-2,0,0,5.9020057471264436E-5,1.2052376910719684E-2,7.6935037589902042E-2,null,3.4563598477687432E-2,2.138966729322838E-2,0,0,2.8935580527345494E-5,1.2052376910719684E-2,5.5982201351443155E-2]
[2004,2,23,9,4.6921197380461688E-2,2.0842863462895669E-2,0,0,5.9020057471264436E-5,1.2998351553436774E-2,8.0821432454265402E-2,null,3.5673540093157992E-2,{"$f":"F1283*W$5","v":2.3025204998027758E-2},{"$f":"G1283*X$5","v":0},{"$f":"H1283*Y$5","v":0},{"$f":"I1283*Z$5","v":2.8935580527345494E-5},{"$f":"J1283","v":1.2998351553436774E-2},5.8727680671713092E-2]
[2004,2,23,10,4.3102152972682745E-2,2.173116020319726E-2,0,0,5.9020057471264436E-5,1.4335573976635825E-2,7.9227907209987097E-2,null,{"$f":"E1284*V$5","v":3.2769973232027891E-2},2.4006510401718313E-2,0,0,2.8935580527345494E-5,1.4335573976635825E-2,{"$f":"SUM(M1284:Q1284)","v":5.6805419214273546E-2}]
[2004,2,23,11,4.1575502224051972E-2,2.2872756796487106E-2,0,0,5.9020057471264436E-5,1.3894182784773118E-2,7.8401461862783461E-2,null,3.1609281695366309E-2,2.5267637292096981E-2,0,0,2.8935580527345494E-5,1.3894182784773118E-2,5.6905854567990632E-2]
[2004,2,23,12,4.0844508866394222E-2,2.2935416622198269E-2,0,0,5.9020057471264436E-5,1.3694085395288359E-2,7.753303094135211E-2,null,3.1053517513971087E-2,2.533685788334197E-2,0,0,2.8935580527345494E-5,1.3694085395288359E-2,5.6419310977840399E-2]
[2004,2,23,13,4.1485883596232564E-2,2.2757553334700711E-2,0,0,5.9020057471264436E-5,1.2425562848111088E-2,7.6728019836515629E-2,null,3.1541145887009021E-2,2.5140371509790423E-2,0,0,2.8935580527345494E-5,1.2425562848111088E-2,5.6710452977326783E-2]
[2004,2,23,14,3.9321467452255982E-2,2.2630897911677501E-2,0,0,5.9020057471264436E-5,1.3215179354447574E-2,7.5226564775852323E-2,null,2.9895570104610539E-2,2.5000454694405972E-2,0,0,2.8935580527345494E-5,1.3215179354447574E-2,5.492496037954385E-2]
[2004,2,23,15,3.9123529251204034E-2,2.2467459646333524E-2,0,0,5.9020057471264436E-5,1.2007508174926631E-2,7.3657517129935457E-2,null,2.9745080416678265E-2,2.4819903707696954E-2,0,0,2.8935580527345494E-5,1.2007508174926631E-2,5.4593919704902558E-2]
[2004,2,23,16,4.2071077124144866E-2,2.1960692394950892E-2,0,0,5.9020057471264436E-5,1.0989938788301961E-2,7.5080728364868982E-2,null,3.1986060466041674E-2,2.4260075646157127E-2,0,0,2.8935580527345494E-5,1.0989938788301961E-2,5.6275071692726143E-2]
[2004,2,23,17,4.657148092395328E-2,2.2000551129423316E-2,0,0,5.9020057471264436E-5,1.1041355733859712E-2,7.9672407844707582E-2,null,3.5407655488139692E-2,2.4304107769373945E-2,0,0,2.8935580527345494E-5,1.1041355733859712E-2,5.9740698838040979E-2]
[2004,2,23,18,5.4193686698912946E-2,2.1894363308561204E-2,0,0,5.9020057471264436E-5,9.9779571469353016E-3,8.6125027211880728E-2,null,4.1202713553400182E-2,2.4186801606139868E-2,0,0,2.8935580527345494E-5,9.9779571469353016E-3,6.5418450740067399E-2]
[2004,2,23,19,5.4991535437135711E-2,2.1706053897272884E-2,1.1482717688530194E-3,1.5338284112824102E-6,5.9020057471264436E-5,8.8485134377421556E-3,8.6754928426886313E-2,null,4.1809306959797718E-2,2.3978775352660343E-2,4.5854391093944779E-4,2.8461515506608447E-6,2.8935580527345494E-5,8.8485134377421556E-3,6.6278407955475516E-2]
[2004,2,23,20,5.4689809069550108E-2,2.1046256212758685E-2,1.1482717688530194E-3,1.5338284112824102E-6,5.9020057471264436E-5,8.1703682457718776E-3,8.5115259182816233E-2,null,4.1579908558389701E-2,2.3249893883460673E-2,4.5854391093944779E-4,2.8461515506608447E-6,2.8935580527345494E-5,8.1703682457718776E-3,6.532012808486784E-2]
[2004,2,23,21,5.0450519690320078E-2,2.0714702398451246E-2,1.1482717688530194E-3,1.5338284112824102E-6,5.9020057471264436E-5,8.6058170575832732E-3,8.0979864801090165E-2,null,3.8356835233764042E-2,2.2883624893794405E-2,4.5854391093944779E-4,2.8461515506608447E-6,2.8935580527345494E-5,8.6058170575832732E-3,6.1730785770575898E-2]
[2004,2,23,22,4.7779923926226861E-2,1.9970263958665763E-2,1.1482717688530194E-3,1.5338284112824102E-6,5.9020057471264436E-5,8.2417364653807248E-3,7.7200750005008908E-2,null,3.6326418058121625E-2,2.2061240401616219E-2,4.5854391093944779E-4,2.8461515506608447E-6,2.8935580527345494E-5,8.2417364653807248E-3,5.8877984102755292E-2]
[2004,2,23,23,4.586436131481357E-2,1.9254029868226975E-2,1.1482717688530194E-3,1.5338284112824102E-6,5.9020057471264436E-5,7.7143565768966575E-3,7.4041573414672782E-2,null,3.4870042188914555E-2,2.1270013380996572E-2,4.5854391093944779E-4,2.8461515506608447E-6,2.8935580527345494E-5,7.7143565768966575E-3,5.6630381212928578E-2]
[2004,2,23,24,3.5907529749333519E-2,1.8122531687417631E-2,1.1482717688530194E-3,1.5338284112824102E-6,5.9020057471264436E-5,9.8946212718264859E-3,6.5133508363313206E-2,null,2.7300000291393001E-2,2.0020042252297775E-2,4.5854391093944779E-4,2.8461515506608447E-6,2.8935580527345494E-5,9.8946212718264859E-3,4.7810368186708231E-2]
[2004,2,24,1,2.9150503726213882E-2,1.7709291560486565E-2,1.1482717688530194E-3,1.5338284112824102E-6,5.9020057471264436E-5,9.3413602506755532E-3,5.7409981192111575E-2,null,2.2162726474790784E-2,1.9563534025732014E-2,4.5854391093944779E-4,2.8461515506608447E-6,2.8935580527345494E-5,9.3413602506755532E-3,4.221658614354025E-2]
[2004,2,24,2,2.8149772246050815E-2,1.7121787035319195E-2,1.1482717688530194E-3,1.5338284112824102E-6,5.9020057471264436E-5,9.7922804925885017E-3,5.627266542869408E-2,null,2.1401884114127839E-2,1.8914515134765855E-2,4.5854391093944779E-4,2.8461515506608447E-6,2.8935580527345494E-5,9.7922804925885017E-3,4.0806724891911145E-2]
[2004,2,24,3,2.8216376156815076E-2,1.7162725303985424E-2,1.1482717688530194E-3,1.5338284112824102E-6,5.9020057471264436E-5,1.0026439330651964E-2,5.661436644618803E-2,null,2.1452522150104292E-2,1.8959739824261242E-2,4.5854391093944779E-4,2.8461515506608447E-6,2.8935580527345494E-5,1.0026439330651964E-2,4.0902587617382989E-2]
[2004,2,24,4,2.8430877989015217E-2,1.6793842319739408E-2,1.1482717688530194E-3,1.5338284112824102E-6,5.9020057471264436E-5,9.953677292722108E-3,5.6387223256212302E-2,null,2.1615604938657208E-2,1.8552233132694173E-2,4.5854391093944779E-4,2.8461515506608447E-6,2.8935580527345494E-5,9.953677292722108E-3,4.0658163714368832E-2]
[2004,2,24,5,2.9531865319821254E-2,1.6795744976822909E-2,1.1482717688530194E-3,1.5338284112824102E-6,5.9020057471264436E-5,1.0048923424984065E-2,5.758535937636379E-2,null,2.2452670441677022E-2,1.8554335006530587E-2,4.5854391093944779E-4,2.8461515506608447E-6,2.8935580527345494E-5,1.0048923424984065E-2,4.1497331091225061E-2]
[2004,2,24,6,3.2002314936117347E-2,1.7462114156547231E-2,1.1482717688530194E-3,1.5338284112824102E-6,5.9020057471264436E-5,9.8624194646921223E-3,6.0535674212092265E-2,null,2.4330919257888248E-2,1.9290476036040956E-2,4.5854391093944779E-4,2.8461515506608447E-6,2.8935580527345494E-5,9.8624194646921223E-3,4.4111720936946659E-2]
[2004,2,24,7,3.8861565248870487E-2,1.8723185767454593E-2,0,0,5.9020057471264436E-5,9.8038877745396796E-3,6.7447658848336034E-2,null,2.9545912793899284E-2,2.0683587515662055E-2,0,0,2.8935580527345494E-5,9.8038877745396796E-3,5.025843589008868E-2]
[2004,2,24,8,4.3161321719877715E-2,2.0448803943900924E-2,0,0,5.9020057471264436E-5,1.1452931478640285E-2,7.5122077199890183E-2,null,3.28149584155518E-2,2.2589885675304636E-2,0,0,2.8935580527345494E-5,1.1452931478640285E-2,5.5433779671383777E-2]
[2004,2,24,9,4.3065684991173428E-2,2.1822825403811186E-2,0,0,5.9020057471264436E-5,1.351085910030202E-2,7.8458389552757898E-2,null,3.2742247127982835E-2,2.4107773361055847E-2,0,0,2.8935580527345494E-5,1.351085910030202E-2,5.6878956069566028E-2]
[2004,2,24,10,3.7849288722375835E-2,2.266232248162426E-2,0,0,5.9020057471264436E-5,1.5251798563231864E-2,7.5822429824703219E-2,null,2.8776292893527629E-2,2.5035169558142761E-2,0,0,2.8935580527345494E-5,1.5251798563231864E-2,5.3840398032197728E-2]
[2004,2,24,11,3.706919494726079E-2,2.3269617897073453E-2,0,0,5.9020057471264436E-5,1.5139916217214713E-2,7.5537749119020225E-2,null,2.8183198341030603E-2,2.5706051534603085E-2,0,0,2.8935580527345494E-5,1.5139916217214713E-2,5.3918185456161033E-2]
[2004,2,24,12,3.8535038982997497E-2,2.269260369619628E-2,0,0,5.9020057471264436E-5,1.43616353809652E-2,7.5648298117630242E-2,null,2.9297659371407988E-2,2.5068621352055398E-2,0,0,2.8935580527345494E-5,1.43616353809652E-2,5.4395216303990732E-2]
[2004,2,24,13,3.6764002093221462E-2,2.2480580964312144E-2,0,0,5.9020057471264436E-5,1.3189323273191791E-2,7.2492926388196655E-2,null,2.7951164417717923E-2,2.4834398886674634E-2,0,0,2.8935580527345494E-5,1.3189323273191791E-2,5.2814498884919903E-2]
[2004,2,24,14,3.5266056845841387E-2,2.2425920253464075E-2,0,0,5.9020057471264436E-5,1.461675358858806E-2,7.2367750745364778E-2,null,2.6812297278278295E-2,2.4774014953591005E-2,0,0,2.8935580527345494E-5,1.461675358858806E-2,5.1615247812396639E-2]
[2004,2,24,15,3.5209684756446639E-2,2.212120926478308E-2,0,0,5.9020057471264436E-5,1.344041093487657E-2,7.0830325013577555E-2,null,2.6769438355159762E-2,2.4437399354106725E-2,0,0,2.8935580527345494E-5,1.344041093487657E-2,5.1235773289793826E-2]
[2004,2,24,16,3.5088365828049146E-2,2.2437774384671198E-2,0,0,5.9020057471264436E-5,1.3473417075310884E-2,7.1058577345502499E-2,null,2.667720124490117E-2,2.4787110265643661E-2,0,0,2.8935580527345494E-5,1.3473417075310884E-2,5.149324709107217E-2]
[2004,2,24,17,4.0730049292472502E-2,2.2091722548792273E-2,0,0,5.9020057471264436E-5,1.2627542663080865E-2,7.5508334561816909E-2,null,3.0966495476442212E-2,2.4404825246349623E-2,0,0,2.8935580527345494E-5,1.2627542663080865E-2,5.5400256303319177E-2]
[2004,2,24,18,4.6817976283328469E-2,2.2195905567528252E-2,0,0,5.9020057471264436E-5,1.208237817417112E-2,8.1155280082499115E-2,null,3.5595062514736792E-2,2.4519916695659342E-2,0,0,2.8935580527345494E-5,1.208237817417112E-2,6.0143914790923472E-2]
[2004,2,24,19,4.9816622124899762E-2,2.1704085584966053E-2,1.1482717688530194E-3,1.5338284112824102E-6,5.9020057471264436E-5,1.0093597226451921E-2,8.2823130591053312E-2,null,3.7874891645845433E-2,2.3976600949203467E-2,4.5854391093944779E-4,2.8461515506608447E-6,2.8935580527345494E-5,1.0093597226451921E-2,6.2341818238066352E-2]
[2004,2,24,20,5.1593136194050315E-2,2.1419516568444482E-2,1.1482717688530194E-3,1.5338284112824102E-6,5.9020057471264436E-5,7.6133597775573884E-3,8.1834838194787762E-2,null,3.9225550823573305E-2,2.3662236276942354E-2,4.5854391093944779E-4,2.8461515506608447E-6,2.8935580527345494E-5,7.6133597775573884E-3,6.337811274353311E-2]
[2004,2,24,21,4.9811624294976528E-2,2.0812533744975277E-2,1.1482717688530194E-3,1.5338284112824102E-6,5.9020057471264436E-5,8.9849955326091416E-3,8.0817979227296527E-2,null,3.7871091864593059E-2,2.2991699622248053E-2,4.5854391093944779E-4,2.8461515506608447E-6,2.8935580527345494E-5,8.9849955326091416E-3,6.135311712985856E-2]
[2004,2,24,22,4.6255886479295669E-2,1.994342996803368E-2,1.1482717688530194E-3,1.5338284112824102E-6,5.9020057471264436E-5,8.7503022302693034E-3,7.6158444332334221E-2,null,3.5167713378747585E-2,2.2031596771492232E-2,4.5854391093944779E-4,2.8461515506608447E-6,2.8935580527345494E-5,8.7503022302693034E-3,5.7689635793257268E-2]
[2004,2,24,23,4.4769838646660398E-2,1.9254790048209135E-2,1.1482717688530194E-3,1.5338284112824102E-6,5.9020057471264436E-5,7.6923839358507655E-3,7.2925838285455874E-2,null,3.4037891679867843E-2,2.1270853155241402E-2,4.5854391093944779E-4,2.8461515506608447E-6,2.8935580527345494E-5,7.6923839358507655E-3,5.5799070478126697E-2]
[2004,2,24,24,3.5734605530731364E-2,1.8210881311339331E-2,1.1482717688530194E-3,1.5338284112824102E-6,5.9020057471264436E-5,9.0222140768565252E-3,6.4176526573662782E-2,null,2.716852838978397E-2,2.0117642479153226E-2,4.5854391093944779E-4,2.8461515506608447E-6,2.8935580527345494E-5,9.0222140768565252E-3,4.7776496511954647E-2]
[2004,2,25,1,2.619469463657894E-2,1.7260994803427236E-2,1.1482717688530194E-3,1.5338284112824102E-6,5.9020057471264436E-5,9.3413602506755532E-3,5.4005875345417301E-2,null,1.9915465536161785E-2,1.9068298582213542E-2,4.5854391093944779E-4,2.8461515506608447E-6,2.8935580527345494E-5,9.3413602506755532E-3,3.9474089761392779E-2]
[2004,2,25,2,2.3875069789370942E-2,1.6847397849403149E-2,1.1482717688530194E-3,1.5338284112824102E-6,5.9020057471264436E-5,9.7922804925885017E-3,5.1723573786098154E-2,null,1.815188671448369E-2,1.8611396167153463E-2,4.5854391093944779E-4,2.8461515506608447E-6,2.8935580527345494E-5,9.7922804925885017E-3,3.7253608524654605E-2]
[2004,2,25,3,2.2967950528178731E-2,1.6808017079495065E-2,1.1482717688530194E-3,1.5338284112824102E-6,5.9020057471264436E-5,1.0026439330651964E-2,5.1011232593061326E-2,null,1.7462216434524228E-2,1.8567892053540286E-2,4.5854391093944779E-4,2.8461515506608447E-6,2.8935580527345494E-5,1.0026439330651964E-2,3.6520434131081962E-2]
[2004,2,25,4,2.4236324718270134E-2,1.6547969703648073E-2,1.1482717688530194E-3,1.5338284112824102E-6,5.9020057471264436E-5,9.953677292722108E-3,5.194679736937588E-2,null,1.8426543861134057E-2,1.8280616548006445E-2,4.5854391093944779E-4,2.8461515506608447E-6,2.8935580527345494E-5,9.953677292722108E-3,3.7197486052157953E-2]
[2004,2,25,5,2.4650236644073693E-2,1.6513275838313721E-2,1.1482717688530194E-3,1.5338284112824102E-6,5.9020057471264436E-5,1.0048923424984065E-2,5.2421261562107045E-2,null,1.8741235397252826E-2,1.8242290078952925E-2,4.5854391093944779E-4,2.8461515506608447E-6,2.8935580527345494E-5,1.0048923424984065E-2,3.7473851119223203E-2]
[2004,2,25,6,2.665626533223292E-2,1.7202296199158047E-2,1.1482717688530194E-3,1.5338284112824102E-6,5.9020057471264436E-5,9.8624194646921223E-3,5.4929806650818654E-2,null,2.0266391378563575E-2,1.9003453970109153E-2,4.5854391093944779E-4,2.8461515506608447E-6,2.8935580527345494E-5,9.8624194646921223E-3,3.9760170991690179E-2]
[2004,2,25,7,3.2388205381920339E-2,1.81015820550544E-2,0,0,5.9020057471264436E-5,9.8038877745396796E-3,6.0352695268985686E-2,null,2.4624306448720084E-2,1.9996899099215405E-2,0,0,2.8935580527345494E-5,9.8038877745396796E-3,4.4650141128462828E-2]
[2004,2,25,8,3.7033384944091079E-2,1.9132022572912945E-2,0,0,5.9020057471264436E-5,1.1452931478640285E-2,6.7677359053115574E-2,null,2.8155972488854403E-2,2.1135231373195128E-2,0,0,2.8935580527345494E-5,1.1452931478640285E-2,4.9320139442576877E-2]
[2004,2,25,9,3.8617481150439698E-2,2.0601579179599677E-2,0,0,5.9020057471264436E-5,1.351085910030202E-2,7.2788939487812662E-2,null,2.9360339015786392E-2,2.2758657165212821E-2,0,0,2.8935580527345494E-5,1.351085910030202E-2,5.2147931761526559E-2]
[2004,2,25,10,3.4644632390889392E-2,2.1558109240488729E-2,0,0,5.9020057471264436E-5,1.5251798563231864E-2,7.1513560252081249E-2,null,2.6339836824448744E-2,2.3815340225002275E-2,0,0,2.8935580527345494E-5,1.5251798563231864E-2,5.0184112629978364E-2]
[2004,2,25,11,3.3005248172170494E-2,2.2015964611194237E-2,0,0,5.9020057471264436E-5,1.5139916217214713E-2,7.0220149058050713E-2,null,2.5093435583228251E-2,2.4321135112000864E-2,0,0,2.8935580527345494E-5,1.5139916217214713E-2,4.9443506275756458E-2]
[2004,2,25,12,3.3556317982850546E-2,2.1985997663388497E-2,0,0,5.9020057471264436E-5,1.43616353809652E-2,6.9962971084675502E-2,null,2.5512406370056678E-2,2.4288030489998197E-2,0,0,2.8935580527345494E-5,1.43616353809652E-2,4.982937244058222E-2]
[2004,2,25,13,3.38768592300734E-2,2.2009857327473268E-2,0,0,5.9020057471264436E-5,1.3189323273191791E-2,6.9135059888209727E-2,null,2.5756109465303705E-2,2.4314388368209792E-2,0,0,2.8935580527345494E-5,1.3189323273191791E-2,5.0099433414040842E-2]
[2004,2,25,14,3.0211282418025495E-2,2.2114392485789034E-2,0,0,5.9020057471264436E-5,1.461675358858806E-2,6.7001448549873846E-2,null,2.2969221903402053E-2,2.442986882769688E-2,0,0,2.8935580527345494E-5,1.461675358858806E-2,4.7428026311626278E-2]
[2004,2,25,15,3.100830798417992E-2,2.1964065597801407E-2,0,0,5.9020057471264436E-5,1.344041093487657E-2,6.6471804574329163E-2,null,2.3575189463414095E-2,2.4263802038515418E-2,0,0,2.8935580527345494E-5,1.344041093487657E-2,4.7867927082456851E-2]
[2004,2,25,16,3.2581769157540949E-2,2.1475196042070866E-2,0,0,5.9020057471264436E-5,1.3473417075310884E-2,6.7589402332393966E-2,null,2.4771470321248625E-2,2.3723745641848572E-2,0,0,2.8935580527345494E-5,1.3473417075310884E-2,4.8524151543624536E-2]
[2004,2,25,17,3.7254579203993742E-2,2.1490868085668868E-2,0,0,5.9020057471264436E-5,1.2627542663080865E-2,7.1432010010214736E-2,null,2.8324143438010527E-2,2.3741058618888623E-2,0,0,2.8935580527345494E-5,1.2627542663080865E-2,5.2094137637426492E-2]
[2004,2,25,18,4.3966596299804817E-2,2.1871430147781694E-2,0,0,5.9020057471264436E-5,1.208237817417112E-2,7.7979424679228915E-2,null,3.3427197587116347E-2,2.4161467240296088E-2,0,0,2.8935580527345494E-5,1.208237817417112E-2,5.7617600407939777E-2]
[2004,2,25,19,4.747517447881186E-2,2.1335560475570215E-2,1.1482717688530194E-3,1.5338284112824102E-6,5.9020057471264436E-5,1.0093597226451921E-2,8.0113157835569562E-2,null,3.6094721250758105E-2,2.3569489603592755E-2,4.5854391093944779E-4,2.8461515506608447E-6,2.8935580527345494E-5,1.0093597226451921E-2,6.0154536497368315E-2]
[2004,2,25,20,4.8596230643572609E-2,2.1004895721638009E-2,1.1482717688530194E-3,1.5338284112824102E-6,5.9020057471264436E-5,7.6133597775573884E-3,7.8423311797503586E-2,null,3.694704481181299E-2,2.3204202762921119E-2,4.5854391093944779E-4,2.8461515506608447E-6,2.8935580527345494E-5,7.6133597775573884E-3,6.0641573217751564E-2]
[2004,2,25,21,4.3898312021509359E-2,2.0590234964845289E-2,1.1482717688530194E-3,1.5338284112824102E-6,5.9020057471264436E-5,8.9849955326091416E-3,7.4682368173699359E-2,null,3.3375281990850686E-2,2.2746125160158601E-2,4.5854391093944779E-4,2.8461515506608447E-6,2.8935580527345494E-5,8.9849955326091416E-3,5.6611732794026738E-2]
[2004,2,25,22,4.1923359379980214E-2,1.9646799806629464E-2,1.1482717688530194E-3,1.5338284112824102E-6,5.9020057471264436E-5,8.7503022302693034E-3,7.1529287071614558E-2,null,3.1873752699762829E-2,2.170390809824017E-2,4.5854391093944779E-4,2.8461515506608447E-6,2.8935580527345494E-5,8.7503022302693034E-3,5.4067986441020448E-2]
[2004,2,25,23,3.953295448402544E-2,1.9028315911274671E-2,1.1482717688530194E-3,1.5338284112824102E-6,5.9020057471264436E-5,7.6923839358507655E-3,6.7462479985886448E-2,null,3.0056360781920755E-2,2.1020666157713426E-2,4.5854391093944779E-4,2.8461515506608447E-6,2.8935580527345494E-5,7.6923839358507655E-3,5.1567352582651632E-2]
[2004,2,25,24,3.2637917352799105E-2,1.8111309301564259E-2,1.1482717688530194E-3,1.5338284112824102E-6,5.9020057471264436E-5,9.0222140768565252E-3,6.0980266385955453E-2,null,2.4814159020738941E-2,2.0007644832178373E-2,4.5854391093944779E-4,2.8461515506608447E-6,2.8935580527345494E-5,9.0222140768565252E-3,4.5312129495934765E-2]
[2004,2,26,1,2.5359740622894363E-2,1.7518742215152629E-2,1.1482717688530194E-3,1.5338284112824102E-6,5.9020057471264436E-5,9.3413602506755532E-3,5.3428668743458113E-2,null,1.9280661499904966E-2,{"$f":"F1347*W$5","v":1.9353033307039288E-2},{"$f":"G1347*X$5","v":4.5854391093944779E-4},{"$f":"H1347*Y$5","v":2.8461515506608447E-6},{"$f":"I1347*Z$5","v":2.8935580527345494E-5},{"$f":"J1347","v":9.3413602506755532E-3},3.9124020449961709E-2]
[2004,2,26,2,2.3064133614458578E-2,1.6845380674404581E-2,1.1482717688530194E-3,1.5338284112824102E-6,5.9020057471264436E-5,9.7922804925885017E-3,5.0910620436187229E-2,null,{"$f":"E1348*V$5","v":1.7535343110232561E-2},1.860916778486129E-2,4.5854391093944779E-4,2.8461515506608447E-6,2.8935580527345494E-5,9.7922804925885017E-3,{"$f":"SUM(M1348:Q1348)","v":3.6634836538111303E-2}]
[2004,2,26,3,2.2191441865735614E-2,1.6556302700296493E-2,1.1482717688530194E-3,1.5338284112824102E-6,5.9020057471264436E-5,1.0026439330651964E-2,4.9983009551419641E-2,null,1.6871847593811655E-2,1.8289822046877523E-2,4.5854391093944779E-4,2.8461515506608447E-6,2.8935580527345494E-5,1.0026439330651964E-2,3.5651995283706626E-2]
[2004,2,26,4,2.3369373011215749E-2,1.6248838994717022E-2,1.1482717688530194E-3,1.5338284112824102E-6,5.9020057471264436E-5,9.953677292722108E-3,5.0780714953390441E-2,null,1.7767412419332558E-2,1.7950165508656503E-2,4.5854391093944779E-4,2.8461515506608447E-6,2.8935580527345494E-5,9.953677292722108E-3,3.6207903571006513E-2]
[2004,2,26,5,2.377108432380607E-2,1.6042504560682555E-2,1.1482717688530194E-3,1.5338284112824102E-6,5.9020057471264436E-5,1.0048923424984065E-2,5.1071337964208256E-2,null,1.8072827997272035E-2,1.7722226931490601E-2,4.5854391093944779E-4,2.8461515506608447E-6,2.8935580527345494E-5,1.0048923424984065E-2,3.6285380571780088E-2]
[2004,2,26,6,2.5682987748583987E-2,1.6867397777644746E-2,1.1482717688530194E-3,1.5338284112824102E-6,5.9020057471264436E-5,9.8624194646921223E-3,5.3621630645656428E-2,null,1.9526421837280514E-2,1.8633490177821836E-2,4.5854391093944779E-4,2.8461515506608447E-6,2.8935580527345494E-5,9.8624194646921223E-3,3.8650237658119806E-2]
[2004,2,26,7,3.1189284195629489E-2,1.812794061773915E-2,0,0,5.9020057471264436E-5,9.8038877745396796E-3,5.9180132645379586E-2,null,2.3712783184279846E-2,2.0026017521947971E-2,0,0,2.8935580527345494E-5,9.8038877745396796E-3,4.3767736286755163E-2]
[2004,2,26,8,3.575645105947315E-2,1.9780406027432668E-2,0,0,5.9020057471264436E-5,1.1452931478640285E-2,6.7048808623017361E-2,null,2.7185137244394121E-2,2.1851503491189989E-2,0,0,2.8935580527345494E-5,1.1452931478640285E-2,4.9065576316111456E-2]
[2004,2,26,9,3.7374770005353802E-2,2.1165839830223476E-2,0,0,5.9020057471264436E-5,1.351085910030202E-2,7.2110488993350569E-2,null,2.8415522848820967E-2,2.3381998443442759E-2,0,0,2.8935580527345494E-5,1.351085910030202E-2,5.1826456872791068E-2]
[2004,2,26,10,3.347095468577798E-2,2.1689587359478239E-2,0,0,5.9020057471264436E-5,1.5251798563231864E-2,7.0471360665959354E-2,null,2.5447505831054866E-2,2.3960584694308413E-2,0,0,2.8935580527345494E-5,1.5251798563231864E-2,4.9437026105890625E-2]
[2004,2,26,11,3.1900731802758847E-2,2.2051542692935442E-2,0,0,5.9020057471264436E-5,1.5139916217214713E-2,6.9151210770380264E-2,null,2.4253687000764263E-2,2.4360438378895365E-2,0,0,2.8935580527345494E-5,1.5139916217214713E-2,4.8643060960186973E-2]
[2004,2,26,12,3.252766614281568E-2,2.2109836860624534E-2,0,0,5.9020057471264436E-5,1.43616353809652E-2,6.9058158441876669E-2,null,2.4730336544347906E-2,2.4424836208090963E-2,0,0,2.8935580527345494E-5,1.43616353809652E-2,4.9184108332966214E-2]
[2004,2,26,13,3.2790555671209504E-2,2.1777646220826116E-2,0,0,5.9020057471264436E-5,1.3189323273191791E-2,6.7816545222698671E-2,null,2.493020783184266E-2,2.4057863714440998E-2,0,0,2.8935580527345494E-5,1.3189323273191791E-2,4.9017007126811001E-2]
[2004,2,26,14,2.9295990220273439E-2,2.1390966336703753E-2,0,0,5.9020057471264436E-5,1.461675358858806E-2,6.5362730203036512E-2,null,2.2273337852347141E-2,2.363069670754769E-2,0,0,2.8935580527345494E-5,1.461675358858806E-2,4.5932970140422177E-2]
[2004,2,26,15,3.0059943209858626E-2,2.1326414348671073E-2,0,0,5.9020057471264436E-5,1.344041093487657E-2,6.4885788550877538E-2,null,2.2854160787923024E-2,2.355938583607705E-2,0,0,2.8935580527345494E-5,1.344041093487657E-2,4.6442482204527416E-2]
[2004,2,26,16,3.1579050896463193E-2,2.0697552793188211E-2,0,0,5.9020057471264436E-5,1.3473417075310884E-2,6.5809040822433551E-2,null,2.4009117438421428E-2,2.2864679647738383E-2,0,0,2.8935580527345494E-5,1.3473417075310884E-2,4.6902732666687152E-2]
[2004,2,26,17,3.6179297740668359E-2,2.0171740034527496E-2,0,0,5.9020057471264436E-5,1.2627542663080865E-2,6.9037600495747989E-2,null,2.7506621751973149E-2,2.2283811928660618E-2,0,0,2.8935580527345494E-5,1.2627542663080865E-2,4.9819369261161109E-2]
[2004,2,26,18,4.2738388290349517E-2,1.9942178092716398E-2,0,0,5.9020057471264436E-5,1.208237817417112E-2,7.4821964614708303E-2,null,3.2493407954410046E-2,2.2030213819199534E-2,0,0,2.8935580527345494E-5,1.208237817417112E-2,5.4552557354136923E-2]
[2004,2,26,19,4.616570585858655E-2,1.9607994508677375E-2,1.1482717688530194E-3,1.5338284112824102E-6,5.9020057471264436E-5,1.0093597226451921E-2,7.7076123248451422E-2,null,3.5099150294936939E-2,2.1661039711084681E-2,4.5854391093944779E-4,2.8461515506608447E-6,2.8935580527345494E-5,1.0093597226451921E-2,5.7250515649039067E-2]
[2004,2,26,20,4.7226630065948676E-2,1.9085810997071642E-2,1.1482717688530194E-3,1.5338284112824102E-6,5.9020057471264436E-5,7.6133597775573884E-3,7.5134626495313273E-2,null,3.5905756357016975E-2,2.1084181237549317E-2,4.5854391093944779E-4,2.8461515506608447E-6,2.8935580527345494E-5,7.6133597775573884E-3,5.7480263237583741E-2]
[2004,2,26,21,4.2773718119878422E-2,1.8824749558931889E-2,1.1482717688530194E-3,1.5338284112824102E-6,5.9020057471264436E-5,8.9849955326091416E-3,7.1792288866155032E-2,null,3.252026873718087E-2,2.0795785492840415E-2,4.5854391093944779E-4,2.8461515506608447E-6,2.8935580527345494E-5,8.9849955326091416E-3,5.3806379873038733E-2]
[2004,2,26,22,4.0767356544614164E-2,1.8144110827129929E-2,1.1482717688530194E-3,1.5338284112824102E-6,5.9020057471264436E-5,8.7503022302693034E-3,6.8870595256748962E-2,null,3.0994859666389235E-2,2.004388082497956E-2,4.5854391093944779E-4,2.8461515506608447E-6,2.8935580527345494E-5,8.7503022302693034E-3,5.1529066134386244E-2]
[2004,2,26,23,3.839260514693385E-2,1.7470394909502619E-2,1.1482717688530194E-3,1.5338284112824102E-6,5.9020057471264436E-5,7.6923839358507655E-3,6.47642096470228E-2,null,2.9189368887679739E-2,1.9299623821069405E-2,4.5854391093944779E-4,2.8461515506608447E-6,2.8935580527345494E-5,7.6923839358507655E-3,4.8979318351766596E-2]
[2004,2,26,24,3.1583686866908919E-2,1.6442081809236252E-2,1.1482717688530194E-3,1.5338284112824102E-6,5.9020057471264436E-5,9.0222140768565252E-3,5.8256808407737268E-2,null,2.4012642102897171E-2,1.8163641714870778E-2,4.5854391093944779E-4,2.8461515506608447E-6,2.8935580527345494E-5,9.0222140768565252E-3,4.2666609460785397E-2]
[2004,2,27,1,2.6908749163669907E-2,1.6259437030074729E-2,1.1482717688530194E-3,1.5338284112824102E-6,5.9020057471264436E-5,9.3108335434677631E-3,5.3687845391947965E-2,null,2.0458351357986265E-2,1.7961873205975632E-2,4.5854391093944779E-4,2.8461515506608447E-6,2.8935580527345494E-5,9.3108335434677631E-3,3.8910550206979345E-2]
[2004,2,27,2,2.5295743007986329E-2,1.5655678720728518E-2,1.1482717688530194E-3,1.5338284112824102E-6,5.9020057471264436E-5,9.9974199077980889E-3,5.2157667291248502E-2,null,1.923200499476985E-2,1.7294898686533677E-2,4.5854391093944779E-4,2.8461515506608447E-6,2.8935580527345494E-5,9.9974199077980889E-3,3.7017229324320979E-2]
[2004,2,27,3,2.4901728515742762E-2,1.5371569082184412E-2,1.1482717688530194E-3,1.5338284112824102E-6,5.9020057471264436E-5,9.8291903467423204E-3,5.1311313599405065E-2,null,1.8932441203326857E-2,1.6981041491190098E-2,4.5854391093944779E-4,2.8461515506608447E-6,2.8935580527345494E-5,9.8291903467423204E-3,3.6403808337534406E-2]
[2004,2,27,4,2.6094443226098923E-2,1.4763398884933776E-2,1.1482717688530194E-3,1.5338284112824102E-6,5.9020057471264436E-5,9.8609687325966217E-3,5.192763649836489E-2,null,1.9839245769599653E-2,1.6309193139339817E-2,4.5854391093944779E-4,2.8461515506608447E-6,2.8935580527345494E-5,9.8609687325966217E-3,3.6638764551956922E-2]
[2004,2,27,5,2.6701253423475631E-2,1.4792306909638968E-2,1.1482717688530194E-3,1.5338284112824102E-6,5.9020057471264436E-5,9.8671349078725216E-3,5.2569520895722685E-2,null,2.0300595204686089E-2,1.634112796423132E-2,4.5854391093944779E-4,2.8461515506608447E-6,2.8935580527345494E-5,9.8671349078725216E-3,3.713204881193486E-2]
[2004,2,27,6,2.8168105455778816E-2,1.5371336190827195E-2,1.1482717688530194E-3,1.5338284112824102E-6,5.9020057471264436E-5,1.0641415242315615E-2,5.5389682543657191E-2,null,2.1415822600969192E-2,1.6980784215060465E-2,4.5854391093944779E-4,2.8461515506608447E-6,2.8935580527345494E-5,1.0641415242315615E-2,3.8886932459047112E-2]
[2004,2,27,7,3.545392407634472E-2,1.6557296853034708E-2,0,0,5.9020057471264436E-5,8.5172879229758296E-3,6.0587528909826521E-2,null,2.6955130146016276E-2,1.8290920291878145E-2,0,0,2.8935580527345494E-5,8.5172879229758296E-3,4.5274986018421767E-2]
[2004,2,27,8,3.920480437773477E-2,1.8316308845529785E-2,0,0,5.9020057471264436E-5,1.1325391743534403E-2,6.890552502427022E-2,null,2.9806872775926072E-2,2.0234108750282104E-2,0,0,2.8935580527345494E-5,1.1325391743534403E-2,5.0069917106735515E-2]
[2004,2,27,9,3.9454830619728098E-2,1.9628078911315319E-2,0,0,5.9020057471264436E-5,1.3020600047994121E-2,7.2162529636508807E-2,null,2.9996964283944678E-2,2.1683227040998579E-2,0,0,2.8935580527345494E-5,1.3020600047994121E-2,5.1709126905470595E-2]
[2004,2,27,10,3.6559347935853491E-2,2.0279189079103786E-2,0,0,5.9020057471264436E-5,1.3315066099456433E-2,7.021262317188498E-2,null,2.7795568680701675E-2,2.2402511371403481E-2,0,0,2.8935580527345494E-5,1.3315066099456433E-2,5.0227015632632502E-2]
[2004,2,27,11,3.4296578982246251E-2,2.0772028739456518E-2,0,0,5.9020057471264436E-5,1.3240445456416042E-2,6.8368073235590077E-2,null,2.6075216611816197E-2,2.2946953560500062E-2,0,0,2.8935580527345494E-5,1.3240445456416042E-2,4.9051105752843605E-2]
[2004,2,27,12,3.3693380127487703E-2,2.0842688378867054E-2,0,0,5.9020057471264436E-5,1.3060857014137112E-2,6.7655945577963131E-2,null,2.5616612830781052E-2,2.3025011581913991E-2,0,0,2.8935580527345494E-5,1.3060857014137112E-2,4.8670559993222381E-2]
[2004,2,27,13,3.4751724444527142E-2,2.0869096004189038E-2,0,0,5.9020057471264436E-5,1.1815047384824527E-2,6.7494887891011962E-2,null,2.6421257437783213E-2,2.3054184204362543E-2,0,0,2.8935580527345494E-5,1.1815047384824527E-2,4.9504377222673097E-2]
[2004,2,27,14,3.1395852802949306E-2,2.060877486714207E-2,0,0,5.9020057471264436E-5,1.3126283401587059E-2,6.5189931129149697E-2,null,2.3869834451225556E-2,2.2766606273599981E-2,0,0,2.8935580527345494E-5,1.3126283401587059E-2,4.6665376305352876E-2]
[2004,2,27,15,3.1552407056774576E-2,2.0402031615697019E-2,0,0,5.9020057471264436E-5,1.264931487370044E-2,6.4662773603643309E-2,null,2.3988860494088559E-2,2.2538216074002151E-2,0,0,2.8935580527345494E-5,1.264931487370044E-2,4.6556012148618056E-2]
[2004,2,27,16,3.5278394919011039E-2,2.0047598954655597E-2,0,0,5.9020057471264436E-5,1.0640710215826635E-2,6.6025724146964532E-2,null,2.6821677745369126E-2,2.2146672719462447E-2,0,0,2.8935580527345494E-5,1.0640710215826635E-2,4.8997286045358912E-2]
[2004,2,27,17,3.9177748995156206E-2,2.0074596211134964E-2,0,0,5.9020057471264436E-5,9.6412205413012285E-3,6.8952585805063665E-2,null,2.9786302941202415E-2,2.2176496710102137E-2,0,0,2.8935580527345494E-5,9.6412205413012285E-3,5.1991735231831898E-2]
[2004,2,27,18,4.4591058566083613E-2,1.9812271053736643E-2,0,0,5.9020057471264436E-5,9.9648724791867593E-3,7.442722215647829E-2,null,3.3901967647055976E-2,2.1886704929045337E-2,0,0,2.8935580527345494E-5,9.9648724791867593E-3,5.5817608156628659E-2]
[2004,2,27,19,4.6330139666049153E-2,1.9609635006507926E-2,1.1482717688530194E-3,1.5338284112824102E-6,5.9020057471264436E-5,8.8030017757736601E-3,7.5951602103066299E-2,null,3.5224167053900343E-2,2.1662851976415428E-2,4.5854391093944779E-4,2.8461515506608447E-6,2.8935580527345494E-5,8.8030017757736601E-3,5.7377344673333226E-2]
[2004,2,27,20,4.4939324941233122E-2,1.9386050402313587E-2,1.1482717688530194E-3,1.5338284112824102E-6,5.9020057471264436E-5,7.6981443122483154E-3,7.3232345310530592E-2,null,3.4166749775189992E-2,2.1415857058699726E-2,4.5854391093944779E-4,2.8461515506608447E-6,2.8935580527345494E-5,7.6981443122483154E-3,5.6072932476907165E-2]
[2004,2,27,21,4.3412346881270013E-2,1.8855660978768285E-2,1.1482717688530194E-3,1.5338284112824102E-6,5.9020057471264436E-5,7.4391661360080274E-3,7.0915999650781894E-2,null,3.3005809388230702E-2,2.082993347734265E-2,4.5854391093944779E-4,2.8461515506608447E-6,2.8935580527345494E-5,7.4391661360080274E-3,5.4326068508590807E-2]
[2004,2,27,22,4.1629028356684146E-2,1.8099315420264793E-2,1.1482717688530194E-3,1.5338284112824102E-6,5.9020057471264436E-5,6.5367571178754722E-3,6.7473926549559984E-2,null,3.1649976876757406E-2,1.9994395137570248E-2,4.5854391093944779E-4,2.8461515506608447E-6,2.8935580527345494E-5,6.5367571178754722E-3,5.213469765734511E-2]
[2004,2,27,23,3.9942207321874118E-2,1.7226542257108568E-2,1.1482717688530194E-3,1.5338284112824102E-6,5.9020057471264436E-5,6.4798956353676693E-3,6.4857470869085929E-2,null,3.0367510077639982E-2,1.9030238699361861E-2,4.5854391093944779E-4,2.8461515506608447E-6,2.8935580527345494E-5,6.4798956353676693E-3,4.9888074420019295E-2]
[2004,2,27,24,3.525843369345974E-2,1.6001854695623437E-2,1.1482717688530194E-3,1.5338284112824102E-6,5.9020057471264436E-5,6.2501736960317907E-3,5.8719287739850537E-2,null,2.6806501500521007E-2,1.7677320842756937E-2,4.5854391093944779E-4,2.8461515506608447E-6,2.8935580527345494E-5,6.2501736960317907E-3,4.4974147986295392E-2]
[2004,2,28,1,2.5351492005754366E-2,1.4285522151099636E-2,1.1482717688530194E-3,1.5338284112824102E-6,5.9020057471264436E-5,8.8278661094881739E-3,4.967370592107774E-2,null,1.9274390189906825E-2,1.5781280562456756E-2,4.5854391093944779E-4,2.8461515506608447E-6,2.8935580527345494E-5,8.8278661094881739E-3,3.5545996395381037E-2]
[2004,2,28,2,2.3788286987027896E-2,1.35734969098429E-2,1.1482717688530194E-3,1.5338284112824102E-6,5.9020057471264436E-5,9.5929531461200531E-3,4.8163562697726418E-2,null,1.8085906945176471E-2,1.499470307645576E-2,4.5854391093944779E-4,2.8461515506608447E-6,2.8935580527345494E-5,9.5929531461200531E-3,3.3570935664649686E-2]
[2004,2,28,3,2.2607904820617357E-2,1.3361158566322086E-2,1.1482717688530194E-3,1.5338284112824102E-6,5.9020057471264436E-5,9.9076552450770537E-3,4.708554428675206E-2,null,1.7188478642201636E-2,1.4760131953480648E-2,4.5854391093944779E-4,2.8461515506608447E-6,2.8935580527345494E-5,9.9076552450770537E-3,3.2438936238699735E-2]
[2004,2,28,4,2.1945484597867083E-2,1.2965452844172814E-2,1.1482717688530194E-3,1.5338284112824102E-6,5.9020057471264436E-5,1.008504408598755E-2,4.6204807182763014E-2,null,1.6684849670775586E-2,1.4322994062729728E-2,4.5854391093944779E-4,2.8461515506608447E-6,2.8935580527345494E-5,1.008504408598755E-2,3.1498169376522764E-2]
[2004,2,28,5,2.2046228045244066E-2,1.2682982502087796E-2,1.1482717688530194E-3,1.5338284112824102E-6,5.9020057471264436E-5,1.0364713260509896E-2,4.6302749462577328E-2,null,1.6761443526213348E-2,1.4010947805556435E-2,4.5854391093944779E-4,2.8461515506608447E-6,2.8935580527345494E-5,1.0364713260509896E-2,3.1262716974787233E-2]
[2004,2,28,6,2.3021153801343109E-2,1.272618761993111E-2,1.1482717688530194E-3,1.5338284112824102E-6,5.9020057471264436E-5,1.0295968120041146E-2,4.7252135196050933E-2,null,1.7502666150308911E-2,1.4058676693531795E-2,4.5854391093944779E-4,2.8461515506608447E-6,2.8935580527345494E-5,1.0295968120041146E-2,3.2051668486858156E-2]
[2004,2,28,7,2.4874703114309699E-2,1.2421308392246212E-2,0,0,5.9020057471264436E-5,1.0132752218470858E-2,4.748778378249803E-2,null,1.8911894162855176E-2,1.3721875239663331E-2,0,0,2.8935580527345494E-5,1.0132752218470858E-2,3.2662704983045847E-2]
[2004,2,28,8,2.9861784028589307E-2,1.3265002369276784E-2,0,0,5.9020057471264436E-5,9.3773985157383864E-3,5.2563204971075736E-2,null,2.2703503091775185E-2,1.4653907770189316E-2,0,0,2.8935580527345494E-5,9.3773985157383864E-3,3.7386346442491843E-2]
[2004,2,28,9,3.2062734659532445E-2,1.3735643766830792E-2,0,0,5.9020057471264436E-5,1.0658665738487824E-2,5.6516064222322325E-2,null,2.4376855541401839E-2,1.5173827438546334E-2,0,0,2.8935580527345494E-5,1.0658665738487824E-2,3.9579618560475517E-2]
[2004,2,28,10,3.361517234403362E-2,1.4163114429128406E-2,0,0,5.9020057471264436E-5,1.1157319173585881E-2,5.8994626004219168E-2,null,2.5557152530225977E-2,1.5646056201526381E-2,0,0,2.8935580527345494E-5,1.1157319173585881E-2,4.12321443122797E-2]
[2004,2,28,11,3.4216853033965336E-2,1.4272174711647651E-2,0,0,5.9020057471264436E-5,1.0055125888005667E-2,5.8603173691089916E-2,null,2.6014602071453924E-2,1.5766535586070579E-2,0,0,2.8935580527345494E-5,1.0055125888005667E-2,4.1810073238051845E-2]
[2004,2,28,12,3.5120134920069448E-2,1.4150337826942879E-2,0,0,5.9020057471264436E-5,9.4576352250448723E-3,5.8787128029528464E-2,null,2.6701354847988489E-2,1.5631941831635521E-2,0,0,2.8935580527345494E-5,9.4576352250448723E-3,4.2362232260151352E-2]
[2004,2,28,13,3.6192688883175159E-2,1.394077418562099E-2,0,0,5.9020057471264436E-5,8.5615692985884333E-3,5.8754052424855846E-2,null,2.7516802853176429E-2,1.5400435934657425E-2,0,0,2.8935580527345494E-5,8.5615692985884333E-3,4.2946174368361192E-2]
[2004,2,28,14,3.4354191606513172E-2,1.370319221881435E-2,0,0,5.9020057471264436E-5,8.5574194002966258E-3,5.6673823283095413E-2,null,2.6119018696511374E-2,1.5137978067517632E-2,0,0,2.8935580527345494E-5,8.5574194002966258E-3,4.1285932344556346E-2]
[2004,2,28,15,3.319071954442232E-2,1.3511443908702698E-2,0,0,5.9020057471264436E-5,8.8319218532570114E-3,5.5593105363853292E-2,null,2.5234446912937279E-2,1.4926152847043208E-2,0,0,2.8935580527345494E-5,8.8319218532570114E-3,4.0189535340507829E-2]
[2004,2,28,16,3.2959224796669073E-2,1.3407990121911323E-2,0,0,5.9020057471264436E-5,8.6520180586631985E-3,5.5078253034714857E-2,null,2.5058444644743463E-2,1.4811866983542055E-2,0,0,2.8935580527345494E-5,8.6520180586631985E-3,3.9899247208812862E-2]
[2004,2,28,17,3.7355880151581443E-2,1.3450159712152625E-2,0,0,5.9020057471264436E-5,7.4041489231060961E-3,5.8269208844311429E-2,null,2.8401161153179696E-2,{"$f":"F1411*W$5","v":1.4858451919518692E-2},{"$f":"G1411*X$5","v":0},{"$f":"H1411*Y$5","v":0},{"$f":"I1411*Z$5","v":2.8935580527345494E-5},{"$f":"J1411","v":7.4041489231060961E-3},4.3288548653225734E-2]
[2004,2,28,18,4.1982097275380617E-2,1.3512757611380929E-2,0,0,5.9020057471264436E-5,7.103057809383858E-3,6.2656932753616668E-2,null,{"$f":"E1412*V$5","v":3.1918410312601724E-2},1.4927604100299583E-2,0,0,2.8935580527345494E-5,7.103057809383858E-3,{"$f":"SUM(M1412:Q1412)","v":4.6874949993428651E-2}]
[2004,2,28,19,4.4298074370988066E-2,1.3386993948691764E-2,1.1482717688530194E-3,1.5338284112824102E-6,5.9020057471264436E-5,5.1485705431175352E-3,6.4042464517532927E-2,null,3.36792157989807E-2,1.4788672416566406E-2,4.5854391093944779E-4,2.8461515506608447E-6,2.8935580527345494E-5,5.1485705431175352E-3,4.895821385856456E-2]
[2004,2,28,20,4.2429603005179631E-2,1.3175025133565482E-2,1.1482717688530194E-3,1.5338284112824102E-6,5.9020057471264436E-5,5.3441590308424495E-3,6.2157612824323132E-2,null,3.2258642755189616E-2,1.4554509513270504E-2,4.5854391093944779E-4,2.8461515506608447E-6,2.8935580527345494E-5,5.3441590308424495E-3,4.7303477911477571E-2]
[2004,2,28,21,3.8727791853268731E-2,1.3391361227709578E-2,1.1482717688530194E-3,1.5338284112824102E-6,5.9020057471264436E-5,6.961921653681695E-3,6.0289900389395572E-2,null,2.9444206723768511E-2,1.4793496969337083E-2,4.5854391093944779E-4,2.8461515506608447E-6,2.8935580527345494E-5,6.961921653681695E-3,4.4728029336123042E-2]
[2004,2,28,22,3.5451370600759008E-2,1.3270531343786121E-2,1.1482717688530194E-3,1.5338284112824102E-6,5.9020057471264436E-5,7.6876807493182027E-3,5.7618408348598896E-2,null,2.6953188773699087E-2,1.4660015653193635E-2,4.5854391093944779E-4,2.8461515506608447E-6,2.8935580527345494E-5,7.6876807493182027E-3,4.2103530069910175E-2]
[2004,2,28,23,3.4100470440437895E-2,1.2896670101428335E-2,1.1482717688530194E-3,1.5338284112824102E-6,5.9020057471264436E-5,7.4601342411510455E-3,5.5666100437752844E-2,null,2.5926117988605779E-2,1.4247009457503216E-2,4.5854391093944779E-4,2.8461515506608447E-6,2.8935580527345494E-5,7.4601342411510455E-3,4.0663453089126445E-2]
[2004,2,28,24,2.954154613554005E-2,1.2450191100583784E-2,1.1482717688530194E-3,1.5338284112824102E-6,5.9020057471264436E-5,8.9096323436888107E-3,5.2110195234548212E-2,null,2.246003063252805E-2,1.3753782097449676E-2,4.5854391093944779E-4,2.8461515506608447E-6,2.8935580527345494E-5,8.9096323436888107E-3,3.6704138372995181E-2]
[2004,2,29,1,2.6897922502780364E-2,1.2823467376188342E-2,1.1484262557002059E-3,1.5340347703707476E-6,5.9020057471264436E-5,9.6410778865348278E-3,5.0571448113445376E-2,null,2.0450119996834364E-2,1.4166142077737203E-2,4.5860560278367763E-4,2.8465344678339416E-6,2.8935580527345494E-5,9.6410778865348278E-3,3.5106649792350418E-2]
[2004,2,29,2,2.4771781939275515E-2,1.2644318332822192E-2,1.1484262557002059E-3,1.5340347703707476E-6,5.9020057471264436E-5,1.0180996840299465E-2,4.8806077460339013E-2,null,1.8833644611074857E-2,1.3968235323895564E-2,4.5860560278367763E-4,2.8465344678339416E-6,2.8935580527345494E-5,1.0180996840299465E-2,3.3292267652749272E-2]
[2004,2,29,3,2.3723527476852756E-2,1.2507740271974046E-2,1.1484262557002059E-3,1.5340347703707476E-6,5.9020057471264436E-5,1.0392143514143764E-2,4.7832391610912406E-2,null,1.8036671181563838E-2,1.3817356925883702E-2,4.5860560278367763E-4,2.8465344678339416E-6,2.8935580527345494E-5,1.0392143514143764E-2,3.2344415825226396E-2]
[2004,2,29,4,2.3713117170933357E-2,1.2273160349817994E-2,1.1484262557002059E-3,1.5340347703707476E-6,5.9020057471264436E-5,1.0294057275882423E-2,4.7489315144575613E-2,null,1.8028756369361021E-2,1.355821543096964E-2,4.5860560278367763E-4,2.8465344678339416E-6,2.8935580527345494E-5,1.0294057275882423E-2,3.2077359518109513E-2]
[2004,2,29,5,2.292469353036539E-2,1.2297692901548895E-2,1.1484262557002059E-3,1.5340347703707476E-6,5.9020057471264436E-5,1.1072566103306484E-2,4.7503932883162611E-2,null,1.7429328734892623E-2,1.3585316651189899E-2,4.5860560278367763E-4,2.8465344678339416E-6,2.8935580527345494E-5,1.1072566103306484E-2,3.1505033103861373E-2]
[2004,2,29,6,2.4583807702872891E-2,1.2389379866004942E-2,1.1484262557002059E-3,1.5340347703707476E-6,5.9020057471264436E-5,1.0464770677229776E-2,4.8646938594049449E-2,null,1.8690730388225506E-2,1.3686603653141696E-2,4.5860560278367763E-4,2.8465344678339416E-6,2.8935580527345494E-5,1.0464770677229776E-2,3.2867721759146054E-2]
[2004,2,29,7,2.7626726940633388E-2,1.2937388948831036E-2,0,0,5.9020057471264436E-5,1.0127668216351271E-2,5.0750804163286957E-2,null,2.1004219972651426E-2,1.4291991751342046E-2,0,0,2.8935580527345494E-5,1.0127668216351271E-2,3.5325147304520813E-2]
[2004,2,29,8,3.0446192631124663E-2,1.3782638475050511E-2,0,0,5.9020057471264436E-5,1.0278622445976399E-2,5.4566473609622843E-2,null,2.3147820902855016E-2,1.5225742704052333E-2,0,0,2.8935580527345494E-5,1.0278622445976399E-2,3.8402499187434692E-2]
[2004,2,29,9,3.5730445839798008E-2,1.4343082257564961E-2,0,0,5.9020057471264436E-5,8.666607147069301E-3,5.8799155301903536E-2,null,2.7165365834061383E-2,1.584486747091738E-2,0,0,2.8935580527345494E-5,8.666607147069301E-3,4.3039168885506102E-2]
[2004,2,29,10,3.8419134027294091E-2,1.4800812981652797E-2,0,0,5.9020057471264436E-5,8.5813243987710626E-3,6.1860291465189218E-2,null,2.9209538430018653E-2,1.6350524660236888E-2,0,0,2.8935580527345494E-5,8.5813243987710626E-3,4.5588998670782879E-2]
[2004,2,29,11,3.623909533192321E-2,1.4992363262230543E-2,0,0,5.9020057471264436E-5,1.1305016745335898E-2,6.259549539696091E-2,null,2.755208503697432E-2,1.6562131116594665E-2,0,0,2.8935580527345494E-5,1.1305016745335898E-2,4.4143151734096331E-2]
[2004,2,29,12,3.6349703265671357E-2,1.5068778138094112E-2,0,0,5.9020057471264436E-5,1.0696987493681061E-2,6.2174488954917791E-2,null,2.7636178725530293E-2,1.6646546973599616E-2,0,0,2.8935580527345494E-5,1.0696987493681061E-2,4.4311661279657251E-2]
[2004,2,29,13,3.5797891179945994E-2,1.5366921781802725E-2,0,0,5.9020057471264436E-5,1.0090816711500606E-2,6.1314649730720587E-2,null,2.7216643597208743E-2,1.697590759755949E-2,0,0,2.8935580527345494E-5,1.0090816711500606E-2,4.4221486775295575E-2]
[2004,2,29,14,3.4483350927730777E-2,1.5591687376055147E-2,0,0,5.9020057471264436E-5,1.0203862287351706E-2,6.0337920648608892E-2,null,2.6217216749440431E-2,1.7224207160303283E-2,0,0,2.8935580527345494E-5,1.0203862287351706E-2,4.347035949027106E-2]
[2004,2,29,15,3.5225020574935498E-2,1.5590063242602785E-2,0,0,5.9020057471264436E-5,8.8145532968954381E-3,5.9688657171904982E-2,null,2.6781097966726952E-2,1.7222412972774714E-2,0,0,2.8935580527345494E-5,8.8145532968954381E-3,4.4032446520029009E-2]
[2004,2,29,16,3.7295308613024214E-2,1.5474378550000622E-2,0,0,5.9020057471264436E-5,8.2198496921617979E-3,6.1048556912657898E-2,null,2.835510944670459E-2,1.7094615572621878E-2,0,0,2.8935580527345494E-5,8.2198496921617979E-3,4.547866059985381E-2]
[2004,2,29,17,4.0308992238928677E-2,1.5330804929816158E-2,0,0,5.9020057471264436E-5,7.5479837592022682E-3,6.3246800985418364E-2,null,3.0646371598116864E-2,1.6936009148752082E-2,0,0,2.8935580527345494E-5,7.5479837592022682E-3,4.7611316327396291E-2]
[2004,2,29,18,4.7236475752143701E-2,1.5273976088985652E-2,0,0,5.9020057471264436E-5,6.3078812314434282E-3,6.8877353130044061E-2,null,3.5913241896620221E-2,1.6873230072726755E-2,0,0,2.8935580527345494E-5,6.3078812314434282E-3,5.2815407549874321E-2]
[2004,2,29,19,4.8100918023162048E-2,1.5125417842794621E-2,1.1484262557002059E-3,1.5340347703707476E-6,5.9020057471264436E-5,5.8348550130021349E-3,7.0270171226900643E-2,null,3.6570465448767561E-2,1.6709117110091591E-2,4.5860560278367763E-4,2.8465344678339416E-6,2.8935580527345494E-5,5.8348550130021349E-3,5.3769970276638004E-2]
[2004,2,29,20,4.4053485136022932E-2,1.4699543277069597E-2,1.1484262557002059E-3,1.5340347703707476E-6,5.9020057471264436E-5,7.4371919851399767E-3,6.7399200746174351E-2,null,3.3493257972518307E-2,1.6238651562172947E-2,4.5860560278367763E-4,2.8465344678339416E-6,2.8935580527345494E-5,7.4371919851399767E-3,5.0222297252470106E-2]
[2004,2,29,21,4.2315338868207424E-2,1.4389092225443127E-2,1.1484262557002059E-3,1.5340347703707476E-6,5.9020057471264436E-5,7.9466869536544988E-3,6.5860098395246897E-2,null,3.217176930568158E-2,1.589569488933968E-2,4.5860560278367763E-4,2.8465344678339416E-6,2.8935580527345494E-5,7.9466869536544988E-3,4.8557851912800112E-2]
[2004,2,29,22,4.166469351290307E-2,1.4223348099848635E-2,1.1484262557002059E-3,1.5340347703707476E-6,5.9020057471264436E-5,6.9679476063375665E-3,6.4064969567031116E-2,null,3.1677092603791993E-2,1.5712596608442441E-2,4.5860560278367763E-4,2.8465344678339416E-6,2.8935580527345494E-5,6.9679476063375665E-3,4.7880076930013289E-2]
[2004,2,29,23,3.861016456994576E-2,1.4852156471845554E-2,1.1484262557002059E-3,1.5340347703707476E-6,5.9020057471264436E-5,5.0906440805093779E-3,5.9761945470242529E-2,null,2.935477632041272E-2,1.6407244044745022E-2,4.5860560278367763E-4,2.8465344678339416E-6,2.8935580527345494E-5,5.0906440805093779E-3,4.625240808293659E-2]
[2004,2,29,24,2.9816261207550931E-2,1.4428649373415011E-2,1.1484262557002059E-3,1.5340347703707476E-6,5.9020057471264436E-5,8.3984750086445493E-3,5.3852365937552327E-2,null,2.2668892717954196E-2,1.5939393848593112E-2,4.5860560278367763E-4,2.8465344678339416E-6,2.8935580527345494E-5,8.3984750086445493E-3,3.909867428432616E-2]
[2004,3,1,1,2.6375239099276006E-2,1.410768120833145E-2,1.1894051613100009E-3,1.5899935316525914E-6,5.7942244623656132E-5,9.6402659175315666E-3,5.1372123624604332E-2,null,2.0052731004397754E-2,1.5584818873228231E-2,4.7496987137760408E-4,2.9503707992148548E-6,2.8407164565355593E-5,9.6402659175315666E-3,3.6143877284368152E-2]
[2004,3,1,2,2.5234788931046984E-2,1.4018955549951393E-2,1.1894051613100009E-3,1.5899935316525914E-6,5.7942244623656132E-5,1.0392354948634878E-2,5.0895036829098558E-2,null,1.9185662449631762E-2,1.5486803239415604E-2,4.7496987137760408E-4,2.9503707992148548E-6,2.8407164565355593E-5,1.0392354948634878E-2,3.5178793095789536E-2]
[2004,3,1,3,2.5255306600123779E-2,1.4303379919704051E-2,1.1894051613100009E-3,1.5899935316525914E-6,5.7942244623656132E-5,1.0264749545280845E-2,5.1072373464573981E-2,null,1.9201261750828071E-2,1.5801008119740619E-2,4.7496987137760408E-4,2.9503707992148548E-6,2.8407164565355593E-5,1.0264749545280845E-2,3.5508597277310858E-2]
[2004,3,1,4,2.6267259231756018E-2,1.4204981135459167E-2,1.1894051613100009E-3,1.5899935316525914E-6,5.7942244623656132E-5,1.036344850429175E-2,5.208462627097224E-2,null,1.9970635398397042E-2,1.5692306540284973E-2,4.7496987137760408E-4,2.9503707992148548E-6,2.8407164565355593E-5,1.036344850429175E-2,3.6169269345424179E-2]
[2004,3,1,5,2.6957771197894838E-2,1.4374304210824822E-2,1.1894051613100009E-3,1.5899935316525914E-6,5.7942244623656132E-5,1.0407577912325994E-2,5.2988590720510959E-2,null,2.0495622135396123E-2,1.5879358503088987E-2,4.7496987137760408E-4,2.9503707992148548E-6,2.8407164565355593E-5,1.0407577912325994E-2,3.6881308045227282E-2]
[2004,3,1,6,3.1852865038119113E-2,1.5202771143119721E-2,1.1894051613100009E-3,1.5899935316525914E-6,5.7942244623656132E-5,9.155180233057305E-3,5.7459753813761449E-2,null,2.4217294558907775E-2,1.6794569648819299E-2,4.7496987137760408E-4,2.9503707992148548E-6,2.8407164565355593E-5,9.155180233057305E-3,4.1518191614469242E-2]
[2004,3,1,7,4.1679007336904134E-2,1.6832244613943087E-2,0,0,5.7942244623656132E-5,7.5347132046223123E-3,6.6103907400093184E-2,null,3.1687975207026688E-2,1.8594656319796482E-2,0,0,2.8407164565355593E-5,7.5347132046223123E-3,5.0311038691388525E-2]
[2004,3,1,8,4.4988137971744863E-2,1.9075914783890629E-2,0,0,5.7942244623656132E-5,1.0748472125140856E-2,7.4870467125400006E-2,null,3.4203861649955453E-2,2.1073248846344882E-2,0,0,2.8407164565355593E-5,1.0748472125140856E-2,5.5305517660865694E-2]
[2004,3,1,9,4.5346030301277797E-2,2.0310269014776533E-2,0,0,5.7942244623656132E-5,1.1981113361693581E-2,7.7695354922371562E-2,null,3.4475962258622851E-2,2.2436845516107948E-2,0,0,2.8407164565355593E-5,1.1981113361693581E-2,5.6941214939296159E-2]
[2004,3,1,10,4.2499539188967962E-2,2.130108351289027E-2,0,0,5.7942244623656132E-5,1.3196479895676103E-2,7.7055044842157999E-2,null,3.2311814272448773E-2,2.3531402747876972E-2,0,0,2.8407164565355593E-5,1.3196479895676103E-2,5.5871624184891097E-2]
[2004,3,1,11,4.1715433736346563E-2,2.1430233712782947E-2,0,0,5.7942244623656132E-5,1.2548853720035754E-2,7.5752463413788926E-2,null,3.1715669696799023E-2,2.3674075554488163E-2,0,0,2.8407164565355593E-5,1.2548853720035754E-2,5.5418152415852545E-2]
[2004,3,1,12,3.9661188684179713E-2,2.1562254030047742E-2,0,0,5.7942244623656132E-5,1.239165268545277E-2,7.3673037644303885E-2,null,3.0153855478047633E-2,2.3819918992667277E-2,0,0,2.8407164565355593E-5,1.239165268545277E-2,5.4002181635280269E-2]
[2004,3,1,13,3.9254971378421058E-2,2.1560375808366564E-2,0,0,5.7942244623656132E-5,1.1661941533376897E-2,7.2535230964788172E-2,null,2.9845014055566155E-2,2.3817844112729698E-2,0,0,2.8407164565355593E-5,1.1661941533376897E-2,5.3691265332861213E-2]
[2004,3,1,14,3.6432795557748143E-2,2.1484939589065114E-2,0,0,5.7942244623656132E-5,1.2373405682312025E-2,7.034908307374893E-2,null,2.7699352650713795E-2,2.3734509382029947E-2,0,0,2.8407164565355593E-5,1.2373405682312025E-2,5.1462269197309098E-2]
[2004,3,1,15,3.5953737507834475E-2,2.0841984145062071E-2,0,0,5.7942244623656132E-5,1.018088663610532E-2,6.7034550533625517E-2,null,2.7335131413732713E-2,2.302423361166268E-2,0,0,2.8407164565355593E-5,1.018088663610532E-2,5.0387772189960753E-2]
[2004,3,1,16,3.8327193242076507E-2,2.0208538251598476E-2,0,0,5.7942244623656132E-5,9.2192913107241002E-3,6.7812965049022733E-2,null,2.913963711737607E-2,2.2324463084540884E-2,0,0,2.8407164565355593E-5,9.2192913107241002E-3,5.149250736648231E-2]
[2004,3,1,17,4.0586491247562494E-2,1.9702786276960284E-2,0,0,5.7942244623656132E-5,9.2673924970847719E-3,6.9614612266231196E-2,null,3.0857350272212512E-2,2.1765756603786348E-2,0,0,2.8407164565355593E-5,9.2673924970847719E-3,5.2651514040564215E-2]
[2004,3,1,18,4.3858132099058658E-2,1.8901323422874039E-2,0,0,5.7942244623656132E-5,6.3624972987913996E-3,6.917989506534776E-2,null,3.3344733749234801E-2,2.0880376984690748E-2,0,0,2.8407164565355593E-5,6.3624972987913996E-3,5.4253517898490908E-2]
[2004,3,1,19,4.2205806494275029E-2,1.8573980824553683E-2,1.1894051613100009E-3,1.5899935316525914E-6,5.7942244623656132E-5,6.4276912518768051E-3,6.8456415970170825E-2,null,3.208849335043916E-2,2.0518760144263289E-2,4.7496987137760408E-4,2.9503707992148548E-6,2.8407164565355593E-5,6.4276912518768051E-3,5.3113580901444621E-2]
[2004,3,1,20,4.480159647186286E-2,1.8633134571221951E-2,1.1894051613100009E-3,1.5899935316525914E-6,5.7942244623656132E-5,6.9067952057543071E-3,7.1590463648304431E-2,null,3.4062036716948747E-2,2.0584107554222717E-2,4.7496987137760408E-4,2.9503707992148548E-6,2.8407164565355593E-5,6.9067952057543071E-3,5.5152471677913636E-2]
[2004,3,1,21,4.658464666574208E-2,1.7581781184272796E-2,1.1894051613100009E-3,1.5899935316525914E-6,5.7942244623656132E-5,5.398261935660135E-3,7.0813627185140324E-2,null,3.5417665220281655E-2,1.9422672739713216E-2,4.7496987137760408E-4,2.9503707992148548E-6,2.8407164565355593E-5,5.398261935660135E-3,5.534666536673704E-2]
[2004,3,1,22,3.9488059766066813E-2,1.6843985180492276E-2,1.1894051613100009E-3,1.5899935316525914E-6,5.7942244623656132E-5,6.0699829375138398E-3,6.3650965283538238E-2,null,3.0022227946220038E-2,1.8607626176460817E-2,4.7496987137760408E-4,2.9503707992148548E-6,2.8407164565355593E-5,6.0699829375138398E-3,4.913618152942302E-2]
[2004,3,1,23,3.6393248562200976E-2,1.6329992454098417E-2,1.1894051613100009E-3,1.5899935316525914E-6,5.7942244623656132E-5,7.9854245608206899E-3,6.1957602976585396E-2,null,2.7669285614704966E-2,1.8039816100183053E-2,4.7496987137760408E-4,2.9503707992148548E-6,2.8407164565355593E-5,7.9854245608206899E-3,4.6215429121630187E-2]
[2004,3,1,24,2.8890082960553478E-2,1.5989027798249282E-2,1.1894051613100009E-3,1.5899935316525914E-6,5.7942244623656132E-5,9.2350188010983346E-3,5.5363066959366394E-2,null,2.1964732153598423E-2,1.7663150911545022E-2,4.7496987137760408E-4,2.9503707992148548E-6,2.8407164565355593E-5,9.2350188010983346E-3,4.0134210471885617E-2]
[2004,3,2,1,2.4424692302819642E-2,1.5801265351376204E-2,1.1894051613100009E-3,1.5899935316525914E-6,5.7942244623656132E-5,9.9716373034317608E-3,5.1446532357092914E-2,null,1.8569757141161651E-2,1.7455728892114719E-2,4.7496987137760408E-4,2.9503707992148548E-6,2.8407164565355593E-5,9.9716373034317608E-3,3.6531813440018539E-2]
[2004,3,2,2,2.3903544075293621E-2,1.512168273148351E-2,1.1894051613100009E-3,1.5899935316525914E-6,5.7942244623656132E-5,1.0178037192574974E-2,5.0452201398817412E-2,null,1.8173535321876426E-2,1.6704990915829374E-2,4.7496987137760408E-4,2.9503707992148548E-6,2.8407164565355593E-5,1.0178037192574974E-2,3.5384853644447968E-2]
[2004,3,2,3,2.3945157371825156E-2,1.4986820877565921E-2,1.1894051613100009E-3,1.5899935316525914E-6,5.7942244623656132E-5,1.0578518979519905E-2,5.0759434628376288E-2,null,1.8205173338063207E-2,1.6556008419331497E-2,4.7496987137760408E-4,2.9503707992148548E-6,2.8407164565355593E-5,1.0578518979519905E-2,3.5267509164136873E-2]
[2004,3,2,4,2.4626006644132056E-2,1.4771269529998104E-2,1.1894051613100009E-3,1.5899935316525914E-6,5.7942244623656132E-5,1.0414390723262978E-2,5.106060429685845E-2,null,1.872281366203225E-2,1.6317887876336749E-2,4.7496987137760408E-4,2.9503707992148548E-6,2.8407164565355593E-5,1.0414390723262978E-2,3.5547028945111164E-2]
[2004,3,2,5,2.5992628187171848E-2,1.4672428228596286E-2,1.1894051613100009E-3,1.5899935316525914E-6,5.7942244623656132E-5,1.0402773048112728E-2,5.2316766863346166E-2,null,1.9761837197866061E-2,1.6208697446187834E-2,4.7496987137760408E-4,2.9503707992148548E-6,2.8407164565355593E-5,1.0402773048112728E-2,3.6476862050796061E-2]
[2004,3,2,6,2.8766496037320136E-2,1.5579666084059262E-2,1.1894051613100009E-3,1.5899935316525914E-6,5.7942244623656132E-5,1.0532520205239048E-2,5.6127619726083752E-2,null,2.1870770718104653E-2,1.7210927184975557E-2,4.7496987137760408E-4,2.9503707992148548E-6,2.8407164565355593E-5,1.0532520205239048E-2,3.9588025309822375E-2]
[2004,3,2,7,3.5684697277469285E-2,1.7244271389474101E-2,0,0,5.7942244623656132E-5,1.06761504746892E-2,6.3663061386256242E-2,null,2.7130583832246619E-2,1.9049824151614152E-2,0,0,2.8407164565355593E-5,1.06761504746892E-2,4.6208815148426126E-2]
[2004,3,2,8,3.8749043088235187E-2,1.9502255746780151E-2,0,0,5.7942244623656132E-5,1.3509775738708495E-2,7.1819016818347486E-2,null,2.9460363745006862E-2,2.1544229625308543E-2,0,0,2.8407164565355593E-5,1.3509775738708495E-2,5.103300053488076E-2]
[2004,3,2,9,3.7743765819018366E-2,2.0845679510468902E-2,0,0,5.7942244623656132E-5,1.4883338808712945E-2,7.3530726382823861E-2,null,2.8696065283538363E-2,{"$f":"F1475*W$5","v":2.30283158984457E-2},{"$f":"G1475*X$5","v":0},{"$f":"H1475*Y$5","v":0},{"$f":"I1475*Z$5","v":2.8407164565355593E-5},{"$f":"J1475","v":1.4883338808712945E-2},5.1752788346549422E-2]
[2004,3,2,10,3.5847750311512785E-2,2.1694605214052354E-2,0,0,5.7942244623656132E-5,1.5138896322637268E-2,7.2739194092826059E-2,null,{"$f":"E1476*V$5","v":2.7254550808197747E-2},2.3966127940821778E-2,0,0,2.8407164565355593E-5,1.5138896322637268E-2,{"$f":"SUM(M1476:Q1476)","v":5.1249085913584881E-2}]
[2004,3,2,11,3.5315268788556529E-2,2.1878047991351676E-2,0,0,5.7942244623656132E-5,1.3718721378917295E-2,7.0969980403449151E-2,null,2.6849712440497532E-2,2.4168778001848357E-2,0,0,2.8407164565355593E-5,1.3718721378917295E-2,5.1046897606911244E-2]
[2004,3,2,12,3.4915247601340196E-2,2.1776236225357511E-2,0,0,5.7942244623656132E-5,1.3522851895455795E-2,7.0272277966777152E-2,null,2.6545581841600736E-2,2.4056306086106066E-2,0,0,2.8407164565355593E-5,1.3522851895455795E-2,5.0630295092272154E-2]
[2004,3,2,13,3.3476070382446314E-2,2.164386878033734E-2,0,0,5.7942244623656132E-5,1.1832920547946706E-2,6.7010801955354013E-2,null,2.5451395224770086E-2,2.3910079174334551E-2,0,0,2.8407164565355593E-5,1.1832920547946706E-2,4.9389881563669996E-2]
[2004,3,2,14,3.1470273171836489E-2,2.1682937020416865E-2,0,0,5.7942244623656132E-5,1.2687266959120265E-2,6.5898419395997276E-2,null,2.3926415232651863E-2,2.395323803484067E-2,0,0,2.8407164565355593E-5,1.2687266959120265E-2,4.7908060432057892E-2]
[2004,3,2,15,3.0740738933363581E-2,2.1519607252278677E-2,0,0,5.7942244623656132E-5,1.2375429150319105E-2,6.4693717580585008E-2,null,2.337176039947551E-2,2.37728069054828E-2,0,0,2.8407164565355593E-5,1.2375429150319105E-2,4.7172974469523662E-2]
[2004,3,2,16,3.3445717505266634E-2,2.0967534664905751E-2,0,0,5.7942244623656132E-5,1.0840016235539198E-2,6.5311210650335239E-2,null,2.5428318350319671E-2,2.3162929835535945E-2,0,0,2.8407164565355593E-5,1.0840016235539198E-2,4.8619655350420968E-2]
[2004,3,2,17,3.5661925271172075E-2,2.0513083049035066E-2,0,0,5.7942244623656132E-5,1.0160365213980895E-2,6.639331577881169E-2,null,2.7113270589512038E-2,2.2660895091810105E-2,0,0,2.8407164565355593E-5,1.0160365213980895E-2,4.9802572845887502E-2]
[2004,3,2,18,3.750151584461308E-2,2.0084916217408492E-2,0,0,5.7942244623656132E-5,1.0480327206171699E-2,6.8124701512816924E-2,null,2.8511885964659513E-2,2.2187897267441675E-2,0,0,2.8407164565355593E-5,1.0480327206171699E-2,5.0728190396666539E-2]
[2004,3,2,19,3.9658950233181473E-2,1.9348813716702544E-2,1.1894051613100009E-3,1.5899935316525914E-6,5.7942244623656132E-5,8.5248317858597454E-3,6.8781533135209072E-2,null,3.0152153614585269E-2,2.1374721524651454E-2,4.7496987137760408E-4,2.9503707992148548E-6,2.8407164565355593E-5,8.5248317858597454E-3,5.2033202545978888E-2]
[2004,3,2,20,4.1931520082162485E-2,1.890207434920977E-2,1.1894051613100009E-3,1.5899935316525914E-6,5.7942244623656132E-5,7.5480382116418238E-3,6.9630570042479384E-2,null,3.187995716922952E-2,2.0881206536390754E-2,4.7496987137760408E-4,2.9503707992148548E-6,2.8407164565355593E-5,7.5480382116418238E-3,5.3267491112362439E-2]
[2004,3,2,21,4.1466627279735088E-2,1.7993831582569789E-2,1.1894051613100009E-3,1.5899935316525914E-6,5.7942244623656132E-5,6.8462482912275075E-3,6.7555644552997687E-2,null,3.1526505574805366E-2,1.9877866667706696E-2,4.7496987137760408E-4,2.9503707992148548E-6,2.8407164565355593E-5,6.8462482912275075E-3,5.1910699649254231E-2]
[2004,3,2,22,3.6813685190458564E-2,1.7175965130541263E-2,1.1894051613100009E-3,1.5899935316525914E-6,5.7942244623656132E-5,6.151276376122573E-3,6.1389864096587705E-2,null,2.7988937792230696E-2,1.8974365920197113E-2,4.7496987137760408E-4,2.9503707992148548E-6,2.8407164565355593E-5,6.151276376122573E-3,4.7469631119169978E-2]
[2004,3,2,23,3.5137401908039621E-2,1.6483815481387512E-2,1.1894051613100009E-3,1.5899935316525914E-6,5.7942244623656132E-5,6.6400166984681491E-3,5.951017148736059E-2,null,2.671448270111311E-2,1.8209745090173021E-2,4.7496987137760408E-4,2.9503707992148548E-6,2.8407164565355593E-5,6.6400166984681491E-3,4.54305551980283E-2]
[2004,3,2,24,2.8683247378739472E-2,1.6359967228823689E-2,1.1894051613100009E-3,1.5899935316525914E-6,5.7942244623656132E-5,7.6924333967176876E-3,5.3984585403746156E-2,null,2.1807477909621988E-2,1.8072929368618925E-2,4.7496987137760408E-4,2.9503707992148548E-6,2.8407164565355593E-5,7.6924333967176876E-3,4.0386734684983078E-2]
[2004,3,3,1,2.4066324342629508E-2,1.6116918255797495E-2,1.1894051613100009E-3,1.5899935316525914E-6,5.7942244623656132E-5,9.7500071919712147E-3,5.1182187189863525E-2,null,1.8297294917056745E-2,1.7804432075123212E-2,4.7496987137760408E-4,2.9503707992148548E-6,2.8407164565355593E-5,9.7500071919712147E-3,3.6608054398922125E-2]
[2004,3,3,2,2.3524471962813581E-2,1.5477682916026187E-2,1.1894051613100009E-3,1.5899935316525914E-6,5.7942244623656132E-5,9.9418732974399029E-3,5.0192965575744979E-2,null,1.7885332015956833E-2,1.7098265920630084E-2,4.7496987137760408E-4,2.9503707992148548E-6,2.8407164565355593E-5,9.9418732974399029E-3,3.5489925343329086E-2]
[2004,3,3,3,2.3625081932963993E-2,1.5185866504277118E-2,1.1894051613100009E-3,1.5899935316525914E-6,5.7942244623656132E-5,1.0438730977388394E-2,5.0498616814094809E-2,null,1.7961824390497698E-2,1.6775895018269545E-2,4.7496987137760408E-4,2.9503707992148548E-6,2.8407164565355593E-5,1.0438730977388394E-2,3.5244046815509411E-2]
[2004,3,3,4,2.4357080271636231E-2,1.4828392368877752E-2,1.1894051613100009E-3,1.5899935316525914E-6,5.7942244623656132E-5,1.036383285640397E-2,5.079824289638326E-2,null,1.8518352645115997E-2,1.6380991733329079E-2,4.7496987137760408E-4,2.9503707992148548E-6,2.8407164565355593E-5,1.036383285640397E-2,3.5405671785187248E-2]
[2004,3,3,5,2.552842472772518E-2,1.516634619495957E-2,1.1894051613100009E-3,1.5899935316525914E-6,5.7942244623656132E-5,1.0104239682050931E-2,5.204794800420099E-2,null,1.9408909701415407E-2,1.6754330844783422E-2,4.7496987137760408E-4,2.9503707992148548E-6,2.8407164565355593E-5,1.0104239682050931E-2,3.6669567952940997E-2]
[2004,3,3,6,2.8346989391091364E-2,1.5918505901202144E-2,1.1894051613100009E-3,1.5899935316525914E-6,5.7942244623656132E-5,1.032478900293324E-2,5.5839221694692055E-2,null,2.1551825593106203E-2,1.7585245054739369E-2,4.7496987137760408E-4,2.9503707992148548E-6,2.8407164565355593E-5,1.032478900293324E-2,3.964339805458774E-2]
[2004,3,3,7,3.5202242427917682E-2,1.75863656995403E-2,0,0,5.7942244623656132E-5,1.0489387433270502E-2,6.3335937805352141E-2,null,2.6763780055287074E-2,1.9427737274345842E-2,0,0,2.8407164565355593E-5,1.0489387433270502E-2,4.6219924494198275E-2]
[2004,3,3,8,3.8272330641408642E-2,1.9812732659814352E-2,0,0,5.7942244623656132E-5,1.330698781985443E-2,7.1449993365701084E-2,null,2.909792583774545E-2,2.1887214867355228E-2,0,0,2.8407164565355593E-5,1.330698781985443E-2,5.1013547869666033E-2]
[2004,3,3,9,3.7292609374491241E-2,2.1135688777869834E-2,0,0,5.7942244623656132E-5,1.4666664338074575E-2,7.3152904735059296E-2,null,2.8353057252826282E-2,2.3348690440318107E-2,0,0,2.8407164565355593E-5,1.4666664338074575E-2,5.1730154857709744E-2]
[2004,3,3,10,3.551475604032512E-2,2.17280322909204E-2,0,0,5.7942244623656132E-5,1.5064706892355093E-2,7.236543746822427E-2,null,2.7001379850353616E-2,2.400305498295981E-2,0,0,2.8407164565355593E-5,1.5064706892355093E-2,5.1032841997878782E-2]
[2004,3,3,11,3.5066032944537584E-2,2.1724170450172664E-2,0,0,5.7942244623656132E-5,1.375716831122264E-2,7.0605313950556539E-2,null,2.6660221861172201E-2,2.399878879011905E-2,0,0,2.8407164565355593E-5,1.375716831122264E-2,5.0687417815856603E-2]
[2004,3,3,12,3.4674703821113997E-2,2.162881699035556E-2,0,0,5.7942244623656132E-5,1.354973981909814E-2,6.9911202875191342E-2,null,2.636269971865576E-2,2.3893451394253626E-2,0,0,2.8407164565355593E-5,1.354973981909814E-2,5.0284558277474745E-2]
[2004,3,3,13,3.3247178491203372E-2,2.1492128369287683E-2,0,0,5.7942244623656132E-5,1.1869231700412149E-2,6.6666480805526854E-2,null,2.5277371872530274E-2,2.3742450859869837E-2,0,0,2.8407164565355593E-5,1.1869231700412149E-2,4.9048229896965466E-2]
[2004,3,3,14,3.1224795953046929E-2,2.1597329804447594E-2,0,0,5.7942244623656132E-5,1.2679748159990543E-2,6.5559816162108722E-2,null,2.3739782284318521E-2,2.3858667358382903E-2,0,0,2.8407164565355593E-5,1.2679748159990543E-2,4.7626856807266776E-2]
[2004,3,3,15,3.0571975193023886E-2,2.1274859276505447E-2,0,0,5.7942244623656132E-5,1.2456527733222046E-2,6.4361304447375034E-2,null,2.3243451652184537E-2,2.3502432716012003E-2,0,0,2.8407164565355593E-5,1.2456527733222046E-2,4.67742915327619E-2]
[2004,3,3,16,3.3219065730093159E-2,2.0830926023696753E-2,0,0,5.7942244623656132E-5,1.08676862422498E-2,6.4975620240663362E-2,null,2.5255998127472947E-2,2.3012017655261927E-2,0,0,2.8407164565355593E-5,1.08676862422498E-2,4.829642294730023E-2]
[2004,3,3,17,3.540598573836759E-2,2.0415191155468877E-2,0,0,5.7942244623656132E-5,1.0173046366150389E-2,6.6052165504610502E-2,null,2.6918683287937187E-2,2.2552753476766704E-2,0,0,2.8407164565355593E-5,1.0173046366150389E-2,4.9499843929269247E-2]
[2004,3,3,18,3.7258272845770726E-2,1.9915879774248441E-2,0,0,5.7942244623656132E-5,1.0542561181572447E-2,6.777465604621527E-2,null,2.8326951662978713E-2,2.2001161948524178E-2,0,0,2.8407164565355593E-5,1.0542561181572447E-2,5.0356520776068246E-2]
[2004,3,3,19,3.942201729730388E-2,1.9121780531868731E-2,1.1894051613100009E-3,1.5899935316525914E-6,5.7942244623656132E-5,8.635379199454965E-3,6.8428114428092879E-2,null,2.9972016766864104E-2,2.1123916944395024E-2,4.7496987137760408E-4,2.9503707992148548E-6,2.8407164565355593E-5,8.635379199454965E-3,5.16022611180013E-2]
[2004,3,3,20,4.1615352438167455E-2,1.8852841191160194E-2,1.1894051613100009E-3,1.5899935316525914E-6,5.7942244623656132E-5,7.555662322072481E-3,6.9272793350865433E-2,null,3.1639579264276206E-2,2.0826818445291377E-2,4.7496987137760408E-4,2.9503707992148548E-6,2.8407164565355593E-5,7.555662322072481E-3,5.2972725116309752E-2]
[2004,3,3,21,4.1177168591908307E-2,1.7907038305411831E-2,1.1894051613100009E-3,1.5899935316525914E-6,5.7942244623656132E-5,6.8753770173808106E-3,6.7208521314166256E-2,null,3.1306434121347503E-2,1.9781985744120059E-2,4.7496987137760408E-4,2.9503707992148548E-6,2.8407164565355593E-5,6.8753770173808106E-3,5.159474727220973E-2]
[2004,3,3,22,3.6567579539697435E-2,1.7041408331282294E-2,1.1894051613100009E-3,1.5899935316525914E-6,5.7942244623656132E-5,6.2164982478555893E-3,6.1074423518300627E-2,null,2.7801827055725158E-2,1.8825720418952446E-2,4.7496987137760408E-4,2.9503707992148548E-6,2.8407164565355593E-5,6.2164982478555893E-3,4.7133874881419777E-2]
[2004,3,3,23,3.4913622279929085E-2,1.6290490553067635E-2,1.1894051613100009E-3,1.5899935316525914E-6,5.7942244623656132E-5,6.7513419998309196E-3,5.920439223229295E-2,null,2.6544346132118445E-2,1.7996178172473901E-2,4.7496987137760408E-4,2.9503707992148548E-6,2.8407164565355593E-5,6.7513419998309196E-3,4.5046851711334518E-2]
[2004,3,3,24,2.8565240452542336E-2,1.598991258606482E-2,1.1894051613100009E-3,1.5899935316525914E-6,5.7942244623656132E-5,7.9031073567584331E-3,5.3707197794830901E-2,null,2.1717758869018031E-2,1.7664128340623749E-2,4.7496987137760408E-4,2.9503707992148548E-6,2.8407164565355593E-5,7.9031073567584331E-3,3.9888214616383949E-2]
[2004,3,4,1,2.7793921190517275E-2,1.6268085825597096E-2,1.1894051613100009E-3,1.5899935316525914E-6,5.7942244623656132E-5,1.0283079473892837E-2,5.5594023889472516E-2,null,2.1131335457966426E-2,1.7971427569282914E-2,4.7496987137760408E-4,2.9503707992148548E-6,2.8407164565355593E-5,1.0283079473892837E-2,3.9609090433991509E-2]
[2004,3,4,2,2.721482633670395E-2,1.5876028164320179E-2,1.1894051613100009E-3,1.5899935316525914E-6,5.7942244623656132E-5,1.0179741393356931E-2,5.4519533293846366E-2,null,2.0691057616850347E-2,1.7538319707783051E-2,4.7496987137760408E-4,2.9503707992148548E-6,2.8407164565355593E-5,1.0179741393356931E-2,3.8735704731375567E-2]
[2004,3,4,3,2.7432829130108131E-2,1.5553406246685953E-2,1.1894051613100009E-3,1.5899935316525914E-6,5.7942244623656132E-5,1.0616360058324004E-2,5.4851532834583397E-2,null,2.0856802137985752E-2,1.7181917824538508E-2,4.7496987137760408E-4,2.9503707992148548E-6,2.8407164565355593E-5,1.0616360058324004E-2,3.8545047369266429E-2]
[2004,3,4,4,2.829130289341621E-2,1.5207527350024889E-2,1.1894051613100009E-3,1.5899935316525914E-6,5.7942244623656132E-5,1.042921716966955E-2,5.5176984812575963E-2,null,2.1509487915928993E-2,1.6799823851976151E-2,4.7496987137760408E-4,2.9503707992148548E-6,2.8407164565355593E-5,1.042921716966955E-2,3.881563917464731E-2]
[2004,3,4,5,2.9798889170058126E-2,1.5284665454229036E-2,1.1894051613100009E-3,1.5899935316525914E-6,5.7942244623656132E-5,1.0201919040966387E-2,5.6534411064718855E-2,null,2.265568499712443E-2,1.6885038662581304E-2,4.7496987137760408E-4,2.9503707992148548E-6,2.8407164565355593E-5,1.0201919040966387E-2,4.0047051066447903E-2]
[2004,3,4,6,3.2877274211250224E-2,1.620622210685279E-2,1.1894051613100009E-3,1.5899935316525914E-6,5.7942244623656132E-5,1.0320055561495114E-2,6.0652489279063436E-2,null,2.4996138743406546E-2,1.790308644098431E-2,4.7496987137760408E-4,2.9503707992148548E-6,2.8407164565355593E-5,1.0320055561495114E-2,4.3405552591133024E-2]
[2004,3,4,7,4.0823374940123308E-2,1.7722813574968778E-2,0,0,5.7942244623656132E-5,1.0191286773284847E-2,6.8795417533000586E-2,null,3.1037449680918188E-2,1.9578471855939149E-2,0,0,2.8407164565355593E-5,1.0191286773284847E-2,5.0644328701422693E-2]
[2004,3,4,8,4.3939235356058537E-2,2.013646143209721E-2,0,0,5.7942244623656132E-5,1.3475248967028947E-2,7.7608887999808363E-2,null,3.3406395438445563E-2,2.2244839497907651E-2,0,0,2.8407164565355593E-5,1.3475248967028947E-2,5.5679642100918567E-2]
[2004,3,4,9,4.2621018061727356E-2,2.15892632108707E-2,0,0,5.7942244623656132E-5,1.5190365236688598E-2,7.945858875391032E-2,null,3.2404172986202705E-2,2.3849756156182959E-2,0,0,2.8407164565355593E-5,1.5190365236688598E-2,5.6282336306951022E-2]
[2004,3,4,10,4.0578098043615507E-2,2.2358601502011868E-2,0,0,5.7942244623656132E-5,1.5608599324572481E-2,7.8603241114823516E-2,null,3.0850969034856502E-2,2.4699647626128651E-2,0,0,2.8407164565355593E-5,1.5608599324572481E-2,5.5579023825550508E-2]
[2004,3,4,11,3.9999519059579637E-2,2.2431296171150153E-2,0,0,5.7942244623656132E-5,1.4202643078166511E-2,7.6691400553519959E-2,null,3.0411083402426823E-2,2.477995375403437E-2,0,0,2.8407164565355593E-5,1.4202643078166511E-2,5.5219444321026545E-2]
[2004,3,4,12,3.9424759602561123E-2,2.2320531675568148E-2,0,0,5.7942244623656132E-5,1.4134222418609002E-2,7.593745594136192E-2,null,2.9974101703779687E-2,2.4657591717655879E-2,0,0,2.8407164565355593E-5,1.4134222418609002E-2,5.4660100586000918E-2]
[2004,3,4,13,3.7873296758254918E-2,2.2086273862977842E-2,0,0,5.7942244623656132E-5,1.2395534512096917E-2,7.241304737795333E-2,null,2.8794545872528696E-2,2.4398806058627626E-2,0,0,2.8407164565355593E-5,1.2395534512096917E-2,5.3221759095721674E-2]
[2004,3,4,14,3.570552931132058E-2,2.2103085841566814E-2,0,0,5.7942244623656132E-5,1.3344432202624991E-2,7.121098960013604E-2,null,2.7146422140651036E-2,2.44173783269785E-2,0,0,2.8407164565355593E-5,1.3344432202624991E-2,5.1592207632194895E-2]
[2004,3,4,15,3.4843305245762804E-2,2.1861177445303932E-2,0,0,5.7942244623656132E-5,1.3146741981315649E-2,6.9909166917006035E-2,null,2.6490885059562624E-2,2.4150141033762399E-2,0,0,2.8407164565355593E-5,1.3146741981315649E-2,5.0669433257890376E-2]
[2004,3,4,16,3.7759163681155061E-2,2.1289439017089819E-2,0,0,5.7942244623656132E-5,1.1469889420891912E-2,7.0576434363760446E-2,null,2.8707772066036436E-2,2.35185390210008E-2,0,0,2.8407164565355593E-5,1.1469889420891912E-2,5.2254718251602592E-2]
[2004,3,4,17,4.0201734360869636E-2,2.0788265441906966E-2,0,0,5.7942244623656132E-5,1.0697837883798675E-2,7.1745779931198933E-2,null,3.0564824910758889E-2,2.2964890318713686E-2,0,0,2.8407164565355593E-5,1.0697837883798675E-2,5.3558122394037927E-2]
[2004,3,4,18,4.2330715239722809E-2,2.0301308030967712E-2,0,0,5.7942244623656132E-5,1.0926777269700564E-2,7.3616742785014747E-2,null,3.2183459749156276E-2,2.242694627699671E-2,0,0,2.8407164565355593E-5,1.0926777269700564E-2,5.4638813190718338E-2]
[2004,3,4,19,4.4802618577428142E-2,1.9480821296888749E-2,1.1894051613100009E-3,1.5899935316525914E-6,5.7942244623656132E-5,8.7941482947187823E-3,7.4326525568500987E-2,null,3.4062813809731925E-2,2.1520550892122573E-2,4.7496987137760408E-4,2.9503707992148548E-6,2.8407164565355593E-5,8.7941482947187823E-3,5.608969210859667E-2]
[2004,3,4,20,4.7188085644596853E-2,1.8962712319634683E-2,1.1894051613100009E-3,1.5899935316525914E-6,5.7942244623656132E-5,7.8442781434645281E-3,7.5244013507161381E-2,null,3.5876451564359785E-2,2.0948193575008718E-2,4.7496987137760408E-4,2.9503707992148548E-6,2.8407164565355593E-5,7.8442781434645281E-3,5.7330972546110671E-2]
[2004,3,4,21,4.6443228777847706E-2,1.8309169737322196E-2,1.1894051613100009E-3,1.5899935316525914E-6,5.7942244623656132E-5,7.0004751197297078E-3,7.3001811034364913E-2,null,3.5310147147953212E-2,2.022622214534054E-2,4.7496987137760408E-4,2.9503707992148548E-6,2.8407164565355593E-5,7.0004751197297078E-3,5.6042696700035921E-2]
[2004,3,4,22,4.1474591820632942E-2,1.7364138830869565E-2,1.1894051613100009E-3,1.5899935316525914E-6,5.7942244623656132E-5,6.2512913370857473E-3,6.6338959388053564E-2,null,3.1532560905549366E-2,1.9182242253168814E-2,4.7496987137760408E-4,2.9503707992148548E-6,2.8407164565355593E-5,6.2512913370857473E-3,5.1221130565460349E-2]
[2004,3,4,23,3.9848803628233676E-2,1.6630223988555511E-2,1.1894051613100009E-3,1.5899935316525914E-6,5.7942244623656132E-5,6.5797718202929567E-3,6.4307736836547447E-2,null,3.029649653587306E-2,1.837148322644204E-2,4.7496987137760408E-4,2.9503707992148548E-6,2.8407164565355593E-5,6.5797718202929567E-3,4.9174307169057269E-2]
[2004,3,4,24,3.2943308819925944E-2,1.6373606639654696E-2,1.1894051613100009E-3,1.5899935316525914E-6,5.7942244623656132E-5,7.7708331971706813E-3,5.8336686056216627E-2,null,2.5046343946846433E-2,1.8087996887100506E-2,4.7496987137760408E-4,2.9503707992148548E-6,2.8407164565355593E-5,7.7708331971706813E-3,4.3640668240689108E-2]
[2004,3,5,1,2.8935554573741033E-2,1.5946293033403024E-2,1.1894051613100009E-3,1.5899935316525914E-6,5.7942244623656132E-5,8.791317536044025E-3,5.4922102542653395E-2,null,2.1999303594795752E-2,{"$f":"F1539*W$5","v":1.7615941624640693E-2},{"$f":"G1539*X$5","v":4.7496987137760408E-4},{"$f":"H1539*Y$5","v":2.9503707992148548E-6},{"$f":"I1539*Z$5","v":2.8407164565355593E-5},{"$f":"J1539","v":8.791317536044025E-3},4.0121572626178617E-2]
[2004,3,5,2,2.7086162961381971E-2,1.6206160014451004E-2,1.1894051613100009E-3,1.5899935316525914E-6,5.7942244623656132E-5,9.6769038394093065E-3,5.4218164214707591E-2,null,{"$f":"E1540*V$5","v":2.0593236624754759E-2},1.7903017847228829E-2,4.7496987137760408E-4,2.9503707992148548E-6,2.8407164565355593E-5,9.6769038394093065E-3,{"$f":"SUM(M1540:Q1540)","v":3.9002581878725753E-2}]
[2004,3,5,3,2.758580634526811E-2,1.5677091492380203E-2,1.1894051613100009E-3,1.5899935316525914E-6,5.7942244623656132E-5,8.9975225677671033E-3,5.3509357804880725E-2,null,2.097310860762034E-2,1.7318553471670741E-2,4.7496987137760408E-4,2.9503707992148548E-6,2.8407164565355593E-5,8.9975225677671033E-3,3.8797989486033246E-2]
[2004,3,5,4,2.8413497922866779E-2,1.5280596055792739E-2,1.1894051613100009E-3,1.5899935316525914E-6,5.7942244623656132E-5,9.5421412439147917E-3,5.4485172622039613E-2,null,2.1602391113751149E-2,1.6880543179828598E-2,4.7496987137760408E-4,2.9503707992148548E-6,2.8407164565355593E-5,9.5421412439147917E-3,3.8989261700321916E-2]
[2004,3,5,5,3.1071104868690882E-2,1.5544580087197127E-2,1.1894051613100009E-3,1.5899935316525914E-6,5.7942244623656132E-5,9.7971895992104638E-3,5.7661811954563783E-2,null,2.3622933069766733E-2,1.7172167526459874E-2,4.7496987137760408E-4,2.9503707992148548E-6,2.8407164565355593E-5,9.7971895992104638E-3,4.1301428002968779E-2]
[2004,3,5,6,3.719202746883634E-2,1.6149373198697796E-2,1.1894051613100009E-3,1.5899935316525914E-6,5.7942244623656132E-5,8.7904075590774892E-3,6.3380745626076929E-2,null,2.8276586215334805E-2,1.7840285196495376E-2,4.7496987137760408E-4,2.9503707992148548E-6,2.8407164565355593E-5,8.7904075590774892E-3,4.6623198818572353E-2]
[2004,3,5,7,4.5714940753319076E-2,1.7558805017568097E-2,0,0,5.7942244623656132E-5,7.5933791996073436E-3,7.0925067215118182E-2,null,3.4756439794073807E-2,1.9397290865030482E-2,0,0,2.8407164565355593E-5,7.5933791996073436E-3,5.4182137823669645E-2]
[2004,3,5,8,4.6330390710383168E-2,2.001281845783958E-2,0,0,5.7942244623656132E-5,1.1574664012040067E-2,7.7975815424886477E-2,null,3.5224357919449709E-2,2.2108250548221547E-2,0,0,2.8407164565355593E-5,1.1574664012040067E-2,5.7361015632236612E-2]
[2004,3,5,9,4.5345685277498347E-2,2.1318658975119472E-2,0,0,5.7942244623656132E-5,1.339287833799736E-2,8.0115164835238839E-2,null,3.4475699941795564E-2,2.35508184400386E-2,0,0,2.8407164565355593E-5,1.339287833799736E-2,5.8054925546399516E-2]
[2004,3,5,10,4.3577072875482702E-2,2.2048108991204622E-2,0,0,5.7942244623656132E-5,1.347565096658207E-2,7.9158775077893054E-2,null,3.3131048292755726E-2,2.4356645153151935E-2,0,0,2.8407164565355593E-5,1.347565096658207E-2,5.751610061047302E-2]
[2004,3,5,11,4.2476792652897818E-2,2.2023978729775313E-2,0,0,5.7942244623656132E-5,1.2428345967375198E-2,7.6987059594671989E-2,null,3.229452039437701E-2,2.4329988344836948E-2,0,0,2.8407164565355593E-5,1.2428345967375198E-2,5.6652915903779313E-2]
[2004,3,5,12,4.1993632958339175E-2,2.1985094660691099E-2,0,0,5.7942244623656132E-5,1.1908238620173067E-2,7.5944908483826998E-2,null,3.1927180733466884E-2,2.4287032938857568E-2,0,0,2.8407164565355593E-5,1.1908238620173067E-2,5.6242620836889808E-2]
[2004,3,5,13,3.8955042696349987E-2,2.2616569914867154E-2,0,0,5.7942244623656132E-5,1.2847591736242633E-2,7.4477146592083432E-2,null,2.9616982409694181E-2,2.4984626491896433E-2,0,0,2.8407164565355593E-5,1.2847591736242633E-2,5.4630016066155973E-2]
[2004,3,5,14,3.7173696714717867E-2,2.218570121709652E-2,0,0,5.7942244623656132E-5,1.3077440952123112E-2,7.2494781128561142E-2,null,2.8262649595459551E-2,2.450864390384834E-2,0,0,2.8407164565355593E-5,1.3077440952123112E-2,5.2799700663873246E-2]
[2004,3,5,15,3.6351587909914711E-2,2.1328028937190185E-2,0,0,5.7942244623656132E-5,1.0769832150733995E-2,6.8507391242462551E-2,null,2.7637611594590123E-2,2.3561169479274932E-2,0,0,2.8407164565355593E-5,1.0769832150733995E-2,5.1227188238430407E-2]
[2004,3,5,16,3.8355466807949032E-2,2.0167628405870216E-2,0,0,5.7942244623656132E-5,8.9942384582324154E-3,6.7575275916675323E-2,null,2.916113312007932E-2,2.2279269793992886E-2,0,0,2.8407164565355593E-5,8.9942384582324154E-3,5.1468810078637559E-2]
[2004,3,5,17,4.1237658328765012E-2,1.9852734823215604E-2,0,0,5.7942244623656132E-5,8.0322509590197086E-3,6.9180586355623977E-2,null,3.1352423635116408E-2,2.1931405437154723E-2,0,0,2.8407164565355593E-5,8.0322509590197086E-3,5.3312236236836487E-2]
[2004,3,5,18,4.3750233114475227E-2,1.9384013973516079E-2,0,0,5.7942244623656132E-5,6.5418423440901669E-3,6.9734031676705138E-2,null,3.3262699637416702E-2,2.1413607406649278E-2,0,0,2.8407164565355593E-5,6.5418423440901669E-3,5.4704714208631336E-2]
[2004,3,5,19,4.5622988425197519E-2,1.8694821492467099E-2,1.1894051613100009E-3,1.5899935316525914E-6,5.7942244623656132E-5,4.8469551491703471E-3,7.0413702466300271E-2,null,3.4686529705520323E-2,2.0652253373528939E-2,4.7496987137760408E-4,2.9503707992148548E-6,2.8407164565355593E-5,4.8469551491703471E-3,5.5845110485791431E-2]
[2004,3,5,20,4.8259400345480881E-2,1.850526438509565E-2,1.1894051613100009E-3,1.5899935316525914E-6,5.7942244623656132E-5,5.4213933511965918E-3,7.3434995481238441E-2,null,3.6690957375549713E-2,2.0442848784575481E-2,4.7496987137760408E-4,2.9503707992148548E-6,2.8407164565355593E-5,5.4213933511965918E-3,5.7640133566867362E-2]
[2004,3,5,21,4.9210253500923902E-2,1.7141953527175083E-2,1.1894051613100009E-3,1.5899935316525914E-6,5.7942244623656132E-5,3.8223430767122648E-3,7.1423487504276573E-2,null,3.7413877932933597E-2,1.893679314900797E-2,4.7496987137760408E-4,2.9503707992148548E-6,2.8407164565355593E-5,3.8223430767122648E-3,5.6856998488683738E-2]
[2004,3,5,22,4.3510080263363518E-2,1.6646579642277688E-2,1.1894051613100009E-3,1.5899935316525914E-6,5.7942244623656132E-5,4.360458220757312E-3,6.5766055525863815E-2,null,3.3080114732492956E-2,1.8389551390660466E-2,4.7496987137760408E-4,2.9503707992148548E-6,2.8407164565355593E-5,4.360458220757312E-3,5.1975993529895591E-2]
[2004,3,5,23,3.9580806962056327E-2,1.5543139552028944E-2,1.1894051613100009E-3,1.5899935316525914E-6,5.7942244623656132E-5,3.6467330566045961E-3,6.0019616970155169E-2,null,3.0092742361865314E-2,1.7170576160781482E-2,4.7496987137760408E-4,2.9503707992148548E-6,2.8407164565355593E-5,3.6467330566045961E-3,4.7769645929388968E-2]
[2004,3,5,24,3.2047242380700593E-2,1.5244481672178492E-2,1.1894051613100009E-3,1.5899935316525914E-6,5.7942244623656132E-5,7.4058008316090235E-3,5.5946462283953412E-2,null,2.4365076975190896E-2,1.6840647457843194E-2,4.7496987137760408E-4,2.9503707992148548E-6,2.8407164565355593E-5,7.4058008316090235E-3,4.1712051839776262E-2]
[2004,3,6,1,2.575698417283967E-2,1.4782554642328498E-2,1.1894051613100009E-3,1.5899935316525914E-6,5.7942244623656132E-5,1.0651485075246324E-2,5.2439961289879801E-2,null,1.9582680299442747E-2,1.6330354590677401E-2,4.7496987137760408E-4,2.9503707992148548E-6,2.8407164565355593E-5,1.0651485075246324E-2,3.6419362296862316E-2]
[2004,3,6,2,2.4431252464426127E-2,1.4173819585349754E-2,1.1894051613100009E-3,1.5899935316525914E-6,5.7942244623656132E-5,1.1480124229606228E-2,5.1334133678847413E-2,null,1.8574744741673824E-2,1.56578822357453E-2,4.7496987137760408E-4,2.9503707992148548E-6,2.8407164565355593E-5,1.1480124229606228E-2,3.4738954384161289E-2]
[2004,3,6,3,2.4539418534270933E-2,1.3710748446585824E-2,1.1894051613100009E-3,1.5899935316525914E-6,5.7942244623656132E-5,1.1465025533243632E-2,5.0964129913565699E-2,null,1.8656981914737417E-2,1.5146325466317211E-2,4.7496987137760408E-4,2.9503707992148548E-6,2.8407164565355593E-5,1.1465025533243632E-2,3.4309634787796799E-2]
[2004,3,6,4,2.5251765048399554E-2,1.3359742376449968E-2,1.1894051613100009E-3,1.5899935316525914E-6,5.7942244623656132E-5,1.1277554933533343E-2,5.113799975784817E-2,null,1.9198569157832163E-2,1.4758567482160298E-2,4.7496987137760408E-4,2.9503707992148548E-6,2.8407164565355593E-5,1.1277554933533343E-2,3.4463464046734629E-2]
[2004,3,6,5,2.5567576596652677E-2,1.3474548243676113E-2,1.1894051613100009E-3,1.5899935316525914E-6,5.7942244623656132E-5,1.1436715460768363E-2,5.1727777700562458E-2,null,1.9438676328097631E-2,1.4885394039968162E-2,4.7496987137760408E-4,2.9503707992148548E-6,2.8407164565355593E-5,1.1436715460768363E-2,3.483039777480796E-2]
[2004,3,6,6,2.8179047659816644E-2,1.3660433596787702E-2,1.1894051613100009E-3,1.5899935316525914E-6,5.7942244623656132E-5,1.0967863002863287E-2,5.4056281658932941E-2,null,2.1424141807985284E-2,1.509074242547884E-2,4.7496987137760408E-4,2.9503707992148548E-6,2.8407164565355593E-5,1.0967863002863287E-2,3.7021211640206289E-2]
[2004,3,6,7,3.3502229310617998E-2,1.4148812226556815E-2,0,0,5.7942244623656132E-5,8.9317363043736175E-3,5.6640720086172082E-2,null,2.5471283497555623E-2,1.5630256494028397E-2,0,0,2.8407164565355593E-5,8.9317363043736175E-3,4.1129947156149371E-2]
[2004,3,6,8,3.7899976329906021E-2,1.5218522639166654E-2,0,0,5.7942244623656132E-5,9.0435005142526278E-3,6.2219941727948959E-2,null,2.8814829983380485E-2,1.6811970397336982E-2,0,0,2.8407164565355593E-5,9.0435005142526278E-3,4.5655207545282822E-2]
[2004,3,6,9,3.8499137364971861E-2,1.6306889854020182E-2,0,0,5.7942244623656132E-5,1.0909929548074546E-2,6.5773899011690243E-2,null,2.9270363865718695E-2,1.8014294553984005E-2,0,0,2.8407164565355593E-5,1.0909929548074546E-2,4.7313065584268052E-2]
[2004,3,6,10,4.1173308526532996E-2,1.6315417790475028E-2,0,0,5.7942244623656132E-5,9.2760300599063102E-3,6.6822698621537988E-2,null,3.1303499366809769E-2,1.8023715403735888E-2,0,0,2.8407164565355593E-5,9.2760300599063102E-3,4.9355621935111012E-2]
[2004,3,6,11,4.4826059895508197E-2,1.564025480074523E-2,0,0,5.7942244623656132E-5,4.5499790088705484E-3,6.5074235949747622E-2,null,3.4080635920996152E-2,1.7277859812766614E-2,0,0,2.8407164565355593E-5,4.5499790088705484E-3,5.1386902898328118E-2]
[2004,3,6,12,4.1976305731399238E-2,1.565787322957142E-2,0,0,5.7942244623656132E-5,5.7296301446881602E-3,6.3421751350282468E-2,null,3.1914007081483266E-2,1.7297322970321157E-2,0,0,2.8407164565355593E-5,5.7296301446881602E-3,4.9239737216369775E-2]
[2004,3,6,13,3.9695386509197253E-2,1.5517990622529941E-2,0,0,5.7942244623656132E-5,4.9414418320705075E-3,6.0212761208421353E-2,null,3.0179855613380286E-2,1.7142794025268946E-2,0,0,2.8407164565355593E-5,4.9414418320705075E-3,4.7351056803214588E-2]
[2004,3,6,14,3.5876147996871117E-2,1.5630732813161831E-2,0,0,5.7942244623656132E-5,6.6713541221679962E-3,5.8236177176824597E-2,null,2.7276141177236479E-2,1.726734083026276E-2,0,0,2.8407164565355593E-5,6.6713541221679962E-3,4.4571889172064595E-2]
[2004,3,6,15,3.3599522055817441E-2,1.5519235300542337E-2,0,0,5.7942244623656132E-5,6.8060884113952469E-3,5.5982788012378673E-2,null,2.5545253831656494E-2,1.7144169026666566E-2,0,0,2.8407164565355593E-5,6.8060884113952469E-3,4.2717830022888412E-2]
[2004,3,6,16,3.5149088690341397E-2,1.5060713896133834E-2,0,0,5.7942244623656132E-5,4.7051941349445913E-3,5.4972938966043473E-2,null,2.6723368000727735E-2,1.663763836924112E-2,0,0,2.8407164565355593E-5,4.7051941349445913E-3,4.338941353453421E-2]
[2004,3,6,17,3.6642437411863245E-2,1.5248221238025179E-2,0,0,5.7942244623656132E-5,5.7743065462590648E-3,5.7722907440771146E-2,null,2.7858740464868199E-2,1.6844778573050893E-2,0,0,2.8407164565355593E-5,5.7743065462590648E-3,4.4731926202484451E-2]
[2004,3,6,18,4.0436346340418261E-2,1.4541875463272945E-2,0,0,5.7942244623656132E-5,3.5491496764148873E-3,5.8585313724729748E-2,null,3.0743197167351133E-2,1.6064475219238039E-2,0,0,2.8407164565355593E-5,3.5491496764148873E-3,4.6836079551154527E-2]
[2004,3,6,19,4.1468376483522085E-2,1.3734006376232843E-2,1.1894051613100009E-3,1.5899935316525914E-6,5.7942244623656132E-5,4.2983534035478726E-3,6.0749673662768108E-2,null,3.1527835470351734E-2,1.5172018605789418E-2,4.7496987137760408E-4,2.9503707992148548E-6,2.8407164565355593E-5,4.2983534035478726E-3,4.7206181482883317E-2]
[2004,3,6,20,4.3849450183009286E-2,1.2729284061617531E-2,1.1894051613100009E-3,1.5899935316525914E-6,5.7942244623656132E-5,4.849905723833898E-3,6.2677577367926021E-2,null,3.333813300804396E-2,1.4062097346587515E-2,4.7496987137760408E-4,2.9503707992148548E-6,2.8407164565355593E-5,4.849905723833898E-3,4.7906557761373647E-2]
[2004,3,6,21,4.2381598200901628E-2,1.2517213793861587E-2,1.1894051613100009E-3,1.5899935316525914E-6,5.7942244623656132E-5,5.4337375111712721E-3,6.1581486905399795E-2,null,3.2222145363697455E-2,1.3827822368115392E-2,4.7496987137760408E-4,2.9503707992148548E-6,2.8407164565355593E-5,5.4337375111712721E-3,4.6556295138555012E-2]
[2004,3,6,22,3.8715350507142088E-2,1.2286685183268023E-2,1.1894051613100009E-3,1.5899935316525914E-6,5.7942244623656132E-5,7.2023102299461558E-3,5.9453283319821575E-2,null,2.9434747739670919E-2,1.3573156375303198E-2,4.7496987137760408E-4,2.9503707992148548E-6,2.8407164565355593E-5,7.2023102299461558E-3,4.3514231521716282E-2]
[2004,3,6,23,3.419641319331701E-2,1.2054571711053149E-2,1.1894051613100009E-3,1.5899935316525914E-6,5.7942244623656132E-5,8.7360236917511606E-3,5.6235945995586623E-2,null,2.5999061942139801E-2,1.3316739578730806E-2,4.7496987137760408E-4,2.9503707992148548E-6,2.8407164565355593E-5,8.7360236917511606E-3,3.9822128927612777E-2]
[2004,3,6,24,3.046447954803996E-2,1.1805410655689116E-2,1.1894051613100009E-3,1.5899935316525914E-6,5.7942244623656132E-5,9.4385802143437409E-3,5.2957407817538125E-2,null,2.3161724193908488E-2,1.3041490240390382E-2,4.7496987137760408E-4,2.9503707992148548E-6,2.8407164565355593E-5,9.4385802143437409E-3,3.6709541841041041E-2]
[2004,3,7,1,2.8544032755293665E-2,1.1352212710725933E-2,1.1894051613100009E-3,1.5899935316525914E-6,5.7942244623656132E-5,9.5726748871755654E-3,5.0717857752660467E-2,null,2.1701634948906839E-2,1.2540840432553832E-2,4.7496987137760408E-4,2.9503707992148548E-6,2.8407164565355593E-5,9.5726748871755654E-3,3.4748802788202839E-2]
[2004,3,7,2,2.5735779109657977E-2,1.1202521692773418E-2,1.1894051613100009E-3,1.5899935316525914E-6,5.7942244623656132E-5,1.0655498615478787E-2,4.8842736817375484E-2,null,1.95665583819764E-2,1.2375476091859674E-2,4.7496987137760408E-4,2.9503707992148548E-6,2.8407164565355593E-5,1.0655498615478787E-2,3.2448361880578244E-2]
[2004,3,7,3,2.6583994142619461E-2,1.0875197125875076E-2,1.1894051613100009E-3,1.5899935316525914E-6,5.7942244623656132E-5,1.0541196630790207E-2,4.9249325298750049E-2,null,2.0211444588537079E-2,1.2013879170825199E-2,4.7496987137760408E-4,2.9503707992148548E-6,2.8407164565355593E-5,1.0541196630790207E-2,3.273165116610445E-2]
[2004,3,7,4,2.5338134803730965E-2,1.1108886682042379E-2,1.1894051613100009E-3,1.5899935316525914E-6,5.7942244623656132E-5,1.177655863730976E-2,4.9472517522548415E-2,null,1.9264234893185593E-2,1.2272037074427509E-2,4.7496987137760408E-4,2.9503707992148548E-6,2.8407164565355593E-5,1.177655863730976E-2,3.2042599374355274E-2]
[2004,3,7,5,2.7151581606034945E-2,1.0890204897123553E-2,1.1894051613100009E-3,1.5899935316525914E-6,5.7942244623656132E-5,1.0837163882245648E-2,5.012788778486945E-2,null,2.0642973519232215E-2,1.2030458323213492E-2,4.7496987137760408E-4,2.9503707992148548E-6,2.8407164565355593E-5,1.0837163882245648E-2,3.3179759249187875E-2]
[2004,3,7,6,2.8571572716256866E-2,1.1264669222704025E-2,1.1894051613100009E-3,1.5899935316525914E-6,5.7942244623656132E-5,1.0602227305427892E-2,5.1687406643854086E-2,null,2.1722573201901935E-2,1.2444130747652082E-2,4.7496987137760408E-4,2.9503707992148548E-6,2.8407164565355593E-5,1.0602227305427892E-2,3.4673031356296187E-2]
[2004,3,7,7,3.5856281633713481E-2,1.1145577710955831E-2,0,0,5.7942244623656132E-5,6.5055733770736238E-3,5.356537496636659E-2,null,2.7261037054959664E-2,1.2312569819068125E-2,0,0,2.8407164565355593E-5,6.5055733770736238E-3,3.9602014038593147E-2]
[2004,3,7,8,4.0119091565794213E-2,1.1640979366782715E-2,0,0,5.7942244623656132E-5,5.0369926158135656E-3,5.6855005793014141E-2,null,3.0501992731954319E-2,1.2859842256086319E-2,0,0,2.8407164565355593E-5,5.0369926158135656E-3,4.3390242152605993E-2]
[2004,3,7,9,4.5159017407155097E-2,1.2341401328412346E-2,0,0,5.7942244623656132E-5,6.2796633161690055E-3,6.3838024296360096E-2,null,3.4333778931067753E-2,1.3633601546903188E-2,0,0,2.8407164565355593E-5,6.2796633161690055E-3,4.79957876425363E-2]
[2004,3,7,10,4.4289308173080286E-2,1.3379506364345031E-2,0,0,5.7942244623656132E-5,8.9744190158669284E-3,6.6701175797915901E-2,null,3.3672550979453784E-2,1.4780400848466827E-2,0,0,2.8407164565355593E-5,8.9744190158669284E-3,4.8481358992485971E-2]
[2004,3,7,11,4.2411810203160906E-2,1.4153192160614031E-2,0,0,5.7942244623656132E-5,1.1073365698883149E-2,6.7696310307281737E-2,null,3.2245115132886248E-2,1.5635095026878008E-2,0,0,2.8407164565355593E-5,1.1073365698883149E-2,4.7908617324329612E-2]
[2004,3,7,12,4.3203429260595623E-2,1.3913157338201467E-2,0,0,5.7942244623656132E-5,8.653771857250853E-3,6.5828300700671596E-2,null,3.2846972198785948E-2,1.5369927479119836E-2,0,0,2.8407164565355593E-5,8.653771857250853E-3,4.8245306842471136E-2]
[2004,3,7,13,3.9901828265434008E-2,1.4219201429202428E-2,0,0,5.7942244623656132E-5,1.0401141144071965E-2,6.4580113083332058E-2,null,3.0336810437194744E-2,1.5708015762731956E-2,0,0,2.8407164565355593E-5,1.0401141144071965E-2,4.6073233364492053E-2]
[2004,3,7,14,3.8210188551518184E-2,1.4291074985342005E-2,0,0,5.7942244623656132E-5,9.8444025162647102E-3,6.2403608297748547E-2,null,2.9050680062723881E-2,1.5787414803415455E-2,0,0,2.8407164565355593E-5,9.8444025162647102E-3,4.4866502030704691E-2]
[2004,3,7,15,3.7807379100568611E-2,1.4251508697503376E-2,0,0,5.7942244623656132E-5,8.9163356569397119E-3,6.103316569963535E-2,null,2.8744429585315218E-2,1.5743705747310124E-2,0,0,2.8407164565355593E-5,8.9163356569397119E-3,4.4516542497190698E-2]
[2004,3,7,16,3.9684520024700312E-2,1.3720779417881912E-2,0,0,5.7942244623656132E-5,5.9862321505165872E-3,5.9449473837722464E-2,null,3.0171593974888198E-2,1.5157406725417379E-2,0,0,2.8407164565355593E-5,5.9862321505165872E-3,4.5357407864870934E-2]
[2004,3,7,17,4.1031039436527826E-2,1.3587943302046447E-2,0,0,5.7942244623656132E-5,7.0428761078539515E-3,6.1719801091051879E-2,null,3.1195334137240627E-2,{"$f":"F1603*W$5","v":1.5010662070888589E-2},{"$f":"G1603*X$5","v":0},{"$f":"H1603*Y$5","v":0},{"$f":"I1603*Z$5","v":2.8407164565355593E-5},{"$f":"J1603","v":7.0428761078539515E-3},4.623440337269457E-2]
[2004,3,7,18,4.2855976741899171E-2,1.2924310349182717E-2,0,0,5.7942244623656132E-5,6.2213399413670462E-3,6.2059569277072589E-2,null,{"$f":"E1604*V$5","v":3.2582808834503429E-2},1.4277543763495954E-2,0,0,2.8407164565355593E-5,6.2213399413670462E-3,{"$f":"SUM(M1604:Q1604)","v":4.6888759762564736E-2}]
[2004,3,7,19,4.4652753090709291E-2,1.231696103941316E-2,1.1894051613100009E-3,1.5899935316525914E-6,5.7942244623656132E-5,5.90654183767296E-3,6.4125193367260719E-2,null,3.3948873144371332E-2,1.3606602249737561E-2,4.7496987137760408E-4,2.9503707992148548E-6,2.8407164565355593E-5,5.90654183767296E-3,4.806180280085106E-2]
[2004,3,7,20,4.7300891549760915E-2,1.2486531334142412E-2,1.1894051613100009E-3,1.5899935316525914E-6,5.7942244623656132E-5,7.2911551612577456E-3,6.8327515444626383E-2,null,3.596221634030923E-2,1.3793927316884289E-2,4.7496987137760408E-4,2.9503707992148548E-6,2.8407164565355593E-5,7.2911551612577456E-3,5.0262471063935686E-2]
[2004,3,7,21,4.4647654887080633E-2,1.2586980810537208E-2,1.1894051613100009E-3,1.5899935316525914E-6,5.7942244623656132E-5,6.2571906273005459E-3,6.4740763724383699E-2,null,3.3944997050373231E-2,1.3904894305179927E-2,4.7496987137760408E-4,2.9503707992148548E-6,2.8407164565355593E-5,6.2571906273005459E-3,4.835621876229533E-2]
[2004,3,7,22,4.2202187883235327E-2,1.3045416390839473E-2,1.1894051613100009E-3,1.5899935316525914E-6,5.7942244623656132E-5,7.0287239947712122E-3,6.352526566831132E-2,null,3.2085742170307081E-2,1.4411330152329262E-2,4.7496987137760408E-4,2.9503707992148548E-6,2.8407164565355593E-5,7.0287239947712122E-3,4.700339972937851E-2]
[2004,3,7,23,3.4505270400332445E-2,1.4433460307375964E-2,1.1894051613100009E-3,1.5899935316525914E-6,5.7942244623656132E-5,8.9618418810740435E-3,5.9149509988247757E-2,null,2.6233881822548776E-2,1.5944708508974594E-2,4.7496987137760408E-4,2.9503707992148548E-6,2.8407164565355593E-5,8.9618418810740435E-3,4.2684917738265535E-2]
[2004,3,7,24,2.9740996719946861E-2,1.4538579105377073E-2,1.1894051613100009E-3,1.5899935316525914E-6,5.7942244623656132E-5,1.0401022294836486E-2,5.5929535519625727E-2,null,2.2611670164694016E-2,1.6060833717846713E-2,4.7496987137760408E-4,2.9503707992148548E-6,2.8407164565355593E-5,1.0401022294836486E-2,3.91788312892829E-2]
[2004,3,8,1,2.40796254962692E-2,1.3742438767518229E-2,1.1894051613100009E-3,1.5899935316525914E-6,5.7942244623656132E-5,8.9973585814287372E-3,4.8068360244681467E-2,null,1.8307407600963835E-2,1.5181333906362931E-2,4.7496987137760408E-4,2.9503707992148548E-6,2.8407164565355593E-5,8.9973585814287372E-3,3.3995068914068935E-2]
[2004,3,8,2,2.3009879952640644E-2,1.3679596449040904E-2,1.1894051613100009E-3,1.5899935316525914E-6,5.7942244623656132E-5,9.6835393468262775E-3,4.7621953147973128E-2,null,1.7494094798422243E-2,1.5111911714538491E-2,4.7496987137760408E-4,2.9503707992148548E-6,2.8407164565355593E-5,9.6835393468262775E-3,3.3112333919702905E-2]
[2004,3,8,3,2.3013965229145408E-2,1.372109616654473E-2,1.1894051613100009E-3,1.5899935316525914E-6,5.7942244623656132E-5,9.8038901148273083E-3,4.7787888909982756E-2,null,1.749720077787973E-2,1.5157756639089616E-2,4.7496987137760408E-4,2.9503707992148548E-6,2.8407164565355593E-5,9.8038901148273083E-3,3.3161284823711515E-2]
[2004,3,8,4,2.3844295553236368E-2,1.3829584616707209E-2,1.1894051613100009E-3,1.5899935316525914E-6,5.7942244623656132E-5,9.812223706984988E-3,4.8735041276393873E-2,null,1.812848948662351E-2,1.5277604317857759E-2,4.7496987137760408E-4,2.9503707992148548E-6,2.8407164565355593E-5,9.812223706984988E-3,3.391242121122344E-2]
[2004,3,8,5,2.433303648720693E-2,1.4333823584187853E-2,1.1894051613100009E-3,1.5899935316525914E-6,5.7942244623656132E-5,9.665072416906742E-3,4.9580869887766832E-2,null,1.8500072486984591E-2,1.5834639372801343E-2,4.7496987137760408E-4,2.9503707992148548E-6,2.8407164565355593E-5,9.665072416906742E-3,3.4841039266528102E-2]
[2004,3,8,6,2.8804033561887054E-2,1.5163132199798869E-2,1.1894051613100009E-3,1.5899935316525914E-6,5.7942244623656132E-5,8.5483885157397847E-3,5.3764491676891013E-2,null,2.1899309981004911E-2,1.6750780329876029E-2,4.7496987137760408E-4,2.9503707992148548E-6,2.8407164565355593E-5,8.5483885157397847E-3,3.9156417717623113E-2]
[2004,3,8,7,3.7740107035909132E-2,1.6470496322969621E-2,0,0,5.7942244623656132E-5,7.5841910015651791E-3,6.1852736605067585E-2,null,2.8693283561135135E-2,1.8195031355972387E-2,0,0,2.8407164565355593E-5,7.5841910015651791E-3,4.6916722081672878E-2]
[2004,3,8,8,4.1021040736871441E-2,1.8633749694734417E-2,0,0,5.7942244623656132E-5,1.034278787630767E-2,7.0055520552537179E-2,null,3.1187732263610265E-2,2.0584787083933156E-2,0,0,2.8407164565355593E-5,1.034278787630767E-2,5.1800926512108776E-2]
[2004,3,8,9,4.1482811505414309E-2,1.9781335493240598E-2,0,0,5.7942244623656132E-5,1.1376647135368616E-2,7.2698736378647183E-2,null,3.1538810218673746E-2,2.1852530276247829E-2,0,0,2.8407164565355593E-5,1.1376647135368616E-2,5.3419747659486927E-2]
[2004,3,8,10,3.8911238363118675E-2,2.072967715489972E-2,0,0,5.7942244623656132E-5,1.2400747082566169E-2,7.2099604845208221E-2,null,2.958367857848309E-2,2.2900167574584664E-2,0,0,2.8407164565355593E-5,1.2400747082566169E-2,5.2512253317633109E-2]
[2004,3,8,11,3.8173929768491835E-2,2.1092021541056282E-2,0,0,5.7942244623656132E-5,1.155689957146052E-2,7.0880793125632294E-2,null,2.9023113009404005E-2,2.3300451047438171E-2,0,0,2.8407164565355593E-5,1.155689957146052E-2,5.2351971221407528E-2]
[2004,3,8,12,3.5996887844856225E-2,2.1858183430856097E-2,0,0,5.7942244623656132E-5,1.1022078129757537E-2,6.8935091650093511E-2,null,2.7367938020633576E-2,2.4146833532537763E-2,0,0,2.8407164565355593E-5,1.1022078129757537E-2,5.1543178717736698E-2]
[2004,3,8,13,3.576740574672304E-2,2.1863945121267776E-2,0,0,5.7942244623656132E-5,1.0181168675728922E-2,6.7870461788343384E-2,null,2.7193465942224403E-2,2.4153198497845925E-2,0,0,2.8407164565355593E-5,1.0181168675728922E-2,5.1375071604635683E-2]
[2004,3,8,14,3.3191602467708567E-2,2.1716732632378714E-2,0,0,5.7942244623656132E-5,1.0858627466334524E-2,6.5824904811045457E-2,null,2.5235118187350754E-2,2.3990572199354132E-2,0,0,2.8407164565355593E-5,1.0858627466334524E-2,4.9254097551270241E-2]
[2004,3,8,15,3.2776656601101427E-2,2.09900227055363E-2,0,0,5.7942244623656132E-5,8.898908894641934E-3,6.2723530445903314E-2,null,2.4919640560280138E-2,2.3187772475149457E-2,0,0,2.8407164565355593E-5,8.898908894641934E-3,4.8135820199994947E-2]
[2004,3,8,16,3.5058487880512613E-2,2.0352103934773248E-2,0,0,5.7942244623656132E-5,7.9833519333756819E-3,6.345188599328519E-2,null,2.6654485452916935E-2,2.2483060740360376E-2,0,0,2.8407164565355593E-5,7.9833519333756819E-3,4.9165953357842671E-2]
[2004,3,8,17,3.7121045837961553E-2,1.9971560533299092E-2,0,0,5.7942244623656132E-5,7.9871196175428979E-3,6.513766823342719E-2,null,2.8222619859055414E-2,2.2062672733444366E-2,0,0,2.8407164565355593E-5,7.9871196175428979E-3,5.0313699757065136E-2]
[2004,3,8,18,4.001449029416277E-2,1.9241504731710723E-2,0,0,5.7942244623656132E-5,5.4169696589864433E-3,6.4730906929483592E-2,null,3.0422465825872134E-2,2.1256176806361403E-2,0,0,2.8407164565355593E-5,5.4169696589864433E-3,5.1707049796798896E-2]
[2004,3,8,19,3.8366424176895696E-2,1.904075723984433E-2,1.1894051613100009E-3,1.5899935316525914E-6,5.7942244623656132E-5,5.3978288162409103E-3,6.4053947632446248E-2,null,2.9169463856766723E-2,2.1034410149333108E-2,4.7496987137760408E-4,2.9503707992148548E-6,2.8407164565355593E-5,5.3978288162409103E-3,5.0710201412842E-2]
[2004,3,8,20,4.1066904497566184E-2,1.8889076159391414E-2,1.1894051613100009E-3,1.5899935316525914E-6,5.7942244623656132E-5,5.7815341344578646E-3,6.6986452190880771E-2,null,3.1222601849156015E-2,2.0866847377645426E-2,4.7496987137760408E-4,2.9503707992148548E-6,2.8407164565355593E-5,5.7815341344578646E-3,5.259577663354361E-2]
[2004,3,8,21,4.267892216800092E-2,1.7840642052513622E-2,1.1894051613100009E-3,1.5899935316525914E-6,5.7942244623656132E-5,4.4910677081459417E-3,6.6259569328125795E-2,null,3.2448196680652762E-2,1.9708637504958791E-2,4.7496987137760408E-4,2.9503707992148548E-6,2.8407164565355593E-5,4.4910677081459417E-3,5.2663161592353722E-2]
[2004,3,8,22,3.5983262571452353E-2,1.7332863159246075E-2,1.1894051613100009E-3,1.5899935316525914E-6,5.7942244623656132E-5,4.9924779893940211E-3,5.9557541119557751E-2,null,2.7357578912934086E-2,1.9147691878079333E-2,4.7496987137760408E-4,2.9503707992148548E-6,2.8407164565355593E-5,4.9924779893940211E-3,4.7011598197755591E-2]
[2004,3,8,23,3.3094545125947658E-2,1.6752297852725716E-2,1.1894051613100009E-3,1.5899935316525914E-6,5.7942244623656132E-5,6.8772988097112785E-3,5.7973079187849962E-2,null,2.5161326827241839E-2,1.850633877315826E-2,4.7496987137760408E-4,2.9503707992148548E-6,2.8407164565355593E-5,6.8772988097112785E-3,4.4173993007142268E-2]
[2004,3,8,24,2.6107270298050846E-2,1.6357083018783223E-2,1.1894051613100009E-3,1.5899935316525914E-6,5.7942244623656132E-5,8.0893501760999371E-3,5.1802640892399311E-2,null,1.9848998015729358E-2,1.8069743168816901E-2,4.7496987137760408E-4,2.9503707992148548E-6,2.8407164565355593E-5,8.0893501760999371E-3,3.8425068591288428E-2]
[2004,3,9,1,2.3573844236321827E-2,1.641608094995016E-2,1.1894051613100009E-3,1.5899935316525914E-6,5.7942244623656132E-5,9.5148994249236191E-3,5.0753762010660911E-2,null,1.7922869075469729E-2,1.8134918448691306E-2,4.7496987137760408E-4,2.9503707992148548E-6,2.8407164565355593E-5,9.5148994249236191E-3,3.6564114930903203E-2]
[2004,3,9,2,2.3008705325209319E-2,1.5817545517350286E-2,1.1894051613100009E-3,1.5899935316525914E-6,5.7942244623656132E-5,9.6976353285323658E-3,4.9772823570557276E-2,null,1.7493201745365092E-2,1.7473713664678359E-2,4.7496987137760408E-4,2.9503707992148548E-6,2.8407164565355593E-5,9.6976353285323658E-3,3.547324281678562E-2]
[2004,3,9,3,2.3057771927858288E-2,1.5625263714143446E-2,1.1894051613100009E-3,1.5899935316525914E-6,5.7942244623656132E-5,1.0143943894943627E-2,5.0075916936410669E-2,null,1.7530506407533879E-2,1.7261299091982558E-2,4.7496987137760408E-4,2.9503707992148548E-6,2.8407164565355593E-5,1.0143943894943627E-2,3.5298132906258606E-2]
[2004,3,9,4,2.3734184721641752E-2,1.5370801493666346E-2,1.1894051613100009E-3,1.5899935316525914E-6,5.7942244623656132E-5,1.0019109783884471E-2,5.0373033398657875E-2,null,1.8044773737987966E-2,1.6980193532702335E-2,4.7496987137760408E-4,2.9503707992148548E-6,2.8407164565355593E-5,1.0019109783884471E-2,3.5531294677432469E-2]
[2004,3,9,5,2.4974678388860493E-2,1.5489261656647208E-2,1.1894051613100009E-3,1.5899935316525914E-6,5.7942244623656132E-5,9.8993991414247865E-3,5.161227658639779E-2,null,1.8987903987073715E-2,1.7111057007463841E-2,4.7496987137760408E-4,2.9503707992148548E-6,2.8407164565355593E-5,9.8993991414247865E-3,3.6605288401279724E-2]
[2004,3,9,6,2.7682506496910595E-2,1.6430604710803362E-2,1.1894051613100009E-3,1.5899935316525914E-6,5.7942244623656132E-5,1.0009766817734125E-2,5.5371815424913387E-2,null,2.1046628401002021E-2,1.8150962912619337E-2,4.7496987137760408E-4,2.9503707992148548E-6,2.8407164565355593E-5,1.0009766817734125E-2,3.9703918720363524E-2]
[2004,3,9,7,3.4372899958752375E-2,1.8254884240733359E-2,0,0,5.7942244623656132E-5,1.0120060159084853E-2,6.2805786603194233E-2,null,2.6133242399036919E-2,2.0166252713136427E-2,0,0,2.8407164565355593E-5,1.0120060159084853E-2,4.6327902276738706E-2]
[2004,3,9,8,3.7459170732261682E-2,2.0413445193005503E-2,0,0,5.7942244623656132E-5,1.2921355368945351E-2,7.0851913538836186E-2,null,2.8479691558984652E-2,2.2550824704181804E-2,0,0,2.8407164565355593E-5,1.2921355368945351E-2,5.1058923427731814E-2]
[2004,3,9,9,3.6429884558941354E-2,2.1922051489401677E-2,0,0,5.7942244623656132E-5,1.4130702293510369E-2,7.2540580586477055E-2,null,2.7697139458416016E-2,2.4217388864028366E-2,0,0,2.8407164565355593E-5,1.4130702293510369E-2,5.1942935487009734E-2]
[2004,3,9,10,3.4638755498969748E-2,2.2591033258901824E-2,0,0,5.7942244623656132E-5,1.4471970746766582E-2,7.1759701749261814E-2,null,2.633536870446837E-2,2.4956416033212935E-2,0,0,2.8407164565355593E-5,1.4471970746766582E-2,5.132019190224666E-2]
[2004,3,9,11,3.4058000628373372E-2,2.292758502920219E-2,0,0,5.7942244623656132E-5,1.2970783576499905E-2,7.0014311478699118E-2,null,2.5893828775456595E-2,2.5328206287340449E-2,0,0,2.8407164565355593E-5,1.2970783576499905E-2,5.12504422273624E-2]
[2004,3,9,12,3.3747155168265944E-2,2.2683007339350476E-2,0,0,5.7942244623656132E-5,1.2837903178734943E-2,6.9326007930975014E-2,null,2.5657497253607241E-2,2.5058020213492928E-2,0,0,2.8407164565355593E-5,1.2837903178734943E-2,5.0743924631665521E-2]
[2004,3,9,13,3.2205636934716869E-2,2.2858879518353858E-2,0,0,5.7942244623656132E-5,1.0985986895045522E-2,6.6108445592739901E-2,null,2.4485502172941508E-2,2.5252307000536923E-2,0,0,2.8407164565355593E-5,1.0985986895045522E-2,4.9766216338043789E-2]
[2004,3,9,14,3.0278423501219676E-2,2.277775127702138E-2,0,0,5.7942244623656132E-5,1.189693430631514E-2,6.501105132917985E-2,null,2.3020268344178155E-2,2.5162684267502417E-2,0,0,2.8407164565355593E-5,1.189693430631514E-2,4.8211359776245924E-2]
[2004,3,9,15,2.9638725664745791E-2,2.2464797601527014E-2,0,0,5.7942244623656132E-5,1.1661104213390883E-2,6.3822569724287348E-2,null,2.2533914890068306E-2,2.481696293482796E-2,0,0,2.8407164565355593E-5,1.1661104213390883E-2,4.7379284989461617E-2]
[2004,3,9,16,3.2384014758532725E-2,2.1734348790620826E-2,0,0,5.7942244623656132E-5,1.0255433451742112E-2,6.4431739245519315E-2,null,2.4621120375478575E-2,2.4010032848584235E-2,0,0,2.8407164565355593E-5,1.0255433451742112E-2,4.8659560388628162E-2]
[2004,3,9,17,3.4507297256497357E-2,2.142025032731508E-2,0,0,5.7942244623656132E-5,9.5137862430718038E-3,6.5499276071507892E-2,null,2.6235422813373793E-2,2.3663046863666423E-2,0,0,2.8407164565355593E-5,9.5137862430718038E-3,4.9926876841605572E-2]
[2004,3,9,18,3.6439670105741263E-2,2.0662517515416305E-2,0,0,5.7942244623656132E-5,1.0047212217465129E-2,6.7207342083246358E-2,null,2.7704579274865485E-2,2.2825976018829762E-2,0,0,2.8407164565355593E-5,1.0047212217465129E-2,5.0558962458260602E-2]
[2004,3,9,19,3.8378717811258539E-2,2.033939047673107E-2,1.1894051613100009E-3,1.5899935316525914E-6,5.7942244623656132E-5,7.8882850172142145E-3,6.7855330704669134E-2,null,2.9178810537644824E-2,2.2469016126088634E-2,4.7496987137760408E-4,2.9503707992148548E-6,2.8407164565355593E-5,7.8882850172142145E-3,5.2154154070475627E-2]
[2004,3,9,20,4.0564019892140757E-2,2.0069096573163983E-2,1.1894051613100009E-3,1.5899935316525914E-6,5.7942244623656132E-5,6.8108862856160138E-3,6.8692940150386059E-2,null,3.0840265610197499E-2,2.2170421235303668E-2,4.7496987137760408E-4,2.9503707992148548E-6,2.8407164565355593E-5,6.8108862856160138E-3,5.3517014252243339E-2]
[2004,3,9,21,4.0100581374425334E-2,1.922727481378543E-2,1.1894051613100009E-3,1.5899935316525914E-6,5.7942244623656132E-5,6.06916170663641E-3,6.6645955294312484E-2,null,3.0487919688409085E-2,2.1240456952037249E-2,4.7496987137760408E-4,2.9503707992148548E-6,2.8407164565355593E-5,6.06916170663641E-3,5.2234704047188503E-2]
[2004,3,9,22,3.5482305102868587E-2,1.8474094095675672E-2,1.1894051613100009E-3,1.5899935316525914E-6,5.7942244623656132E-5,5.3578644669787373E-3,6.0563201064988303E-2,null,2.6976707849572616E-2,2.0408414825680125E-2,4.7496987137760408E-4,2.9503707992148548E-6,2.8407164565355593E-5,5.3578644669787373E-3,4.7891450081994913E-2]
[2004,3,9,23,3.3852146519777915E-2,1.7657710609256392E-2,1.1894051613100009E-3,1.5899935316525914E-6,5.7942244623656132E-5,5.9500252942344383E-3,5.870881982273405E-2,null,2.5737320732049773E-2,1.9506552316947985E-2,4.7496987137760408E-4,2.9503707992148548E-6,2.8407164565355593E-5,5.9500252942344383E-3,4.5750200455739923E-2]
[2004,3,9,24,2.7594732836468832E-2,1.726419553500699E-2,1.1894051613100009E-3,1.5899935316525914E-6,5.7942244623656132E-5,7.1497727616911333E-3,5.3257638532632261E-2,null,2.0979895295930064E-2,1.9071834444783418E-2,4.7496987137760408E-4,2.9503707992148548E-6,2.8407164565355593E-5,7.1497727616911333E-3,4.0558057147455653E-2]
[2004,3,10,1,2.6598445462273808E-2,1.7579864759153397E-2,1.1894051613100009E-3,1.5899935316525914E-6,5.7942244623656132E-5,9.4102058365907008E-3,5.4837453457483212E-2,null,2.0222431727823148E-2,1.9420555656265635E-2,4.7496987137760408E-4,2.9503707992148548E-6,2.8407164565355593E-5,9.4102058365907008E-3,4.0149314790830948E-2]
[2004,3,10,2,2.6145413011961615E-2,1.6857610643589073E-2,1.1894051613100009E-3,1.5899935316525914E-6,5.7942244623656132E-5,9.5256223007600289E-3,5.3777583355776024E-2,null,1.9877997395752092E-2,1.8622678286817695E-2,4.7496987137760408E-4,2.9503707992148548E-6,2.8407164565355593E-5,9.5256223007600289E-3,3.9007003089311959E-2]
[2004,3,10,3,2.625403167307036E-2,1.6754915212377593E-2,1.1894051613100009E-3,1.5899935316525914E-6,5.7942244623656132E-5,9.8471830680647177E-3,5.410506735297798E-2,null,1.9960578667719834E-2,1.8509230182135985E-2,4.7496987137760408E-4,2.9503707992148548E-6,2.8407164565355593E-5,9.8471830680647177E-3,3.8976136256597987E-2]
[2004,3,10,4,2.7036327320981293E-2,1.6538086216316587E-2,1.1894051613100009E-3,1.5899935316525914E-6,5.7942244623656132E-5,9.6027355691668623E-3,5.4426086505930046E-2,null,2.0555347273775788E-2,1.8269698215105209E-2,4.7496987137760408E-4,2.9503707992148548E-6,2.8407164565355593E-5,9.6027355691668623E-3,3.9331372895623162E-2]
[2004,3,10,5,2.8485950690063325E-2,1.6660679446170404E-2,1.1894051613100009E-3,1.5899935316525914E-6,5.7942244623656132E-5,9.369474871852506E-3,5.5765042407551535E-2,null,2.1657475954713085E-2,1.8405127507427711E-2,4.7496987137760408E-4,2.9503707992148548E-6,2.8407164565355593E-5,9.369474871852506E-3,4.0568930868882969E-2]
[2004,3,10,6,3.1557557569613572E-2,1.7462334497449924E-2,1.1894051613100009E-3,1.5899935316525914E-6,5.7942244623656132E-5,9.5582478981659138E-3,5.9827077364694718E-2,null,2.3992776358058788E-2,1.9290719447627037E-2,4.7496987137760408E-4,2.9503707992148548E-6,2.8407164565355593E-5,9.5582478981659138E-3,4.3789823212427997E-2]
[2004,3,10,7,3.9357662807965328E-2,1.890609531748581E-2,0,0,5.7942244623656132E-5,9.5374920081245564E-3,6.7859192378199346E-2,null,2.992308893501492E-2,2.0885648518127627E-2,0,0,2.8407164565355593E-5,9.5374920081245564E-3,5.0837144617707899E-2]
[2004,3,10,8,4.2497950344288958E-2,2.1210003512708259E-2,0,0,5.7942244623656132E-5,1.2786821971997269E-2,7.6552718073618145E-2,null,3.2310606295723479E-2,2.3430786262088225E-2,0,0,2.8407164565355593E-5,1.2786821971997269E-2,5.5769799722377056E-2]
[2004,3,10,9,4.1254009721142446E-2,2.2601512019856215E-2,0,0,5.7942244623656132E-5,1.4463786263002473E-2,7.8377250248624797E-2,null,3.1364855373522946E-2,{"$f":"F1667*W$5","v":2.4967991967562345E-2},{"$f":"G1667*X$5","v":0},{"$f":"H1667*Y$5","v":0},{"$f":"I1667*Z$5","v":2.8407164565355593E-5},{"$f":"J1667","v":1.4463786263002473E-2},5.6361254505650646E-2]
[2004,3,10,10,3.9194463381160789E-2,2.3489798070348913E-2,0,0,5.7942244623656132E-5,1.4791336617798393E-2,7.7533540313931767E-2,null,{"$f":"E1668*V$5","v":2.9799010658663933E-2},2.5949285562172943E-2,0,0,2.8407164565355593E-5,1.4791336617798393E-2,{"$f":"SUM(M1668:Q1668)","v":5.5776703385402235E-2}]
[2004,3,10,11,3.8645860072030268E-2,2.3530828221767903E-2,0,0,5.7942244623656132E-5,1.3413086642615231E-2,7.5647717181037064E-2,null,2.9381915118990937E-2,2.5994611754958506E-2,0,0,2.8407164565355593E-5,1.3413086642615231E-2,5.5404934038514798E-2]
[2004,3,10,12,3.8083469566338339E-2,2.3468610475459881E-2,0,0,5.7942244623656132E-5,1.3294012791878359E-2,7.4904035078300235E-2,null,2.8954337363672047E-2,2.5925879530818201E-2,0,0,2.8407164565355593E-5,1.3294012791878359E-2,5.4908624059055604E-2]
[2004,3,10,13,3.6594044153125345E-2,2.3153004884418221E-2,0,0,5.7942244623656132E-5,1.1622598173171461E-2,7.1427589455338669E-2,null,2.782194773680061E-2,2.5577228615112958E-2,0,0,2.8407164565355593E-5,1.1622598173171461E-2,5.3427583516478923E-2]
[2004,3,10,14,3.4462347118628521E-2,2.3158184779374764E-2,0,0,5.7942244623656132E-5,1.2563413640083851E-2,7.0241887782710788E-2,null,2.6201247842678677E-2,2.5582950868365491E-2,0,0,2.8407164565355593E-5,1.2563413640083851E-2,5.1812605875609527E-2]
[2004,3,10,15,3.3688048814190449E-2,2.2777367514802877E-2,0,0,5.7942244623656132E-5,1.2434422070222054E-2,6.8957780643839034E-2,null,2.5612559506712689E-2,2.5162260323653853E-2,0,0,2.8407164565355593E-5,1.2434422070222054E-2,5.0803226994931894E-2]
[2004,3,10,16,3.6570764549750202E-2,2.2196411254507595E-2,0,0,5.7942244623656132E-5,1.0790854148790587E-2,6.9615972197672044E-2,null,2.7804248574999128E-2,2.4520475330339502E-2,0,0,2.8407164565355593E-5,1.0790854148790587E-2,5.2353131069903983E-2]
[2004,3,10,17,3.9030522243377545E-2,2.1563128038419019E-2,0,0,5.7942244623656132E-5,1.0117813253037325E-2,7.0769405779457548E-2,null,2.9674368469671891E-2,2.382088451364545E-2,0,0,2.8407164565355593E-5,1.0117813253037325E-2,5.3523660147882693E-2]
[2004,3,10,18,4.1013877898477831E-2,2.1310145512101294E-2,0,0,5.7942244623656132E-5,1.0232933559688415E-2,7.2614899214891199E-2,null,3.1182286456237891E-2,2.3541413579157292E-2,0,0,2.8407164565355593E-5,1.0232933559688415E-2,5.4752107199960542E-2]
[2004,3,10,19,4.341330412603113E-2,2.0541400845163583E-2,1.1894051613100009E-3,1.5899935316525914E-6,5.7942244623656132E-5,8.1113856900778235E-3,7.331502806073785E-2,null,3.3006537168237843E-2,2.2692177888538691E-2,4.7496987137760408E-4,2.9503707992148548E-6,2.8407164565355593E-5,8.1113856900778235E-3,5.6205042463518706E-2]
[2004,3,10,20,4.5646556668977711E-2,2.0352842526241453E-2,1.1894051613100009E-3,1.5899935316525914E-6,5.7942244623656132E-5,6.9716923586344605E-3,7.4220028953318931E-2,null,3.4704448316646132E-2,2.2483876665676757E-2,4.7496987137760408E-4,2.9503707992148548E-6,2.8407164565355593E-5,6.9716923586344605E-3,5.7694652389065057E-2]
[2004,3,10,21,4.5025319604808996E-2,1.9478361838786144E-2,1.1894051613100009E-3,1.5899935316525914E-6,5.7942244623656132E-5,6.2557179602943554E-3,7.2008336803354805E-2,null,3.423213033344806E-2,2.1517833917696419E-2,4.7496987137760408E-4,2.9503707992148548E-6,2.8407164565355593E-5,6.2557179602943554E-3,5.6256291657886648E-2]
[2004,3,10,22,4.0020006729695454E-2,1.8783229546616608E-2,1.1894051613100009E-3,1.5899935316525914E-6,5.7942244623656132E-5,5.3839936004494828E-3,6.543616727622685E-2,null,3.0426659895826293E-2,2.0749918148519814E-2,4.7496987137760408E-4,2.9503707992148548E-6,2.8407164565355593E-5,5.3839936004494828E-3,5.1682905451088279E-2]
[2004,3,10,23,3.8425261437106131E-2,1.7960118820049175E-2,1.1894051613100009E-3,1.5899935316525914E-6,5.7942244623656132E-5,5.7982599690134598E-3,6.3432577625634076E-2,null,2.9214197015302069E-2,1.9840624027343542E-2,4.7496987137760408E-4,2.9503707992148548E-6,2.8407164565355593E-5,5.7982599690134598E-3,4.9561148449387776E-2]
[2004,3,10,24,3.1660247328375725E-2,1.7587884600957688E-2,1.1894051613100009E-3,1.5899935316525914E-6,5.7942244623656132E-5,7.0457215442323671E-3,5.7542790873031088E-2,null,2.4070849967234922E-2,1.9429415211572144E-2,4.7496987137760408E-4,2.9503707992148548E-6,2.8407164565355593E-5,7.0457215442323671E-3,4.4006592585549231E-2]
[2004,3,11,1,2.8306999041037225E-2,1.6917591353866397E-2,1.1894051613100009E-3,1.5899935316525914E-6,5.7942244623656132E-5,1.0032037164849269E-2,5.6505564959218192E-2,null,2.1521421480772324E-2,1.8688939247194912E-2,4.7496987137760408E-4,2.9503707992148548E-6,2.8407164565355593E-5,1.0032037164849269E-2,4.0716688134709404E-2]
[2004,3,11,2,2.7971421059108249E-2,1.5972464944053664E-2,1.1894051613100009E-3,1.5899935316525914E-6,5.7942244623656132E-5,1.0220632906360895E-2,5.541345630898812E-2,null,2.1266286163238647E-2,1.7644853852031801E-2,4.7496987137760408E-4,2.9503707992148548E-6,2.8407164565355593E-5,1.0220632906360895E-2,3.9417467422012617E-2]
[2004,3,11,3,2.823040865877563E-2,1.5603240616996007E-2,1.1894051613100009E-3,1.5899935316525914E-6,5.7942244623656132E-5,1.0668312346855505E-2,5.5750899022092446E-2,null,2.146319086806641E-2,1.7236970077525691E-2,4.7496987137760408E-4,2.9503707992148548E-6,2.8407164565355593E-5,1.0668312346855505E-2,3.9206488352334271E-2]
[2004,3,11,4,2.9058609488813624E-2,1.5395408047336924E-2,1.1894051613100009E-3,1.5899935316525914E-6,5.7942244623656132E-5,1.0378733869230234E-2,5.6081688804846083E-2,null,2.2092860551812584E-2,1.7007376503198144E-2,4.7496987137760408E-4,2.9503707992148548E-6,2.8407164565355593E-5,1.0378733869230234E-2,3.9606564461752897E-2]
[2004,3,11,5,3.0572524403144334E-2,1.5570512130937261E-2,1.1894051613100009E-3,1.5899935316525914E-6,5.7942244623656132E-5,1.0069398799322969E-2,5.7461372732869873E-2,null,2.3243869209074498E-2,1.7200814771796264E-2,4.7496987137760408E-4,2.9503707992148548E-6,2.8407164565355593E-5,1.0069398799322969E-2,4.095101138761293E-2]
[2004,3,11,6,3.3653989087010179E-2,1.6648759128871062E-2,1.1894051613100009E-3,1.5899935316525914E-6,5.7942244623656132E-5,1.009528479544985E-2,6.1646970410796392E-2,null,2.5586664365263606E-2,1.8391959079301343E-2,4.7496987137760408E-4,2.9503707992148548E-6,2.8407164565355593E-5,1.009528479544985E-2,4.4484950851307117E-2]
[2004,3,11,7,4.1840395828371721E-2,1.8098200374826193E-2,0,0,5.7942244623656132E-5,9.9268732832738446E-3,6.9923411731095411E-2,null,3.1810676654184147E-2,1.9993163341859854E-2,0,0,2.8407164565355593E-5,9.9268732832738446E-3,5.1832247160609357E-2]
[2004,3,11,8,4.4870970981772458E-2,2.0778396496708134E-2,0,0,5.7942244623656132E-5,1.3174085131453434E-2,7.8881394854557682E-2,null,3.4114781201294186E-2,2.2953988050571791E-2,0,0,2.8407164565355593E-5,1.3174085131453434E-2,5.7097176416431333E-2]
[2004,3,11,9,4.3436417653739387E-2,2.2369610574637371E-2,0,0,5.7942244623656132E-5,1.4897455250342631E-2,8.0761425723343036E-2,null,3.3024110064997253E-2,2.4711809398165953E-2,0,0,2.8407164565355593E-5,1.4897455250342631E-2,5.7764326627728561E-2]
[2004,3,11,10,4.1402248805792845E-2,2.3022764995960673E-2,0,0,5.7942244623656132E-5,1.5409095344581954E-2,7.9892051390959132E-2,null,3.1477559507792352E-2,2.5433352024643814E-2,0,0,2.8407164565355593E-5,1.5409095344581954E-2,5.6939318697001522E-2]
[2004,3,11,11,4.0781336804099538E-2,2.3148563798494733E-2,0,0,5.7942244623656132E-5,1.3961023581451569E-2,7.7948866428669494E-2,null,3.1005488665117042E-2,2.5572322527521674E-2,0,0,2.8407164565355593E-5,1.3961023581451569E-2,5.6606218357204072E-2]
[2004,3,11,12,4.0161941286355592E-2,2.3050812561820486E-2,0,0,5.7942244623656132E-5,1.3911859308770371E-2,7.718255540157011E-2,null,3.0534570784300944E-2,2.5464336296779338E-2,0,0,2.8407164565355593E-5,1.3911859308770371E-2,5.6027314245645637E-2]
[2004,3,11,13,3.8806844821074618E-2,2.2262569007045034E-2,0,0,5.7942244623656132E-5,1.2473000572390531E-2,7.3600356645133841E-2,null,2.9504309606345005E-2,2.4593560097079692E-2,0,0,2.8407164565355593E-5,1.2473000572390531E-2,5.4126276867990056E-2]
[2004,3,11,14,3.6650734357193009E-2,2.2160847971926044E-2,0,0,5.7942244623656132E-5,1.3509068089353505E-2,7.2378592663096208E-2,null,2.7865048518123364E-2,2.4481188412143223E-2,0,0,2.8407164565355593E-5,1.3509068089353505E-2,5.2374644094831946E-2]
[2004,3,11,15,3.5628274799204898E-2,2.2216888805259859E-2,0,0,5.7942244623656132E-5,1.3152319805041357E-2,7.105542565412977E-2,null,2.7087686599164541E-2,2.4543096972743279E-2,0,0,2.8407164565355593E-5,1.3152319805041357E-2,5.1659190736473175E-2]
[2004,3,11,16,3.8817502027296086E-2,2.1094862044852357E-2,0,0,5.7942244623656132E-5,1.1763325320277759E-2,7.1733631637049849E-2,null,2.9512412133446773E-2,2.330358896475547E-2,0,0,2.8407164565355593E-5,1.1763325320277759E-2,5.2844408262767595E-2]
[2004,3,11,17,4.1484430545644692E-2,2.0163509093660655E-2,0,0,5.7942244623656132E-5,1.1216268778284759E-2,7.2922150662213761E-2,null,3.1540041152660847E-2,2.2274719171270396E-2,0,0,2.8407164565355593E-5,1.1216268778284759E-2,5.3843167488496602E-2]
[2004,3,11,18,4.3557014649845467E-2,1.9952212587703268E-2,0,0,5.7942244623656132E-5,1.1256619301306676E-2,7.4823788783479062E-2,null,3.3115798300078311E-2,2.2041298970936755E-2,0,0,2.8407164565355593E-5,1.1256619301306676E-2,5.5185504435580422E-2]
[2004,3,11,19,4.599848297699792E-2,1.9352594630703015E-2,1.1894051613100009E-3,1.5899935316525914E-6,5.7942244623656132E-5,8.9452021421447137E-3,7.5545217149310964E-2,null,3.4972013041331178E-2,2.1378898317350584E-2,4.7496987137760408E-4,2.9503707992148548E-6,2.8407164565355593E-5,8.9452021421447137E-3,5.685723876542393E-2]
[2004,3,11,20,4.8229427254093904E-2,1.9250076213626604E-2,1.1894051613100009E-3,1.5899935316525914E-6,5.7942244623656132E-5,7.7493047080133296E-3,7.6477745575199152E-2,null,3.6668169247006464E-2,2.1265645760979918E-2,4.7496987137760408E-4,2.9503707992148548E-6,2.8407164565355593E-5,7.7493047080133296E-3,5.8440142414728551E-2]
[2004,3,11,21,4.7537115411666102E-2,1.8378170857598294E-2,1.1894051613100009E-3,1.5899935316525914E-6,5.7942244623656132E-5,7.0345510628272634E-3,7.4198774731556963E-2,null,3.6141814088855695E-2,2.0302447993208277E-2,4.7496987137760408E-4,2.9503707992148548E-6,2.8407164565355593E-5,7.0345510628272634E-3,5.6950589488806144E-2]
[2004,3,11,22,4.2476391526082423E-2,1.7459796828577574E-2,1.1894051613100009E-3,1.5899935316525914E-6,5.7942244623656132E-5,6.2415582039449862E-3,6.7426683958070291E-2,null,3.2294215423184239E-2,1.9287916073411831E-2,4.7496987137760408E-4,2.9503707992148548E-6,2.8407164565355593E-5,6.2415582039449862E-3,5.2088458903338242E-2]
[2004,3,11,23,4.088903862729111E-2,1.6650951183819367E-2,1.1894051613100009E-3,1.5899935316525914E-6,5.7942244623656132E-5,6.5732217841518257E-3,6.5362148994727615E-2,null,3.1087372877844546E-2,1.8394380652260428E-2,4.7496987137760408E-4,2.9503707992148548E-6,2.8407164565355593E-5,6.5732217841518257E-3,4.9988080936847146E-2]
[2004,3,11,24,3.3982760409134588E-2,1.6128489863147341E-2,1.1894051613100009E-3,1.5899935316525914E-6,5.7942244623656132E-5,7.9330122195570493E-3,5.9293199891304285E-2,null,2.5836624673100283E-2,1.7817215281800219E-2,4.7496987137760408E-4,2.9503707992148548E-6,2.8407164565355593E-5,7.9330122195570493E-3,4.4160167361642674E-2]
[2004,3,12,1,2.5752413764673569E-2,1.5070346008040622E-2,1.1894051613100009E-3,1.5899935316525914E-6,5.7942244623656132E-5,8.6049027618157036E-3,5.0676599933995203E-2,null,1.9579205481065173E-2,1.6648279006580252E-2,4.7496987137760408E-4,2.9503707992148548E-6,2.8407164565355593E-5,8.6049027618157036E-3,3.6733811894387597E-2]
[2004,3,12,2,2.423024589792571E-2,1.4820761018904725E-2,1.1894051613100009E-3,1.5899935316525914E-6,5.7942244623656132E-5,9.7271303032908599E-3,5.0027074619586602E-2,null,1.8421922217753611E-2,1.6372561346695617E-2,4.7496987137760408E-4,2.9503707992148548E-6,2.8407164565355593E-5,9.7271303032908599E-3,3.5300810971191393E-2]
[2004,3,12,3,2.4589731499938736E-2,1.4307564163813213E-2,1.1894051613100009E-3,1.5899935316525914E-6,5.7942244623656132E-5,9.2268272865132003E-3,4.9373060349730456E-2,null,1.8695234169542479E-2,1.58056304730246E-2,4.7496987137760408E-4,2.9503707992148548E-6,2.8407164565355593E-5,9.2268272865132003E-3,3.5007192049309244E-2]
[2004,3,12,4,2.5168325062550345E-2,1.4356280092800355E-2,1.1894051613100009E-3,1.5899935316525914E-6,5.7942244623656132E-5,9.4998982687262354E-3,5.0273440823542244E-2,null,1.9135130885862495E-2,1.585944717885272E-2,4.7496987137760408E-4,2.9503707992148548E-6,2.8407164565355593E-5,9.4998982687262354E-3,3.5500905471457386E-2]
[2004,3,12,5,2.7444332046487836E-2,1.4630431357156646E-2,1.1894051613100009E-3,1.5899935316525914E-6,5.7942244623656132E-5,9.880828517019092E-3,5.3204529320128882E-2,null,2.0865547646872328E-2,1.6162303313448111E-2,4.7496987137760408E-4,2.9503707992148548E-6,2.8407164565355593E-5,9.880828517019092E-3,3.7534178367062604E-2]
[2004,3,12,6,3.2850937280183852E-2,1.511917941293911E-2,1.1894051613100009E-3,1.5899935316525914E-6,5.7942244623656132E-5,9.2623287674077348E-3,5.8481382859996003E-2,null,2.4976115137471923E-2,1.6702225488575927E-2,4.7496987137760408E-4,2.9503707992148548E-6,2.8407164565355593E-5,9.2623287674077348E-3,4.2184668032790015E-2]
[2004,3,12,7,4.2626602822183966E-2,1.6077985816534197E-2,0,0,5.7942244623656132E-5,6.6799924229247682E-3,6.5442523306266584E-2,null,3.2408419002655439E-2,1.7761423234389475E-2,0,0,2.8407164565355593E-5,6.6799924229247682E-3,5.0198249401610273E-2]
[2004,3,12,8,4.3503186186439266E-2,1.8551604082325812E-2,0,0,5.7942244623656132E-5,9.835523090061412E-3,7.194825560345014E-2,null,3.3074873260763915E-2,2.0494040456495725E-2,0,0,2.8407164565355593E-5,9.835523090061412E-3,5.3597320881824992E-2]
[2004,3,12,9,4.2314507519246161E-2,1.9680214255871079E-2,0,0,5.7942244623656132E-5,1.186955718105461E-2,7.3922221200795502E-2,null,3.2171137242517023E-2,2.1740821190582498E-2,0,0,2.8407164565355593E-5,1.186955718105461E-2,5.394036559766488E-2]
[2004,3,12,10,3.9077759578027726E-2,2.0691040321111197E-2,0,0,5.7942244623656132E-5,1.321302437031981E-2,7.3039766514082394E-2,null,2.9710282364576859E-2,2.2857485290548252E-2,0,0,2.8407164565355593E-5,1.321302437031981E-2,5.2596174819690464E-2]
[2004,3,12,11,3.8165619915508646E-2,2.0551442882797154E-2,0,0,5.7942244623656132E-5,1.2260924157448396E-2,7.1035929200377851E-2,null,2.9016795142637726E-2,2.2703271372671644E-2,0,0,2.8407164565355593E-5,1.2260924157448396E-2,5.1748473679874729E-2]
[2004,3,12,12,3.7888911470909406E-2,2.042312800337262E-2,0,0,5.7942244623656132E-5,1.1704351382687073E-2,7.0074333101592751E-2,null,2.8806417523488628E-2,2.2561521348338054E-2,0,0,2.8407164565355593E-5,1.1704351382687073E-2,5.1396346036392038E-2]
[2004,3,12,13,3.5055664536477099E-2,2.0953584444065872E-2,0,0,5.7942244623656132E-5,1.2652840709313997E-2,6.8720031934480619E-2,null,2.6652338903334429E-2,2.3147518963839847E-2,0,0,2.8407164565355593E-5,1.2652840709313997E-2,4.9828265031739635E-2]
[2004,3,12,14,3.3446626426421114E-2,2.0695567096830906E-2,0,0,5.7942244623656132E-5,1.2690766221940611E-2,6.6890901989816287E-2,null,2.5429009390554279E-2,2.2862486040042769E-2,0,0,2.8407164565355593E-5,1.2690766221940611E-2,4.8319902595162403E-2]
[2004,3,12,15,3.2620356060032669E-2,2.0019709019857855E-2,0,0,5.7942244623656132E-5,1.0513733092557426E-2,6.3211740417071602E-2,null,2.4800807411731365E-2,2.2115862583070061E-2,0,0,2.8407164565355593E-5,1.0513733092557426E-2,4.6945077159366785E-2]
[2004,3,12,16,3.4334823641370485E-2,1.9165013331431346E-2,0,0,5.7942244623656132E-5,8.7938956521356627E-3,6.2351674869561148E-2,null,2.6104293499380572E-2,2.1171676412490178E-2,0,0,2.8407164565355593E-5,8.7938956521356627E-3,4.7304377076436102E-2]
[2004,3,12,17,3.7099650232665579E-2,1.8713303360002771E-2,0,0,5.7942244623656132E-5,7.9619969581714856E-3,6.3832892795463489E-2,null,2.8206353075044037E-2,2.0672670375708743E-2,0,0,2.8407164565355593E-5,7.9619969581714856E-3,4.8907430615318132E-2]
[2004,3,12,18,3.9306353539544675E-2,1.8334282994435864E-2,0,0,5.7942244623656132E-5,6.6449800898211045E-3,6.4343558868425299E-2,null,2.9884079204949572E-2,2.0253964873408577E-2,0,0,2.8407164565355593E-5,6.6449800898211045E-3,5.0166451242923502E-2]
[2004,3,12,19,4.0872326748974196E-2,1.7628703845402716E-2,1.1894051613100009E-3,1.5899935316525914E-6,5.7942244623656132E-5,5.2207236031851017E-3,6.4970691597027314E-2,null,3.107466706694342E-2,1.9474508414475119E-2,4.7496987137760408E-4,2.9503707992148548E-6,2.8407164565355593E-5,5.2207236031851017E-3,5.1055502888160707E-2]
[2004,3,12,20,4.3141563505088222E-2,1.7555235468701622E-2,1.1894051613100009E-3,1.5899935316525914E-6,5.7942244623656132E-5,5.8126989700683935E-3,6.7758435343323542E-2,null,3.2799936516989689E-2,1.939334756834539E-2,4.7496987137760408E-4,2.9503707992148548E-6,2.8407164565355593E-5,5.8126989700683935E-3,5.2699611492077247E-2]
[2004,3,12,21,4.3890798959984038E-2,1.6529930868188238E-2,1.1894051613100009E-3,1.5899935316525914E-6,5.7942244623656132E-5,4.2327492441876268E-3,6.5902416471825209E-2,null,3.3369569913655119E-2,1.8260688965353142E-2,4.7496987137760408E-4,2.9503707992148548E-6,2.8407164565355593E-5,4.2327492441876268E-3,5.2136586285750429E-2]
[2004,3,12,22,3.8792119409447309E-2,1.6148101611167972E-2,1.1894051613100009E-3,1.5899935316525914E-6,5.7942244623656132E-5,4.4931503839109382E-3,6.068230880399153E-2,null,2.9493114078707132E-2,1.783888046803284E-2,4.7496987137760408E-4,2.9503707992148548E-6,2.8407164565355593E-5,4.4931503839109382E-3,4.7838321953482144E-2]
[2004,3,12,23,3.5269413398932241E-2,1.5039283733491747E-2,1.1894051613100009E-3,1.5899935316525914E-6,5.7942244623656132E-5,3.8224379713234667E-3,5.5380072503212759E-2,null,2.681484921936135E-2,1.6613964372198749E-2,4.7496987137760408E-4,2.9503707992148548E-6,2.8407164565355593E-5,3.8224379713234667E-3,4.3935140998302272E-2]
[2004,3,12,24,2.8466102215756652E-2,1.480787310896973E-2,1.1894051613100009E-3,1.5899935316525914E-6,5.7942244623656132E-5,7.0988636874122941E-3,5.1621776411603981E-2,null,2.164238543308326E-2,1.6358324014633368E-2,4.7496987137760408E-4,2.9503707992148548E-6,2.8407164565355593E-5,7.0988636874122941E-3,3.8507036854458797E-2]
[2004,3,13,1,3.1742565231230736E-2,1.5445998098950824E-2,1.1894051613100009E-3,1.5899935316525914E-6,5.7942244623656132E-5,1.3484302864172282E-2,6.1921803593819144E-2,null,2.4133435134959261E-2,{"$f":"F1731*W$5","v":1.706326356071999E-2},{"$f":"G1731*X$5","v":4.7496987137760408E-4},{"$f":"H1731*Y$5","v":2.9503707992148548E-6},{"$f":"I1731*Z$5","v":2.8407164565355593E-5},{"$f":"J1731","v":1.3484302864172282E-2},4.1703026102421423E-2]
[2004,3,13,2,3.0138880757055238E-2,1.4885522732108155E-2,1.1894051613100009E-3,1.5899935316525914E-6,5.7942244623656132E-5,1.4342684305479836E-2,6.0616025194108539E-2,null,{"$f":"E1732*V$5","v":2.2914175917800046E-2},1.6444103902505523E-2,4.7496987137760408E-4,2.9503707992148548E-6,2.8407164565355593E-5,1.4342684305479836E-2,{"$f":"SUM(M1732:Q1732)","v":3.9864607227047738E-2}]
[2004,3,13,3,3.04954413837852E-2,1.4380357283290247E-2,1.1894051613100009E-3,1.5899935316525914E-6,5.7942244623656132E-5,1.4054385795041584E-2,6.0179121861582335E-2,null,2.318526405116873E-2,1.588604535946227E-2,4.7496987137760408E-4,2.9503707992148548E-6,2.8407164565355593E-5,1.4054385795041584E-2,3.9577636817373169E-2]
[2004,3,13,4,3.1249774990559625E-2,1.4198026347534195E-2,1.1894051613100009E-3,1.5899935316525914E-6,5.7942244623656132E-5,1.3687690427598185E-2,6.0384429165157308E-2,null,2.3758773502487406E-2,1.5684623554788505E-2,4.7496987137760408E-4,2.9503707992148548E-6,2.8407164565355593E-5,1.3687690427598185E-2,3.994972446401808E-2]
[2004,3,13,5,3.1683700131988034E-2,1.4315168701784337E-2,1.1894051613100009E-3,1.5899935316525914E-6,5.7942244623656132E-5,1.3833040770065532E-2,6.1080847003303206E-2,null,2.4088680810791123E-2,1.5814031240318983E-2,4.7496987137760408E-4,2.9503707992148548E-6,2.8407164565355593E-5,1.3833040770065532E-2,4.0409039457852278E-2]
[2004,3,13,6,3.4845365779038066E-2,1.4502214396037409E-2,1.1894051613100009E-3,1.5899935316525914E-6,5.7942244623656132E-5,1.3233858215301583E-2,6.3830375789842367E-2,null,2.6492451654630784E-2,1.6020661459906722E-2,4.7496987137760408E-4,2.9503707992148548E-6,2.8407164565355593E-5,1.3233858215301583E-2,4.3019440521279678E-2]
[2004,3,13,7,4.1687412890508826E-2,1.4697297651777193E-2,0,0,5.7942244623656132E-5,1.0439458885740339E-2,6.6882111672650013E-2,null,3.1694365833657354E-2,1.6236170809813828E-2,0,0,2.8407164565355593E-5,1.0439458885740339E-2,4.7958943808036537E-2]
[2004,3,13,8,4.6647512629419845E-2,1.5951664928218853E-2,0,0,5.7942244623656132E-5,1.0813014298529577E-2,7.3470134100791923E-2,null,3.5465461346573343E-2,1.7621875981001206E-2,0,0,2.8407164565355593E-5,1.0813014298529577E-2,5.3115744492139905E-2]
[2004,3,13,9,4.6869583108195473E-2,1.7102799510864023E-2,0,0,5.7942244623656132E-5,1.3636368100312614E-2,7.7666692963995768E-2,null,3.563429847286987E-2,1.8893539531113137E-2,0,0,2.8407164565355593E-5,1.3636368100312614E-2,5.4556245168548359E-2]
[2004,3,13,10,4.9840946350796923E-2,1.7243869475301876E-2,0,0,5.7942244623656132E-5,1.1762370590946975E-2,7.8905128661669433E-2,null,3.7893385019762159E-2,1.9049380155220685E-2,0,0,2.8407164565355593E-5,1.1762370590946975E-2,5.6971172339548196E-2]
[2004,3,13,11,5.1914119763850283E-2,1.6950933749056169E-2,0,0,5.7942244623656132E-5,7.9175299934617933E-3,7.68405257509919E-2,null,3.9469590210583327E-2,1.872577274110214E-2,0,0,2.8407164565355593E-5,7.9175299934617933E-3,5.8223770116250823E-2]
[2004,3,13,12,4.8612614975047534E-2,1.6971257843606022E-2,0,0,5.7942244623656132E-5,9.2474345764868744E-3,7.488924963976408E-2,null,3.6959501593361657E-2,1.8748224859749019E-2,0,0,2.8407164565355593E-5,9.2474345764868744E-3,5.5736133617676029E-2]
[2004,3,13,13,4.5708828015704563E-2,1.683603988510806E-2,0,0,5.7942244623656132E-5,8.4972199797857494E-3,7.1100030125222036E-2,null,3.4751792363860078E-2,1.8598848972919801E-2,0,0,2.8407164565355593E-5,8.4972199797857494E-3,5.3379048501345235E-2]
[2004,3,13,14,4.3307696299618691E-2,1.659542623603099E-2,0,0,5.7942244623656132E-5,8.8049842405434724E-3,6.8766049020816802E-2,null,3.2926244992419577E-2,1.8333041992742358E-2,0,0,2.8407164565355593E-5,8.8049842405434724E-3,5.1287694149727295E-2]
[2004,3,13,15,4.0651439597430443E-2,1.6408959987725496E-2,0,0,5.7942244623656132E-5,8.9868728179513351E-3,6.610521464773092E-2,null,3.0906729608042579E-2,1.8127051889698681E-2,0,0,2.8407164565355593E-5,8.9868728179513351E-3,4.9062188662306619E-2]
[2004,3,13,16,4.2604803609032224E-2,1.5876896235411997E-2,0,0,5.7942244623656132E-5,6.3731317905859463E-3,6.4912773879653815E-2,null,3.2391845361150466E-2,1.7539278669821908E-2,0,0,2.8407164565355593E-5,6.3731317905859463E-3,4.9959531195537726E-2]
[2004,3,13,17,4.4065794836805644E-2,1.6363094722371022E-2,0,0,5.7942244623656132E-5,7.6731437308677737E-3,6.8159975534668085E-2,null,3.3502616868474139E-2,1.8076384324805034E-2,0,0,2.8407164565355593E-5,7.6731437308677737E-3,5.1607408357844525E-2]
[2004,3,13,18,4.8661389592836918E-2,1.5494143230902729E-2,0,0,5.7942244623656132E-5,4.9648424371233528E-3,6.9178317505486656E-2,null,3.6996584263463396E-2,1.7116449704496405E-2,0,0,2.8407164565355593E-5,4.9648424371233528E-3,5.4141441132525156E-2]
[2004,3,13,19,4.9763009397509543E-2,1.5071766851996028E-2,1.1894051613100009E-3,1.5899935316525914E-6,5.7942244623656132E-5,5.650308439068304E-3,7.1734022088039182E-2,null,3.7834130627652514E-2,1.6649848619287339E-2,4.7496987137760408E-4,2.9503707992148548E-6,2.8407164565355593E-5,5.650308439068304E-3,5.4990306653682021E-2]
[2004,3,13,20,5.2483119667662254E-2,1.4783048011053164E-2,1.1894051613100009E-3,1.5899935316525914E-6,5.7942244623656132E-5,5.4954087605228914E-3,7.401051383870362E-2,null,3.9902193000257484E-2,1.6330899617326221E-2,4.7496987137760408E-4,2.9503707992148548E-6,2.8407164565355593E-5,5.4954087605228914E-3,5.6739420024325873E-2]
[2004,3,13,21,5.0086841802076863E-2,1.4541885798267477E-2,1.1894051613100009E-3,1.5899935316525914E-6,5.7942244623656132E-5,6.838569294675482E-3,7.2716234294485135E-2,null,3.8080335944497362E-2,1.6064486636352977E-2,4.7496987137760408E-4,2.9503707992148548E-6,2.8407164565355593E-5,6.838569294675482E-3,5.4651149987592504E-2]
[2004,3,13,22,4.5672834073837196E-2,1.4318789139452165E-2,1.1894051613100009E-3,1.5899935316525914E-6,5.7942244623656132E-5,8.9626651364306739E-3,7.0203225749185333E-2,null,3.472442666562555E-2,1.5818030754091779E-2,4.7496987137760408E-4,2.9503707992148548E-6,2.8407164565355593E-5,8.9626651364306739E-3,5.1048784826459498E-2]
[2004,3,13,23,4.0691687066385297E-2,1.4035799120962301E-2,1.1894051613100009E-3,1.5899935316525914E-6,5.7942244623656132E-5,1.0427725852930248E-2,6.6404149439743154E-2,null,3.0937329204335215E-2,1.5505410408057061E-2,4.7496987137760408E-4,2.9503707992148548E-6,2.8407164565355593E-5,1.0427725852930248E-2,4.6949067019134441E-2]
[2004,3,13,24,3.6305581799364654E-2,1.3794508461217256E-2,1.1894051613100009E-3,1.5899935316525914E-6,5.7942244623656132E-5,1.1183781510160648E-2,6.253280917020787E-2,null,2.7602633782410055E-2,1.5238855531150184E-2,4.7496987137760408E-4,2.9503707992148548E-6,2.8407164565355593E-5,1.1183781510160648E-2,4.3347816720302405E-2]
[2004,3,14,1,3.2280716486430806E-2,1.3026844906148194E-2,1.1894051613100009E-3,1.5899935316525914E-6,5.7942244623656132E-5,1.0415905224418195E-2,5.6972404016462502E-2,null,2.4542584121991656E-2,1.4390814149674651E-2,4.7496987137760408E-4,2.9503707992148548E-6,2.8407164565355593E-5,1.0415905224418195E-2,3.9439725678408477E-2]
[2004,3,14,2,2.9203061241092371E-2,1.2915141737463364E-2,1.1894051613100009E-3,1.5899935316525914E-6,5.7942244623656132E-5,1.1498903643899175E-2,5.4866044021920218E-2,null,2.2202685229445143E-2,1.4267415156898246E-2,4.7496987137760408E-4,2.9503707992148548E-6,2.8407164565355593E-5,1.1498903643899175E-2,3.6976427793085562E-2]
[2004,3,14,3,3.0335717992604976E-2,1.2605537155672565E-2,1.1894051613100009E-3,1.5899935316525914E-6,5.7942244623656132E-5,1.1132578195457923E-2,5.5322770743200772E-2,null,2.3063828556825282E-2,1.3925393583099029E-2,4.7496987137760408E-4,2.9503707992148548E-6,2.8407164565355593E-5,1.1132578195457923E-2,3.7495549546666479E-2]
[2004,3,14,4,2.8905694460176327E-2,1.2907336939854384E-2,1.1894051613100009E-3,1.5899935316525914E-6,5.7942244623656132E-5,1.2511518254206296E-2,5.5573487053702311E-2,null,2.1976601361734658E-2,1.4258793161881353E-2,4.7496987137760408E-4,2.9503707992148548E-6,2.8407164565355593E-5,1.2511518254206296E-2,3.6741721930358177E-2]
[2004,3,14,5,3.1032562371408362E-2,1.2700514234179356E-2,1.1894051613100009E-3,1.5899935316525914E-6,5.7942244623656132E-5,1.1327664696277705E-2,5.6309678701330725E-2,null,2.3593629739952927E-2,1.4030315188838358E-2,4.7496987137760408E-4,2.9503707992148548E-6,2.8407164565355593E-5,1.1327664696277705E-2,3.8130272335533455E-2]
[2004,3,14,6,3.2648569159529142E-2,1.297596822787855E-2,1.1894051613100009E-3,1.5899935316525914E-6,5.7942244623656132E-5,1.1188043765738561E-2,5.806151855261156E-2,null,2.4822257442681746E-2,1.4334610454397241E-2,4.7496987137760408E-4,2.9503707992148548E-6,2.8407164565355593E-5,1.1188043765738561E-2,3.9663195303821154E-2]
[2004,3,14,7,3.7441126620446456E-2,1.3318152028352483E-2,0,0,5.7942244623656132E-5,9.3538580716767353E-3,6.0171078965099323E-2,null,2.8465972869304454E-2,1.4712622437584793E-2,0,0,2.8407164565355593E-5,9.3538580716767353E-3,4.3207002471454606E-2]
[2004,3,14,8,4.2112332321787092E-2,1.3818677954814774E-2,0,0,5.7942244623656132E-5,7.8774333865954914E-3,6.3866385907821011E-2,null,3.2017426224575235E-2,1.5265555679417817E-2,0,0,2.8407164565355593E-5,7.8774333865954914E-3,4.7311389068558404E-2]
[2004,3,14,9,4.778368083802273E-2,1.4532211226413008E-2,0,0,5.7942244623656132E-5,9.336724776463478E-3,7.1710559085522874E-2,null,3.6329274386413715E-2,1.6053799093318697E-2,0,0,2.8407164565355593E-5,9.336724776463478E-3,5.2411480644297764E-2]
[2004,3,14,10,5.0235152931974163E-2,1.5036093262598997E-2,0,0,5.7942244623656132E-5,9.5976035801838052E-3,7.4926792019380614E-2,null,3.8193094853775665E-2,1.661043984465595E-2,0,0,2.8407164565355593E-5,9.5976035801838052E-3,5.4831941862996975E-2]
[2004,3,14,11,4.7790345636034973E-2,1.6099073287691491E-2,0,0,5.7942244623656132E-5,1.2097290064049941E-2,7.6044651232400062E-2,null,3.6334341540543963E-2,1.7784718658607507E-2,0,0,2.8407164565355593E-5,1.2097290064049941E-2,5.4147467363716825E-2]
[2004,3,14,12,4.8690089422697432E-2,1.5796479603759635E-2,0,0,5.7942244623656132E-5,9.4017667328530376E-3,7.394627800393376E-2,null,3.701840434880551E-2,1.7450442055201139E-2,0,0,2.8407164565355593E-5,9.4017667328530376E-3,5.4497253568572004E-2]
[2004,3,14,13,4.5119016137285771E-2,1.6026560559666801E-2,0,0,5.7942244623656132E-5,1.1340637742675906E-2,7.2544156684252126E-2,null,3.4303366516548792E-2,1.7704613521868164E-2,0,0,2.8407164565355593E-5,1.1340637742675906E-2,5.2036387202982315E-2]
[2004,3,14,14,4.3128105969236968E-2,1.6221671440605857E-2,0,0,5.7942244623656132E-5,1.0691526485157917E-2,7.0099246139624399E-2,null,3.2789704937841099E-2,1.7920153389457134E-2,0,0,2.8407164565355593E-5,1.0691526485157917E-2,5.0738265491863589E-2]
[2004,3,14,15,4.2619717846924955E-2,1.6076359241199378E-2,0,0,5.7942244623656132E-5,9.8057829387338345E-3,6.8559802271481826E-2,null,3.2403184450797116E-2,1.7759626349302372E-2,0,0,2.8407164565355593E-5,9.8057829387338345E-3,5.0191217964664844E-2]
[2004,3,14,16,4.4939640610757989E-2,1.5573961562272856E-2,0,0,5.7942244623656132E-5,6.2092617177210612E-3,6.6780806135375556E-2,null,3.4166989774381831E-2,1.7204625374104821E-2,0,0,2.8407164565355593E-5,6.2092617177210612E-3,5.1400022313052005E-2]
[2004,3,14,17,4.5949115582278113E-2,1.5606743253578441E-2,0,0,5.7942244623656132E-5,7.717315702279787E-3,6.9331116782759994E-2,null,3.4934479691093936E-2,1.7240839455909696E-2,0,0,2.8407164565355593E-5,7.717315702279787E-3,5.2203726311568985E-2]
[2004,3,14,18,4.8034505650911274E-2,1.4901184843891314E-2,0,0,5.7942244623656132E-5,6.7191521010967776E-3,6.9712784840523026E-2,null,3.6519973036884736E-2,1.6461405907825053E-2,0,0,2.8407164565355593E-5,6.7191521010967776E-3,5.3009786109275148E-2]
[2004,3,14,19,5.0409568482403404E-2,1.427217188573162E-2,1.1894051613100009E-3,1.5899935316525914E-6,5.7942244623656132E-5,6.1024598129720093E-3,7.2033137580572351E-2,null,3.8325700594431779E-2,1.5766532464268432E-2,4.7496987137760408E-4,2.9503707992148548E-6,2.8407164565355593E-5,6.1024598129720093E-3,5.4598560465442383E-2]
[2004,3,14,20,5.334200947325371E-2,1.443562165389066E-2,1.1894051613100009E-3,1.5899935316525914E-6,5.7942244623656132E-5,7.7271220075692867E-3,7.6753690534178964E-2,null,4.0555195089418364E-2,1.5947096158188977E-2,4.7496987137760408E-4,2.9503707992148548E-6,2.8407164565355593E-5,7.7271220075692867E-3,5.7008618654349509E-2]
[2004,3,14,21,5.0215170444633014E-2,1.4488328411980589E-2,1.1894051613100009E-3,1.5899935316525914E-6,5.7942244623656132E-5,6.7721826410514158E-3,7.2724618897130333E-2,null,3.817790244388157E-2,1.6005321550873742E-2,4.7496987137760408E-4,2.9503707992148548E-6,2.8407164565355593E-5,6.7721826410514158E-3,5.4689551401497477E-2]
[2004,3,14,22,4.8043838783498528E-2,1.4358911188199474E-2,1.1894051613100009E-3,1.5899935316525914E-6,5.7942244623656132E-5,7.7075411568597674E-3,7.1359228528023094E-2,null,3.6527068889039706E-2,1.5862353761772186E-2,4.7496987137760408E-4,2.9503707992148548E-6,2.8407164565355593E-5,7.7075411568597674E-3,5.2895750057554064E-2]
[2004,3,14,23,3.9573450250898277E-2,1.5165783701241562E-2,1.1894051613100009E-3,1.5899935316525914E-6,5.7942244623656132E-5,1.0455684442657685E-2,6.6443855794262832E-2,null,3.0087149155700467E-2,1.6753709455443598E-2,4.7496987137760408E-4,2.9503707992148548E-6,2.8407164565355593E-5,1.0455684442657685E-2,4.7347186017886234E-2]
[2004,3,14,24,3.4208619770139261E-2,1.5212164011574658E-2,1.1894051613100009E-3,1.5899935316525914E-6,5.7942244623656132E-5,1.2157068041689267E-2,6.2826789222868495E-2,null,2.6008342434368888E-2,1.6804945992841294E-2,4.7496987137760408E-4,2.9503707992148548E-6,2.8407164565355593E-5,1.2157068041689267E-2,4.331961583395235E-2]
[2004,3,15,1,2.2822197908470201E-2,1.3832229903717E-2,1.1894051613100009E-3,1.5899935316525914E-6,5.7942244623656132E-5,8.5180442023775546E-3,4.6421409414030064E-2,null,1.7351402725302473E-2,1.5280526578313358E-2,4.7496987137760408E-4,2.9503707992148548E-6,2.8407164565355593E-5,8.5180442023775546E-3,3.3138256710357999E-2]
[2004,3,15,2,2.1800247032599866E-2,1.3752116117655783E-2,1.1894051613100009E-3,1.5899935316525914E-6,5.7942244623656132E-5,9.1889977958922384E-3,4.599029834561319E-2,null,1.6574427550351392E-2,1.5192024518579029E-2,4.7496987137760408E-4,2.9503707992148548E-6,2.8407164565355593E-5,9.1889977958922384E-3,3.2272779475672586E-2]
[2004,3,15,3,2.1647187765176271E-2,1.403072929242581E-2,1.1894051613100009E-3,1.5899935316525914E-6,5.7942244623656132E-5,9.2236922616802889E-3,4.6150546718747673E-2,null,1.6458058697510936E-2,1.5499809745673729E-2,4.7496987137760408E-4,2.9503707992148548E-6,2.8407164565355593E-5,9.2236922616802889E-3,3.2464195849926832E-2]
[2004,3,15,4,2.2413693910732117E-2,1.4178103320530157E-2,1.1894051613100009E-3,1.5899935316525914E-6,5.7942244623656132E-5,9.2245127088359628E-3,4.7065247339563548E-2,null,1.7040822762405084E-2,1.566261449726309E-2,4.7496987137760408E-4,2.9503707992148548E-6,2.8407164565355593E-5,9.2245127088359628E-3,3.3209764666410346E-2]
[2004,3,15,5,2.3022657930092366E-2,1.4318284876119027E-2,1.1894051613100009E-3,1.5899935316525914E-6,5.7942244623656132E-5,9.2922176840653931E-3,4.7882097889742091E-2,null,1.7503809718679656E-2,1.5817473692119981E-2,4.7496987137760408E-4,2.9503707992148548E-6,2.8407164565355593E-5,9.2922176840653931E-3,3.3827610817541806E-2]
[2004,3,15,6,2.7339332880659494E-2,1.5010704922644797E-2,1.1894051613100009E-3,1.5899935316525914E-6,5.7942244623656132E-5,8.3234002181782705E-3,5.1922375420947867E-2,null,2.0785718227312691E-2,1.6582393231336923E-2,4.7496987137760408E-4,2.9503707992148548E-6,2.8407164565355593E-5,8.3234002181782705E-3,3.7874438865391782E-2]
[2004,3,15,7,3.5766986213040836E-2,1.631312692874461E-2,0,0,5.7942244623656132E-5,7.5954402804436078E-3,5.9733495666852703E-2,null,2.7193146976544326E-2,1.8021184678480264E-2,0,0,2.8407164565355593E-5,7.5954402804436078E-3,4.5242738819589942E-2]
[2004,3,15,8,3.9064594508437162E-2,1.8362383912350431E-2,0,0,5.7942244623656132E-5,1.0170308584750211E-2,6.7655229250161458E-2,null,2.9700273143497949E-2,2.0285008083798909E-2,0,0,2.8407164565355593E-5,1.0170308584750211E-2,5.001368839186221E-2]
[2004,3,15,9,3.9604490598843897E-2,1.9403370883708214E-2,0,0,5.7942244623656132E-5,1.1142080353422205E-2,7.0207884080597971E-2,null,3.0110748704705256E-2,2.1434991072386746E-2,0,0,2.8407164565355593E-5,1.1142080353422205E-2,5.1574146941657358E-2]
[2004,3,15,10,3.7078085286671426E-2,2.055150144670503E-2,0,0,5.7942244623656132E-5,1.1941748588001287E-2,6.9629277566001388E-2,null,2.8189957543632266E-2,2.2703336068484035E-2,0,0,2.8407164565355593E-5,1.1941748588001287E-2,5.0921700776681657E-2]
[2004,3,15,11,3.649435871425797E-2,2.0716845716846708E-2,0,0,5.7942244623656132E-5,1.1183076746933888E-2,6.8452223422662217E-2,null,2.7746158270660085E-2,2.2885992627264398E-2,0,0,2.8407164565355593E-5,1.1183076746933888E-2,5.0660558062489841E-2]
[2004,3,15,12,3.4602157745442362E-2,2.096690461291539E-2,0,0,5.7942244623656132E-5,1.0946180080458575E-2,6.6573184683439979E-2,null,2.6307543936545413E-2,2.3162233814268844E-2,0,0,2.8407164565355593E-5,1.0946180080458575E-2,4.9498184915379613E-2]
[2004,3,15,13,3.4508526544064416E-2,2.0861641958332219E-2,0,0,5.7942244623656132E-5,1.0116919484180285E-2,6.5545030231200577E-2,null,2.6236357423779274E-2,2.3045949686383595E-2,0,0,2.8407164565355593E-5,1.0116919484180285E-2,4.9310714274728225E-2]
[2004,3,15,14,3.201796153069409E-2,2.0769036637246597E-2,0,0,5.7942244623656132E-5,1.0724629379924333E-2,6.3569569792488678E-2,null,2.4342815148234543E-2,2.2943648171733246E-2,0,0,2.8407164565355593E-5,1.0724629379924333E-2,4.7314870484533145E-2]
[2004,3,15,15,3.1564239944966439E-2,2.0170684748739072E-2,0,0,5.7942244623656132E-5,8.7815848266674951E-3,6.0574451764996658E-2,null,2.3997856875999011E-2,2.2282646149704516E-2,0,0,2.8407164565355593E-5,8.7815848266674951E-3,4.6308910190268879E-2]
[2004,3,15,16,3.3823145537524177E-2,1.9475820510169082E-2,0,0,5.7942244623656132E-5,7.9209406838067434E-3,6.127784897612365E-2,null,2.5715271684691052E-2,2.1515026500544768E-2,0,0,2.8407164565355593E-5,7.9209406838067434E-3,4.7258705349801172E-2]
[2004,3,15,17,3.5824269001216831E-2,1.9069576757397781E-2,0,0,5.7942244623656132E-5,7.9540869936671667E-3,6.2905874996905434E-2,null,2.7236698291402611E-2,{"$f":"F1795*W$5","v":2.1066247199976067E-2},{"$f":"G1795*X$5","v":0},{"$f":"H1795*Y$5","v":0},{"$f":"I1795*Z$5","v":2.8407164565355593E-5},{"$f":"J1795","v":7.9540869936671667E-3},4.8331352655944029E-2]
[2004,3,15,18,3.8474605322773289E-2,1.8506366602383983E-2,0,0,5.7942244623656132E-5,5.4741361124034885E-3,6.2513050282184415E-2,null,{"$f":"E1796*V$5","v":2.9251712491930391E-2},2.0444066408970583E-2,0,0,2.8407164565355593E-5,5.4741361124034885E-3,{"$f":"SUM(M1796:Q1796)","v":4.972418606546633E-2}]
[2004,3,15,19,3.6959303745523336E-2,1.8054557761050975E-2,1.1894051613100009E-3,1.5899935316525914E-6,5.7942244623656132E-5,5.5964926473523165E-3,6.1859291553391933E-2,null,2.809964957395036E-2,1.9944951150161098E-2,4.7496987137760408E-4,2.9503707992148548E-6,2.8407164565355593E-5,5.5964926473523165E-3,4.8550928130853627E-2]
[2004,3,15,20,3.9646022148358911E-2,1.7956367015439366E-2,1.1894051613100009E-3,1.5899935316525914E-6,5.7942244623656132E-5,5.8399867648863783E-3,6.4691313328149966E-2,null,3.014232456976133E-2,1.9836479391919182E-2,4.7496987137760408E-4,2.9503707992148548E-6,2.8407164565355593E-5,5.8399867648863783E-3,5.0485131368422684E-2]
[2004,3,15,21,4.1053861080630062E-2,1.7195378230317301E-2,1.1894051613100009E-3,1.5899935316525914E-6,5.7942244623656132E-5,4.4911594074341036E-3,6.3989336117846768E-2,null,3.1212685118914677E-2,1.8995811658820607E-2,4.7496987137760408E-4,2.9503707992148548E-6,2.8407164565355593E-5,4.4911594074341036E-3,5.0714824184477453E-2]
[2004,3,15,22,3.4618129416604949E-2,1.6657821121557611E-2,1.1894051613100009E-3,1.5899935316525914E-6,5.7942244623656132E-5,4.9920509439835446E-3,5.7516938881611405E-2,null,2.631968697814244E-2,1.8401969903374046E-2,4.7496987137760408E-4,2.9503707992148548E-6,2.8407164565355593E-5,4.9920509439835446E-3,4.5227984288258652E-2]
[2004,3,15,23,3.176521183531935E-2,1.6205053268996565E-2,1.1894051613100009E-3,1.5899935316525914E-6,5.7942244623656132E-5,6.7675633819177005E-3,5.5986765885698925E-2,null,2.4150653036121891E-2,1.7901795220548265E-2,4.7496987137760408E-4,2.9503707992148548E-6,2.8407164565355593E-5,6.7675633819177005E-3,4.2558775663412325E-2]
[2004,3,15,24,2.4987249184808658E-2,1.589789857165572E-2,1.1894051613100009E-3,1.5899935316525914E-6,5.7942244623656132E-5,7.8936581048215278E-3,5.0027743260751212E-2,null,1.8997461390087612E-2,1.7562480045118064E-2,4.7496987137760408E-4,2.9503707992148548E-6,2.8407164565355593E-5,7.8936581048215278E-3,3.7066268841947844E-2]
[2004,3,16,1,2.6131037252469728E-2,1.6217842006169644E-2,1.1894051613100009E-3,1.5899935316525914E-6,5.7942244623656132E-5,1.0036403729617258E-2,5.3634220387721934E-2,null,1.9867067703816802E-2,1.7915922996014445E-2,4.7496987137760408E-4,2.9503707992148548E-6,2.8407164565355593E-5,1.0036403729617258E-2,3.8289318106573419E-2]
[2004,3,16,2,2.5641973497308391E-2,1.5539253940946116E-2,1.1894051613100009E-3,1.5899935316525914E-6,5.7942244623656132E-5,1.0167441654574807E-2,5.2597606492294613E-2,null,1.9495239266950796E-2,1.7166283708744651E-2,4.7496987137760408E-4,2.9503707992148548E-6,2.8407164565355593E-5,1.0167441654574807E-2,3.7167850382437612E-2]
[2004,3,16,3,2.5760793780636265E-2,1.5343428106244332E-2,1.1894051613100009E-3,1.5899935316525914E-6,5.7942244623656132E-5,1.0564741587329129E-2,5.2917900873675025E-2,null,1.9585576691778371E-2,1.6949954028518836E-2,4.7496987137760408E-4,2.9503707992148548E-6,2.8407164565355593E-5,1.0564741587329129E-2,3.7041858127039376E-2]
[2004,3,16,4,2.655403907680521E-2,1.5014153333225016E-2,1.1894051613100009E-3,1.5899935316525914E-6,5.7942244623656132E-5,1.0414750282395477E-2,5.3231880091891004E-2,null,2.0188670164588491E-2,1.658620270601243E-2,4.7496987137760408E-4,2.9503707992148548E-6,2.8407164565355593E-5,1.0414750282395477E-2,3.7281200277343093E-2]
[2004,3,16,5,2.7884410007310057E-2,1.5274131143428449E-2,1.1894051613100009E-3,1.5899935316525914E-6,5.7942244623656132E-5,1.0133977606569118E-2,5.454145615677293E-2,null,2.1200132859014505E-2,1.6873401362066994E-2,4.7496987137760408E-4,2.9503707992148548E-6,2.8407164565355593E-5,1.0133977606569118E-2,3.8579861627823668E-2]
[2004,3,16,6,3.0882229540728494E-2,1.603663015307771E-2,1.1894051613100009E-3,1.5899935316525914E-6,5.7942244623656132E-5,1.0346567796954705E-2,5.8514364890226211E-2,null,2.3479333759415792E-2,1.7715737446992258E-2,4.7496987137760408E-4,2.9503707992148548E-6,2.8407164565355593E-5,1.0346567796954705E-2,4.1701398613150219E-2]
[2004,3,16,7,3.8313856774259844E-2,1.7692329732396029E-2,0,0,5.7942244623656132E-5,1.0306107090425268E-2,6.6370235841704789E-2,null,2.9129497584586633E-2,1.9544796217962887E-2,0,0,2.8407164565355593E-5,1.0306107090425268E-2,4.8702700967114876E-2]
[2004,3,16,8,4.1431161408024587E-2,1.9970410265771104E-2,0,0,5.7942244623656132E-5,1.3413499754921288E-2,7.4873013673340622E-2,null,3.1499541361037664E-2,2.2061402027733434E-2,0,0,2.8407164565355593E-5,1.3413499754921288E-2,5.3589350553336454E-2]
[2004,3,16,9,4.0223498483241957E-2,2.1461274345538333E-2,0,0,5.7942244623656132E-5,1.4914794038817299E-2,7.6657509112221245E-2,null,3.0581371873227597E-2,2.3708366281083075E-2,0,0,2.8407164565355593E-5,1.4914794038817299E-2,5.4318145318876028E-2]
[2004,3,16,10,3.8334988947397647E-2,2.2063819869204717E-2,0,0,5.7942244623656132E-5,1.5375567704022718E-2,7.5832318765248735E-2,null,2.9145564084756572E-2,2.4374001030730619E-2,0,0,2.8407164565355593E-5,1.5375567704022718E-2,5.354797228005255E-2]
[2004,3,16,11,3.7778364469866245E-2,2.2188428063152188E-2,0,0,5.7942244623656132E-5,1.3963134873167249E-2,7.3987869650809335E-2,null,2.8722370161228993E-2,2.451165626294869E-2,0,0,2.8407164565355593E-5,1.3963134873167249E-2,5.3262433588743038E-2]
[2004,3,16,12,3.728992368225427E-2,2.207287537598223E-2,0,0,5.7942244623656132E-5,1.3839757544550503E-2,7.3260498847410649E-2,null,2.8351015358010243E-2,2.4384004689790441E-2,0,0,2.8407164565355593E-5,1.3839757544550503E-2,5.2763427212366043E-2]
[2004,3,16,13,3.5860787575953457E-2,2.172017697894877E-2,0,0,5.7942244623656132E-5,1.2221425678607961E-2,6.9860332478133835E-2,null,2.7264462860781536E-2,2.3994377184499333E-2,0,0,2.8407164565355593E-5,1.2221425678607961E-2,5.1287247209846225E-2]
[2004,3,16,14,3.3759996011567282E-2,2.1770503448525699E-2,0,0,5.7942244623656132E-5,1.3112214407150028E-2,6.8700656111866668E-2,null,2.5667259969904224E-2,2.404997306175961E-2,0,0,2.8407164565355593E-5,1.3112214407150028E-2,4.9745640196229193E-2]
[2004,3,16,15,3.2994858662591157E-2,2.1483025444534717E-2,0,0,5.7942244623656132E-5,1.2908896146605486E-2,6.7444722498355009E-2,null,2.5085536582196342E-2,2.3732394817959291E-2,0,0,2.8407164565355593E-5,1.2908896146605486E-2,4.8846338564720988E-2]
[2004,3,16,16,3.5847442694099313E-2,2.0833103835994411E-2,0,0,5.7942244623656132E-5,1.1349977606120725E-2,6.8088466380838097E-2,null,2.7254316930915293E-2,2.3014423494300797E-2,0,0,2.8407164565355593E-5,1.1349977606120725E-2,5.0297147589781446E-2]
[2004,3,16,17,3.815708668771365E-2,2.0416448335351906E-2,0,0,5.7942244623656132E-5,1.0585111327961553E-2,6.921658859565076E-2,null,2.9010307447078713E-2,2.2554142289037037E-2,0,0,2.8407164565355593E-5,1.0585111327961553E-2,5.1592856900681106E-2]
[2004,3,16,18,4.0110295713652766E-2,2.0051131940776946E-2,0,0,5.7942244623656132E-5,1.0802232261112512E-2,7.102160216016587E-2,null,3.049530536672199E-2,2.2150575625118574E-2,0,0,2.8407164565355593E-5,1.0802232261112512E-2,5.2674288156405916E-2]
[2004,3,16,19,4.2426914492405689E-2,1.9286609164913437E-2,1.1894051613100009E-3,1.5899935316525914E-6,5.7942244623656132E-5,8.7439059736018065E-3,7.1706367030386242E-2,null,3.2256598715958165E-2,2.1306003876555533E-2,4.7496987137760408E-4,2.9503707992148548E-6,2.8407164565355593E-5,8.7439059736018065E-3,5.4068929999255867E-2]
[2004,3,16,20,4.4747255077094643E-2,1.8830546416118314E-2,1.1894051613100009E-3,1.5899935316525914E-6,5.7942244623656132E-5,7.7647647746594117E-3,7.2591503667337687E-2,null,3.402072170298473E-2,2.0802189307042786E-2,4.7496987137760408E-4,2.9503707992148548E-6,2.8407164565355593E-5,7.7647647746594117E-3,5.5329238416769684E-2]
[2004,3,16,21,4.4114119286781224E-2,1.8106119846246591E-2,1.1894051613100009E-3,1.5899935316525914E-6,5.7942244623656132E-5,6.959169076837711E-3,7.0428345609330839E-2,null,3.3539357282187487E-2,2.0001912017551911E-2,4.7496987137760408E-4,2.9503707992148548E-6,2.8407164565355593E-5,6.959169076837711E-3,5.4047596706481571E-2]
[2004,3,16,22,3.9264794272368994E-2,1.7292992997262592E-2,1.1894051613100009E-3,1.5899935316525914E-6,5.7942244623656132E-5,6.1936479669418964E-3,6.4000372636038791E-2,null,2.9852482266537864E-2,1.910364713083966E-2,4.7496987137760408E-4,2.9503707992148548E-6,2.8407164565355593E-5,6.1936479669418964E-3,4.9462456804119689E-2]
[2004,3,16,23,3.7618377446886606E-2,1.6571043154016234E-2,1.1894051613100009E-3,1.5899935316525914E-6,5.7942244623656132E-5,6.602394788672937E-3,6.2040752789041087E-2,null,2.8600734231259615E-2,1.8306105892389693E-2,4.7496987137760408E-4,2.9503707992148548E-6,2.8407164565355593E-5,6.602394788672937E-3,4.7413167530391473E-2]
[2004,3,16,24,3.0931460435524614E-2,1.6364399429601575E-2,1.1894051613100009E-3,1.5899935316525914E-6,5.7942244623656132E-5,7.7354001713693943E-3,5.6280197435960889E-2,null,2.351676333064116E-2,1.8077825640749907E-2,4.7496987137760408E-4,2.9503707992148548E-6,2.8407164565355593E-5,7.7354001713693943E-3,4.2100916378133235E-2]
[2004,3,17,1,2.7531508617831831E-2,1.625880660675803E-2,1.1894051613100009E-3,1.5899935316525914E-6,5.7942244623656132E-5,1.024484870004028E-2,5.5284101324095447E-2,null,2.0931826793327338E-2,1.7961176774502655E-2,4.7496987137760408E-4,2.9503707992148548E-6,2.8407164565355593E-5,1.024484870004028E-2,3.9399330974572162E-2]
[2004,3,17,2,2.6992352498329941E-2,1.5759631538150132E-2,1.1894051613100009E-3,1.5899935316525914E-6,5.7942244623656132E-5,1.0214680967289851E-2,5.4215602403235232E-2,null,2.05219138218069E-2,1.7409735831416199E-2,4.7496987137760408E-4,2.9503707992148548E-6,2.8407164565355593E-5,1.0214680967289851E-2,3.8437977059965267E-2]
[2004,3,17,3,2.7214611750237046E-2,1.5409101103130518E-2,1.1894051613100009E-3,1.5899935316525914E-6,5.7942244623656132E-5,1.067309988007894E-2,5.4545750132911811E-2,null,2.0690894469715195E-2,1.7022503283511136E-2,4.7496987137760408E-4,2.9503707992148548E-6,2.8407164565355593E-5,1.067309988007894E-2,3.82197251599685E-2]
[2004,3,17,4,2.8065159224843657E-2,1.5060103604403977E-2,1.1894051613100009E-3,1.5899935316525914E-6,5.7942244623656132E-5,1.0495187491402333E-2,5.4869387720115272E-2,null,2.1337553999532476E-2,1.6636964177222657E-2,4.7496987137760408E-4,2.9503707992148548E-6,2.8407164565355593E-5,1.0495187491402333E-2,3.8480845583497306E-2]
[2004,3,17,5,2.9499320262015204E-2,1.5275343201942728E-2,1.1894051613100009E-3,1.5899935316525914E-6,5.7942244623656132E-5,1.0195647320811798E-2,5.6219248184235036E-2,null,2.2427926882490665E-2,1.6874740328558357E-2,4.7496987137760408E-4,2.9503707992148548E-6,2.8407164565355593E-5,1.0195647320811798E-2,3.9808994617791194E-2]
[2004,3,17,6,3.2567246119515322E-2,1.6166259450056945E-2,1.1894051613100009E-3,1.5899935316525914E-6,5.7942244623656132E-5,1.0331927570177054E-2,6.031437053921463E-2,null,2.4760428655472691E-2,1.7858939514309471E-2,4.7496987137760408E-4,2.9503707992148548E-6,2.8407164565355593E-5,1.0331927570177054E-2,4.3125695576524334E-2]
[2004,3,17,7,4.0379616530106847E-2,1.783079587981665E-2,0,0,5.7942244623656132E-5,1.0143546456233884E-2,6.8411901110781034E-2,null,3.0700066273946777E-2,1.9697760393702107E-2,0,0,2.8407164565355593E-5,1.0143546456233884E-2,5.0426233832214243E-2]
[2004,3,17,8,4.350867933940817E-2,2.0191802133549371E-2,0,0,5.7942244623656132E-5,1.3417813074220537E-2,7.7176236791801731E-2,null,3.3079049629305517E-2,2.2305974619669544E-2,0,0,2.8407164565355593E-5,1.3417813074220537E-2,5.5413431413540416E-2]
[2004,3,17,9,4.2254607918226855E-2,2.1538406728199486E-2,0,0,5.7942244623656132E-5,1.516467284720925E-2,7.9015629738259249E-2,null,3.2125596400896982E-2,2.3793574771073953E-2,0,0,2.8407164565355593E-5,1.516467284720925E-2,5.594757833653629E-2]
[2004,3,17,10,4.0150855895673979E-2,2.2486388649408752E-2,0,0,5.7942244623656132E-5,1.5469865901692789E-2,7.8165052691399187E-2,null,3.0526142714451782E-2,2.4840814662518074E-2,0,0,2.8407164565355593E-5,1.5469865901692789E-2,5.5395364541535208E-2]
[2004,3,17,11,3.9615101519327192E-2,2.2472649118169517E-2,0,0,5.7942244623656132E-5,1.4118172700757813E-2,7.6263865582878176E-2,null,3.0118816041397815E-2,2.482563654057128E-2,0,0,2.8407164565355593E-5,1.4118172700757813E-2,5.4972859746534451E-2]
[2004,3,17,12,3.9047723390047293E-2,2.2376208455384902E-2,0,0,5.7942244623656132E-5,1.4032254199332633E-2,7.5514128289388485E-2,null,2.968744626456267E-2,2.4719098106698485E-2,0,0,2.8407164565355593E-5,1.4032254199332633E-2,5.443495153582651E-2]
[2004,3,17,13,3.7522366230923247E-2,2.2106961633241547E-2,0,0,5.7942244623656132E-5,1.2322096244400798E-2,7.2009366353189247E-2,null,2.852773822618563E-2,2.4421659931471051E-2,0,0,2.8407164565355593E-5,1.2322096244400798E-2,5.2977805322222037E-2]
[2004,3,17,14,3.5479588833516609E-2,2.1853953974093784E-2,0,0,5.7942244623656132E-5,1.3422525198315763E-2,7.0814010250549814E-2,null,2.6974642707397196E-2,2.4142161232632527E-2,0,0,2.8407164565355593E-5,1.3422525198315763E-2,5.1145211104595079E-2]
[2004,3,17,15,3.4630472731097678E-2,2.1610241142042259E-2,0,0,5.7942244623656132E-5,1.3220789012812604E-2,6.9519445130576188E-2,null,2.6329071430139017E-2,2.3872930571086144E-2,0,0,2.8407164565355593E-5,1.3220789012812604E-2,5.0230409165790517E-2]
[2004,3,17,16,3.7516130720715579E-2,2.107470492518768E-2,0,0,5.7942244623656132E-5,1.1534215308779043E-2,7.0182993199305946E-2,null,2.852299745366035E-2,2.328132130401513E-2,0,0,2.8407164565355593E-5,1.1534215308779043E-2,5.1832725922240835E-2]
[2004,3,17,17,3.9994615625026493E-2,2.0449972541700369E-2,0,0,5.7942244623656132E-5,1.0843287380736978E-2,7.1345817792087499E-2,null,3.0407355388674159E-2,2.2591176630548878E-2,0,0,2.8407164565355593E-5,1.0843287380736978E-2,5.3026939183788396E-2]
[2004,3,17,18,4.1960574660998382E-2,2.0307454741524712E-2,0,0,5.7942244623656132E-5,1.0880380559974192E-2,7.3206352207120934E-2,null,3.1902046965331436E-2,2.2433736575790848E-2,0,0,2.8407164565355593E-5,1.0880380559974192E-2,5.436419070568764E-2]
[2004,3,17,19,4.4425006953021866E-2,1.9454728311074924E-2,1.1894051613100009E-3,1.5899935316525914E-6,5.7942244623656132E-5,8.7835036562324935E-3,7.3912176319794604E-2,null,3.3775720892778589E-2,2.149172585335362E-2,4.7496987137760408E-4,2.9503707992148548E-6,2.8407164565355593E-5,8.7835036562324935E-3,5.5773774152874378E-2]
[2004,3,17,20,4.6871181280485938E-2,1.8775672963154102E-2,1.1894051613100009E-3,1.5899935316525914E-6,5.7942244623656132E-5,7.9287632711926744E-3,7.4824554914298028E-2,null,3.5635513541249678E-2,2.074157035678675E-2,4.7496987137760408E-4,2.9503707992148548E-6,2.8407164565355593E-5,7.9287632711926744E-3,5.68834113047786E-2]
[2004,3,17,21,4.6148109281692731E-2,1.8101013859068583E-2,1.1894051613100009E-3,1.5899935316525914E-6,5.7942244623656132E-5,7.0967863329341116E-3,7.2594846873160729E-2,null,3.5085771859893304E-2,1.999627141055469E-2,4.7496987137760408E-4,2.9503707992148548E-6,2.8407164565355593E-5,7.0967863329341116E-3,5.5588370677190163E-2]
[2004,3,17,22,4.1163639840922528E-2,1.7260292787468469E-2,1.1894051613100009E-3,1.5899935316525914E-6,5.7942244623656132E-5,6.2962692496684042E-3,6.5969139277524708E-2,null,3.1296148398313024E-2,1.9067523062026918E-2,4.7496987137760408E-4,2.9503707992148548E-6,2.8407164565355593E-5,6.2962692496684042E-3,5.0869998867082114E-2]
[2004,3,17,23,3.9506561377999815E-2,1.6595674062006162E-2,1.1894051613100009E-3,1.5899935316525914E-6,5.7942244623656132E-5,6.5980664728664817E-3,6.3949239312337758E-2,null,3.0036294466938344E-2,1.8333315767211606E-2,4.7496987137760408E-4,2.9503707992148548E-6,2.8407164565355593E-5,6.5980664728664817E-3,4.8875937640892118E-2]
[2004,3,17,24,3.2601326935679777E-2,1.6429464942177521E-2,1.1894051613100009E-3,1.5899935316525914E-6,5.7942244623656132E-5,7.7317490174092949E-3,5.8011478294731897E-2,null,2.4786339830585979E-2,1.8149703805092822E-2,4.7496987137760408E-4,2.9503707992148548E-6,2.8407164565355593E-5,7.7317490174092949E-3,4.344237104242097E-2]
[2004,3,18,1,2.1375447883780214E-2,1.5715123893772043E-2,1.1894051613100009E-3,1.5899935316525914E-6,5.7942244623656132E-5,1.0026028091666084E-2,4.8365537268683652E-2,null,1.625145860853007E-2,1.7360568036520401E-2,4.7496987137760408E-4,2.9503707992148548E-6,2.8407164565355593E-5,1.0026028091666084E-2,3.4118354051792643E-2]
[2004,3,18,2,1.9811867000998424E-2,1.5379254401724048E-2,1.1894051613100009E-3,1.5899935316525914E-6,5.7942244623656132E-5,1.0990695961630053E-2,4.7430754763817834E-2,null,1.5062689599535465E-2,1.6989531498246491E-2,4.7496987137760408E-4,2.9503707992148548E-6,2.8407164565355593E-5,1.0990695961630053E-2,3.2558548504524124E-2]
[2004,3,18,3,1.9872902975287807E-2,1.5142190841696115E-2,1.1894051613100009E-3,1.5899935316525914E-6,5.7942244623656132E-5,1.1455556835600898E-2,4.7719588052050128E-2,null,1.5109094410100764E-2,1.6727646317406416E-2,4.7496987137760408E-4,2.9503707992148548E-6,2.8407164565355593E-5,1.1455556835600898E-2,3.234306813424935E-2]
[2004,3,18,4,2.090516268423909E-2,1.4882878382128971E-2,1.1894051613100009E-3,1.5899935316525914E-6,5.7942244623656132E-5,1.0965744653390098E-2,4.8002723119223469E-2,null,1.5893907248853235E-2,1.644118267719185E-2,4.7496987137760408E-4,2.9503707992148548E-6,2.8407164565355593E-5,1.0965744653390098E-2,3.2841417332787254E-2]
[2004,3,18,5,2.1744262146836873E-2,1.5156424285465124E-2,1.1894051613100009E-3,1.5899935316525914E-6,5.7942244623656132E-5,1.1034030367857318E-2,4.9183654199624616E-2,null,1.6531863012820884E-2,1.6743370066745981E-2,4.7496987137760408E-4,2.9503707992148548E-6,2.8407164565355593E-5,1.1034030367857318E-2,3.3781560486309037E-2]
[2004,3,18,6,2.5585013041933741E-2,1.5798472343638154E-2,1.1894051613100009E-3,1.5899935316525914E-6,5.7942244623656132E-5,1.0133865427864265E-2,5.2766288212901462E-2,null,1.9451933017281681E-2,1.7452643443906311E-2,4.7496987137760408E-4,2.9503707992148548E-6,2.8407164565355593E-5,1.0133865427864265E-2,3.7410903867930161E-2]
[2004,3,18,7,3.4086262826790885E-2,1.7083405162923018E-2,0,0,5.7942244623656132E-5,8.6228365821951238E-3,5.9850446816532676E-2,null,2.5915316135640371E-2,1.8872114507726131E-2,0,0,2.8407164565355593E-5,8.6228365821951238E-3,4.4815837807931858E-2]
[2004,3,18,8,3.6302479861084674E-2,1.9599639091238259E-2,0,0,5.7942244623656132E-5,1.1557905574136869E-2,6.7517966771083446E-2,null,2.7600275421460738E-2,2.1651809443865293E-2,0,0,2.8407164565355593E-5,1.1557905574136869E-2,4.928049202989139E-2]
[2004,3,18,9,3.5864559252548812E-2,2.052521824504918E-2,0,0,5.7942244623656132E-5,1.2679449176032186E-2,6.9127168918253837E-2,null,2.7267330414547306E-2,{"$f":"F1859*W$5","v":2.2674300897418995E-2},{"$f":"G1859*X$5","v":0},{"$f":"H1859*Y$5","v":0},{"$f":"I1859*Z$5","v":2.8407164565355593E-5},{"$f":"J1859","v":1.2679449176032186E-2},4.9970038476531656E-2]
[2004,3,18,10,3.2528528770967298E-2,2.1496815554820501E-2,0,0,5.7942244623656132E-5,1.4299749724733237E-2,6.8383036295144695E-2,null,{"$f":"E1860*V$5","v":2.473099238865006E-2},2.374762881480626E-2,0,0,2.8407164565355593E-5,1.4299749724733237E-2,{"$f":"SUM(M1860:Q1860)","v":4.8507028368021676E-2}]
[2004,3,18,11,3.2036010071866211E-2,2.1553785456134362E-2,0,0,5.7942244623656132E-5,1.3072040331506822E-2,6.6719778104131044E-2,null,2.4356537205493783E-2,2.3810563720981903E-2,0,0,2.8407164565355593E-5,1.3072040331506822E-2,4.8195508091041041E-2]
[2004,3,18,12,3.1819208200575266E-2,2.1375481970115667E-2,0,0,5.7942244623656132E-5,1.2811230863072676E-2,6.6063863278387258E-2,null,2.4191705728900011E-2,2.3613591058144479E-2,0,0,2.8407164565355593E-5,1.2811230863072676E-2,4.7833703951609845E-2]
[2004,3,18,13,2.9741430287881978E-2,2.1416813814826477E-2,0,0,5.7942244623656132E-5,1.1781519964985152E-2,6.299770631231727E-2,null,2.261199980042328E-2,2.3659250532866234E-2,0,0,2.8407164565355593E-5,1.1781519964985152E-2,4.6299657497854869E-2]
[2004,3,18,14,2.7990632537445066E-2,2.1447127008827976E-2,0,0,5.7942244623656132E-5,1.2456239892529121E-2,6.1951941683425812E-2,null,2.1280892385606338E-2,2.3692737654598429E-2,0,0,2.8407164565355593E-5,1.2456239892529121E-2,4.5002037204770126E-2]
[2004,3,18,15,2.7658156022994415E-2,2.0947750517260614E-2,0,0,5.7942244623656132E-5,1.2155538351065974E-2,6.0819387135944654E-2,null,2.1028115071077966E-2,2.3141074198662851E-2,0,0,2.8407164565355593E-5,1.2155538351065974E-2,4.4197596434306173E-2]
[2004,3,18,16,3.0345178272236387E-2,2.0480111770753723E-2,0,0,5.7942244623656132E-5,1.0516661918815104E-2,6.1399894206428864E-2,null,2.3071021077126653E-2,2.2624471572420535E-2,0,0,2.8407164565355593E-5,1.0516661918815104E-2,4.572389981411254E-2]
[2004,3,18,17,3.2293540682046123E-2,1.9960550198006639E-2,0,0,5.7942244623656132E-5,1.0105166117156649E-2,6.2417199241833067E-2,null,2.4552334181282259E-2,2.2050509566533205E-2,0,0,2.8407164565355593E-5,1.0105166117156649E-2,4.6631250912380823E-2]
[2004,3,18,18,3.5747395105018016E-2,1.9274972120486927E-2,0,0,5.7942244623656132E-5,8.9645849185078681E-3,6.4044894388636461E-2,null,2.7178252126955248E-2,2.1293148381245661E-2,0,0,2.8407164565355593E-5,8.9645849185078681E-3,4.8499807672766265E-2]
[2004,3,18,19,3.6535110584876886E-2,1.8759062912658116E-2,1.1894051613100009E-3,1.5899935316525914E-6,5.7942244623656132E-5,8.1192770537583704E-3,6.4662387950758682E-2,null,2.7777141356590464E-2,2.0723221159308268E-2,4.7496987137760408E-4,2.9503707992148548E-6,2.8407164565355593E-5,8.1192770537583704E-3,4.90066899226409E-2]
[2004,3,18,20,3.7705442177592009E-2,1.844848708603947E-2,1.1894051613100009E-3,1.5899935316525914E-6,5.7942244623656132E-5,8.0577178325661625E-3,6.5460584495662957E-2,null,2.8666928346817555E-2,2.038012664698003E-2,4.7496987137760408E-4,2.9503707992148548E-6,2.8407164565355593E-5,8.0577178325661625E-3,4.9553382400539754E-2]
[2004,3,18,21,3.8201060519811238E-2,1.7344667066604053E-2,1.1894051613100009E-3,1.5899935316525914E-6,5.7942244623656132E-5,6.7152514779641737E-3,6.3509916463844768E-2,null,2.9043740145943221E-2,1.9160731707619984E-2,4.7496987137760408E-4,2.9503707992148548E-6,2.8407164565355593E-5,6.7152514779641737E-3,4.8710799260305374E-2]
[2004,3,18,22,3.4027533251809558E-2,1.6498721497591264E-2,1.1894051613100009E-3,1.5899935316525914E-6,5.7942244623656132E-5,5.938196756563147E-3,5.7713388905429278E-2,null,2.5870664848701496E-2,1.8226211833305809E-2,4.7496987137760408E-4,2.9503707992148548E-6,2.8407164565355593E-5,5.938196756563147E-3,4.4603204088749474E-2]
[2004,3,18,23,3.0347240978240351E-2,1.6373838574904931E-2,1.1894051613100009E-3,1.5899935316525914E-6,5.7942244623656132E-5,7.9762503520341456E-3,5.5946267304644734E-2,null,2.3072589324090516E-2,1.8088253107014458E-2,4.7496987137760408E-4,2.9503707992148548E-6,2.8407164565355593E-5,7.9762503520341456E-3,4.1667169837847143E-2]
[2004,3,18,24,2.3665658662322165E-2,1.6276233025002845E-2,1.1894051613100009E-3,1.5899935316525914E-6,5.7942244623656132E-5,9.5607615633875771E-3,5.0751590650177897E-2,null,1.7992674318939864E-2,1.7980427817104482E-2,4.7496987137760408E-4,2.9503707992148548E-6,2.8407164565355593E-5,9.5607615633875771E-3,3.6479429542786518E-2]
[2004,3,19,1,1.8184341296502458E-2,1.4812357315113144E-2,1.1894051613100009E-3,1.5899935316525914E-6,5.7942244623656132E-5,7.2451002095495183E-3,4.1490736220630431E-2,null,1.3825304223343883E-2,1.6363277737325519E-2,4.7496987137760408E-4,2.9503707992148548E-6,2.8407164565355593E-5,7.2451002095495183E-3,3.069490936741158E-2]
[2004,3,19,2,1.6874211450049921E-2,1.4653238015570301E-2,1.1894051613100009E-3,1.5899935316525914E-6,5.7942244623656132E-5,8.1825600317708986E-3,4.0958946896856425E-2,null,1.2829230546329642E-2,1.6187497931559446E-2,4.7496987137760408E-4,2.9503707992148548E-6,2.8407164565355593E-5,8.1825600317708986E-3,2.9523055884631264E-2]
[2004,3,19,3,1.6861225803581688E-2,1.4340836391585125E-2,1.1894051613100009E-3,1.5899935316525914E-6,5.7942244623656132E-5,7.972480944416941E-3,4.0423480539049067E-2,null,1.2819357738179334E-2,1.5842386452669773E-2,4.7496987137760408E-4,2.9503707992148548E-6,2.8407164565355593E-5,7.972480944416941E-3,2.9168071597591282E-2]
[2004,3,19,4,1.7423132720552431E-2,1.409682585378819E-2,1.1894051613100009E-3,1.5899935316525914E-6,5.7942244623656132E-5,8.3917599721107811E-3,4.1160655945916703E-2,null,1.3246567827654277E-2,1.5572826914247653E-2,4.7496987137760408E-4,2.9503707992148548E-6,2.8407164565355593E-5,8.3917599721107811E-3,2.9325722148644106E-2]
[2004,3,19,5,1.88980972638698E-2,1.4333772436590493E-2,1.1894051613100009E-3,1.5899935316525914E-6,5.7942244623656132E-5,9.079633005215481E-3,4.3560440105141082E-2,null,1.4367963054322743E-2,1.5834582869820528E-2,4.7496987137760408E-4,2.9503707992148548E-6,2.8407164565355593E-5,9.079633005215481E-3,3.0708873330885449E-2]
[2004,3,19,6,2.2488171608874879E-2,1.5223129565340715E-2,1.1894051613100009E-3,1.5899935316525914E-6,5.7942244623656132E-5,8.9205486218195146E-3,4.7880787195500416E-2,null,1.7097447130474775E-2,1.6817059689398863E-2,4.7496987137760408E-4,2.9503707992148548E-6,2.8407164565355593E-5,8.9205486218195146E-3,3.4420834226615807E-2]
[2004,3,19,7,2.8875442916153068E-2,1.6639365085622446E-2,0,0,5.7942244623656132E-5,8.0073727382322067E-3,5.358012298463137E-2,null,2.1953601529487346E-2,1.8381581437479488E-2,0,0,2.8407164565355593E-5,8.0073727382322067E-3,4.0363590131532193E-2]
[2004,3,19,8,3.0551724936718091E-2,1.8590970087506955E-2,0,0,5.7942244623656132E-5,9.7059550888726909E-3,5.8906592357721388E-2,null,2.322805566123478E-2,2.0537528259448656E-2,0,0,2.8407164565355593E-5,9.7059550888726909E-3,4.3793991085248792E-2]
[2004,3,19,9,3.012775931562001E-2,1.9744454804146685E-2,0,0,5.7942244623656132E-5,1.0592598803346877E-2,6.0522755167737224E-2,null,2.290572043905946E-2,2.1811788013152953E-2,0,0,2.8407164565355593E-5,1.0592598803346877E-2,4.4745915616777765E-2]
[2004,3,19,10,2.8158155850826642E-2,2.0603571643201632E-2,0,0,5.7942244623656132E-5,1.0980582707567705E-2,5.9800252446219629E-2,null,2.1408258053366231E-2,2.276085824871403E-2,0,0,2.8407164565355593E-5,1.0980582707567705E-2,4.4197523466645613E-2]
[2004,3,19,11,2.7425542031144098E-2,2.0761366744113333E-2,0,0,5.7942244623656132E-5,9.9147913621951394E-3,5.8159642382076222E-2,null,2.0851261857013203E-2,2.2935175206297346E-2,0,0,2.8407164565355593E-5,9.9147913621951394E-3,4.3814844227875904E-2]
[2004,3,19,12,2.747195777740407E-2,2.0736733079079476E-2,0,0,5.7942244623656132E-5,9.1057143443310454E-3,5.7372347445438246E-2,null,2.0886551109581347E-2,2.2907962285756603E-2,0,0,2.8407164565355593E-5,9.1057143443310454E-3,4.3822920559903306E-2]
[2004,3,19,13,2.5023867169601532E-2,2.119083288732361E-2,0,0,5.7942244623656132E-5,9.9908912967279322E-3,5.6263533598276724E-2,null,1.9025301539563066E-2,2.3409608386015308E-2,0,0,2.8407164565355593E-5,9.9908912967279322E-3,4.2463317090143726E-2]
[2004,3,19,14,2.405201936944679E-2,2.0671021103870157E-2,0,0,5.7942244623656132E-5,9.9849768492443671E-3,5.4765959567184969E-2,null,1.8286419042977328E-2,2.2835369971235454E-2,0,0,2.8407164565355593E-5,9.9849768492443671E-3,4.1150196178778138E-2]
[2004,3,19,15,2.3435150841652673E-2,1.9863306924693822E-2,0,0,5.7942244623656132E-5,8.3972976283468118E-3,5.1753697639316962E-2,null,1.781742239781426E-2,2.1943084485200558E-2,0,0,2.8407164565355593E-5,8.3972976283468118E-3,3.9788914047580171E-2]
[2004,3,19,16,2.4840955256656257E-2,1.890643885124197E-2,0,0,5.7942244623656132E-5,7.244197452477133E-3,5.1049533804999013E-2,null,1.8886236131511764E-2,2.0886028021412935E-2,0,0,2.8407164565355593E-5,7.244197452477133E-3,3.9800671317490058E-2]
[2004,3,19,17,2.7208061504646542E-2,1.8504491956042847E-2,0,0,5.7942244623656132E-5,6.4917641014455539E-3,5.2262259806758596E-2,null,2.0685914408213393E-2,2.0441995478727226E-2,0,0,2.8407164565355593E-5,6.4917641014455539E-3,4.1156317051505978E-2]
[2004,3,19,18,2.8789079461439087E-2,1.8232680845874125E-2,0,0,5.7942244623656132E-5,5.6006559162442415E-3,5.2680358468181109E-2,null,2.1887940584406566E-2,2.0141724522986539E-2,0,0,2.8407164565355593E-5,5.6006559162442415E-3,4.2058072271958458E-2]
[2004,3,19,19,2.9669137188900241E-2,1.754488882062016E-2,1.1894051613100009E-3,1.5899935316525914E-6,5.7942244623656132E-5,4.7308484500017105E-3,5.3193811858987423E-2,null,2.2557036353005856E-2,1.9381917579680819E-2,4.7496987137760408E-4,2.9503707992148548E-6,2.8407164565355593E-5,4.7308484500017105E-3,4.2445281339428848E-2]
[2004,3,19,20,3.1265323917821143E-2,1.743065667630278E-2,1.1894051613100009E-3,1.5899935316525914E-6,5.7942244623656132E-5,5.5313206680495238E-3,5.5476238661638755E-2,null,2.3770595137719168E-2,1.9255724816150305E-2,4.7496987137760408E-4,2.9503707992148548E-6,2.8407164565355593E-5,5.5313206680495238E-3,4.3532647360611645E-2]
[2004,3,19,21,3.1864071708640675E-2,1.6449508852876653E-2,1.1894051613100009E-3,1.5899935316525914E-6,5.7942244623656132E-5,4.3941376415392456E-3,5.3956655602521879E-2,null,2.4225814836148787E-2,1.8171846403379821E-2,4.7496987137760408E-4,2.9503707992148548E-6,2.8407164565355593E-5,4.3941376415392456E-3,4.2903988646270777E-2]
[2004,3,19,22,2.8263925742687261E-2,1.5839335323011034E-2,1.1894051613100009E-3,1.5899935316525914E-6,5.7942244623656132E-5,4.3305668215236391E-3,4.9682765286687247E-2,null,2.1488673445312516E-2,1.7497784960980763E-2,4.7496987137760408E-4,2.9503707992148548E-6,2.8407164565355593E-5,4.3305668215236391E-3,3.9492785813035447E-2]
[2004,3,19,23,2.5603157179908034E-2,1.4761548468211904E-2,1.1894051613100009E-3,1.5899935316525914E-6,5.7942244623656132E-5,3.7279940964646176E-3,4.5341637144049866E-2,null,1.9465727755472895E-2,1.6307148975665823E-2,4.7496987137760408E-4,2.9503707992148548E-6,2.8407164565355593E-5,3.7279940964646176E-3,3.6279204137880883E-2]
[2004,3,19,24,2.0523325657984478E-2,1.4330638760607238E-2,1.1894051613100009E-3,1.5899935316525914E-6,5.7942244623656132E-5,6.1616806906324584E-3,4.2264582508689481E-2,null,1.5603601817073735E-2,1.5831121083869654E-2,4.7496987137760408E-4,2.9503707992148548E-6,2.8407164565355593E-5,6.1616806906324584E-3,3.1941050307685556E-2]
[2004,3,20,1,2.5612744337754303E-2,1.4554825413990748E-2,1.1894051613100009E-3,1.5899935316525914E-6,5.7942244623656132E-5,1.0661631626400372E-2,5.2078138777610736E-2,null,1.9473016739533448E-2,1.6078781088032054E-2,4.7496987137760408E-4,2.9503707992148548E-6,2.8407164565355593E-5,1.0661631626400372E-2,3.6058125234307667E-2]
[2004,3,20,2,2.4271493982330694E-2,1.4007077183037434E-2,1.1894051613100009E-3,1.5899935316525914E-6,5.7942244623656132E-5,1.1452432398126959E-2,5.0979940962960393E-2,null,1.8453282568190874E-2,1.5473681154068617E-2,4.7496987137760408E-4,2.9503707992148548E-6,2.8407164565355593E-5,1.1452432398126959E-2,3.4433291129001661E-2]
[2004,3,20,3,2.4383419216490156E-2,1.3513777747864537E-2,1.1894051613100009E-3,1.5899935316525914E-6,5.7942244623656132E-5,1.1466357259751168E-2,5.0612491623571169E-2,null,1.8538377782105559E-2,1.4928731049660589E-2,4.7496987137760408E-4,2.9503707992148548E-6,2.8407164565355593E-5,1.1466357259751168E-2,3.397343623850832E-2]
[2004,3,20,4,2.5042620657060619E-2,1.3280292557012867E-2,1.1894051613100009E-3,1.5899935316525914E-6,5.7942244623656132E-5,1.1213311928515272E-2,5.0785162542054063E-2,null,1.9039559557774612E-2,1.4670798909341495E-2,4.7496987137760408E-4,2.9503707992148548E-6,2.8407164565355593E-5,1.1213311928515272E-2,3.4216685873858274E-2]
[2004,3,20,5,2.5361876569489246E-2,1.3375886885958338E-2,1.1894051613100009E-3,1.5899935316525914E-6,5.7942244623656132E-5,1.1384171652460745E-2,5.1370872507373634E-2,null,1.9282285430681317E-2,1.4776402394416216E-2,4.7496987137760408E-4,2.9503707992148548E-6,2.8407164565355593E-5,1.1384171652460745E-2,3.4565015231839705E-2]
[2004,3,20,6,2.795511571132794E-2,1.3555083009412341E-2,1.1894051613100009E-3,1.5899935316525914E-6,5.7942244623656132E-5,1.0924174247452198E-2,5.3683310367657791E-2,null,2.1253889431905103E-2,1.4974361157842626E-2,4.7496987137760408E-4,2.9503707992148548E-6,2.8407164565355593E-5,1.0924174247452198E-2,3.6734577996489895E-2]
[2004,3,20,7,3.3597566896328784E-2,1.3147458663616768E-2,0,0,5.7942244623656132E-5,9.4469487539074557E-3,5.6249916558476658E-2,null,2.5543767350826915E-2,1.4524056709951468E-2,0,0,2.8407164565355593E-5,9.4469487539074557E-3,4.009623122534374E-2]
[2004,3,20,8,3.819289445667725E-2,1.3683353584154109E-2,0,0,5.7942244623656132E-5,9.8564513182622382E-3,6.179064160371725E-2,null,2.9037531600618779E-2,1.5116062238593924E-2,0,0,2.8407164565355593E-5,9.8564513182622382E-3,4.418200100377806E-2]
[2004,3,20,9,3.8759449861667246E-2,1.488234334990224E-2,0,0,5.7942244623656132E-5,1.1620340844223091E-2,6.5320076300416224E-2,null,2.9468275871508211E-2,1.6440591624684937E-2,0,0,2.8407164565355593E-5,1.1620340844223091E-2,4.5937274660758504E-2]
[2004,3,20,10,4.1375586270664511E-2,1.499810088224543E-2,0,0,5.7942244623656132E-5,9.9300042131057215E-3,6.636163361063932E-2,null,3.1457288349574175E-2,1.6568469491227245E-2,0,0,2.8407164565355593E-5,9.9300042131057215E-3,4.8054165005366772E-2]
[2004,3,20,11,4.499353655838275E-2,1.4303597070659957E-2,0,0,5.7942244623656132E-5,5.2701680264169654E-3,6.4625243900083326E-2,null,3.4207966121018105E-2,1.580124800737814E-2,0,0,2.8407164565355593E-5,5.2701680264169654E-3,5.0037621292961604E-2]
[2004,3,20,12,4.2186109592673361E-2,1.4260775396090455E-2,0,0,5.7942244623656132E-5,6.4793329406965154E-3,6.2984160174083981E-2,null,3.2073518067449243E-2,1.5753942710911708E-2,0,0,2.8407164565355593E-5,6.4793329406965154E-3,4.7855867942926303E-2]
[2004,3,20,13,4.0002289761960956E-2,1.3944359788642995E-2,0,0,5.7942244623656132E-5,5.7927192207141206E-3,5.9797311015941726E-2,null,3.0413189929284712E-2,1.5404396966440326E-2,0,0,2.8407164565355593E-5,5.7927192207141206E-3,4.5845994060290392E-2]
[2004,3,20,14,3.6243045205954567E-2,1.4029581271764119E-2,0,0,5.7942244623656132E-5,7.5037945043103741E-3,5.783436322665271E-2,null,2.7555088071796258E-2,1.5498541522086099E-2,0,0,2.8407164565355593E-5,7.5037945043103741E-3,4.3082036758447712E-2]
[2004,3,20,15,3.4008159207437494E-2,1.3855404951250747E-2,0,0,5.7942244623656132E-5,7.6750157816460694E-3,5.5596522184957961E-2,null,2.5855935029616334E-2,1.530612815754231E-2,0,0,2.8407164565355593E-5,7.6750157816460694E-3,4.1190470351723997E-2]
[2004,3,20,16,3.554525705821656E-2,1.3392618629988735E-2,0,0,5.7942244623656132E-5,5.5978237465911214E-3,5.4593641679420074E-2,null,2.7024569354146745E-2,1.4794886027289417E-2,0,0,2.8407164565355593E-5,5.5978237465911214E-3,4.1847862546001521E-2]
[2004,3,20,17,3.6970655823005086E-2,1.3735107763966217E-2,0,0,5.7942244623656132E-5,6.5609263365080227E-3,5.7324632168102983E-2,null,2.8108280402100418E-2,1.5173235313771426E-2,0,0,2.8407164565355593E-5,6.5609263365080227E-3,4.3309922880437196E-2]
[2004,3,20,18,4.0675761612175468E-2,1.3174962280574323E-2,0,0,5.7942244623656132E-5,4.2724254457734258E-3,5.8181091583146875E-2,null,3.0925221300850791E-2,1.455444007928852E-2,0,0,2.8407164565355593E-5,4.2724254457734258E-3,4.5508068544704669E-2]
[2004,3,20,19,4.1448526694591793E-2,1.2969504567702798E-2,1.1894051613100009E-3,1.5899935316525914E-6,5.7942244623656132E-5,4.663551186407669E-3,6.033051984816757E-2,null,3.1512743949231682E-2,1.4327470019933944E-2,4.7496987137760408E-4,2.9503707992148548E-6,2.8407164565355593E-5,4.663551186407669E-3,4.6346541375907796E-2]
[2004,3,20,20,4.3495783697228653E-2,1.2709139940794426E-2,1.1894051613100009E-3,1.5899935316525914E-6,5.7942244623656132E-5,4.7912605941116864E-3,6.2245121631600078E-2,null,3.3069245250176231E-2,1.4039844045725915E-2,4.7496987137760408E-4,2.9503707992148548E-6,2.8407164565355593E-5,4.7912605941116864E-3,4.7615416702644311E-2]
[2004,3,20,21,4.2108187630026127E-2,1.2390370361125955E-2,1.1894051613100009E-3,1.5899935316525914E-6,5.7942244623656132E-5,5.4090936885277012E-3,6.1156589079145091E-2,null,3.2014275072516828E-2,1.3687697857556146E-2,4.7496987137760408E-4,2.9503707992148548E-6,2.8407164565355593E-5,5.4090936885277012E-3,4.6208300336815139E-2]
[2004,3,20,22,3.8455719301098729E-2,1.2195046022316624E-2,1.1894051613100009E-3,1.5899935316525914E-6,5.7942244623656132E-5,7.1433707195680375E-3,5.9043073442448697E-2,null,2.9237353709780298E-2,1.3471922182097959E-2,4.7496987137760408E-4,2.9503707992148548E-6,2.8407164565355593E-5,7.1433707195680375E-3,4.3215603298620425E-2]
[2004,3,20,23,3.394787084050313E-2,1.1980618526727832E-2,1.1894051613100009E-3,1.5899935316525914E-6,5.7942244623656132E-5,8.6705025266674667E-3,5.5847929293363741E-2,null,2.5810098614625791E-2,1.3235043163438412E-2,4.7496987137760408E-4,2.9503707992148548E-6,2.8407164565355593E-5,8.6705025266674667E-3,3.955146918480637E-2]
[2004,3,20,24,3.0250674231488153E-2,1.1707654404328048E-2,1.1894051613100009E-3,1.5899935316525914E-6,5.7942244623656132E-5,9.3847505577923322E-3,5.2592016593073838E-2,null,2.2999170956609451E-2,1.2933498469900963E-2,4.7496987137760408E-4,2.9503707992148548E-6,2.8407164565355593E-5,9.3847505577923322E-3,3.6438996833252579E-2]
[2004,3,21,1,3.1674967522464459E-2,1.1605490979213305E-2,1.1894051613100009E-3,1.5899935316525914E-6,5.7942244623656132E-5,1.0754483855556133E-2,5.5283879756699204E-2,null,2.4082041528050081E-2,{"$f":"F1923*W$5","v":1.2820638074746756E-2},{"$f":"G1923*X$5","v":4.7496987137760408E-4},{"$f":"H1923*Y$5","v":2.9503707992148548E-6},{"$f":"I1923*Z$5","v":2.8407164565355593E-5},{"$f":"J1923","v":1.0754483855556133E-2},3.7409007009539003E-2]
[2004,3,21,2,2.8668985026212238E-2,1.1486073256306449E-2,1.1894051613100009E-3,1.5899935316525914E-6,5.7942244623656132E-5,1.1835949955501641E-2,5.3239945637485638E-2,null,{"$f":"E1924*V$5","v":2.1796634439439896E-2},1.2688716779228849E-2,4.7496987137760408E-4,2.9503707992148548E-6,2.8407164565355593E-5,1.1835949955501641E-2,{"$f":"SUM(M1924:Q1924)","v":3.4991678625410916E-2}]
[2004,3,21,3,2.9707567411853673E-2,1.1213252128626682E-2,1.1894051613100009E-3,1.5899935316525914E-6,5.7942244623656132E-5,1.1513380605143054E-2,5.3683137545088716E-2,null,2.2586254322193685E-2,1.2387330052601652E-2,4.7496987137760408E-4,2.9503707992148548E-6,2.8407164565355593E-5,1.1513380605143054E-2,3.5479911781537504E-2]
[2004,3,21,4,2.8328870030695268E-2,1.1492797806244719E-2,1.1894051613100009E-3,1.5899935316525914E-6,5.7942244623656132E-5,1.2855818233459529E-2,5.3926423469864822E-2,null,2.1538049692966417E-2,1.2696145419786026E-2,4.7496987137760408E-4,2.9503707992148548E-6,2.8407164565355593E-5,1.2855818233459529E-2,3.474052251949461E-2]
[2004,3,21,5,3.0360533914171817E-2,1.130824480338982E-2,1.1894051613100009E-3,1.5899935316525914E-6,5.7942244623656132E-5,1.1723081012773926E-2,5.4640797129800869E-2,null,2.3082695760187229E-2,1.2492268887595505E-2,4.7496987137760408E-4,2.9503707992148548E-6,2.8407164565355593E-5,1.1723081012773926E-2,3.6081292054524899E-2]
[2004,3,21,6,3.1929960132621255E-2,1.1595186314572858E-2,1.1894051613100009E-3,1.5899935316525914E-6,5.7942244623656132E-5,1.1566631030790671E-2,5.6340714877450092E-2,null,2.4275908897378455E-2,1.2809254465378273E-2,4.7496987137760408E-4,2.9503707992148548E-6,2.8407164565355593E-5,1.1566631030790671E-2,3.75914907694989E-2]
[2004,3,21,7,3.7718127253513131E-2,1.161791262843462E-2,0,0,5.7942244623656132E-5,8.9937697983834119E-3,5.8387751924954816E-2,null,2.8676572635320845E-2,1.2834360326501823E-2,0,0,2.8407164565355593E-5,8.9937697983834119E-3,4.1539340126388026E-2]
[2004,3,21,8,4.2259060154218736E-2,1.2165203906971851E-2,0,0,5.7942244623656132E-5,7.4913352445116592E-3,6.1973541550325903E-2,null,3.2128981374598159E-2,1.3438955463076295E-2,0,0,2.8407164565355593E-5,7.4913352445116592E-3,4.5596344002239809E-2]
[2004,3,21,9,4.7689385859186313E-2,1.304488468048798E-2,0,0,5.7942244623656132E-5,8.7930161985897461E-3,6.9585228982887687E-2,null,3.6257583212788526E-2,1.441074276951286E-2,0,0,2.8407164565355593E-5,8.7930161985897461E-3,5.0696733146866742E-2]
[2004,3,21,10,4.8601490486997016E-2,1.4657343455179345E-2,0,0,5.7942244623656132E-5,9.3893605428811127E-3,7.2706136729681139E-2,null,3.6951043798321433E-2,1.619203322915776E-2,0,0,2.8407164565355593E-5,9.3893605428811127E-3,5.3171484192044552E-2]
[2004,3,21,11,4.6234485552630197E-2,1.5823448113556658E-2,0,0,5.7942244623656132E-5,1.167499570615429E-2,7.3790871616964793E-2,null,3.5151442548972268E-2,1.7480234289251571E-2,0,0,2.8407164565355593E-5,1.167499570615429E-2,5.2660084002789195E-2]
[2004,3,21,12,4.70857053253248E-2,1.558423341329466E-2,0,0,5.7942244623656132E-5,9.0268020183081644E-3,7.1754683001551287E-2,null,3.5798613217765868E-2,1.7215972734121225E-2,0,0,2.8407164565355593E-5,9.0268020183081644E-3,5.3042993116452448E-2]
[2004,3,21,13,4.3569806054196906E-2,1.5877092773349404E-2,0,0,5.7942244623656132E-5,1.0889282714255792E-2,7.0394123786425747E-2,null,3.3125523428622641E-2,1.7539495786165194E-2,0,0,2.8407164565355593E-5,1.0889282714255792E-2,5.0693426379353188E-2]
[2004,3,21,14,4.1677955851360041E-2,1.599500646674535E-2,0,0,5.7942244623656132E-5,1.0290771557446718E-2,6.8021676120175761E-2,null,3.168717577705029E-2,1.7669755573518763E-2,0,0,2.8407164565355593E-5,1.0290771557446718E-2,4.9385338515134408E-2]
[2004,3,21,15,4.1179914145816475E-2,1.5921898757633769E-2,0,0,5.7942244623656132E-5,9.3680958613542378E-3,6.6527851009428138E-2,null,3.130852152816764E-2,1.7588993158497095E-2,0,0,2.8407164565355593E-5,9.3680958613542378E-3,4.8925921851230091E-2]
[2004,3,21,16,4.3396903215976404E-2,1.5371925527340803E-2,0,0,5.7942244623656132E-5,5.9748105248469009E-3,6.4801581512787768E-2,null,3.2994067782223295E-2,1.6981435257757298E-2,0,0,2.8407164565355593E-5,5.9748105248469009E-3,5.0003910204545948E-2]
[2004,3,21,17,4.4524025084043704E-2,1.5295887319857784E-2,0,0,5.7942244623656132E-5,7.3984490558665888E-3,6.7276303704391721E-2,null,3.3851003013955404E-2,1.6897435508006223E-2,0,0,2.8407164565355593E-5,7.3984490558665888E-3,5.0776845686526982E-2]
[2004,3,21,18,4.6558338223159169E-2,1.4555391100239866E-2,0,0,5.7942244623656132E-5,6.4749928713446611E-3,6.7646664439367343E-2,null,3.5397663273748624E-2,1.6079406004175352E-2,0,0,2.8407164565355593E-5,6.4749928713446611E-3,5.1505476442489331E-2]
[2004,3,21,19,4.8863912259587784E-2,1.3723893573754583E-2,1.1894051613100009E-3,1.5899935316525914E-6,5.7942244623656132E-5,6.0615073047723018E-3,6.9898250537579976E-2,null,3.7150559457521819E-2,1.5160846947414309E-2,4.7496987137760408E-4,2.9503707992148548E-6,2.8407164565355593E-5,6.0615073047723018E-3,5.28177338116783E-2]
[2004,3,21,20,5.1735812131869854E-2,1.385000864611971E-2,1.1894051613100009E-3,1.5899935316525914E-6,5.7942244623656132E-5,7.6441387970587306E-3,7.4478896974513611E-2,null,3.9334025373931936E-2,1.5300166834996815E-2,4.7496987137760408E-4,2.9503707992148548E-6,2.8407164565355593E-5,7.6441387970587306E-3,5.5140519615670916E-2]
[2004,3,21,21,4.8742559040713736E-2,1.3901826219830235E-2,1.1894051613100009E-3,1.5899935316525914E-6,5.7942244623656132E-5,6.6759142099777668E-3,7.0569236869987048E-2,null,3.7058296276686206E-2,1.5357409941698982E-2,4.7496987137760408E-4,2.9503707992148548E-6,2.8407164565355593E-5,6.6759142099777668E-3,5.292203362512736E-2]
[2004,3,21,22,4.6592299526552479E-2,1.3702450939334284E-2,1.1894051613100009E-3,1.5899935316525914E-6,5.7942244623656132E-5,7.7006237352864682E-3,6.9244311600638542E-2,null,3.542348358494813E-2,1.5137159172742462E-2,4.7496987137760408E-4,2.9503707992148548E-6,2.8407164565355593E-5,7.7006237352864682E-3,5.1066970164432762E-2]
[2004,3,21,23,3.8223356489212691E-2,1.492442419692027E-2,1.1894051613100009E-3,1.5899935316525914E-6,5.7942244623656132E-5,1.0077897405322726E-2,6.4474615490920997E-2,null,2.9060691464382716E-2,1.6487078525623748E-2,4.7496987137760408E-4,2.9503707992148548E-6,2.8407164565355593E-5,1.0077897405322726E-2,4.6054097396748636E-2]
[2004,3,21,24,3.3072374724906546E-2,1.48622869494064E-2,1.1894051613100009E-3,1.5899935316525914E-6,5.7942244623656132E-5,1.1781153014738414E-2,6.0964752088516663E-2,null,2.514447097669718E-2,1.6418435228863347E-2,4.7496987137760408E-4,2.9503707992148548E-6,2.8407164565355593E-5,1.1781153014738414E-2,4.2069233612302692E-2]
[2004,3,22,1,2.9643992823997919E-2,1.4364012508182413E-2,1.1894051613100009E-3,1.5899935316525914E-6,5.7942244623656132E-5,1.0671417003664122E-2,5.5928359735309761E-2,null,2.2537919438699799E-2,1.5867989212898028E-2,4.7496987137760408E-4,2.9503707992148548E-6,2.8407164565355593E-5,1.0671417003664122E-2,3.8912236058339995E-2]
[2004,3,22,2,2.8310402757457928E-2,1.4469566840422474E-2,1.1894051613100009E-3,1.5899935316525914E-6,5.7942244623656132E-5,1.1380049031639071E-2,5.5408956028984775E-2,null,2.1524009279485452E-2,1.5984595558402519E-2,4.7496987137760408E-4,2.9503707992148548E-6,2.8407164565355593E-5,1.1380049031639071E-2,3.8014932244630137E-2]
[2004,3,22,3,2.8496431009906786E-2,1.4745483742454997E-2,1.1894051613100009E-3,1.5899935316525914E-6,5.7942244623656132E-5,1.1111173274881134E-2,5.5602025426708224E-2,null,2.166544399753802E-2,1.6289402200878933E-2,4.7496987137760408E-4,2.9503707992148548E-6,2.8407164565355593E-5,1.1111173274881134E-2,3.8461173605159119E-2]
[2004,3,22,4,2.9647243955650545E-2,1.4630189034993397E-2,1.1894051613100009E-3,1.5899935316525914E-6,5.7942244623656132E-5,1.1177684490088047E-2,5.6704054880197294E-2,null,2.2540391229315407E-2,1.6162035619064645E-2,4.7496987137760408E-4,2.9503707992148548E-6,2.8407164565355593E-5,1.1177684490088047E-2,3.920875425512222E-2]
[2004,3,22,5,3.0470602437710947E-2,1.4687333801933542E-2,1.1894051613100009E-3,1.5899935316525914E-6,5.7942244623656132E-5,1.1281316652532684E-2,5.7688190291642474E-2,null,2.3166379342590925E-2,1.6225163700084016E-2,4.7496987137760408E-4,2.9503707992148548E-6,2.8407164565355593E-5,1.1281316652532684E-2,3.989787044941711E-2]
[2004,3,22,6,3.595340892166364E-2,1.550782017657518E-2,1.1894051613100009E-3,1.5899935316525914E-6,5.7942244623656132E-5,9.845741812118303E-3,6.2555908309822425E-2,null,2.7334881594192853E-2,1.7131558687886121E-2,4.7496987137760408E-4,2.9503707992148548E-6,2.8407164565355593E-5,9.845741812118303E-3,4.4972767688821143E-2]
[2004,3,22,7,4.3159305237016103E-2,1.7659631005974244E-2,0,0,5.7942244623656132E-5,1.1089836634173714E-2,7.1966715121787719E-2,null,3.2813425311406408E-2,1.950867378783824E-2,0,0,2.8407164565355593E-5,1.1089836634173714E-2,5.2350506263810007E-2]
[2004,3,22,8,4.7770835817371696E-2,2.0034030690240574E-2,0,0,5.7942244623656132E-5,1.364798597034708E-2,8.1510794722583019E-2,null,3.6319508494135296E-2,2.213168379674655E-2,0,0,2.8407164565355593E-5,1.364798597034708E-2,5.8479599455447201E-2]
[2004,3,22,9,4.8702160631378048E-2,2.1193693136566247E-2,0,0,5.7942244623656132E-5,1.4632423101711218E-2,8.4586219114279174E-2,null,3.7027581922501024E-2,2.3412768116216221E-2,0,0,2.8407164565355593E-5,1.4632423101711218E-2,6.0468757203282597E-2]
[2004,3,22,10,4.7511126831386752E-2,2.193774044665385E-2,0,0,5.7942244623656132E-5,1.4382315726724527E-2,8.3889125249388796E-2,null,3.6122055329226396E-2,2.423472052565824E-2,0,0,2.8407164565355593E-5,1.4382315726724527E-2,6.0385183019449992E-2]
[2004,3,22,11,4.6504163701875711E-2,2.2126029468313924E-2,0,0,5.7942244623656132E-5,1.3782873318374331E-2,8.247100873318762E-2,null,3.5356475131396614E-2,2.4442724254623752E-2,0,0,2.8407164565355593E-5,1.3782873318374331E-2,5.9827606550585721E-2]
[2004,3,22,12,4.4295497404597969E-2,2.2162126376250445E-2,0,0,5.7942244623656132E-5,1.3691588176587905E-2,8.0207154202059969E-2,null,3.3677256566928493E-2,2.4482600671149386E-2,0,0,2.8407164565355593E-5,1.3691588176587905E-2,5.8188264402643235E-2]
[2004,3,22,13,4.3701617750360855E-2,2.2014874675211672E-2,0,0,5.7942244623656132E-5,1.3194006136386851E-2,7.8968440806583037E-2,null,3.3225738045690574E-2,2.4319931054819471E-2,0,0,2.8407164565355593E-5,1.3194006136386851E-2,5.7574076265075401E-2]
[2004,3,22,14,4.061521534415078E-2,2.1856742803349507E-2,0,0,5.7942244623656132E-5,1.4058504311074339E-2,7.6588404703198276E-2,null,3.087918880721351E-2,2.4145242064852718E-2,0,0,2.8407164565355593E-5,1.4058504311074339E-2,5.5052838036631579E-2]
[2004,3,22,15,4.0124108937488509E-2,2.1145629599482515E-2,0,0,5.7942244623656132E-5,1.1652222161003388E-2,7.2979902942598068E-2,null,3.0505807370546072E-2,2.335967211065761E-2,0,0,2.8407164565355593E-5,1.1652222161003388E-2,5.3893886645769037E-2]
[2004,3,22,16,4.2598334665805281E-2,2.0579895972147218E-2,0,0,5.7942244623656132E-5,1.0591181529479233E-2,7.3827354412055388E-2,null,3.2386927112715846E-2,2.2734703628430487E-2,0,0,2.8407164565355593E-5,1.0591181529479233E-2,5.5150037905711685E-2]
[2004,3,22,17,4.5002317032472428E-2,2.0206024781359647E-2,0,0,5.7942244623656132E-5,1.0522504591386437E-2,7.5788788649842176E-2,null,3.4214641794529488E-2,2.2321686442664947E-2,0,0,2.8407164565355593E-5,1.0522504591386437E-2,5.656473540175979E-2]
[2004,3,22,18,4.8787788743785317E-2,1.9324692798289116E-2,0,0,5.7942244623656132E-5,7.1450909963413911E-3,7.5315514783039481E-2,null,3.7092683796954337E-2,2.1348075037608129E-2,0,0,2.8407164565355593E-5,7.1450909963413911E-3,5.8469165999127826E-2]
[2004,3,22,19,4.7061814137944157E-2,1.898574496146814E-2,1.1894051613100009E-3,1.5899935316525914E-6,5.7942244623656132E-5,7.2313703168059114E-3,7.4527866815683519E-2,null,3.5780449077068739E-2,2.097363783802016E-2,4.7496987137760408E-4,2.9503707992148548E-6,2.8407164565355593E-5,7.2313703168059114E-3,5.7260414321831071E-2]
[2004,3,22,20,4.9699276040715216E-2,1.8888246298997078E-2,1.1894051613100009E-3,1.5899935316525914E-6,5.7942244623656132E-5,8.1034209006449129E-3,7.7939880639822517E-2,null,3.778567503432146E-2,2.086593062713591E-2,4.7496987137760408E-4,2.9503707992148548E-6,2.8407164565355593E-5,8.1034209006449129E-3,5.9157933068199539E-2]
[2004,3,22,21,5.1670362443455242E-2,1.7947894370362295E-2,1.1894051613100009E-3,1.5899935316525914E-6,5.7942244623656132E-5,6.226947919241191E-3,7.7094142132524038E-2,null,3.9284264877310092E-2,1.9827119622800971E-2,4.7496987137760408E-4,2.9503707992148548E-6,2.8407164565355593E-5,6.226947919241191E-3,5.9617711906853235E-2]
[2004,3,22,22,4.3811993847151842E-2,1.7395167215474582E-2,1.1894051613100009E-3,1.5899935316525914E-6,5.7942244623656132E-5,6.8401204710186875E-3,6.9296218933110415E-2,null,3.3309655471801258E-2,1.9216519449176933E-2,4.7496987137760408E-4,2.9503707992148548E-6,2.8407164565355593E-5,6.8401204710186875E-3,5.303250232772036E-2]
[2004,3,22,23,4.0418061541747347E-2,1.7008811470966424E-2,1.1894051613100009E-3,1.5899935316525914E-6,5.7942244623656132E-5,8.7768609396085499E-3,6.7452671351787633E-2,null,3.0729295486769687E-2,1.8789710520773096E-2,4.7496987137760408E-4,2.9503707992148548E-6,2.8407164565355593E-5,8.7768609396085499E-3,5.0025333414284952E-2]
[2004,3,22,24,3.2256414433910467E-2,1.6615237190194938E-2,1.1894051613100009E-3,1.5899935316525914E-6,5.7942244623656132E-5,1.0152670423832161E-2,6.0273259447402874E-2,null,2.4524107606187919E-2,1.8354927242897331E-2,4.7496987137760408E-4,2.9503707992148548E-6,2.8407164565355593E-5,1.0152670423832161E-2,4.3385362255827419E-2]
[2004,3,23,1,2.1333511326650869E-2,1.5474167343514948E-2,1.1894051613100009E-3,1.5899935316525914E-6,5.7942244623656132E-5,1.0135731320490464E-2,4.8192347390121584E-2,null,1.6219574821763245E-2,1.7094382251867355E-2,4.7496987137760408E-4,2.9503707992148548E-6,2.8407164565355593E-5,1.0135731320490464E-2,3.3820284480372768E-2]
[2004,3,23,2,1.9797229017478768E-2,1.509771468319375E-2,1.1894051613100009E-3,1.5899935316525914E-6,5.7942244623656132E-5,1.1117030929916956E-2,4.726091203005478E-2,null,1.5051560542283638E-2,1.6678513305099122E-2,4.7496987137760408E-4,2.9503707992148548E-6,2.8407164565355593E-5,1.1117030929916956E-2,3.2236401254124927E-2]
[2004,3,23,3,1.9866248799252681E-2,1.4829746629836139E-2,1.1894051613100009E-3,1.5899935316525914E-6,5.7942244623656132E-5,1.160377604669059E-2,4.7548708875244719E-2,null,1.5104035331713415E-2,1.6382487791499936E-2,4.7496987137760408E-4,2.9503707992148548E-6,2.8407164565355593E-5,1.160377604669059E-2,3.199285052995552E-2]
[2004,3,23,4,2.0915772561058928E-2,1.4500964428055157E-2,1.1894051613100009E-3,1.5899935316525914E-6,5.7942244623656132E-5,1.1165154775163956E-2,4.7830829163743351E-2,null,1.5901973792062842E-2,1.6019280614655611E-2,4.7496987137760408E-4,2.9503707992148548E-6,2.8407164565355593E-5,1.1165154775163956E-2,3.2427581813460622E-2]
[2004,3,23,5,2.171563147011675E-2,1.4855196481718611E-2,1.1894051613100009E-3,1.5899935316525914E-6,5.7942244623656132E-5,1.1187768864039811E-2,4.900753421534048E-2,null,1.6510095503658923E-2,1.6410602357322741E-2,4.7496987137760408E-4,2.9503707992148548E-6,2.8407164565355593E-5,1.1187768864039811E-2,3.3427025267723828E-2]
[2004,3,23,6,2.544911573770001E-2,1.5680566245836143E-2,1.1894051613100009E-3,1.5899935316525914E-6,5.7942244623656132E-5,1.0198717139142416E-2,5.2577336522143879E-2,null,1.9348612168671946E-2,1.732239204743952E-2,4.7496987137760408E-4,2.9503707992148548E-6,2.8407164565355593E-5,1.0198717139142416E-2,3.7177331622853638E-2]
[2004,3,23,7,3.3885633110131395E-2,1.6945675924612071E-2,0,0,5.7942244623656132E-5,8.7468793032600047E-3,5.9636130582627123E-2,null,2.5762780125463625E-2,1.8719964398794257E-2,0,0,2.8407164565355593E-5,8.7468793032600047E-3,4.4511151688823233E-2]
[2004,3,23,8,3.6321993004210691E-2,1.8944769699020612E-2,0,0,5.7942244623656132E-5,1.1951486003350692E-2,6.7276190951205656E-2,null,2.7615110995412636E-2,2.0928372281328208E-2,0,0,2.8407164565355593E-5,1.1951486003350692E-2,4.8571890441306199E-2]
[2004,3,23,9,3.5965631038066471E-2,1.9693933653346145E-2,0,0,5.7942244623656132E-5,1.3162123440549909E-2,6.8879630376586176E-2,null,2.7344173900951018E-2,2.1755977070669473E-2,0,0,2.8407164565355593E-5,1.3162123440549909E-2,4.9128558136185843E-2]
[2004,3,23,10,3.2617578892728684E-2,2.0768263783836116E-2,0,0,5.7942244623656132E-5,1.4694380011367145E-2,6.8138164932555603E-2,null,2.479869596968182E-2,2.2942794397095161E-2,0,0,2.8407164565355593E-5,1.4694380011367145E-2,4.7769897531342337E-2]
[2004,3,23,11,3.2140160477422471E-2,2.0801135807302053E-2,0,0,5.7942244623656132E-5,1.3481618527712414E-2,6.6480857057060583E-2,null,2.4435721324309066E-2,2.2979108269243802E-2,0,0,2.8407164565355593E-5,1.3481618527712414E-2,4.7443236758118221E-2]
[2004,3,23,12,3.1879208120190815E-2,2.0746244805134036E-2,0,0,5.7942244623656132E-5,1.314389863000027E-2,6.5827293799948769E-2,null,2.4237322841367027E-2,2.2918469932303405E-2,0,0,2.8407164565355593E-5,1.314389863000027E-2,4.7184199938235791E-2]
[2004,3,23,13,2.9853225352654278E-2,2.0703486793022394E-2,0,0,5.7942244623656132E-5,1.2157462831363401E-2,6.2772117221663717E-2,null,2.2696996048345814E-2,2.2871234964040463E-2,0,0,2.8407164565355593E-5,1.2157462831363401E-2,4.5596638176951629E-2]
[2004,3,23,14,2.8136130297339516E-2,2.0665401739664982E-2,0,0,5.7942244623656132E-5,1.287062723148827E-2,6.173010151311642E-2,null,2.1391512328421791E-2,2.2829162234327658E-2,0,0,2.8407164565355593E-5,1.287062723148827E-2,4.4249081727314801E-2]
[2004,3,23,15,2.7700473975320741E-2,2.0425843255000409E-2,0,0,5.7942244623656132E-5,1.2417340696925447E-2,6.0601600171870253E-2,null,2.1060288827359858E-2,2.2564520899021789E-2,0,0,2.8407164565355593E-5,1.2417340696925447E-2,4.3653216890947005E-2]
[2004,3,23,16,3.0252366521213252E-2,2.025668099041637E-2,0,0,5.7942244623656132E-5,1.0613040168668549E-2,6.1180029924921824E-2,null,2.3000457581178472E-2,2.2377646584611392E-2,0,0,2.8407164565355593E-5,1.0613040168668549E-2,4.5406511330355219E-2]
[2004,3,23,17,3.2129176939127396E-2,1.9893581817165142E-2,0,0,5.7942244623656132E-5,1.0112990406671896E-2,6.2193691407588084E-2,null,2.4427370691426514E-2,{"$f":"F1987*W$5","v":2.197652929506012E-2},{"$f":"G1987*X$5","v":0},{"$f":"H1987*Y$5","v":0},{"$f":"I1987*Z$5","v":2.8407164565355593E-5},{"$f":"J1987","v":1.0112990406671896E-2},4.6432307151051989E-2]
[2004,3,23,18,3.5536604772682071E-2,1.923065997845257E-2,0,0,5.7942244623656132E-5,8.9903459352765527E-3,6.3815552931034844E-2,null,{"$f":"E1988*V$5","v":2.701799114062825E-2},2.1244196558668157E-2,0,0,2.8407164565355593E-5,8.9903459352765527E-3,{"$f":"SUM(M1988:Q1988)","v":4.8290594863861766E-2}]
[2004,3,23,19,3.633859329480519E-2,1.8691573640805172E-2,1.1894051613100009E-3,1.5899935316525914E-6,5.7942244623656132E-5,8.1517407629068742E-3,6.4430845097982539E-2,null,2.7627731967705373E-2,2.0648665457192388E-2,4.7496987137760408E-4,2.9503707992148548E-6,2.8407164565355593E-5,8.1517407629068742E-3,4.878272483163993E-2]
[2004,3,23,20,3.7481665072083947E-2,1.8474209071335145E-2,1.1894051613100009E-3,1.5899935316525914E-6,5.7942244623656132E-5,8.0213669568711919E-3,6.5226178499755594E-2,null,2.8496793695722809E-2,2.0408541839808191E-2,4.7496987137760408E-4,2.9503707992148548E-6,2.8407164565355593E-5,8.0213669568711919E-3,4.9411662942273171E-2]
[2004,3,23,21,3.8021191656160101E-2,1.7254822352994324E-2,1.1894051613100009E-3,1.5899935316525914E-6,5.7942244623656132E-5,6.7575463102506669E-3,6.3282497718870401E-2,null,2.8906988326356419E-2,1.9061479848462733E-2,4.7496987137760408E-4,2.9503707992148548E-6,2.8407164565355593E-5,6.7575463102506669E-3,4.8474795581561321E-2]
[2004,3,23,22,3.3767587673321636E-2,1.6631364871915733E-2,1.1894051613100009E-3,1.5899935316525914E-6,5.7942244623656132E-5,5.8588346799427222E-3,5.7506724624645393E-2,null,2.567303180577132E-2,1.8372743565420641E-2,4.7496987137760408E-4,2.9503707992148548E-6,2.8407164565355593E-5,5.8588346799427222E-3,4.455210277793413E-2]
[2004,3,23,23,3.0140033896095403E-2,1.6440153472910397E-2,1.1894051613100009E-3,1.5899935316525914E-6,5.7942244623656132E-5,7.9168081897139277E-3,5.5745932958185036E-2,null,2.2915052633529373E-2,1.816151147305986E-2,4.7496987137760408E-4,2.9503707992148548E-6,2.8407164565355593E-5,7.9168081897139277E-3,4.1582891513331402E-2]
[2004,3,23,24,2.3531413364085901E-2,1.6239651601599223E-2,1.1894051613100009E-3,1.5899935316525914E-6,5.7942244623656132E-5,9.5498527981789632E-3,5.0569855163329396E-2,null,1.7890609467735887E-2,1.794001615416347E-2,4.7496987137760408E-4,2.9503707992148548E-6,2.8407164565355593E-5,9.5498527981789632E-3,3.6336953028641525E-2]
[2004,3,24,1,2.2215700054835915E-2,1.5595302293893018E-2,1.1894051613100009E-3,1.5899935316525914E-6,5.7942244623656132E-5,9.7157921343305389E-3,4.8775731882524778E-2,null,1.6890290760861293E-2,1.7228200576295101E-2,4.7496987137760408E-4,2.9503707992148548E-6,2.8407164565355593E-5,9.7157921343305389E-3,3.4624818743898562E-2]
[2004,3,24,2,2.1734992816167809E-2,1.4723048117278242E-2,1.1894051613100009E-3,1.5899935316525914E-6,5.7942244623656132E-5,1.0126040901450684E-2,4.7833019234362048E-2,null,1.6524815668385526E-2,1.6264617464852939E-2,4.7496987137760408E-4,2.9503707992148548E-6,2.8407164565355593E-5,1.0126040901450684E-2,3.3295760539980637E-2]
[2004,3,24,3,2.1821786079628789E-2,1.4327275948419595E-2,1.1894051613100009E-3,1.5899935316525914E-6,5.7942244623656132E-5,1.072630264573891E-2,4.8124302073252606E-2,null,1.6590803391136621E-2,1.5827406170123362E-2,4.7496987137760408E-4,2.9503707992148548E-6,2.8407164565355593E-5,1.072630264573891E-2,3.2924536968002155E-2]
[2004,3,24,4,2.2328989654813159E-2,1.4338174181469134E-2,1.1894051613100009E-3,1.5899935316525914E-6,5.7942244623656132E-5,1.0493736218137482E-2,4.8409837453885086E-2,null,1.697642328331497E-2,1.5839445497182653E-2,4.7496987137760408E-4,2.9503707992148548E-6,2.8407164565355593E-5,1.0493736218137482E-2,3.3322196187239791E-2]
[2004,3,24,5,2.3308130837600451E-2,1.4839551612136079E-2,1.1894051613100009E-3,1.5899935316525914E-6,5.7942244623656132E-5,1.0204166977997742E-2,4.9600786827199581E-2,null,1.7720850838259881E-2,1.6393319399539783E-2,4.7496987137760408E-4,2.9503707992148548E-6,2.8407164565355593E-5,1.0204166977997742E-2,3.4620497644541837E-2]
[2004,3,24,6,2.5877011240411724E-2,1.5758955946802218E-2,1.1894051613100009E-3,1.5899935316525914E-6,5.7942244623656132E-5,1.0328899544655641E-2,5.3213804131334891E-2,null,1.9673935225709375E-2,1.7408989502616018E-2,4.7496987137760408E-4,2.9503707992148548E-6,2.8407164565355593E-5,1.0328899544655641E-2,3.7589252135067558E-2]
[2004,3,24,7,3.2220252840719658E-2,1.730973567351916E-2,0,0,5.7942244623656132E-5,1.0770116622612215E-2,6.0358047381474683E-2,null,2.4496614444961349E-2,1.9122142840592275E-2,0,0,2.8407164565355593E-5,1.0770116622612215E-2,4.3647164450118979E-2]
[2004,3,24,11,3.2235074396700446E-2,2.1675071635191574E-2,0,0,5.7942244623656132E-5,1.3317546369489121E-2,6.7285634646004802E-2,null,2.4507883069826913E-2,2.3944549108411574E-2,0,0,2.8407164565355593E-5,1.3317546369489121E-2,4.8480839342803839E-2]
[2004,3,24,14,2.8806061319988058E-2,2.12606196246065E-2,0,0,5.7942244623656132E-5,1.2352740463386079E-2,6.2477363652604291E-2,null,2.1900851657559516E-2,2.3486702108523376E-2,0,0,2.8407164565355593E-5,1.2352740463386079E-2,4.5415960930648244E-2]
[2004,3,24,18,3.457113306544031E-2,1.9514100132361649E-2,0,0,5.7942244623656132E-5,1.044488649433906E-2,6.4588061936764668E-2,null,2.6283956299662313E-2,2.1557314171324744E-2,0,0,2.8407164565355593E-5,1.044488649433906E-2,4.7869677635552416E-2]
[2004,3,24,21,3.8419282420538672E-2,1.7412313767743125E-2,1.1894051613100009E-3,1.5899935316525914E-6,5.7942244623656132E-5,6.9680201095310337E-3,6.4048553697278132E-2,null,2.9209651251358593E-2,1.9235461322576211E-2,4.7496987137760408E-4,2.9503707992148548E-6,2.8407164565355593E-5,6.9680201095310337E-3,4.895143998067697E-2]
[2004,3,24,24,2.6163428056526265E-2,1.5813749061763301E-2,1.1894051613100009E-3,1.5899935316525914E-6,5.7942244623656132E-5,7.9559072351194689E-3,5.118202175287434E-2,null,1.9891693986002039E-2,1.7469519703118715E-2,4.7496987137760408E-4,2.9503707992148548E-6,2.8407164565355593E-5,7.9559072351194689E-3,3.7867541095862919E-2]
[2004,3,25,4,1.4394485382801825E-2,1.3200203720599494E-2,1.1894051613100009E-3,1.5899935316525914E-6,5.7942244623656132E-5,6.5476576770880559E-3,3.5391284179954685E-2,null,1.094392897223001E-2,1.4582324411595338E-2,4.7496987137760408E-4,2.9503707992148548E-6,2.8407164565355593E-5,6.5476576770880559E-3,2.6032580790567524E-2]
[2004,3,25,5,1.5712933656338336E-2,1.384116658364644E-2,1.1894051613100009E-3,1.5899935316525914E-6,5.7942244623656132E-5,7.5317497044877684E-3,3.8334787343937853E-2,null,1.1946327034781263E-2,1.529039896881975E-2,4.7496987137760408E-4,2.9503707992148548E-6,2.8407164565355593E-5,7.5317497044877684E-3,2.7743053410343187E-2]
[2004,3,25,9,2.7181236349169025E-2,1.9801529268300748E-2,0,0,5.7942244623656132E-5,9.2117291486083046E-3,5.6252437010701734E-2,null,2.0665519611983599E-2,2.1874838430368387E-2,0,0,2.8407164565355593E-5,9.2117291486083046E-3,4.2568765206917339E-2]
[2004,3,25,12,2.4469903168256445E-2,2.081154508680793E-2,0,0,5.7942244623656132E-5,8.8519148228770467E-3,5.4191305322565074E-2,null,1.8604130339435525E-2,2.2990607447124577E-2,0,0,2.8407164565355593E-5,8.8519148228770467E-3,4.1623144951125457E-2]
[2004,3,25,15,2.1857170204406584E-2,2.0885776011616227E-2,0,0,5.7942244623656132E-5,9.1918764602224538E-3,5.199276492086892E-2,null,1.6617705453837339E-2,2.3072610683577521E-2,0,0,2.8407164565355593E-5,9.1918764602224538E-3,3.9718723301980216E-2]
[2004,3,25,19,2.6910465343551349E-2,1.7783501322420941E-2,1.1894051613100009E-3,1.5899935316525914E-6,5.7942244623656132E-5,2.5056254566644402E-3,4.8448529522102039E-2,null,2.0459656145912098E-2,1.9645513883462966E-2,4.7496987137760408E-4,2.9503707992148548E-6,2.8407164565355593E-5,2.5056254566644402E-3,4.0611497436117236E-2]
[2004,3,25,21,2.9771982076864066E-2,1.6610962831009449E-2,1.1894051613100009E-3,1.5899935316525914E-6,5.7942244623656132E-5,2.4337529171429735E-3,5.0065635224481791E-2,null,2.263522790477733E-2,1.8350205339083287E-2,4.7496987137760408E-4,2.9503707992148548E-6,2.8407164565355593E-5,2.4337529171429735E-3,4.1491760650602783E-2]
[2004,3,26,2,1.4284973036300899E-2,1.4375517724788189E-2,1.1894051613100009E-3,1.5899935316525914E-6,5.7942244623656132E-5,6.5908087154634334E-3,3.6500236876017833E-2,null,1.0860668243567887E-2,1.5880699077421501E-2,4.7496987137760408E-4,2.9503707992148548E-6,2.8407164565355593E-5,6.5908087154634334E-3,2.7247694727731565E-2]
[2004,3,26,3,1.4385012786563229E-2,1.3731592801447656E-2,1.1894051613100009E-3,1.5899935316525914E-6,5.7942244623656132E-5,6.7288641524061677E-3,3.6094407139882365E-2,null,1.0936727087781841E-2,1.5169352318870351E-2,4.7496987137760408E-4,2.9503707992148548E-6,2.8407164565355593E-5,6.7288641524061677E-3,2.6612406813394367E-2]
[2004,3,26,6,1.9042037028267313E-2,1.4728893401217743E-2,1.1894051613100009E-3,1.5899935316525914E-6,5.7942244623656132E-5,7.3880742011892585E-3,4.2407942030139624E-2,null,1.4477398474621131E-2,1.6271074776307206E-2,4.7496987137760408E-4,2.9503707992148548E-6,2.8407164565355593E-5,7.3880742011892585E-3,3.1254800657670515E-2]
[2004,3,26,10,2.6699089423395533E-2,2.0362628204210517E-2,0,0,5.7942244623656132E-5,1.1981759651225183E-2,5.9101419523454893E-2,null,{"$f":"E2052*V$5","v":2.0298949945231324E-2},2.2494686948135473E-2,0,0,2.8407164565355593E-5,1.1981759651225183E-2,{"$f":"SUM(M2052:Q2052)","v":4.2822044057932149E-2}]
[2004,3,26,13,2.4089449959998975E-2,2.0630573358823484E-2,0,0,5.7942244623656132E-5,1.133887318550926E-2,5.6116838748955372E-2,null,1.8314877005419054E-2,2.2790687165388478E-2,0,0,2.8407164565355593E-5,1.133887318550926E-2,4.1133971335372888E-2]
[2004,3,26,18,2.6602351902170359E-2,1.7811558997328295E-2,0,0,5.7942244623656132E-5,5.7245230924085847E-3,5.0196376236530893E-2,null,2.022540174027064E-2,1.9676509323108767E-2,0,0,2.8407164565355593E-5,5.7245230924085847E-3,3.9930318227944767E-2]
[2004,3,26,21,2.7970958131821919E-2,1.6137057535503575E-2,1.1894051613100009E-3,1.5899935316525914E-6,5.7942244623656132E-5,2.894919635256898E-3,4.8251872702047699E-2,null,2.1265934205999037E-2,1.7826680027981059E-2,4.7496987137760408E-4,2.9503707992148548E-6,2.8407164565355593E-5,2.894919635256898E-3,3.9598941640722266E-2]
[2004,3,26,24,1.6715153435927468E-2,1.3740700535231722E-2,1.1894051613100009E-3,1.5899935316525914E-6,5.7942244623656132E-5,3.1906835688433094E-3,3.4895474939467812E-2,null,1.2708300928998559E-2,1.5179413673339179E-2,4.7496987137760408E-4,2.9503707992148548E-6,2.8407164565355593E-5,3.1906835688433094E-3,2.8394042009079912E-2]
[2004,3,27,1,1.6897128727142146E-2,1.3121330443808947E-2,1.1894051613100009E-3,1.5899935316525914E-6,5.7942244623656132E-5,5.4578848328322351E-3,3.6725281403248634E-2,null,1.2846654236448768E-2,1.44951927480309E-2,4.7496987137760408E-4,2.9503707992148548E-6,2.8407164565355593E-5,5.4578848328322351E-3,2.7848174391221843E-2]
[2004,3,27,4,1.6048818997524396E-2,1.1819015330942035E-2,1.1894051613100009E-3,1.5899935316525914E-6,5.7942244623656132E-5,6.1744767421148452E-3,3.5291248470046582E-2,null,1.2201696033324647E-2,1.3056519386322643E-2,4.7496987137760408E-4,2.9503707992148548E-6,2.8407164565355593E-5,6.1744767421148452E-3,2.5764542826389465E-2]
[2004,3,27,7,2.2771329991762217E-2,1.3266485653851235E-2,0,0,5.7942244623656132E-5,6.8528834272367726E-3,4.2948641317473876E-2,null,1.7312728548865251E-2,1.4655546361329057E-2,0,0,2.8407164565355593E-5,6.8528834272367726E-3,3.1996682074759662E-2]
[2004,3,27,11,3.2922250785492164E-2,1.4904033126911053E-2,0,0,5.7942244623656132E-5,4.3558439211856901E-3,5.2240070078212561E-2,null,2.5030333813312006E-2,1.6464552418885718E-2,0,0,2.8407164565355593E-5,4.3558439211856901E-3,4.1523293396763084E-2]
[2004,3,27,15,2.517981194234364E-2,1.5006584009151525E-2,0,0,5.7942244623656132E-5,5.0276947813366248E-3,4.5272032977455447E-2,null,1.9143864202353304E-2,1.6577840839669115E-2,0,0,2.8407164565355593E-5,5.0276947813366248E-3,3.5750112206587775E-2]
[2004,3,27,18,3.0151533997615283E-2,1.4143202420808718E-2,0,0,5.7942244623656132E-5,2.2895526960131289E-3,4.6642231359060787E-2,null,2.2923796002316796E-2,1.5624059316391121E-2,0,0,2.8407164565355593E-5,2.2895526960131289E-3,3.8576262483273269E-2]
[2004,3,27,22,2.8258960648282275E-2,1.1902763237638335E-2,1.1894051613100009E-3,1.5899935316525914E-6,5.7942244623656132E-5,2.9369083194039488E-3,4.4347569604789867E-2,null,2.1484898552423776E-2,1.3149036075465225E-2,4.7496987137760408E-4,2.9503707992148548E-6,2.8407164565355593E-5,2.9369083194039488E-3,3.5140262034631171E-2]
[2004,3,28,1,2.3742624492363241E-2,1.1766783555789735E-2,1.1894051613100009E-3,1.5899935316525914E-6,5.7942244623656132E-5,6.6141828564115135E-3,4.3372528304029795E-2,null,1.8051190379421236E-2,1.2998818709425078E-2,4.7496987137760408E-4,2.9503707992148548E-6,2.8407164565355593E-5,6.6141828564115135E-3,3.1556336495588484E-2]
[2004,3,28,2,2.1333141212006808E-2,1.1675380111229938E-2,1.1894051613100009E-3,1.5899935316525914E-6,5.7942244623656132E-5,7.9318135203821829E-3,4.2189272243084233E-2,null,1.6219293428697188E-2,1.2897844913177661E-2,4.7496987137760408E-4,2.9503707992148548E-6,2.8407164565355593E-5,7.9318135203821829E-3,2.9623465748617024E-2]
[2004,3,28,5,2.2040185759304689E-2,1.1594749151987176E-2,1.1894051613100009E-3,1.5899935316525914E-6,5.7942244623656132E-5,7.9205419258173253E-3,4.2804414236574495E-2,null,1.6756849659437849E-2,1.2808771529903945E-2,4.7496987137760408E-4,2.9503707992148548E-6,2.8407164565355593E-5,7.9205419258173253E-3,3.0071948596083968E-2]
[2004,3,28,8,3.4973809566377904E-2,1.2852816720249316E-2,0,0,5.7942244623656132E-5,5.6593907153404807E-3,5.3543959246591354E-2,null,2.6590105697008072E-2,1.4198564430105658E-2,0,0,2.8407164565355593E-5,5.6593907153404807E-3,4.0817077291679084E-2]
[2004,3,28,13,3.5259073518853372E-2,1.5293945279110181E-2,0,0,5.7942244623656132E-5,9.3703769594519933E-3,5.9981338002039197E-2,null,2.6806987950955066E-2,1.6895290126858968E-2,0,0,2.8407164565355593E-5,9.3703769594519933E-3,4.3730685242379386E-2]
[2004,3,28,16,3.526332351663606E-2,1.496468014444146E-2,0,0,5.7942244623656132E-5,5.9282835308233474E-3,5.6214229436524522E-2,null,2.6810219165731349E-2,1.6531549451881806E-2,0,0,2.8407164565355593E-5,5.9282835308233474E-3,4.3370175782178513E-2]
[2004,3,28,19,3.8443051648473683E-2,1.3143176843278032E-2,1.1894051613100009E-3,1.5899935316525914E-6,5.7942244623656132E-5,3.9649763678876165E-3,5.6800142259104638E-2,null,2.9227722667969032E-2,1.4519326563767877E-2,4.7496987137760408E-4,2.9503707992148548E-6,2.8407164565355593E-5,3.9649763678876165E-3,4.4253376638479079E-2]
[2004,3,28,23,2.9044786064354126E-2,1.397998287331334E-2,1.1894051613100009E-3,1.5899935316525914E-6,5.7942244623656132E-5,6.1259190880481647E-3,5.0399625425180936E-2,null,2.2082350792594761E-2,1.5443749948273027E-2,4.7496987137760408E-4,2.9503707992148548E-6,2.8407164565355593E-5,6.1259190880481647E-3,3.8032428147609959E-2]
[2004,3,29,2,2.5498010785192916E-2,1.3912470579734434E-2,1.1894051613100009E-3,1.5899935316525914E-6,5.7942244623656132E-5,1.0538496756370952E-2,5.1197915520763609E-2,null,{"$f":"E2116*V$5","v":1.9385786399818514E-2},1.5369168813952944E-2,4.7496987137760408E-4,2.9503707992148548E-6,2.8407164565355593E-5,1.0538496756370952E-2,{"$f":"SUM(M2116:Q2116)","v":3.5261282620513625E-2}]
[2004,3,29,5,2.7105060443917604E-2,1.4607948090401097E-2,1.1894051613100009E-3,1.5899935316525914E-6,5.7942244623656132E-5,1.034198393638377E-2,5.3303929870167778E-2,null,2.060760412043967E-2,1.6137465947555777E-2,4.7496987137760408E-4,2.9503707992148548E-6,2.8407164565355593E-5,1.034198393638377E-2,3.7251397474737616E-2]
[2004,3,29,7,4.2102019116861504E-2,1.6724997678557254E-2,0,0,5.7942244623656132E-5,7.612344226282053E-3,6.6497303266324456E-2,null,3.200958523692058E-2,1.8476180147985202E-2,0,0,2.8407164565355593E-5,7.612344226282053E-3,5.0514172549471138E-2]
[2004,3,29,10,4.285428512952532E-2,2.1299382452655682E-2,0,0,5.7942244623656132E-5,1.33019982841626E-2,7.7513608110967261E-2,null,3.2581522724915234E-2,2.3529523578986137E-2,0,0,2.8407164565355593E-5,1.33019982841626E-2,5.613945346846673E-2]
[2004,3,29,14,3.6699407373639498E-2,2.1543618438511231E-2,0,0,5.7942244623656132E-5,1.2466769566375584E-2,7.0767737623149959E-2,null,2.7902053942123514E-2,2.3799332170892452E-2,0,0,2.8407164565355593E-5,1.2466769566375584E-2,5.1729793277581322E-2]
[2004,3,29,17,4.0759566060463319E-2,2.0032903474235662E-2,0,0,5.7942244623656132E-5,9.1784901586039625E-3,7.0028901937926602E-2,null,3.0988936668592593E-2,2.2130438556156821E-2,0,0,2.8407164565355593E-5,9.1784901586039625E-3,5.3147782389314766E-2]
[2004,3,29,21,4.6954705180607785E-2,1.7537063497325332E-2,1.1894051613100009E-3,1.5899935316525914E-6,5.7942244623656132E-5,5.4943403258758535E-3,7.1235046403274285E-2,null,3.5699015612085029E-2,1.9373272909846466E-2,4.7496987137760408E-4,2.9503707992148548E-6,2.8407164565355593E-5,5.4943403258758535E-3,5.5578615928673664E-2]
[2004,3,29,24,2.9061194456797591E-2,1.6162756376764276E-2,1.1894051613100009E-3,1.5899935316525914E-6,5.7942244623656132E-5,9.2196499368993462E-3,5.5692538169926524E-2,null,2.2094825867366403E-2,1.7855069653489705E-2,4.7496987137760408E-4,2.9503707992148548E-6,2.8407164565355593E-5,9.2196499368993462E-3,4.0456222927598276E-2]
[2004,3,30,2,2.2272847126058329E-2,1.4847376112285263E-2,1.1894051613100009E-3,1.5899935316525914E-6,5.7942244623656132E-5,1.0125355935937837E-2,4.8494516573746732E-2,null,1.6933738891989087E-2,1.640196316004144E-2,4.7496987137760408E-4,2.9503707992148548E-6,2.8407164565355593E-5,1.0125355935937837E-2,3.3842029458772696E-2]
[2004,3,30,5,2.4032900634406263E-2,1.4684854859167523E-2,1.1894051613100009E-3,1.5899935316525914E-6,5.7942244623656132E-5,1.0320038527672772E-2,5.0286731420711862E-2,null,1.8271883332060399E-2,1.6222425200862561E-2,4.7496987137760408E-4,2.9503707992148548E-6,2.8407164565355593E-5,1.0320038527672772E-2,3.5000635939665126E-2]
[2004,3,30,8,3.6390125039870103E-2,1.8862193297348482E-2,0,0,5.7942244623656132E-5,1.3721981478288511E-2,6.9032242060130741E-2,null,2.7666910843699044E-2,2.0837149759054097E-2,0,0,2.8407164565355593E-5,1.3721981478288511E-2,4.8532467767318496E-2]
[2004,3,30,11,3.3343133839795605E-2,2.0932414462343757E-2,0,0,5.7942244623656132E-5,1.3882659216056262E-2,6.8216149762819284E-2,null,2.5350325402411489E-2,2.3124132389829806E-2,0,0,2.8407164565355593E-5,1.3882659216056262E-2,4.8502864956806654E-2]
[2004,3,30,15,2.9233265167184969E-2,2.0231715940389489E-2,0,0,5.7942244623656132E-5,1.2660505053596781E-2,6.218342840579489E-2,null,2.2225648858435646E-2,2.2350067581578616E-2,0,0,2.8407164565355593E-5,1.2660505053596781E-2,4.4604123604579618E-2]
[2004,3,30,18,3.5451381125701835E-2,1.932121645746367E-2,0,0,5.7942244623656132E-5,1.0650735123705367E-2,6.5481274951494528E-2,null,2.695319677566815E-2,2.1344234708265117E-2,0,0,2.8407164565355593E-5,1.0650735123705367E-2,4.8325838648498626E-2]
[2004,3,30,23,3.3155293766669494E-2,1.5726565167729377E-2,1.1894051613100009E-3,1.5899935316525914E-6,5.7942244623656132E-5,7.0702209220243313E-3,5.7201017255888512E-2,null,2.5207513182053356E-2,1.7373207263312592E-2,4.7496987137760408E-4,2.9503707992148548E-6,2.8407164565355593E-5,7.0702209220243313E-3,4.3087047852108117E-2]
[2004,3,31,2,1.7232784936931977E-2,1.4602065031485031E-2,1.1895551606997791E-3,1.5901940504221894E-6,5.7942244623656132E-5,9.294268148287264E-3,4.2378205716078136E-2,null,1.3101849029547571E-2,1.6130966905915024E-2,4.750297712277033E-4,2.9507428791703635E-6,2.8407164565355593E-5,9.294268148287264E-3,2.9739203614134825E-2]
[2004,3,31,5,1.9762095531089426E-2,1.4593061445469988E-2,1.1895551606997791E-3,1.5901940504221894E-6,5.7942244623656132E-5,1.0793525074035448E-2,4.6397769649968723E-2,null,1.5024849036497461E-2,1.612102060395499E-2,4.750297712277033E-4,2.9507428791703635E-6,2.8407164565355593E-5,1.0793525074035448E-2,3.1652257319124681E-2]
[2004,3,31,6,2.4048259283401357E-2,1.5619055905092709E-2,1.1895551606997791E-3,1.5901940504221894E-6,5.7942244623656132E-5,1.1329937155285836E-2,5.2246339943153759E-2,null,1.8283560301347021E-2,1.7254441297407629E-2,4.750297712277033E-4,2.9507428791703635E-6,2.8407164565355593E-5,1.1329937155285836E-2,3.6044389277426876E-2]
[2004,3,31,9,3.2786218847626475E-2,2.0003819134159773E-2,0,0,5.7942244623656132E-5,1.2823486700889071E-2,6.5671466927298972E-2,null,2.4926910604606289E-2,2.2098308954882413E-2,0,0,2.8407164565355593E-5,1.2823486700889071E-2,4.7053626724054054E-2]
[2004,3,31,13,2.7624293721859799E-2,2.1080444637997447E-2,0,0,5.7942244623656132E-5,1.1678302900005138E-2,6.044098350448604E-2,null,2.1002370029932122E-2,2.3287661990567626E-2,0,0,2.8407164565355593E-5,1.1678302900005138E-2,4.4318439185065103E-2]
[2004,3,31,16,2.8128977340766977E-2,2.0072605798729447E-2,0,0,5.7942244623656132E-5,1.0377706997637329E-2,5.8637232381757401E-2,null,2.1386074034061866E-2,2.2174297892566856E-2,0,0,2.8407164565355593E-5,1.0377706997637329E-2,4.3588779091194074E-2]
[2004,3,31,20,3.3902910690130454E-2,1.7803206164692394E-2,1.1895551606997791E-3,1.5901940504221894E-6,5.7942244623656132E-5,6.3625894180886541E-3,5.9317793872285363E-2,null,2.5775916031561916E-2,1.9667281911333115E-2,4.750297712277033E-4,2.9507428791703635E-6,2.8407164565355593E-5,6.3625894180886541E-3,4.5949585621567257E-2]
[2004,3,31,24,2.0556167774736393E-2,1.5495638278196115E-2,1.1895551606997791E-3,1.5901940504221894E-6,5.7942244623656132E-5,7.523078843292918E-3,4.4823972495599287E-2,null,1.5628571226085054E-2,1.711810128996465E-2,4.750297712277033E-4,2.9507428791703635E-6,2.8407164565355593E-5,7.523078843292918E-3,3.3253060194721934E-2]
[2004,4,1,3,1.3943497173582906E-2,1.3346199661578826E-2,1.1895600000000033E-3,1.6100000000000178E-6,6.0108611111111254E-5,9.6089012232010561E-3,3.8149876669473906E-2,null,1.0601048848505547E-2,1.4743606784140422E-2,4.750317037246184E-4,2.9874945351500023E-6,2.9469262344233904E-5,9.6089012232010561E-3,2.5852144093249971E-2]
[2004,4,1,6,1.8706277730181721E-2,1.435290004500276E-2,1.1895600000000033E-3,1.6100000000000178E-6,6.0108611111111254E-5,9.8944842483705171E-3,4.4204940634666109E-2,null,1.4222125304910961E-2,1.5855713224850607E-2,4.750317037246184E-4,2.9874945351500023E-6,2.9469262344233904E-5,9.8944842483705171E-3,3.058532699036557E-2]
[2004,4,1,7,2.548003922982587E-2,1.5849174034818021E-2,0,0,6.0108611111111254E-5,1.0096005682962258E-2,5.1485327558717264E-2,null,1.9372122873806501E-2,1.7508653830158726E-2,0,0,2.9469262344233904E-5,1.0096005682962258E-2,3.6910245966309457E-2]
[2004,4,1,13,2.1883716241500862E-2,1.8996771021697601E-2,0,0,6.0108611111111254E-5,1.2114088752229251E-2,5.3054684626538826E-2,null,1.6637888040204829E-2,2.0985818376339949E-2,0,0,2.9469262344233904E-5,1.2114088752229251E-2,3.7653175678889012E-2]
[2004,4,1,15,1.9990169907962839E-2,1.8569414748439476E-2,0,0,6.0108611111111254E-5,1.240831173409767E-2,5.1028005001611094E-2,null,1.519825084382226E-2,2.0513715979446234E-2,0,0,2.9469262344233904E-5,1.240831173409767E-2,3.5741436085612727E-2]
[2004,4,1,18,2.7844499961653363E-2,1.7891589891035623E-2,0,0,6.0108611111111254E-5,9.4357716231057587E-3,5.5231970086905849E-2,null,2.1169789801007921E-2,1.9764919811286988E-2,0,0,2.9469262344233904E-5,9.4357716231057587E-3,4.0964178874639143E-2]
[2004,4,1,21,3.1888215584542988E-2,1.6398676717723853E-2,1.1895600000000033E-3,1.6100000000000178E-6,6.0108611111111254E-5,6.4932342822909056E-3,5.6031405195668862E-2,null,2.4244171092448506E-2,1.8115691915083901E-2,4.750317037246184E-4,2.9874945351500023E-6,2.9469262344233904E-5,6.4932342822909056E-3,4.286735146813641E-2]
[2004,4,2,1,1.6612806966815403E-2,1.3835187607123395E-2,1.1895600000000033E-3,1.6100000000000178E-6,6.0108611111111254E-5,7.9291137067322558E-3,3.962838689178217E-2,null,1.2630488318215043E-2,1.5283793966567224E-2,4.750317037246184E-4,2.9874945351500023E-6,2.9469262344233904E-5,7.9291137067322558E-3,2.8421770745386266E-2]
[2004,4,2,4,1.5151682578773371E-2,1.3091348061030947E-2,1.1895600000000033E-3,1.6100000000000178E-6,6.0108611111111254E-5,8.8236311693081042E-3,3.8317940420223531E-2,null,1.1519615570973241E-2,1.4462071074944967E-2,4.750317037246184E-4,2.9874945351500023E-6,2.9469262344233904E-5,8.8236311693081042E-3,2.6489175106522208E-2]
[2004,4,2,7,2.5187977218522641E-2,1.5636048755610771E-2,0,0,6.0108611111111254E-5,7.8281955282328494E-3,4.8712330113477371E-2,null,1.9150072149366707E-2,1.7273213375791952E-2,0,0,2.9469262344233904E-5,7.8281955282328494E-3,3.6452754787502893E-2]
[2004,4,2,10,2.3007971739039915E-2,1.855467797323589E-2,0,0,6.0108611111111254E-5,1.2089143737796333E-2,5.3711902061183245E-2,null,1.7492644009904638E-2,2.0497436197607407E-2,0,0,2.9469262344233904E-5,1.2089143737796333E-2,3.8019549469856279E-2]
[2004,4,2,12,2.3641142734376765E-2,1.8694380667554508E-2,0,0,6.0108611111111254E-5,1.0658418702598052E-2,5.3054050715640434E-2,null,1.7974035196596294E-2,2.0651766392265607E-2,0,0,2.9469262344233904E-5,1.0658418702598052E-2,3.8655270851206139E-2]
[2004,4,2,16,2.2537439068548493E-2,1.7482525861761699E-2,0,0,6.0108611111111254E-5,8.6713451105299884E-3,4.8751418651951289E-2,null,1.713490450147287E-2,1.9313024938583022E-2,0,0,2.9469262344233904E-5,8.6713451105299884E-3,3.6477398702400125E-2]
[2004,4,2,19,2.8328670698201844E-2,1.668067590247253E-2,1.1895600000000033E-3,1.6100000000000178E-6,6.0108611111111254E-5,6.0367491525109762E-3,5.2297374364296469E-2,null,2.1537898143217198E-2,1.8427217682628935E-2,4.750317037246184E-4,2.9874945351500023E-6,2.9469262344233904E-5,6.0367491525109762E-3,4.0472604286450144E-2]
[2004,4,2,22,2.7359077673769897E-2,1.5400973909350989E-2,1.1895600000000033E-3,1.6100000000000178E-6,6.0108611111111254E-5,5.4994394040268606E-3,4.9510769598258862E-2,null,2.0800729921557057E-2,1.7013525135994818E-2,4.750317037246184E-4,2.9874945351500023E-6,2.9469262344233904E-5,5.4994394040268606E-3,3.8321743518155878E-2]
[2004,4,3,2,1.4204230222593581E-2,1.2261906440887821E-2,1.1895600000000033E-3,1.6100000000000178E-6,6.0108611111111254E-5,7.4408843035896214E-3,3.5158299578182138E-2,null,1.0799280594427845E-2,1.3545783187165535E-2,4.750317037246184E-4,2.9874945351500023E-6,2.9469262344233904E-5,7.4408843035896214E-3,2.485255224219738E-2]
[2004,4,3,3,1.3611850570935859E-2,1.190177348652249E-2,1.1895600000000033E-3,1.6100000000000178E-6,6.0108611111111254E-5,7.3648758456744149E-3,3.4129778514243876E-2,null,1.0348902504490561E-2,1.3147942692956632E-2,4.750317037246184E-4,2.9874945351500023E-6,2.9469262344233904E-5,7.3648758456744149E-3,2.4004333658051193E-2]
[2004,4,3,7,1.8583733188754704E-2,1.3391074168223037E-2,0,0,6.0108611111111254E-5,8.191821584367787E-3,4.0226737552456635E-2,null,1.4128956377947159E-2,1.4793179853431392E-2,0,0,2.9469262344233904E-5,8.191821584367787E-3,2.8951605493722783E-2]
[2004,4,3,10,2.5610313726100346E-2,1.5078023463696875E-2,0,0,6.0108611111111254E-5,8.8922160647213946E-3,4.964066186562973E-2,null,{"$f":"E2244*V$5","v":1.9471168778971291E-2},1.6656760326369313E-2,0,0,2.9469262344233904E-5,8.8922160647213946E-3,{"$f":"SUM(M2244:Q2244)","v":3.6157398367684834E-2}]
[2004,4,3,13,2.5613488193254555E-2,1.4867619331121774E-2,0,0,6.0108611111111254E-5,7.0146403207014419E-3,4.7555856456188879E-2,null,1.9473582282624698E-2,1.6424325934924093E-2,0,0,2.9469262344233904E-5,7.0146403207014419E-3,3.5927377479893025E-2]
[2004,4,3,17,2.5162054222906995E-2,1.4365416881834001E-2,0,0,6.0108611111111254E-5,7.7560294032560772E-3,4.7343609119108183E-2,null,1.9130363252853878E-2,1.5869540630786418E-2,0,0,2.9469262344233904E-5,7.7560294032560772E-3,3.5029373145984533E-2]
[2004,4,3,20,2.8919354274761049E-2,1.3245484637355556E-2,1.1895600000000033E-3,1.6100000000000178E-6,6.0108611111111254E-5,4.0752602472751585E-3,4.7491377770502871E-2,null,2.1986986730618191E-2,1.4632346443964498E-2,4.750317037246184E-4,2.9874945351500023E-6,2.9469262344233904E-5,4.0752602472751585E-3,3.7126821635186692E-2]
[2004,4,3,24,1.9511945039297297E-2,1.1449809932836971E-2,1.1895600000000033E-3,1.6100000000000178E-6,6.0108611111111254E-5,6.9959104686442095E-3,3.9208944051889592E-2,null,1.4834663063068198E-2,1.2648656522715586E-2,4.750317037246184E-4,2.9874945351500023E-6,2.9469262344233904E-5,6.9959104686442095E-3,2.7990808046387781E-2]
[2004,4,4,4,1.1844444566242235E-2,1.0550597849560027E-2,1.1895600000000033E-3,1.6100000000000178E-6,6.0108611111111254E-5,9.4523201619166469E-3,3.3098641188830019E-2,null,9.0051680627181822E-3,1.165529289055375E-2,4.750317037246184E-4,2.9874945351500023E-6,2.9469262344233904E-5,9.4523201619166469E-3,2.1167949413875932E-2]
[2004,4,4,7,1.5906140101178839E-2,1.1422042140935756E-2,0,0,6.0108611111111254E-5,7.7091493099846024E-3,3.5097440163210314E-2,null,1.2093219233639431E-2,1.2617981318130274E-2,0,0,2.9469262344233904E-5,7.7091493099846024E-3,2.4740669814113939E-2]
[2004,4,4,8,1.94971289429525E-2,1.22656483511946E-2,0,0,6.0108611111111254E-5,8.6827422252152477E-3,4.050562813047346E-2,null,1.4823398589088675E-2,1.3549916892308844E-2,0,0,2.9469262344233904E-5,8.6827422252152477E-3,2.8402784743741753E-2]
[2004,4,4,11,2.3058021318144613E-2,1.3560144534847194E-2,0,0,6.0108611111111254E-5,1.0641992728069939E-2,4.732026719217286E-2,null,1.7530696015533562E-2,1.4979952647752239E-2,0,0,2.9469262344233904E-5,1.0641992728069939E-2,3.2540117925630038E-2]
[2004,4,4,14,2.1060607559023701E-2,1.407782459926602E-2,0,0,6.0108611111111254E-5,1.0115950252401529E-2,4.5314491021802357E-2,null,1.6012089846111802E-2,1.5551836142928179E-2,0,0,2.9469262344233904E-5,1.0115950252401529E-2,3.1593395251384215E-2]
[2004,4,4,18,2.6139039558526436E-2,1.3243473698532651E-2,0,0,6.0108611111111254E-5,6.5277947667081379E-3,4.5970416634878337E-2,null,1.9873151746890912E-2,1.4630124950803623E-2,0,0,2.9469262344233904E-5,6.5277947667081379E-3,3.4532745960038767E-2]
[2004,4,4,21,2.6671087129766385E-2,1.2757293983705448E-2,1.1895600000000033E-3,1.6100000000000178E-6,6.0108611111111254E-5,5.7324306833935312E-3,4.6412090407976482E-2,null,2.0277660187078314E-2,1.4093040033478938E-2,4.750317037246184E-4,2.9874945351500023E-6,2.9469262344233904E-5,5.7324306833935312E-3,3.4878188681161257E-2]
[2004,4,5,1,2.2728365863680263E-2,1.260517370601983E-2,1.1895600000000033E-3,1.6100000000000178E-6,6.0108611111111254E-5,8.1693915108768736E-3,4.4754209691688078E-2,null,1.7280063514056539E-2,1.3924992078633215E-2,4.750317037246184E-4,2.9874945351500023E-6,2.9469262344233904E-5,8.1693915108768736E-3,3.1712544053293761E-2]
[2004,4,5,5,2.2723475451674156E-2,1.1930646893467674E-2,1.1895600000000033E-3,1.6100000000000178E-6,6.0108611111111254E-5,8.9967183889288118E-3,4.4902119345181755E-2,null,1.7276345401167022E-2,1.3179839275452979E-2,4.750317037246184E-4,2.9874945351500023E-6,2.9469262344233904E-5,8.9967183889288118E-3,3.0963673137224E-2]
[2004,4,5,8,3.8564497596980246E-2,1.5600232561999038E-2,0,0,6.0108611111111254E-5,1.0305778467169908E-2,6.4530617237260307E-2,null,2.9320056349867025E-2,1.7233647065643287E-2,0,0,2.9469262344233904E-5,1.0305778467169908E-2,4.6583172677854542E-2]
[2004,4,5,9,3.8097100039835172E-2,1.6261557766076032E-2,0,0,6.0108611111111254E-5,1.140328838410894E-2,6.582205480113125E-2,null,2.8964700424930594E-2,1.7964215992573244E-2,0,0,2.9469262344233904E-5,1.140328838410894E-2,4.6958385679848072E-2]
[2004,4,5,12,3.2844344119964987E-2,1.7306605143373548E-2,0,0,6.0108611111111254E-5,1.1633472884020979E-2,6.1844530758470621E-2,null,2.497110244856927E-2,1.911868452986239E-2,0,0,2.9469262344233904E-5,1.1633472884020979E-2,4.4119256240775895E-2]
[2004,4,5,18,4.05054027283544E-2,1.7796666549512879E-2,0,0,6.0108611111111254E-5,6.6350809707043058E-3,6.4997258859682702E-2,null,3.079569978794185E-2,1.9660057569035588E-2,0,0,2.9469262344233904E-5,6.6350809707043058E-3,5.0485226619321671E-2]
[2004,4,5,20,4.1037333138315424E-2,1.7239311427566142E-2,1.1895600000000033E-3,1.6100000000000178E-6,6.0108611111111254E-5,6.3466343056471338E-3,6.5874557482639817E-2,null,3.1200119152022619E-2,1.9044344859389432E-2,4.750317037246184E-4,2.9874945351500023E-6,2.9469262344233904E-5,6.3466343056471338E-3,5.0751952472016061E-2]
[2004,4,5,23,3.2791441019875328E-2,1.5152707640692696E-2,1.1895600000000033E-3,1.6100000000000178E-6,6.0108611111111254E-5,6.8006896055976245E-3,5.5996116877276764E-2,null,2.4930880950238824E-2,1.6739264272552092E-2,4.750317037246184E-4,2.9874945351500023E-6,2.9469262344233904E-5,6.8006896055976245E-3,4.2177633683394923E-2]
[2004,4,6,3,2.3026688979615614E-2,1.3908083930159836E-2,1.1895600000000033E-3,1.6100000000000178E-6,6.0108611111111254E-5,9.6089012232010561E-3,4.7794952744087627E-2,null,1.7506874470109998E-2,1.536432286244108E-2,4.750317037246184E-4,2.9874945351500023E-6,2.9469262344233904E-5,9.6089012232010561E-3,3.3378685793155081E-2]
[2004,4,6,6,2.7982698881201765E-2,1.4760727950877002E-2,1.1895600000000033E-3,1.6100000000000178E-6,6.0108611111111254E-5,9.8944842483705171E-3,5.3889189691560396E-2,null,2.1274860536039799E-2,1.6306242546476082E-2,4.750317037246184E-4,2.9874945351500023E-6,2.9469262344233904E-5,9.8944842483705171E-3,3.8088591543119887E-2]
[2004,4,6,9,3.3494587709086761E-2,1.8309356703246904E-2,0,0,6.0108611111111254E-5,1.2790030512208519E-2,6.4654083535653301E-2,null,2.5465473693164015E-2,2.022642868743835E-2,0,0,2.9469262344233904E-5,1.2790030512208519E-2,4.5721371642946596E-2]
[2004,4,6,11,3.1922716202597963E-2,1.9202880983683359E-2,0,0,6.0108611111111254E-5,1.323045554274789E-2,6.4416161340140318E-2,null,2.4270401437156957E-2,2.1213508978224192E-2,0,0,2.9469262344233904E-5,1.323045554274789E-2,4.5513379677725382E-2]
[2004,4,6,14,2.8673050952505254E-2,1.8912643733934007E-2,0,0,6.0108611111111254E-5,1.264721983302002E-2,6.0293023130570396E-2,null,2.1799725707197914E-2,2.0892882583226247E-2,0,0,2.9469262344233904E-5,1.264721983302002E-2,4.2722077552768398E-2]
[2004,4,6,17,3.4426581434366131E-2,1.7949179789995426E-2,0,0,6.0108611111111254E-5,1.0681449514017229E-2,6.31173193494899E-2,null,2.6174055685557283E-2,1.9828539631650238E-2,0,0,2.9469262344233904E-5,1.0681449514017229E-2,4.6032064579551751E-2]
[2004,4,6,21,4.2390641289996117E-2,1.6829625841949063E-2,1.1895600000000033E-3,1.6100000000000178E-6,6.0108611111111254E-5,6.4932342822909056E-3,6.6964780025347198E-2,null,3.2229020699779835E-2,1.8591763350598041E-2,4.750317037246184E-4,2.9874945351500023E-6,2.9469262344233904E-5,6.4932342822909056E-3,5.1328272510981883E-2]
[2004,4,6,24,2.9797509855299636E-2,1.4860244907580283E-2,1.1895600000000033E-3,1.6100000000000178E-6,6.0108611111111254E-5,7.6788377711622972E-3,5.3587871145153329E-2,null,2.265463632311172E-2,1.6416179376074952E-2,4.750317037246184E-4,2.9874945351500023E-6,2.9469262344233904E-5,7.6788377711622972E-3,3.9578304159790682E-2]
[2004,4,7,4,2.6400419211957599E-2,1.3244059320230343E-2,1.1895600000000033E-3,1.6100000000000178E-6,6.0108611111111254E-5,9.3573855017841778E-3,5.0253142645083237E-2,null,2.0071875097248018E-2,1.4630771889726609E-2,4.750317037246184E-4,2.9874945351500023E-6,2.9469262344233904E-5,9.3573855017841778E-3,3.5210135447578637E-2]
[2004,4,7,8,3.9378747188623796E-2,1.7825298491995604E-2,0,0,6.0108611111111254E-5,1.2108118760396107E-2,6.9372273052126621E-2,null,2.9939119099221097E-2,1.9691687404654389E-2,0,0,2.9469262344233904E-5,1.2108118760396107E-2,4.9660275766219716E-2]
[2004,4,7,11,3.4914788583456369E-2,1.9328524245290388E-2,0,0,6.0108611111111254E-5,1.323045554274789E-2,6.7533876982605753E-2,null,2.6545232856626005E-2,2.1352307654340489E-2,0,0,2.9469262344233904E-5,1.323045554274789E-2,4.7927009773310728E-2]
[2004,4,7,12,3.4288589915133158E-2,1.9418587079854516E-2,0,0,6.0108611111111254E-5,1.2727212791117831E-2,6.6494498397216606E-2,null,2.6069142634128566E-2,2.1451800472696955E-2,0,0,2.9469262344233904E-5,1.2727212791117831E-2,4.7550412369169751E-2]
[2004,4,7,15,3.0512080874878993E-2,1.9242996719039999E-2,0,0,6.0108611111111254E-5,1.240831173409767E-2,6.2223497939127771E-2,null,2.3197914827061149E-2,2.1257825011473538E-2,0,0,2.9469262344233904E-5,1.240831173409767E-2,4.4485209100878921E-2]
[2004,4,7,19,4.3110652317482116E-2,1.769606322722099E-2,1.1895600000000033E-3,1.6100000000000178E-6,6.0108611111111254E-5,7.4485182241264157E-3,6.9506512379940641E-2,null,3.2776435166812022E-2,1.9548920626485587E-2,4.750317037246184E-4,2.9874945351500023E-6,2.9469262344233904E-5,7.4485182241264157E-3,5.2832844253901619E-2]
[2004,4,7,22,4.1547167864427664E-2,1.6518738959812193E-2,1.1895600000000033E-3,1.6100000000000178E-6,6.0108611111111254E-5,6.1902453628057269E-3,6.5507430798156699E-2,null,3.1587739472010927E-2,1.8248325213840001E-2,4.750317037246184E-4,2.9874945351500023E-6,2.9469262344233904E-5,6.1902453628057269E-3,5.0343553146454938E-2]
[2004,4,8,1,2.2458438949583388E-2,1.4497177283959297E-2,1.1895600000000033E-3,1.6100000000000178E-6,6.0108611111111254E-5,8.6121236036474768E-3,4.6819018448301275E-2,null,1.70748417991421E-2,1.6015096939542089E-2,4.750317037246184E-4,2.9874945351500023E-6,2.9469262344233904E-5,8.6121236036474768E-3,3.3597427199288196E-2]
[2004,4,8,5,2.3992631042362635E-2,1.382445577799357E-2,1.1895600000000033E-3,1.6100000000000178E-6,6.0108611111111254E-5,9.6788932823777801E-3,4.8747258713845103E-2,null,1.8241266915888083E-2,1.5271938466666362E-2,4.750317037246184E-4,2.9874945351500023E-6,2.9469262344233904E-5,9.6788932823777801E-3,3.402069384315845E-2]
[2004,4,8,9,3.186762182754363E-2,1.7697846590313659E-2,0,0,6.0108611111111254E-5,1.2790030512208519E-2,6.2415607541176921E-2,null,2.4228513942652678E-2,1.9550890715713858E-2,0,0,2.9469262344233904E-5,1.2790030512208519E-2,4.380887392071077E-2]
[2004,4,8,12,3.0056651303786156E-2,1.8283047735703134E-2,0,0,6.0108611111111254E-5,1.2727212791117831E-2,6.1127020441718229E-2,null,2.2851657997077619E-2,2.0197365052681056E-2,0,0,2.9469262344233904E-5,1.2727212791117831E-2,4.3078492312102909E-2]
[2004,4,8,13,2.9835938136274803E-2,1.8327597906670306E-2,0,0,6.0108611111111254E-5,1.2114088752229251E-2,6.0337733406285475E-2,null,2.2683852815840223E-2,2.024657982689106E-2,0,0,2.9469262344233904E-5,1.2114088752229251E-2,4.2959901905075516E-2]
[2004,4,8,16,3.0390897740934709E-2,1.7799089265782043E-2,0,0,6.0108611111111254E-5,1.124593068219808E-2,5.9496026300025942E-2,null,2.3105780959454945E-2,1.9662733954593115E-2,0,0,2.9469262344233904E-5,1.124593068219808E-2,4.2797984176392294E-2]
[2004,4,8,20,4.0746984805378465E-2,1.7049614216119526E-2,1.1895600000000033E-3,1.6100000000000178E-6,6.0108611111111254E-5,7.1967664838603548E-3,6.6244644116469464E-2,null,3.0979371313641129E-2,1.8834785496834084E-2,4.750317037246184E-4,2.9874945351500023E-6,2.9469262344233904E-5,7.1967664838603548E-3,5.032164527107922E-2]
[2004,4,8,22,3.6779920184919837E-2,1.5930024612502237E-2,1.1895600000000033E-3,1.6100000000000178E-6,6.0108611111111254E-5,6.1902453628057269E-3,6.0151468771338916E-2,null,2.7963266723586292E-2,1.7597969826912342E-2,4.750317037246184E-4,2.9874945351500023E-6,2.9469262344233904E-5,6.1902453628057269E-3,4.6068725011102644E-2]
[2004,4,9,3,2.2156336291915657E-2,1.2232403202422358E-2,1.1895600000000033E-3,1.6100000000000178E-6,6.0108611111111254E-5,8.8274973662889906E-3,4.446751547173812E-2,null,1.684515730956752E-2,1.3513190826956378E-2,4.750317037246184E-4,2.9874945351500023E-6,2.9469262344233904E-5,8.8274973662889906E-3,3.0865836597127896E-2]
[2004,4,9,7,4.0704585099842414E-2,1.3853742025493306E-2,0,0,6.0108611111111254E-5,7.7091493099846024E-3,6.2327585046431433E-2,null,3.0947135401519922E-2,1.5304291115979871E-2,0,0,2.9469262344233904E-5,7.7091493099846024E-3,4.6280895779844025E-2]
[2004,4,9,10,3.2859548892762651E-2,1.5928994181823662E-2,0,0,6.0108611111111254E-5,1.0616209304231031E-2,5.9464860989928453E-2,null,2.4982662427902421E-2,1.7596831505507865E-2,0,0,2.9469262344233904E-5,1.0616209304231031E-2,4.2608963195754523E-2]
[2004,4,9,13,2.948953230637566E-2,1.6549091264128939E-2,0,0,6.0108611111111254E-5,1.0586144135112741E-2,5.6684876316728451E-2,null,2.2420485234633598E-2,1.8281855540913328E-2,0,0,2.9469262344233904E-5,1.0586144135112741E-2,4.0731810037891156E-2]
[2004,4,9,14,2.7969931978825531E-2,1.6374996379642081E-2,0,0,6.0108611111111254E-5,1.0115950252401529E-2,5.4520987221980247E-2,null,2.1265154036009738E-2,1.8089532139114246E-2,0,0,2.9469262344233904E-5,1.0115950252401529E-2,3.9384155437468218E-2]
[2004,4,9,19,3.9789283896185086E-2,1.4782886519895979E-2,1.1895600000000033E-3,1.6100000000000178E-6,6.0108611111111254E-5,5.7064999163378089E-3,6.1529948943529984E-2,null,3.0251244503399277E-2,1.6330721217318652E-2,4.750317037246184E-4,2.9874945351500023E-6,2.9469262344233904E-5,5.7064999163378089E-3,4.7089454181321939E-2]
[2004,4,9,22,3.8352976579046398E-2,1.3287663792029844E-2,1.1895600000000033E-3,1.6100000000000178E-6,6.0108611111111254E-5,5.6680174422654977E-3,5.8559936424452855E-2,null,2.9159239833344137E-2,1.4678941945813267E-2,4.750317037246184E-4,2.9874945351500023E-6,2.9469262344233904E-5,5.6680174422654977E-3,4.4345670239761409E-2]
[2004,4,10,1,2.1994657793573451E-2,1.1767956018400643E-2,1.1895600000000033E-3,1.6100000000000178E-6,6.0108611111111254E-5,7.0446580337593309E-3,4.2058550456844541E-2,null,1.6722235374177739E-2,1.3000113934143926E-2,4.750317037246184E-4,2.9874945351500023E-6,2.9469262344233904E-5,7.0446580337593309E-3,3.0229837768925665E-2]
[2004,4,10,4,2.1157555264242425E-2,1.1240456456585701E-2,1.1895600000000033E-3,1.6100000000000178E-6,6.0108611111111254E-5,7.2686808760626396E-3,4.0917971208001877E-2,null,1.6085797851067785E-2,1.2417382796036117E-2,4.750317037246184E-4,2.9874945351500023E-6,2.9469262344233904E-5,7.2686808760626396E-3,2.9010669107707901E-2]
[2004,4,10,8,3.418280223395033E-2,1.2334103236247463E-2,0,0,6.0108611111111254E-5,8.8049488663785921E-3,5.5381962947687498E-2,null,2.5988713717205632E-2,1.3625539311669049E-2,0,0,2.9469262344233904E-5,8.8049488663785921E-3,3.9643722291218916E-2]
[2004,4,10,11,4.3464992504053612E-2,1.3716659122724692E-2,0,0,6.0108611111111254E-5,6.1223193492627994E-3,6.3364079587152206E-2,null,3.3045835130111743E-2,1.515285501682819E-2,0,0,2.9469262344233904E-5,6.1223193492627994E-3,4.8228159409284169E-2]
[2004,4,10,12,4.0105719681958217E-2,1.3485286030845735E-2,0,0,6.0108611111111254E-5,7.0124220793657543E-3,6.0663536403280816E-2,null,3.0491826272853191E-2,1.4897256121742381E-2,0,0,2.9469262344233904E-5,7.0124220793657543E-3,4.541855165693981E-2]
[2004,4,10,16,3.4496577149728452E-2,1.3075961527629531E-2,0,0,6.0108611111111254E-5,6.7827683435116859E-3,5.4415415631980782E-2,null,2.6227272463852178E-2,1.4445073502303027E-2,0,0,2.9469262344233904E-5,6.7827683435116859E-3,4.0701815228499437E-2]
[2004,4,10,19,4.0529864034319449E-2,1.2433876587009932E-2,1.1895600000000033E-3,1.6100000000000178E-6,6.0108611111111254E-5,3.8090905185129437E-3,5.8024109750953436E-2,null,3.0814297381946101E-2,1.3735759380938111E-2,4.750317037246184E-4,2.9874945351500023E-6,2.9469262344233904E-5,3.8090905185129437E-3,4.5057545223488218E-2]
[2004,4,10,23,3.095931771560996E-2,1.0866392804442765E-2,1.1895600000000033E-3,1.6100000000000178E-6,6.0108611111111254E-5,6.0097193631242427E-3,4.9086708494288082E-2,null,2.3537942836994181E-2,1.2004152997345804E-2,4.750317037246184E-4,2.9874945351500023E-6,2.9469262344233904E-5,6.0097193631242427E-3,3.6049584294943988E-2]
[2004,4,11,2,2.1100304553187166E-2,9.520970785454148E-3,1.1895600000000033E-3,1.6100000000000178E-6,6.0108611111111254E-5,9.0170575923756331E-3,4.0889611542128057E-2,null,1.6042270924002577E-2,1.0517859242592709E-2,4.750317037246184E-4,2.9874945351500023E-6,2.9469262344233904E-5,9.0170575923756331E-3,2.7067618627199287E-2]
[2004,4,11,5,2.2110757891910325E-2,9.52616291830179E-3,1.1895600000000033E-3,1.6100000000000178E-6,6.0108611111111254E-5,9.1812078383668953E-3,4.2069407259690127E-2,null,1.6810504679823479E-2,1.0523595015098574E-2,4.750317037246184E-4,2.9874945351500023E-6,2.9469262344233904E-5,9.1812078383668953E-3,2.7841588155526051E-2]
[2004,4,11,9,4.0519925320242595E-2,1.1952768191207684E-2,0,0,6.0108611111111254E-5,9.6561122699437372E-3,6.2188914392505124E-2,null,3.0806741114525638E-2,{"$f":"F2435*W$5","v":1.3204276772546066E-2},{"$f":"G2435*X$5","v":0},{"$f":"H2435*Y$5","v":0},{"$f":"I2435*Z$5","v":2.9469262344233904E-5},{"$f":"J2435","v":9.6561122699437372E-3},4.4040487149415941E-2]
[2004,4,11,13,3.3725295858861741E-2,1.3833117139752157E-2,0,0,6.0108611111111254E-5,1.0586144135112741E-2,5.8204665744837743E-2,null,2.5640877921749263E-2,1.5281506711951304E-2,0,0,2.9469262344233904E-5,1.0586144135112741E-2,4.0951853896044804E-2]
[2004,4,11,14,3.2592823608336707E-2,1.4038305398345982E-2,0,0,6.0108611111111254E-5,1.0115950252401529E-2,5.6807187870195328E-2,null,2.4779874867928726E-2,1.5508179103953568E-2,0,0,2.9469262344233904E-5,1.0115950252401529E-2,4.0317523234226528E-2]
[2004,4,11,17,3.6932862019458321E-2,1.3722527398900819E-2,0,0,6.0108611111111254E-5,7.7659945078757103E-3,5.8481492537345962E-2,null,2.8079546293821676E-2,1.5159337727909653E-2,0,0,2.9469262344233904E-5,7.7659945078757103E-3,4.3268353284075564E-2]
[2004,4,11,20,4.215119808801604E-2,1.2600773406940786E-2,1.1895600000000033E-3,1.6100000000000178E-6,6.0108611111111254E-5,6.0871274290174218E-3,6.209037753508536E-2,null,3.2046975331316424E-2,1.3920131048452406E-2,4.750317037246184E-4,2.9874945351500023E-6,2.9469262344233904E-5,6.0871274290174218E-3,4.6474594840372835E-2]
[2004,4,11,24,2.4822562628043051E-2,1.2765600904255209E-2,1.1895600000000033E-3,1.6100000000000178E-6,6.0108611111111254E-5,7.5498057569328399E-3,4.6389247900342219E-2,null,1.8872252469310402E-2,1.4102216725966564E-2,4.750317037246184E-4,2.9874945351500023E-6,2.9469262344233904E-5,7.5498057569328399E-3,3.3481957655880974E-2]
[2004,4,12,3,1.9709002642328784E-2,1.2295844295192992E-2,1.1895600000000033E-3,1.6100000000000178E-6,6.0108611111111254E-5,8.8274973662889906E-3,4.2083622914921875E-2,null,1.4984483244454545E-2,1.3583274487435331E-2,4.750317037246184E-4,2.9874945351500023E-6,2.9469262344233904E-5,8.8274973662889906E-3,2.9075246192493874E-2]
[2004,4,12,6,2.5705820479726523E-2,1.3371751037224169E-2,1.1895600000000033E-3,1.6100000000000178E-6,6.0108611111111254E-5,8.9550854413511551E-3,4.9283935569412962E-2,null,1.9543781248278595E-2,1.4771833503720628E-2,4.750317037246184E-4,2.9874945351500023E-6,2.9469262344233904E-5,8.9550854413511551E-3,3.4823103212603228E-2]
[2004,4,12,11,3.2213399348835235E-2,1.7771535167709619E-2,0,0,6.0108611111111254E-5,1.0641992728069939E-2,6.0687035855725907E-2,null,2.4491403829479081E-2,1.9632294818541451E-2,0,0,2.9469262344233904E-5,1.0641992728069939E-2,4.4153167910364763E-2]
[2004,4,12,14,2.8240899170370946E-2,1.8671543068083715E-2,0,0,6.0108611111111254E-5,1.0115950252401529E-2,5.7088501101967296E-2,null,2.1471166659539905E-2,2.0626537593429306E-2,0,0,2.9469262344233904E-5,1.0115950252401529E-2,4.2127173515313449E-2]
[2004,4,12,15,2.91318700041126E-2,1.8148522481907479E-2,0,0,6.0108611111111254E-5,8.8424625512737547E-3,5.6182963648404943E-2,null,2.2148559512531172E-2,2.0048754399851574E-2,0,0,2.9469262344233904E-5,8.8424625512737547E-3,4.222678317472698E-2]
[2004,4,12,18,3.7866275610758005E-2,1.7805005411347555E-2,0,0,6.0108611111111254E-5,6.5277947667081379E-3,6.2259184399924804E-2,null,2.878920779079348E-2,1.9669269547204302E-2,0,0,2.9469262344233904E-5,6.5277947667081379E-3,4.8487946600342016E-2]
[2004,4,12,21,4.0910013698612246E-2,1.6882183838363166E-2,1.1895600000000033E-3,1.6100000000000178E-6,6.0108611111111254E-5,5.7324306833935312E-3,6.477590683148006E-2,null,3.1103319935667135E-2,1.8649824405590539E-2,4.750317037246184E-4,2.9874945351500023E-6,2.9469262344233904E-5,5.7324306833935312E-3,5.0260632801861681E-2]
[2004,4,13,3,1.5081247613925382E-2,1.379460080481505E-2,1.1895600000000033E-3,1.6100000000000178E-6,6.0108611111111254E-5,9.6089012232010561E-3,3.9736028253052606E-2,null,1.1466064837344452E-2,1.5238957543537938E-2,4.750317037246184E-4,2.9874945351500023E-6,2.9469262344233904E-5,9.6089012232010561E-3,2.721251084148639E-2]
[2004,4,13,5,1.6844946976576826E-2,1.4288803764948845E-2,1.1895600000000033E-3,1.6100000000000178E-6,6.0108611111111254E-5,9.6788932823777801E-3,4.2063922635014565E-2,null,1.2806981170226075E-2,1.578490577603343E-2,4.750317037246184E-4,2.9874945351500023E-6,2.9469262344233904E-5,9.6788932823777801E-3,2.9099375406863505E-2]
[2004,4,13,9,2.7705160875366577E-2,1.7828315818223462E-2,0,0,6.0108611111111254E-5,1.2790030512208519E-2,5.8383615816909665E-2,null,2.106385221290908E-2,1.9695020658507249E-2,0,0,2.9469262344233904E-5,1.2790030512208519E-2,4.0788342133760563E-2]
[2004,4,13,12,2.4524542000296509E-2,1.8524744991750185E-2,0,0,6.0108611111111254E-5,1.2727212791117831E-2,5.5836608394275636E-2,null,1.8645671490860535E-2,2.046436909835123E-2,0,0,2.9469262344233904E-5,1.2727212791117831E-2,3.9139509851555995E-2]
[2004,4,13,15,2.1451284989920587E-2,1.8943357946081856E-2,0,0,6.0108611111111254E-5,1.240831173409767E-2,5.2863063281211223E-2,null,1.6309116515776361E-2,2.0926812711508098E-2,0,0,2.9469262344233904E-5,1.240831173409767E-2,3.726539848962869E-2]
[2004,4,13,16,2.4805132273175611E-2,1.9265696411887762E-2,0,0,6.0108611111111254E-5,1.124593068219808E-2,5.537686797837256E-2,null,1.8859000410583946E-2,2.128290146424321E-2,0,0,2.9469262344233904E-5,1.124593068219808E-2,4.017137113717139E-2]
[2004,4,13,19,3.1498132236274685E-2,1.7502919909939702E-2,1.1895600000000033E-3,1.6100000000000178E-6,6.0108611111111254E-5,7.4485182241264157E-3,5.7700848981451919E-2,null,2.3947596095623781E-2,1.9335554335317504E-2,4.750317037246184E-4,2.9874945351500023E-6,2.9469262344233904E-5,7.4485182241264157E-3,4.3790638891545296E-2]
[2004,4,13,24,1.9621151339580367E-2,1.5568134346753358E-2,1.1895600000000033E-3,1.6100000000000178E-6,6.0108611111111254E-5,7.6788377711622972E-3,4.4119402068607136E-2,null,1.4917691109006254E-2,1.7198188022915385E-2,4.750317037246184E-4,2.9874945351500023E-6,2.9469262344233904E-5,7.6788377711622972E-3,3.2623367592525647E-2]
[2004,4,14,3,1.543523443894217E-2,1.4344258330282125E-2,1.1895600000000033E-3,1.6100000000000178E-6,6.0108611111111254E-5,9.6089012232010561E-3,4.0639672603536466E-2,null,1.17351961447212E-2,1.5846166683736843E-2,4.750317037246184E-4,2.9874945351500023E-6,2.9469262344233904E-5,9.6089012232010561E-3,2.8088851289062043E-2]
[2004,4,14,6,2.1127767874483235E-2,1.5554604658099672E-2,1.1895600000000033E-3,1.6100000000000178E-6,6.0108611111111254E-5,9.8944842483705171E-3,4.7828135392064541E-2,null,1.6063150908914355E-2,1.7183241715016513E-2,4.750317037246184E-4,2.9874945351500023E-6,2.9469262344233904E-5,9.8944842483705171E-3,3.3753881084534872E-2]
[2004,4,14,10,2.4665801241119195E-2,1.9963663059649184E-2,0,0,6.0108611111111254E-5,1.4062325126247525E-2,5.8751898038127012E-2,null,1.8753068946005522E-2,2.2053948358788298E-2,0,0,2.9469262344233904E-5,1.4062325126247525E-2,4.083648656713805E-2]
[2004,4,14,13,2.3955945756046128E-2,2.0221158007472838E-2,0,0,6.0108611111111254E-5,1.2114088752229251E-2,5.6351301126859328E-2,null,1.8213375597991199E-2,2.233840418560646E-2,0,0,2.9469262344233904E-5,1.2114088752229251E-2,4.0581249045941889E-2]
[2004,4,14,16,2.5314585078499159E-2,1.9546671429594958E-2,0,0,6.0108611111111254E-5,1.124593068219808E-2,5.6167295801403311E-2,null,1.9246330361457051E-2,2.1593295829851832E-2,0,0,2.9469262344233904E-5,1.124593068219808E-2,4.0869095453653116E-2]
[2004,4,14,17,2.7305821193160475E-2,1.9163900047719534E-2,0,0,6.0108611111111254E-5,1.0681449514017229E-2,5.7211279366008345E-2,null,2.0760239752884768E-2,2.1170446562967293E-2,0,0,2.9469262344233904E-5,1.0681449514017229E-2,4.1960155578196295E-2]
[2004,4,14,21,3.4680994039500333E-2,1.8144449730572949E-2,1.1895600000000033E-3,1.6100000000000178E-6,6.0108611111111254E-5,6.4932342822909056E-3,6.0569956663475304E-2,null,2.6367482085055752E-2,2.0044255213137116E-2,4.750317037246184E-4,2.9874945351500023E-6,2.9469262344233904E-5,6.4932342822909056E-3,4.6919225758796874E-2]
[2004,4,15,1,2.2266962204651818E-2,1.5690503720939889E-2,1.1895600000000033E-3,1.6100000000000178E-6,6.0108611111111254E-5,8.6121236036474768E-3,4.7820868140350303E-2,null,1.6929264667300443E-2,1.7333370020875555E-2,4.750317037246184E-4,2.9874945351500023E-6,2.9469262344233904E-5,8.6121236036474768E-3,3.4770123148780009E-2]
[2004,4,15,4,2.2381977438462396E-2,1.4792424555819798E-2,1.1895600000000033E-3,1.6100000000000178E-6,6.0108611111111254E-5,9.3573855017841778E-3,4.7783066107177488E-2,null,1.7016709165389363E-2,1.634125792849634E-2,4.750317037246184E-4,2.9874945351500023E-6,2.9469262344233904E-5,9.3573855017841778E-3,3.3865455554489714E-2]
[2004,4,15,7,3.2790483221076035E-2,1.7602368992154647E-2,0,0,6.0108611111111254E-5,1.0096005682962258E-2,6.0548966507304056E-2,null,2.4930152749004085E-2,1.9445416183663876E-2,0,0,2.9469262344233904E-5,1.0096005682962258E-2,4.4405038195012195E-2]
[2004,4,15,11,3.0143120571208881E-2,2.0434848459055379E-2,0,0,6.0108611111111254E-5,1.323045554274789E-2,6.3868533184123263E-2,null,2.291739939010343E-2,2.2574468988437808E-2,0,0,2.9469262344233904E-5,1.323045554274789E-2,4.5521337640885472E-2]
[2004,4,15,14,2.7128138020510572E-2,2.0187923615173589E-2,0,0,6.0108611111111254E-5,1.264721983302002E-2,6.0023390079815296E-2,null,2.0625149684061306E-2,2.2301690002978082E-2,0,0,2.9469262344233904E-5,1.264721983302002E-2,4.2956308949383626E-2]
[2004,4,15,18,3.4230939861028202E-2,1.9097528926763883E-2,0,0,6.0108611111111254E-5,9.4357716231057587E-3,6.2824349022008952E-2,null,2.6025312092043076E-2,2.1097126087175986E-2,0,0,2.9469262344233904E-5,9.4357716231057587E-3,4.7151907441563293E-2]
[2004,4,15,19,3.7665891368841228E-2,1.8770974065191889E-2,1.1895600000000033E-3,1.6100000000000178E-6,6.0108611111111254E-5,7.4485182241264157E-3,6.5136662269270645E-2,null,2.863685841168254E-2,2.0736379463076902E-2,4.750317037246184E-4,2.9874945351500023E-6,2.9469262344233904E-5,7.4485182241264157E-3,4.9880726335363453E-2]
[2004,4,15,22,3.6500710329950906E-2,1.7762478790199071E-2,1.1895600000000033E-3,1.6100000000000178E-6,6.0108611111111254E-5,6.1902453628057269E-3,6.1704713094066818E-2,null,2.7750987316586619E-2,1.9622290197578926E-2,4.750317037246184E-4,2.9874945351500023E-6,2.9469262344233904E-5,6.1902453628057269E-3,4.7880765974769555E-2]
[2004,4,16,2,2.0058605677579819E-2,1.5102667735540372E-2,1.1895600000000033E-3,1.6100000000000178E-6,6.0108611111111254E-5,8.7721427088559411E-3,4.5184694733087248E-2,null,1.5250281616853089E-2,1.6683984964300361E-2,4.750317037246184E-4,2.9874945351500023E-6,2.9469262344233904E-5,8.7721427088559411E-3,3.2441755041757454E-2]
[2004,4,16,5,2.2610107921386437E-2,1.5222776130409598E-2,1.1895600000000033E-3,1.6100000000000178E-6,6.0108611111111254E-5,9.2207714474256373E-3,4.8304934110332792E-2,null,1.7190153629371673E-2,1.6816669248241056E-2,4.750317037246184E-4,2.9874945351500023E-6,2.9469262344233904E-5,9.2207714474256373E-3,3.4514311338216731E-2]
[2004,4,16,8,3.6414259903328833E-2,1.810737051712008E-2,0,0,6.0108611111111254E-5,1.011993996685131E-2,6.4701678998411338E-2,null,2.768526024796204E-2,2.0003293639290137E-2,0,0,2.9469262344233904E-5,1.011993996685131E-2,4.771802314959641E-2]
[2004,4,16,11,3.058049891085074E-2,1.944331760865638E-2,0,0,6.0108611111111254E-5,1.1171470022964121E-2,6.1255395153582345E-2,null,2.3249932117445762E-2,2.1479120399077813E-2,0,0,2.9469262344233904E-5,1.1171470022964121E-2,4.4758521778867813E-2]
[2004,4,16,16,2.951622464515747E-2,1.7317551481155369E-2,0,0,6.0108611111111254E-5,8.6713451105299884E-3,5.5565229847953937E-2,null,2.2440779052159011E-2,1.913077699843576E-2,0,0,2.9469262344233904E-5,8.6713451105299884E-3,4.1601025312939008E-2]
[2004,4,16,19,3.7356562761318629E-2,1.6679701334795471E-2,1.1895600000000033E-3,1.6100000000000178E-6,6.0108611111111254E-5,6.0367491525109762E-3,6.1324291859736195E-2,null,2.8401680131960864E-2,1.8426141073333447E-2,4.750317037246184E-4,2.9874945351500023E-6,2.9469262344233904E-5,6.0367491525109762E-3,4.7335309665898322E-2]
[2004,4,16,20,3.8910522083927035E-2,1.6512790899667961E-2,1.1895600000000033E-3,1.6100000000000178E-6,6.0108611111111254E-5,6.6962265672105429E-3,6.3370818161916656E-2,null,2.9583134001279449E-2,1.824175436505018E-2,4.750317037246184E-4,2.9874945351500023E-6,2.9469262344233904E-5,6.6962265672105429E-3,4.8332376826933636E-2]
[2004,4,16,23,3.3361930623962047E-2,1.4325156352854453E-2,1.1895600000000033E-3,1.6100000000000178E-6,6.0108611111111254E-5,4.9079511280221933E-3,5.3846316715949805E-2,null,2.5364616338513286E-2,1.5825064643370707E-2,4.750317037246184E-4,2.9874945351500023E-6,2.9469262344233904E-5,4.9079511280221933E-3,4.1697169442488004E-2]
[2004,4,17,3,1.9683298382801143E-2,1.2295632847639156E-2,1.1895600000000033E-3,1.6100000000000178E-6,6.0108611111111254E-5,7.3648758456744149E-3,4.0595085687225828E-2,null,1.4964940649976636E-2,1.3583040900371726E-2,4.750317037246184E-4,2.9874945351500023E-6,2.9469262344233904E-5,7.3648758456744149E-3,2.9055470010952364E-2]
[2004,4,17,8,3.290770880929355E-2,1.2564784877674123E-2,0,0,6.0108611111111254E-5,8.8049488663785921E-3,5.4337551164457376E-2,null,2.5019277749103997E-2,1.3880374358330744E-2,0,0,2.9469262344233904E-5,8.8049488663785921E-3,3.8929121369778975E-2]
[2004,4,17,10,3.5792859011518574E-2,1.3805994725737659E-2,0,0,6.0108611111111254E-5,8.8922160647213946E-3,5.8551178413088739E-2,null,2.7212817708864599E-2,1.525154445921972E-2,0,0,2.9469262344233904E-5,8.8922160647213946E-3,4.249383143042855E-2]
[2004,4,17,14,3.2840608540627245E-2,1.3350955058779422E-2,0,0,6.0108611111111254E-5,7.3643738960368103E-3,5.3616046106554585E-2,null,2.4968262339051271E-2,1.4748860092812991E-2,0,0,2.9469262344233904E-5,7.3643738960368103E-3,3.9746591694208494E-2]
[2004,4,17,17,3.4125124186953591E-2,1.3551873877991054E-2,0,0,6.0108611111111254E-5,7.7560294032560772E-3,5.5493136079311833E-2,null,2.5944861892510083E-2,1.4970816015930033E-2,0,0,2.9469262344233904E-5,7.7560294032560772E-3,4.0945147170784346E-2]
[2004,4,17,18,3.8867043642883237E-2,1.3154025010486502E-2,0,0,6.0108611111111254E-5,4.7087796687547267E-3,5.6789956933235575E-2,null,2.9550077941409805E-2,1.4531310582867392E-2,0,0,2.9469262344233904E-5,4.7087796687547267E-3,4.4110857786621431E-2]
[2004,4,17,21,3.9484515255137562E-2,1.2092436402876109E-2,1.1895600000000033E-3,1.6100000000000178E-6,6.0108611111111254E-5,4.8632504305494073E-3,5.769148069967419E-2,null,3.0019533103381311E-2,1.335856887406553E-2,4.750317037246184E-4,2.9874945351500023E-6,2.9469262344233904E-5,4.8632504305494073E-3,4.3885590438050848E-2]
[2004,4,18,1,2.2734389688010424E-2,1.025706867252278E-2,1.1895600000000033E-3,1.6100000000000178E-6,6.0108611111111254E-5,8.0372780880023052E-3,4.2280015059646625E-2,null,1.7284643344724834E-2,1.1331029888677039E-2,4.750317037246184E-4,2.9874945351500023E-6,2.9469262344233904E-5,8.0372780880023052E-3,2.9123161694005875E-2]
[2004,4,18,5,2.0375593227298622E-2,9.7949107845137218E-3,1.1895600000000033E-3,1.6100000000000178E-6,6.0108611111111254E-5,9.1812078383668953E-3,4.0602990461290352E-2,null,1.5491282884835103E-2,1.0820481991464756E-2,4.750317037246184E-4,2.9874945351500023E-6,2.9469262344233904E-5,9.1812078383668953E-3,2.681925333690386E-2]
[2004,4,18,8,3.3680980335893437E-2,1.1482439046815245E-2,0,0,6.0108611111111254E-5,8.6827422252152477E-3,5.3906270219035039E-2,null,2.5607185440022072E-2,1.268470205166084E-2,0,0,2.9469262344233904E-5,8.6827422252152477E-3,3.8321356754027147E-2]
[2004,4,18,11,3.3200597257059872E-2,1.3116182251101668E-2,0,0,6.0108611111111254E-5,1.0641992728069939E-2,5.7018880847342593E-2,null,2.5241956801803651E-2,1.4489505516395695E-2,0,0,2.9469262344233904E-5,1.0641992728069939E-2,3.9760931580543578E-2]
[2004,4,18,15,3.0805444153223643E-2,1.4046582140658528E-2,0,0,6.0108611111111254E-5,8.8424625512737547E-3,5.3754597456267039E-2,null,2.3420954886909363E-2,1.5517322458406832E-2,0,0,2.9469262344233904E-5,8.8424625512737547E-3,3.8967746607660426E-2]
[2004,4,18,18,3.6662206893965953E-2,1.3453132795026164E-2,0,0,6.0108611111111254E-5,6.5277947667081379E-3,5.6703243066811362E-2,null,2.7873770929813357E-2,1.4861736297539075E-2,0,0,2.9469262344233904E-5,6.5277947667081379E-3,4.2764976489696668E-2]
[2004,4,18,22,3.5174661026765294E-2,1.3322744284783637E-2,1.1895600000000033E-3,1.6100000000000178E-6,6.0108611111111254E-5,5.6680174422654977E-3,5.5416701364925547E-2,null,2.6742810295886925E-2,1.4717695523915712E-2,4.750317037246184E-4,2.9874945351500023E-6,2.9469262344233904E-5,5.6680174422654977E-3,4.1967994280406644E-2]
[2004,4,18,23,2.7912241651082505E-2,1.3093290302897452E-2,1.1895600000000033E-3,1.6100000000000178E-6,6.0108611111111254E-5,6.7597126394032935E-3,4.9016523204494365E-2,null,2.1221292874431936E-2,1.4464216678269175E-2,4.750317037246184E-4,2.9874945351500023E-6,2.9469262344233904E-5,6.7597126394032935E-3,3.6192998013305118E-2]
[2004,4,19,2,1.8237769988324496E-2,1.3130951876537277E-2,1.1895600000000033E-3,1.6100000000000178E-6,6.0108611111111254E-5,8.5545346060106157E-3,4.1174535081983502E-2,null,1.3865925321829153E-2,1.4505821588033567E-2,4.750317037246184E-4,2.9874945351500023E-6,2.9469262344233904E-5,8.5545346060106157E-3,2.8879235370466719E-2]
[2004,4,19,6,2.3327368573226447E-2,1.3994238607338118E-2,1.1895600000000033E-3,1.6100000000000178E-6,6.0108611111111254E-5,8.3866634051380142E-3,4.6959549196813694E-2,null,1.7735477023682875E-2,1.5459498321758379E-2,4.750317037246184E-4,2.9874945351500023E-6,2.9469262344233904E-5,8.3866634051380142E-3,3.370246380604526E-2]
[2004,4,19,9,3.2119475026205609E-2,1.777663626735974E-2,0,0,6.0108611111111254E-5,1.140328838410894E-2,6.1359508288785392E-2,null,2.4419994460662633E-2,{"$f":"F2627*W$5","v":1.9637930026264638E-2},{"$f":"G2627*X$5","v":0},{"$f":"H2627*Y$5","v":0},{"$f":"I2627*Z$5","v":2.9469262344233904E-5},{"$f":"J2627","v":1.140328838410894E-2},4.4087393749271508E-2]
[2004,4,19,13,2.8763235486344109E-2,1.872688383064347E-2,0,0,6.0108611111111254E-5,1.0821252764485045E-2,5.837148069258373E-2,null,2.1868291766107203E-2,2.0687672782697036E-2,0,0,2.9469262344233904E-5,1.0821252764485045E-2,4.2585433811148474E-2]
[2004,4,19,16,2.9609809719485559E-2,1.7739002822524528E-2,0,0,6.0108611111111254E-5,9.1461629086989488E-3,5.6555084061820145E-2,null,2.2511930495164482E-2,1.9596356190517198E-2,0,0,2.9469262344233904E-5,9.1461629086989488E-3,4.2137755948025914E-2]
[2004,4,19,19,3.3550555102551533E-2,1.7325415849131685E-2,1.1895600000000033E-3,1.6100000000000178E-6,6.0108611111111254E-5,6.2650516940011124E-3,5.8392301256795447E-2,null,2.5508024931541116E-2,1.9139464801105337E-2,4.750317037246184E-4,2.9874945351500023E-6,2.9469262344233904E-5,6.2650516940011124E-3,4.5154978193250463E-2]
[2004,4,19,21,3.7947094111270313E-2,1.654102330324566E-2,1.1895600000000033E-3,1.6100000000000178E-6,6.0108611111111254E-5,5.2277749213402187E-3,6.0967170946967304E-2,null,2.8850652983568873E-2,1.8272942828243866E-2,4.750317037246184E-4,2.9874945351500023E-6,2.9469262344233904E-5,5.2277749213402187E-3,4.7631084272416746E-2]
[2004,4,19,24,2.1829688690385721E-2,1.4505902432344515E-2,1.1895600000000033E-3,1.6100000000000178E-6,6.0108611111111254E-5,7.7068881635042052E-3,4.5293757897345556E-2,null,1.659681163724748E-2,1.6024735650200319E-2,4.750317037246184E-4,2.9874945351500023E-6,2.9469262344233904E-5,7.7068881635042052E-3,3.3129035748051809E-2]
[2004,4,20,3,1.6246131887335525E-2,1.3382058842208689E-2,1.1895600000000033E-3,1.6100000000000178E-6,6.0108611111111254E-5,9.6089012232010561E-3,4.0488370563856388E-2,null,1.2351710305733329E-2,1.4783220582241328E-2,4.750317037246184E-4,2.9874945351500023E-6,2.9469262344233904E-5,9.6089012232010561E-3,2.7642419348578657E-2]
[2004,4,20,7,3.1411802942569129E-2,1.6075578126152013E-2,0,0,6.0108611111111254E-5,1.0096005682962258E-2,5.7643495362794506E-2,null,2.3881961122687187E-2,1.7758763447996866E-2,0,0,2.9469262344233904E-5,1.0096005682962258E-2,4.1670193833028286E-2]
[2004,4,20,10,2.6052868245399152E-2,1.8568731607516823E-2,0,0,6.0108611111111254E-5,1.4062325126247525E-2,5.8744033590274608E-2,null,1.9807636884412016E-2,2.0512961310596888E-2,0,0,2.9469262344233904E-5,1.4062325126247525E-2,4.0350067457353138E-2]
[2004,4,20,12,2.6360754781723526E-2,1.8669027623540575E-2,0,0,6.0108611111111254E-5,1.2727212791117831E-2,5.7817103807493046E-2,null,2.0041718777264236E-2,2.062375877053052E-2,0,0,2.9469262344233904E-5,1.2727212791117831E-2,4.0694946810138993E-2]
[2004,4,20,18,3.2548617661487762E-2,1.7486473027258073E-2,0,0,6.0108611111111254E-5,9.4357716231057587E-3,5.9530970922962702E-2,null,2.4746265695415826E-2,1.9317385390057312E-2,0,0,2.9469262344233904E-5,9.4357716231057587E-3,4.4093120347817372E-2]
[2004,4,20,21,3.6199126983758864E-2,1.6433003337796188E-2,1.1895600000000033E-3,1.6100000000000178E-6,6.0108611111111254E-5,6.4932342822909056E-3,6.0376643214957074E-2,null,2.7521697652374204E-2,1.8153612686644963E-2,4.750317037246184E-4,2.9874945351500023E-6,2.9469262344233904E-5,6.4932342822909056E-3,4.6182798799623177E-2]
[2004,4,20,22,3.2891821596369386E-2,1.5618920935736479E-2,1.1895600000000033E-3,1.6100000000000178E-6,6.0108611111111254E-5,6.1902453628057269E-3,5.595226650602271E-2,null,2.5007198919942346E-2,1.7254292196152841E-2,4.750317037246184E-4,2.9874945351500023E-6,2.9469262344233904E-5,6.1902453628057269E-3,4.2768979576699194E-2]
[2004,4,21,1,1.7599978625150961E-2,1.3997190200767722E-2,1.1895600000000033E-3,1.6100000000000178E-6,6.0108611111111254E-5,8.6121236036474768E-3,4.1460571040677276E-2,null,1.3381021333110503E-2,1.5462758960293407E-2,4.750317037246184E-4,2.9874945351500023E-6,2.9469262344233904E-5,8.6121236036474768E-3,2.9351268754007911E-2]
[2004,4,21,4,1.6511981663097856E-2,1.3453969925782254E-2,1.1895600000000033E-3,1.6100000000000178E-6,6.0108611111111254E-5,9.3573855017841778E-3,4.0574615701775403E-2,null,1.2553832228529011E-2,1.4862661079649914E-2,4.750317037246184E-4,2.9874945351500023E-6,2.9469262344233904E-5,9.3573855017841778E-3,2.7923981768782927E-2]
[2004,4,21,9,2.8316917719677068E-2,1.8283745011596273E-2,0,0,6.0108611111111254E-5,1.2790030512208519E-2,5.945080185459297E-2,null,2.1528962515525989E-2,2.0198135336495865E-2,0,0,2.9469262344233904E-5,1.2790030512208519E-2,4.1756567114366087E-2]
[2004,4,21,12,2.4970546353989476E-2,1.9178568683313874E-2,0,0,6.0108611111111254E-5,1.2727212791117831E-2,5.6936436439532292E-2,null,1.89847624578744E-2,2.118665107067336E-2,0,0,2.9469262344233904E-5,1.2727212791117831E-2,4.0200882790891998E-2]
[2004,4,21,16,2.5212338953648782E-2,1.8256198589036248E-2,0,0,6.0108611111111254E-5,1.124593068219808E-2,5.4774576835994224E-2,null,1.916859404103359E-2,2.0167704679617263E-2,0,0,2.9469262344233904E-5,1.124593068219808E-2,3.9365767982995084E-2]
[2004,4,21,19,3.2052193991126715E-2,1.7202268372106526E-2,1.1895600000000033E-3,1.6100000000000178E-6,6.0108611111111254E-5,7.4485182241264157E-3,5.7954259198470769E-2,null,2.4368841616396228E-2,1.9003423229440201E-2,4.750317037246184E-4,2.9874945351500023E-6,2.9469262344233904E-5,7.4485182241264157E-3,4.3879753306440436E-2]
[2004,4,21,22,3.1291935427747039E-2,1.6295737659792808E-2,1.1895600000000033E-3,1.6100000000000178E-6,6.0108611111111254E-5,6.1902453628057269E-3,5.5029197061456689E-2,null,2.379082750217874E-2,1.8001974674869494E-2,4.750317037246184E-4,2.9874945351500023E-6,2.9469262344233904E-5,6.1902453628057269E-3,4.2300290637652241E-2]
[2004,4,21,23,2.6824521202627627E-2,1.549707695617469E-2,1.1895600000000033E-3,1.6100000000000178E-6,6.0108611111111254E-5,6.2136654855649183E-3,4.978654225547835E-2,null,2.0394313999330581E-2,1.7119690603997331E-2,4.750317037246184E-4,2.9874945351500023E-6,2.9469262344233904E-5,6.2136654855649183E-3,3.8021493063931919E-2]
[2004,4,22,2,1.4593300274202234E-2,1.4434832025321262E-2,1.1895600000000033E-3,1.6100000000000178E-6,6.0108611111111254E-5,9.1019932082433471E-3,3.9381404118877958E-2,null,{"$f":"E2692*V$5","v":1.1095085195759009E-2},1.5946223851957396E-2,4.750317037246184E-4,2.9874945351500023E-6,2.9469262344233904E-5,9.1019932082433471E-3,{"$f":"SUM(M2692:Q2692)","v":2.7548797508320406E-2}]
[2004,4,22,6,1.9175273661328561E-2,1.5840408923231013E-2,1.1895600000000033E-3,1.6100000000000178E-6,6.0108611111111254E-5,9.8944842483705171E-3,4.6161445444041202E-2,null,1.4578696451585525E-2,1.7498970971971763E-2,4.750317037246184E-4,2.9874945351500023E-6,2.9469262344233904E-5,9.8944842483705171E-3,3.2585155884161297E-2]
[2004,4,22,10,2.2608341728393721E-2,2.050588646100036E-2,0,0,6.0108611111111254E-5,1.4062325126247525E-2,5.7236661926752717E-2,null,1.7188810817166198E-2,2.2652944988645039E-2,0,0,2.9469262344233904E-5,1.4062325126247525E-2,3.9871225068155471E-2]
[2004,4,22,13,2.2285067345256444E-2,2.0966480533378528E-2,0,0,6.0108611111111254E-5,1.2114088752229251E-2,5.5425745241975334E-2,null,1.6943029756328637E-2,2.3161765331697382E-2,0,0,2.9469262344233904E-5,1.2114088752229251E-2,4.013426435037025E-2]
[2004,4,22,17,2.548337724662976E-2,1.9941513808767842E-2,0,0,6.0108611111111254E-5,1.0681449514017229E-2,5.6166449180525935E-2,null,1.9374660722005891E-2,2.2029479981734271E-2,0,0,2.9469262344233904E-5,1.0681449514017229E-2,4.1433609966084396E-2]
[2004,4,22,20,3.1270287419894335E-2,1.8862659863211347E-2,1.1895600000000033E-3,1.6100000000000178E-6,6.0108611111111254E-5,7.1967664838603548E-3,5.8580992378077151E-2,null,2.3774368819979977E-2,2.0837665176460955E-2,4.750317037246184E-4,2.9874945351500023E-6,2.9469262344233904E-5,7.1967664838603548E-3,4.5119522457044939E-2]
[2004,4,22,23,2.5160545509706898E-2,1.6176413864042033E-2,1.1895600000000033E-3,1.6100000000000178E-6,6.0108611111111254E-5,6.2136654855649183E-3,4.8801903470424957E-2,null,1.9129216198988302E-2,1.78701571411033E-2,4.750317037246184E-4,2.9874945351500023E-6,2.9469262344233904E-5,6.2136654855649183E-3,3.7506861800695609E-2]
[2004,4,23,3,1.7135049981963281E-2,1.4418105456558682E-2,1.1895600000000033E-3,1.6100000000000178E-6,6.0108611111111254E-5,8.5006336894828723E-3,4.130506773911595E-2,null,1.3027542489449968E-2,1.5927745936225826E-2,4.750317037246184E-4,2.9874945351500023E-6,2.9469262344233904E-5,8.5006336894828723E-3,2.9462776886279796E-2]
[2004,4,23,4,1.7386562662609902E-2,1.4188323665609877E-2,1.1895600000000033E-3,1.6100000000000178E-6,6.0108611111111254E-5,8.8236311693081042E-3,4.1649796108639003E-2,null,1.3218764116303017E-2,1.5673904958433654E-2,4.750317037246184E-4,2.9874945351500023E-6,2.9469262344233904E-5,8.8236311693081042E-3,2.9400157535340671E-2]
[2004,4,23,8,2.9850258497285148E-2,1.78433086657835E-2,0,0,6.0108611111111254E-5,1.011993996685131E-2,5.7873615741031066E-2,null,2.2694740389073032E-2,1.971158332462981E-2,0,0,2.9469262344233904E-5,1.011993996685131E-2,4.2435792976047076E-2]
[2004,4,23,11,2.5950657932366249E-2,1.9405156176849011E-2,0,0,6.0108611111111254E-5,1.1171470022964121E-2,5.6587392743290485E-2,null,1.9729927791220122E-2,2.1436963293747866E-2,0,0,2.9469262344233904E-5,1.1171470022964121E-2,4.1196360347312222E-2]
[2004,4,23,14,2.2483685650041167E-2,1.8001032348188312E-2,0,0,6.0108611111111254E-5,1.1507591780416734E-2,5.205241838975732E-2,null,1.7094036517761441E-2,1.9885821385867395E-2,0,0,2.9469262344233904E-5,1.1507591780416734E-2,3.700932716597307E-2]
[2004,4,23,18,3.0213109938182353E-2,1.6797584675139223E-2,0,0,6.0108611111111254E-5,7.110168560591725E-3,5.4180971785024415E-2,null,2.2970611341805725E-2,1.8556367329533759E-2,0,0,2.9469262344233904E-5,7.110168560591725E-3,4.1556447933683717E-2]
[2004,4,23,20,3.2950525062224768E-2,1.6397321881567829E-2,1.1895600000000033E-3,1.6100000000000178E-6,6.0108611111111254E-5,6.6962265672105429E-3,5.7295352122114257E-2,null,2.505183035647238E-2,1.8114195221489625E-2,4.750317037246184E-4,2.9874945351500023E-6,2.9469262344233904E-5,6.6962265672105429E-3,4.3673514038566015E-2]
[2004,4,24,1,1.7281666956171587E-2,1.3089270415230102E-2,1.1895600000000033E-3,1.6100000000000178E-6,6.0108611111111254E-5,7.0446580337593309E-3,3.8666874016272133E-2,null,1.3139013355492604E-2,1.4459775890285579E-2,4.750317037246184E-4,2.9874945351500023E-6,2.9469262344233904E-5,7.0446580337593309E-3,2.8106277706382181E-2]
[2004,4,24,2,1.5889082232134293E-2,1.2715568781032723E-2,1.1895600000000033E-3,1.6100000000000178E-6,6.0108611111111254E-5,7.4408843035896214E-3,3.7296813927867753E-2,null,1.2080250370753639E-2,1.4046946014447722E-2,4.750317037246184E-4,2.9874945351500023E-6,2.9469262344233904E-5,7.4408843035896214E-3,2.6634684845805362E-2]
[2004,4,24,5,1.6124670500534653E-2,1.2341236977354354E-2,1.1895600000000033E-3,1.6100000000000178E-6,6.0108611111111254E-5,7.5238233932678877E-3,3.7241009482268009E-2,null,1.2259364886312815E-2,1.3633419987550336E-2,4.750317037246184E-4,2.9874945351500023E-6,2.9469262344233904E-5,7.5238233932678877E-3,2.640027333446715E-2]
[2004,4,24,9,2.5832101097633044E-2,1.3572902659162016E-2,0,0,6.0108611111111254E-5,1.0174318177629394E-2,4.9639430545535559E-2,null,1.9639790662730427E-2,1.4994046605056236E-2,0,0,2.9469262344233904E-5,1.0174318177629394E-2,3.4663306530130895E-2]
[2004,4,24,12,3.0029133275054919E-2,1.3741894596027216E-2,0,0,6.0108611111111254E-5,7.0124220793657543E-3,5.0843558561558998E-2,null,2.2830736418856405E-2,1.5180732757669665E-2,0,0,2.9469262344233904E-5,7.0124220793657543E-3,3.8040938438870305E-2]
[2004,4,24,17,2.7949478130960225E-2,1.3015865746250983E-2,0,0,6.0108611111111254E-5,7.7560294032560772E-3,4.8781481891578396E-2,null,2.1249603257201474E-2,{"$f":"F2755*W$5","v":1.437868542236281E-2},{"$f":"G2755*X$5","v":0},{"$f":"H2755*Y$5","v":0},{"$f":"I2755*Z$5","v":2.9469262344233904E-5},{"$f":"J2755","v":7.7560294032560772E-3},3.5657757941908522E-2]
[2004,4,24,20,3.2671960676432882E-2,1.1946661564495644E-2,1.1895600000000033E-3,1.6100000000000178E-6,6.0108611111111254E-5,4.0752602472751585E-3,4.9945161099314794E-2,null,2.4840041690797562E-2,1.3197530754555714E-2,4.750317037246184E-4,2.9874945351500023E-6,2.9469262344233904E-5,4.0752602472751585E-3,3.854506090595728E-2]
[2004,4,24,23,2.467667333951758E-2,1.0510216339866587E-2,1.1895600000000033E-3,1.6100000000000178E-6,6.0108611111111254E-5,6.0097193631242427E-3,4.2447887653619523E-2,null,1.8761334852669554E-2,1.1610683255199353E-2,4.750317037246184E-4,2.9874945351500023E-6,2.9469262344233904E-5,6.0097193631242427E-3,3.0879506568472909E-2]
[2004,4,24,24,2.162319283640339E-2,1.0194277111487932E-2,1.1895600000000033E-3,1.6100000000000178E-6,6.0108611111111254E-5,6.9959104686442095E-3,4.0064659027646644E-2,null,1.6439815683662182E-2,1.1261663768827559E-2,4.750317037246184E-4,2.9874945351500023E-6,2.9469262344233904E-5,6.9959104686442095E-3,2.8208967913093741E-2]
[2004,4,25,3,1.781684679921065E-2,9.5949382408613317E-3,1.1895600000000033E-3,1.6100000000000178E-6,6.0108611111111254E-5,8.8274973662889906E-3,3.7490561017472085E-2,null,1.3545903218786117E-2,1.0599571423213418E-2,4.750317037246184E-4,2.9874945351500023E-6,2.9469262344233904E-5,8.8274973662889906E-3,2.4652963102603537E-2]
[2004,4,25,6,1.9093765752199982E-2,9.9464853514714714E-3,1.1895600000000033E-3,1.6100000000000178E-6,6.0108611111111254E-5,8.9550854413511551E-3,3.9246615156133723E-2,null,1.451672711093484E-2,1.0987927097215336E-2,4.750317037246184E-4,2.9874945351500023E-6,2.9469262344233904E-5,8.9550854413511551E-3,2.6012142668754176E-2]
[2004,4,25,10,3.1677989275207361E-2,1.2935221445525299E-2,0,0,6.0108611111111254E-5,1.0616209304231031E-2,5.5289528636074801E-2,null,2.4084338925040007E-2,1.4289597300692914E-2,0,0,2.9469262344233904E-5,1.0616209304231031E-2,3.8403405488077157E-2]
[2004,4,25,14,2.7377887601658164E-2,1.3979999799108408E-2,0,0,6.0108611111111254E-5,1.0115950252401529E-2,5.1533946264279207E-2,null,2.0815030850649521E-2,1.5443768646274954E-2,0,0,2.9469262344233904E-5,1.0115950252401529E-2,3.6288268759268709E-2]
[2004,4,25,17,3.1569180973601188E-2,1.3934057946191396E-2,0,0,6.0108611111111254E-5,7.7659945078757103E-3,5.3329342038779405E-2,null,2.400161347201411E-2,1.5393016474756556E-2,0,0,2.9469262344233904E-5,7.7659945078757103E-3,3.9424099209114896E-2]
[2004,4,25,21,3.4285525994678143E-2,1.3263437653785537E-2,1.1895600000000033E-3,1.6100000000000178E-6,6.0108611111111254E-5,5.7324306833935312E-3,5.4532672942968326E-2,null,2.6066813177607926E-2,1.4652179221949594E-2,4.750317037246184E-4,2.9874945351500023E-6,2.9469262344233904E-5,5.7324306833935312E-3,4.1226480860161528E-2]
[2004,4,25,24,2.0933753224367472E-2,1.2983748937269933E-2,1.1895600000000033E-3,1.6100000000000178E-6,6.0108611111111254E-5,7.5498057569328399E-3,4.2718586529681364E-2,null,1.5915644242717325E-2,1.4343205839051831E-2,4.750317037246184E-4,2.9874945351500023E-6,2.9469262344233904E-5,7.5498057569328399E-3,3.0766338542373158E-2]
[2004,4,26,1,1.8599909883055155E-2,1.2540922946388873E-2,1.1895600000000033E-3,1.6100000000000178E-6,6.0108611111111254E-5,8.1693915108768736E-3,4.0561502951432016E-2,null,1.4141255295811991E-2,1.3854013975532584E-2,4.750317037246184E-4,2.9874945351500023E-6,2.9469262344233904E-5,8.1693915108768736E-3,2.8502757731948575E-2]
[2004,4,26,4,1.7582514559686676E-2,1.3030638219625591E-2,1.1895600000000033E-3,1.6100000000000178E-6,6.0108611111111254E-5,8.8844395983872781E-3,4.0748870988810658E-2,null,1.336774364468158E-2,1.4395004640131701E-2,4.750317037246184E-4,2.9874945351500023E-6,2.9469262344233904E-5,8.8844395983872781E-3,2.8270236745417281E-2]
[2004,4,26,7,2.8685017152180404E-2,1.5723548286550329E-2,0,0,6.0108611111111254E-5,8.1034570595645838E-3,5.2572131109406423E-2,null,2.1808823443992924E-2,1.7369874501107153E-2,0,0,2.9469262344233904E-5,8.1034570595645838E-3,3.9208167207444314E-2]
[2004,4,26,12,2.6803388156796955E-2,1.9046223824047671E-2,0,0,6.0108611111111254E-5,1.1633472884020979E-2,5.7543193475976716E-2,null,2.0378246835664273E-2,2.1040449109485822E-2,0,0,2.9469262344233904E-5,1.1633472884020979E-2,4.1448165207494329E-2]
[2004,4,26,15,2.5930206028249188E-2,1.8684666936866805E-2,0,0,6.0108611111111254E-5,9.8611972998840069E-3,5.4536178876111112E-2,null,1.9714378490216879E-2,2.0641035590292157E-2,0,0,2.9469262344233904E-5,9.8611972998840069E-3,4.038488334285327E-2]
[2004,4,26,19,3.1982075134139046E-2,1.7328051968306883E-2,1.1895600000000033E-3,1.6100000000000178E-6,6.0108611111111254E-5,6.2650516940011124E-3,5.6826457407558158E-2,null,2.4315531215219687E-2,1.9142376933812835E-2,4.750317037246184E-4,2.9874945351500023E-6,2.9469262344233904E-5,6.2650516940011124E-3,4.3965396609636533E-2]
[2004,4,26,22,3.0653315737890423E-2,1.5815892982893456E-2,1.1895600000000033E-3,1.6100000000000178E-6,6.0108611111111254E-5,5.571674539394559E-3,5.3292161871289545E-2,null,2.3305293748092006E-2,1.7471888102432432E-2,4.750317037246184E-4,2.9874945351500023E-6,2.9469262344233904E-5,5.571674539394559E-3,4.1284670311128445E-2]
[2004,4,27,1,1.5708615070696888E-2,1.4082549093748238E-2,1.1895600000000033E-3,1.6100000000000178E-6,6.0108611111111254E-5,8.6121236036474768E-3,3.9654566379203719E-2,null,1.1943043673600669E-2,1.5557055313228785E-2,4.750317037246184E-4,2.9874945351500023E-6,2.9469262344233904E-5,8.6121236036474768E-3,2.8007587447433452E-2]
[2004,4,27,4,1.4442438516421085E-2,1.3748899206767798E-2,1.1895600000000033E-3,1.6100000000000178E-6,6.0108611111111254E-5,9.3573855017841778E-3,3.8800001836084175E-2,null,1.098038707923202E-2,1.5188470782654589E-2,4.750317037246184E-4,2.9874945351500023E-6,2.9469262344233904E-5,9.3573855017841778E-3,2.6676346322490607E-2]
[2004,4,27,6,1.8143481987913091E-2,1.5266267571948711E-2,1.1895600000000033E-3,1.6100000000000178E-6,6.0108611111111254E-5,9.8944842483705171E-3,4.4555512419343427E-2,null,1.3794239453804383E-2,1.6864714439290766E-2,4.750317037246184E-4,2.9874945351500023E-6,2.9469262344233904E-5,9.8944842483705171E-3,3.1166442353699149E-2]
[2004,4,27,9,2.4495580963214091E-2,1.9125148011767384E-2,0,0,6.0108611111111254E-5,1.2790030512208519E-2,5.6470868098301104E-2,null,1.862365281326538E-2,{"$f":"F2819*W$5","v":2.1127637014582656E-2},{"$f":"G2819*X$5","v":0},{"$f":"H2819*Y$5","v":0},{"$f":"I2819*Z$5","v":2.9469262344233904E-5},{"$f":"J2819","v":1.2790030512208519E-2},3.9780759090192269E-2]
[2004,4,27,13,2.1402094359054508E-2,2.0028343906688891E-2,0,0,6.0108611111111254E-5,1.2114088752229251E-2,5.3604635629083762E-2,null,1.6271717556662426E-2,2.2125401581383482E-2,0,0,2.9469262344233904E-5,1.2114088752229251E-2,3.8426588400390142E-2]
[2004,4,27,16,2.2668727200036605E-2,1.9592178943965817E-2,0,0,6.0108611111111254E-5,1.124593068219808E-2,5.3566945437311608E-2,null,1.7234721059529147E-2,2.1643568185625069E-2,0,0,2.9469262344233904E-5,1.124593068219808E-2,3.8907758507498447E-2]
[2004,4,27,20,3.0148701495754496E-2,1.7571938731726845E-2,1.1895600000000033E-3,1.6100000000000178E-6,6.0108611111111254E-5,7.1967664838603548E-3,5.616868532245281E-2,null,2.2921642490165872E-2,1.9411799738124097E-2,4.750317037246184E-4,2.9874945351500023E-6,2.9469262344233904E-5,7.1967664838603548E-3,4.2840930688893976E-2]
[2004,4,27,23,2.4226022916210732E-2,1.5328122335537205E-2,1.1895600000000033E-3,1.6100000000000178E-6,6.0108611111111254E-5,6.2136654855649183E-3,4.701908934842397E-2,null,1.84187115429215E-2,1.6933045674788469E-2,4.750317037246184E-4,2.9874945351500023E-6,2.9469262344233904E-5,6.2136654855649183E-3,3.5859245678313979E-2]
[2004,4,28,1,1.4930320045141547E-2,1.5076974681348179E-2,1.1895600000000033E-3,1.6100000000000178E-6,6.0108611111111254E-5,8.6121236036474768E-3,3.9870696941248319E-2,null,1.1351316685618576E-2,1.6655601731792324E-2,4.750317037246184E-4,2.9874945351500023E-6,2.9469262344233904E-5,8.6121236036474768E-3,2.8514406878014899E-2]
[2004,4,28,4,1.3590822854914909E-2,1.3768401995494855E-2,1.1895600000000033E-3,1.6100000000000178E-6,6.0108611111111254E-5,9.3573855017841778E-3,3.7967888963305059E-2,null,1.0332915421627809E-2,1.5210015601065607E-2,4.750317037246184E-4,2.9874945351500023E-6,2.9469262344233904E-5,9.3573855017841778E-3,2.6050419483297414E-2]
[2004,4,28,7,2.2713361415276294E-2,1.7165944057180433E-2,0,0,6.0108611111111254E-5,1.0096005682962258E-2,5.0035419766530101E-2,null,1.7268655838600721E-2,1.8963295595390537E-2,0,0,2.9469262344233904E-5,1.0096005682962258E-2,3.6261420696335492E-2]
[2004,4,28,10,2.0277038289572474E-2,1.9487950634267268E-2,0,0,6.0108611111111254E-5,1.4062325126247525E-2,5.3887422661198378E-2,null,1.541635292314115E-2,2.1528426703185326E-2,0,0,2.9469262344233904E-5,1.4062325126247525E-2,3.6974248888670708E-2]
[2004,4,28,14,1.8543024638744198E-2,2.0616455877881138E-2,0,0,6.0108611111111254E-5,1.264721983302002E-2,5.1866808960756468E-2,null,1.4098006228078674E-2,2.2775091520705015E-2,0,0,2.9469262344233904E-5,1.264721983302002E-2,3.6902567011127922E-2]
[2004,4,28,17,2.3418369256674405E-2,1.9441367870546428E-2,0,0,6.0108611111111254E-5,1.0681449514017229E-2,5.360129525234917E-2,null,1.7804663589898625E-2,2.1476966514619757E-2,0,0,2.9469262344233904E-5,1.0681449514017229E-2,3.9311099366862612E-2]
[2004,4,28,22,2.6766455723358881E-2,1.6473621427851061E-2,1.1895600000000033E-3,1.6100000000000178E-6,6.0108611111111254E-5,6.1902453628057269E-3,5.0681601125126784E-2,null,2.0350167615214975E-2,1.8198483673388541E-2,4.750317037246184E-4,2.9874945351500023E-6,2.9469262344233904E-5,6.1902453628057269E-3,3.9056139749207526E-2]
[2004,4,29,1,1.7096752984357672E-2,1.4808035159054394E-2,1.1895600000000033E-3,1.6100000000000178E-6,6.0108611111111254E-5,8.6121236036474768E-3,4.1768190358170657E-2,null,1.2998425809659094E-2,1.6358503032090636E-2,4.750317037246184E-4,2.9874945351500023E-6,2.9469262344233904E-5,8.6121236036474768E-3,2.986441730235373E-2]
[2004,4,29,4,1.5961348224272396E-2,1.3323916106462943E-2,1.1895600000000033E-3,1.6100000000000178E-6,6.0108611111111254E-5,9.3573855017841778E-3,3.9893928443630634E-2,null,1.2135193209211208E-2,1.4718990040594534E-2,4.750317037246184E-4,2.9874945351500023E-6,2.9469262344233904E-5,9.3573855017841778E-3,2.7361671710409742E-2]
[2004,4,29,5,1.661438477314953E-2,1.3978944621837902E-2,1.1895600000000033E-3,1.6100000000000178E-6,6.0108611111111254E-5,9.6788932823777801E-3,4.152350128847633E-2,null,1.263168790263876E-2,1.5442602987199084E-2,4.750317037246184E-4,2.9874945351500023E-6,2.9469262344233904E-5,9.6788932823777801E-3,2.8581779350441844E-2]
[2004,4,29,8,2.8288522456214906E-2,1.7466965461144242E-2,0,0,6.0108611111111254E-5,1.2108118760396107E-2,5.7923715288866362E-2,null,2.1507373987821553E-2,1.9295835294045639E-2,0,0,2.9469262344233904E-5,1.2108118760396107E-2,4.0832678544211423E-2]
[2004,4,29,12,2.4229299526060247E-2,1.8973207352885775E-2,0,0,6.0108611111111254E-5,1.2727212791117831E-2,5.5989828281174964E-2,null,1.8421202704259277E-2,2.0959787485437469E-2,0,0,2.9469262344233904E-5,1.2727212791117831E-2,3.9410459452040983E-2]
[2004,4,29,15,2.1210750954150003E-2,1.9154901448199032E-2,0,0,6.0108611111111254E-5,1.240831173409767E-2,5.283407274755781E-2,null,1.612624180140677E-2,2.1160505769610202E-2,0,0,2.9469262344233904E-5,1.240831173409767E-2,3.7316216833361206E-2]
[2004,4,29,19,3.1131357769045305E-2,1.7272076771839368E-2,1.1895600000000033E-3,1.6100000000000178E-6,6.0108611111111254E-5,7.4485182241264157E-3,5.71032313761222E-2,null,2.3668742520005052E-2,1.9080540882554148E-2,4.750317037246184E-4,2.9874945351500023E-6,2.9469262344233904E-5,7.4485182241264157E-3,4.3256771863163207E-2]
[2004,4,29,23,2.6133151390483916E-2,1.5063555476064215E-2,1.1895600000000033E-3,1.6100000000000178E-6,6.0108611111111254E-5,6.2136654855649183E-3,4.8661650963224168E-2,null,1.9868675053829634E-2,1.6640777475368827E-2,4.750317037246184E-4,2.9874945351500023E-6,2.9469262344233904E-5,6.2136654855649183E-3,3.7016940989802467E-2]
[2004,4,30,2,1.7915259611911271E-2,1.3752082154824262E-2,1.1895600000000033E-3,1.6100000000000178E-6,6.0108611111111254E-5,8.7721427088559411E-3,4.1690763086702588E-2,null,{"$f":"E2884*V$5","v":1.362072512478074E-2},1.5191986999686316E-2,4.750317037246184E-4,2.9874945351500023E-6,2.9469262344233904E-5,8.7721427088559411E-3,{"$f":"SUM(M2884:Q2884)","v":2.9320200585071055E-2}]
[2004,4,30,5,1.9877765825018455E-2,1.3686638253790797E-2,1.1895600000000033E-3,1.6100000000000178E-6,6.0108611111111254E-5,9.2207714474256373E-3,4.4036454137345998E-2,null,1.5112791567771884E-2,1.5119690827912764E-2,4.750317037246184E-4,2.9874945351500023E-6,2.9469262344233904E-5,9.2207714474256373E-3,3.073997085628865E-2]
[2004,4,30,6,2.4115806128152832E-2,1.4363953708142328E-2,1.1895600000000033E-3,1.6100000000000178E-6,6.0108611111111254E-5,8.9768098370296336E-3,4.870784828443591E-2,null,1.8334915237046327E-2,1.5867924256229321E-2,4.750317037246184E-4,2.9874945351500023E-6,2.9469262344233904E-5,8.9768098370296336E-3,3.4710327953879655E-2]
[2004,4,30,9,3.0378559159437206E-2,1.7476528895722553E-2,0,0,6.0108611111111254E-5,1.1333576054855111E-2,5.9248772721125977E-2,null,2.309640010588945E-2,1.9306400063231161E-2,0,0,2.9469262344233904E-5,1.1333576054855111E-2,4.2432269431464845E-2]
[2004,4,30,12,2.7831781982662493E-2,1.8066924133958974E-2,0,0,6.0108611111111254E-5,1.0658418702598052E-2,5.6617233430330628E-2,null,2.1160120496753896E-2,1.9958612337924269E-2,0,0,2.9469262344233904E-5,1.0658418702598052E-2,4.1148202097022399E-2]
[2004,4,30,17,2.9442587008990797E-2,1.7900389804665684E-2,0,0,6.0108611111111254E-5,7.955957017063163E-3,5.5359042441830757E-2,null,2.2384793371639039E-2,1.9774641115447415E-2,0,0,2.9469262344233904E-5,7.955957017063163E-3,4.2188903749430684E-2]
[2004,4,30,20,3.4910657580894365E-2,1.6732694869696852E-2,1.1895600000000033E-3,1.6100000000000178E-6,6.0108611111111254E-5,6.6962265672105429E-3,5.9590857628912877E-2,null,2.6542092112277014E-2,1.8484683269651463E-2,4.750317037246184E-4,2.9874945351500023E-6,2.9469262344233904E-5,6.6962265672105429E-3,4.5534263842532487E-2]
[2004,4,30,24,2.2937597056286216E-2,1.3715596104153089E-2,1.1895600000000033E-3,1.6100000000000178E-6,6.0108611111111254E-5,7.2397117786716855E-3,4.5144183550222101E-2,null,1.7439139107921834E-2,1.5151680695431734E-2,4.750317037246184E-4,2.9874945351500023E-6,2.9469262344233904E-5,7.2397117786716855E-3,3.3098308263957578E-2]
[2004,5,1,3,1.7496069591063174E-2,1.1499032599375023E-2,1.1895600000000033E-3,1.610000000000018E-6,6.356455645161313E-5,6.3675914605499928E-3,3.6617428207439802E-2,null,1.3302020725698135E-2,1.2703033023795E-2,4.750317037246184E-4,2.9874945351500027E-6,3.1163597947801963E-5,6.3675914605499928E-3,2.6514236545700703E-2]
[2004,5,1,4,1.8196189701403881E-2,1.1152630743767796E-2,1.1895600000000033E-3,1.610000000000018E-6,6.356455645161313E-5,6.3885401049603397E-3,3.6992095106583626E-2,null,1.3834312402394891E-2,1.2320361336133063E-2,4.750317037246184E-4,2.9874945351500027E-6,3.1163597947801963E-5,6.3885401049603397E-3,2.6663856534735523E-2]
[2004,5,1,9,3.1084086082050169E-2,1.445020050736206E-2,0,0,6.356455645161313E-5,8.4507093474035008E-3,5.4048560493267346E-2,null,2.3632802507485371E-2,1.5963201483180083E-2,0,0,3.1163597947801963E-5,8.4507093474035008E-3,3.962716758861326E-2]
[2004,5,1,11,3.6328770825506722E-2,1.3738239319460001E-2,0,0,6.356455645161313E-5,4.6271853677346793E-3,5.4757760069153019E-2,null,2.7620264079588806E-2,1.5176694757208047E-2,0,0,3.1163597947801963E-5,4.6271853677346793E-3,4.2828122434744653E-2]
[2004,5,1,15,2.7668661327139382E-2,1.3705667544046252E-2,0,0,6.356455645161313E-5,6.0160051299349418E-3,4.7453898557572191E-2,null,2.1036102109123215E-2,1.5140712570432877E-2,0,0,3.1163597947801963E-5,6.0160051299349418E-3,3.6207978277503897E-2]
[2004,5,1,18,3.301691628702131E-2,1.219953895680497E-2,0,0,6.356455645161313E-5,3.6101170438436426E-3,4.8890136844121537E-2,null,2.5102306690237032E-2,1.3476885547032006E-2,0,0,3.1163597947801963E-5,3.6101170438436426E-3,3.8610355835216839E-2]
[2004,5,1,21,3.3961436356258548E-2,1.1196965922755002E-2,1.1895600000000033E-3,1.610000000000018E-6,6.356455645161313E-5,3.76270487777031E-3,5.0175841713235483E-2,null,2.5820412289408241E-2,1.2369338607735975E-2,4.750317037246184E-4,2.9874945351500027E-6,3.1163597947801963E-5,3.76270487777031E-3,3.8698933693351791E-2]
[2004,5,2,1,1.6766460087622441E-2,1.02932412363616E-2,1.1895600000000033E-3,1.610000000000018E-6,6.356455645161313E-5,4.4402107679999952E-3,3.2754646648435651E-2,null,1.2747308669603417E-2,1.1370989882618168E-2,4.750317037246184E-4,2.9874945351500027E-6,3.1163597947801963E-5,4.4402107679999952E-3,2.4627481348429153E-2]
[2004,5,2,2,1.4891002158608229E-2,1.0353963848260777E-2,1.1895600000000033E-3,1.610000000000018E-6,6.356455645161313E-5,5.3613583061274186E-3,3.1861058869448039E-2,null,1.1321423838037312E-2,1.1438070425053385E-2,4.750317037246184E-4,2.9874945351500027E-6,3.1163597947801963E-5,5.3613583061274186E-3,2.3268677059298266E-2]
[2004,5,2,6,1.6208581349246409E-2,1.059340515194988E-2,1.1895600000000033E-3,1.610000000000018E-6,6.356455645161313E-5,5.5368038955235571E-3,3.3593524953171458E-2,null,1.2323161148831389E-2,1.1702582310008692E-2,4.750317037246184E-4,2.9874945351500027E-6,3.1163597947801963E-5,5.5368038955235571E-3,2.4534926255047648E-2]
[2004,5,2,9,2.7601051989993738E-2,1.2003642823202921E-2,0,0,6.356455645161313E-5,5.1906138460572245E-3,4.4858873215705503E-2,null,2.0984699661317368E-2,1.3260478207294937E-2,0,0,3.1163597947801963E-5,5.1906138460572245E-3,3.4276341466560112E-2]
[2004,5,2,12,2.7867631531767086E-2,1.2748474403174595E-2,0,0,6.356455645161313E-5,5.1015845127442986E-3,4.5781255004137593E-2,null,2.1187376415159696E-2,1.4083297003204763E-2,0,0,3.1163597947801963E-5,5.1015845127442986E-3,3.530183701631226E-2]
[2004,5,2,16,2.5494256272995119E-2,1.2551487899778132E-2,0,0,6.356455645161313E-5,4.3433044301514259E-3,4.2452613159376297E-2,null,1.9382931895907791E-2,1.3865685127052399E-2,0,0,3.1163597947801963E-5,4.3433044301514259E-3,3.3279780620907994E-2]
[2004,5,2,19,2.7761091481495082E-2,1.0983106652041249E-2,1.1895600000000033E-3,1.610000000000018E-6,6.356455645161313E-5,2.8961574433025638E-3,4.2895090133290514E-2,null,2.1106375482381114E-2,1.2133087309651198E-2,4.750317037246184E-4,2.9874945351500027E-6,3.1163597947801963E-5,2.8961574433025638E-3,3.3748645588239888E-2]
[2004,5,2,23,2.0875698320166107E-2,1.15934096737363E-2,1.1895600000000033E-3,1.610000000000018E-6,6.356455645161313E-5,4.3376221991316332E-3,3.8061464749485664E-2,null,1.5871505898679791E-2,1.2807291802256556E-2,4.750317037246184E-4,2.9874945351500027E-6,3.1163597947801963E-5,4.3376221991316332E-3,2.9187980497143919E-2]
[2004,5,3,3,1.3555579733044963E-2,1.193940932467354E-2,1.1895600000000033E-3,1.610000000000018E-6,6.356455645161313E-5,5.2780600919451488E-3,3.2027783706115268E-2,null,1.0306120561495807E-2,1.3189519172610839E-2,4.750317037246184E-4,2.9874945351500027E-6,3.1163597947801963E-5,5.2780600919451488E-3,2.4004822530314215E-2]
[2004,5,3,6,1.7931470610398199E-2,1.3338329333453055E-2,1.1895600000000033E-3,1.610000000000018E-6,6.356455645161313E-5,5.3413293778442296E-3,3.7865863878147103E-2,null,1.3633050123646058E-2,1.4734912397266937E-2,4.750317037246184E-4,2.9874945351500027E-6,3.1163597947801963E-5,5.3413293778442296E-3,2.8877145317120566E-2]
[2004,5,3,7,2.4135117695816763E-2,1.5295190346674694E-2,0,0,6.356455645161313E-5,6.1715916289032157E-3,4.5665464227846293E-2,null,1.8349597555950829E-2,1.689666555859657E-2,0,0,3.1163597947801963E-5,6.1715916289032157E-3,3.5277426712495202E-2]
[2004,5,3,10,2.6672679719644692E-2,1.804503676383843E-2,0,0,6.356455645161313E-5,8.9065316042237445E-3,5.3687812644158478E-2,null,2.0278871011227047E-2,1.993443326172438E-2,0,0,3.1163597947801963E-5,8.9065316042237445E-3,4.0244467870899234E-2]
[2004,5,3,13,2.5415413806249846E-2,1.8779222725545906E-2,0,0,6.356455645161313E-5,7.4042937792686211E-3,5.1662494867515993E-2,null,1.9322989054388319E-2,2.0745491795264293E-2,0,0,3.1163597947801963E-5,7.4042937792686211E-3,4.0099644447600419E-2]
[2004,5,3,17,2.7455266786042438E-2,1.7924418542369723E-2,0,0,6.356455645161313E-5,7.0259148652034569E-3,5.2469164750067236E-2,null,2.0873861178744638E-2,1.9801185770046543E-2,0,0,3.1163597947801963E-5,7.0259148652034569E-3,4.070621054673898E-2]
[2004,5,3,20,2.8628866146051167E-2,1.5334977113677806E-2,1.1895600000000033E-3,1.610000000000018E-6,6.356455645161313E-5,3.9027998603504061E-3,4.9121377676531006E-2,null,2.1766132607436043E-2,1.6940618179026399E-2,4.750317037246184E-4,2.9874945351500027E-6,3.1163597947801963E-5,3.9027998603504061E-3,3.9215933582670018E-2]
[2004,5,4,1,1.6244081339698267E-2,1.3276513502130896E-2,1.1895600000000033E-3,1.610000000000018E-6,6.356455645161313E-5,6.4912559189827584E-3,3.7266585317263533E-2,null,1.2350151302608206E-2,1.4666624170418934E-2,4.750317037246184E-4,2.9874945351500027E-6,3.1163597947801963E-5,6.4912559189827584E-3,2.7525958269234707E-2]
[2004,5,4,4,1.5721603653467014E-2,1.2796980214366167E-2,1.1895600000000033E-3,1.610000000000018E-6,6.356455645161313E-5,7.1579054008951539E-3,3.6931223825179951E-2,null,1.1952918714180864E-2,1.4136881590959213E-2,4.750317037246184E-4,2.9874945351500027E-6,3.1163597947801963E-5,7.1579054008951539E-3,2.6598983101347645E-2]
[2004,5,4,7,2.8761066555446337E-2,1.526194190073662E-2,0,0,6.356455645161313E-5,8.6599600420616506E-3,5.2746533054696218E-2,null,2.1866642757819677E-2,1.6859935850850181E-2,0,0,3.1163597947801963E-5,8.6599600420616506E-3,3.8757742206617665E-2]
[2004,5,4,8,3.0513009447040541E-2,1.6930853388311521E-2,0,0,6.356455645161313E-5,1.0212642647942419E-2,5.7720070039746094E-2,null,2.3198620807685762E-2,1.8703589876285943E-2,0,0,3.1163597947801963E-5,1.0212642647942419E-2,4.1933374281919511E-2]
[2004,5,4,11,2.7280210219430445E-2,1.8803305854840583E-2,0,0,6.356455645161313E-5,1.1071724684605423E-2,5.7218805315328067E-2,null,2.0740768082313898E-2,2.0772096536498197E-2,0,0,3.1163597947801963E-5,1.1071724684605423E-2,4.1544028216759898E-2]
[2004,5,4,17,2.7734245388629852E-2,1.8608073812865385E-2,0,0,6.356455645161313E-5,8.9796942427804779E-3,5.5385578000727333E-2,null,2.1085964767743826E-2,2.0556422821767738E-2,0,0,3.1163597947801963E-5,8.9796942427804779E-3,4.1673551187459371E-2]
[2004,5,4,19,2.8572525447602106E-2,1.5807300027120573E-2,1.1895600000000033E-3,1.610000000000018E-6,6.356455645161313E-5,4.9220517989090893E-3,5.0556611830083385E-2,null,2.1723297550421149E-2,1.7462395425547523E-2,4.750317037246184E-4,2.9874945351500027E-6,3.1163597947801963E-5,4.9220517989090893E-3,3.9694875772176251E-2]
[2004,5,4,22,2.7933062802798454E-2,1.4252851615114311E-2,1.1895600000000033E-3,1.610000000000018E-6,6.356455645161313E-5,4.8952294405304715E-3,4.833587841489486E-2,null,2.1237122909298738E-2,1.5745189274434038E-2,4.750317037246184E-4,2.9874945351500027E-6,3.1163597947801963E-5,4.8952294405304715E-3,3.7491494979940351E-2]
[2004,5,5,2,1.609989475256977E-2,1.370636876870204E-2,1.1895600000000033E-3,1.610000000000018E-6,6.356455645161313E-5,8.0268623067983012E-3,3.9087860384521722E-2,null,1.2240528226387097E-2,1.5141487216463538E-2,4.750317037246184E-4,2.9874945351500027E-6,3.1163597947801963E-5,8.0268623067983012E-3,2.7891198239058203E-2]
[2004,5,5,5,1.8388684593458427E-2,1.4194469354587187E-2,1.1895600000000033E-3,1.610000000000018E-6,6.356455645161313E-5,8.9574445309129353E-3,4.2795333035410173E-2,null,1.3980663617470563E-2,1.5680694128684114E-2,4.750317037246184E-4,2.9874945351500027E-6,3.1163597947801963E-5,8.9574445309129353E-3,3.0170540542362248E-2]
[2004,5,5,8,3.1968472511843406E-2,1.8285309313014655E-2,0,0,6.356455645161313E-5,1.0981030012798567E-2,6.1298376394108248E-2,null,2.4305189328845799E-2,2.0199863427307431E-2,0,0,3.1163597947801963E-5,1.0981030012798567E-2,4.453621635410103E-2]
[2004,5,5,10,2.7938379330721453E-2,1.9690624296288504E-2,0,0,6.356455645161313E-5,1.1674828007966978E-2,5.9367396191428556E-2,null,{"$f":"E3012*V$5","v":2.1241164992250705E-2},2.1752321209045685E-2,0,0,3.1163597947801963E-5,1.1674828007966978E-2,{"$f":"SUM(M3012:Q3012)","v":4.3024649799244197E-2}]
[2004,5,5,13,2.6062737884536363E-2,1.9442373297911753E-2,0,0,6.356455645161313E-5,1.0179524071888598E-2,5.5748199810788324E-2,null,1.9815140635107278E-2,2.1478077214751649E-2,0,0,3.1163597947801963E-5,1.0179524071888598E-2,4.132438144780673E-2]
[2004,5,5,16,2.6355268761801273E-2,1.8636932661324629E-2,0,0,6.356455645161313E-5,9.0287301261278916E-3,5.4084496105705412E-2,null,2.0037547831879752E-2,2.0588303321439197E-2,0,0,3.1163597947801963E-5,9.0287301261278916E-3,4.0657014751266748E-2]
[2004,5,5,20,3.1518683797611392E-2,1.5869928927107573E-2,1.1895600000000033E-3,1.610000000000018E-6,6.356455645161313E-5,6.0688667033599033E-3,5.4712213984530488E-2,null,2.396322116463848E-2,1.7531581853005955E-2,4.750317037246184E-4,2.9874945351500027E-6,3.1163597947801963E-5,6.0688667033599033E-3,4.2003985813852014E-2]
[2004,5,5,23,2.4453821921477034E-2,1.3756173813360729E-2,1.1895600000000033E-3,1.610000000000018E-6,6.356455645161313E-5,5.2125363680184727E-3,4.4677266659307859E-2,null,1.859190398900628E-2,1.5196507073271781E-2,4.750317037246184E-4,2.9874945351500027E-6,3.1163597947801963E-5,5.2125363680184727E-3,3.4297593858485638E-2]
[2004,5,6,3,1.6310330115300989E-2,1.2869385984454215E-2,1.1895600000000033E-3,1.610000000000018E-6,6.356455645161313E-5,8.7761018908639743E-3,3.9210552547070794E-2,null,1.240051933421284E-2,1.4216868570784956E-2,4.750317037246184E-4,2.9874945351500027E-6,3.1163597947801963E-5,8.7761018908639743E-3,2.7126570701205367E-2]
[2004,5,6,6,2.2326592544797002E-2,1.420132297948098E-2,1.1895600000000033E-3,1.610000000000018E-6,6.356455645161313E-5,9.5678020465057665E-3,4.7350452127235369E-2,null,1.6974600793586592E-2,1.5688265358925105E-2,4.750317037246184E-4,2.9874945351500027E-6,3.1163597947801963E-5,9.5678020465057665E-3,3.3172048948719272E-2]
[2004,5,6,7,3.0553326788903757E-2,1.5744854044642435E-2,0,0,6.356455645161313E-5,1.019232703616422E-2,5.6554072426162026E-2,null,2.3229273527388222E-2,1.739341106788371E-2,0,0,3.1163597947801963E-5,1.019232703616422E-2,4.0653848193219738E-2]
[2004,5,6,11,2.7471506394606316E-2,1.8973811282553699E-2,0,0,6.356455645161313E-5,1.0994464086815132E-2,5.7503346320426765E-2,null,2.0886207929457397E-2,2.0960454649257502E-2,0,0,3.1163597947801963E-5,1.0994464086815132E-2,4.1877826176662705E-2]
[2004,5,6,14,2.3978779214115568E-2,1.9046179978348239E-2,0,0,6.356455645161313E-5,1.0311743152850524E-2,5.3400266901765948E-2,null,1.8230735561661795E-2,2.1040400672944486E-2,0,0,3.1163597947801963E-5,1.0311743152850524E-2,3.930229983255408E-2]
[2004,5,6,18,2.9211139656848337E-2,1.6834410141451941E-2,0,0,6.356455645161313E-5,6.7623075160962417E-3,5.2871421870848138E-2,null,2.2208827137675295E-2,1.8597048587773914E-2,0,0,3.1163597947801963E-5,6.7623075160962417E-3,4.0837039323397009E-2]
[2004,5,6,21,3.1449425872699305E-2,1.4724914062591179E-2,1.1895600000000033E-3,1.610000000000018E-6,6.356455645161313E-5,4.9159063182985362E-3,5.2344980810040645E-2,null,2.3910565318260846E-2,1.6266678783031317E-2,4.750317037246184E-4,2.9874945351500027E-6,3.1163597947801963E-5,4.9159063182985362E-3,4.0686426897499739E-2]
[2004,5,6,24,1.8876695839004698E-2,1.3794163727174161E-2,1.1895600000000033E-3,1.610000000000018E-6,6.356455645161313E-5,6.6980245844015466E-3,4.0623618707032023E-2,null,1.4351691845773111E-2,1.5238474701902503E-2,4.750317037246184E-4,2.9874945351500027E-6,3.1163597947801963E-5,6.6980245844015466E-3,3.0099349343883183E-2]
[2004,5,7,4,1.7554803011803299E-2,1.280619754903459E-2,1.1895600000000033E-3,1.610000000000018E-6,6.356455645161313E-5,7.4955655532158352E-3,3.9111300670505347E-2,null,1.3346674936514452E-2,1.4147064022017868E-2,4.750317037246184E-4,2.9874945351500027E-6,3.1163597947801963E-5,7.4955655532158352E-3,2.8002921754739889E-2]
[2004,5,7,8,3.0743066319946884E-2,1.6685695662093995E-2,0,0,6.356455645161313E-5,8.4813583674952248E-3,5.5973684905987718E-2,null,2.3373529879438235E-2,1.8432763033656676E-2,0,0,3.1163597947801963E-5,8.4813583674952248E-3,4.1837456511042717E-2]
[2004,5,7,11,2.7491825227628983E-2,1.8498129444023906E-2,0,0,6.356455645161313E-5,9.2104018405468405E-3,5.5263921068651342E-2,null,2.0901656058340445E-2,2.0434966783087621E-2,0,0,3.1163597947801963E-5,9.2104018405468405E-3,4.1367786439375873E-2]
[2004,5,7,12,2.7555358711859126E-2,1.8145936415640992E-2,0,0,6.356455645161313E-5,8.7509692320163566E-3,5.4515828915968088E-2,null,2.0949959691313923E-2,2.004589756081742E-2,0,0,3.1163597947801963E-5,8.7509692320163566E-3,4.1027020850079143E-2]
[2004,5,7,15,2.3636178439634059E-2,1.7406376095626543E-2,0,0,6.356455645161313E-5,8.0708072402377127E-3,4.9176926331949929E-2,null,1.7970260911679775E-2,1.9228901949487252E-2,0,0,3.1163597947801963E-5,8.0708072402377127E-3,3.7230326459114831E-2]
[2004,5,7,19,2.9297077158358359E-2,1.5297839189140008E-2,1.1895600000000033E-3,1.610000000000018E-6,6.356455645161313E-5,4.6956896684490317E-3,5.0545340572399025E-2,null,2.2274164236402026E-2,1.6899591746779873E-2,4.750317037246184E-4,2.9874945351500027E-6,3.1163597947801963E-5,4.6956896684490317E-3,3.9682938779389478E-2]
[2004,5,7,21,3.1535268433315645E-2,1.4222736142927753E-2,1.1895600000000033E-3,1.610000000000018E-6,6.356455645161313E-5,4.2574597215349593E-3,5.1270198854229981E-2,null,2.3975830234733788E-2,1.5711920576879968E-2,4.750317037246184E-4,2.9874945351500027E-6,3.1163597947801963E-5,4.2574597215349593E-3,4.0196933607821332E-2]
[2004,5,8,2,1.6765812944787711E-2,1.1714965523534676E-2,1.1895600000000033E-3,1.610000000000018E-6,6.356455645161313E-5,6.2137196571372729E-3,3.5949232681911275E-2,null,{"$f":"E3076*V$5","v":1.2746816655819677E-2},1.2941575096166703E-2,4.750317037246184E-4,2.9874945351500027E-6,3.1163597947801963E-5,6.2137196571372729E-3,{"$f":"SUM(M3076:Q3076)","v":2.619757454819395E-2}]
[2004,5,8,6,1.9465571287265691E-2,1.1075169238388489E-2,1.1895600000000033E-3,1.610000000000018E-6,6.356455645161313E-5,6.0500055271664518E-3,3.7845480609272251E-2,null,1.4799405738133466E-2,1.2234789262795372E-2,4.750317037246184E-4,2.9874945351500027E-6,3.1163597947801963E-5,6.0500055271664518E-3,2.7543377797136406E-2]
[2004,5,8,9,2.9980604846416761E-2,1.3485893996061418E-2,0,0,6.356455645161313E-5,8.5147213055713385E-3,5.2044784704501135E-2,null,2.2793840922975428E-2,1.4897927743650171E-2,0,0,3.1163597947801963E-5,8.5147213055713385E-3,3.7722932264573406E-2]
[2004,5,8,10,3.2203123502801564E-2,1.3418583501029676E-2,0,0,6.356455645161313E-5,7.4579620821065631E-3,5.3143233642389417E-2,null,2.4483591245275382E-2,1.4823569537092631E-2,0,0,3.1163597947801963E-5,7.4579620821065631E-3,3.9338324380315814E-2]
[2004,5,8,13,3.1560076400928498E-2,1.2887926682587147E-2,0,0,6.356455645161313E-5,5.6434130750501015E-3,5.0154980715017367E-2,null,2.3994691390814078E-2,1.4237350563390113E-2,0,0,3.1163597947801963E-5,5.6434130750501015E-3,3.8263205552151992E-2]
[2004,5,8,18,3.2067038976699005E-2,1.0946525340981053E-2,0,0,6.356455645161313E-5,4.000473096272915E-3,4.7077601970404594E-2,null,2.4380128054457505E-2,1.2092675770816476E-2,0,0,3.1163597947801963E-5,4.000473096272915E-3,3.6503967423221782E-2]
[2004,5,8,21,3.3038639705815567E-2,9.9413623056046514E-3,1.1895600000000033E-3,1.610000000000018E-6,6.356455645161313E-5,4.0809027983272793E-3,4.8315639366199113E-2,null,2.5118822706335975E-2,1.098226764540787E-2,4.750317037246184E-4,2.9874945351500027E-6,3.1163597947801963E-5,4.0809027983272793E-3,3.6610273147951421E-2]
[2004,5,8,24,2.276892342864675E-2,9.4074788002246629E-3,1.1895600000000033E-3,1.610000000000018E-6,6.356455645161313E-5,6.0657716876627629E-3,3.9496908472985801E-2,null,1.731089887207567E-2,1.0392484136135097E-2,4.750317037246184E-4,2.9874945351500027E-6,3.1163597947801963E-5,6.0657716876627629E-3,2.8212565804418336E-2]
[2004,5,9,3,1.342481600484611E-2,8.7066653806100389E-3,1.1895600000000033E-3,1.610000000000018E-6,6.356455645161313E-5,5.5694809987914201E-3,2.8955696940699181E-2,null,1.0206702700037415E-2,9.6182923999218149E-3,4.750317037246184E-4,2.9874945351500027E-6,3.1163597947801963E-5,5.5694809987914201E-3,2.0334177896166799E-2]
[2004,5,9,7,1.7995693361597613E-2,9.6438071187413092E-3,0,0,6.356455645161313E-5,5.5774931139825033E-3,3.3280558150773035E-2,null,1.3681877796802567E-2,1.0653557092371264E-2,0,0,3.1163597947801963E-5,5.5774931139825033E-3,2.4366598487121634E-2]
[2004,5,9,10,2.526967011369043E-2,1.1796224770561917E-2,0,0,6.356455645161313E-5,5.610139255806685E-3,4.2739598696510644E-2,null,1.9212182132355073E-2,1.3031342551781348E-2,0,0,3.1163597947801963E-5,5.610139255806685E-3,3.2274688282084227E-2]
[2004,5,9,11,2.4186253726946938E-2,1.2436692256356133E-2,0,0,6.356455645161313E-5,5.6065951015419977E-3,4.229310564129668E-2,null,1.8388475576090333E-2,1.3738869863526952E-2,0,0,3.1163597947801963E-5,5.6065951015419977E-3,3.2158509037565092E-2]
[2004,5,9,15,2.1411918673150915E-2,1.2754573998022918E-2,0,0,6.356455645161313E-5,4.3379123963480561E-3,3.8567969623973505E-2,null,1.6279186847353456E-2,1.4090035253063644E-2,0,0,3.1163597947801963E-5,4.3379123963480561E-3,3.0400385698364903E-2]
[2004,5,9,18,2.4988267394648902E-2,1.1559597313195624E-2,0,0,6.356455645161313E-5,2.9419837734831482E-3,3.9553413037779289E-2,null,1.8998235521004703E-2,1.2769939135512744E-2,0,0,3.1163597947801963E-5,2.9419837734831482E-3,3.1799338254465251E-2]
[2004,5,9,22,2.2442264273959213E-2,1.16278959476239E-2,1.1895600000000033E-3,1.610000000000018E-6,6.356455645161313E-5,2.697072120589207E-3,3.8021966898623943E-2,null,1.7062544416049034E-2,1.2845388944105309E-2,4.750317037246184E-4,2.9874945351500027E-6,3.1163597947801963E-5,2.697072120589207E-3,3.0417116156361911E-2]
[2004,5,10,1,1.3601124138141553E-2,1.1601377490244048E-2,1.1895600000000033E-3,1.610000000000018E-6,6.356455645161313E-5,4.7595618498673707E-3,3.1216798034704587E-2,null,1.0340747345378964E-2,1.2816093884984016E-2,4.750317037246184E-4,2.9874945351500027E-6,3.1163597947801963E-5,4.7595618498673707E-3,2.3666024026570549E-2]
[2004,5,10,4,1.2588782418379425E-2,1.1966998436176919E-2,1.1895600000000033E-3,1.610000000000018E-6,6.356455645161313E-5,5.0514216620232135E-3,3.086193707303117E-2,null,9.5710778794639954E-3,1.3219996988157135E-2,4.750317037246184E-4,2.9874945351500027E-6,3.1163597947801963E-5,5.0514216620232135E-3,2.3300257663828698E-2]
[2004,5,10,8,2.4535919947744355E-2,1.6562019035273132E-2,0,0,6.356455645161313E-5,7.0641784900191918E-3,4.8225682029488293E-2,null,1.8654321987589498E-2,1.8296136907832633E-2,0,0,3.1163597947801963E-5,7.0641784900191918E-3,3.6981622493369934E-2]
[2004,5,10,12,2.3163231752023089E-2,1.9179724271137313E-2,0,0,6.356455645161313E-5,7.7750187320738398E-3,5.0181539311685862E-2,null,1.7610686059281788E-2,2.1187927653738604E-2,0,0,3.1163597947801963E-5,7.7750187320738398E-3,3.8829777310968192E-2]
[2004,5,10,13,2.3288330309980006E-2,1.8962805687233367E-2,0,0,6.356455645161313E-5,6.6863510726302257E-3,4.9001051626295221E-2,null,1.7705796769835195E-2,2.094829671861486E-2,0,0,3.1163597947801963E-5,6.6863510726302257E-3,3.8685257086397862E-2]
[2004,5,10,16,2.412149576456216E-2,1.7813312357503858E-2,0,0,6.356455645161313E-5,6.5103820143709353E-3,4.8508754692888567E-2,null,1.8339240989241393E-2,1.9678446267979589E-2,0,0,3.1163597947801963E-5,6.5103820143709353E-3,3.8048850855168785E-2]
[2004,5,10,19,2.4368944380202033E-2,1.5764265599199547E-2,1.1895600000000033E-3,1.610000000000018E-6,6.356455645161313E-5,4.1506158495263736E-3,4.5538560385379574E-2,null,1.8527372763446737E-2,1.7414855099496907E-2,4.750317037246184E-4,2.9874945351500027E-6,3.1163597947801963E-5,4.1506158495263736E-3,3.6451410659151216E-2]
[2004,5,10,23,2.0102113814833289E-2,1.3174100494004713E-2,1.1895600000000033E-3,1.610000000000018E-6,6.356455645161313E-5,3.6939123895425923E-3,3.8224861254832217E-2,null,1.5283360254341922E-2,1.4553488059789611E-2,4.750317037246184E-4,2.9874945351500027E-6,3.1163597947801963E-5,3.6939123895425923E-3,3.0346031110339101E-2]
[2004,5,11,2,1.4634652872975979E-2,1.3299617846522001E-2,1.1895600000000033E-3,1.610000000000018E-6,6.356455645161313E-5,6.901325218179751E-3,3.6090330494129345E-2,null,1.1126525007031297E-2,1.4692147643568257E-2,4.750317037246184E-4,2.9874945351500027E-6,3.1163597947801963E-5,6.901325218179751E-3,2.6327855446807123E-2]
[2004,5,11,5,1.6564827714727753E-2,1.3951712022073225E-2,1.1895600000000033E-3,1.610000000000018E-6,6.356455645161313E-5,7.5935316504981473E-3,3.9364805943750747E-2,null,1.2594010353701265E-2,1.5412519011773769E-2,4.750317037246184E-4,2.9874945351500027E-6,3.1163597947801963E-5,7.5935316504981473E-3,2.8515712161682603E-2]
[2004,5,11,10,2.6464215125757046E-2,1.9783377801954261E-2,0,0,6.356455645161313E-5,1.0948968264540167E-2,5.7260125748703095E-2,null,2.0120378251808433E-2,2.1854786423868094E-2,0,0,3.1163597947801963E-5,1.0948968264540167E-2,4.2006328273624327E-2]
[2004,5,11,13,2.5152925607832444E-2,1.9982797452627061E-2,0,0,6.356455645161313E-5,9.907007105621677E-3,5.5106294722532798E-2,null,1.9123422892546864E-2,2.2075086208758515E-2,0,0,3.1163597947801963E-5,9.907007105621677E-3,4.1229672699253178E-2]
[2004,5,11,14,2.3458725156633175E-2,2.0097931891893177E-2,0,0,6.356455645161313E-5,1.0189347573317716E-2,5.3809569178295678E-2,null,1.7835345624790045E-2,2.2202275741576526E-2,0,0,3.1163597947801963E-5,1.0189347573317716E-2,4.0068784964314375E-2]
[2004,5,11,17,2.7484266754774798E-2,1.7998834590287591E-2,0,0,6.356455645161313E-5,8.9555774735832986E-3,5.4502243375097306E-2,null,2.0895909455537015E-2,1.9883393512831127E-2,0,0,3.1163597947801963E-5,8.9555774735832986E-3,4.0810466566315942E-2]
[2004,5,11,20,2.9298963894695218E-2,1.5669020895548558E-2,1.1895600000000033E-3,1.610000000000018E-6,6.356455645161313E-5,4.5490964825701157E-3,5.0771815829265515E-2,null,2.2275598696051731E-2,1.7309637847057267E-2,4.750317037246184E-4,2.9874945351500027E-6,3.1163597947801963E-5,4.5490964825701157E-3,4.0094419339316574E-2]
[2004,5,11,24,1.7509791368936538E-2,1.3400171984077877E-2,1.1895600000000033E-3,1.610000000000018E-6,6.356455645161313E-5,5.5721988762771641E-3,3.7736896785743199E-2,null,1.3312453204416564E-2,1.4803230251519202E-2,4.750317037246184E-4,2.9874945351500027E-6,3.1163597947801963E-5,5.5721988762771641E-3,2.8624866252143333E-2]
[2004,5,12,2,1.4336969083264579E-2,1.3445288678987311E-2,1.1895600000000033E-3,1.610000000000018E-6,6.356455645161313E-5,6.6735172076315902E-3,3.5710509526335095E-2,null,1.0900200121900065E-2,1.4853070867275884E-2,4.750317037246184E-4,2.9874945351500027E-6,3.1163597947801963E-5,6.6735172076315902E-3,2.626245378538352E-2]
[2004,5,12,8,2.8901458353028698E-2,1.8165085381741657E-2,0,0,6.356455645161313E-5,9.0716265757127459E-3,5.6201734866934722E-2,null,2.1973380707816889E-2,2.0067051509781917E-2,0,0,3.1163597947801963E-5,9.0716265757127459E-3,4.2071595815546606E-2]
[2004,5,12,11,2.5810833655132717E-2,1.9930613553828993E-2,0,0,6.356455645161313E-5,9.9086450590413488E-3,5.5713656824454678E-2,null,1.9623621319127312E-2,2.2017438421084772E-2,0,0,3.1163597947801963E-5,9.9086450590413488E-3,4.1672223338159883E-2]
[2004,5,12,14,2.3039150552766171E-2,2.0270285602854175E-2,0,0,6.356455645161313E-5,9.8702649479142091E-3,5.3243265659986168E-2,null,1.7516348832535271E-2,2.2392675661151516E-2,0,0,3.1163597947801963E-5,9.8702649479142091E-3,3.994018809163459E-2]
[2004,5,12,15,2.3118510573299635E-2,1.9707271425030908E-2,0,0,6.356455645161313E-5,9.9385307371164695E-3,5.2827877291898626E-2,null,1.7576685163071312E-2,2.1770711367029724E-2,0,0,3.1163597947801963E-5,9.9385307371164695E-3,3.9378560128048842E-2]
[2004,5,12,18,2.8343686632975998E-2,1.6946170821780286E-2,0,0,6.356455645161313E-5,6.7175296420378785E-3,5.2070951653245781E-2,null,2.1549314551602059E-2,1.8720511113921541E-2,0,0,3.1163597947801963E-5,6.7175296420378785E-3,4.0300989263471407E-2]
[2004,5,12,23,2.2442810251917092E-2,1.3532496161190597E-2,1.1895600000000033E-3,1.610000000000018E-6,6.356455645161313E-5,3.926637603124573E-3,4.1156678572683882E-2,null,1.7062959515570311E-2,1.4949409365038781E-2,4.750317037246184E-4,2.9874945351500027E-6,3.1163597947801963E-5,3.926637603124573E-3,3.2521551676816668E-2]
[2004,5,13,2,1.6910869204546989E-2,1.3804256775133208E-2,1.1895600000000033E-3,1.610000000000018E-6,6.356455645161313E-5,8.3857321790601885E-3,4.0355592715192005E-2,null,1.2857100932163419E-2,1.5249624537371402E-2,4.750317037246184E-4,2.9874945351500027E-6,3.1163597947801963E-5,8.3857321790601885E-3,2.8615908265742389E-2]
[2004,5,13,5,1.9337766352621948E-2,1.4293759652561832E-2,1.1895600000000033E-3,1.610000000000018E-6,6.356455645161313E-5,9.2970515335823317E-3,4.4183312095217732E-2,null,1.4702237406661696E-2,1.5790380567366171E-2,4.750317037246184E-4,2.9874945351500027E-6,3.1163597947801963E-5,9.2970515335823317E-3,3.1001800770235434E-2]
[2004,5,13,9,3.1978422652251565E-2,1.9565500859105456E-2,0,0,6.356455645161313E-5,1.0929626992714986E-2,6.2537115060523618E-2,null,2.4312754283548569E-2,{"$f":"F3203*W$5","v":2.1614096785308214E-2},{"$f":"G3203*X$5","v":0},{"$f":"H3203*Y$5","v":0},{"$f":"I3203*Z$5","v":3.1163597947801963E-5},{"$f":"J3203","v":1.0929626992714986E-2},4.5958014666804589E-2]
[2004,5,13,12,2.8240575347437347E-2,1.9597752859035675E-2,0,0,6.356455645161313E-5,1.053663353476476E-2,5.8438526297689392E-2,null,2.1470920461423706E-2,2.1649725714668694E-2,0,0,3.1163597947801963E-5,1.053663353476476E-2,4.3151809774040206E-2]
[2004,5,13,15,2.4866668942446189E-2,1.9364643591099802E-2,0,0,6.356455645161313E-5,1.03146642955945E-2,5.4609541385592111E-2,null,1.8905785892647058E-2,2.139220885808521E-2,0,0,3.1163597947801963E-5,1.03146642955945E-2,4.0329158348680075E-2]
[2004,5,13,16,2.7460806746701736E-2,1.8892959726690098E-2,0,0,6.356455645161313E-5,9.4212835660362794E-3,5.5838614595879729E-2,null,2.0878073134528535E-2,2.0871137571904723E-2,0,0,3.1163597947801963E-5,9.4212835660362794E-3,4.1780374304381057E-2]
[2004,5,13,20,3.2599085714397832E-2,1.6386094655214328E-2,1.1895600000000033E-3,1.610000000000018E-6,6.356455645161313E-5,6.2467769310486938E-3,5.6486691857112477E-2,null,2.4784635860915068E-2,1.8101792454047964E-2,4.750317037246184E-4,2.9874945351500027E-6,3.1163597947801963E-5,6.2467769310486938E-3,4.3395611111170608E-2]
[2004,5,13,24,2.0080306238794927E-2,1.4183487140815619E-2,1.1895600000000033E-3,1.610000000000018E-6,6.356455645161313E-5,7.1660998871220611E-3,4.2684627823184225E-2,null,1.5266780254649436E-2,1.5668562027743534E-2,4.750317037246184E-4,2.9874945351500027E-6,3.1163597947801963E-5,7.1660998871220611E-3,3.1444525078600544E-2]
[2004,5,14,3,1.7060429763337971E-2,1.3229882626546596E-2,1.1895600000000033E-3,1.610000000000018E-6,6.356455645161313E-5,8.5613698051116398E-3,4.0106416751447826E-2,null,1.297080976502042E-2,1.4615110832461441E-2,4.750317037246184E-4,2.9874945351500027E-6,3.1163597947801963E-5,8.5613698051116398E-3,2.8095103393689431E-2]
[2004,5,14,6,2.2659381206639885E-2,1.4692933958101749E-2,1.1895600000000033E-3,1.610000000000018E-6,6.356455645161313E-5,8.8981786008712725E-3,4.7505228322064524E-2,null,1.7227615429477875E-2,1.6231350217786992E-2,4.750317037246184E-4,2.9874945351500027E-6,3.1163597947801963E-5,8.8981786008712725E-3,3.3968148443472443E-2]
[2004,5,14,10,2.9007326626186263E-2,1.9400257080879234E-2,0,0,6.356455645161313E-5,1.086005452190324E-2,5.9331202785420353E-2,null,2.2053870897708171E-2,2.143155124039877E-2,0,0,3.1163597947801963E-5,1.086005452190324E-2,4.3516585736054741E-2]
[2004,5,14,13,2.5884899672611331E-2,1.9261423828667881E-2,0,0,6.356455645161313E-5,1.061233546410662E-2,5.5822223521837452E-2,null,1.967993269205839E-2,2.1278181522346357E-2,0,0,3.1163597947801963E-5,1.061233546410662E-2,4.0989277812352551E-2]
[2004,5,14,17,2.7309744319552874E-2,1.7153256216704587E-2,0,0,6.356455645161313E-5,7.3257713034309037E-3,5.1852336396139981E-2,null,2.0763222451845219E-2,1.8949279280959522E-2,0,0,3.1163597947801963E-5,7.3257713034309037E-3,3.9743665330752548E-2]
[2004,5,14,18,2.9964215398976028E-2,1.631565282403924E-2,0,0,6.356455645161313E-5,5.9237218643651722E-3,5.2267154643832053E-2,null,2.2781380251828423E-2,1.802397504637122E-2,0,0,3.1163597947801963E-5,5.9237218643651722E-3,4.083651889614745E-2]
[2004,5,14,21,3.1426386118575171E-2,1.4787011092673641E-2,1.1895600000000033E-3,1.610000000000018E-6,6.356455645161313E-5,6.0653071460661625E-3,5.35334389137666E-2,null,2.3893048510541314E-2,1.633527765141438E-2,4.750317037246184E-4,2.9874945351500027E-6,3.1163597947801963E-5,6.0653071460661625E-3,4.073750895816327E-2]
[2004,5,15,1,1.5156282116789944E-2,1.1920167760792553E-2,1.1895600000000033E-3,1.610000000000018E-6,6.356455645161313E-5,6.1680112450048109E-3,3.4499195679038919E-2,null,1.1523112536374907E-2,1.3168262930462006E-2,4.750317037246184E-4,2.9874945351500027E-6,3.1163597947801963E-5,6.1680112450048109E-3,2.520055826304448E-2]
[2004,5,15,4,1.424603063528667E-2,1.1139299711408094E-2,1.1895600000000033E-3,1.610000000000018E-6,6.356455645161313E-5,6.5120183065839185E-3,3.3152083209730294E-2,null,1.0831060872454987E-2,1.2305634484735513E-2,4.750317037246184E-4,2.9874945351500027E-6,3.1163597947801963E-5,6.5120183065839185E-3,2.3645878153398067E-2]
[2004,5,15,7,2.1688351747065977E-2,1.1373237019239788E-2,0,0,6.356455645161313E-5,7.2201754225636166E-3,4.0345328745320999E-2,null,1.6489355105964228E-2,1.2564066080715615E-2,0,0,3.1163597947801963E-5,7.2201754225636166E-3,2.9084584784627644E-2]
[2004,5,15,10,2.7507292968637773E-2,1.3209228191326439E-2,0,0,6.356455645161313E-5,8.6802192961268985E-3,4.9460305012542727E-2,null,2.0913415968782486E-2,1.459229378499053E-2,0,0,3.1163597947801963E-5,8.6802192961268985E-3,3.5536873351720816E-2]
[2004,5,15,15,2.2968873594135054E-2,1.2209786128760905E-2,0,0,6.356455645161313E-5,7.2856641518195629E-3,4.2527888431167137E-2,null,1.7462918228856851E-2,1.3488205643973364E-2,0,0,3.1163597947801963E-5,7.2856641518195629E-3,3.0982287470778018E-2]
[2004,5,15,16,2.4265627726097951E-2,1.2091248313632534E-2,0,0,6.356455645161313E-5,7.0198441787669942E-3,4.3440284774949094E-2,null,1.8448822534376758E-2,1.3357256386535303E-2,0,0,3.1163597947801963E-5,7.0198441787669942E-3,3.1837242518859867E-2]
[2004,5,15,19,2.6848889258665545E-2,1.0788656082026079E-2,1.1895600000000033E-3,1.610000000000018E-6,6.356455645161313E-5,4.2821832012656874E-3,4.317446309840893E-2,null,2.0412840696699627E-2,1.1918276890509267E-2,4.750317037246184E-4,2.9874945351500027E-6,3.1163597947801963E-5,4.2821832012656874E-3,3.2840300383416468E-2]
[2004,5,15,22,2.6049196258813884E-2,9.7123104207837308E-3,1.1895600000000033E-3,1.610000000000018E-6,6.356455645161313E-5,4.6432217811899004E-3,4.1659463017239134E-2,null,1.9804845123587819E-2,1.0729232998197566E-2,4.750317037246184E-4,2.9874945351500027E-6,3.1163597947801963E-5,4.6432217811899004E-3,3.1043260917992956E-2]
[2004,5,16,2,1.3463892036319062E-2,9.1560671079455227E-3,1.1895600000000033E-3,1.610000000000018E-6,6.356455645161313E-5,6.6759098634448137E-3,3.0550603564161012E-2,null,{"$f":"E3268*V$5","v":1.0236411668547505E-2},1.0114748509073419E-2,4.750317037246184E-4,2.9874945351500027E-6,3.1163597947801963E-5,6.6759098634448137E-3,{"$f":"SUM(M3268:Q3268)","v":2.0860342973828494E-2}]
[2004,5,16,7,1.7675096237709624E-2,1.0055852128838173E-2,0,0,6.356455645161313E-5,6.9859639344025852E-3,3.4780476857401994E-2,null,1.3438132219296659E-2,1.1108745067995831E-2,0,0,3.1163597947801963E-5,6.9859639344025852E-3,2.4578040885240293E-2]
[2004,5,16,9,2.3555464092069517E-2,1.1460415788643119E-2,0,0,6.356455645161313E-5,7.9343695503099176E-3,4.301381398747417E-2,null,1.7908894904956004E-2,1.2660372859319279E-2,0,0,3.1163597947801963E-5,7.9343695503099176E-3,3.0600431362223086E-2]
[2004,5,16,13,2.2443543454511449E-2,1.3386099529811414E-2,0,0,6.356455645161313E-5,7.5412043180690209E-3,4.3434411858843495E-2,null,1.7063516959403939E-2,1.4787684348007072E-2,0,0,3.1163597947801963E-5,7.5412043180690209E-3,3.1882364905358812E-2]
[2004,5,16,16,2.1743560094764577E-2,1.3206158487770032E-2,0,0,6.356455645161313E-5,5.6932441435033109E-3,4.0706527282489538E-2,null,1.6531329252300123E-2,1.4588902669667279E-2,0,0,3.1163597947801963E-5,5.6932441435033109E-3,3.1151395519915207E-2]
[2004,5,16,17,2.3978867833264885E-2,1.2757005316212983E-2,0,0,6.356455645161313E-5,5.1734770540602755E-3,4.1972914759989759E-2,null,1.8230802937580413E-2,1.409272114120187E-2,0,0,3.1163597947801963E-5,5.1734770540602755E-3,3.2354687676730089E-2]
[2004,5,16,20,2.5372607811780502E-2,1.1244626015698355E-2,1.1895600000000033E-3,1.610000000000018E-6,6.356455645161313E-5,4.809606027649461E-3,4.2681574411579937E-2,null,1.9290444246387199E-2,1.2421988926738415E-2,4.750317037246184E-4,2.9874945351500027E-6,3.1163597947801963E-5,4.809606027649461E-3,3.2221615969333192E-2]
[2004,5,16,24,1.5025236226323187E-2,1.1993093543721496E-2,1.1895600000000033E-3,1.610000000000018E-6,6.356455645161313E-5,5.1554344333048386E-3,3.3428498759801133E-2,null,1.1423480150830626E-2,1.3248824370811591E-2,4.750317037246184E-4,2.9874945351500027E-6,3.1163597947801963E-5,5.1554344333048386E-3,2.5181487317849784E-2]
[2004,5,17,4,1.1346141433616962E-2,1.2591562117668582E-2,1.1895600000000033E-3,1.610000000000018E-6,6.356455645161313E-5,7.1796951624357643E-3,3.2372133270172923E-2,null,8.6263150544261136E-3,1.3909955295770141E-2,4.750317037246184E-4,2.9874945351500027E-6,3.1163597947801963E-5,7.1796951624357643E-3,2.3045453146403824E-2]
[2004,5,17,7,1.9704783067451048E-2,1.5817375083847698E-2,0,0,6.356455645161313E-5,9.8467195684746409E-3,4.5432442276225005E-2,null,1.4981275159793864E-2,1.7473525386021607E-2,0,0,3.1163597947801963E-5,9.8467195684746409E-3,3.2485964143763271E-2]
[2004,5,17,10,2.3295810328426078E-2,1.8834561391414265E-2,0,0,6.356455645161313E-5,1.1219915715656724E-2,5.3413851991948681E-2,null,1.7711483724832739E-2,2.0806624668307606E-2,0,0,3.1163597947801963E-5,1.1219915715656724E-2,3.8549271991088152E-2]
[2004,5,17,14,2.165584653114308E-2,1.8817194025173706E-2,0,0,6.356455645161313E-5,9.8456242398258509E-3,5.0382229352594253E-2,null,1.6464641838012863E-2,2.0787438860720441E-2,0,0,3.1163597947801963E-5,9.8456242398258509E-3,3.7283244296681103E-2]
[2004,5,17,17,2.4840899879403733E-2,1.8538956922610362E-2,0,0,6.356455645161313E-5,8.7579995304868687E-3,5.2201420888952577E-2,null,1.8886194028949418E-2,2.0480069082283663E-2,0,0,3.1163597947801963E-5,8.7579995304868687E-3,3.939742670918088E-2]
[2004,5,17,18,2.4964561337254106E-2,1.7721262970083917E-2,0,0,6.356455645161313E-5,7.1756228605226527E-3,4.9925011724312296E-2,null,1.8980212132085901E-2,1.9576758895749759E-2,0,0,3.1163597947801963E-5,7.1756228605226527E-3,3.8588134625783463E-2]
[2004,5,17,21,2.5974993982499896E-2,1.5999398062937355E-2,1.1895600000000033E-3,1.610000000000018E-6,6.356455645161313E-5,5.112297980268324E-3,4.8341424582157198E-2,null,1.9748430154940984E-2,1.7674606989581121E-2,4.750317037246184E-4,2.9874945351500027E-6,3.1163597947801963E-5,5.112297980268324E-3,3.7932219940729685E-2]
[2004,5,18,1,1.4341644096409683E-2,1.4145692914620919E-2,1.1895600000000033E-3,1.610000000000018E-6,6.356455645161313E-5,6.1736943711818808E-3,3.5915765938664093E-2,null,1.0903754470002388E-2,1.5626810576105234E-2,4.750317037246184E-4,2.9874945351500027E-6,3.1163597947801963E-5,6.1736943711818808E-3,2.7039747842315193E-2]
[2004,5,18,5,1.515359670976443E-2,1.4263498696146761E-2,1.1895600000000033E-3,1.610000000000018E-6,6.356455645161313E-5,7.8809762618429948E-3,3.8552806224205802E-2,null,1.1521070858401211E-2,1.5756951152730618E-2,4.750317037246184E-4,2.9874945351500027E-6,3.1163597947801963E-5,7.8809762618429948E-3,2.77872048073394E-2]
[2004,5,18,8,2.7184497274181242E-2,1.7971367149637745E-2,0,0,6.356455645161313E-5,1.0408438019961051E-2,5.5627867000231652E-2,null,2.0667998848355615E-2,1.9853050107623886E-2,0,0,3.1163597947801963E-5,1.0408438019961051E-2,4.0552212553927304E-2]
[2004,5,18,12,2.4583638407321699E-2,1.9252794506063816E-2,0,0,6.356455645161313E-5,1.0599508876673771E-2,5.4499506346510899E-2,null,1.869060167514975E-2,2.1268648670859494E-2,0,0,3.1163597947801963E-5,1.0599508876673771E-2,3.9990413943957047E-2]
[2004,5,18,15,2.219658926208741E-2,1.9321354004883724E-2,0,0,6.356455645161313E-5,1.0706951295678136E-2,5.2288459119100884E-2,null,1.687576108835959E-2,2.1344386657518605E-2,0,0,3.1163597947801963E-5,1.0706951295678136E-2,3.8251311343825999E-2]
[2004,5,18,18,2.6724833966991518E-2,1.6978868194102902E-2,0,0,6.356455645161313E-5,7.7719965138134534E-3,5.1539263231359489E-2,null,{"$f":"E3332*V$5","v":2.0318523167131536E-2},1.8756632048166747E-2,0,0,3.1163597947801963E-5,7.7719965138134534E-3,{"$f":"SUM(M3332:Q3332)","v":3.9106318813246083E-2}]
[2004,5,18,20,2.7571803782277478E-2,1.5610613598971533E-2,1.1895600000000033E-3,1.610000000000018E-6,6.356455645161313E-5,5.2873621895047447E-3,4.9724514127205376E-2,null,2.0962462651844684E-2,1.724511504387043E-2,4.750317037246184E-4,2.9874945351500027E-6,3.1163597947801963E-5,5.2873621895047447E-3,3.8716760491922693E-2]
[2004,5,18,23,2.1397114171635777E-2,1.3267441883259179E-2,1.1895600000000033E-3,1.610000000000018E-6,6.356455645161313E-5,4.8171443307828956E-3,4.0736434942129474E-2,null,1.6267931188763223E-2,1.4656602712256186E-2,4.750317037246184E-4,2.9874945351500027E-6,3.1163597947801963E-5,4.8171443307828956E-3,3.1433716697226985E-2]
[2004,5,19,2,1.3957533208091181E-2,1.3351571441287409E-2,1.1895600000000033E-3,1.610000000000018E-6,6.356455645161313E-5,7.2530187312579734E-3,3.5816857937088178E-2,null,1.0611720252215046E-2,1.4749541013341442E-2,4.750317037246184E-4,2.9874945351500027E-6,3.1163597947801963E-5,7.2530187312579734E-3,2.5870444061764059E-2]
[2004,5,19,6,1.9129275780275557E-2,1.4728212944448789E-2,1.1895600000000033E-3,1.610000000000018E-6,6.356455645161313E-5,8.5035887189338338E-3,4.3615812000109805E-2,null,1.4543724896178715E-2,1.6270323072654524E-2,4.750317037246184E-4,2.9874945351500027E-6,3.1163597947801963E-5,8.5035887189338338E-3,3.1323230765040816E-2]
[2004,5,19,9,2.7640907923273721E-2,1.8548681150956287E-2,0,0,6.356455645161313E-5,1.1073028565551701E-2,5.7326182196233325E-2,null,2.1015001578429265E-2,2.0490811481067357E-2,0,0,3.1163597947801963E-5,1.1073028565551701E-2,4.1536976657444422E-2]
[2004,5,19,11,2.5208219192918581E-2,1.9575286521450356E-2,0,0,6.356455645161313E-5,1.103250691211482E-2,5.5879577182935375E-2,null,1.9165461843694477E-2,2.1624907050506847E-2,0,0,3.1163597947801963E-5,1.103250691211482E-2,4.0821532492149128E-2]
[2004,5,19,17,2.6448433717923006E-2,1.7978853816862379E-2,0,0,6.356455645161313E-5,9.5984028296904975E-3,5.4089254920927497E-2,null,2.0108379864799481E-2,1.9861320662574559E-2,0,0,3.1163597947801963E-5,9.5984028296904975E-3,4.0000864125321847E-2]
[2004,5,19,20,2.8138575858850795E-2,1.5645382465076581E-2,1.1895600000000033E-3,1.610000000000018E-6,6.356455645161313E-5,5.3484021005074872E-3,5.0387094980886483E-2,null,2.1393371655154557E-2,1.7283524366612617E-2,4.750317037246184E-4,2.9874945351500027E-6,3.1163597947801963E-5,5.3484021005074872E-3,3.918607881797475E-2]
[2004,5,19,21,2.9349688981589676E-2,1.4977022203687308E-2,1.1895600000000033E-3,1.610000000000018E-6,6.356455645161313E-5,5.4398453081527043E-3,5.1021291049881311E-2,null,2.2314164280949015E-2,1.654518378023306E-2,4.750317037246184E-4,2.9874945351500027E-6,3.1163597947801963E-5,5.4398453081527043E-3,3.9368530857389651E-2]
[2004,5,19,24,1.675478492329914E-2,1.3373168596595901E-2,1.1895600000000033E-3,1.610000000000018E-6,6.356455645161313E-5,6.0682579520471942E-3,3.7450946028393856E-2,null,1.2738432202977802E-2,1.4773399487933358E-2,4.750317037246184E-4,2.9874945351500027E-6,3.1163597947801963E-5,6.0682579520471942E-3,2.8021014487118731E-2]
[2004,5,20,4,1.3783049826612482E-2,1.2997961367868913E-2,1.1895600000000033E-3,1.610000000000018E-6,6.356455645161313E-5,7.2278889874015642E-3,3.5263634738334576E-2,null,1.047906294054631E-2,1.4358906375047968E-2,4.750317037246184E-4,2.9874945351500027E-6,3.1163597947801963E-5,7.2278889874015642E-3,2.5347152111801847E-2]
[2004,5,20,8,2.6437549134172681E-2,1.8512856006101901E-2,0,0,6.356455645161313E-5,1.0099814109294203E-2,5.5113783806020403E-2,null,2.0100104465694338E-2,2.045123528244068E-2,0,0,3.1163597947801963E-5,1.0099814109294203E-2,4.0582503346082821E-2]
[2004,5,20,11,2.3936716517276746E-2,2.0100247498425552E-2,0,0,6.356455645161313E-5,1.0534625866557486E-2,5.4635154438711399E-2,null,1.8198755872611258E-2,2.2204833802526146E-2,0,0,3.1163597947801963E-5,1.0534625866557486E-2,4.0434753273085211E-2]
[2004,5,20,15,2.1742285716613723E-2,1.9508788247927383E-2,0,0,6.356455645161313E-5,1.0490597818094971E-2,5.1805236339087693E-2,null,1.6530360360144842E-2,2.1551446108702611E-2,0,0,3.1163597947801963E-5,1.0490597818094971E-2,3.811297006679526E-2]
[2004,5,20,18,2.6104725608036207E-2,1.7353690815791842E-2,0,0,6.356455645161313E-5,7.5409842931035307E-3,5.1062965273383193E-2,null,1.9847063322960847E-2,1.9170700283927623E-2,0,0,3.1163597947801963E-5,7.5409842931035307E-3,3.904892720483627E-2]
[2004,5,20,21,2.8103771782233649E-2,1.5447331079689354E-2,1.1895600000000033E-3,1.610000000000018E-6,6.356455645161313E-5,5.0792226121998589E-3,4.9885060030574482E-2,null,2.1366910595081012E-2,1.7064736110536272E-2,4.750317037246184E-4,2.9874945351500027E-6,3.1163597947801963E-5,5.0792226121998589E-3,3.8940829501824863E-2]
[2004,5,20,22,2.5070774702051723E-2,1.4668722091063964E-2,1.1895600000000033E-3,1.610000000000018E-6,6.356455645161313E-5,5.1590941398023237E-3,4.615332548936963E-2,null,1.9060964690397954E-2,1.6204603259389341E-2,4.750317037246184E-4,2.9874945351500027E-6,3.1163597947801963E-5,5.1590941398023237E-3,3.5774750745994871E-2]
[2004,5,21,1,1.1459945139191578E-2,1.4052316074493594E-2,1.1895600000000033E-3,1.610000000000018E-6,6.356455645161313E-5,5.6612706978684544E-3,3.2428266468005243E-2,null,8.712838444284372E-3,1.5523656760899987E-2,4.750317037246184E-4,2.9874945351500027E-6,3.1163597947801963E-5,5.6612706978684544E-3,2.4745678001391928E-2]
[2004,5,21,5,1.1103049048024291E-2,1.3836749306418818E-2,1.1895600000000033E-3,1.610000000000018E-6,6.356455645161313E-5,6.8107891404596442E-3,3.3005322051354369E-2,null,8.4414952619245552E-3,1.5285519182801856E-2,4.750317037246184E-4,2.9874945351500027E-6,3.1163597947801963E-5,6.8107891404596442E-3,2.4236197240933982E-2]
[2004,5,21,9,2.1176056568501567E-2,1.9796732611295657E-2,0,0,6.356455645161313E-5,1.033954048173575E-2,5.1375894217984594E-2,null,1.6099864137865894E-2,{"$f":"F3395*W$5","v":2.1869539541804248E-2},{"$f":"G3395*X$5","v":0},{"$f":"H3395*Y$5","v":0},{"$f":"I3395*Z$5","v":3.1163597947801963E-5},{"$f":"J3395","v":1.033954048173575E-2},3.8000567277617942E-2]
[2004,5,21,12,2.0484737021178916E-2,1.9959112985716773E-2,0,0,6.356455645161313E-5,9.2034351525768325E-3,4.9710849715924141E-2,null,1.5574263408016067E-2,2.2048921871653433E-2,0,0,3.1163597947801963E-5,9.2034351525768325E-3,3.7654348877617302E-2]
[2004,5,21,16,1.9070655157582973E-2,1.7505909568544725E-2,0,0,6.356455645161313E-5,8.6486394991665723E-3,4.5288768781745883E-2,null,1.4499156444164305E-2,1.9338857024622999E-2,0,0,3.1163597947801963E-5,8.6486394991665723E-3,3.3869177066735104E-2]
[2004,5,21,19,2.0840064328223572E-2,1.4782070051986132E-2,1.1895600000000033E-3,1.610000000000018E-6,6.356455645161313E-5,5.8221696372309653E-3,4.269903857389229E-2,null,1.58444138654153E-2,1.6329819261546981E-2,4.750317037246184E-4,2.9874945351500027E-6,3.1163597947801963E-5,5.8221696372309653E-3,3.268341592316986E-2]
[2004,5,21,22,1.9950640172748699E-2,1.2979902728209237E-2,1.1895600000000033E-3,1.610000000000018E-6,6.356455645161313E-5,5.5884147777918378E-3,3.9773692235201399E-2,null,1.5168196930606894E-2,1.433895691460604E-2,4.750317037246184E-4,2.9874945351500027E-6,3.1163597947801963E-5,5.5884147777918378E-3,3.0016336641420505E-2]
[2004,5,22,2,1.1899591940554373E-2,1.0468287110949335E-2,1.1895600000000033E-3,1.610000000000018E-6,6.356455645161313E-5,6.5995672574888416E-3,3.0222180865444162E-2,null,9.047095851828179E-3,1.1564363847458299E-2,4.750317037246184E-4,2.9874945351500027E-6,3.1163597947801963E-5,6.5995672574888416E-3,2.1120642495494047E-2]
[2004,5,22,3,1.1282142466594832E-2,1.026367010239485E-2,1.1895600000000033E-3,1.610000000000018E-6,6.356455645161313E-5,6.8421092874628477E-3,2.9642656412904145E-2,null,8.5776575212972734E-3,1.1338322517943412E-2,4.750317037246184E-4,2.9874945351500027E-6,3.1163597947801963E-5,6.8421092874628477E-3,2.0425162835448256E-2]
[2004,5,22,7,1.6490663029835612E-2,1.1848567141082057E-2,0,0,6.356455645161313E-5,8.0407499142634356E-3,3.6443544641632714E-2,null,1.2537623965294691E-2,1.3089165403879114E-2,0,0,3.1163597947801963E-5,8.0407499142634356E-3,2.565795296712161E-2]
[2004,5,22,10,2.3587863300685269E-2,1.3004662665012448E-2,0,0,6.356455645161313E-5,8.020928709413757E-3,4.4677019231563087E-2,null,1.7933527577011849E-2,1.4366309328138233E-2,0,0,3.1163597947801963E-5,8.020928709413757E-3,3.2331000503097881E-2]
[2004,5,22,13,2.2107181130473108E-2,1.2646646571490842E-2,0,0,6.356455645161313E-5,7.3474308856398465E-3,4.2164823144055411E-2,null,1.6807785317367752E-2,1.3970807339622936E-2,0,0,3.1163597947801963E-5,7.3474308856398465E-3,3.0809756254938491E-2]
[2004,5,22,17,2.2679100416890634E-2,1.2055432707367524E-2,0,0,6.356455645161313E-5,6.603947189549873E-3,4.1402044870259648E-2,null,1.7242607673426415E-2,1.3317690725231203E-2,0,0,3.1163597947801963E-5,6.603947189549873E-3,3.0591461996605424E-2]
[2004,5,22,19,2.3280928285704647E-2,1.0255591100453425E-2,1.1895600000000033E-3,1.610000000000018E-6,6.356455645161313E-5,4.2078217955324841E-3,3.899907573814218E-2,null,1.7700169112731381E-2,1.1329397608167365E-2,4.750317037246184E-4,2.9874945351500027E-6,3.1163597947801963E-5,4.2078217955324841E-3,2.9538749517106316E-2]
[2004,5,22,22,2.2478194451813257E-2,9.5478744943099554E-3,1.1895600000000033E-3,1.610000000000018E-6,6.356455645161313E-5,4.349785885028718E-3,3.7630589387603552E-2,null,1.7089861635382491E-2,1.054757989075197E-2,4.750317037246184E-4,2.9874945351500027E-6,3.1163597947801963E-5,4.349785885028718E-3,2.814662432234203E-2]
[2004,5,23,1,1.4521709306909176E-2,8.7614819661386133E-3,1.1895600000000033E-3,1.610000000000018E-6,6.356455645161313E-5,5.7497580385376971E-3,3.02876838680371E-2,null,1.1040655569393584E-2,9.6788485284659692E-3,4.750317037246184E-4,2.9874945351500027E-6,3.1163597947801963E-5,5.7497580385376971E-3,2.1228686894067123E-2]
[2004,5,23,4,1.2094050252086841E-2,8.6471080806183997E-3,1.1895600000000033E-3,1.610000000000018E-6,6.356455645161313E-5,7.3332640080623407E-3,2.9329156897219197E-2,null,9.1949398276894995E-3,9.5524991827912742E-3,4.750317037246184E-4,2.9874945351500027E-6,3.1163597947801963E-5,7.3332640080623407E-3,1.9256621806688343E-2]
[2004,5,23,8,1.9549559280841018E-2,1.0533938660006906E-2,0,0,6.356455645161313E-5,7.243483218713001E-3,3.7390545716012538E-2,null,1.4863260652829247E-2,1.1636889408937876E-2,0,0,3.1163597947801963E-5,7.243483218713001E-3,2.6531313659714926E-2]
[2004,5,23,11,2.3395560804739784E-2,1.1502733617971011E-2,0,0,6.356455645161313E-5,7.6615365614823416E-3,4.2623395540644753E-2,null,1.7787322638047907E-2,1.2707121555681504E-2,0,0,3.1163597947801963E-5,7.6615365614823416E-3,3.0525607791677213E-2]
[2004,5,23,14,2.095173880226868E-2,1.177587217200673E-2,0,0,6.356455645161313E-5,7.3515892127334554E-3,4.0142764743460478E-2,null,1.592931842986892E-2,1.3008858944631592E-2,0,0,3.1163597947801963E-5,7.3515892127334554E-3,2.8969340972448313E-2]
[2004,5,23,16,2.1402644348217464E-2,1.1521952151862807E-2,0,0,6.356455645161313E-5,6.267074056839109E-3,3.9255235113370993E-2,null,1.6272135705847672E-2,1.2728352356497713E-2,0,0,3.1163597947801963E-5,6.267074056839109E-3,2.9031651660293187E-2]
[2004,5,23,22,2.1885425295409176E-2,9.6163625175086712E-3,1.1895600000000033E-3,1.610000000000018E-6,6.356455645161313E-5,5.5623776532419521E-3,3.8318900022611423E-2,null,1.6639187410351444E-2,1.0623238917970922E-2,4.750317037246184E-4,2.9874945351500027E-6,3.1163597947801963E-5,5.5623776532419521E-3,2.7771609124529934E-2]
[2004,5,23,23,1.8316949805626002E-2,9.3732408156358069E-3,1.1895600000000033E-3,1.610000000000018E-6,6.356455645161313E-5,6.2498881418448443E-3,3.5194813319558267E-2,null,1.3926124646329989E-2,1.0354661280591227E-2,4.750317037246184E-4,2.9874945351500027E-6,3.1163597947801963E-5,6.2498881418448443E-3,2.4789968723128785E-2]
[2004,5,24,2,1.3731126693446904E-2,9.0167010292443953E-3,1.1895600000000033E-3,1.610000000000018E-6,6.356455645161313E-5,7.5971515982616996E-3,3.1599713877404616E-2,null,{"$f":"E3460*V$5","v":1.0439586497570539E-2},9.9607901752016229E-3,4.750317037246184E-4,2.9874945351500027E-6,3.1163597947801963E-5,7.5971515982616996E-3,{"$f":"SUM(M3460:Q3460)","v":2.0909559468979731E-2}]
[2004,5,24,5,1.4211235150079765E-2,9.6351279211167474E-3,1.1895600000000033E-3,1.610000000000018E-6,6.356455645161313E-5,8.2012986130563861E-3,3.330239624070451E-2,null,1.0804606344312313E-2,1.0643969143724973E-2,4.750317037246184E-4,2.9874945351500027E-6,3.1163597947801963E-5,8.2012986130563861E-3,2.1957758284244854E-2]
[2004,5,24,9,2.6774234329586852E-2,1.4545730462621479E-2,0,0,6.356455645161313E-5,1.1654909855406145E-2,5.303843920406609E-2,null,2.0356081582390457E-2,1.6068733854354336E-2,0,0,3.1163597947801963E-5,1.1654909855406145E-2,3.6455979034692595E-2]
[2004,5,24,13,2.4516777736305728E-2,1.5943239434118215E-2,0,0,6.356455645161313E-5,1.0098048165448558E-2,5.0621629892324112E-2,null,1.8639768427890443E-2,1.76125682997787E-2,0,0,3.1163597947801963E-5,1.0098048165448558E-2,3.6283500325616946E-2]
[2004,5,24,16,2.5231061447144484E-2,1.5199069126154967E-2,0,0,6.356455645161313E-5,9.6193567230107024E-3,5.011305185276177E-2,null,1.9182828494961675E-2,1.6790480014030329E-2,0,0,3.1163597947801963E-5,9.6193567230107024E-3,3.6004472106939807E-2]
[2004,5,24,20,2.6753226564953062E-2,1.4006861760509137E-2,1.1895600000000033E-3,1.610000000000018E-6,6.356455645161313E-5,6.1168888843803363E-3,4.8131711766294154E-2,null,2.0340109668292562E-2,1.547344317583285E-2,4.750317037246184E-4,2.9874945351500027E-6,3.1163597947801963E-5,6.1168888843803363E-3,3.632273564033299E-2]
[2004,5,24,23,1.9972440731059096E-2,1.2656183536159892E-2,1.1895600000000033E-3,1.610000000000018E-6,6.356455645161313E-5,5.6056860440500131E-3,3.9489044867720625E-2,null,1.5184771594817466E-2,1.3981342867380661E-2,4.750317037246184E-4,2.9874945351500027E-6,3.1163597947801963E-5,5.6056860440500131E-3,2.9675297258405696E-2]
[2004,5,24,24,1.5021390700323654E-2,1.2682994762259401E-2,1.1895600000000033E-3,1.610000000000018E-6,6.356455645161313E-5,5.7651758676006814E-3,3.4724295886635351E-2,null,1.1420556450380034E-2,1.4010961349423142E-2,4.750317037246184E-4,2.9874945351500027E-6,3.1163597947801963E-5,5.7651758676006814E-3,2.5940700596010745E-2]
[2004,5,25,3,1.041785165308476E-2,1.3012479923773732E-2,1.1895600000000033E-3,1.610000000000018E-6,6.356455645161313E-5,6.8285140448819644E-3,3.1513580178192072E-2,null,7.9205491202073552E-3,1.4374945089046113E-2,4.750317037246184E-4,2.9874945351500027E-6,3.1163597947801963E-5,6.8285140448819644E-3,2.2804677005461037E-2]
[2004,5,25,6,1.4434237279169967E-2,1.48759009190282E-2,1.1895600000000033E-3,1.610000000000018E-6,6.356455645161313E-5,8.2584693432003614E-3,3.8823342097850141E-2,null,1.0974151791510801E-2,1.6433474642326706E-2,4.750317037246184E-4,2.9874945351500027E-6,3.1163597947801963E-5,8.2584693432003614E-3,2.7916809230045074E-2]
[2004,5,25,11,1.9631971537621824E-2,2.0167303792978337E-2,0,0,6.356455645161313E-5,9.8767348830437144E-3,4.9739574770095489E-2,null,1.492591755654377E-2,2.227891119267144E-2,0,0,3.1163597947801963E-5,9.8767348830437144E-3,3.7235992347163016E-2]
[2004,5,25,14,1.7766158955786062E-2,2.0230056576470368E-2,0,0,6.356455645161313E-5,9.4743003815606509E-3,4.7534080470268698E-2,null,1.3507365949585999E-2,2.2348234474794986E-2,0,0,3.1163597947801963E-5,9.4743003815606509E-3,3.5886764022328786E-2]
[2004,5,25,18,2.1445272280021559E-2,1.7594966369736079E-2,0,0,6.356455645161313E-5,7.3836700722992666E-3,4.6487473278508523E-2,null,1.6304545135256972E-2,1.9437238473388418E-2,0,0,3.1163597947801963E-5,7.3836700722992666E-3,3.5772947206593193E-2]
[2004,5,25,21,2.3778813771811281E-2,1.5548610760208506E-2,1.1895600000000033E-3,1.610000000000018E-6,6.356455645161313E-5,4.8329528797949614E-3,4.5415111968266371E-2,null,1.807870459012784E-2,1.7176620229061523E-2,4.750317037246184E-4,2.9874945351500027E-6,3.1163597947801963E-5,4.8329528797949614E-3,3.5764507615396936E-2]
[2004,5,25,24,1.3157608656149331E-2,1.3436401999181811E-2,1.1895600000000033E-3,1.610000000000018E-6,6.356455645161313E-5,5.4871245324898277E-3,3.3335869744272585E-2,null,1.0003548633238379E-2,1.4843253712131261E-2,4.750317037246184E-4,2.9874945351500027E-6,3.1163597947801963E-5,5.4871245324898277E-3,2.5355985141577209E-2]
[2004,5,26,3,1.0761717718643407E-2,1.3212034985164076E-2,1.1895600000000033E-3,1.610000000000018E-6,6.356455645161313E-5,7.0261944481226322E-3,3.2254681708381736E-2,null,8.1819857535676728E-3,1.4595394462765148E-2,4.750317037246184E-4,2.9874945351500027E-6,3.1163597947801963E-5,7.0261944481226322E-3,2.3286563012540389E-2]
[2004,5,26,5,1.2346369555423882E-2,1.4020892008406867E-2,1.1895600000000033E-3,1.610000000000018E-6,6.356455645161313E-5,7.9697070759541747E-3,3.5591703196236536E-2,null,9.3867747186639518E-3,1.5488942453779639E-2,4.750317037246184E-4,2.9874945351500027E-6,3.1163597947801963E-5,7.9697070759541747E-3,2.5384899968651162E-2]
[2004,5,26,8,2.2190528229439843E-2,1.8646180585067867E-2,0,0,6.356455645161313E-5,1.0455017642377292E-2,5.1355291013336621E-2,null,1.6871152968720066E-2,2.0598519544386358E-2,0,0,3.1163597947801963E-5,1.0455017642377292E-2,3.7500836111054231E-2]
[2004,5,26,12,2.0443427859327568E-2,2.0206125352367731E-2,0,0,6.356455645161313E-5,9.6004762998396793E-3,5.0313594067986592E-2,null,1.5542856621237593E-2,2.2321797543909845E-2,0,0,3.1163597947801963E-5,9.6004762998396793E-3,3.7895817763095238E-2]
[2004,5,26,15,1.8416859478126685E-2,2.0221906340370997E-2,0,0,6.356455645161313E-5,9.5700393320166891E-3,4.8272369706965981E-2,null,1.4002084594213406E-2,2.2339230872324315E-2,0,0,3.1163597947801963E-5,9.5700393320166891E-3,3.6372479064485527E-2]
[2004,5,26,19,2.1762316682596688E-2,1.6876638382636158E-2,1.1895600000000033E-3,1.610000000000018E-6,6.356455645161313E-5,5.0880542290417377E-3,4.4981743850726209E-2,null,1.6545589627682579E-2,1.8643698315710944E-2,4.750317037246184E-4,2.9874945351500027E-6,3.1163597947801963E-5,5.0880542290417377E-3,3.5698470739601099E-2]
[2004,5,26,22,2.1551248890828257E-2,1.5202482356500083E-2,1.1895600000000033E-3,1.610000000000018E-6,6.356455645161313E-5,4.9974259889812699E-3,4.3005891792761229E-2,null,1.6385117692770689E-2,1.6794250624941911E-2,4.750317037246184E-4,2.9874945351500027E-6,3.1163597947801963E-5,4.9974259889812699E-3,3.3688551113920176E-2]
[2004,5,26,24,1.3433568086215033E-2,1.3965978596988265E-2,1.1895600000000033E-3,1.610000000000018E-6,6.356455645161313E-5,5.4655473144658503E-3,3.4119828554120761E-2,null,1.0213356786954278E-2,1.5428279361239344E-2,4.750317037246184E-4,2.9874945351500027E-6,3.1163597947801963E-5,5.4655473144658503E-3,2.6150818944401188E-2]
[2004,5,27,3,1.0535395291104515E-2,1.3366750059668839E-2,1.1895600000000033E-3,1.610000000000018E-6,6.356455645161313E-5,6.8397887459384918E-3,3.199666865316346E-2,null,8.0099159291912077E-3,1.4766308901325808E-2,4.750317037246184E-4,2.9874945351500027E-6,3.1163597947801963E-5,6.8397887459384918E-3,2.3285407626724583E-2]
[2004,5,27,6,1.4495492582729775E-2,1.5518625716630126E-2,1.1895600000000033E-3,1.610000000000018E-6,6.356455645161313E-5,8.1496381482314053E-3,3.9418491004042926E-2,null,1.1020723355099443E-2,1.7143495616577444E-2,4.750317037246184E-4,2.9874945351500027E-6,3.1163597947801963E-5,8.1496381482314053E-3,2.8673401767884455E-2]
[2004,5,27,10,2.0205934447458676E-2,2.0294386666885579E-2,0,0,6.356455645161313E-5,1.0793739906689859E-2,5.135762557748573E-2,null,1.5362293651340033E-2,2.2419300214969733E-2,0,0,3.1163597947801963E-5,1.0793739906689859E-2,3.7812757464257565E-2]
[2004,5,27,13,1.9696088232549484E-2,2.0262272172955322E-2,0,0,6.356455645161313E-5,9.40389204819592E-3,4.9425817010152348E-2,null,1.4974664596577644E-2,2.2383823189105777E-2,0,0,3.1163597947801963E-5,9.40389204819592E-3,3.738965138363122E-2]
[2004,5,27,16,2.0221051015930431E-2,1.9539930308460782E-2,0,0,6.356455645161313E-5,8.6892321811588655E-3,4.8513778062001689E-2,null,1.5373786570139089E-2,2.1585848883020019E-2,0,0,3.1163597947801963E-5,8.6892321811588655E-3,3.6990799051106915E-2]
[2004,5,27,21,2.4141461189047957E-2,1.6020421699702882E-2,1.1895600000000033E-3,1.610000000000018E-6,6.356455645161313E-5,4.694693551180234E-3,4.6111310996382694E-2,null,1.8354420426481576E-2,1.7697831895659506E-2,4.750317037246184E-4,2.9874945351500027E-6,3.1163597947801963E-5,4.694693551180234E-3,3.6561435118348661E-2]
[2004,5,27,24,1.3331062728466058E-2,1.3795132023753438E-2,1.1895600000000033E-3,1.610000000000018E-6,6.356455645161313E-5,5.4659666127039666E-3,3.3846895921375075E-2,null,1.013542337532859E-2,1.5239544383488072E-2,4.750317037246184E-4,2.9874945351500027E-6,3.1163597947801963E-5,5.4659666127039666E-3,2.588415055502423E-2]
[2004,5,28,3,1.1508822382949377E-2,1.3791427313902378E-2,1.1895600000000033E-3,1.610000000000018E-6,6.356455645161313E-5,7.036274640304048E-3,3.3591258893607416E-2,null,8.749999139496362E-3,1.5235451773855487E-2,4.750317037246184E-4,2.9874945351500027E-6,3.1163597947801963E-5,7.036274640304048E-3,2.449463370955942E-2]
[2004,5,28,4,1.1884717642762393E-2,1.374409413755524E-2,1.1895600000000033E-3,1.610000000000018E-6,6.356455645161313E-5,7.6173926036844919E-3,3.4500938940453738E-2,null,9.0357871280900091E-3,1.5183162601087033E-2,4.750317037246184E-4,2.9874945351500027E-6,3.1163597947801963E-5,7.6173926036844919E-3,2.4728132525384611E-2]
[2004,5,28,7,2.2119159450032778E-2,1.7814332939394106E-2,0,0,6.356455645161313E-5,1.1144663361804258E-2,5.1141720307682756E-2,null,1.6816892268744027E-2,1.9679573709383315E-2,0,0,3.1163597947801963E-5,1.1144663361804258E-2,3.6527629576075145E-2]
[2004,5,28,11,2.2947501716073435E-2,2.0676181957136597E-2,0,0,6.356455645161313E-5,1.0985279065710118E-2,5.4672527295371767E-2,null,1.7446669484334942E-2,2.28410711890473E-2,0,0,3.1163597947801963E-5,1.0985279065710118E-2,4.0318904271330044E-2]
[2004,5,28,14,1.9584608956751289E-2,1.9618417446846278E-2,0,0,6.356455645161313E-5,9.9489359028356629E-3,4.9215526862884842E-2,null,1.4889908438662561E-2,2.1672553977751929E-2,0,0,3.1163597947801963E-5,9.9489359028356629E-3,3.6593626014362293E-2]
[2004,5,28,18,2.303477754827021E-2,1.7284096065293918E-2,0,0,6.356455645161313E-5,6.3328173607323087E-3,4.6715255530748054E-2,null,1.7513024097449138E-2,1.9093818650084273E-2,0,0,3.1163597947801963E-5,6.3328173607323087E-3,3.6638006345481214E-2]
[2004,5,28,22,2.1721722688077816E-2,1.4751476127760484E-2,1.1895600000000033E-3,1.610000000000018E-6,6.356455645161313E-5,5.1133585780054353E-3,4.2841291950295353E-2,null,1.6514726572776538E-2,1.6296022015873723E-2,4.750317037246184E-4,2.9874945351500027E-6,3.1163597947801963E-5,5.1133585780054353E-3,3.3319931384857837E-2]
[2004,5,29,1,1.1303514247354891E-2,1.1694954835159539E-2,1.1895600000000033E-3,1.610000000000018E-6,6.356455645161313E-5,4.4412190677150781E-3,2.8694422706681121E-2,null,8.5939061918421482E-3,1.2919469198730422E-2,4.750317037246184E-4,2.9874945351500027E-6,3.1163597947801963E-5,4.4412190677150781E-3,2.2022558186780138E-2]
[2004,5,29,4,1.0056678916724465E-2,1.1179208286602431E-2,1.1895600000000033E-3,1.610000000000018E-6,6.356455645161313E-5,5.0833525727574944E-3,2.7573974332536003E-2,null,7.6459544634122209E-3,1.2349721667221961E-2,4.750317037246184E-4,2.9874945351500027E-6,3.1163597947801963E-5,5.0833525727574944E-3,2.050485892684175E-2]
[2004,5,29,5,1.014487132933122E-2,1.1419383060033431E-2,1.1895600000000033E-3,1.610000000000018E-6,6.356455645161313E-5,5.3085592207837489E-3,2.8127548166600014E-2,null,7.7130059399874865E-3,1.2615043819499563E-2,4.750317037246184E-4,2.9874945351500027E-6,3.1163597947801963E-5,5.3085592207837489E-3,2.0837232555694619E-2]
[2004,5,29,8,1.8624433548127754E-2,1.2586919322244755E-2,0,0,6.356455645161313E-5,6.4936338854782935E-3,3.7768551312302417E-2,null,1.4159900300586803E-2,1.3904826378786742E-2,0,0,3.1163597947801963E-5,6.4936338854782935E-3,2.8095890277321348E-2]
[2004,5,29,11,2.3729558473975662E-2,1.2405741409489609E-2,0,0,6.356455645161313E-5,4.6176699389941485E-3,4.0816534378911036E-2,null,1.8041256465607662E-2,1.3704678323807232E-2,0,0,3.1163597947801963E-5,4.6176699389941485E-3,3.1777098387362701E-2]
[2004,5,29,16,2.0058793266798162E-2,1.1711312827390729E-2,0,0,6.356455645161313E-5,4.2974263812385477E-3,3.6131097031879056E-2,null,1.525042423835201E-2,1.2937539946310273E-2,0,0,3.1163597947801963E-5,4.2974263812385477E-3,2.8219127782610084E-2]
[2004,5,29,19,2.2325958427946074E-2,1.0278899396107537E-2,1.1895600000000033E-3,1.610000000000018E-6,6.356455645161313E-5,2.0504106099398316E-3,3.5910002990445063E-2,null,1.6974118683278923E-2,1.1355146387194103E-2,4.750317037246184E-4,2.9874945351500027E-6,3.1163597947801963E-5,2.0504106099398316E-3,2.8838447866680595E-2]
[2004,5,29,23,1.7810066938419265E-2,9.0485501609539852E-3,1.1895600000000033E-3,1.610000000000018E-6,6.356455645161313E-5,3.7246419001052168E-3,3.1837993555930082E-2,null,1.3540748584009721E-2,9.9959740542270737E-3,4.750317037246184E-4,2.9874945351500027E-6,3.1163597947801963E-5,3.7246419001052168E-3,2.4045905434444362E-2]
[2004,5,30,2,1.4169999581945343E-2,9.1889316832948955E-3,1.1895600000000033E-3,1.610000000000018E-6,6.356455645161313E-5,7.6813731996813895E-3,3.2295039021373241E-2,null,1.0773255509823165E-2,1.0151054153254197E-2,4.750317037246184E-4,2.9874945351500027E-6,3.1163597947801963E-5,7.6813731996813895E-3,2.1433492459284931E-2]
[2004,5,30,3,1.3658361858700088E-2,9.0848699386089256E-3,1.1895600000000033E-3,1.610000000000018E-6,6.356455645161313E-5,7.9906115473555861E-3,3.1988577901116214E-2,null,1.0384264395948438E-2,1.0036096675932893E-2,4.750317037246184E-4,2.9874945351500027E-6,3.1163597947801963E-5,7.9906115473555861E-3,2.0929543868088901E-2]
[2004,5,30,8,2.1342579004565852E-2,1.1260113320954628E-2,0,0,6.356455645161313E-5,8.3205645720298427E-3,4.098682145400194E-2,null,1.6226468852387165E-2,1.2439097822501587E-2,0,0,3.1163597947801963E-5,8.3205645720298427E-3,2.8696730272836556E-2]
[2004,5,30,10,2.6619339369145886E-2,1.2275656242129802E-2,0,0,6.356455645161313E-5,8.2576711963925319E-3,4.7216231364119829E-2,null,2.0238317077433052E-2,1.3560972654430547E-2,0,0,3.1163597947801963E-5,8.2576711963925319E-3,3.3830453329811404E-2]
[2004,5,30,14,2.3050352373085028E-2,1.3440779662402064E-2,0,0,6.356455645161313E-5,7.4490582254887203E-3,4.400375481742743E-2,null,1.7524865422233971E-2,1.4848089736377071E-2,0,0,3.1163597947801963E-5,7.4490582254887203E-3,3.2404118756558846E-2]
[2004,5,30,17,2.6240892285048306E-2,1.2581031205212671E-2,0,0,6.356455645161313E-5,5.4840726919174109E-3,4.4369560738630007E-2,null,1.9950588971983731E-2,1.3898321749422477E-2,0,0,3.1163597947801963E-5,5.4840726919174109E-3,3.3880074319354012E-2]
[2004,5,30,20,2.7306834298491674E-2,1.1669690520703503E-2,1.1895600000000033E-3,1.610000000000018E-6,6.356455645161313E-5,4.887425140635053E-3,4.511868451628185E-2,null,2.076101000291394E-2,1.2891559596936962E-2,4.750317037246184E-4,2.9874945351500027E-6,3.1163597947801963E-5,4.887425140635053E-3,3.4161752396058474E-2]
[2004,5,30,24,1.590223333490743E-2,1.2269468511320285E-2,1.1895600000000033E-3,1.610000000000018E-6,6.356455645161313E-5,5.9108263425879781E-3,3.5337262745267307E-2,null,1.2090248973053632E-2,1.3554137040378986E-2,4.750317037246184E-4,2.9874945351500027E-6,3.1163597947801963E-5,5.9108263425879781E-3,2.6153568809640187E-2]
[2004,5,31,1,1.4550196702466701E-2,1.1501610679927813E-2,1.1895600000000033E-3,1.610000000000018E-6,6.356455645161313E-5,4.88822800301098E-3,3.2194769941857111E-2,null,1.1062314143861128E-2,1.2705881040975321E-2,4.750317037246184E-4,2.9874945351500027E-6,3.1163597947801963E-5,4.88822800301098E-3,2.427737798104402E-2]
[2004,5,31,5,1.171191376162692E-2,1.2523207704070598E-2,1.1895600000000033E-3,1.610000000000018E-6,6.356455645161313E-5,6.2832118625924405E-3,3.1773067884741574E-2,null,8.9044067173994126E-3,1.3834443867677963E-2,4.750317037246184E-4,2.9874945351500027E-6,3.1163597947801963E-5,6.2832118625924405E-3,2.3248033381284942E-2]
[2004,5,31,8,1.9130105152946913E-2,1.4521792369493716E-2,0,0,6.356455645161313E-5,6.0294055000766154E-3,3.9744867578968862E-2,null,1.4544355456797275E-2,1.6042289335226247E-2,0,0,3.1163597947801963E-5,6.0294055000766154E-3,3.0617808389971326E-2]
[2004,5,31,11,2.3891186780906501E-2,1.5489674467019189E-2,0,0,6.356455645161313E-5,5.8627801752017591E-3,4.5307205979579067E-2,null,1.8164140241158699E-2,1.7111513040938178E-2,0,0,3.1163597947801963E-5,5.8627801752017591E-3,3.5306816880044681E-2]
[2004,5,31,15,2.1244555266298169E-2,1.524159583152424E-2,0,0,6.356455645161313E-5,4.7668765064312387E-3,4.1316592160705268E-2,null,1.6151942754324938E-2,1.6837459456694789E-2,0,0,3.1163597947801963E-5,4.7668765064312387E-3,3.3020565808967534E-2]
[2004,5,31,18,2.4914048917283649E-2,1.3985447943906517E-2,0,0,6.356455645161313E-5,3.4092012717036957E-3,4.2372262689345477E-2,null,1.8941808234921743E-2,1.5449787236333787E-2,0,0,3.1163597947801963E-5,3.4092012717036957E-3,3.4422759069203335E-2]
[2004,5,31,22,2.2325574629588351E-2,1.3182143896734798E-2,1.1895600000000033E-3,1.610000000000018E-6,6.356455645161313E-5,3.9692230441326056E-3,4.0731676126907375E-2,null,1.6973826886673843E-2,1.4562373642956799E-2,4.750317037246184E-4,2.9874945351500027E-6,3.1163597947801963E-5,3.9692230441326056E-3,3.2045383325838221E-2]
[2004,6,1,2,1.0136906468974687E-2,1.2733601237854733E-2,1.1896662684531417E-3,1.6101438281461833E-6,6.1686388888889033E-5,6.672965241076129E-3,3.0796435749075722E-2,null,{"$f":"E3652*V$5","v":7.7069503663634523E-3},1.4066866550591136E-2,4.7507414032667842E-4,2.9877614207404807E-6,3.0242794561910464E-5,6.672965241076129E-3,{"$f":"SUM(M3652:Q3652)","v":2.2282121613263921E-2}]
[2004,6,1,5,9.4298558917493159E-3,1.3516682094699688E-2,1.1896662684531417E-3,1.6101438281461833E-6,6.1686388888889033E-5,7.7026041303819414E-3,3.190210491800112E-2,null,7.1693895511519721E-3,1.4931939494670258E-2,4.7507414032667842E-4,2.9877614207404807E-6,3.0242794561910464E-5,7.7026041303819414E-3,2.2609633742131562E-2]
[2004,6,1,6,1.0394249026806168E-2,1.4515830978497802E-2,1.1896662684531417E-3,1.6101438281461833E-6,6.1686388888889033E-5,8.8125689416493295E-3,3.4975611748123477E-2,null,7.9026043685415798E-3,1.6035703759784629E-2,4.7507414032667842E-4,2.9877614207404807E-6,3.0242794561910464E-5,8.8125689416493295E-3,2.444661282463554E-2]
[2004,6,1,9,1.630226968831993E-2,1.8973494531554166E-2,0,0,6.1686388888889033E-5,1.1673835840758701E-2,4.7011286449521683E-2,null,1.2394391102600478E-2,2.0960104733003887E-2,0,0,3.0242794561910464E-5,1.1673835840758701E-2,3.338473863016627E-2]
[2004,6,1,12,1.9849143241247855E-2,1.9189919797733702E-2,0,0,6.1686388888889033E-5,9.169633123448236E-3,4.8270382551318679E-2,null,1.5091030211567972E-2,2.1199190697819021E-2,0,0,3.0242794561910464E-5,9.169633123448236E-3,3.6320463703948903E-2]
[2004,6,1,16,2.2028872925333107E-2,1.8078373111781284E-2,0,0,6.1686388888889033E-5,7.1511891368549125E-3,4.7320121562858197E-2,null,1.6748248667588044E-2,1.9971260075210745E-2,0,0,3.0242794561910464E-5,7.1511891368549125E-3,3.6749751537360702E-2]
[2004,6,1,19,1.7774289197383022E-2,1.575752697350262E-2,1.1896662684531417E-3,1.6101438281461833E-6,6.1686388888889033E-5,8.839214886527863E-3,4.3623993858583683E-2,null,1.3513547260289228E-2,1.7407410909385846E-2,4.7507414032667842E-4,2.9877614207404807E-6,3.0242794561910464E-5,8.839214886527863E-3,3.1429262865984402E-2]
[2004,6,1,24,1.1980188571454133E-2,1.3844546711985676E-2,1.1896662684531417E-3,1.6101438281461833E-6,6.1686388888889033E-5,5.8122872604474607E-3,3.2889985345057444E-2,null,9.108372360193101E-3,1.5294133011796576E-2,4.7507414032667842E-4,2.9877614207404807E-6,3.0242794561910464E-5,5.8122872604474607E-3,2.4910810068299007E-2]
[2004,6,2,3,9.4028715587476195E-3,1.3706962944893682E-2,1.1896662684531417E-3,1.6101438281461833E-6,6.1686388888889033E-5,6.83501610933892E-3,3.1197813414150396E-2,null,7.1488737344429978E-3,1.5142143605574462E-2,4.7507414032667842E-4,2.9877614207404807E-6,3.0242794561910464E-5,6.83501610933892E-3,2.2799322036326793E-2]
[2004,6,2,6,1.0676052670371869E-2,1.5423612690337202E-2,1.1896662684531417E-3,1.6101438281461833E-6,6.1686388888889033E-5,8.7117404770063866E-3,3.6064368638885631E-2,null,8.116855797285492E-3,1.7038534299157113E-2,4.7507414032667842E-4,2.9877614207404807E-6,3.0242794561910464E-5,8.7117404770063866E-3,2.5663694792751934E-2]
[2004,6,2,7,1.4032300800532846E-2,1.7591874134627837E-2,0,0,6.1686388888889033E-5,1.1121057758748948E-2,4.2806919082798524E-2,null,1.0668565022927297E-2,1.943382246735853E-2,0,0,3.0242794561910464E-5,1.1121057758748948E-2,3.0132630284847736E-2]
[2004,6,2,10,1.7635807680625351E-2,2.0037174314840873E-2,0,0,6.1686388888889033E-5,1.1837253184713299E-2,4.9571921569068415E-2,null,1.3408261670491532E-2,2.213515657297941E-2,0,0,3.0242794561910464E-5,1.1837253184713299E-2,3.5573661038032854E-2]
[2004,6,2,16,2.3253466910927299E-2,1.8321415043799385E-2,0,0,6.1686388888889033E-5,7.1565800234067506E-3,4.8793148367022324E-2,null,1.7679290607730977E-2,2.0239749590473154E-2,0,0,3.0242794561910464E-5,7.1565800234067506E-3,3.7949282992766044E-2]
[2004,6,2,18,2.0442883753930729E-2,1.8061092393398908E-2,0,0,6.1686388888889033E-5,8.6260562978905872E-3,4.7191718834109116E-2,null,1.5542442945398685E-2,1.9952169987902169E-2,0,0,3.0242794561910464E-5,8.6260562978905872E-3,3.5524855727862764E-2]
[2004,6,2,21,2.1733562983882564E-2,1.6003481147036865E-2,1.1896662684531417E-3,1.6101438281461833E-6,6.1686388888889033E-5,6.419620359315815E-3,4.5409627291405415E-2,null,1.6523728586593036E-2,1.7679117590947521E-2,4.7507414032667842E-4,2.9877614207404807E-6,3.0242794561910464E-5,6.419620359315815E-3,3.4711150873849891E-2]
[2004,6,3,1,1.2631693024196049E-2,1.4094731046004744E-2,1.1896662684531417E-3,1.6101438281461833E-6,6.1686388888889033E-5,6.1723718885161221E-3,3.4151758759887095E-2,null,9.6037022220315706E-3,1.5570512770668909E-2,4.7507414032667842E-4,2.9877614207404807E-6,3.0242794561910464E-5,6.1723718885161221E-3,2.5682519689009808E-2]
[2004,6,3,4,1.0394349769093316E-2,1.4064996904174603E-2,1.1896662684531417E-3,1.6101438281461833E-6,6.1686388888889033E-5,7.4345401948525541E-3,3.314684966929065E-2,null,7.9026809615149116E-3,1.5537665330474418E-2,4.7507414032667842E-4,2.9877614207404807E-6,3.0242794561910464E-5,7.4345401948525541E-3,2.394865098829866E-2]
[2004,6,3,7,1.5423077709374497E-2,1.8128788750094847E-2,0,0,6.1686388888889033E-5,1.1607280285899928E-2,4.5220833134258162E-2,null,1.1725953550673192E-2,2.002695445757537E-2,0,0,3.0242794561910464E-5,1.1607280285899928E-2,3.1783150802810474E-2]
[2004,6,3,9,1.8780103206241038E-2,2.0268347463895588E-2,0,0,6.1686388888889033E-5,1.2098087865132098E-2,5.1208224924157615E-2,null,1.4278253797514075E-2,2.2390534590328134E-2,0,0,3.0242794561910464E-5,1.2098087865132098E-2,3.669903118240412E-2]
[2004,6,3,12,2.2979009146105223E-2,2.0069686407804987E-2,0,0,6.1686388888889033E-5,9.4693484839178943E-3,5.2579730426716993E-2,null,1.7470624149416428E-2,2.2171072828284077E-2,0,0,3.0242794561910464E-5,9.4693484839178943E-3,3.9671939772262417E-2]
[2004,6,3,16,2.610184711231181E-2,1.8519069827554854E-2,0,0,6.1686388888889033E-5,6.862031055771523E-3,5.1544634384527083E-2,null,1.9844874842308922E-2,2.0458099718943374E-2,0,0,3.0242794561910464E-5,6.862031055771523E-3,4.0333217355814209E-2]
[2004,6,3,19,2.0896291645132837E-2,1.7937813634737638E-2,1.1896662684531417E-3,1.6101438281461833E-6,6.1686388888889033E-5,7.4314640369001119E-3,4.7518532117940764E-2,null,1.5887162720007161E-2,1.9815983388823243E-2,4.7507414032667842E-4,2.9877614207404807E-6,3.0242794561910464E-5,7.4314640369001119E-3,3.6211450805139739E-2]
[2004,6,3,22,2.1634637440452804E-2,1.5380379443316342E-2,1.1896662684531417E-3,1.6101438281461833E-6,6.1686388888889033E-5,5.4896969339700832E-3,4.3757676618909405E-2,null,1.6448516858487212E-2,1.699077433675282E-2,4.7507414032667842E-4,2.9877614207404807E-6,3.0242794561910464E-5,5.4896969339700832E-3,3.3947595891549359E-2]
[2004,6,4,2,1.0789328530422877E-2,1.3759189496421933E-2,1.1896662684531417E-3,1.6101438281461833E-6,6.1686388888889033E-5,6.0832970484913877E-3,3.1884777876506371E-2,null,8.2029778734625004E-3,1.519983851191105E-2,4.7507414032667842E-4,2.9877614207404807E-6,3.0242794561910464E-5,6.0832970484913877E-3,2.3911121081682883E-2]
[2004,6,4,5,9.2574413172948865E-3,1.4838103434442404E-2,1.1896662684531417E-3,1.6101438281461833E-6,6.1686388888889033E-5,6.9199232596941027E-3,3.226843081260157E-2,null,7.0383051249688069E-3,1.639171959112911E-2,4.7507414032667842E-4,2.9877614207404807E-6,3.0242794561910464E-5,6.9199232596941027E-3,2.3938329412407248E-2]
[2004,6,4,6,1.0507224031991178E-2,1.519339472752375E-2,1.1896662684531417E-3,1.6101438281461833E-6,6.1686388888889033E-5,8.1907337120954455E-3,3.5144315272780551E-2,null,7.9884977089078341E-3,1.6784211480344598E-2,4.7507414032667842E-4,2.9877614207404807E-6,3.0242794561910464E-5,8.1907337120954455E-3,2.5281013885561761E-2]
[2004,6,4,10,1.8584511111600421E-2,1.9620422056499644E-2,0,0,6.1686388888889033E-5,1.2020383204286484E-2,5.0287002761275443E-2,null,1.4129547821971938E-2,2.1674768479050751E-2,0,0,3.0242794561910464E-5,1.2020383204286484E-2,3.5834559095584598E-2]
[2004,6,4,13,2.210537530599686E-2,1.8997986999090721E-2,0,0,6.1686388888889033E-5,8.4062729736319505E-3,4.9571321667608428E-2,null,1.680641237389122E-2,2.0987161672034391E-2,0,0,3.0242794561910464E-5,8.4062729736319505E-3,3.7823816840487516E-2]
[2004,6,4,17,2.6037667836342916E-2,1.6152960116660661E-2,0,0,6.1686388888889033E-5,5.0818705288995323E-3,4.7334184870791995E-2,null,1.9796080222771364E-2,1.7844247680899362E-2,0,0,3.0242794561910464E-5,5.0818705288995323E-3,3.7670570698232632E-2]
[2004,6,4,20,2.0236699853897939E-2,1.5286291241028782E-2,1.1896662684531417E-3,1.6101438281461833E-6,6.1686388888889033E-5,7.068903009290751E-3,4.3844856905387648E-2,null,1.5385684166104483E-2,1.6886834676570161E-2,4.7507414032667842E-4,2.9877614207404807E-6,3.0242794561910464E-5,7.068903009290751E-3,3.2780823538983976E-2]
[2004,6,4,23,1.8720328214975893E-2,1.1387724097622006E-2,1.1896662684531417E-3,1.6101438281461833E-6,6.1686388888889033E-5,5.5426444269552483E-3,3.6903659540723326E-2,null,1.4232807694973792E-2,1.2580070021352988E-2,4.7507414032667842E-4,2.9877614207404807E-6,3.0242794561910464E-5,5.5426444269552483E-3,2.7321182412636112E-2]
[2004,6,5,3,9.9945662860674005E-3,9.4816350077216102E-3,1.1896662684531417E-3,1.6101438281461833E-6,6.1686388888889033E-5,7.3668734246897559E-3,2.8096037519648943E-2,null,7.5987310858400417E-3,1.0474404832038186E-2,4.7507414032667842E-4,2.9877614207404807E-6,3.0242794561910464E-5,7.3668734246897559E-3,1.858144061418756E-2]
[2004,6,5,7,1.1058192126527453E-2,1.2205851899188611E-2,0,0,6.1686388888889033E-5,8.6742582002679383E-3,3.1999988614872896E-2,null,8.407391162353145E-3,1.348385948287258E-2,0,0,3.0242794561910464E-5,8.6742582002679383E-3,2.1921493439787634E-2]
[2004,6,5,10,1.7507448916859309E-2,1.4081216301312543E-2,0,0,6.1686388888889033E-5,1.0193426355781028E-2,4.184377796284177E-2,null,1.3310672270366315E-2,1.5555582971431491E-2,0,0,3.0242794561910464E-5,1.0193426355781028E-2,2.8896498036359713E-2]
[2004,6,5,11,1.866503920684337E-2,1.394962799984828E-2,0,0,6.1686388888889033E-5,9.4766432377863842E-3,4.2152996833366929E-2,null,1.4190772223620972E-2,1.5410216783050002E-2,0,0,3.0242794561910464E-5,9.4766432377863842E-3,2.9631231801232883E-2]
[2004,6,5,14,1.8213791345637501E-2,1.281170900047998E-2,0,0,6.1686388888889033E-5,7.9923926917517003E-3,3.907957942675807E-2,null,1.3847694690067181E-2,1.4153152547214642E-2,0,0,3.0242794561910464E-5,7.9923926917517003E-3,2.8031090031843731E-2]
[2004,6,5,18,2.1358659056785044E-2,1.1313624431521861E-2,0,0,6.1686388888889033E-5,5.6837335504365217E-3,3.8417703427632316E-2,null,1.6238694294608731E-2,1.2498211786985213E-2,0,0,3.0242794561910464E-5,5.6837335504365217E-3,2.8767148876155856E-2]
[2004,6,5,20,2.0550920600390814E-2,1.0214843860293518E-2,1.1896662684531417E-3,1.6101438281461833E-6,6.1686388888889033E-5,4.9704530626566434E-3,3.6989180324511151E-2,null,1.5624581871702748E-2,1.1284383948721968E-2,4.7507414032667842E-4,2.9877614207404807E-6,3.0242794561910464E-5,4.9704530626566434E-3,2.7417270516734045E-2]
[2004,6,6,1,1.1229536490149298E-2,8.5965587949902757E-3,1.1896662684531417E-3,1.6101438281461833E-6,6.1686388888889033E-5,6.1622748835772337E-3,2.7241332969886983E-2,null,8.5376619219809831E-3,9.4966571596372378E-3,4.7507414032667842E-4,2.9877614207404807E-6,3.0242794561910464E-5,6.1622748835772337E-3,1.854262377792755E-2]
[2004,6,6,5,8.2334906970936532E-3,8.3955610549222657E-3,1.1896662684531417E-3,1.6101438281461833E-6,6.1686388888889033E-5,7.3752919540077851E-3,2.5257306507193881E-2,null,6.2598095719466843E-3,9.2746140522952467E-3,4.7507414032667842E-4,2.9877614207404807E-6,3.0242794561910464E-5,7.3752919540077851E-3,1.6042728320551262E-2]
[2004,6,6,8,1.2886529448588523E-2,1.0389041896959274E-2,0,0,6.1686388888889033E-5,8.9570160242050702E-3,3.2294273758641759E-2,null,9.797450845474575E-3,1.1476821303196954E-2,0,0,3.0242794561910464E-5,8.9570160242050702E-3,2.1304514943233439E-2]
[2004,6,6,9,1.5679271069888357E-2,1.094393427990158E-2,0,0,6.1686388888889033E-5,9.2125182574741699E-3,3.5897409996152999E-2,null,1.1920733833959351E-2,{"$f":"F3779*W$5","v":1.2089813413989953E-2},{"$f":"G3779*X$5","v":0},{"$f":"H3779*Y$5","v":0},{"$f":"I3779*Z$5","v":3.0242794561910464E-5},{"$f":"J3779","v":9.2125182574741699E-3},2.4040790042511213E-2]
[2004,6,6,12,1.9581044037673433E-2,1.1763004523496517E-2,0,0,6.1686388888889033E-5,8.749857842739529E-3,4.0155592792798372E-2,null,1.4887198079789544E-2,1.2994643995456415E-2,0,0,3.0242794561910464E-5,8.749857842739529E-3,2.7912084869807868E-2]
[2004,6,6,15,1.9151742572590898E-2,1.1199887578796036E-2,0,0,6.1686388888889033E-5,7.2100521965020063E-3,3.7623368736777831E-2,null,1.4560806088926787E-2,1.2372566174303221E-2,0,0,3.0242794561910464E-5,7.2100521965020063E-3,2.6963615057791917E-2]
[2004,6,6,21,2.268155868671011E-2,9.8317724480288474E-3,1.1896662684531417E-3,1.6101438281461833E-6,6.1686388888889033E-5,6.095884581307217E-3,3.9862178517216351E-2,null,1.7244476662110864E-2,1.0861203236917187E-2,4.7507414032667842E-4,2.9877614207404807E-6,3.0242794561910464E-5,6.095884581307217E-3,2.8613984595337382E-2]
[2004,6,6,23,1.6827215952542482E-2,1.0005406713594447E-2,1.1896662684531417E-3,1.6101438281461833E-6,6.1686388888889033E-5,5.9560125112226789E-3,3.4041597978529785E-2,null,1.2793500516873326E-2,1.1053017790922546E-2,4.7507414032667842E-4,2.9877614207404807E-6,3.0242794561910464E-5,5.9560125112226789E-3,2.4354823004105203E-2]
[2004,6,7,2,1.1916552622050535E-2,1.172956687173766E-2,1.1896662684531417E-3,1.6101438281461833E-6,6.1686388888889033E-5,6.0748303691150344E-3,3.0973912664073403E-2,null,9.0599908243595602E-3,1.2957705271188948E-2,4.7507414032667842E-4,2.9877614207404807E-6,3.0242794561910464E-5,6.0748303691150344E-3,2.2526000791857841E-2]
[2004,6,7,6,1.1650671331186429E-2,1.3937581042302227E-2,1.1896662684531417E-3,1.6101438281461833E-6,6.1686388888889033E-5,8.1041786157282827E-3,3.4945393790387115E-2,null,8.8578449410660776E-3,1.5396908454873589E-2,4.7507414032667842E-4,2.9877614207404807E-6,3.0242794561910464E-5,8.1041786157282827E-3,2.4763058092248998E-2]
[2004,6,7,9,2.0302478011549736E-2,1.8687508263882806E-2,0,0,6.1686388888889033E-5,1.137532777504539E-2,5.042700043936682E-2,null,1.5435694393363146E-2,2.0644174417024208E-2,0,0,3.0242794561910464E-5,1.137532777504539E-2,3.6110111604949265E-2]
[2004,6,7,10,2.2095383902563957E-2,1.9138150478604139E-2,0,0,6.1686388888889033E-5,1.0940499197642159E-2,5.223571996769915E-2,null,1.6798816047479077E-2,2.1142000898169443E-2,0,0,3.0242794561910464E-5,1.0940499197642159E-2,3.7971059740210429E-2]
[2004,6,7,14,2.3714979151571277E-2,1.9478684980510502E-2,0,0,6.1686388888889033E-5,9.1868025042568021E-3,5.2442153025227478E-2,null,1.8030172007593798E-2,2.1518190893812489E-2,0,0,3.0242794561910464E-5,9.1868025042568021E-3,3.9578605695968196E-2]
[2004,6,7,17,2.9056546980358696E-2,1.7670049791328336E-2,0,0,6.1686388888889033E-5,6.3737228573106913E-3,5.3162006017886614E-2,null,2.209129245504253E-2,1.9520183466872287E-2,0,0,3.0242794561910464E-5,6.3737228573106913E-3,4.1641718716476726E-2]
[2004,6,7,21,2.4541052132373207E-2,1.5503678405280365E-2,1.1896662684531417E-3,1.6101438281461833E-6,6.1686388888889033E-5,6.3975099837643148E-3,4.7695203322588066E-2,null,1.8658223916874002E-2,1.7126983254511154E-2,4.7507414032667842E-4,2.9877614207404807E-6,3.0242794561910464E-5,6.3975099837643148E-3,3.6293511867694486E-2]
[2004,6,7,24,1.6009467871800725E-2,1.390474885579214E-2,1.1896662684531417E-3,1.6101438281461833E-6,6.1686388888889033E-5,5.318461484813625E-3,3.6485641013576667E-2,null,1.217177791444478E-2,1.5360638590789222E-2,4.7507414032667842E-4,2.9877614207404807E-6,3.0242794561910464E-5,5.318461484813625E-3,2.8040721201543335E-2]
[2004,6,8,4,1.1610674595357102E-2,1.3890611228555299E-2,1.1896662684531417E-3,1.6101438281461833E-6,6.1686388888889033E-5,7.4024711176645915E-3,3.4156719742747171E-2,null,8.8274359737152766E-3,1.5345020690403631E-2,4.7507414032667842E-4,2.9877614207404807E-6,3.0242794561910464E-5,7.4024711176645915E-3,2.4680761360428238E-2]
[2004,6,8,7,1.6080754842698733E-2,1.7942347059207352E-2,0,0,6.1686388888889033E-5,1.0763586023674832E-2,4.4848374314469808E-2,null,1.2225976416538182E-2,1.9820991483221792E-2,0,0,3.0242794561910464E-5,1.0763586023674832E-2,3.207721069432188E-2]
[2004,6,8,11,2.3435651499518786E-2,2.0706309566396918E-2,0,0,6.1686388888889033E-5,1.1800134468640337E-2,5.6003781923444934E-2,null,1.7817803041093989E-2,2.2874353294481339E-2,0,0,3.0242794561910464E-5,1.1800134468640337E-2,4.0722399130137234E-2]
[2004,6,8,12,2.5944106325704812E-2,2.0431796022798213E-2,0,0,6.1686388888889033E-5,9.9268966334120287E-3,5.6364485370803949E-2,null,1.9724946694914834E-2,2.2571096948377677E-2,0,0,3.0242794561910464E-5,9.9268966334120287E-3,4.2326286437854417E-2]
[2004,6,8,15,2.6496114753160816E-2,1.9681176380368218E-2,0,0,6.1686388888889033E-5,9.0903569837405707E-3,5.5329334506158491E-2,null,2.0144631099149855E-2,2.1741884053841171E-2,0,0,3.0242794561910464E-5,9.0903569837405707E-3,4.1916757947552931E-2]
[2004,6,8,18,2.6854609411308183E-2,1.8604134628436735E-2,0,0,6.1686388888889033E-5,8.6706892433253014E-3,5.4191119671959109E-2,null,2.0417189649966559E-2,2.0552071187014857E-2,0,0,3.0242794561910464E-5,8.6706892433253014E-3,4.0999503631543324E-2]
[2004,6,8,22,2.4453017897778876E-2,1.5427057608843445E-2,1.1896662684531417E-3,1.6101438281461833E-6,6.1686388888889033E-5,6.1898603269928115E-3,4.732289863478531E-2,null,1.8591292700862898E-2,1.7042339916122792E-2,4.7507414032667842E-4,2.9877614207404807E-6,3.0242794561910464E-5,6.1898603269928115E-3,3.6141937313295021E-2]
[2004,6,9,1,1.5007426382733044E-2,1.4061631949604365E-2,1.1896662684531417E-3,1.6101438281461833E-6,6.1686388888889033E-5,6.1941393613108011E-3,3.6516160494818387E-2,null,1.1409939572055234E-2,{"$f":"F3843*W$5","v":1.553394805002844E-2},{"$f":"G3843*X$5","v":4.7507414032667842E-4},{"$f":"H3843*Y$5","v":2.9877614207404807E-6},{"$f":"I3843*Z$5","v":3.0242794561910464E-5},{"$f":"J3843","v":6.1941393613108011E-3},2.7452192318393007E-2]
[2004,6,9,4,1.1805802525773295E-2,1.3985358656117223E-2,1.1896662684531417E-3,1.6101438281461833E-6,6.1686388888889033E-5,7.5866136276883257E-3,3.4630737610749016E-2,null,8.9757890515908129E-3,1.5449688599711426E-2,4.7507414032667842E-4,2.9877614207404807E-6,3.0242794561910464E-5,7.5866136276883257E-3,2.493378234761157E-2]
[2004,6,9,9,2.1408286307159855E-2,1.9979769212519639E-2,0,0,6.1686388888889033E-5,1.2299936566805749E-2,5.3749678475374138E-2,null,1.6276425209521318E-2,2.2071740898293817E-2,0,0,3.0242794561910464E-5,1.2299936566805749E-2,3.8378408902377044E-2]
[2004,6,9,12,2.6798557073998919E-2,2.0841334079839943E-2,0,0,6.1686388888889033E-5,9.4451128259648871E-3,5.7146690368692639E-2,null,2.0374573829954473E-2,2.3023515481688444E-2,0,0,3.0242794561910464E-5,9.4451128259648871E-3,4.342833210620483E-2]
[2004,6,9,13,2.7179202361974946E-2,2.0579866242793402E-2,0,0,6.1686388888889033E-5,1.0352240951037917E-2,5.8172995944695161E-2,null,2.0663973199535328E-2,2.2734670786279634E-2,0,0,3.0242794561910464E-5,1.0352240951037917E-2,4.3428886780376867E-2]
[2004,6,9,16,3.0825171754257145E-2,1.8705466641481962E-2,0,0,6.1686388888889033E-5,7.8597037437220379E-3,5.745202852835004E-2,null,2.3435953510254459E-2,2.0664013117517002E-2,0,0,3.0242794561910464E-5,7.8597037437220379E-3,4.4130209422333373E-2]
[2004,6,9,19,2.537647401902773E-2,1.7960233149743585E-2,1.1896662684531417E-3,1.6101438281461833E-6,6.1686388888889033E-5,7.9583995899844585E-3,5.2548069559925956E-2,null,1.9293383670505562E-2,1.9840750327871099E-2,4.7507414032667842E-4,2.9877614207404807E-6,3.0242794561910464E-5,7.9583995899844585E-3,3.9642438694685991E-2]
[2004,6,9,23,1.9229118477834158E-2,1.5319888248035055E-2,1.1896662684531417E-3,1.6101438281461833E-6,6.1686388888889033E-5,6.7756456482627875E-3,4.2577615175302175E-2,null,1.4619633923936155E-2,1.692394944129607E-2,4.7507414032667842E-4,2.9877614207404807E-6,3.0242794561910464E-5,6.7756456482627875E-3,3.2051888061541557E-2]
[2004,6,10,1,1.4013995694557524E-2,1.3877209607626789E-2,1.1896662684531417E-3,1.6101438281461833E-6,6.1686388888889033E-5,6.0954735335571756E-3,3.5239641636911664E-2,null,1.0654647902982014E-2,1.5330215859496683E-2,4.7507414032667842E-4,2.9877614207404807E-6,3.0242794561910464E-5,6.0954735335571756E-3,2.6493168458788026E-2]
[2004,6,10,7,1.6107253886877414E-2,1.7700689613856607E-2,0,0,6.1686388888889033E-5,1.1346304274060921E-2,4.521593416368383E-2,null,1.2246123274839206E-2,1.955403141660686E-2,0,0,3.0242794561910464E-5,1.1346304274060921E-2,3.1830397486007973E-2]
[2004,6,10,10,2.1891572285337557E-2,1.9966006086848696E-2,0,0,6.1686388888889033E-5,1.2946964241916149E-2,5.486622900299129E-2,null,1.6643860882127628E-2,2.2056536711472213E-2,0,0,3.0242794561910464E-5,1.2946964241916149E-2,3.8730640388161749E-2]
[2004,6,10,13,2.5054249204035976E-2,2.0262977739370108E-2,0,0,6.1686388888889033E-5,9.8877640502134864E-3,5.5266677382508463E-2,null,1.9048400581872675E-2,2.2384602631497129E-2,0,0,3.0242794561910464E-5,9.8877640502134864E-3,4.1463246007931713E-2]
[2004,6,10,14,2.4208515715984463E-2,2.0096766312319683E-2,0,0,6.1686388888889033E-5,9.8168010014470057E-3,5.4183769418640046E-2,null,1.8405401059727166E-2,2.2200988120580065E-2,0,0,3.0242794561910464E-5,9.8168010014470057E-3,4.0636631974869143E-2]
[2004,6,10,17,2.919183908554189E-2,1.8163083365090139E-2,0,0,6.1686388888889033E-5,7.2037059506805182E-3,5.4620314790201435E-2,null,2.2194153179149929E-2,2.0064839872983898E-2,0,0,3.0242794561910464E-5,7.2037059506805182E-3,4.2289235846695736E-2]
[2004,6,10,22,2.4077584476518116E-2,1.5059822517581393E-2,1.1896662684531417E-3,1.6101438281461833E-6,6.1686388888889033E-5,6.5785213709245527E-3,4.6968891166194238E-2,null,1.8305855841759335E-2,1.6636653659345701E-2,4.7507414032667842E-4,2.9877614207404807E-6,3.0242794561910464E-5,6.5785213709245527E-3,3.5450814197414367E-2]
[2004,6,11,1,1.335603166903533E-2,1.3154409946571331E-2,1.1896662684531417E-3,1.6101438281461833E-6,6.1686388888889033E-5,6.2049085209268393E-3,3.3968312937703672E-2,null,1.0154406916930462E-2,1.4531735823491362E-2,4.7507414032667842E-4,2.9877614207404807E-6,3.0242794561910464E-5,6.2049085209268393E-3,2.5194447436731153E-2]
[2004,6,11,4,1.0433632914572407E-2,1.2930084476965293E-2,1.1896662684531417E-3,1.6101438281461833E-6,6.1686388888889033E-5,6.7869865989083804E-3,3.1403666791616255E-2,null,7.9325473959511571E-3,1.4283922468423678E-2,4.7507414032667842E-4,2.9877614207404807E-6,3.0242794561910464E-5,6.7869865989083804E-3,2.2724774560684165E-2]
[2004,6,11,8,1.6692728040786822E-2,1.8619515864377913E-2,0,0,6.1686388888889033E-5,1.0836802710827266E-2,4.6210733004880891E-2,null,1.2691251209952219E-2,2.0569062907528649E-2,0,0,3.0242794561910464E-5,1.0836802710827266E-2,3.3290556912042781E-2]
[2004,6,11,11,2.0773024112986711E-2,1.956063632989458E-2,0,0,6.1686388888889033E-5,1.0611323784035918E-2,5.1006670615806105E-2,null,1.5793444113157827E-2,2.1608722918013121E-2,0,0,3.0242794561910464E-5,1.0611323784035918E-2,3.7432409825732857E-2]
[2004,6,11,14,2.2782372419339871E-2,1.859297124383635E-2,0,0,6.1686388888889033E-5,7.6921678344506784E-3,4.9129197886515791E-2,null,1.7321123954458228E-2,2.0539738945844956E-2,0,0,3.0242794561910464E-5,7.6921678344506784E-3,3.7891105694865097E-2]
[2004,6,11,15,2.2532775001805627E-2,1.8114887004311412E-2,0,0,6.1686388888889033E-5,7.9065081951472053E-3,4.8615856590153134E-2,null,1.7131358475769395E-2,2.0011597136492119E-2,0,0,3.0242794561910464E-5,7.9065081951472053E-3,3.717319840682342E-2]
[2004,6,11,19,2.22150257578623E-2,1.5798235713200121E-2,1.1896662684531417E-3,1.6101438281461833E-6,6.1686388888889033E-5,5.8135277663911057E-3,4.5079752038623702E-2,null,1.6889778102159771E-2,1.7452382037197286E-2,4.7507414032667842E-4,2.9877614207404807E-6,3.0242794561910464E-5,5.8135277663911057E-3,3.4850464835666388E-2]
[2004,6,11,23,1.9686810112754284E-2,1.1402247395927415E-2,1.1896662684531417E-3,1.6101438281461833E-6,6.1686388888889033E-5,4.9374341318874568E-3,3.7279454441739329E-2,null,1.4967610569890741E-2,1.2596113974302391E-2,4.7507414032667842E-4,2.9877614207404807E-6,3.0242794561910464E-5,4.9374341318874568E-3,2.8072029240502464E-2]
[2004,6,12,2,1.0820467187569693E-2,9.4939512232210203E-3,1.1896662684531417E-3,1.6101438281461833E-6,6.1686388888889033E-5,7.4012523006179746E-3,2.8968633512578865E-2,null,8.2266521655988863E-3,1.048801061068653E-2,4.7507414032667842E-4,2.9877614207404807E-6,3.0242794561910464E-5,7.4012523006179746E-3,1.9222967472594749E-2]
[2004,6,12,5,8.9173777849283677E-3,9.3752675326925147E-3,1.1896662684531417E-3,1.6101438281461833E-6,6.1686388888889033E-5,7.9066385209519609E-3,2.7452246639743022E-2,null,6.779759505219779E-3,1.0356900204037938E-2,4.7507414032667842E-4,2.9877614207404807E-6,3.0242794561910464E-5,7.9066385209519609E-3,1.7644964405567048E-2]
[2004,6,12,9,1.6334463388060508E-2,1.2739616750692843E-2,0,0,6.1686388888889033E-5,1.1106615604615516E-2,4.0242382132257754E-2,null,1.2418867529089135E-2,1.4073511914675218E-2,0,0,3.0242794561910464E-5,1.1106615604615516E-2,2.6522622238326264E-2]
[2004,6,12,12,1.8979307053547032E-2,1.2785679292896677E-2,0,0,6.1686388888889033E-5,9.6824986170704116E-3,4.1509171352403014E-2,null,1.4429705738860757E-2,1.4124397412191509E-2,0,0,3.0242794561910464E-5,9.6824986170704116E-3,2.8584345945614174E-2]
[2004,6,12,16,2.0162255101436918E-2,1.200527720329635E-2,0,0,6.1686388888889033E-5,7.1746202791420337E-3,3.9403838972764192E-2,null,1.5329084846182837E-2,1.3262283714333972E-2,0,0,3.0242794561910464E-5,7.1746202791420337E-3,2.8621611355078718E-2]
[2004,6,12,17,2.0444772217301316E-2,1.1844028128683298E-2,0,0,6.1686388888889033E-5,7.449113746825383E-3,3.9799600481698894E-2,null,1.5543878718088346E-2,1.3084151136470221E-2,0,0,3.0242794561910464E-5,7.449113746825383E-3,2.8658272649120478E-2]
[2004,6,12,20,2.0834997516616015E-2,9.9543192813114269E-3,1.1896662684531417E-3,1.6101438281461833E-6,6.1686388888889033E-5,5.0750127154026081E-3,3.7117292314500228E-2,null,1.5840561638338461E-2,1.0996581274738796E-2,4.7507414032667842E-4,2.9877614207404807E-6,3.0242794561910464E-5,5.0750127154026081E-3,2.7345447609386588E-2]
[2004,6,12,24,1.4084711008958604E-2,8.5726184398452233E-3,1.1896662684531417E-3,1.6101438281461833E-6,6.1686388888889033E-5,6.7046555575633587E-3,3.061494780753736E-2,null,1.0708411782514587E-2,9.4702101416484809E-3,4.7507414032667842E-4,2.9877614207404807E-6,3.0242794561910464E-5,6.7046555575633587E-3,2.0686926620472397E-2]
[2004,6,13,3,9.6325267579184335E-3,8.512931560480632E-3,1.1896662684531417E-3,1.6101438281461833E-6,6.1686388888889033E-5,7.1815980060432544E-3,2.6580019125612496E-2,null,7.3234774191868511E-3,9.4042737776019198E-3,4.7507414032667842E-4,2.9877614207404807E-6,3.0242794561910464E-5,7.1815980060432544E-3,1.7236055893098103E-2]
[2004,6,13,6,8.866429338370398E-3,8.979507658931735E-3,1.1896662684531417E-3,1.6101438281461833E-6,6.1686388888889033E-5,7.7853143037907068E-3,2.6884214102263014E-2,null,6.7410241030468011E-3,9.9197024917582668E-3,4.7507414032667842E-4,2.9877614207404807E-6,3.0242794561910464E-5,7.7853143037907068E-3,1.7169031291114398E-2]
[2004,6,13,9,1.6657883295754173E-2,1.1267646542861241E-2,0,0,6.1686388888889033E-5,9.5446421475380398E-3,3.7531858375042346E-2,null,1.2664759230242519E-2,1.2447419806618797E-2,0,0,3.0242794561910464E-5,9.5446421475380398E-3,2.5142421831423227E-2]
[2004,6,13,14,1.9970270508520974E-2,1.1927440732459544E-2,0,0,6.1686388888889033E-5,7.8040779991931288E-3,3.9763475629062538E-2,null,1.5183121604513574E-2,1.3176297414969158E-2,0,0,3.0242794561910464E-5,7.8040779991931288E-3,2.8389661814044641E-2]
[2004,6,13,15,2.0248854548336005E-2,1.1772623147042145E-2,0,0,6.1686388888889033E-5,7.253238325200393E-3,3.9336402409467439E-2,null,1.5394925212871483E-2,1.3005269732142317E-2,0,0,3.0242794561910464E-5,7.253238325200393E-3,2.8430437739575709E-2]
[2004,6,13,18,2.3881241057415167E-2,1.0535207807788136E-2,0,0,6.1686388888889033E-5,6.7504543215997602E-3,4.1228589575691948E-2,null,1.815657864457695E-2,1.163829144219917E-2,0,0,3.0242794561910464E-5,6.7504543215997602E-3,2.9825112881338031E-2]
[2004,6,13,21,2.3702258226908104E-2,1.0686919509033084E-2,1.1896662684531417E-3,1.6101438281461833E-6,6.1686388888889033E-5,6.035007717730881E-3,4.1677148254842249E-2,null,1.8020500463785696E-2,1.1805888040813513E-2,4.7507414032667842E-4,2.9877614207404807E-6,3.0242794561910464E-5,6.035007717730881E-3,3.0334693200908539E-2]
[2004,6,14,1,1.3184167575140189E-2,1.1097004354665487E-2,1.1896662684531417E-3,1.6101438281461833E-6,6.1686388888889033E-5,5.8760766036091046E-3,3.141021133458495E-2,null,1.0023741013534409E-2,1.2258910613939309E-2,4.7507414032667842E-4,2.9877614207404807E-6,3.0242794561910464E-5,5.8760766036091046E-3,2.279095632378305E-2]
[2004,6,14,6,1.1724449378368985E-2,1.3317053696174903E-2,1.1896662684531417E-3,1.6101438281461833E-6,6.1686388888889033E-5,8.3933095569942683E-3,3.4687775432708332E-2,null,8.9139373741474581E-3,1.4711409105089009E-2,4.7507414032667842E-4,2.9877614207404807E-6,3.0242794561910464E-5,8.3933095569942683E-3,2.4133651175545799E-2]
[2004,6,14,8,1.7163625022241696E-2,1.8166628488164936E-2,0,0,6.1686388888889033E-5,1.1029010710002075E-2,4.6420950609297601E-2,null,1.3049267698991618E-2,2.0068756186387079E-2,0,0,3.0242794561910464E-5,1.1029010710002075E-2,3.3148266679940606E-2]
[2004,6,14,12,2.4990514401520801E-2,1.9792819129923138E-2,0,0,6.1686388888889033E-5,8.2563313416233689E-3,5.3101351261956198E-2,null,1.8999943889379967E-2,2.1865216301333059E-2,0,0,3.0242794561910464E-5,8.2563313416233689E-3,4.0895402985274935E-2]
[2004,6,14,15,2.5331187324908366E-2,1.8833494500114557E-2,0,0,6.1686388888889033E-5,7.2027575036584879E-3,5.1429125717570301E-2,null,1.9258952820728772E-2,2.0805446068690999E-2,0,0,3.0242794561910464E-5,7.2027575036584879E-3,4.0094641683981684E-2]
[2004,6,14,16,2.7326521509963148E-2,1.8088005954299179E-2,0,0,6.1686388888889033E-5,6.8277789449735426E-3,5.2303992798124761E-2,null,2.0775977918631335E-2,1.9981901519659253E-2,0,0,3.0242794561910464E-5,6.8277789449735426E-3,4.0788122232852497E-2]
[2004,6,14,19,2.313483697534852E-2,1.6993904695294559E-2,1.1896662684531417E-3,1.6101438281461833E-6,6.1686388888889033E-5,7.548112681903028E-3,4.8929817153716283E-2,null,1.758909790167526E-2,1.8773242938652467E-2,4.7507414032667842E-4,2.9877614207404807E-6,3.0242794561910464E-5,7.548112681903028E-3,3.6870645536637062E-2]
[2004,6,14,23,1.7941303202243786E-2,1.4282641574117901E-2,1.1896662684531417E-3,1.6101438281461833E-6,6.1686388888889033E-5,5.3463045220077908E-3,3.882321209953965E-2,null,1.3640525707795777E-2,1.5778098376111053E-2,4.7507414032667842E-4,2.9877614207404807E-6,3.0242794561910464E-5,5.3463045220077908E-3,2.9926928780216161E-2]
[2004,6,15,3,9.6632957225132737E-3,1.3374097260010992E-2,1.1896662684531417E-3,1.6101438281461833E-6,6.1686388888889033E-5,7.0673877647724065E-3,3.1357743548466849E-2,null,7.3468706391679774E-3,1.4774425386584217E-2,4.7507414032667842E-4,2.9877614207404807E-6,3.0242794561910464E-5,7.0673877647724065E-3,2.2629600722061525E-2]
[2004,6,15,6,1.0722830716658218E-2,1.5687957521280889E-2,1.1896662684531417E-3,1.6101438281461833E-6,6.1686388888889033E-5,8.585496444997882E-3,3.6249247484107162E-2,null,8.1524205015735055E-3,1.7330557222661972E-2,4.7507414032667842E-4,2.9877614207404807E-6,3.0242794561910464E-5,8.585496444997882E-3,2.5991282420544808E-2]
[2004,6,15,10,1.809809007325312E-2,1.9447745387320938E-2,0,0,6.1686388888889033E-5,1.2218521572969539E-2,4.9826043422432492E-2,null,1.3759728606299839E-2,2.1484011786080313E-2,0,0,3.0242794561910464E-5,1.2218521572969539E-2,3.5273983186942061E-2]
[2004,6,15,13,2.0146171174347999E-2,1.9933880791985326E-2,0,0,6.1686388888889033E-5,9.422699049939056E-3,4.9564437405161269E-2,null,1.5316856457951191E-2,2.2021047753768872E-2,0,0,3.0242794561910464E-5,9.422699049939056E-3,3.7368147006281972E-2]
[2004,6,15,16,2.3212234524697537E-2,1.8932140775568096E-2,0,0,6.1686388888889033E-5,6.8372177260887287E-3,4.9043279415243252E-2,null,1.7647942192400116E-2,2.0914421052797817E-2,0,0,3.0242794561910464E-5,6.8372177260887287E-3,3.8592606039759843E-2]
[2004,6,15,17,2.3135030646828057E-2,1.9070213141347374E-2,0,0,6.1686388888889033E-5,7.0512950867168672E-3,4.9318225263781192E-2,null,1.7589245147433593E-2,2.1066950216187007E-2,0,0,3.0242794561910464E-5,7.0512950867168672E-3,3.8686438158182505E-2]
[2004,6,15,20,1.8801876823641539E-2,1.7807910691147708E-2,1.1896662684531417E-3,1.6101438281461833E-6,6.1686388888889033E-5,6.8081331532166244E-3,4.467088346917604E-2,null,1.4294807978921929E-2,1.9672479022864602E-2,4.7507414032667842E-4,2.9877614207404807E-6,3.0242794561910464E-5,6.8081331532166244E-3,3.4475591698095859E-2]
[2004,6,15,24,1.2432754117020422E-2,1.4825883805931516E-2,1.1896662684531417E-3,1.6101438281461833E-6,6.1686388888889033E-5,5.5760714839919482E-3,3.408767220811406E-2,null,9.4524517110168207E-3,1.6378220512561339E-2,4.7507414032667842E-4,2.9877614207404807E-6,3.0242794561910464E-5,5.5760714839919482E-3,2.6338976919887493E-2]
[2004,6,16,4,1.0320287887877869E-2,1.4913236415343201E-2,1.1896662684531417E-3,1.6101438281461833E-6,6.1686388888889033E-5,7.0178189051798767E-3,3.3504306009571119E-2,null,7.8463727333277482E-3,1.6474719333003991E-2,4.7507414032667842E-4,2.9877614207404807E-6,3.0242794561910464E-5,7.0178189051798767E-3,2.4829396762641072E-2]
[2004,6,16,7,1.5515970107504672E-2,1.8804485902954797E-2,0,0,6.1686388888889033E-5,1.1326353552598837E-2,4.5708495951947196E-2,null,1.1796578361506053E-2,2.0773400140956657E-2,0,0,3.0242794561910464E-5,1.1326353552598837E-2,3.2600221297024619E-2]
[2004,6,16,11,2.0984878418886969E-2,2.1198119595105102E-2,0,0,6.1686388888889033E-5,1.1230113381791718E-2,5.3474797784672679E-2,null,1.5954514023930992E-2,2.3417658044869921E-2,0,0,3.0242794561910464E-5,1.1230113381791718E-2,3.9402414863362822E-2]
[2004,6,16,14,2.1365609563323416E-2,2.109604119353569E-2,0,0,6.1686388888889033E-5,8.9592058648954274E-3,5.1482543010643422E-2,null,1.6243978668996149E-2,2.3304891575608593E-2,0,0,3.0242794561910464E-5,8.9592058648954274E-3,3.9579113039166648E-2]
[2004,6,16,17,2.6453616364705924E-2,1.9026933708408061E-2,0,0,6.1686388888889033E-5,6.8503386394953682E-3,5.2392575101498244E-2,null,2.0112320159764677E-2,2.1019139231990901E-2,0,0,3.0242794561910464E-5,6.8503386394953682E-3,4.1161702186317491E-2]
[2004,6,16,19,2.1120300484462281E-2,1.8613197543308167E-2,1.1896662684531417E-3,1.6101438281461833E-6,6.1686388888889033E-5,7.0445147553125703E-3,4.8030975584253191E-2,null,1.605747355513449E-2,2.0562083029829346E-2,4.7507414032667842E-4,2.9877614207404807E-6,3.0242794561910464E-5,7.0445147553125703E-3,3.712786128127317E-2]
[2004,6,16,22,2.1801971127664934E-2,1.6091872948309389E-2,1.1896662684531417E-3,1.6101438281461833E-6,6.1686388888889033E-5,5.082755375738557E-3,4.4229562252883055E-2,null,1.6575738356082316E-2,1.7776764411312099E-2,4.7507414032667842E-4,2.9877614207404807E-6,3.0242794561910464E-5,5.082755375738557E-3,3.486080746370375E-2]
[2004,6,17,1,1.2694109143988747E-2,1.5071591982913194E-2,1.1896662684531417E-3,1.6101438281461833E-6,6.1686388888889033E-5,5.4399963301834603E-3,3.4458660258255579E-2,null,9.6511563382134253E-3,{"$f":"F4035*W$5","v":1.6649655440625147E-2},{"$f":"G4035*X$5","v":4.7507414032667842E-4},{"$f":"H4035*Y$5","v":2.9877614207404807E-6},{"$f":"I4035*Z$5","v":3.0242794561910464E-5},{"$f":"J4035","v":5.4399963301834603E-3},2.6809116475147901E-2]
[2004,6,17,5,1.0720099131072381E-2,1.5487975075292463E-2,1.1896662684531417E-3,1.6101438281461833E-6,6.1686388888889033E-5,7.3991276365530604E-3,3.4860164644088081E-2,null,8.1503437146764422E-3,1.7109635715255485E-2,4.7507414032667842E-4,2.9877614207404807E-6,3.0242794561910464E-5,7.3991276365530604E-3,2.5768284126241256E-2]
[2004,6,17,8,1.8179495614543562E-2,1.9894391684764482E-2,0,0,6.1686388888889033E-5,1.1855957607321362E-2,4.9991531295518296E-2,null,1.3821620118093165E-2,2.1977423959439094E-2,0,0,3.0242794561910464E-5,1.1855957607321362E-2,3.582928687209417E-2]
[2004,6,17,10,2.0366643678366769E-2,2.08874228386275E-2,0,0,6.1686388888889033E-5,1.2334529761448542E-2,5.3650282667331704E-2,null,1.5484478666049989E-2,2.3074429940782671E-2,0,0,3.0242794561910464E-5,1.2334529761448542E-2,3.8589151401394566E-2]
[2004,6,17,16,2.6834925027534814E-2,1.9892538078354768E-2,0,0,6.1686388888889033E-5,6.4033760043498466E-3,5.3192525499128326E-2,null,2.0402223884109082E-2,2.1975376272102599E-2,0,0,3.0242794561910464E-5,6.4033760043498466E-3,4.2407842950773593E-2]
[2004,6,17,19,2.1912910144530649E-2,1.8761744146168633E-2,1.1896662684531417E-3,1.6101438281461833E-6,6.1686388888889033E-5,7.2984156750330025E-3,4.9226032766902461E-2,null,1.6660083762572359E-2,2.0726183130024872E-2,4.7507414032667842E-4,2.9877614207404807E-6,3.0242794561910464E-5,7.2984156750330025E-3,3.7894571588906564E-2]
[2004,6,17,20,2.2364334714869268E-2,1.8190141993716248E-2,1.1896662684531417E-3,1.6101438281461833E-6,6.1686388888889033E-5,6.8571484016168366E-3,4.8664587911372528E-2,null,1.7003295645645854E-2,2.0094731661710087E-2,4.7507414032667842E-4,2.9877614207404807E-6,3.0242794561910464E-5,6.8571484016168366E-3,3.7606332003665269E-2]
[2004,6,17,23,1.7711669941156465E-2,1.5223598297977089E-2,1.1896662684531417E-3,1.6101438281461833E-6,6.1686388888889033E-5,6.2951798151012249E-3,4.0483410855404953E-2,null,1.3465938702274636E-2,1.6817577500450161E-2,4.7507414032667842E-4,2.9877614207404807E-6,3.0242794561910464E-5,6.2951798151012249E-3,3.0791820899034129E-2]
[2004,6,18,3,1.2216837691584954E-2,1.4410375113422321E-2,1.1896662684531417E-3,1.6101438281461833E-6,6.1686388888889033E-5,6.8524463926030611E-3,3.4732621998780508E-2,null,9.2882934267111677E-3,1.5919206191399658E-2,4.7507414032667842E-4,2.9877614207404807E-6,3.0242794561910464E-5,6.8524463926030611E-3,2.5715804314420158E-2]
[2004,6,18,6,1.2418465371996134E-2,1.6525672818757168E-2,1.1896662684531417E-3,1.6101438281461833E-6,6.1686388888889033E-5,8.5549380794207232E-3,3.8752039071344203E-2,null,9.4415881749827409E-3,1.8255985078998147E-2,4.7507414032667842E-4,2.9877614207404807E-6,3.0242794561910464E-5,8.5549380794207232E-3,2.8205877950290219E-2]
[2004,6,18,11,2.2933054262424448E-2,2.0752758696062273E-2,0,0,6.1686388888889033E-5,1.1928282970249388E-2,5.5675782317625003E-2,null,1.7435685284319494E-2,2.2925665856904861E-2,0,0,3.0242794561910464E-5,1.1928282970249388E-2,4.0391593935786264E-2]
[2004,6,18,14,2.4964614403048212E-2,1.9873619068432918E-2,0,0,6.1686388888889033E-5,8.7265289691069448E-3,5.3626448829476966E-2,null,1.8980252477278251E-2,2.195447635676295E-2,0,0,3.0242794561910464E-5,8.7265289691069448E-3,4.096497162860311E-2]
[2004,6,18,17,2.9642313346967281E-2,1.7235901331065128E-2,0,0,6.1686388888889033E-5,5.2533517191480803E-3,5.2193252786069379E-2,null,2.25366425554459E-2,1.9040577710449522E-2,0,0,3.0242794561910464E-5,5.2533517191480803E-3,4.1607463060457331E-2]
[2004,6,18,20,2.3474370637423341E-2,1.6346300462143439E-2,1.1896662684531417E-3,1.6101438281461833E-6,6.1686388888889033E-5,7.2720976220488039E-3,4.8345731522785762E-2,null,1.7847240668339748E-2,1.8057831630007667E-2,4.7507414032667842E-4,2.9877614207404807E-6,3.0242794561910464E-5,7.2720976220488039E-3,3.6413376994656743E-2]
[2004,6,18,21,2.4825155448451749E-2,1.542435199090476E-2,1.1896662684531417E-3,1.6101438281461833E-6,6.1686388888889033E-5,6.1021111137239438E-3,4.7604581354250636E-2,null,1.8874223754954587E-2,1.7039351007818736E-2,4.7507414032667842E-4,2.9877614207404807E-6,3.0242794561910464E-5,6.1021111137239438E-3,3.6421879459082651E-2]
[2004,6,18,24,1.7234524359662485E-2,1.1550126650173532E-2,1.1896662684531417E-3,1.6101438281461833E-6,6.1686388888889033E-5,6.1516439764670297E-3,3.6189257787473221E-2,null,1.3103171488691411E-2,1.2759476851482574E-2,4.7507414032667842E-4,2.9877614207404807E-6,3.0242794561910464E-5,6.1516439764670297E-3,2.6370953036483315E-2]
[2004,6,19,4,1.2109935150775972E-2,1.0856751029965007E-2,1.1896662684531417E-3,1.6101438281461833E-6,6.1686388888889033E-5,7.2583826731591845E-3,3.1478031655070335E-2,null,9.2070168973701315E-3,1.1993501685721069E-2,4.7507414032667842E-4,2.9877614207404807E-6,3.0242794561910464E-5,7.2583826731591845E-3,2.1708823279400533E-2]
[2004,6,19,8,1.7370230865832881E-2,1.3797906888215113E-2,0,0,6.1686388888889033E-5,1.0121847687132479E-2,4.1351671830069367E-2,null,1.3206347276161573E-2,1.5242609788737477E-2,0,0,3.0242794561910464E-5,1.0121847687132479E-2,2.8479199859460957E-2]
[2004,6,19,11,2.3721057123249609E-2,1.4727614094892287E-2,0,0,6.1686388888889033E-5,1.0032865520661023E-2,4.8543223127691812E-2,null,1.8034793005745103E-2,1.6269661520856422E-2,0,0,3.0242794561910464E-5,1.0032865520661023E-2,3.4334697321163433E-2]
[2004,6,19,15,2.4856149595187334E-2,1.3534869750030843E-2,0,0,6.1686388888889033E-5,7.94980700492493E-3,4.6402512739032002E-2,null,1.8897788177815747E-2,1.4952031479304654E-2,0,0,3.0242794561910464E-5,7.94980700492493E-3,3.3880062451682312E-2]
[2004,6,19,18,2.7672501323531905E-2,1.2232815324899777E-2,0,0,6.1686388888889033E-5,5.9764327502960964E-3,4.5943435787616671E-2,null,{"$f":"E4100*V$5","v":2.1039021605489761E-2},1.3513646100510502E-2,0,0,3.0242794561910464E-5,5.9764327502960964E-3,{"$f":"SUM(M4100:Q4100)","v":3.458291050056217E-2}]
[2004,6,19,19,2.7401692848323639E-2,1.1325716869036224E-2,1.1896662684531417E-3,1.6101438281461833E-6,6.1686388888889033E-5,4.4906435562126878E-3,4.4471016074742728E-2,null,2.0833129651804626E-2,1.2511570357087144E-2,4.7507414032667842E-4,2.9877614207404807E-6,3.0242794561910464E-5,4.4906435562126878E-3,3.3853004705201098E-2]
[2004,6,20,1,1.4338553679641878E-2,9.1528842450104547E-3,1.1896662684531417E-3,1.6101438281461833E-6,6.1686388888889033E-5,7.1914289896106449E-3,3.1935829715433149E-2,null,1.0901404868700082E-2,1.0111232386075681E-2,4.7507414032667842E-4,2.9877614207404807E-6,3.0242794561910464E-5,7.1914289896106449E-3,2.1520941951085094E-2]
[2004,6,20,2,1.3029457179999435E-2,9.0135651204093677E-3,1.1896662684531417E-3,1.6101438281461833E-6,6.1686388888889033E-5,7.5154189753110154E-3,3.0811404076889995E-2,null,9.9061168310326173E-3,9.9573259226093547E-3,4.7507414032667842E-4,2.9877614207404807E-6,3.0242794561910464E-5,7.5154189753110154E-3,2.0371747449951301E-2]
[2004,6,20,6,1.0894696498751149E-2,9.3337562603057461E-3,1.1896662684531417E-3,1.6101438281461833E-6,6.1686388888889033E-5,8.663234217724745E-3,3.0144649777951817E-2,null,8.2830876884830863E-3,1.0311042514755665E-2,4.7507414032667842E-4,2.9877614207404807E-6,3.0242794561910464E-5,8.663234217724745E-3,1.9102434899548083E-2]
[2004,6,20,9,1.9404808413426618E-2,1.2119777976519957E-2,0,0,6.1686388888889033E-5,1.0497337249784265E-2,4.2083610028619732E-2,null,1.4753208562078953E-2,1.338877323342522E-2,0,0,3.0242794561910464E-5,1.0497337249784265E-2,2.8172224590066082E-2]
[2004,6,20,12,2.4071289401318481E-2,1.2977997885560462E-2,0,0,6.1686388888889033E-5,9.9646325456450198E-3,4.7075606221412852E-2,null,1.8301069782791089E-2,1.433685262636584E-2,0,0,3.0242794561910464E-5,9.9646325456450198E-3,3.2668165203718839E-2]
[2004,6,20,16,2.6418423603872507E-2,1.2067664659120942E-2,0,0,6.1686388888889033E-5,7.0931481299936804E-3,4.5640922781876023E-2,null,2.0085563588435093E-2,1.3331203417340416E-2,0,0,3.0242794561910464E-5,7.0931481299936804E-3,3.3447009800337414E-2]
[2004,6,20,18,2.7537941315619801E-2,1.140677080065884E-2,0,0,6.1686388888889033E-5,7.222271778049065E-3,4.6228670283216595E-2,null,2.0936717484853935E-2,1.2601110999850994E-2,0,0,3.0242794561910464E-5,7.222271778049065E-3,3.3568071279266837E-2]
[2004,6,20,21,2.7465419901656164E-2,1.0964468385591532E-2,1.1896662684531417E-3,1.6101438281461833E-6,6.1686388888889033E-5,7.048775680120023E-3,4.6731626768537891E-2,null,2.0881580452700495E-2,1.2112497532887723E-2,4.7507414032667842E-4,2.9877614207404807E-6,3.0242794561910464E-5,7.048775680120023E-3,3.350238268189755E-2]
[2004,6,20,24,1.685054979692566E-2,1.1074562185215492E-2,1.1896662684531417E-3,1.6101438281461833E-6,6.1686388888889033E-5,6.7929734540779314E-3,3.597104823738926E-2,null,1.281124091736612E-2,1.2234118648425238E-2,4.7507414032667842E-4,2.9877614207404807E-6,3.0242794561910464E-5,6.7929734540779314E-3,2.5553664262100689E-2]
[2004,6,21,3,1.2221495119901882E-2,1.1866326269026905E-2,1.1896662684531417E-3,1.6101438281461833E-6,6.1686388888889033E-5,7.1157411192954191E-3,3.2456525309394385E-2,null,9.2918344053108341E-3,1.3108783992382765E-2,4.7507414032667842E-4,2.9877614207404807E-6,3.0242794561910464E-5,7.1157411192954191E-3,2.2908923094002928E-2]
[2004,6,21,7,1.7904645261125212E-2,1.6273781835606297E-2,0,0,6.1686388888889033E-5,1.1015891399403987E-2,4.525600488502439E-2,null,1.361265518007624E-2,1.7977719977155093E-2,0,0,3.0242794561910464E-5,1.1015891399403987E-2,3.1620617951793238E-2]
[2004,6,21,10,2.4658642836550317E-2,2.0142454410423911E-2,0,0,6.1686388888889033E-5,1.1243081744037849E-2,5.610586537990097E-2,null,1.8747626509609018E-2,2.2251459968015641E-2,0,0,3.0242794561910464E-5,1.1243081744037849E-2,4.1029329272186568E-2]
[2004,6,21,13,2.9122516209809393E-2,1.9749550420311669E-2,0,0,6.1686388888889033E-5,7.9613836138045894E-3,5.6895136632814536E-2,null,2.2141447951558146E-2,2.1817417163245447E-2,0,0,3.0242794561910464E-5,7.9613836138045894E-3,4.3989107909365506E-2]
[2004,6,21,15,2.8838621208465996E-2,1.9398089186727432E-2,0,0,6.1686388888889033E-5,7.3513709303056878E-3,5.564976771438801E-2,null,2.1925606492301439E-2,2.1429156357980234E-2,0,0,3.0242794561910464E-5,7.3513709303056878E-3,4.3385005644843579E-2]
[2004,6,21,21,2.7449292470827866E-2,1.6274866069940025E-2,1.1896662684531417E-3,1.6101438281461833E-6,6.1686388888889033E-5,6.2518246729482045E-3,5.122894601488627E-2,null,2.0869318989175007E-2,1.7978917735699373E-2,4.7507414032667842E-4,2.9877614207404807E-6,3.0242794561910464E-5,6.2518246729482045E-3,3.9356541421183708E-2]
[2004,6,21,22,2.5299384408020147E-2,1.5536897959279426E-2,1.1896662684531417E-3,1.6101438281461833E-6,6.1686388888889033E-5,5.6655434228017028E-3,4.7754788591271455E-2,null,1.9234773501060266E-2,1.7163681045202585E-2,4.7507414032667842E-4,2.9877614207404807E-6,3.0242794561910464E-5,5.6655434228017028E-3,3.6906759242572182E-2]
[2004,6,22,1,1.7216414963366795E-2,1.4657883791866099E-2,1.1896662684531417E-3,1.6101438281461833E-6,6.1686388888889033E-5,6.2049581693268928E-3,3.9332219725729964E-2,null,1.308940316411992E-2,1.6192630141525517E-2,4.7507414032667842E-4,2.9877614207404807E-6,3.0242794561910464E-5,6.2049581693268928E-3,2.9790338001954769E-2]
[2004,6,22,4,1.3702807852311163E-2,1.4549929139043023E-2,1.1896662684531417E-3,1.6101438281461833E-6,6.1686388888889033E-5,7.7956962136255048E-3,3.7301396006149866E-2,null,1.0418056072708274E-2,1.6073372151078704E-2,4.7507414032667842E-4,2.9877614207404807E-6,3.0242794561910464E-5,7.7956962136255048E-3,2.699973292009631E-2]
[2004,6,22,8,2.1491968765643583E-2,1.9926519180372006E-2,0,0,6.1686388888889033E-5,1.2276655325364155E-2,5.3756829660268637E-2,null,1.6340047830095284E-2,2.2012915348314399E-2,0,0,3.0242794561910464E-5,1.2276655325364155E-2,3.8383205972971589E-2]
[2004,6,22,12,3.065909899848383E-2,2.1127261924182655E-2,0,0,6.1686388888889033E-5,9.7056926368295857E-3,6.1553739948384964E-2,null,2.3309690681464681E-2,2.3339381257154235E-2,0,0,3.0242794561910464E-5,9.7056926368295857E-3,4.6679314733180828E-2]
[2004,6,22,16,3.4503221187205453E-2,1.9972167494263136E-2,0,0,6.1686388888889033E-5,7.3455564721605672E-3,6.1882631542518052E-2,null,2.6232323834033427E-2,2.2063343245950856E-2,0,0,3.0242794561910464E-5,7.3455564721605672E-3,4.8325909874546193E-2]
[2004,6,22,19,2.9162293324881284E-2,1.8713121218547211E-2,1.1896662684531417E-3,1.6101438281461833E-6,6.1686388888889033E-5,7.472107013740791E-3,5.6600484358339462E-2,null,2.2171689944272044E-2,2.067246916322369E-2,4.7507414032667842E-4,2.9877614207404807E-6,3.0242794561910464E-5,7.472107013740791E-3,4.3352463803805065E-2]
[2004,6,22,22,2.8167316274690501E-2,1.6277526834546557E-2,1.1896662684531417E-3,1.6101438281461833E-6,6.1686388888889033E-5,5.9819271816368641E-3,5.16797330920441E-2,null,2.1415222597457637E-2,1.7981857094325693E-2,4.7507414032667842E-4,2.9877614207404807E-6,3.0242794561910464E-5,5.9819271816368641E-3,3.9905384388092657E-2]
[2004,6,22,23,2.2486890892678253E-2,1.553135196487407E-2,1.1896662684531417E-3,1.6101438281461833E-6,6.1686388888889033E-5,6.5899218511268898E-3,4.5861127509849386E-2,null,1.7096473419590592E-2,1.7157554360242595E-2,4.7507414032667842E-4,2.9877614207404807E-6,3.0242794561910464E-5,6.5899218511268898E-3,3.4762332476142521E-2]
[2004,6,23,2,1.4663147867961527E-2,1.45946663860033E-2,1.1896662684531417E-3,1.6101438281461833E-6,6.1686388888889033E-5,6.7998277754489E-3,3.7310604830583904E-2,null,1.1148189359239294E-2,1.6122793588979573E-2,4.7507414032667842E-4,2.9877614207404807E-6,3.0242794561910464E-5,6.7998277754489E-3,2.7779287644528198E-2]
[2004,6,23,5,1.3489490610429406E-2,1.4719030830398813E-2,1.1896662684531417E-3,1.6101438281461833E-6,6.1686388888889033E-5,8.4937378496037236E-3,3.7955222091602119E-2,null,1.0255873911858313E-2,1.6260179549971457E-2,4.7507414032667842E-4,2.9877614207404807E-6,3.0242794561910464E-5,8.4937378496037236E-3,2.7024358158139101E-2]
[2004,6,23,10,2.506483770954723E-2,2.0686087016011469E-2,0,0,6.1686388888889033E-5,1.2863506232299806E-2,5.8676117346747395E-2,null,1.9056450876770725E-2,2.2852013352129521E-2,0,0,3.0242794561910464E-5,1.2863506232299806E-2,4.1938707023462155E-2]
[2004,6,23,13,2.9866975289206753E-2,2.098631258468768E-2,0,0,6.1686388888889033E-5,1.049157188617679E-2,6.1406546148960114E-2,null,2.2707449935720124E-2,2.3183673887963538E-2,0,0,3.0242794561910464E-5,1.049157188617679E-2,4.5921366618245571E-2]
[2004,6,23,17,3.3794350486863432E-2,1.9441499141143192E-2,0,0,6.1686388888889033E-5,7.7793510235542474E-3,6.1076887040449758E-2,null,2.5693379204286059E-2,2.1477111529838326E-2,0,0,3.0242794561910464E-5,7.7793510235542474E-3,4.7200733528686291E-2]
[2004,6,23,20,2.7817141405747977E-2,1.790322543280734E-2,1.1896662684531417E-3,1.6101438281461833E-6,6.1686388888889033E-5,6.935562683128226E-3,5.3908892322853723E-2,null,2.114898946777968E-2,1.9777773646607353E-2,4.7507414032667842E-4,2.9877614207404807E-6,3.0242794561910464E-5,6.935562683128226E-3,4.1435067810696363E-2]
[2004,6,23,23,2.170704053926727E-2,1.5298219753937739E-2,1.1896662684531417E-3,1.6101438281461833E-6,6.1686388888889033E-5,6.6860770363213352E-3,4.4944300130696516E-2,null,1.6503563937262364E-2,1.6900012158423329E-2,4.7507414032667842E-4,2.9877614207404807E-6,3.0242794561910464E-5,6.6860770363213352E-3,3.3911880791995024E-2]
[2004,6,23,24,1.876422156208761E-2,1.4522111348253059E-2,1.1896662684531417E-3,1.6101438281461833E-6,6.1686388888889033E-5,5.8681698658821614E-3,4.0407465577393005E-2,null,1.4266179202212114E-2,1.6042641712496145E-2,4.7507414032667842E-4,2.9877614207404807E-6,3.0242794561910464E-5,5.8681698658821614E-3,3.0817125611017591E-2]
[2004,6,24,6,1.4230654816706738E-2,1.5972835632233586E-2,1.1896662684531417E-3,1.6101438281461833E-6,6.1686388888889033E-5,9.3139612484958618E-3,4.0770414498606355E-2,null,1.0819370849369498E-2,1.7645263352931151E-2,4.7507414032667842E-4,2.9877614207404807E-6,3.0242794561910464E-5,9.3139612484958618E-3,2.8972938898609982E-2]
[2004,6,24,7,1.7231031693978618E-2,1.7900513183729771E-2,0,0,6.1686388888889033E-5,1.1233880128480367E-2,4.6427111395077651E-2,null,1.3100516063078651E-2,1.9774777412854348E-2,0,0,3.0242794561910464E-5,1.1233880128480367E-2,3.290553627049491E-2]
[2004,6,24,11,2.5614202210402937E-2,2.0387334374028749E-2,0,0,6.1686388888889033E-5,1.1911989728979756E-2,5.7975212702300334E-2,null,1.9474125140028005E-2,2.2521979965037568E-2,0,0,3.0242794561910464E-5,1.1911989728979756E-2,4.2026347899627482E-2]
[2004,6,24,14,2.7128364661682631E-2,2.0472946415762437E-2,0,0,6.1686388888889033E-5,9.9435616338283059E-3,5.7606559100162269E-2,null,2.0625321996222749E-2,2.2616555972538987E-2,0,0,3.0242794561910464E-5,9.9435616338283059E-3,4.3272120763323645E-2]
[2004,6,24,18,2.8845214005677588E-2,1.847130004157635E-2,0,0,6.1686388888889033E-5,8.720537575176256E-3,5.6098738011319087E-2,null,2.1930618905214663E-2,2.0405328221551711E-2,0,0,3.0242794561910464E-5,8.720537575176256E-3,4.2366189921328283E-2]
[2004,6,24,21,2.8101272308631933E-2,1.6545319447763683E-2,1.1896662684531417E-3,1.6101438281461833E-6,6.1686388888889033E-5,6.9144573859900461E-3,5.2814011943555832E-2,null,2.1365010279728452E-2,1.8277688798412732E-2,4.7507414032667842E-4,2.9877614207404807E-6,3.0242794561910464E-5,6.9144573859900461E-3,4.0151003774450515E-2]
[2004,6,24,23,2.0092463725800497E-2,1.5278063593905235E-2,1.1896662684531417E-3,1.6101438281461833E-6,6.1686388888889033E-5,6.849624251560253E-3,4.3473114372436159E-2,null,1.5276023424567044E-2,1.6877745557792968E-2,4.7507414032667842E-4,2.9877614207404807E-6,3.0242794561910464E-5,6.849624251560253E-3,3.2662073678669343E-2]
[2004,6,25,2,1.2059722855229764E-2,1.4093407345268143E-2,1.1896662684531417E-3,1.6101438281461833E-6,6.1686388888889033E-5,6.1216599430184166E-3,3.3527752944686497E-2,null,{"$f":"E4228*V$5","v":9.1688411806719241E-3},1.556905047251249E-2,4.7507414032667842E-4,2.9877614207404807E-6,3.0242794561910464E-5,6.1216599430184166E-3,{"$f":"SUM(M4228:Q4228)","v":2.5246196349493745E-2}]
[2004,6,25,5,1.0837097325607586E-2,1.4333133191350897E-2,1.1896662684531417E-3,1.6101438281461833E-6,6.1686388888889033E-5,7.5079836970622883E-3,3.3931177015190946E-2,null,8.2392958304917299E-3,1.5833876692729652E-2,4.7507414032667842E-4,2.9877614207404807E-6,3.0242794561910464E-5,7.5079836970622883E-3,2.458147721953071E-2]
[2004,6,25,9,1.9998702017725831E-2,1.9308268406692277E-2,0,0,6.1686388888889033E-5,1.2325903955497458E-2,5.1694560768804458E-2,null,1.5204737689356942E-2,2.1329930938350446E-2,0,0,3.0242794561910464E-5,1.2325903955497458E-2,3.6564911422269301E-2]
[2004,6,25,12,2.3381005040518911E-2,1.924413633641971E-2,0,0,6.1686388888889033E-5,9.8358684338452733E-3,5.2522696199672786E-2,null,1.7776256090996485E-2,2.1259083951917775E-2,0,0,3.0242794561910464E-5,9.8358684338452733E-3,3.9065582837476166E-2]
[2004,6,25,15,2.3720212293398421E-2,1.8234653430174195E-2,0,0,6.1686388888889033E-5,8.5890837032991316E-3,5.0605635815760636E-2,null,1.8034150693245616E-2,2.0143903645733558E-2,0,0,3.0242794561910464E-5,8.5890837032991316E-3,3.8208297133541083E-2]
[2004,6,25,20,2.2207013070511612E-2,1.6013588719865968E-2,1.1896662684531417E-3,1.6101438281461833E-6,6.1686388888889033E-5,6.6305558131953312E-3,4.6104120404743085E-2,null,1.6883686166330833E-2,1.7690283472105689E-2,4.7507414032667842E-4,2.9877614207404807E-6,3.0242794561910464E-5,6.6305558131953312E-3,3.5082274334745853E-2]
[2004,6,25,23,2.0375343181188846E-2,1.2033629536911204E-2,1.1896662684531417E-3,1.6101438281461833E-6,6.1686388888889033E-5,5.143315036256692E-3,3.8805250555526916E-2,null,1.5491092778221882E-2,1.3293604664779031E-2,4.7507414032667842E-4,2.9877614207404807E-6,3.0242794561910464E-5,5.143315036256692E-3,2.9293002139310242E-2]
[2004,6,26,2,1.3475804827821453E-2,1.0928051320058521E-2,1.1896662684531417E-3,1.6101438281461833E-6,6.1686388888889033E-5,7.1150451244899778E-3,3.277186407354013E-2,null,1.0245468799844391E-2,1.2072267436825495E-2,4.7507414032667842E-4,2.9877614207404807E-6,3.0242794561910464E-5,7.1150451244899778E-3,2.2826040932979217E-2]
[2004,6,26,3,1.2517867490605551E-2,1.0666178040812805E-2,1.1896662684531417E-3,1.6101438281461833E-6,6.1686388888889033E-5,7.3788455844918405E-3,3.1815853917080368E-2,null,9.517162236633488E-3,1.1782974847595979E-2,4.7507414032667842E-4,2.9877614207404807E-6,3.0242794561910464E-5,7.3788455844918405E-3,2.1808441780538798E-2]
[2004,6,26,6,1.1969805836114181E-2,1.1151421262718345E-2,1.1896662684531417E-3,1.6101438281461833E-6,6.1686388888889033E-5,7.9491734623933861E-3,3.2323363362396086E-2,null,9.1004785095220898E-3,1.2319025216978686E-2,4.7507414032667842E-4,2.9877614207404807E-6,3.0242794561910464E-5,7.9491734623933861E-3,2.1927808422810106E-2]
[2004,6,26,10,2.2284018766205348E-2,1.4116921733544141E-2,0,0,6.1686388888889033E-5,1.1118538536639765E-2,4.7581165425278148E-2,null,1.6942232536118828E-2,1.5595026922985427E-2,0,0,3.0242794561910464E-5,1.1118538536639765E-2,3.2567502253666163E-2]
[2004,6,26,13,2.4495324443267203E-2,1.3414682985009E-2,0,0,6.1686388888889033E-5,8.8531198916454966E-3,4.6824813708810586E-2,null,1.8623457784682971E-2,1.4819260619503932E-2,0,0,3.0242794561910464E-5,8.8531198916454966E-3,3.3472961198748812E-2]
[2004,6,26,17,2.6275187510753237E-2,1.319673230837416E-2,0,0,6.1686388888889033E-5,7.6777435588125387E-3,4.7211349766828829E-2,null,1.9976663159717446E-2,1.4578489526899037E-2,0,0,3.0242794561910464E-5,7.6777435588125387E-3,3.4585395481178394E-2]
[2004,6,26,21,2.4757170750733474E-2,1.1068453783004183E-2,1.1896662684531417E-3,1.6101438281461833E-6,6.1686388888889033E-5,6.5024832371907522E-3,4.3581070572098583E-2,null,1.8822535925675447E-2,1.2227370669032858E-2,4.7507414032667842E-4,2.9877614207404807E-6,3.0242794561910464E-5,6.5024832371907522E-3,3.1558211291017636E-2]
[2004,6,26,24,1.7686475038553858E-2,9.5504791638705133E-3,1.1896662684531417E-3,1.6101438281461833E-6,6.1686388888889033E-5,6.6444286708405497E-3,3.5134345674435095E-2,null,1.3446783364851139E-2,1.0550457280928743E-2,4.7507414032667842E-4,2.9877614207404807E-6,3.0242794561910464E-5,6.6444286708405497E-3,2.4505545342089215E-2]
[2004,6,27,1,1.4525562348724911E-2,9.5610885939709494E-3,1.1896662684531417E-3,1.6101438281461833E-6,6.1686388888889033E-5,7.1082136684051597E-3,3.2447827412271195E-2,null,1.1043584984015717E-2,1.0562177566071409E-2,4.7507414032667842E-4,2.9877614207404807E-6,3.0242794561910464E-5,7.1082136684051597E-3,2.2114067246396456E-2]
[2004,6,27,4,1.1131980301390846E-2,9.3669883272025703E-3,1.1896662684531417E-3,1.6101438281461833E-6,6.1686388888889033E-5,8.1956172409366514E-3,2.9947548670700243E-2,null,8.4634912953707713E-3,1.0347754128501526E-2,4.7507414032667842E-4,2.9877614207404807E-6,3.0242794561910464E-5,8.1956172409366514E-3,1.9319550120181626E-2]
[2004,6,27,7,1.3701451213738988E-2,1.0625620903492269E-2,0,0,6.1686388888889033E-5,8.8158111202730777E-3,3.3204569626393225E-2,null,1.0417024639087686E-2,1.1738171195612129E-2,0,0,3.0242794561910464E-5,8.8158111202730777E-3,2.2185438629261724E-2]
[2004,6,27,10,2.1738372938979445E-2,1.3488005151234578E-2,0,0,6.1686388888889033E-5,1.0843750702329487E-2,4.6131815181432397E-2,null,1.6527385529202653E-2,1.4900259946263848E-2,0,0,3.0242794561910464E-5,1.0843750702329487E-2,3.1457888270028413E-2]
[2004,6,27,15,2.3669414494826405E-2,1.380434618914262E-2,0,0,6.1686388888889033E-5,7.2786811814880463E-3,4.481412825434597E-2,null,1.7995529826661392E-2,1.5249723313429695E-2,0,0,3.0242794561910464E-5,7.2786811814880463E-3,3.3275495934652996E-2]
[2004,6,27,18,2.748418812796221E-2,1.2897483619713358E-2,0,0,6.1686388888889033E-5,6.5264555747214324E-3,4.696981371128589E-2,null,{"$f":"E4292*V$5","v":2.0895849676654379E-2},1.4247908154811081E-2,0,0,3.0242794561910464E-5,6.5264555747214324E-3,{"$f":"SUM(M4292:Q4292)","v":3.5174000626027373E-2}]
[2004,6,27,22,2.6156967905072295E-2,1.2615682709079042E-2,1.1896662684531417E-3,1.6101438281461833E-6,6.1686388888889033E-5,4.2481236038714124E-3,4.4273737019192919E-2,null,1.9886782421831319E-2,1.3936601421571819E-2,4.7507414032667842E-4,2.9877614207404807E-6,3.0242794561910464E-5,4.2481236038714124E-3,3.4331688539712468E-2]
[2004,6,28,1,1.4394382761687932E-2,1.2224455407237312E-2,1.1896662684531417E-3,1.6101438281461833E-6,6.1686388888889033E-5,5.5621134559536009E-3,3.3433914426049018E-2,null,1.0943850950810583E-2,1.3504410861874143E-2,4.7507414032667842E-4,2.9877614207404807E-6,3.0242794561910464E-5,5.5621134559536009E-3,2.4956566508994055E-2]
[2004,6,28,2,1.2843753123490826E-2,1.2865545407868946E-2,1.1896662684531417E-3,1.6101438281461833E-6,6.1686388888889033E-5,5.7641904251716268E-3,3.2726451757701579E-2,null,9.764928594688067E-3,1.4212625868560098E-2,4.7507414032667842E-4,2.9877614207404807E-6,3.0242794561910464E-5,5.7641904251716268E-3,2.4485859159557498E-2]
[2004,6,28,7,1.7319665769784828E-2,1.6331235747955902E-2,0,0,6.1686388888889033E-5,1.0805691865236404E-2,4.4518279771866023E-2,null,1.3167903330101156E-2,1.8041189572498523E-2,0,0,3.0242794561910464E-5,1.0805691865236404E-2,3.1239335697161589E-2]
[2004,6,28,9,2.2443271263606932E-2,1.8650347509519449E-2,0,0,6.1686388888889033E-5,1.2124911550902163E-2,5.3280216712917439E-2,null,1.7063310016408293E-2,2.060312276456672E-2,0,0,3.0242794561910464E-5,1.2124911550902163E-2,3.7696675575536923E-2]
[2004,6,28,13,2.8783039107067167E-2,1.8730846988357145E-2,0,0,6.1686388888889033E-5,8.3921052572572888E-3,5.5967677741570493E-2,null,2.1883348186175204E-2,2.0692050900845693E-2,0,0,3.0242794561910464E-5,8.3921052572572888E-3,4.2605641881582806E-2]
[2004,6,28,16,3.0042704720283742E-2,1.8848826864687425E-2,0,0,6.1686388888889033E-5,6.7206239883310492E-3,5.5673841962191113E-2,null,2.2841054601735813E-2,2.0822383800784446E-2,0,0,3.0242794561910464E-5,6.7206239883310492E-3,4.3693681197082168E-2]
[2004,6,28,19,2.5780065036258355E-2,1.7777298466823008E-2,1.1896662684531417E-3,1.6101438281461833E-6,6.1686388888889033E-5,7.2719501040935976E-3,5.2082276408345132E-2,null,1.9600228361992704E-2,1.9638661560989625E-2,4.7507414032667842E-4,2.9877614207404807E-6,3.0242794561910464E-5,7.2719501040935976E-3,3.9747194619291659E-2]
[2004,6,28,23,1.984498471017633E-2,1.5070201566605494E-2,1.1896662684531417E-3,1.6101438281461833E-6,6.1686388888889033E-5,5.1563699088817859E-3,4.1324518986833779E-2,null,1.5087868537672359E-2,1.6648119441477312E-2,4.7507414032667842E-4,2.9877614207404807E-6,3.0242794561910464E-5,5.1563699088817859E-3,3.2244292675459002E-2]
[2004,6,28,24,1.7471775786162096E-2,1.4699663564146249E-2,1.1896662684531417E-3,1.6101438281461833E-6,6.1686388888889033E-5,5.1256368420397836E-3,3.8550038993518304E-2,null,1.3283550480445723E-2,1.6238784443847454E-2,4.7507414032667842E-4,2.9877614207404807E-6,3.0242794561910464E-5,5.1256368420397836E-3,3.0030639620602508E-2]
[2004,6,29,4,1.1717831279589383E-2,1.4293387392569353E-2,1.1896662684531417E-3,1.6101438281461833E-6,6.1686388888889033E-5,7.424361923121083E-3,3.4688543396449993E-2,null,8.9089057248005702E-3,1.5789969330078424E-2,4.7507414032667842E-4,2.9877614207404807E-6,3.0242794561910464E-5,7.424361923121083E-3,2.5207179751188323E-2]
[2004,6,29,7,1.6606169164152772E-2,1.7747111060485574E-2,0,0,6.1686388888889033E-5,1.1131696145913968E-2,4.5546662759441206E-2,null,1.2625441688277282E-2,1.9605313397455592E-2,0,0,3.0242794561910464E-5,1.1131696145913968E-2,3.2260997880294781E-2]
[2004,6,29,10,2.2634601082875974E-2,2.0736956971772271E-2,0,0,6.1686388888889033E-5,1.2245883841332067E-2,5.5679128284869206E-2,null,1.7208775442692427E-2,2.2908209621021181E-2,0,0,3.0242794561910464E-5,1.2245883841332067E-2,4.0147227858275521E-2]
[2004,6,29,14,2.6041625948022843E-2,2.0641801192141804E-2,0,0,6.1686388888889033E-5,9.7689895126921982E-3,5.6514103041745735E-2,null,1.9799089520564049E-2,2.2803090603346905E-2,0,0,3.0242794561910464E-5,9.7689895126921982E-3,4.2632422918472863E-2]
[2004,6,29,17,3.1083746165278411E-2,1.8789037071921148E-2,0,0,6.1686388888889033E-5,8.0228057978761758E-3,5.7957275423964623E-2,null,2.3632544073445692E-2,2.0756333747840236E-2,0,0,3.0242794561910464E-5,8.0228057978761758E-3,4.4419120615847837E-2]
[2004,6,29,21,2.7175687154579169E-2,1.6459864772752561E-2,1.1896662684531417E-3,1.6101438281461833E-6,6.1686388888889033E-5,6.923927351235871E-3,5.1812442079737779E-2,null,2.0661300635769486E-2,1.8183286634637412E-2,4.7507414032667842E-4,2.9877614207404807E-6,3.0242794561910464E-5,6.923927351235871E-3,3.9352891966716229E-2]
[2004,6,30,1,1.542197794758993E-2,1.406722874959533E-2,1.1864782148589936E-3,1.6058289837612187E-6,6.1686388888889033E-5,6.2343334418146334E-3,3.6973310571731532E-2,null,1.1725117416936097E-2,1.5540130860147324E-2,4.7380104226487946E-4,2.97975485302613E-6,3.0242794561910464E-5,6.2343334418146334E-3,2.7772271868763236E-2]
[2004,6,30,4,1.2013904683928914E-2,1.4315380365222102E-2,1.1864782148589936E-3,1.6058289837612187E-6,6.1686388888889033E-5,7.4852279931278236E-3,3.5064283475010484E-2,null,9.1340062561144214E-3,1.5814265065870536E-2,4.7380104226487946E-4,2.97975485302613E-6,3.0242794561910464E-5,7.4852279931278236E-3,2.5455294913664772E-2]
[2004,6,30,5,1.2384340732612348E-2,1.4707557927195367E-2,1.1864782148589936E-3,1.6058289837612187E-6,6.1686388888889033E-5,8.0650473571229672E-3,3.6406716449662327E-2,null,9.4156436816794017E-3,1.6247505382208847E-2,4.7380104226487946E-4,2.97975485302613E-6,3.0242794561910464E-5,8.0650473571229672E-3,2.6170172655568064E-2]
[2004,6,30,8,1.9392399155430885E-2,1.9273836668983024E-2,0,0,6.1686388888889033E-5,1.1804895001868021E-2,5.0532817215170819E-2,null,1.4743773974145325E-2,2.1291894042863163E-2,0,0,3.0242794561910464E-5,1.1804895001868021E-2,3.6065910811570394E-2]
[2004,6,30,11,2.5002136296761852E-2,2.0850546857954393E-2,0,0,6.1686388888889033E-5,1.157746592918883E-2,5.7491835472793969E-2,null,1.9008779856256056E-2,2.3033692879101432E-2,0,0,3.0242794561910464E-5,1.157746592918883E-2,4.2072715529919397E-2]
[2004,6,30,15,2.7561844654918285E-2,2.042723880265836E-2,0,0,6.1686388888889033E-5,8.7486944116379872E-3,5.6799464258103526E-2,null,2.0954890864486823E-2,2.2566062566795317E-2,0,0,3.0242794561910464E-5,8.7486944116379872E-3,4.3551196225844045E-2]
[2004,6,30,18,2.8303372039767037E-2,1.8640918521096846E-2,0,0,6.1686388888889033E-5,8.6250307001023551E-3,5.5631007649855131E-2,null,2.1518663921663572E-2,2.0592706518654014E-2,0,0,3.0242794561910464E-5,8.6250307001023551E-3,4.2141613234879492E-2]
[2004,6,30,23,1.9916507218038299E-2,1.4901702425290774E-2,1.1864782148589936E-3,1.6058289837612187E-6,6.1686388888889033E-5,7.0426724861603219E-3,4.311065256222104E-2,null,1.5142246115275261E-2,1.6461977682324606E-2,4.7380104226487946E-4,2.97975485302613E-6,3.0242794561910464E-5,7.0426724861603219E-3,3.2111247389279687E-2]
[2004,7,1,2,1.2026161259010992E-2,1.36631415513646E-2,1.1862694088429781E-3,1.7152276732011621E-6,5.858875000000021E-5,7.0193345494558943E-3,3.3955210746347664E-2,null,9.1433247613317975E-3,1.5093733915077638E-2,4.7371765893193638E-4,3.182753602625136E-6,2.8724124751097088E-5,7.0193345494558943E-3,2.4742683213695091E-2]
[2004,7,1,5,1.1013196561625006E-2,1.4729489322443508E-2,1.1862694088429781E-3,1.7152276732011621E-6,5.858875000000021E-5,8.1201947602275708E-3,3.5109454030812268E-2,null,8.373181654110072E-3,1.6271733093165174E-2,4.7371765893193638E-4,3.182753602625136E-6,2.8724124751097088E-5,8.1201947602275708E-3,2.5150539284560902E-2]
[2004,7,1,6,1.2326025214720749E-2,1.5986461445382977E-2,1.1862694088429781E-3,1.7152276732011621E-6,5.858875000000021E-5,9.0075707031486065E-3,3.8566630749768516E-2,null,9.371307196642779E-3,1.7660315849992701E-2,4.7371765893193638E-4,3.182753602625136E-6,2.8724124751097088E-5,9.0075707031486065E-3,2.7537247583921134E-2]
[2004,7,1,9,2.0219301952557146E-2,1.908387518671395E-2,0,0,5.858875000000021E-5,1.308912004910512E-2,5.2450885938376213E-2,null,1.5372456781347334E-2,2.1082042739141816E-2,0,0,2.8724124751097088E-5,1.308912004910512E-2,3.6483223645240252E-2]
[2004,7,1,15,2.5419380443517922E-2,1.7498053861259466E-2,0,0,5.858875000000021E-5,1.0091423345646867E-2,5.3067446400424254E-2,null,1.9326004834068242E-2,1.9330178789457777E-2,0,0,2.8724124751097088E-5,1.0091423345646867E-2,3.8684907748277118E-2]
[2004,7,1,17,2.9201536565633485E-2,1.5867348091313089E-2,0,0,5.858875000000021E-5,8.6642908772213874E-3,5.3791764284167959E-2,null,2.2201526039694067E-2,1.7528730792097744E-2,0,0,2.8724124751097088E-5,8.6642908772213874E-3,3.9758980956542907E-2]
[2004,7,1,20,2.3688389369695709E-2,1.4852185985622501E-2,1.1862694088429781E-3,1.7152276732011621E-6,5.858875000000021E-5,9.2254476541139014E-3,4.9012596395948287E-2,null,1.800995616267162E-2,1.6407276648747138E-2,4.7371765893193638E-4,3.182753602625136E-6,2.8724124751097088E-5,9.2254476541139014E-3,3.4922857348704414E-2]
[2004,7,1,24,1.6318998755740312E-2,1.1493519064458542E-2,1.1862694088429781E-3,1.7152276732011621E-6,5.858875000000021E-5,7.8456068815757757E-3,3.6904698088290812E-2,null,1.2407109982140212E-2,1.2696942196978341E-2,4.7371765893193638E-4,3.182753602625136E-6,2.8724124751097088E-5,7.8456068815757757E-3,2.5609676716404212E-2]
[2004,7,2,3,1.1149225025446545E-2,9.9723293072193683E-3,1.1862694088429781E-3,1.7152276732011621E-6,5.858875000000021E-5,8.8650134195407317E-3,3.1233141138722824E-2,null,8.4766022215478718E-3,1.1016477031350566E-2,4.7371765893193638E-4,3.182753602625136E-6,2.8724124751097088E-5,8.8650134195407317E-3,1.9998703790184095E-2]
[2004,7,2,6,1.1351312295900699E-2,1.1527383536978016E-2,1.1862694088429781E-3,1.7152276732011621E-6,5.858875000000021E-5,1.0722310047597947E-2,3.4847579266992841E-2,null,8.630246389798894E-3,1.2734352432059478E-2,4.7371765893193638E-4,3.182753602625136E-6,2.8724124751097088E-5,1.0722310047597947E-2,2.1870223359144028E-2]
[2004,7,2,7,1.5210197896068048E-2,1.3327989321870046E-2,0,0,5.858875000000021E-5,1.2780085533827583E-2,4.1376861501765679E-2,null,1.156410396074406E-2,1.4723489739972053E-2,0,0,2.8724124751097088E-5,1.2780085533827583E-2,2.6316317825467211E-2]
[2004,7,2,12,2.172216036172997E-2,1.5270544688506546E-2,0,0,5.858875000000021E-5,1.2475873554810541E-2,4.9527167355047058E-2,null,1.6515059330025915E-2,1.6869439389186443E-2,0,0,2.8724124751097088E-5,1.2475873554810541E-2,3.3413222843963454E-2]
[2004,7,2,15,2.1539547359914993E-2,1.4786621709759647E-2,0,0,5.858875000000021E-5,1.1334686107668151E-2,4.7719443927342786E-2,null,1.6376221179989891E-2,1.6334847498358233E-2,0,0,2.8724124751097088E-5,1.1334686107668151E-2,3.2739792803099223E-2]
[2004,7,2,18,2.4506898399527566E-2,1.3160758646793684E-2,0,0,5.858875000000021E-5,8.6923598671491183E-3,4.6418605663470371E-2,null,1.8632257304212335E-2,1.4538749261177165E-2,0,0,2.8724124751097088E-5,8.6923598671491183E-3,3.3199730690140601E-2]
[2004,7,2,21,2.161805534302506E-2,1.1777346338178552E-2,1.1862694088429781E-3,1.7152276732011621E-6,5.858875000000021E-5,8.1662090680165826E-3,4.2808184135736366E-2,null,1.6435909718208571E-2,1.3010487462630945E-2,4.7371765893193638E-4,3.182753602625136E-6,2.8724124751097088E-5,8.1662090680165826E-3,2.9952021718125173E-2]
[2004,7,3,1,1.2095228649291793E-2,9.3735315910553358E-3,1.1862694088429781E-3,1.7152276732011621E-6,5.858875000000021E-5,6.7951007148005444E-3,2.9510434341663852E-2,null,9.1958357468536183E-3,{"$f":"F4419*W$5","v":1.03549825015048E-2},{"$f":"G4419*X$5","v":4.7371765893193638E-4},{"$f":"H4419*Y$5","v":3.182753602625136E-6},{"$f":"I4419*Z$5","v":2.8724124751097088E-5},{"$f":"J4419","v":6.7951007148005444E-3},2.0056442785644075E-2]
[2004,7,3,4,9.7116148951897716E-3,9.0687776754623702E-3,1.1862694088429781E-3,1.7152276732011621E-6,5.858875000000021E-5,7.7759085698470582E-3,2.7802874527015381E-2,null,7.3836070406235171E-3,1.0018319480467823E-2,4.7371765893193638E-4,3.182753602625136E-6,2.8724124751097088E-5,7.7759085698470582E-3,1.7907551058376998E-2]
[2004,7,3,5,8.8967723733181705E-3,9.2135934755285046E-3,1.1862694088429781E-3,1.7152276732011621E-6,5.858875000000021E-5,8.131810784050909E-3,2.7488750019413768E-2,null,6.7640934945838588E-3,1.0178298146038992E-2,4.7371765893193638E-4,3.182753602625136E-6,2.8724124751097088E-5,8.131810784050909E-3,1.7448016177908508E-2]
[2004,7,3,9,1.6392515538578473E-2,1.237959667590406E-2,0,0,5.858875000000021E-5,1.1465190852791613E-2,4.0295891817274145E-2,null,1.2463003779539107E-2,1.3675796119042146E-2,0,0,2.8724124751097088E-5,1.1465190852791613E-2,2.6167524023332351E-2]
[2004,7,3,12,1.9062322688631728E-2,1.2535245543437476E-2,0,0,5.858875000000021E-5,9.9082085420734208E-3,4.1564365524142624E-2,null,1.4492821382789017E-2,1.3847742122960837E-2,0,0,2.8724124751097088E-5,9.9082085420734208E-3,2.836928763050095E-2]
[2004,7,3,16,2.0330087172340021E-2,1.1723132918657704E-2,0,0,5.858875000000021E-5,7.3444245790857702E-3,3.9456233420083489E-2,null,1.5456685258033637E-2,1.295059765428797E-2,0,0,2.8724124751097088E-5,7.3444245790857702E-3,2.8436007037072702E-2]
[2004,7,3,19,2.1943819997335377E-2,9.9889151200363742E-3,1.1862694088429781E-3,1.7152276732011621E-6,5.858875000000021E-5,4.4341282378963188E-3,3.7613436741784245E-2,null,1.6683584097918924E-2,1.103479945335608E-2,4.7371765893193638E-4,3.182753602625136E-6,2.8724124751097088E-5,4.4341282378963188E-3,2.8224008088560661E-2]
[2004,7,3,22,2.0101018799973364E-2,9.1739731414624843E-3,1.1862694088429781E-3,1.7152276732011621E-6,5.858875000000021E-5,5.4861613360443189E-3,3.6007726663996348E-2,null,1.5282527729626249E-2,1.0134529384823218E-2,4.7371765893193638E-4,3.182753602625136E-6,2.8724124751097088E-5,5.4861613360443189E-3,2.5922681651735124E-2]
[2004,7,4,2,1.138501957574135E-2,9.0042255342809747E-3,1.1862694088429781E-3,1.7152276732011621E-6,5.858875000000021E-5,7.1288967814049755E-3,2.876471527794348E-2,null,8.6558735703901445E-3,9.9470084398131063E-3,4.7371765893193638E-4,3.182753602625136E-6,2.8724124751097088E-5,7.1288967814049755E-3,1.9108506547488906E-2]
[2004,7,4,6,9.1714335016761673E-3,9.7177221550231053E-3,1.1862694088429781E-3,1.7152276732011621E-6,5.858875000000021E-5,8.0065198739929996E-3,2.8142248917208453E-2,null,6.9729145673937155E-3,1.0735211365348427E-2,4.7371765893193638E-4,3.182753602625136E-6,2.8724124751097088E-5,8.0065198739929996E-3,1.8213750470027799E-2]
[2004,7,4,7,1.1700779320713344E-2,1.0475540551826635E-2,0,0,5.858875000000021E-5,8.2748648632274269E-3,3.0509773485767406E-2,null,8.8959413553344885E-3,1.157237675621425E-2,0,0,2.8724124751097088E-5,8.2748648632274269E-3,2.0497042236299834E-2]
[2004,7,4,10,1.8993817109370075E-2,1.3081551414330954E-2,0,0,5.858875000000021E-5,1.0253918529212654E-2,4.2387875802913678E-2,null,1.4440737534446876E-2,1.4451248675279865E-2,0,0,2.8724124751097088E-5,1.0253918529212654E-2,2.8920710334477837E-2]
[2004,7,4,13,2.0553341853155552E-2,1.3201545480109756E-2,0,0,5.858875000000021E-5,9.0511449739326642E-3,4.2864621057197974E-2,null,1.5626422716830339E-2,1.4583806659360231E-2,0,0,2.8724124751097088E-5,9.0511449739326642E-3,3.0238953500941666E-2]
[2004,7,4,17,2.5434934609129885E-2,1.283983736116749E-2,0,0,5.858875000000021E-5,5.9749868763398798E-3,4.4308347596637251E-2,null,1.9337830451945696E-2,1.4184226073759656E-2,0,0,2.8724124751097088E-5,5.9749868763398798E-3,3.3550780650456448E-2]
[2004,7,4,19,2.2323970194030207E-2,1.2377089388118337E-2,1.1862694088429781E-3,1.7152276732011621E-6,5.858875000000021E-5,6.2207627420794278E-3,4.2168395710744148E-2,null,1.6972607056417888E-2,1.367302630694996E-2,4.7371765893193638E-4,3.182753602625136E-6,2.8724124751097088E-5,6.2207627420794278E-3,3.1151257900653505E-2]
[2004,7,4,24,1.4034875723544357E-2,1.3024151167065205E-2,1.1862694088429781E-3,1.7152276732011621E-6,5.858875000000021E-5,5.2760197329839971E-3,3.3581620010109739E-2,null,1.0670522701426911E-2,1.4387838363995903E-2,4.7371765893193638E-4,3.182753602625136E-6,2.8724124751097088E-5,5.2760197329839971E-3,2.5563985602708471E-2]
[2004,7,5,4,7.1680859204834961E-3,1.1568323532651787E-2,1.1862694088429781E-3,1.7152276732011621E-6,5.858875000000021E-5,5.7616404481716371E-3,2.57446232878231E-2,null,5.4497969947810655E-3,1.2779579029387866E-2,4.7371765893193638E-4,3.182753602625136E-6,2.8724124751097088E-5,5.7616404481716371E-3,1.8735000561454589E-2]
[2004,7,5,7,9.1798816238921627E-3,1.3301331333854857E-2,0,0,5.858875000000021E-5,6.0047417921758658E-3,2.8544543499922886E-2,null,6.9793375583532278E-3,1.4694040540730433E-2,0,0,2.8724124751097088E-5,6.0047417921758658E-3,2.1702102223834757E-2]
[2004,7,5,8,1.1364391325180002E-2,1.4721902109034518E-2,0,0,5.858875000000021E-5,6.9231278144733172E-3,3.3068009998687843E-2,null,8.6401901956142408E-3,1.6263351464392489E-2,0,0,2.8724124751097088E-5,6.9231278144733172E-3,2.4932265784757827E-2]
[2004,7,5,11,1.6577335932677875E-2,1.636111236912785E-2,0,0,5.858875000000021E-5,7.5778247527365722E-3,4.0574861804542298E-2,null,1.2603520179525178E-2,1.8074194410262642E-2,0,0,2.8724124751097088E-5,7.5778247527365722E-3,3.0706438714538913E-2]
[2004,7,5,14,1.7398096360155053E-2,1.6046154198173932E-2,0,0,5.858875000000021E-5,5.4402060778208456E-3,3.894304538614983E-2,null,1.3227533027685714E-2,1.7726258702439782E-2,0,0,2.8724124751097088E-5,5.4402060778208456E-3,3.0982515854876592E-2]
[2004,7,5,20,2.0204791448367013E-2,1.3775598683050999E-2,1.1862694088429781E-3,1.7152276732011621E-6,5.858875000000021E-5,3.9811792897413946E-3,3.9208142807675581E-2,null,1.5361424644873889E-2,1.5217965814172457E-2,4.7371765893193638E-4,3.182753602625136E-6,2.8724124751097088E-5,3.9811792897413946E-3,3.1085014996332004E-2]
[2004,7,5,22,2.1184718251975147E-2,1.2777332383166156E-2,1.1862694088429781E-3,1.7152276732011621E-6,5.858875000000021E-5,2.8516087361730165E-3,3.8060232757830492E-2,null,1.6106449496508034E-2,1.4115176543476066E-2,4.7371765893193638E-4,3.182753602625136E-6,2.8724124751097088E-5,2.8516087361730165E-3,3.0727250577269757E-2]
[2004,7,6,1,1.3975983321838295E-2,1.3997208416668416E-2,1.1862694088429781E-3,1.7152276732011621E-6,5.858875000000021E-5,6.3397959938728378E-3,3.555956111889573E-2,null,1.0625747619571937E-2,1.5462779083480821E-2,4.7371765893193638E-4,3.182753602625136E-6,2.8724124751097088E-5,6.3397959938728378E-3,2.6594151240338412E-2]
[2004,7,6,5,1.1306875448557505E-2,1.4492754696666509E-2,1.1862694088429781E-3,1.7152276732011621E-6,5.858875000000021E-5,7.9684288084412268E-3,3.5014632340181422E-2,null,8.5964616668205533E-3,1.6010211287471328E-2,4.7371765893193638E-4,3.182753602625136E-6,2.8724124751097088E-5,7.9684288084412268E-3,2.5112297491577538E-2]
[2004,7,6,8,1.779717469399341E-2,1.9339999766694118E-2,0,0,5.858875000000021E-5,1.1404827315335932E-2,4.8600590526023453E-2,null,1.3530946788145747E-2,2.1364984714440725E-2,0,0,2.8724124751097088E-5,1.1404827315335932E-2,3.492465562733757E-2]
[2004,7,6,9,1.9840331143403077E-2,2.0626619978776517E-2,0,0,5.858875000000021E-5,1.1816082921654094E-2,5.2341622793833684E-2,null,1.5084330494951162E-2,2.2786319848672201E-2,0,0,2.8724124751097088E-5,1.1816082921654094E-2,3.7899374468374464E-2]
[2004,7,6,13,2.490657636346234E-2,2.1591708455208643E-2,0,0,5.858875000000021E-5,1.0092186469884015E-2,5.6649060038554994E-2,null,1.8936126955175592E-2,2.3852457428599372E-2,0,0,2.8724124751097088E-5,1.0092186469884015E-2,4.281730850852606E-2]
[2004,7,6,16,2.8410075767774684E-2,2.0713203591521595E-2,0,0,5.858875000000021E-5,6.7651173943200299E-3,5.5946985503616306E-2,null,2.1599789296370128E-2,2.288196915503907E-2,0,0,2.8724124751097088E-5,6.7651173943200299E-3,4.4510482576160297E-2]
[2004,7,6,20,2.2652624988745686E-2,1.9069227267403583E-2,1.1862694088429781E-3,1.7152276732011621E-6,5.858875000000021E-5,6.7638620669149595E-3,4.9732287709580408E-2,null,1.7222478770070559E-2,2.1065861116807815E-2,4.7371765893193638E-4,3.182753602625136E-6,2.8724124751097088E-5,6.7638620669149595E-3,3.8793964424164031E-2]
[2004,7,6,23,1.7573103549084416E-2,1.671592632613703E-2,1.1862694088429781E-3,1.7152276732011621E-6,5.858875000000021E-5,5.9266262953116614E-3,4.1462229557049285E-2,null,1.336058858294446E-2,1.8466158984172618E-2,4.7371765893193638E-4,3.182753602625136E-6,2.8724124751097088E-5,5.9266262953116614E-3,3.2332372104402735E-2]
[2004,7,7,3,9.3286015906532561E-3,1.4721101401458492E-2,1.1862694088429781E-3,1.7152276732011621E-6,5.858875000000021E-5,6.6352602764881384E-3,3.1931536655116069E-2,null,7.0924073006679066E-3,1.6262466919132461E-2,4.7371765893193638E-4,3.182753602625136E-6,2.8724124751097088E-5,6.6352602764881384E-3,2.3860498757086023E-2]
[2004,7,7,6,1.0707974220417677E-2,1.6761547939045274E-2,1.1862694088429781E-3,1.7152276732011621E-6,5.858875000000021E-5,8.1964486443704375E-3,3.6912544190349575E-2,null,8.1411253121097035E-3,1.8516557385113208E-2,4.7371765893193638E-4,3.182753602625136E-6,2.8724124751097088E-5,8.1964486443704375E-3,2.716330723450857E-2]
[2004,7,7,10,1.7885583689198344E-2,2.1177677750066081E-2,0,0,5.858875000000021E-5,1.1615925925784924E-2,5.0737776115049343E-2,null,1.3598162929487279E-2,2.3395075846728133E-2,0,0,2.8724124751097088E-5,1.1615925925784924E-2,3.7021962900966508E-2]
[2004,7,7,11,1.9032576738766675E-2,2.1211626146532991E-2,0,0,5.858875000000021E-5,1.095523137096778E-2,5.1258023006267445E-2,null,1.4470205946816321E-2,2.343257879297141E-2,0,0,2.8724124751097088E-5,1.095523137096778E-2,3.7931508864538832E-2]
[2004,7,7,14,1.9258166031814673E-2,2.0799776387055532E-2,0,0,5.858875000000021E-5,9.2318266862053446E-3,4.9348357855075548E-2,null,1.4641718379137282E-2,2.2977606511584144E-2,0,0,2.8724124751097088E-5,9.2318266862053446E-3,3.7648049015472522E-2]
[2004,7,7,17,2.3615005728144428E-2,1.9773660279450017E-2,0,0,5.858875000000021E-5,6.7734091561492986E-3,5.0220663913743739E-2,null,1.7954163590759298E-2,2.184405143305786E-2,0,0,2.8724124751097088E-5,6.7734091561492986E-3,3.9826939148568254E-2]
[2004,7,7,21,2.2204949636957631E-2,1.7351704641531785E-2,1.1862694088429781E-3,1.7152276732011621E-6,5.858875000000021E-5,5.674360180966443E-3,4.6477587845972029E-2,null,1.6882117366220712E-2,1.9168506148290694E-2,4.7371765893193638E-4,3.182753602625136E-6,2.8724124751097088E-5,5.674360180966443E-3,3.6556248051797066E-2]
[2004,7,7,24,1.2596970682831055E-2,1.5497302329034887E-2,1.1862694088429781E-3,1.7152276732011621E-6,5.858875000000021E-5,5.3705698871709551E-3,3.4711416285553076E-2,null,9.5773033041444446E-3,1.7119939574409493E-2,4.7371765893193638E-4,3.182753602625136E-6,2.8724124751097088E-5,5.3705698871709551E-3,2.7202867415839594E-2]
[2004,7,8,4,9.7447913264321149E-3,1.5101544082303024E-2,1.1862694088429781E-3,1.7152276732011621E-6,5.858875000000021E-5,6.9993097616866708E-3,3.3092218556937988E-2,null,7.4088306243371852E-3,1.6682743659515983E-2,4.7371765893193638E-4,3.182753602625136E-6,2.8724124751097088E-5,6.9993097616866708E-3,2.4597198821138824E-2]
[2004,7,8,7,1.4905336489287518E-2,1.8723161914706864E-2,0,0,5.858875000000021E-5,1.145921574762181E-2,4.5146302901616198E-2,null,1.1332322032217011E-2,2.0683561165424372E-2,0,0,2.8724124751097088E-5,1.145921574762181E-2,3.2044607322392483E-2]
[2004,7,8,11,2.0327477998689222E-2,2.0984931114484517E-2,0,0,5.858875000000021E-5,1.1446085497924549E-2,5.2817083361098291E-2,null,1.5454701539244727E-2,2.3182147771617617E-2,0,0,2.8724124751097088E-5,1.1446085497924549E-2,3.8665573435613443E-2]
[2004,7,8,12,2.2515212905352862E-2,2.0667607127987313E-2,0,0,5.858875000000021E-5,9.2516632938954568E-3,5.2493072077235629E-2,null,1.7118006255730175E-2,2.2831598536724992E-2,0,0,2.8724124751097088E-5,9.2516632938954568E-3,3.997832891720627E-2]
[2004,7,8,15,2.2106617612169036E-2,2.0219804103158663E-2,0,0,5.858875000000021E-5,8.0789540581613552E-3,5.0463964523489058E-2,null,1.6807356882162859E-2,2.2336908521422071E-2,0,0,2.8724124751097088E-5,8.0789540581613552E-3,3.9172989528336026E-2]
[2004,7,8,19,2.0587447116174606E-2,1.8229202925971171E-2,1.1862694088429781E-3,1.7152276732011621E-6,5.858875000000021E-5,7.3769950922346408E-3,4.7440218520896596E-2,null,1.5652352478550458E-2,2.0137882449229507E-2,4.7371765893193638E-4,3.182753602625136E-6,2.8724124751097088E-5,7.3769950922346408E-3,3.6295859465065625E-2]
[2004,7,8,22,2.1185661881794909E-2,1.6023990127653584E-2,1.1862694088429781E-3,1.7152276732011621E-6,5.858875000000021E-5,5.2293338867428363E-3,4.3685559282707502E-2,null,1.6107166925262793E-2,1.7701773954063905E-2,4.7371765893193638E-4,3.182753602625136E-6,2.8724124751097088E-5,5.2293338867428363E-3,3.4314565416612354E-2]
[2004,7,8,24,1.409480320620685E-2,1.4250996048569442E-2,1.1862694088429781E-3,1.7152276732011621E-6,5.858875000000021E-5,6.1748232821219624E-3,3.5767195923414437E-2,null,1.0716084741076238E-2,1.574313942172742E-2,4.7371765893193638E-4,3.182753602625136E-6,2.8724124751097088E-5,6.1748232821219624E-3,2.6964848700089313E-2]
[2004,7,9,6,1.0686559092572356E-2,1.5164840283073687E-2,1.1862694088429781E-3,1.7152276732011621E-6,5.858875000000021E-5,7.9214870897918524E-3,3.501945985195408E-2,null,8.1248436853729507E-3,1.6752667257150987E-2,4.7371765893193638E-4,3.182753602625136E-6,2.8724124751097088E-5,7.9214870897918524E-3,2.5383135479809596E-2]
[2004,7,9,9,1.7999463113213602E-2,1.9689678872406323E-2,0,0,5.858875000000021E-5,1.1238963833681037E-2,4.8986694569300965E-2,null,1.368474388703304E-2,2.1751276795031457E-2,0,0,2.8724124751097088E-5,1.1238963833681037E-2,3.54647448068156E-2]
[2004,7,9,12,2.1269459590456917E-2,1.9730315877038451E-2,0,0,5.858875000000021E-5,8.7130883614361925E-3,4.9771452578931556E-2,null,1.6170877168959891E-2,2.1796168676793588E-2,0,0,2.8724124751097088E-5,8.7130883614361925E-3,3.7995769970504578E-2]
[2004,7,9,13,2.230999931569301E-2,1.9465436465348446E-2,0,0,5.858875000000021E-5,7.5611871144113559E-3,4.9395211645452811E-2,null,1.6961985190047824E-2,2.1503555199534258E-2,0,0,2.8724124751097088E-5,7.5611871144113559E-3,3.849426451433318E-2]
[2004,7,9,16,2.5525884820114947E-2,1.7386918423652944E-2,0,0,5.858875000000021E-5,4.4911819567268968E-3,4.7462573950494788E-2,null,1.9406978644643094E-2,1.9207406971756668E-2,0,0,2.8724124751097088E-5,4.4911819567268968E-3,3.8643109741150865E-2]
[2004,7,9,21,2.1784762622559337E-2,1.5220596099706928E-2,1.1862694088429781E-3,1.7152276732011621E-6,5.858875000000021E-5,4.7673957194117444E-3,4.3019327828194183E-2,null,1.6562654966674112E-2,1.6814260958520198E-2,4.7371765893193638E-4,3.182753602625136E-6,2.8724124751097088E-5,4.7673957194117444E-3,3.3882540462479967E-2]
[2004,7,9,24,1.5085290817228271E-2,1.0914312875921133E-2,1.1862694088429781E-3,1.7152276732011621E-6,5.858875000000021E-5,5.4573452865672653E-3,3.2703522366232848E-2,null,1.1469138829126053E-2,1.2057090515805002E-2,4.7371765893193638E-4,3.182753602625136E-6,2.8724124751097088E-5,5.4573452865672653E-3,2.4031853882216712E-2]
[2004,7,10,3,1.1568495614204706E-2,1.1347305581859427E-2,1.1862694088429781E-3,1.7152276732011621E-6,5.858875000000021E-5,6.9626684266970978E-3,3.112504300927741E-2,null,8.7953678753027852E-3,1.2535419505227595E-2,4.7371765893193638E-4,3.182753602625136E-6,2.8724124751097088E-5,6.9626684266970978E-3,2.1836411917816038E-2]
[2004,7,10,7,1.3366723984339805E-2,1.3207441987440517E-2,0,0,5.858875000000021E-5,8.6037422182818537E-3,3.5236496940062173E-2,null,1.0162536136984462E-2,1.4590320557525174E-2,0,0,2.8724124751097088E-5,8.6037422182818537E-3,2.478158081926073E-2]
[2004,7,10,10,2.0808850162102491E-2,1.53920250122401E-2,0,0,5.858875000000021E-5,1.0288583445273685E-2,4.654804736961627E-2,null,1.5820682164845813E-2,1.7003639249113137E-2,0,0,2.8724124751097088E-5,1.0288583445273685E-2,3.2853045538710053E-2]
[2004,7,10,13,2.2807308211144302E-2,1.5146250968518809E-2,0,0,5.858875000000021E-5,7.7959715149044781E-3,4.5808119444567585E-2,null,1.7340082293510771E-2,1.6732131557765879E-2,0,0,2.8724124751097088E-5,7.7959715149044781E-3,3.410093797602775E-2]
[2004,7,10,14,2.2218980674324512E-2,1.5288917553051248E-2,0,0,5.858875000000021E-5,7.7557265058484301E-3,4.532221348322419E-2,null,1.6892784970672436E-2,1.6889735975271932E-2,0,0,2.8724124751097088E-5,7.7557265058484301E-3,3.3811245070695467E-2]
[2004,7,10,18,2.6054336974985982E-2,1.3259663105208723E-2,0,0,5.858875000000021E-5,5.2116217490937242E-3,4.4584210579288429E-2,null,1.9808753539287141E-2,1.4648009461162605E-2,0,0,2.8724124751097088E-5,5.2116217490937242E-3,3.4485487125200845E-2]
[2004,7,10,22,2.3753987874223521E-2,1.0837968535323133E-2,1.1862694088429781E-3,1.7152276732011621E-6,5.858875000000021E-5,5.3385532735944529E-3,4.1177083069657283E-2,null,1.8059829802134591E-2,1.1972752579425122E-2,4.7371765893193638E-4,3.182753602625136E-6,2.8724124751097088E-5,5.3385532735944529E-3,3.053820691884537E-2]
[2004,7,11,1,1.3991843775588009E-2,1.0339810343277453E-2,1.1862694088429781E-3,1.7152276732011621E-6,5.858875000000021E-5,6.9449077455718839E-3,3.2523135250953523E-2,null,1.0637806104101826E-2,{"$f":"F4611*W$5","v":1.1422434984449854E-2},{"$f":"G4611*X$5","v":4.7371765893193638E-4},{"$f":"H4611*Y$5","v":3.182753602625136E-6},{"$f":"I4611*Z$5","v":2.8724124751097088E-5},{"$f":"J4611","v":6.9449077455718839E-3},2.2565865625837338E-2]
[2004,7,11,4,1.0593163732544358E-2,1.0128334153473908E-2,1.1862694088429781E-3,1.7152276732011621E-6,5.858875000000021E-5,8.0489825434316223E-3,3.0017053815966067E-2,null,8.053836479536787E-3,1.1188816286563322E-2,4.7371765893193638E-4,3.182753602625136E-6,2.8724124751097088E-5,8.0489825434316223E-3,1.9748277303385766E-2]
[2004,7,11,8,1.589381541529071E-2,1.262189645762031E-2,0,0,5.858875000000021E-5,9.9814895475119556E-3,3.8555790170422974E-2,null,1.208384894471435E-2,1.3943465777528648E-2,0,0,2.8724124751097088E-5,9.9814895475119556E-3,2.6056038846994093E-2]
[2004,7,11,11,2.2037861690345432E-2,1.4453705898867315E-2,0,0,5.858875000000021E-5,1.0758276602695968E-2,4.7308432941908715E-2,null,1.6755082701818993E-2,1.5967073904939719E-2,0,0,2.8724124751097088E-5,1.0758276602695968E-2,3.2750880731509814E-2]
[2004,7,11,15,2.3525915955227645E-2,1.3773660480215517E-2,0,0,5.858875000000021E-5,7.5599738184866511E-3,4.4918139003929811E-2,null,1.7886429863500228E-2,1.5215824672783982E-2,0,0,2.8724124751097088E-5,7.5599738184866511E-3,3.3130978661035308E-2]
[2004,7,11,16,2.6340173578313125E-2,1.3336270760801712E-2,0,0,5.858875000000021E-5,6.7452326393935653E-3,4.6480265728508399E-2,null,2.0026071171789183E-2,1.4732638282801578E-2,0,0,2.8724124751097088E-5,6.7452326393935653E-3,3.4787433579341859E-2]
[2004,7,11,19,2.5394743550951268E-2,1.2279722781505208E-2,1.1862694088429781E-3,1.7152276732011621E-6,5.858875000000021E-5,7.0784195010129636E-3,4.5999459219985613E-2,null,1.9307273743989255E-2,1.3565464978765826E-2,4.7371765893193638E-4,3.182753602625136E-6,2.8724124751097088E-5,7.0784195010129636E-3,3.337836326004074E-2]
[2004,7,11,23,2.009679004186057E-2,1.3326379734654465E-2,1.1862694088429781E-3,1.7152276732011621E-6,5.858875000000021E-5,5.9721576915470953E-3,4.0641900854578306E-2,null,1.5279312663078443E-2,1.4721711621736671E-2,4.7371765893193638E-4,3.182753602625136E-6,2.8724124751097088E-5,5.9721576915470953E-3,3.050664882210077E-2]
[2004,7,12,2,1.3505995348574875E-2,1.3607902756167346E-2,1.1862694088429781E-3,1.7152276732011621E-6,5.858875000000021E-5,5.7133234134827014E-3,3.4073794904741099E-2,null,1.0268422236940159E-2,1.5032711369613812E-2,4.7371765893193638E-4,3.182753602625136E-6,2.8724124751097088E-5,5.7133234134827014E-3,2.5806758143839627E-2]
[2004,7,12,5,1.1453440920040173E-2,1.4375889075200687E-2,1.1862694088429781E-3,1.7152276732011621E-6,5.858875000000021E-5,7.3859232665966354E-3,3.4461826648353677E-2,null,8.7078933760502669E-3,1.5881109309892154E-2,4.7371765893193638E-4,3.182753602625136E-6,2.8724124751097088E-5,7.3859232665966354E-3,2.5094627223228076E-2]
[2004,7,12,8,1.955842662194136E-2,1.9976628929967225E-2,0,0,5.858875000000021E-5,1.0739202215444327E-2,5.0332846517352911E-2,null,1.4870002370132362E-2,2.2068271814036283E-2,0,0,2.8724124751097088E-5,1.0739202215444327E-2,3.6966998308919745E-2]
[2004,7,12,13,2.9953116205092507E-2,2.1505840950696221E-2,0,0,5.858875000000021E-5,7.8796731125887563E-3,5.9397219018377481E-2,null,2.2772941687594968E-2,2.3757599210217466E-2,0,0,2.8724124751097088E-5,7.8796731125887563E-3,4.655926502256353E-2]
[2004,7,12,14,2.7245045293753142E-2,2.2128311976879294E-2,0,0,5.858875000000021E-5,8.8238698854219994E-3,5.8255815906054435E-2,null,2.0714032673670116E-2,2.4445245752100379E-2,0,0,2.8724124751097088E-5,8.8238698854219994E-3,4.5188002550521598E-2]
[2004,7,12,17,3.4008440295948086E-2,2.0094639109189613E-2,0,0,5.858875000000021E-5,6.7769265657494923E-3,6.0938594720887189E-2,null,2.5856148737339327E-2,2.2198638189716222E-2,0,0,2.8724124751097088E-5,6.7769265657494923E-3,4.8083511051806645E-2]
[2004,7,12,20,2.8200288058369334E-2,1.8895106655341408E-2,1.1862694088429781E-3,1.7152276732011621E-6,5.858875000000021E-5,6.5660431864478005E-3,5.4908011286674718E-2,null,2.1440290590447508E-2,2.0873509293640582E-2,4.7371765893193638E-4,3.182753602625136E-6,2.8724124751097088E-5,6.5660431864478005E-3,4.281942442137375E-2]
[2004,7,12,24,2.008257876846704E-2,1.5917669561588965E-2,1.1862694088429781E-3,1.7152276732011621E-6,5.858875000000021E-5,7.1736406100465118E-3,4.4420462326618698E-2,null,1.5268508027658161E-2,1.7584321146607663E-2,4.7371765893193638E-4,3.182753602625136E-6,2.8724124751097088E-5,7.1736406100465118E-3,3.3358453711551481E-2]
[2004,7,13,5,1.2245658107204788E-2,1.536876897305371E-2,1.1862694088429781E-3,1.7152276732011621E-6,5.858875000000021E-5,8.1456737283546691E-3,3.7006674195129347E-2,null,9.3102051917451894E-3,1.6977948198041291E-2,4.7371765893193638E-4,3.182753602625136E-6,2.8724124751097088E-5,8.1456737283546691E-3,2.6793777927072139E-2]
[2004,7,13,7,1.6761903725290465E-2,1.8933417205708344E-2,0,0,5.858875000000021E-5,1.1044817322693849E-2,4.6798727003692656E-2,null,1.2743844530080062E-2,2.0915831130913869E-2,0,0,2.8724124751097088E-5,1.1044817322693849E-2,3.3688399785745032E-2]
[2004,7,13,11,2.5018697257352163E-2,2.2218489295053063E-2,0,0,5.858875000000021E-5,1.1143483818324714E-2,5.843925912072994E-2,null,1.9021370926488326E-2,2.4544865041015249E-2,0,0,2.8724124751097088E-5,1.1143483818324714E-2,4.3594960092254671E-2]
[2004,7,13,14,2.6400741481640295E-2,2.2135734978094998E-2,0,0,5.858875000000021E-5,9.4725929437382318E-3,5.806765815347352E-2,null,2.0072120114448949E-2,2.445344597492468E-2,0,0,2.8724124751097088E-5,9.4725929437382318E-3,4.4554290214124728E-2]
[2004,7,13,15,2.7664933950011544E-2,2.1781794018668144E-2,0,0,5.858875000000021E-5,8.2301638818257899E-3,5.7735480600505477E-2,null,2.1033268235632431E-2,2.4062445805369776E-2,0,0,2.8724124751097088E-5,8.2301638818257899E-3,4.512443816575331E-2]
[2004,7,13,18,2.8464026517595522E-2,1.9970326365383591E-2,0,0,5.858875000000021E-5,8.0548237142368598E-3,5.6547765347215971E-2,null,{"$f":"E4676*V$5","v":2.1640807308361251E-2},2.2061309342598048E-2,0,0,2.8724124751097088E-5,8.0548237142368598E-3,{"$f":"SUM(M4676:Q4676)","v":4.3730840775710399E-2}]
[2004,7,13,21,2.782076712918527E-2,1.7704467960034637E-2,1.1862694088429781E-3,1.7152276732011621E-6,5.858875000000021E-5,6.4649393117954769E-3,5.3236747787531555E-2,null,2.115174605536968E-2,1.9558205372620988E-2,4.7371765893193638E-4,3.182753602625136E-6,2.8724124751097088E-5,6.4649393117954769E-3,4.1215575965276322E-2]
[2004,7,14,2,1.4667465496316172E-2,1.31466170610202E-2,1.1862694088429781E-3,1.7152276732011621E-6,5.858875000000021E-5,7.7865388925619731E-3,3.6847194836414528E-2,null,1.1151471992607916E-2,1.4523126987778344E-2,4.7371765893193638E-4,3.182753602625136E-6,2.8724124751097088E-5,7.7865388925619731E-3,2.6180223517671915E-2]
[2004,7,14,5,1.3076901682132243E-2,1.4289667914035988E-2,1.1862694088429781E-3,1.7152276732011621E-6,5.858875000000021E-5,8.8706645074035865E-3,3.7483807490087999E-2,null,9.9421882325211788E-3,1.5785860405416085E-2,4.7371765893193638E-4,3.182753602625136E-6,2.8724124751097088E-5,8.8706645074035865E-3,2.6233673175222919E-2]
[2004,7,14,9,2.251840683566788E-2,2.1016755940351378E-2,0,0,5.858875000000021E-5,1.2438918627631091E-2,5.6032670153650349E-2,null,1.7120434556956669E-2,2.32173047998693E-2,0,0,2.8724124751097088E-5,1.2438918627631091E-2,4.0366463481577068E-2]
[2004,7,14,12,2.8640944127818486E-2,2.1254672507529406E-2,0,0,5.858875000000021E-5,9.6197654903918822E-3,5.9573970875739769E-2,null,2.1775315330616083E-2,2.3480132301544068E-2,0,0,2.8724124751097088E-5,9.6197654903918822E-3,4.5284171756911247E-2]
[2004,7,14,15,2.8521476978511484E-2,2.1381916357754931E-2,0,0,5.858875000000021E-5,8.5178927026075199E-3,5.8479874788873933E-2,null,2.1684486102494269E-2,2.362069915510508E-2,0,0,2.8724124751097088E-5,8.5178927026075199E-3,4.5333909382350449E-2]
[2004,7,14,16,3.2069825028184805E-2,2.0680667553064979E-2,0,0,5.858875000000021E-5,7.0831945317156335E-3,5.9892275862965409E-2,null,2.4382246251028115E-2,2.2846026447041153E-2,0,0,2.8724124751097088E-5,7.0831945317156335E-3,4.725699682282037E-2]
[2004,7,14,19,2.693637096507899E-2,1.9092252942810868E-2,1.1862694088429781E-3,1.7152276732011621E-6,5.858875000000021E-5,7.5048271037488302E-3,5.478002439815486E-2,null,2.0479351833145122E-2,2.1091297683976936E-2,4.7371765893193638E-4,3.182753602625136E-6,2.8724124751097088E-5,7.5048271037488302E-3,4.2076274054407711E-2]
[2004,7,14,23,2.058374162972396E-2,1.6142255427201813E-2,1.1862694088429781E-3,1.7152276732011621E-6,5.858875000000021E-5,6.4135067461366007E-3,4.438607718957855E-2,null,1.5649535248240028E-2,1.7832422162315075E-2,4.7371765893193638E-4,3.182753602625136E-6,2.8724124751097088E-5,6.4135067461366007E-3,3.398758194784076E-2]
[2004,7,15,3,1.3011121283927819E-2,1.4318285784043479E-2,1.1862694088429781E-3,1.7152276732011621E-6,5.858875000000021E-5,7.562690512742453E-3,3.6138670967229933E-2,null,9.892176301801215E-3,1.5817474695108209E-2,4.7371765893193638E-4,3.182753602625136E-6,2.8724124751097088E-5,7.562690512742453E-3,2.621527553419508E-2]
[2004,7,15,6,1.4029657858856707E-2,1.6733432189360253E-2,1.1862694088429781E-3,1.7152276732011621E-6,5.858875000000021E-5,9.4248790406445977E-3,4.1434542475377728E-2,null,1.0666555630773828E-2,1.8485497789999358E-2,4.7371765893193638E-4,3.182753602625136E-6,2.8724124751097088E-5,9.4248790406445977E-3,2.9657677958058841E-2]
[2004,7,15,10,2.3361354764740098E-2,2.2062509029414909E-2,0,0,5.858875000000021E-5,1.2197503856567083E-2,5.7679956400722085E-2,null,1.776131625697748E-2,2.4372552940119956E-2,0,0,2.8724124751097088E-5,1.2197503856567083E-2,4.2162593321848539E-2]
[2004,7,15,13,2.8253592879156887E-2,2.1895290567372772E-2,0,0,5.858875000000021E-5,1.0156557976396433E-2,6.0364030172926089E-2,null,2.1480817511491411E-2,2.4187825953118899E-2,0,0,2.8724124751097088E-5,1.0156557976396433E-2,4.569736758936141E-2]
[2004,7,15,16,3.2021016833818729E-2,2.0189947005308836E-2,0,0,5.858875000000021E-5,7.3463628489413351E-3,5.9615915438068899E-2,null,2.4345138053117592E-2,2.2303925251159696E-2,0,0,2.8724124751097088E-5,7.3463628489413351E-3,4.6677787429028388E-2]
[2004,7,15,18,2.9017401272489723E-2,1.9742476828946413E-2,0,0,5.858875000000021E-5,8.1940859350831188E-3,5.7012552786519254E-2,null,2.2061530512528245E-2,2.180960293505424E-2,0,0,2.8724124751097088E-5,8.1940859350831188E-3,4.3899857572333584E-2]
[2004,7,15,21,2.828382774734987E-2,1.7586835340591963E-2,1.1862694088429781E-3,1.7152276732011621E-6,5.858875000000021E-5,6.5570849999513235E-3,5.3674321474409328E-2,null,2.150380466533465E-2,1.9428256088927592E-2,4.7371765893193638E-4,3.182753602625136E-6,2.8724124751097088E-5,6.5570849999513235E-3,4.1437685291547899E-2]
[2004,7,16,1,1.4618291807465329E-2,1.598412124607625E-2,1.1862694088429781E-3,1.7152276732011621E-6,5.858875000000021E-5,6.8969275854653504E-3,3.8745914025523104E-2,null,1.1114085914274811E-2,1.7657730621294662E-2,4.7371765893193638E-4,3.182753602625136E-6,2.8724124751097088E-5,6.8969275854653504E-3,2.9277441072855129E-2]
[2004,7,16,4,1.1675778727199101E-2,1.5279880017199614E-2,1.1862694088429781E-3,1.7152276732011621E-6,5.858875000000021E-5,7.6183178223434983E-3,3.5820549953258396E-2,null,8.8769337484345314E-3,1.6879752168774742E-2,4.7371765893193638E-4,3.182753602625136E-6,2.8724124751097088E-5,7.6183178223434983E-3,2.6262310454494932E-2]
[2004,7,16,7,1.7266466079230037E-2,1.9115627102258049E-2,0,0,5.858875000000021E-5,1.1642373969204528E-2,4.808305590069261E-2,null,1.3127456338125197E-2,2.1117119223032069E-2,0,0,2.8724124751097088E-5,1.1642373969204528E-2,3.4273299685908365E-2]
[2004,7,16,9,2.1484916959060102E-2,2.1337126685954902E-2,0,0,5.858875000000021E-5,1.3766227109082915E-2,5.6646859504097917E-2,null,1.6334686438678837E-2,{"$f":"F4739*W$5","v":2.3571219803247983E-2},{"$f":"G4739*X$5","v":0},{"$f":"H4739*Y$5","v":0},{"$f":"I4739*Z$5","v":2.8724124751097088E-5},{"$f":"J4739","v":1.3766227109082915E-2},3.9934630366677916E-2]
[2004,7,16,15,2.5531168142373061E-2,2.0218870957779439E-2,0,0,5.858875000000021E-5,9.6449905049768286E-3,5.5453618355129332E-2,null,1.9410995481785414E-2,2.2335877671525277E-2,0,0,2.8724124751097088E-5,9.6449905049768286E-3,4.1775597278061787E-2]
[2004,7,16,18,2.8910840213618855E-2,1.7854304594519269E-2,0,0,5.858875000000021E-5,7.1182127373560465E-3,5.3941946295494161E-2,null,2.198051360720131E-2,1.9723730576553015E-2,0,0,2.8724124751097088E-5,7.1182127373560465E-3,4.1732968308505425E-2]
[2004,7,16,19,2.5206218028299178E-2,1.7529586842674191E-2,1.1862694088429781E-3,1.7152276732011621E-6,5.858875000000021E-5,7.4377850216221534E-3,5.142016327911169E-2,null,1.9163940385797645E-2,1.9365013415830759E-2,4.7371765893193638E-4,3.182753602625136E-6,2.8724124751097088E-5,7.4377850216221534E-3,3.9034578338914064E-2]
[2004,7,16,22,2.5204988091785892E-2,1.3598699309835994E-2,1.1862694088429781E-3,1.7152276732011621E-6,5.858875000000021E-5,5.9577429178127393E-3,4.6008003705950797E-2,null,1.9163005282007286E-2,1.5022544281063577E-2,4.7371765893193638E-4,3.182753602625136E-6,2.8724124751097088E-5,5.9577429178127393E-3,3.469117410035652E-2]
[2004,7,17,2,1.1860098924676942E-2,9.7906220685098373E-3,1.1862694088429781E-3,1.7152276732011621E-6,5.858875000000021E-5,7.3057983706624457E-3,3.020309275036541E-2,null,9.0170698558187518E-3,1.0815744227608864E-2,4.7371765893193638E-4,3.182753602625136E-6,2.8724124751097088E-5,7.3057983706624457E-3,2.0338438620713273E-2]
[2004,7,17,5,9.7617149247337075E-3,9.8784291919588995E-3,1.1862694088429781E-3,1.7152276732011621E-6,5.858875000000021E-5,7.735368044105074E-3,2.8622085547313859E-2,null,7.4216974030265068E-3,1.0912745151752563E-2,4.7371765893193638E-4,3.182753602625136E-6,2.8724124751097088E-5,7.735368044105074E-3,1.8840067092064726E-2]
[2004,7,17,10,1.960900952125564E-2,1.3565346202316716E-2,0,0,5.858875000000021E-5,1.0545048419758582E-2,4.3777992893330939E-2,null,1.4908459851770875E-2,1.4985698953197771E-2,0,0,2.8724124751097088E-5,1.0545048419758582E-2,2.992288292971974E-2]
[2004,7,17,13,2.1490932686640339E-2,1.2802560122266014E-2,0,0,5.858875000000021E-5,8.3528967070258184E-3,4.270497826593217E-2,null,1.6339260113499687E-2,1.4143045740309076E-2,0,0,2.8724124751097088E-5,8.3528967070258184E-3,3.0511029978559857E-2]
[2004,7,17,16,2.2092219598417291E-2,1.2409167466799542E-2,0,0,5.858875000000021E-5,6.5230009161229771E-3,4.1082976731339808E-2,null,1.6796410270620319E-2,1.370846310472453E-2,0,0,2.8724124751097088E-5,6.5230009161229771E-3,3.0533597500095943E-2]
[2004,7,17,19,2.3804237029716499E-2,1.0495128997994551E-2,1.1862694088429781E-3,1.7152276732011621E-6,5.858875000000021E-5,3.6182654898415513E-3,3.9164204904068779E-2,null,1.8098033542942631E-2,1.1594016200785385E-2,4.7371765893193638E-4,3.182753602625136E-6,2.8724124751097088E-5,3.6182654898415513E-3,3.0197674281013671E-2]
[2004,7,17,20,2.2838526278873408E-2,1.0200767303549827E-2,1.1862694088429781E-3,1.7152276732011621E-6,5.858875000000021E-5,4.41312494604166E-3,3.8698991914981065E-2,null,1.7363816960419099E-2,1.1268833513184794E-2,4.7371765893193638E-4,3.182753602625136E-6,2.8724124751097088E-5,4.41312494604166E-3,2.9138275010889551E-2]
[2004,7,17,23,1.819711044643546E-2,9.0361295832634154E-3,1.1862694088429781E-3,1.7152276732011621E-6,5.858875000000021E-5,6.3976744541466048E-3,3.4877487870361656E-2,null,1.38350124321604E-2,9.9822529861968382E-3,4.7371765893193638E-4,3.182753602625136E-6,2.8724124751097088E-5,6.3976744541466048E-3,2.4322889955642895E-2]
[2004,7,18,3,1.0367333721639721E-2,8.6432017250679585E-3,1.1862694088429781E-3,1.7152276732011621E-6,5.858875000000021E-5,7.8074596101159995E-3,2.8064568443339859E-2,null,7.8821410327449826E-3,9.5481838142477803E-3,4.7371765893193638E-4,3.182753602625136E-6,2.8724124751097088E-5,7.8074596101159995E-3,1.7935949384278421E-2]
[2004,7,18,7,1.2119469775115251E-2,9.9080429475866278E-3,0,0,5.858875000000021E-5,8.6876624693073713E-3,3.0773763942009251E-2,null,9.2142659409288983E-3,1.0945459600767871E-2,0,0,2.8724124751097088E-5,8.6876624693073713E-3,2.0188449666447863E-2]
[2004,7,18,10,1.949120894914165E-2,1.2509600204837362E-2,0,0,5.858875000000021E-5,1.0695244656363087E-2,4.2754642560342102E-2,null,1.481889769933409E-2,1.3819411602081944E-2,0,0,2.8724124751097088E-5,1.0695244656363087E-2,2.8667033426167127E-2]
[2004,7,18,14,2.131672254419294E-2,1.2275892489645106E-2,0,0,5.858875000000021E-5,8.3331427614882561E-3,4.1984346545326304E-2,null,1.6206810541702955E-2,1.3561233638123111E-2,0,0,2.8724124751097088E-5,8.3331427614882561E-3,2.979676830457716E-2]
[2004,7,18,17,2.6372351452451301E-2,1.1355605034783466E-2,0,0,5.858875000000021E-5,6.9051838664411815E-3,4.4691729103675942E-2,null,2.0050535566290311E-2,1.2544587948195502E-2,0,0,2.8724124751097088E-5,6.9051838664411815E-3,3.2623847639236911E-2]
[2004,7,18,18,2.5335610082776121E-2,1.0961646246184457E-2,0,0,5.858875000000021E-5,7.175447271719944E-3,4.3531292350680525E-2,null,1.9262315382618196E-2,1.2109379902793538E-2,0,0,2.8724124751097088E-5,7.175447271719944E-3,3.1400419410162833E-2]
[2004,7,18,24,1.4904477536319545E-2,1.1480527899356009E-2,1.1862694088429781E-3,1.7152276732011621E-6,5.858875000000021E-5,6.2406077417142729E-3,3.3872186563906011E-2,null,1.1331668982106361E-2,1.2682590798468172E-2,4.7371765893193638E-4,3.182753602625136E-6,2.8724124751097088E-5,6.2406077417142729E-3,2.4519884317860188E-2]
[2004,7,19,1,1.369590084328574E-2,1.1232535695750482E-2,1.1862694088429781E-3,1.7152276732011621E-6,5.858875000000021E-5,6.1212970199552323E-3,3.2296306945507634E-2,null,1.041280476888083E-2,{"$f":"F4803*W$5","v":1.2408632695921708E-2},{"$f":"G4803*X$5","v":4.7371765893193638E-4},{"$f":"H4803*Y$5","v":3.182753602625136E-6},{"$f":"I4803*Z$5","v":2.8724124751097088E-5},{"$f":"J4803","v":6.1212970199552323E-3},2.3327062002088193E-2]
[2004,7,19,5,1.0849528344899578E-2,1.2323313266359017E-2,1.1862694088429781E-3,1.7152276732011621E-6,5.858875000000021E-5,8.6629002610322647E-3,3.3082315258807039E-2,null,8.248746963239172E-3,1.3613619583410678E-2,4.7371765893193638E-4,3.182753602625136E-6,2.8724124751097088E-5,8.6629002610322647E-3,2.2367991083935508E-2]
[2004,7,19,8,1.8047570507050102E-2,1.7871740932466088E-2,0,0,5.858875000000021E-5,1.175259865494393E-2,4.7730498844460116E-2,null,1.3721319275953494E-2,1.9742992577494255E-2,0,0,2.8724124751097088E-5,1.175259865494393E-2,3.3493035978198846E-2]
[2004,7,19,11,2.483649592140022E-2,1.9583243655369099E-2,0,0,5.858875000000021E-5,1.0535866338589436E-2,5.5014194665358757E-2,null,1.8882845760337833E-2,2.1633697332130195E-2,0,0,2.8724124751097088E-5,1.0535866338589436E-2,4.0545267217219128E-2]
[2004,7,19,15,2.6462489418206021E-2,1.8723426549102615E-2,0,0,5.858875000000021E-5,7.6354546291456079E-3,5.2879959346454244E-2,null,2.0119066220126644E-2,2.0683853508231424E-2,0,0,2.8724124751097088E-5,7.6354546291456079E-3,4.0831643853109167E-2]
[2004,7,19,18,2.6850212162288202E-2,1.7462784584359729E-2,0,0,5.858875000000021E-5,7.9341500095949508E-3,5.230573550624288E-2,null,2.0413846482102746E-2,1.9291216660660346E-2,0,0,2.8724124751097088E-5,7.9341500095949508E-3,3.9733787267514191E-2]
[2004,7,19,21,2.5240046487616529E-2,1.5608033829950563E-2,1.1862694088429781E-3,1.7152276732011621E-6,5.858875000000021E-5,6.5845148352281753E-3,4.8679168539311445E-2,null,1.918965969747595E-2,1.7242265161431715E-2,4.7371765893193638E-4,3.182753602625136E-6,2.8724124751097088E-5,6.5845148352281753E-3,3.6937549396193321E-2]
[2004,7,19,23,1.8909559630832816E-2,1.393413094437292E-2,1.1862694088429781E-3,1.7152276732011621E-6,5.858875000000021E-5,5.828163857163185E-3,3.9918427818885098E-2,null,1.4376677734046325E-2,1.5393097116175957E-2,4.7371765893193638E-4,3.182753602625136E-6,2.8724124751097088E-5,5.828163857163185E-3,3.0275399387507937E-2]
[2004,7,20,2,1.2427005724600532E-2,1.3130701552010886E-2,1.1862694088429781E-3,1.7152276732011621E-6,5.858875000000021E-5,7.3569394929693232E-3,3.4161220156096926E-2,null,9.448081287436209E-3,1.4505545053403551E-2,4.7371765893193638E-4,3.182753602625136E-6,2.8724124751097088E-5,7.3569394929693232E-3,2.4459250878125414E-2]
[2004,7,20,6,1.2767104486514337E-2,1.5398452977327457E-2,1.1862694088429781E-3,1.7152276732011621E-6,5.858875000000021E-5,9.3884861933603118E-3,3.8800617043718288E-2,null,9.7066536917247998E-3,1.7010740251051766E-2,4.7371765893193638E-4,3.182753602625136E-6,2.8724124751097088E-5,9.3884861933603118E-3,2.7223018480062221E-2]
[2004,7,20,9,2.0001909753755157E-2,2.017399496060374E-2,0,0,5.858875000000021E-5,1.2534615298430463E-2,5.2769108762789355E-2,null,1.5207176486877869E-2,2.2286302955637469E-2,0,0,2.8724124751097088E-5,1.2534615298430463E-2,3.7522203567266439E-2]
[2004,7,20,13,2.4238444731484364E-2,2.0610215760476502E-2,0,0,5.858875000000021E-5,9.8512918134048087E-3,5.4758541055365671E-2,null,1.8428155677980559E-2,2.276819803494624E-2,0,0,2.8724124751097088E-5,9.8512918134048087E-3,4.1225077837677898E-2]
[2004,7,20,14,2.326397351682815E-2,2.069432724958814E-2,0,0,5.858875000000021E-5,9.668701659419179E-3,5.3685591175835469E-2,null,1.7687278635483295E-2,2.2861116375218083E-2,0,0,2.8724124751097088E-5,9.668701659419179E-3,4.0577119135452477E-2]
[2004,7,20,20,2.3076476135521114E-2,1.6951674988996152E-2,1.1862694088429781E-3,1.7152276732011621E-6,5.858875000000021E-5,8.0352351787621352E-3,4.9309959689795582E-2,null,1.7544726958995092E-2,1.8726591592197202E-2,4.7371765893193638E-4,3.182753602625136E-6,2.8724124751097088E-5,8.0352351787621352E-3,3.6776943088477954E-2]
[2004,7,20,21,2.4968654664875516E-2,1.5909191849592892E-2,1.1862694088429781E-3,1.7152276732011621E-6,5.858875000000021E-5,6.5339435852780035E-3,4.8658363486262582E-2,null,1.8983324232696479E-2,1.7574955780041243E-2,4.7371765893193638E-4,3.182753602625136E-6,2.8724124751097088E-5,6.5339435852780035E-3,3.7063904550023383E-2]
[2004,7,20,24,1.5460118760330897E-2,1.3989017774601554E-2,1.1862694088429781E-3,1.7152276732011621E-6,5.858875000000021E-5,6.4328938874622489E-3,3.7128603808910886E-2,null,1.1754115351525617E-2,1.5453730844356158E-2,4.7371765893193638E-4,3.182753602625136E-6,2.8724124751097088E-5,6.4328938874622489E-3,2.7713470733167433E-2]
[2004,7,21,3,1.1540516190655917E-2,1.3618450179783515E-2,1.1862694088429781E-3,1.7152276732011621E-6,5.858875000000021E-5,7.4224025789447288E-3,3.3827942335900342E-2,null,8.7740955049568654E-3,1.5044363155914465E-2,4.7371765893193638E-4,3.182753602625136E-6,2.8724124751097088E-5,7.4224025789447288E-3,2.4324083198156987E-2]
[2004,7,21,7,1.5544909356533777E-2,1.7438030402161818E-2,0,0,5.858875000000021E-5,1.1124922124569362E-2,4.4166450633264957E-2,null,1.1818580473944375E-2,1.9263870604266504E-2,0,0,2.8724124751097088E-5,1.1124922124569362E-2,3.1111175202961975E-2]
[2004,7,21,11,2.2610015874335986E-2,2.0401275039100952E-2,0,0,5.858875000000021E-5,1.2082358797309088E-2,5.5152238460746024E-2,null,1.7190083647267037E-2,2.2537380280434144E-2,0,0,2.8724124751097088E-5,1.2082358797309088E-2,3.9756188052452283E-2]
[2004,7,21,15,2.5644814679434587E-2,1.9319806874493993E-2,0,0,5.858875000000021E-5,9.4648338042102095E-3,5.4488044108138789E-2,null,1.9497399378587951E-2,2.1342677535619609E-2,0,0,2.8724124751097088E-5,9.4648338042102095E-3,4.0868801038958659E-2]
[2004,7,21,18,2.6020696120711333E-2,1.832513131664561E-2,0,0,5.858875000000021E-5,8.9627199648126162E-3,5.3367136152169564E-2,null,{"$f":"E4868*V$5","v":1.9783176861138802E-2},2.0243854973798499E-2,0,0,2.8724124751097088E-5,8.9627199648126162E-3,{"$f":"SUM(M4868:Q4868)","v":4.0055755959688404E-2}]
[2004,7,21,21,2.5743376696880087E-2,1.6228608677176043E-2,1.1862694088429781E-3,1.7152276732011621E-6,5.858875000000021E-5,7.0237961356770292E-3,5.0242354896249335E-2,null,1.9572334722895015E-2,1.792781698589304E-2,4.7371765893193638E-4,3.182753602625136E-6,2.8724124751097088E-5,7.0237961356770292E-3,3.8005776246073708E-2]
[2004,7,21,22,2.3660313108921242E-2,1.5280871838736353E-2,1.1862694088429781E-3,1.7152276732011621E-6,5.858875000000021E-5,6.4155917528616992E-3,4.6603350087035471E-2,null,1.7988610168316817E-2,1.6880847838486607E-2,4.7371765893193638E-4,3.182753602625136E-6,2.8724124751097088E-5,6.4155917528616992E-3,3.5375082544089081E-2]
[2004,7,22,1,1.4109938040149018E-2,1.3910204705828459E-2,1.1862694088429781E-3,1.7152276732011621E-6,5.858875000000021E-5,6.401869680173462E-3,3.5668585812667124E-2,null,1.0727591546860867E-2,1.5366665692859357E-2,4.7371765893193638E-4,3.182753602625136E-6,2.8724124751097088E-5,6.401869680173462E-3,2.6599881777005882E-2]
[2004,7,22,4,1.1283397771525793E-2,1.3589762815002314E-2,1.1862694088429781E-3,1.7152276732011621E-6,5.858875000000021E-5,7.7071898119030107E-3,3.3826923784947303E-2,null,8.5786119123461776E-3,1.5012672095033304E-2,4.7371765893193638E-4,3.182753602625136E-6,2.8724124751097088E-5,7.7071898119030107E-3,2.409690854466514E-2]
[2004,7,22,9,2.0529132713767738E-2,1.9304931152179468E-2,0,0,5.858875000000021E-5,1.2609444421092041E-2,5.2502097037039244E-2,null,1.560801684160151E-2,2.1326244258282476E-2,0,0,2.8724124751097088E-5,1.2609444421092041E-2,3.6962985224635085E-2]
[2004,7,22,12,2.5839894513821297E-2,1.9179057012524561E-2,0,0,5.858875000000021E-5,1.0742722038530132E-2,5.5820262314875989E-2,null,1.9645715889714727E-2,2.1187190530148427E-2,0,0,2.8724124751097088E-5,1.0742722038530132E-2,4.0861630544614252E-2]
[2004,7,22,16,2.9409342131901384E-2,1.8744705785032227E-2,0,0,5.858875000000021E-5,7.9058779970055861E-3,5.6118514663939197E-2,null,2.235951774949059E-2,2.0707360775855804E-2,0,0,2.8724124751097088E-5,7.9058779970055861E-3,4.3095602650097493E-2]
[2004,7,22,19,2.3892296615641375E-2,1.7857284775256145E-2,1.1862694088429781E-3,1.7152276732011621E-6,5.858875000000021E-5,8.3322254955193707E-3,5.1328380272933058E-2,null,1.8164984033221171E-2,1.9727022795614946E-2,4.7371765893193638E-4,3.182753602625136E-6,2.8724124751097088E-5,8.3322254955193707E-3,3.8397631366121773E-2]
[2004,7,22,22,2.3766992706722102E-2,1.5622785445399079E-2,1.1862694088429781E-3,1.7152276732011621E-6,5.858875000000021E-5,6.2296257271039525E-3,4.6865977265741307E-2,null,1.8069717197159513E-2,1.7258561337355854E-2,4.7371765893193638E-4,3.182753602625136E-6,2.8724124751097088E-5,6.2296257271039525E-3,3.5833903071801024E-2]
[2004,7,22,23,1.8323730728003213E-2,1.5236174119089526E-2,1.1862694088429781E-3,1.7152276732011621E-6,5.858875000000021E-5,6.7828692509104109E-3,4.1589347484519326E-2,null,1.3931280088215467E-2,1.6831470066586664E-2,4.7371765893193638E-4,3.182753602625136E-6,2.8724124751097088E-5,6.7828692509104109E-3,3.1268374692087791E-2]
[2004,7,23,5,1.0702733048010215E-2,1.439320596729164E-2,1.1862694088429781E-3,1.7152276732011621E-6,5.858875000000021E-5,7.8170895041018464E-3,3.4159601905919879E-2,null,8.1371405209182783E-3,1.5900239358459269E-2,4.7371765893193638E-4,3.182753602625136E-6,2.8724124751097088E-5,7.8170895041018464E-3,2.4543004416663204E-2]
[2004,7,23,7,1.6003796504170179E-2,1.7097958125580705E-2,0,0,5.858875000000021E-5,1.1014495004983629E-2,4.4174838384734516E-2,null,1.2167466051750595E-2,1.8888191231018897E-2,0,0,2.8724124751097088E-5,1.1014495004983629E-2,3.1084381407520588E-2]
[2004,7,23,10,2.0611362086140825E-2,1.9288850520845537E-2,0,0,5.858875000000021E-5,1.3275398043745959E-2,5.3234199400732318E-2,null,1.5670534700819826E-2,2.1308479912533124E-2,0,0,2.8724124751097088E-5,1.3275398043745959E-2,3.7007738738104048E-2]
[2004,7,23,13,2.4562196649406932E-2,1.8418765324673042E-2,0,0,5.858875000000021E-5,9.437022256634741E-3,5.2476572980714717E-2,null,1.867429980193799E-2,2.0347292883539477E-2,0,0,2.8724124751097088E-5,9.437022256634741E-3,3.9050316810228566E-2]
[2004,7,23,17,2.8587418241874409E-2,1.600526886754711E-2,0,0,5.858875000000021E-5,5.4570451439212141E-3,5.0108321003342733E-2,null,2.1734620336778546E-2,1.7681092493834587E-2,0,0,2.8724124751097088E-5,5.4570451439212141E-3,3.9444436955364232E-2]
[2004,7,23,20,2.2495908770090802E-2,1.5329306455814096E-2,1.1862694088429781E-3,1.7152276732011621E-6,5.858875000000021E-5,7.3427048915900139E-3,4.6414493504011091E-2,null,1.7103329587578445E-2,1.6934353777783351E-2,4.7371765893193638E-4,3.182753602625136E-6,2.8724124751097088E-5,7.3427048915900139E-3,3.4543307902647452E-2]
[2004,7,23,22,2.3543945804723569E-2,1.2049733971936011E-2,1.1862694088429781E-3,1.7152276732011621E-6,5.858875000000021E-5,5.4281936332940036E-3,4.2268446796469759E-2,null,1.7900137709735506E-2,1.3311395306572741E-2,4.7371765893193638E-4,3.182753602625136E-6,2.8724124751097088E-5,5.4281936332940036E-3,3.1717157553593903E-2]
[2004,7,24,1,1.5981968346182564E-2,1.0853211137089305E-2,1.1862694088429781E-3,1.7152276732011621E-6,5.858875000000021E-5,7.3495896078720705E-3,3.5431342477660117E-2,null,1.2150870403885582E-2,1.1989591150142346E-2,4.7371765893193638E-4,3.182753602625136E-6,2.8724124751097088E-5,7.3495896078720705E-3,2.4646086091313586E-2]
[2004,7,24,4,1.2791677718129434E-2,1.0523666593378304E-2,1.1862694088429781E-3,1.7152276732011621E-6,5.858875000000021E-5,8.1844793671602377E-3,3.274639706518416E-2,null,9.7253363812591608E-3,1.1625541810739671E-2,4.7371765893193638E-4,3.182753602625136E-6,2.8724124751097088E-5,8.1844793671602377E-3,2.1856502729284487E-2]
[2004,7,24,8,1.8207541463203556E-2,1.353859177125934E-2,0,0,5.858875000000021E-5,1.1213161296456785E-2,4.3017883280919683E-2,null,1.3842942990536219E-2,1.4956143212893742E-2,0,0,2.8724124751097088E-5,1.1213161296456785E-2,2.8827810328181058E-2]
[2004,7,24,11,2.4722841919095205E-2,1.4644589245335708E-2,0,0,5.858875000000021E-5,1.107318799025951E-2,5.0499207904690424E-2,null,1.8796436187813494E-2,1.6177943596187686E-2,0,0,2.8724124751097088E-5,1.107318799025951E-2,3.5003103908752282E-2]
[2004,7,24,14,2.4842194422942603E-2,1.4260704857900095E-2,0,0,5.858875000000021E-5,9.4243207800563649E-3,4.8585808810899064E-2,null,1.8887178252571454E-2,1.5753864787055608E-2,0,0,2.8724124751097088E-5,9.4243207800563649E-3,3.4669767164378161E-2]
[2004,7,24,19,2.8298310112696293E-2,1.1676094176919154E-2,1.1862694088429781E-3,1.7152276732011621E-6,5.858875000000021E-5,5.0419370487403978E-3,4.6262914724872019E-2,null,2.1514815408232794E-2,1.2898633744755699E-2,4.7371765893193638E-4,3.182753602625136E-6,2.8724124751097088E-5,5.0419370487403978E-3,3.4919073690274152E-2]
[2004,7,24,22,2.590720314186358E-2,1.0514854345988209E-2,1.1862694088429781E-3,1.7152276732011621E-6,5.858875000000021E-5,6.473559848889021E-3,4.414219072325698E-2,null,1.9696889712531144E-2,1.1615806881419069E-2,4.7371765893193638E-4,3.182753602625136E-6,2.8724124751097088E-5,6.473559848889021E-3,3.1818321131235866E-2]
[2004,7,25,1,1.4702457724126672E-2,9.5716476511200008E-3,1.1862694088429781E-3,1.7152276732011621E-6,5.858875000000021E-5,7.4285188981119887E-3,3.2949197659874842E-2,null,1.1178076101442244E-2,1.0573842203988153E-2,4.7371765893193638E-4,3.182753602625136E-6,2.8724124751097088E-5,7.4285188981119887E-3,2.2257542842716055E-2]
[2004,7,25,2,1.2850709265522193E-2,9.2792422222962023E-3,1.1862694088429781E-3,1.7152276732011621E-6,5.858875000000021E-5,7.1160886401155522E-3,3.049261351445013E-2,null,9.7702172536631889E-3,1.0250820611816343E-2,4.7371765893193638E-4,3.182753602625136E-6,2.8724124751097088E-5,7.1160886401155522E-3,2.052666240276519E-2]
[2004,7,25,5,1.0852255638176746E-2,9.4028674668832999E-3,1.1862694088429781E-3,1.7152276732011621E-6,5.858875000000021E-5,8.5443527595433985E-3,3.0046049251119623E-2,null,8.2508204867530743E-3,1.038738997545568E-2,4.7371765893193638E-4,3.182753602625136E-6,2.8724124751097088E-5,8.5443527595433985E-3,1.9143834999494409E-2]
[2004,7,25,9,1.964559180835523E-2,1.2777242365644233E-2,0,0,5.858875000000021E-5,1.0454690050443567E-2,4.2936112974443032E-2,null,1.4936272860781811E-2,1.4115077100714787E-2,0,0,2.8724124751097088E-5,1.0454690050443567E-2,2.9080074086247694E-2]
[2004,7,25,12,2.5050968222569914E-2,1.3962129491756828E-2,0,0,5.858875000000021E-5,1.0684275298685399E-2,4.9755961763012141E-2,null,1.9045906096855053E-2,1.5424027237380712E-2,0,0,2.8724124751097088E-5,1.0684275298685399E-2,3.4498657458986864E-2]
[2004,7,25,16,2.805035394961428E-2,1.3040893350415632E-2,0,0,5.858875000000021E-5,8.1575547122632944E-3,4.9307390762293207E-2,null,2.1326297752697961E-2,1.4406333529232885E-2,0,0,2.8724124751097088E-5,8.1575547122632944E-3,3.5761355406681947E-2]
[2004,7,25,20,2.6624760768106354E-2,1.1684729225464914E-2,1.1862694088429781E-3,1.7152276732011621E-6,5.858875000000021E-5,6.3313699707846123E-3,4.5887433350872059E-2,null,2.0242438892390351E-2,1.29081729217161E-2,4.7371765893193638E-4,3.182753602625136E-6,2.8724124751097088E-5,6.3313699707846123E-3,3.3656236351392109E-2]
[2004,7,25,23,2.1192840495682083E-2,1.2600495392719971E-2,1.1862694088429781E-3,1.7152276732011621E-6,5.858875000000021E-5,6.7702708624180642E-3,4.1810180137336291E-2,null,1.6112624726525641E-2,1.3919823924892438E-2,4.7371765893193638E-4,3.182753602625136E-6,2.8724124751097088E-5,6.7702708624180642E-3,3.0538073188703736E-2]
[2004,7,25,24,1.7203963715777464E-2,1.2527608928541729E-2,1.1862694088429781E-3,1.7152276732011621E-6,5.858875000000021E-5,6.7808702651627958E-3,3.775901629599817E-2,null,1.3079936652076627E-2,1.383930592014357E-2,4.7371765893193638E-4,3.182753602625136E-6,2.8724124751097088E-5,6.7808702651627958E-3,2.7424867109505854E-2]
[2004,7,26,3,1.1727539844677781E-2,1.2540343733748507E-2,1.1862694088429781E-3,1.7152276732011621E-6,5.858875000000021E-5,6.9481533180894986E-3,3.2462610283031969E-2,null,8.9162870131150977E-3,1.3853374116724045E-2,4.7371765893193638E-4,3.182753602625136E-6,2.8724124751097088E-5,6.9481533180894986E-3,2.32752856671248E-2]
[2004,7,26,6,1.3242179380932076E-2,1.4385905237522235E-2,1.1862694088429781E-3,1.7152276732011621E-6,5.858875000000021E-5,8.6668813639503815E-3,3.7541539368920879E-2,null,1.0067846590444837E-2,1.5892174209451555E-2,4.7371765893193638E-4,3.182753602625136E-6,2.8724124751097088E-5,8.6668813639503815E-3,2.6465645337182049E-2]
[2004,7,26,9,2.2507881935277464E-2,1.9337312469902054E-2,0,0,5.858875000000021E-5,1.2269512633134331E-2,5.4173295788313848E-2,null,1.711243262015592E-2,2.1362016045589731E-2,0,0,2.8724124751097088E-5,1.2269512633134331E-2,3.8503172790496747E-2]
[2004,7,26,14,2.6571146139194531E-2,1.9988463556566079E-2,0,0,5.858875000000021E-5,9.7199597428991157E-3,5.6338158188659726E-2,null,2.0201676428496747E-2,2.2081345579260475E-2,0,0,2.8724124751097088E-5,9.7199597428991157E-3,4.2311746132508321E-2]
[2004,7,26,17,3.225910685790636E-2,1.8229332827561579E-2,0,0,5.858875000000021E-5,6.5644582011414286E-3,5.7111486636609365E-2,null,2.4526154619067545E-2,2.0138025952100597E-2,0,0,2.8724124751097088E-5,6.5644582011414286E-3,4.4692904695919237E-2]
[2004,7,26,21,2.7151909956327561E-2,1.6536406880700315E-2,1.1862694088429781E-3,1.7152276732011621E-6,5.858875000000021E-5,6.3036593030818102E-3,5.1238549526625862E-2,null,2.0643223159437115E-2,1.8267843045497927E-2,4.7371765893193638E-4,3.182753602625136E-6,2.8724124751097088E-5,6.3036593030818102E-3,3.9416690742220699E-2]
[2004,7,26,24,1.7830184961714332E-2,1.4681808723442314E-2,1.1862694088429781E-3,1.7152276732011621E-6,5.858875000000021E-5,5.4376451597802451E-3,3.9196212231453059E-2,null,1.3556044040022754E-2,1.621906012102842E-2,4.7371765893193638E-4,3.182753602625136E-6,2.8724124751097088E-5,5.4376451597802451E-3,3.0280728698336833E-2]
[2004,7,27,1,1.339400929903537E-2,1.3724533732732924E-2,1.1862694088429781E-3,1.7152276732011621E-6,5.858875000000021E-5,6.2858186599754418E-3,3.4650935078259913E-2,null,1.0183280785929673E-2,{"$f":"F4995*W$5","v":1.5161554133916483E-2},{"$f":"G4995*X$5","v":4.7371765893193638E-4},{"$f":"H4995*Y$5","v":3.182753602625136E-6},{"$f":"I4995*Z$5","v":2.8724124751097088E-5},{"$f":"J4995","v":6.2858186599754418E-3},2.5850459457131811E-2]
[2004,7,27,6,1.2505573224382751E-2,1.5450021505572398E-2,1.1862694088429781E-3,1.7152276732011621E-6,5.858875000000021E-5,9.3042948949952804E-3,3.850646301146661E-2,null,9.5078150753609668E-3,1.7067708236108141E-2,4.7371765893193638E-4,3.182753602625136E-6,2.8724124751097088E-5,9.3042948949952804E-3,2.7081147848754764E-2]
[2004,7,27,8,1.8248474946073699E-2,1.9163471317049586E-2,0,0,5.858875000000021E-5,1.2799943231470629E-2,5.0270478244593915E-2,null,1.3874064153759746E-2,2.1169972942268193E-2,0,0,2.8724124751097088E-5,1.2799943231470629E-2,3.5072761220779035E-2]
[2004,7,27,12,2.4597445868598737E-2,1.9673884440148309E-2,0,0,5.858875000000021E-5,1.0204266613214812E-2,5.453418567196186E-2,null,1.870109929777982E-2,2.1733828614688311E-2,0,0,2.8724124751097088E-5,1.0204266613214812E-2,4.046365203721923E-2]
[2004,7,27,15,2.447574107030874E-2,1.9533891462477439E-2,0,0,5.858875000000021E-5,8.9164326879121909E-3,5.2984653970698375E-2,null,1.8608568815956784E-2,2.1579177742705468E-2,0,0,2.8724124751097088E-5,8.9164326879121909E-3,4.0216470683413351E-2]
[2004,7,27,19,2.2531118511976183E-2,1.7750681916003624E-2,1.1862694088429781E-3,1.7152276732011621E-6,5.858875000000021E-5,7.9723326495489879E-3,4.9500706464044975E-2,null,1.7130099069367948E-2,1.9609258137604554E-2,4.7371765893193638E-4,3.182753602625136E-6,2.8724124751097088E-5,7.9723326495489879E-3,3.7244981744258158E-2]
[2004,7,27,22,2.2978511863238588E-2,1.5502983850690452E-2,1.1862694088429781E-3,1.7152276732011621E-6,5.858875000000021E-5,6.4561720522155657E-3,4.6184241152660781E-2,null,1.7470246072102315E-2,1.7126215976932258E-2,4.7371765893193638E-4,3.182753602625136E-6,2.8724124751097088E-5,6.4561720522155657E-3,3.5102086586320233E-2]
[2004,7,27,23,1.7588270142470261E-2,1.4971773068310368E-2,1.1862694088429781E-3,1.7152276732011621E-6,5.858875000000021E-5,6.9026881280666004E-3,4.0709304725363403E-2,null,1.3372119534996672E-2,1.6539385036776738E-2,4.7371765893193638E-4,3.182753602625136E-6,2.8724124751097088E-5,6.9026881280666004E-3,3.0417129109059068E-2]
[2004,7,28,3,1.1116619958474802E-2,1.3715268687753426E-2,1.1862694088429781E-3,1.7152276732011621E-6,5.858875000000021E-5,7.2679008390436183E-3,3.3346362871788028E-2,null,8.4518130382193815E-3,1.5151318997062631E-2,4.7371765893193638E-4,3.182753602625136E-6,2.8724124751097088E-5,7.2679008390436183E-3,2.4108756572567669E-2]
[2004,7,28,6,1.2706513978127956E-2,1.5221186302491719E-2,1.1862694088429781E-3,1.7152276732011621E-6,5.858875000000021E-5,9.4592085871183576E-3,3.8633482254254212E-2,null,9.6605875627498727E-3,1.6814912958190702E-2,4.7371765893193638E-4,3.182753602625136E-6,2.8724124751097088E-5,9.4592085871183576E-3,2.6981125058226231E-2]
[2004,7,28,9,2.0465141440709423E-2,1.8672528323949125E-2,0,0,5.858875000000021E-5,1.3345548166901854E-2,5.2541806681560395E-2,null,1.5559365158087386E-2,2.062762601001453E-2,0,0,2.8724124751097088E-5,1.3345548166901854E-2,3.6215715292853015E-2]
[2004,7,28,13,2.4660509723273553E-2,1.9137727427451071E-2,0,0,5.858875000000021E-5,1.0665841348688403E-2,5.4522667249413029E-2,null,1.8749045877870889E-2,2.1141533551658185E-2,0,0,2.8724124751097088E-5,1.0665841348688403E-2,3.9919303554280174E-2]
[2004,7,28,16,2.8003085663711728E-2,1.8337422333674941E-2,0,0,5.858875000000021E-5,7.2666802410574684E-3,5.3665776988444137E-2,null,2.1290360325982128E-2,2.0257432915583625E-2,0,0,2.8724124751097088E-5,7.2666802410574684E-3,4.1576517366316852E-2]
[2004,7,28,20,2.2615972341205576E-2,1.7558807493263901E-2,1.1862694088429781E-3,1.7152276732011621E-6,5.858875000000021E-5,7.6762022023317581E-3,4.9097555423317403E-2,null,1.7194612266985817E-2,1.9397293599942772E-2,4.7371765893193638E-4,3.182753602625136E-6,2.8724124751097088E-5,7.6762022023317581E-3,3.7097530404214249E-2]
[2004,7,28,24,1.5115304356321942E-2,1.4455796971807364E-2,1.1862694088429781E-3,1.7152276732011621E-6,5.858875000000021E-5,6.1509965004706265E-3,3.6968671215116114E-2,null,1.1491957709503592E-2,1.5969383922620168E-2,4.7371765893193638E-4,3.182753602625136E-6,2.8724124751097088E-5,6.1509965004706265E-3,2.7966966169409416E-2]
[2004,7,29,3,1.1884770016486829E-2,1.3481630821754329E-2,1.1862694088429781E-3,1.7152276732011621E-6,5.858875000000021E-5,7.5615804199673517E-3,3.4174554644724693E-2,null,9.0358269471113202E-3,1.4893218195821593E-2,4.7371765893193638E-4,3.182753602625136E-6,2.8724124751097088E-5,7.5615804199673517E-3,2.4434669680218568E-2]
[2004,7,29,4,1.1455175870603629E-2,1.3482751529341771E-2,1.1862694088429781E-3,1.7152276732011621E-6,5.858875000000021E-5,7.7975213824524534E-3,3.3982022168914036E-2,null,8.7092124350670944E-3,1.4894456246533273E-2,4.7371765893193638E-4,3.182753602625136E-6,2.8724124751097088E-5,7.7975213824524534E-3,2.4109293218886024E-2]
[2004,7,29,7,1.5856078965255458E-2,1.753770021111508E-2,0,0,5.858875000000021E-5,1.1166622528687747E-2,4.4618990455058287E-2,null,1.2055158441520443E-2,1.9373976290433307E-2,0,0,2.8724124751097088E-5,1.1166622528687747E-2,3.1457858856704851E-2]
[2004,7,29,10,2.1315615672342771E-2,2.0829822225107673E-2,0,0,5.858875000000021E-5,1.2341057653670166E-2,5.4545084301120608E-2,null,1.6205969002280916E-2,2.301079828399678E-2,0,0,2.8724124751097088E-5,1.2341057653670166E-2,3.9245491411028795E-2]
[2004,7,29,14,2.4693499039581616E-2,2.0159812629072897E-2,0,0,5.858875000000021E-5,1.0451151297151125E-2,5.5363051715805633E-2,null,1.8774127200677275E-2,2.2270635670217261E-2,0,0,2.8724124751097088E-5,1.0451151297151125E-2,4.1073486995645635E-2]
[2004,7,29,17,3.0268124909272113E-2,1.817633910779784E-2,0,0,5.858875000000021E-5,8.273776249936915E-3,5.6776829017006862E-2,null,2.3012438466569418E-2,{"$f":"F5059*W$5","v":2.0079483551564303E-2},{"$f":"G5059*X$5","v":0},{"$f":"H5059*Y$5","v":0},{"$f":"I5059*Z$5","v":2.8724124751097088E-5},{"$f":"J5059","v":8.273776249936915E-3},4.3120646142884821E-2]
[2004,7,29,22,2.4090048135629785E-2,1.5349147251691436E-2,1.1862694088429781E-3,1.7152276732011621E-6,5.858875000000021E-5,6.3950928250165445E-3,4.708086159885394E-2,null,1.8315331790112108E-2,1.6956271994213307E-2,4.7371765893193638E-4,3.182753602625136E-6,2.8724124751097088E-5,6.3950928250165445E-3,3.5777228321611072E-2]
[2004,7,30,1,1.3258636685451249E-2,1.3807936539069093E-2,1.1862694088429781E-3,1.7152276732011621E-6,5.858875000000021E-5,6.4367357134242657E-3,3.4749882324460787E-2,null,1.0080358852393943E-2,1.5253689589139309E-2,4.7371765893193638E-4,3.182753602625136E-6,2.8724124751097088E-5,6.4367357134242657E-3,2.5839672978818909E-2]
[2004,7,30,4,1.0575832541773104E-2,1.3014730345793377E-2,1.1862694088429781E-3,1.7152276732011621E-6,5.858875000000021E-5,7.2890856118395346E-3,3.2126221885922193E-2,null,8.0406598139068104E-3,1.4377431140371386E-2,4.7371765893193638E-4,3.182753602625136E-6,2.8724124751097088E-5,7.2890856118395346E-3,2.2923715491563853E-2]
[2004,7,30,5,1.0498098519487253E-2,1.3821187234506394E-2,1.1862694088429781E-3,1.7152276732011621E-6,5.858875000000021E-5,7.7811820210185213E-3,3.3347041161528354E-2,null,7.9815597074425308E-3,1.5268327691977406E-2,4.7371765893193638E-4,3.182753602625136E-6,2.8724124751097088E-5,7.7811820210185213E-3,2.3755511936705595E-2]
[2004,7,30,8,1.7082328334471857E-2,1.8468928702147044E-2,0,0,5.858875000000021E-5,1.1664134144621941E-2,4.7273979931240842E-2,null,1.2987458947030699E-2,2.0402708592220223E-2,0,0,2.8724124751097088E-5,1.1664134144621941E-2,3.3418891664002019E-2]
[2004,7,30,14,2.311862732895259E-2,1.8686309821260107E-2,0,0,5.858875000000021E-5,8.3960706836294155E-3,5.025959658384211E-2,null,1.7576773930786105E-2,2.0642850492069504E-2,0,0,2.8724124751097088E-5,8.3960706836294155E-3,3.8248348547606704E-2]
[2004,7,30,16,2.6716723760306871E-2,1.7196265238783977E-2,0,0,5.858875000000021E-5,5.2523632809762964E-3,4.9223941030067143E-2,null,2.0312357088696185E-2,1.8996791541062631E-2,0,0,2.8724124751097088E-5,5.2523632809762964E-3,3.9337872754509916E-2]
[2004,7,30,19,2.2292961090257052E-2,1.6611419201927179E-2,1.1862694088429781E-3,1.7152276732011621E-6,5.858875000000021E-5,5.9660269415601694E-3,4.6116980620260574E-2,null,1.6949031261927077E-2,1.8350709494088405E-2,4.7371765893193638E-4,3.182753602625136E-6,2.8724124751097088E-5,5.9660269415601694E-3,3.5805365293301139E-2]
[2004,7,30,23,1.9724674278250896E-2,1.2003483307073202E-2,1.1862694088429781E-3,1.7152276732011621E-6,5.858875000000021E-5,5.1624749452118838E-3,3.8137205917052157E-2,null,1.4996398173390813E-2,1.3260301989109092E-2,4.7371765893193638E-4,3.182753602625136E-6,2.8724124751097088E-5,5.1624749452118838E-3,2.8762324699785562E-2]
[2004,7,31,2,1.3948989212284336E-2,1.1058313610426149E-2,1.189456901377714E-3,1.7198364706319528E-6,5.858875000000021E-5,7.7902523070694377E-3,3.4047320617628274E-2,null,1.0605224369884937E-2,1.2216168774785445E-2,4.7499053294365926E-4,3.1913056256922794E-6,2.8724124751097088E-5,7.7902523070694377E-3,2.3328299107990828E-2]
[2004,7,31,5,1.1874655140032287E-2,1.1038509675676217E-2,1.189456901377714E-3,1.7198364706319528E-6,5.858875000000021E-5,8.539661926053807E-3,3.2702592229610659E-2,null,9.0281367458614984E-3,1.2194291279008701E-2,4.7499053294365926E-4,3.1913056256922794E-6,2.8724124751097088E-5,8.539661926053807E-3,2.1729333988190644E-2]
[2004,7,31,6,1.2359295691916948E-2,1.1442404387076631E-2,1.189456901377714E-3,1.7198364706319528E-6,5.858875000000021E-5,8.5298990240897498E-3,3.3581364590931674E-2,null,9.3966022821998108E-3,1.2640475583011325E-2,4.7499053294365926E-4,3.1913056256922794E-6,2.8724124751097088E-5,8.5298990240897498E-3,2.254398382853158E-2]
[2004,7,31,11,2.4272264648383685E-2,1.4999944154411388E-2,0,0,5.858875000000021E-5,1.069587594175276E-2,5.0026673494547827E-2,null,1.8453868494976093E-2,1.6570505762278195E-2,0,0,2.8724124751097088E-5,1.069587594175276E-2,3.5053098382005383E-2]
[2004,7,31,14,2.4371383151840495E-2,1.4651306058782253E-2,0,0,5.858875000000021E-5,9.0499025748190624E-3,4.8131180535441812E-2,null,1.8529226927932723E-2,1.618536369020766E-2,0,0,2.8724124751097088E-5,9.0499025748190624E-3,3.4743314742891482E-2]
[2004,7,31,17,2.687455470685951E-2,1.4231395003527728E-2,0,0,5.858875000000021E-5,7.8842417237361684E-3,4.9048780184123404E-2,null,2.0432353783455114E-2,1.5721486059123744E-2,0,0,2.8724124751097088E-5,7.8842417237361684E-3,3.618256396732996E-2]
[2004,7,31,20,2.646278837018784E-2,1.1823504560201314E-2,1.189456901377714E-3,1.7198364706319528E-6,5.858875000000021E-5,5.1566691422253843E-3,4.4692727560462886E-2,null,2.0119293509200768E-2,1.3061478658073479E-2,4.7499053294365926E-4,3.1913056256922794E-6,2.8724124751097088E-5,5.1566691422253843E-3,3.3687678130594693E-2]
[2004,7,31,24,1.80083273884614E-2,1.0312468908417183E-2,1.189456901377714E-3,1.7198364706319528E-6,5.858875000000021E-5,6.931189330256546E-3,3.650175111498348E-2,null,1.3691483273410694E-2,1.1392230778405005E-2,4.7499053294365926E-4,3.1913056256922794E-6,2.8724124751097088E-5,6.931189330256546E-3,2.5590620015136144E-2]
[2004,8,1,3,1.1741186814910851E-2,9.3036773157837236E-3,1.1895583870989651E-3,1.7199976678858088E-6,5.5420739247312028E-5,8.0944324168966877E-3,3.038599567160543E-2,null,8.9266626166149832E-3,1.027781416947687E-2,4.7503105963846208E-4,3.1916047411674197E-6,2.7170953944875213E-5,8.0944324168966877E-3,1.9709870404416355E-2]
[2004,8,1,4,1.1037307589841793E-2,9.3431719905649521E-3,1.1895583870989651E-3,1.7199976678858088E-6,5.5420739247312028E-5,8.4238368885882816E-3,3.0051015593009191E-2,null,8.3915129367669161E-3,1.0321444114315643E-2,4.7503105963846208E-4,3.1916047411674197E-6,2.7170953944875213E-5,8.4238368885882816E-3,1.921835066940706E-2]
[2004,8,1,8,1.6554075417323243E-2,1.1540797248252722E-2,0,0,5.5420739247312028E-5,1.0449116839511335E-2,3.8599410244334616E-2,null,1.258583553008278E-2,1.274917061922624E-2,0,0,2.7170953944875213E-5,1.0449116839511335E-2,2.5362177103253895E-2]
[2004,8,1,11,2.2841342261206602E-2,1.3352816921032898E-2,0,0,5.5420739247312028E-5,1.1112377046121122E-2,4.7361956967607928E-2,null,1.7365957913000728E-2,1.4750916900417218E-2,0,0,2.7170953944875213E-5,1.1112377046121122E-2,3.2144045767362822E-2]
[2004,8,1,15,2.4436939113318821E-2,1.2415776578912852E-2,0,0,5.5420739247312028E-5,8.0608214419198194E-3,4.4968957873398802E-2,null,1.8579068222501143E-2,1.3715764220597348E-2,0,0,2.7170953944875213E-5,8.0608214419198194E-3,3.2322003397043365E-2]
[2004,8,1,18,2.8400731048065498E-2,1.1496748077509269E-2,0,0,5.5420739247312028E-5,7.1791880181618665E-3,4.7132087882983939E-2,null,2.1592684634685944E-2,1.2700509302216383E-2,0,0,2.7170953944875213E-5,7.1791880181618665E-3,3.4320364890847201E-2]
[2004,8,1,21,2.8446817360728224E-2,1.090439286579797E-2,1.1895583870989651E-3,1.7199976678858088E-6,5.5420739247312028E-5,7.0469628657249912E-3,4.7644872216265344E-2,null,2.16277234234276E-2,1.2046131836011558E-2,4.7503105963846208E-4,3.1916047411674197E-6,2.7170953944875213E-5,7.0469628657249912E-3,3.4179248877763663E-2]
[2004,8,2,1,1.5211638139553719E-2,9.525961808455349E-3,1.1895583870989651E-3,1.7199976678858088E-6,5.5420739247312028E-5,7.3244565846704492E-3,3.3308755656693681E-2,null,1.1565198958028834E-2,1.0523372848146816E-2,4.7503105963846208E-4,3.1916047411674197E-6,2.7170953944875213E-5,7.3244565846704492E-3,2.2593965424500151E-2]
[2004,8,2,5,1.2064473912144451E-2,1.094475311866736E-2,1.1895583870989651E-3,1.7199976678858088E-6,5.5420739247312028E-5,9.8634779307520855E-3,3.4119404085578064E-2,null,9.1724533438048619E-3,1.2090717988856838E-2,4.7503105963846208E-4,3.1916047411674197E-6,2.7170953944875213E-5,9.8634779307520855E-3,2.1768564950986204E-2]
[2004,8,2,6,1.3663396998819055E-2,1.1710404444160433E-2,1.1895583870989651E-3,1.7199976678858088E-6,5.5420739247312028E-5,1.0163922536759703E-2,3.6784423103753357E-2,null,1.0388092543628734E-2,1.2936536451270757E-2,4.7503105963846208E-4,3.1916047411674197E-6,2.7170953944875213E-5,1.0163922536759703E-2,2.3830022613223992E-2]
[2004,8,2,9,2.3263320381483599E-2,1.5687908996095967E-2,0,0,5.5420739247312028E-5,1.4074110334979149E-2,5.3080760451806028E-2,null,1.7686782065676875E-2,1.7330503616671971E-2,0,0,2.7170953944875213E-5,1.4074110334979149E-2,3.5044456636293721E-2]
[2004,8,2,12,2.8757982960840367E-2,1.6745756232603444E-2,0,0,5.5420739247312028E-5,1.0751819550000482E-2,5.6310979482691606E-2,null,2.1864298343313052E-2,1.8499112215991455E-2,0,0,2.7170953944875213E-5,1.0751819550000482E-2,4.0390581513249382E-2]
[2004,8,2,16,3.0828413743854914E-2,1.6086347636179277E-2,0,0,5.5420739247312028E-5,8.4952424962234114E-3,5.546542461550491E-2,null,2.343841835029168E-2,1.7770660574154579E-2,0,0,2.7170953944875213E-5,8.4952424962234114E-3,4.1236249878391133E-2]
[2004,8,2,18,2.8806857339422041E-2,1.5958458582417158E-2,0,0,5.5420739247312028E-5,9.1247177587070356E-3,5.3945454419793551E-2,null,2.1901456860171094E-2,1.7629380961345205E-2,0,0,2.7170953944875213E-5,9.1247177587070356E-3,3.9558008775461173E-2]
[2004,8,2,23,2.0250303819310037E-2,1.3207741095945757E-2,1.1895583870989651E-3,1.7199976678858088E-6,5.5420739247312028E-5,6.4650745515561171E-3,4.1169818590826066E-2,null,1.5396027073631318E-2,1.4590650984036007E-2,4.7503105963846208E-4,3.1916047411674197E-6,2.7170953944875213E-5,6.4650745515561171E-3,3.0492071675991828E-2]
[2004,8,3,3,1.1837937810257611E-2,1.3057112125351109E-2,1.1895583870989651E-3,1.7199976678858088E-6,5.5420739247312028E-5,8.3150905762191703E-3,3.4456839635842049E-2,null,9.0002210657647227E-3,1.4424250482840103E-2,4.7503105963846208E-4,3.1916047411674197E-6,2.7170953944875213E-5,8.3150905762191703E-3,2.3929865166929326E-2]
[2004,8,3,6,1.3336974112392081E-2,1.5385618331188752E-2,1.1895583870989651E-3,1.7199976678858088E-6,5.5420739247312028E-5,9.8624791721596411E-3,3.9831770739754635E-2,null,1.0139917719106334E-2,1.6996561759744806E-2,4.7503105963846208E-4,3.1916047411674197E-6,2.7170953944875213E-5,9.8624791721596411E-3,2.764187309717564E-2]
[2004,8,3,7,1.6866822605816331E-2,1.8200580484295282E-2,0,0,5.5420739247312028E-5,1.2155848875609528E-2,4.7278672704968445E-2,null,1.282361290983005E-2,2.0106263109194743E-2,0,0,2.7170953944875213E-5,1.2155848875609528E-2,3.2957046972969667E-2]
[2004,8,3,10,2.095908583643466E-2,2.0622782061703503E-2,0,0,5.5420739247312028E-5,1.3113080029776018E-2,5.4750368667161486E-2,null,1.5934904278749988E-2,2.2782080084422493E-2,0,0,2.7170953944875213E-5,1.3113080029776018E-2,3.8744155317117356E-2]
[2004,8,3,13,2.3674574642484462E-2,2.02981864200058E-2,0,0,5.5420739247312028E-5,1.0434729563896152E-2,5.446291136563372E-2,null,1.7999453015851846E-2,2.2423497819329171E-2,0,0,2.7170953944875213E-5,1.0434729563896152E-2,4.0450121789125895E-2]
[2004,8,3,19,2.2184277352722614E-2,1.7734947318678581E-2,1.1895583870989651E-3,1.7199976678858088E-6,5.5420739247312028E-5,8.5150101454416743E-3,4.9680933940857028E-2,null,1.6866400513249221E-2,1.9591876057180938E-2,4.7503105963846208E-4,3.1916047411674197E-6,2.7170953944875213E-5,8.5150101454416743E-3,3.6963670188754662E-2]
[2004,8,3,21,2.59397370239988E-2,1.6320688898292829E-2,1.1895583870989651E-3,1.7199976678858088E-6,5.5420739247312028E-5,6.6461406139652719E-3,5.0153265660271056E-2,null,1.9721624775008901E-2,1.8029538420246436E-2,4.7503105963846208E-4,3.1916047411674197E-6,2.7170953944875213E-5,6.6461406139652719E-3,3.825655681357984E-2]
[2004,8,4,1,1.3356003889580411E-2,1.4882751744624639E-2,1.1895583870989651E-3,1.7199976678858088E-6,5.5420739247312028E-5,6.3047311556227864E-3,3.5790185913842004E-2,null,1.0154385796593512E-2,{"$f":"F5187*W$5","v":1.6441042780171326E-2},{"$f":"G5187*X$5","v":4.7503105963846208E-4},{"$f":"H5187*Y$5","v":3.1916047411674197E-6},{"$f":"I5187*Z$5","v":2.7170953944875213E-5},{"$f":"J5187","v":6.3047311556227864E-3},2.7100822195089341E-2]
[2004,8,4,4,1.1170784563658756E-2,1.4554287563834083E-2,1.1895583870989651E-3,1.7199976678858088E-6,5.5420739247312028E-5,7.7652964772230429E-3,3.4737067728730045E-2,null,8.4929936414975156E-3,1.6078186922545267E-2,4.7503105963846208E-4,3.1916047411674197E-6,2.7170953944875213E-5,7.7652964772230429E-3,2.5076574182367285E-2]
[2004,8,4,7,1.7053665094988402E-2,1.7989111866137868E-2,0,0,5.5420739247312028E-5,1.2292102588689218E-2,4.7390300289062798E-2,null,1.2965666680848279E-2,1.9872652775739741E-2,0,0,2.7170953944875213E-5,1.2292102588689218E-2,3.2865490410532897E-2]
[2004,8,4,8,1.9074848702358798E-2,1.9264219067207416E-2,0,0,5.5420739247312028E-5,1.2847823938541676E-2,5.12423124473552E-2,null,1.4502344738497031E-2,2.1281269434931197E-2,0,0,2.7170953944875213E-5,1.2847823938541676E-2,3.5810785127373103E-2]
[2004,8,4,12,2.452592768660334E-2,2.0506517700132502E-2,0,0,5.5420739247312028E-5,1.0014372770596648E-2,5.5102238896579801E-2,null,1.8646725009073689E-2,2.2653642321353005E-2,0,0,2.7170953944875213E-5,1.0014372770596648E-2,4.1327538284371565E-2]
[2004,8,4,15,2.3418341437360494E-2,2.0734677884155676E-2,0,0,5.5420739247312028E-5,8.7638366842459261E-3,5.2972276745009407E-2,null,1.7804642439257428E-2,2.2905691902682049E-2,0,0,2.7170953944875213E-5,8.7638366842459261E-3,4.0737505295884352E-2]
[2004,8,4,19,2.1804007484315015E-2,1.8888640475135568E-2,1.1895583870989651E-3,1.7199976678858088E-6,5.5420739247312028E-5,7.8588864291151417E-3,4.9798233512579886E-2,null,1.657728656999535E-2,2.0866366075288714E-2,4.7503105963846208E-4,3.1916047411674197E-6,2.7170953944875213E-5,7.8588864291151417E-3,3.7949046263608566E-2]
[2004,8,4,22,2.2930500261794072E-2,1.6544421129010427E-2,1.1895583870989651E-3,1.7199976678858088E-6,5.5420739247312028E-5,5.1353293468985595E-3,4.5856949861717212E-2,null,1.7433743512818078E-2,1.8276696421646262E-2,4.7503105963846208E-4,3.1916047411674197E-6,2.7170953944875213E-5,5.1353293468985595E-3,3.6215833552788838E-2]
[2004,8,5,2,1.2945251525701258E-2,1.5501062107255348E-2,1.1895583870989651E-3,1.7199976678858088E-6,5.5420739247312028E-5,6.5712078493850535E-3,3.626422060635582E-2,null,9.8420964318872307E-3,1.7124093018317396E-2,4.7503105963846208E-4,3.1916047411674197E-6,2.7170953944875213E-5,6.5712078493850535E-3,2.7471583068529128E-2]
[2004,8,5,5,1.2123659179131592E-2,1.5948118812557258E-2,1.1895583870989651E-3,1.7199976678858088E-6,5.5420739247312028E-5,8.178480472738052E-3,3.7496957588441064E-2,null,9.2174510870992217E-3,1.7617958571082924E-2,4.7503105963846208E-4,3.1916047411674197E-6,2.7170953944875213E-5,8.178480472738052E-3,2.7340803276506648E-2]
[2004,8,5,9,2.1959169211784525E-2,2.088844370555391E-2,0,0,5.5420739247312028E-5,1.3114598620960535E-2,5.6017632277546275E-2,null,1.6695253894250209E-2,2.3075557697067126E-2,0,0,2.7170953944875213E-5,1.3114598620960535E-2,3.9797982545262206E-2]
[2004,8,5,10,2.2969974518202145E-2,2.142166896876558E-2,0,0,5.5420739247312028E-5,1.3261279459964227E-2,5.7708343686179261E-2,null,1.7463755246261339E-2,2.3664614043256437E-2,0,0,2.7170953944875213E-5,1.3261279459964227E-2,4.115554024346265E-2]
[2004,8,5,13,2.6418335479842122E-2,2.171548971736402E-2,0,0,5.5420739247312028E-5,9.9402923251327192E-3,5.8129538261586178E-2,null,2.0085496588948579E-2,2.3989199145548E-2,0,0,2.7170953944875213E-5,9.9402923251327192E-3,4.4101866688441453E-2]
[2004,8,5,16,3.0460166787709703E-2,1.9962444579531217E-2,0,0,5.5420739247312028E-5,6.737927316419574E-3,5.721595942290781E-2,null,2.3158445261631761E-2,2.2052602298322461E-2,0,0,2.7170953944875213E-5,6.737927316419574E-3,4.5238218513899101E-2]
[2004,8,5,20,2.4885543304461823E-2,1.8578941878046814E-2,1.1895583870989651E-3,1.7199976678858088E-6,5.5420739247312028E-5,7.6343480129314953E-3,5.234553231945429E-2,null,1.892013581011907E-2,2.0524240642367058E-2,4.7503105963846208E-4,3.1916047411674197E-6,2.7170953944875213E-5,7.6343480129314953E-3,3.9949770070810631E-2]
[2004,8,5,23,1.9359037122748956E-2,1.6317230641194978E-2,1.1895583870989651E-3,1.7199976678858088E-6,5.5420739247312028E-5,6.6225727652897146E-3,4.3545539653247804E-2,null,1.4718409280213545E-2,1.8025718068078622E-2,4.7503105963846208E-4,3.1916047411674197E-6,2.7170953944875213E-5,6.6225727652897146E-3,3.3249520966616673E-2]
[2004,8,6,3,1.184837150147428E-2,1.4955393424857463E-2,1.1895583870989651E-3,1.7199976678858088E-6,5.5420739247312028E-5,6.2928176170628427E-3,3.434328166740875E-2,null,9.0081536574869552E-3,1.6521290370994892E-2,4.7503105963846208E-4,3.1916047411674197E-6,2.7170953944875213E-5,6.2928176170628427E-3,2.603483764680635E-2]
[2004,8,6,6,1.1946704213212764E-2,1.7114615970881115E-2,1.1895583870989651E-3,1.7199976678858088E-6,5.5420739247312028E-5,8.0096236633024585E-3,3.8317642971410507E-2,null,9.0829146638233462E-3,1.8906593227632759E-2,4.7503105963846208E-4,3.1916047411674197E-6,2.7170953944875213E-5,8.0096236633024585E-3,2.849490150978061E-2]
[2004,8,6,10,2.0970755334572471E-2,2.173488315252094E-2,0,0,5.5420739247312028E-5,1.2066566593479182E-2,5.4827625819819904E-2,null,1.5943776437452817E-2,2.401062316057832E-2,0,0,2.7170953944875213E-5,1.2066566593479182E-2,3.9981570551976015E-2]
[2004,8,6,11,2.2527767350360606E-2,2.1375559523227387E-2,0,0,5.5420739247312028E-5,1.1092929551891537E-2,5.5051677164726837E-2,null,1.7127551227349283E-2,2.3613676731415754E-2,0,0,2.7170953944875213E-5,1.1092929551891537E-2,4.0768398912709912E-2]
[2004,8,6,14,2.4684630251063832E-2,2.0545835553844118E-2,0,0,5.5420739247312028E-5,7.7394259201124934E-3,5.3025312464267754E-2,null,1.8767384382922615E-2,2.2697076931161009E-2,0,0,2.7170953944875213E-5,7.7394259201124934E-3,4.1491632268028503E-2]
[2004,8,6,18,2.77663335270113E-2,1.8353040076188969E-2,0,0,5.5420739247312028E-5,4.866097739014255E-3,5.1040892081461835E-2,null,{"$f":"E5252*V$5","v":2.1110360937385102E-2},2.027468590597202E-2,0,0,2.7170953944875213E-5,4.866097739014255E-3,{"$f":"SUM(M5252:Q5252)","v":4.1412217797301996E-2}]
[2004,8,6,21,2.4349378660806682E-2,1.6956380463405779E-2,1.1895583870989651E-3,1.7199976678858088E-6,5.5420739247312028E-5,4.5184916186154127E-3,4.707094986684203E-2,null,1.8512497216481429E-2,1.8731789750938085E-2,4.7503105963846208E-4,3.1916047411674197E-6,2.7170953944875213E-5,4.5184916186154127E-3,3.7749680585744017E-2]
[2004,8,6,23,2.0645328880880505E-2,1.4523616688335517E-2,1.1895583870989651E-3,1.7199976678858088E-6,5.5420739247312028E-5,3.8201987870076048E-3,4.023584348023778E-2,null,1.5696359187014345E-2,1.6044304668454766E-2,4.7503105963846208E-4,3.1916047411674197E-6,2.7170953944875213E-5,3.8201987870076048E-3,3.2246057473793617E-2]
[2004,8,7,5,1.1098616403376073E-2,1.2968860854201906E-2,1.1895583870989651E-3,1.7199976678858088E-6,5.5420739247312028E-5,7.1683087860417438E-3,3.2482485167633884E-2,null,8.4381251832521213E-3,1.4326758906734722E-2,4.7503105963846208E-4,3.1916047411674197E-6,2.7170953944875213E-5,7.1683087860417438E-3,2.3270277708311346E-2]
[2004,8,7,8,1.7937174780252561E-2,1.397103130957774E-2,0,0,5.5420739247312028E-5,1.0364899501436101E-2,4.2328526330513719E-2,null,1.3637386925419204E-2,1.5433861115559038E-2,0,0,2.7170953944875213E-5,1.0364899501436101E-2,2.9098418994923117E-2]
[2004,8,7,11,2.4684089629481768E-2,1.4793214676695787E-2,0,0,5.5420739247312028E-5,1.0157238878247432E-2,4.9689963923672295E-2,null,1.8766973355780092E-2,1.6342130778581227E-2,0,0,2.7170953944875213E-5,1.0157238878247432E-2,3.513627508830619E-2]
[2004,8,7,12,2.4529641038808201E-2,1.4827120795555817E-2,0,0,5.5420739247312028E-5,9.8454122896108037E-3,4.9257594863222134E-2,null,1.8649548219608705E-2,1.637958702056206E-2,0,0,2.7170953944875213E-5,9.8454122896108037E-3,3.5056306194115636E-2]
[2004,8,7,15,2.5583597160549913E-2,1.4222233941622748E-2,0,0,5.5420739247312028E-5,7.6374305552637124E-3,4.7498682396683679E-2,null,1.9450856542167383E-2,1.5711365792839924E-2,0,0,2.7170953944875213E-5,7.6374305552637124E-3,3.5189393288952181E-2]
[2004,8,7,20,2.7119517709633986E-2,1.1537772302853046E-2,1.1895583870989651E-3,1.7199976678858088E-6,5.5420739247312028E-5,4.4879276725892465E-3,4.4391916809090437E-2,null,2.0618595780434807E-2,1.2745828948440008E-2,4.7503105963846208E-4,3.1916047411674197E-6,2.7170953944875213E-5,4.4879276725892465E-3,3.3869818347199314E-2]
[2004,8,7,23,2.1364970987838593E-2,1.0421883253456703E-2,1.1895583870989651E-3,1.7199976678858088E-6,5.5420739247312028E-5,6.2653444153560551E-3,3.9298897780665504E-2,null,1.6243493168850539E-2,1.1513101297407574E-2,4.7503105963846208E-4,3.1916047411674197E-6,2.7170953944875213E-5,6.2653444153560551E-3,2.8261988084582614E-2]
[2004,8,8,2,1.340061849410998E-2,9.7459771177860338E-3,1.1895583870989651E-3,1.7199976678858088E-6,5.5420739247312028E-5,7.5421301447445499E-3,3.1935424880654727E-2,null,1.0188305665912292E-2,1.0766424749775487E-2,4.7503105963846208E-4,3.1916047411674197E-6,2.7170953944875213E-5,7.5421301447445499E-3,2.1460124034012283E-2]
[2004,8,8,6,1.0995906898235938E-2,1.0352276116718203E-2,1.1895583870989651E-3,1.7199976678858088E-6,5.5420739247312028E-5,8.6494651483413013E-3,3.1244347287309605E-2,null,8.3600365611767886E-3,1.1436205980428559E-2,4.7503105963846208E-4,3.1916047411674197E-6,2.7170953944875213E-5,8.6494651483413013E-3,2.0301636159929852E-2]
[2004,8,8,9,1.9818421637038619E-2,1.3532567538455754E-2,0,0,5.5420739247312028E-5,1.0212434968085982E-2,4.3618844882827662E-2,null,1.5067672999035695E-2,1.4949488215824584E-2,0,0,2.7170953944875213E-5,1.0212434968085982E-2,3.0044332168805154E-2]
[2004,8,8,10,2.2009153937820932E-2,1.4211696548388553E-2,0,0,5.5420739247312028E-5,1.0783986040282949E-2,4.7060257265739744E-2,null,1.6733256592984573E-2,1.5699725087147346E-2,0,0,2.7170953944875213E-5,1.0783986040282949E-2,3.2460152634076797E-2]
[2004,8,8,13,2.3715544635302534E-2,1.4576446262541605E-2,0,0,5.5420739247312028E-5,9.2421431513240674E-3,4.7589554788415513E-2,null,1.8030601937085909E-2,1.610266573665536E-2,0,0,2.7170953944875213E-5,9.2421431513240674E-3,3.416043862768614E-2]
[2004,8,8,17,2.9653634023684792E-2,1.3163697799226163E-2,0,0,5.5420739247312028E-5,6.3196654803052621E-3,4.9192418042463527E-2,null,2.2545249510027413E-2,1.4541996156086723E-2,0,0,2.7170953944875213E-5,6.3196654803052621E-3,3.7114416620059008E-2]
[2004,8,8,21,2.852030578796784E-2,1.2151790366370336E-2,1.1895583870989651E-3,1.7199976678858088E-6,5.5420739247312028E-5,6.5176289946218694E-3,4.8436424272974198E-2,null,2.1683595662455483E-2,1.3424137464452974E-2,4.7503105963846208E-4,3.1916047411674197E-6,2.7170953944875213E-5,6.5176289946218694E-3,3.5613126745232961E-2]
[2004,8,8,24,1.6995475090091101E-2,1.2933650017667846E-2,1.1895583870989651E-3,1.7199976678858088E-6,5.5420739247312028E-5,6.1074702900985947E-3,3.7283294521871707E-2,null,1.2921425621612453E-2,1.428786133727206E-2,4.7503105963846208E-4,3.1916047411674197E-6,2.7170953944875213E-5,6.1074702900985947E-3,2.7714680577209015E-2]
[2004,8,9,3,1.0292629156251535E-2,1.2018413961585621E-2,1.1895583870989651E-3,1.7199976678858088E-6,5.5420739247312028E-5,6.9615847816928275E-3,3.0519327023544148E-2,null,7.8253441806333795E-3,1.3276795950292263E-2,4.7503105963846208E-4,3.1916047411674197E-6,2.7170953944875213E-5,6.9615847816928275E-3,2.1607533749250146E-2]
[2004,8,9,7,1.5379319194407583E-2,1.6475910743845541E-2,0,0,5.5420739247312028E-5,1.0644209181274225E-2,4.2554859858774663E-2,null,1.1692684554457437E-2,1.820101269106272E-2,0,0,2.7170953944875213E-5,1.0644209181274225E-2,2.9920868199465031E-2]
[2004,8,9,10,2.2395747812939473E-2,1.8690489321120007E-2,0,0,5.5420739247312028E-5,1.1615477869460072E-2,5.2757135742766866E-2,null,{"$f":"E5316*V$5","v":1.7027178591436244E-2},2.0647467604359988E-2,0,0,2.7170953944875213E-5,1.1615477869460072E-2,{"$f":"SUM(M5316:Q5316)","v":3.7701817149741107E-2}]
[2004,8,9,14,2.3769869326095008E-2,1.9382518164909445E-2,0,0,5.5420739247312028E-5,9.7578218397096107E-3,5.296563006996137E-2,null,1.8071904251247242E-2,2.141195498015486E-2,0,0,2.7170953944875213E-5,9.7578218397096107E-3,3.9511030185346976E-2]
[2004,8,9,15,2.5766699656494155E-2,1.8973130030106561E-2,0,0,5.5420739247312028E-5,7.5330081346814091E-3,5.2328258560529431E-2,null,1.9590066847847778E-2,2.095970206661555E-2,0,0,2.7170953944875213E-5,7.5330081346814091E-3,4.0576939868408199E-2]
[2004,8,9,18,2.5952142514113093E-2,1.7804945755466942E-2,0,0,5.5420739247312028E-5,7.947517230882396E-3,5.1760026239709746E-2,null,1.9731056498274169E-2,1.9669203645084714E-2,0,0,2.7170953944875213E-5,7.947517230882396E-3,3.9427431097303761E-2]
[2004,8,9,22,2.2857414216212658E-2,1.4553224291314733E-2,1.1895583870989651E-3,1.7199976678858088E-6,5.5420739247312028E-5,6.2471603124788352E-3,4.4904497944020384E-2,null,1.7378177199022671E-2,1.6077012320611594E-2,4.7503105963846208E-4,3.1916047411674197E-6,2.7170953944875213E-5,6.2471603124788352E-3,3.3960583137958765E-2]
[2004,8,10,1,1.4423646921902606E-2,1.4740992945459035E-2,1.1895583870989651E-3,1.7199976678858088E-6,5.5420739247312028E-5,6.186818640356224E-3,3.6598157631732027E-2,null,1.0966100088748088E-2,1.6284441197242334E-2,4.7503105963846208E-4,3.1916047411674197E-6,2.7170953944875213E-5,6.186818640356224E-3,2.7755934904314924E-2]
[2004,8,10,4,1.1689469462418273E-2,1.4587550938065828E-2,1.1895583870989651E-3,1.7199976678858088E-6,5.5420739247312028E-5,7.8572325056857819E-3,3.538095203018405E-2,null,8.8873426258505479E-3,1.6114933121644807E-2,4.7503105963846208E-4,3.1916047411674197E-6,2.7170953944875213E-5,7.8572325056857819E-3,2.5507669365819857E-2]
[2004,8,10,7,1.6585750369996422E-2,1.8512824279906907E-2,0,0,5.5420739247312028E-5,1.1805048208007528E-2,4.6959043597158169E-2,null,1.2609917560321123E-2,2.0451200234370397E-2,0,0,2.7170953944875213E-5,1.1805048208007528E-2,3.3088288748636396E-2]
[2004,8,10,12,2.6246502449654305E-2,2.1396264576404023E-2,0,0,5.5420739247312028E-5,9.9005641183939966E-3,5.7598751883699631E-2,null,1.9954854302861341E-2,2.3636549696770818E-2,0,0,2.7170953944875213E-5,9.9005641183939966E-3,4.361857495357703E-2]
[2004,8,10,13,2.5877121977640756E-2,2.1453308057878026E-2,0,0,5.5420739247312028E-5,1.0011400982939603E-2,5.7397251757705693E-2,null,1.9674019417699352E-2,2.3699565887280259E-2,0,0,2.7170953944875213E-5,1.0011400982939603E-2,4.3400756258924485E-2]
[2004,8,10,16,2.992656961287498E-2,1.956829093471554E-2,0,0,5.5420739247312028E-5,6.9449027238477085E-3,5.6495184010685533E-2,null,2.2752758679174919E-2,2.1617178994381672E-2,0,0,2.7170953944875213E-5,6.9449027238477085E-3,4.4397108627501465E-2]
[2004,8,10,19,2.4277362967636266E-2,1.8842296230092117E-2,1.1895583870989651E-3,1.7199976678858088E-6,5.5420739247312028E-5,7.9160581209805469E-3,5.2282416442723086E-2,null,1.8457744676881469E-2,2.0815169379378679E-2,4.7503105963846208E-4,3.1916047411674197E-6,2.7170953944875213E-5,7.9160581209805469E-3,3.9778307674584651E-2]
[2004,8,10,23,1.9002366916341145E-2,1.5908475293406069E-2,1.1895583870989651E-3,1.7199976678858088E-6,5.5420739247312028E-5,6.8394344596588988E-3,4.2996975793420274E-2,null,1.4447237834925105E-2,1.7574164197199298E-2,4.7503105963846208E-4,3.1916047411674197E-6,2.7170953944875213E-5,6.8394344596588988E-3,3.2526795650448907E-2]
[2004,8,11,4,1.0904949895689381E-2,1.4443187017724067E-2,1.1895583870989651E-3,1.7199976678858088E-6,5.5420739247312028E-5,6.1555618837552508E-3,3.2750397921182867E-2,null,8.2908832049487305E-3,1.5955453649637259E-2,4.7503105963846208E-4,3.1916047411674197E-6,2.7170953944875213E-5,6.1555618837552508E-3,2.4751730472910492E-2]
[2004,8,11,7,1.7168858385628386E-2,1.8814670495130414E-2,0,0,5.5420739247312028E-5,1.1776631050568122E-2,4.7815580670574231E-2,null,1.3053246553092108E-2,2.0784651105733278E-2,0,0,2.7170953944875213E-5,1.1776631050568122E-2,3.3865068612770263E-2]
[2004,8,11,10,2.3158558261194073E-2,2.1104140537602799E-2,0,0,5.5420739247312028E-5,1.3137311041119528E-2,5.7455430579163712E-2,null,1.7607132868575421E-2,2.331383895742236E-2,0,0,2.7170953944875213E-5,1.3137311041119528E-2,4.0948142779942659E-2]
[2004,8,11,13,2.7792098005936221E-2,2.1772158771601605E-2,0,0,5.5420739247312028E-5,1.1293671513247458E-2,6.0913349030032593E-2,null,2.112994931584132E-2,2.4051801704605566E-2,0,0,2.7170953944875213E-5,1.1293671513247458E-2,4.5208921974391761E-2]
[2004,8,11,14,2.7126649559429637E-2,2.1422398125969036E-2,0,0,5.5420739247312028E-5,1.158334949716747E-2,6.018781792181345E-2,null,2.0624018027602983E-2,2.3665419546498121E-2,0,0,2.7170953944875213E-5,1.158334949716747E-2,4.4316608528045975E-2]
[2004,8,11,17,3.2727321482477048E-2,1.9358117004700644E-2,0,0,5.5420739247312028E-5,8.7449977313213897E-3,6.0885856957746391E-2,null,2.4882131749113686E-2,2.1384998908739936E-2,0,0,2.7170953944875213E-5,8.7449977313213897E-3,4.6294301611798497E-2]
[2004,8,11,20,2.6641497373080691E-2,1.8527637984093227E-2,1.1895583870989651E-3,1.7199976678858088E-6,5.5420739247312028E-5,9.4642325124138903E-3,5.5880066993601964E-2,null,2.0255163502628536E-2,2.0467565000002401E-2,4.7503105963846208E-4,3.1916047411674197E-6,2.7170953944875213E-5,9.4642325124138903E-3,4.1228122120955439E-2]
[2004,8,12,1,1.3602539422053597E-2,1.526859564272488E-2,1.1895583870989651E-3,1.7199976678858088E-6,5.5420739247312028E-5,6.1911669664118634E-3,3.6309001155204502E-2,null,1.0341823366243695E-2,{"$f":"F5379*W$5","v":1.6867286269546557E-2},{"$f":"G5379*X$5","v":4.7503105963846208E-4},{"$f":"H5379*Y$5","v":3.1916047411674197E-6},{"$f":"I5379*Z$5","v":2.7170953944875213E-5},{"$f":"J5379","v":6.1911669664118634E-3},2.7714503254114755E-2]
[2004,8,12,4,1.1308051691253289E-2,1.484707611864451E-2,1.1895583870989651E-3,1.7199976678858088E-6,5.5420739247312028E-5,7.8387881488327284E-3,3.5240615082744689E-2,null,8.597355947941027E-3,1.6401631755717426E-2,4.7503105963846208E-4,3.1916047411674197E-6,2.7170953944875213E-5,7.8387881488327284E-3,2.5504381321982954E-2]
[2004,8,12,8,1.9278500844097591E-2,1.9652101315345612E-2,0,0,5.5420739247312028E-5,1.2999098213908713E-2,5.1985121112599224E-2,null,1.4657178656831808E-2,2.1709764698759838E-2,0,0,2.7170953944875213E-5,1.2999098213908713E-2,3.639411430953652E-2]
[2004,8,12,11,2.290287474046112E-2,2.0737528942450605E-2,0,0,5.5420739247312028E-5,1.2550220843413222E-2,5.6246045265572253E-2,null,1.7412740209452344E-2,2.2908841479601694E-2,0,0,2.7170953944875213E-5,1.2550220843413222E-2,4.0348752642998913E-2]
[2004,8,12,14,2.3214384150589105E-2,2.0929988441336599E-2,0,0,5.5420739247312028E-5,9.9507546920029541E-3,5.4150548023175968E-2,null,1.7649576523357326E-2,2.3121452353513358E-2,0,0,2.7170953944875213E-5,9.9507546920029541E-3,4.0798199830815562E-2]
[2004,8,12,15,2.4607794530811408E-2,2.0512453109106536E-2,0,0,5.5420739247312028E-5,8.5644897136569025E-3,5.3740158092822149E-2,null,1.8708967243121471E-2,2.2660199194338211E-2,0,0,2.7170953944875213E-5,8.5644897136569025E-3,4.1396337391404553E-2]
[2004,8,12,18,2.5636747535395275E-2,1.8681945269899324E-2,0,0,5.5420739247312028E-5,8.6278068964192704E-3,5.3001920440961178E-2,null,1.9491266040088717E-2,2.0638028952553816E-2,0,0,2.7170953944875213E-5,8.6278068964192704E-3,4.0156465946587408E-2]
[2004,8,12,22,2.3692051499628997E-2,1.5997624548893155E-2,1.1895583870989651E-3,1.7199976678858088E-6,5.5420739247312028E-5,5.5853153074106651E-3,4.6521690479946975E-2,null,1.8012740429619076E-2,1.7672647780640986E-2,4.7503105963846208E-4,3.1916047411674197E-6,2.7170953944875213E-5,5.5853153074106651E-3,3.619078182858456E-2]
[2004,8,13,2,1.2995632661992957E-2,1.508765024303654E-2,1.1895583870989651E-3,1.7199976678858088E-6,5.5420739247312028E-5,6.3773075031241591E-3,3.570728953216782E-2,null,9.8804005158786845E-3,1.6667395072797565E-2,4.7503105963846208E-4,3.1916047411674197E-6,2.7170953944875213E-5,6.3773075031241591E-3,2.7053189207000752E-2]
[2004,8,13,5,1.1526039850398712E-2,1.5657001817211066E-2,1.1895583870989651E-3,1.7199976678858088E-6,5.5420739247312028E-5,7.7071974118493843E-3,3.6136938203473329E-2,null,8.7630893428510652E-3,1.7296360317167928E-2,4.7503105963846208E-4,3.1916047411674197E-6,2.7170953944875213E-5,7.7071974118493843E-3,2.6564843278343495E-2]
[2004,8,13,9,2.1152498255950648E-2,2.1302121059661158E-2,0,0,5.5420739247312028E-5,1.2545031187004755E-2,5.5055071241863873E-2,null,1.6081953077316909E-2,2.3532548930460629E-2,0,0,2.7170953944875213E-5,1.2545031187004755E-2,3.9641672961722413E-2]
[2004,8,13,12,2.4851470262268104E-2,2.1268063031539337E-2,0,0,5.5420739247312028E-5,9.7620854104840029E-3,5.5937039443538755E-2,null,1.8894230545448656E-2,2.3494924873635158E-2,0,0,2.7170953944875213E-5,9.7620854104840029E-3,4.2416326373028689E-2]
[2004,8,13,15,2.5675676597201547E-2,1.9224192911559471E-2,0,0,5.5420739247312028E-5,8.9400662828981129E-3,5.3895356530906435E-2,null,1.9520863269585537E-2,2.1237052360788888E-2,0,0,2.7170953944875213E-5,8.9400662828981129E-3,4.0785086584319299E-2]
[2004,8,13,17,3.0945260956338289E-2,1.7133341187106285E-2,0,0,5.5420739247312028E-5,4.8748338384444253E-3,5.300885672113631E-2,null,2.3527255676532528E-2,1.892727905820419E-2,0,0,2.7170953944875213E-5,4.8748338384444253E-3,4.2481705688681592E-2]
[2004,8,13,20,2.4323007498447624E-2,1.6509778425666873E-2,1.1895583870989651E-3,1.7199976678858088E-6,5.5420739247312028E-5,7.0217235212256118E-3,4.9101208569354265E-2,null,1.849244758496647E-2,1.8238426471474053E-2,4.7503105963846208E-4,3.1916047411674197E-6,2.7170953944875213E-5,7.0217235212256118E-3,3.7236267674765025E-2]
[2004,8,13,24,1.7394790355513085E-2,1.2571843245669427E-2,1.1895583870989651E-3,1.7199976678858088E-6,5.5420739247312028E-5,5.5414357630673454E-3,3.675476848826402E-2,null,1.3225019517892109E-2,1.3888171769196708E-2,4.7503105963846208E-4,3.1916047411674197E-6,2.7170953944875213E-5,5.5414357630673454E-3,2.7618584905413319E-2]
[2004,8,14,3,1.3489540617742104E-2,1.1820141457363841E-2,1.1895583870989651E-3,1.7199976678858088E-6,5.5420739247312028E-5,7.5911995662741117E-3,3.4147580765394217E-2,null,1.0255911931729375E-2,1.3057763423245014E-2,4.7503105963846208E-4,3.1916047411674197E-6,2.7170953944875213E-5,7.5911995662741117E-3,2.3819068973298892E-2]
[2004,8,14,6,1.326972251183383E-2,1.1429155513061198E-2,1.1895583870989651E-3,1.7199976678858088E-6,5.5420739247312028E-5,8.7467095562096774E-3,3.4692286705118869E-2,null,1.0088787253500551E-2,1.2625839492306156E-2,4.7503105963846208E-4,3.1916047411674197E-6,2.7170953944875213E-5,8.7467095562096774E-3,2.3220020364131209E-2]
[2004,8,14,10,2.4564263712484231E-2,1.4321985112522129E-2,0,0,5.5420739247312028E-5,1.212663482939379E-2,5.1068304393647457E-2,null,1.8675871361524699E-2,1.5821561359914492E-2,0,0,2.7170953944875213E-5,1.212663482939379E-2,3.4524603675384069E-2]
[2004,8,14,12,2.6147903903341575E-2,1.4073052797605817E-2,0,0,5.5420739247312028E-5,1.095555385026045E-2,5.1231931290455154E-2,null,1.9879891186159657E-2,1.5546564712175314E-2,0,0,2.7170953944875213E-5,1.095555385026045E-2,3.5453626852279846E-2]
[2004,8,14,17,2.9170746817299944E-2,1.2983053369210212E-2,0,0,5.5420739247312028E-5,8.4621644488085679E-3,5.0671385374566037E-2,null,2.2178117018122674E-2,{"$f":"F5443*W$5","v":1.4342437441888281E-2},{"$f":"G5443*X$5","v":0},{"$f":"H5443*Y$5","v":0},{"$f":"I5443*Z$5","v":2.7170953944875213E-5},{"$f":"J5443","v":8.4621644488085679E-3},3.6547725413955831E-2]
[2004,8,14,18,3.038496783944317E-2,1.2100638092006101E-2,0,0,5.5420739247312028E-5,6.3727356922903241E-3,4.8913762362986911E-2,null,{"$f":"E5444*V$5","v":2.3101272537027196E-2},1.336762931693051E-2,0,0,2.7170953944875213E-5,6.3727356922903241E-3,{"$f":"SUM(M5444:Q5444)","v":3.6496072807902583E-2}]
[2004,8,14,21,2.7419857161524647E-2,1.0964766607219964E-2,1.1895583870989651E-3,1.7199976678858088E-6,5.5420739247312028E-5,7.1437260214319825E-3,4.6775048914190751E-2,null,2.0846939728942825E-2,1.2112826979661758E-2,4.7503105963846208E-4,3.1916047411674197E-6,2.7170953944875213E-5,7.1437260214319825E-3,3.3465160326929082E-2]
[2004,8,15,1,1.3833944548794053E-2,8.5585713478154406E-3,1.1895583870989651E-3,1.7199976678858088E-6,5.5420739247312028E-5,7.3207718409680914E-3,3.0959986861591748E-2,null,1.0517757496815891E-2,9.4546922559132652E-3,4.7503105963846208E-4,3.1916047411674197E-6,2.7170953944875213E-5,7.3207718409680914E-3,2.0477843371053659E-2]
[2004,8,15,4,1.042659885021466E-2,8.4562078399890109E-3,1.1895583870989651E-3,1.7199976678858088E-6,5.5420739247312028E-5,8.4448493176930307E-3,2.8574355131910867E-2,null,7.927199493704561E-3,9.3416108284876832E-3,4.7503105963846208E-4,3.1916047411674197E-6,2.7170953944875213E-5,8.4448493176930307E-3,1.7774203940516747E-2]
[2004,8,15,9,1.8610512968616218E-2,1.184479712226239E-2,0,0,5.5420739247312028E-5,1.0286955142397858E-2,4.0797685972523784E-2,null,1.4149316675721092E-2,1.3085000647135215E-2,0,0,2.7170953944875213E-5,1.0286955142397858E-2,2.726148827680118E-2]
[2004,8,15,12,2.2750458532698092E-2,1.3717295882869868E-2,0,0,5.5420739247312028E-5,9.1139682135381837E-3,4.563714336835345E-2,null,1.7296860266014548E-2,1.5153558448624082E-2,0,0,2.7170953944875213E-5,9.1139682135381837E-3,3.2477589668583502E-2]
[2004,8,15,15,2.2337245004339815E-2,1.3237537826682489E-2,0,0,5.5420739247312028E-5,7.1290472433823918E-3,4.2759250813652006E-2,null,1.6982699711853958E-2,1.4623567566477072E-2,0,0,2.7170953944875213E-5,7.1290472433823918E-3,3.1633438232275907E-2]
[2004,8,15,16,2.5083074829019204E-2,1.2951147957210338E-2,0,0,5.5420739247312028E-5,6.1566555528485573E-3,4.4246299078325411E-2,null,1.9070316307513935E-2,1.4307191389773061E-2,0,0,2.7170953944875213E-5,6.1566555528485573E-3,3.3404678651231867E-2]
[2004,8,15,19,2.404139739995213E-2,1.2055768189787118E-2,1.1895583870989651E-3,1.7199976678858088E-6,5.5420739247312028E-5,6.4447395731387878E-3,4.3788604286892185E-2,null,1.8278343305873617E-2,1.3318061334168798E-2,4.7503105963846208E-4,3.1916047411674197E-6,2.7170953944875213E-5,6.4447395731387878E-3,3.2101798258366919E-2]
[2004,8,15,22,2.5290717205119731E-2,1.1882721220414682E-2,1.1895583870989651E-3,1.7199976678858088E-6,5.5420739247312028E-5,3.8234998210640706E-3,4.2243637370612645E-2,null,1.9228183946073923E-2,1.3126895568909103E-2,4.7503105963846208E-4,3.1916047411674197E-6,2.7170953944875213E-5,3.8234998210640706E-3,3.2860473133307526E-2]
[2004,8,16,2,1.1745457794145809E-2,1.2405555070501255E-2,1.1895583870989651E-3,1.7199976678858088E-6,5.5420739247312028E-5,6.0723497366048504E-3,3.1470061725266077E-2,null,8.9299097833004347E-3,1.3704472474288829E-2,4.7503105963846208E-4,3.1916047411674197E-6,2.7170953944875213E-5,6.0723497366048504E-3,2.3139775875913766E-2]
[2004,8,16,6,1.1422110690790939E-2,1.4627008765533777E-2,1.1895583870989651E-3,1.7199976678858088E-6,5.5420739247312028E-5,8.2093441393304711E-3,3.5505162719669352E-2,null,8.6840734342830562E-3,1.6158522361090898E-2,4.7503105963846208E-4,3.1916047411674197E-6,2.7170953944875213E-5,8.2093441393304711E-3,2.5347989413698459E-2]
[2004,8,16,9,2.0576099178640412E-2,1.8727691414038929E-2,0,0,5.5420739247312028E-5,1.1875545270186425E-2,5.1234756602113074E-2,null,1.5643724797945499E-2,2.0688564923705709E-2,0,0,2.7170953944875213E-5,1.1875545270186425E-2,3.6359460675596082E-2]
[2004,8,16,13,2.6389734606153327E-2,1.9593257705583626E-2,0,0,5.5420739247312028E-5,7.7806320541705951E-3,5.381904510515486E-2,null,2.0063751738620836E-2,2.1644759898435464E-2,0,0,2.7170953944875213E-5,7.7806320541705951E-3,4.1735682591001175E-2]
[2004,8,16,16,2.7866906676835727E-2,1.8880303638126244E-2,0,0,5.5420739247312028E-5,6.7338610460782799E-3,5.3536492100287561E-2,null,2.1186825317939268E-2,2.0857156333953675E-2,0,0,2.7170953944875213E-5,6.7338610460782799E-3,4.2071152605837818E-2]
[2004,8,16,17,2.9309871684787714E-2,1.8321172302287816E-2,0,0,5.5420739247312028E-5,6.3271081427005724E-3,5.4013572869023412E-2,null,2.228389173861919E-2,2.0239481432833713E-2,0,0,2.7170953944875213E-5,6.3271081427005724E-3,4.2550544125397778E-2]
[2004,8,16,23,1.8174607426516297E-2,1.5017473001680274E-2,1.1895583870989651E-3,1.7199976678858088E-6,5.5420739247312028E-5,5.2992678469789634E-3,3.9738047399189694E-2,null,1.3817903696064129E-2,1.6589869958683535E-2,4.7503105963846208E-4,3.1916047411674197E-6,2.7170953944875213E-5,5.2992678469789634E-3,3.0913167273072167E-2]
[2004,8,16,24,1.6033810885063466E-2,1.4364778049036783E-2,1.1895583870989651E-3,1.7199976678858088E-6,5.5420739247312028E-5,5.4247920477536894E-3,3.7070080105868097E-2,null,1.2190285572136788E-2,1.5868834909322494E-2,4.7503105963846208E-4,3.1916047411674197E-6,2.7170953944875213E-5,5.4247920477536894E-3,2.8564514099783785E-2]
[2004,8,17,4,1.139583567833231E-2,1.4789821310817906E-2,1.1895583870989651E-3,1.7199976678858088E-6,5.5420739247312028E-5,7.8837917848262589E-3,3.5316147897990639E-2,null,8.6640969042130582E-3,1.6338382112035931E-2,4.7503105963846208E-4,3.1916047411674197E-6,2.7170953944875213E-5,7.8837917848262589E-3,2.5507872634573492E-2]
[2004,8,17,7,1.6807292200783513E-2,1.8987890910248408E-2,0,0,5.5420739247312028E-5,1.2329712638793809E-2,4.818031648907304E-2,null,1.2778352762833364E-2,2.0976008477288074E-2,0,0,2.7170953944875213E-5,1.2329712638793809E-2,3.3781532194066315E-2]
[2004,8,17,10,2.1334770783719186E-2,2.136349876761914E-2,0,0,5.5420739247312028E-5,1.3040814055122873E-2,5.5794504345708512E-2,null,{"$f":"E5508*V$5","v":1.622053236962499E-2},2.3600353160457985E-2,0,0,2.7170953944875213E-5,1.3040814055122873E-2,{"$f":"SUM(M5508:Q5508)","v":3.9848056484027852E-2}]
[2004,8,17,14,2.3534996051328482E-2,2.0426076821718799E-2,0,0,5.5420739247312028E-5,1.0250118650570288E-2,5.4266612262864874E-2,null,1.7893333335499813E-2,2.2564778921225943E-2,0,0,2.7170953944875213E-5,1.0250118650570288E-2,4.0485283210670631E-2]
[2004,8,17,17,2.8789731461894907E-2,1.8943853793903415E-2,0,0,5.5420739247312028E-5,7.4368496631276792E-3,5.5225855658173312E-2,null,2.1888436291372715E-2,2.0927360476826407E-2,0,0,2.7170953944875213E-5,7.4368496631276792E-3,4.2842967722143993E-2]
[2004,8,17,20,2.3592168823248248E-2,1.7850146213193207E-2,1.1895583870989651E-3,1.7199976678858088E-6,5.5420739247312028E-5,7.3328149250279232E-3,5.0021829085483534E-2,null,1.7936801006513809E-2,1.9719136794001835E-2,4.7503105963846208E-4,3.1916047411674197E-6,2.7170953944875213E-5,7.3328149250279232E-3,3.8161331418840143E-2]
[2004,8,17,22,2.3753191656303123E-2,1.6092878234027694E-2,1.1895583870989651E-3,1.7199976678858088E-6,5.5420739247312028E-5,5.5286358341977357E-3,4.6621404848542713E-2,null,1.8059224448616525E-2,1.777787495496589E-2,4.7503105963846208E-4,3.1916047411674197E-6,2.7170953944875213E-5,5.5286358341977357E-3,3.6342493021906917E-2]
[2004,8,18,1,1.334809668876121E-2,1.5224864866183463E-2,1.1895583870989651E-3,1.7199976678858088E-6,5.5420739247312028E-5,6.1845401004675584E-3,3.6004200779426399E-2,null,1.014837406072153E-2,1.6818976684043512E-2,4.7503105963846208E-4,3.1916047411674197E-6,2.7170953944875213E-5,6.1845401004675584E-3,2.7472744363089545E-2]
[2004,8,18,5,1.1683976656947283E-2,1.4821592381587392E-2,1.1895583870989651E-3,1.7199976678858088E-6,5.5420739247312028E-5,8.8828060519250216E-3,3.6635074214473859E-2,null,8.8831665215068252E-3,1.6373479756789808E-2,4.7503105963846208E-4,3.1916047411674197E-6,2.7170953944875213E-5,8.8828060519250216E-3,2.5762039896621135E-2]
[2004,8,18,8,1.8943766924879864E-2,1.9602085598806062E-2,0,0,5.5420739247312028E-5,1.2947455176999238E-2,5.1548728439932474E-2,null,1.4402685068551687E-2,2.1654512111777414E-2,0,0,2.7170953944875213E-5,1.2947455176999238E-2,3.6084368134273972E-2]
[2004,8,18,12,2.4688906852684211E-2,2.0830923067024748E-2,0,0,5.5420739247312028E-5,9.8564843345426353E-3,5.5431734993498905E-2,null,1.8770635824230261E-2,2.3012014389013069E-2,0,0,2.7170953944875213E-5,9.8564843345426353E-3,4.1809821167188205E-2]
[2004,8,18,13,2.4022370579986012E-2,2.0985121645191566E-2,0,0,5.5420739247312028E-5,9.8550274011853008E-3,5.4917940365610193E-2,null,1.8263877476721754E-2,2.3182358251746513E-2,0,0,2.7170953944875213E-5,9.8550274011853008E-3,4.1473406682413144E-2]
[2004,8,18,19,2.2530285327984685E-2,1.8500136306691388E-2,1.1895583870989651E-3,1.7199976678858088E-6,5.5420739247312028E-5,7.8188899679544725E-3,5.0096010726644699E-2,null,1.7129465611055179E-2,2.0437183773301271E-2,4.7503105963846208E-4,3.1916047411674197E-6,2.7170953944875213E-5,7.8188899679544725E-3,3.8072043002680953E-2]
[2004,8,18,20,2.3063410377989823E-2,1.7839148051985491E-2,1.1895583870989651E-3,1.7199976678858088E-6,5.5420739247312028E-5,7.3465698101171026E-3,4.949582736410657E-2,null,1.7534793243506958E-2,1.970698707585683E-2,4.7503105963846208E-4,3.1916047411674197E-6,2.7170953944875213E-5,7.3465698101171026E-3,3.774717393768829E-2]
[2004,8,18,23,1.7930590884315294E-2,1.6153164796405623E-2,1.1895583870989651E-3,1.7199976678858088E-6,5.5420739247312028E-5,6.3902672755354224E-3,4.17207220802705E-2,null,1.3632381280022247E-2,1.7844473791534067E-2,4.7503105963846208E-4,3.1916047411674197E-6,2.7170953944875213E-5,6.3902672755354224E-3,3.1982248689880817E-2]
[2004,8,19,2,1.0517671590833243E-2,1.4758993506242241E-2,1.1895583870989651E-3,1.7199976678858088E-6,5.5420739247312028E-5,6.5169284323135816E-3,3.3040292653403226E-2,null,7.9964408439946472E-3,1.6304326497688246E-2,4.7503105963846208E-4,3.1916047411674197E-6,2.7170953944875213E-5,6.5169284323135816E-3,2.4806160960007394E-2]
[2004,8,19,6,1.1023215030403532E-2,1.6136751657693859E-2,1.1895583870989651E-3,1.7199976678858088E-6,5.5420739247312028E-5,9.1172986413372292E-3,3.7523964453448785E-2,null,8.3807985579317044E-3,1.7826342123389131E-2,4.7503105963846208E-4,3.1916047411674197E-6,2.7170953944875213E-5,9.1172986413372292E-3,2.6712534299645339E-2]
[2004,8,19,10,1.8446782338415759E-2,2.0504444109448645E-2,0,0,5.5420739247312028E-5,1.2571550710933773E-2,5.1578197898045484E-2,null,1.4024834532744786E-2,2.2651351616399588E-2,0,0,2.7170953944875213E-5,1.2571550710933773E-2,3.6703357103089251E-2]
[2004,8,19,14,1.9892377284849719E-2,2.0052035512885692E-2,0,0,5.5420739247312028E-5,1.0165932145241172E-2,5.016576568222389E-2,null,1.5123900459428753E-2,2.2151573805290477E-2,0,0,2.7170953944875213E-5,1.0165932145241172E-2,3.7302645218664103E-2]
[2004,8,19,17,2.4815732376564637E-2,1.7958571063904201E-2,0,0,5.5420739247312028E-5,8.2227948354547196E-3,5.1052519015170869E-2,null,1.886705952318872E-2,1.9838914214169914E-2,0,0,2.7170953944875213E-5,8.2227948354547196E-3,3.8733144691303512E-2]
[2004,8,19,20,1.9964528875750686E-2,1.7204131685586141E-2,1.1895583870989651E-3,1.7199976678858088E-6,5.5420739247312028E-5,7.8263927815975798E-3,4.6241752466948567E-2,null,1.5178756320201449E-2,1.9005481640220472E-2,4.7503105963846208E-4,3.1916047411674197E-6,2.7170953944875213E-5,7.8263927815975798E-3,3.4689631578746424E-2]
[2004,8,19,21,2.2841448615327074E-2,1.6426727607757815E-2,1.1895583870989651E-3,1.7199976678858088E-6,5.5420739247312028E-5,6.7325708037311999E-3,4.7247446150830243E-2,null,1.7366038772573641E-2,1.8146679859449552E-2,4.7503105963846208E-4,3.1916047411674197E-6,2.7170953944875213E-5,6.7325708037311999E-3,3.6018112250347699E-2]
[2004,8,19,24,1.29497557552553E-2,1.5064383639078343E-2,1.1895583870989651E-3,1.7199976678858088E-6,5.5420739247312028E-5,6.0255389221026507E-3,3.5286377440450455E-2,null,9.8455209355775772E-3,1.6641692350774791E-2,4.7503105963846208E-4,3.1916047411674197E-6,2.7170953944875213E-5,6.0255389221026507E-3,2.699260690467687E-2]
[2004,8,20,4,9.7416564729531155E-3,1.3907889001395161E-2,1.1895583870989651E-3,1.7199976678858088E-6,5.5420739247312028E-5,7.7788773540888242E-3,3.2675121952451265E-2,null,7.4064472384154142E-3,1.5364107523758146E-2,4.7503105963846208E-4,3.1916047411674197E-6,2.7170953944875213E-5,7.7788773540888242E-3,2.3275948380498061E-2]
[2004,8,20,7,1.4887946223181243E-2,1.6744774863693516E-2,0,0,5.5420739247312028E-5,1.2172702323292268E-2,4.3860844149414338E-2,null,1.1319100452423498E-2,1.8498028093343433E-2,0,0,2.7170953944875213E-5,1.2172702323292268E-2,2.9844299499711804E-2]
[2004,8,20,11,2.064572724373755E-2,1.8049827542625983E-2,0,0,5.5420739247312028E-5,1.4320827107280429E-2,5.3071802632891275E-2,null,1.5696662056807656E-2,1.9939725656595172E-2,0,0,2.7170953944875213E-5,1.4320827107280429E-2,3.5663558667347703E-2]
[2004,8,20,15,2.16929093779826E-2,1.7139561424028577E-2,0,0,5.5420739247312028E-5,1.1696301325739809E-2,5.0584192866998293E-2,null,1.6492820209975015E-2,1.8934150581904712E-2,0,0,2.7170953944875213E-5,1.1696301325739809E-2,3.5454141745824605E-2]
[2004,8,20,18,2.4748118561619487E-2,1.5675438101719372E-2,0,0,5.5420739247312028E-5,8.7262848646451965E-3,4.9205262267231362E-2,null,1.8815653670973587E-2,1.7316726963572407E-2,0,0,2.7170953944875213E-5,8.7262848646451965E-3,3.6159551588490865E-2]
[2004,8,20,21,2.1764088625890507E-2,1.4234788320222522E-2,1.1895583870989651E-3,1.7199976678858088E-6,5.5420739247312028E-5,8.1325183606163459E-3,4.5378094430743532E-2,null,1.654693681176278E-2,1.5725234671336262E-2,4.7503105963846208E-4,3.1916047411674197E-6,2.7170953944875213E-5,8.1325183606163459E-3,3.2777565101423545E-2]
[2004,8,20,22,2.1319676099295207E-2,1.2933480832206058E-2,1.1895583870989651E-3,1.7199976678858088E-6,5.5420739247312028E-5,6.4681503475299456E-3,4.196800640304537E-2,null,1.6209056088966035E-2,1.4287674437331593E-2,4.7503105963846208E-4,3.1916047411674197E-6,2.7170953944875213E-5,6.4681503475299456E-3,3.1002124144622133E-2]
[2004,8,21,4,1.0395446033367598E-2,1.0662794925226655E-2,1.1895583870989651E-3,1.7199976678858088E-6,5.5420739247312028E-5,7.394096560369167E-3,2.9699036642977582E-2,null,7.9035144361431098E-3,1.1779237504594055E-2,4.7503105963846208E-4,3.1916047411674197E-6,2.7170953944875213E-5,7.394096560369167E-3,2.018814555906167E-2]
[2004,8,21,6,1.0446723416580744E-2,1.0418386209496176E-2,1.1895583870989651E-3,1.7199976678858088E-6,5.5420739247312028E-5,8.4686054900071101E-3,3.0580414240098192E-2,null,7.9424999243243657E-3,1.1509238097218138E-2,4.7503105963846208E-4,3.1916047411674197E-6,2.7170953944875213E-5,8.4686054900071101E-3,1.9957131639867006E-2]
[2004,8,21,9,1.8133389915808439E-2,1.3071661094210553E-2,0,0,5.5420739247312028E-5,1.1783610454506965E-2,4.3044082203773266E-2,null,1.3786566590387682E-2,1.4440322794165988E-2,0,0,2.7170953944875213E-5,1.1783610454506965E-2,2.8254060338498546E-2]
[2004,8,21,12,2.1331901438934271E-2,1.2588326024068296E-2,0,0,5.5420739247312028E-5,1.0423418530142234E-2,4.4399066732392106E-2,null,1.6218350846306313E-2,1.3906380368617161E-2,0,0,2.7170953944875213E-5,1.0423418530142234E-2,3.0151902168868348E-2]
[2004,8,21,16,2.2729327517924353E-2,1.1744891549910435E-2,0,0,5.5420739247312028E-5,7.6175182266331786E-3,4.2147158033715278E-2,null,1.728079464653285E-2,1.2974634512081647E-2,0,0,2.7170953944875213E-5,7.6175182266331786E-3,3.0282600112559371E-2]
[2004,8,21,19,2.4582266672302924E-2,9.7839258811928242E-3,1.1895583870989651E-3,1.7199976678858088E-6,5.5420739247312028E-5,4.5657903973147004E-3,4.0178682074824605E-2,null,1.8689558763908744E-2,1.0808346919366938E-2,4.7503105963846208E-4,3.1916047411674197E-6,2.7170953944875213E-5,4.5657903973147004E-3,3.0003299301600186E-2]
[2004,8,21,21,2.2622212987569935E-2,9.6188987691994826E-3,1.1895583870989651E-3,1.7199976678858088E-6,5.5420739247312028E-5,7.2257324584945231E-3,4.0713543339278097E-2,null,1.7199356944460283E-2,1.062604072661931E-2,4.7503105963846208E-4,3.1916047411674197E-6,2.7170953944875213E-5,7.2257324584945231E-3,2.8330791289404095E-2]
[2004,8,21,24,1.6082524323869161E-2,7.9547452209049099E-3,1.1895583870989651E-3,1.7199976678858088E-6,5.5420739247312028E-5,7.462408488753066E-3,3.2746377157541307E-2,null,1.2227321728699881E-2,8.7876428181030281E-3,4.7503105963846208E-4,3.1916047411674197E-6,2.7170953944875213E-5,7.462408488753066E-3,2.1520358165127412E-2]
[2004,8,22,3,9.6729630114274368E-3,7.1083706071725606E-3,1.1895583870989651E-3,1.7199976678858088E-6,5.5420739247312028E-5,7.8430484328823984E-3,2.5871081175496559E-2,null,7.354220545775756E-3,7.85264897615774E-3,4.7503105963846208E-4,3.1916047411674197E-6,2.7170953944875213E-5,7.8430484328823984E-3,1.5712263140258E-2]
[2004,8,22,7,1.1337372902504512E-2,8.1219181035606519E-3,0,0,5.5420739247312028E-5,8.8538186489606797E-3,2.8368530394273159E-2,null,8.6196484609958202E-3,8.9723194533509638E-3,0,0,2.7170953944875213E-5,8.8538186489606797E-3,1.761913886829166E-2]
[2004,8,22,10,1.7774849263943196E-2,1.1484136922137097E-2,0,0,5.5420739247312028E-5,1.0098596224937671E-2,3.9413003150265274E-2,null,1.351397307118078E-2,1.2686577702164251E-2,0,0,2.7170953944875213E-5,1.0098596224937671E-2,2.6227721727289904E-2]
[2004,8,22,13,1.9006790287954437E-2,1.2064891737302233E-2,0,0,5.5420739247312028E-5,8.7291828118778517E-3,3.9856285576381836E-2,null,1.4450600863436807E-2,1.3328140158137431E-2,0,0,2.7170953944875213E-5,8.7291828118778517E-3,2.7805911975519113E-2]
[2004,8,22,18,2.2859375774789917E-2,1.1166562173834273E-2,0,0,5.5420739247312028E-5,6.0475910651936419E-3,4.0128949753065142E-2,null,{"$f":"E5636*V$5","v":1.7379668544991182E-2},1.2335751449577281E-2,0,0,2.7170953944875213E-5,6.0475910651936419E-3,{"$f":"SUM(M5636:Q5636)","v":2.9742590948513337E-2}]
[2004,8,22,21,2.3122920543051907E-2,1.0586727524662774E-2,1.1895583870989651E-3,1.7199976678858088E-6,5.5420739247312028E-5,5.6091951090170098E-3,4.0565542300745848E-2,null,1.7580038002332671E-2,1.1695205505115269E-2,4.7503105963846208E-4,3.1916047411674197E-6,2.7170953944875213E-5,5.6091951090170098E-3,2.9780637125772443E-2]
[2004,8,22,22,2.2418920786430738E-2,1.0659451559001483E-2,1.1895583870989651E-3,1.7199976678858088E-6,5.5420739247312028E-5,3.5004697223821974E-3,3.7825541191828571E-2,null,1.7044796684005693E-2,1.1775544072889955E-2,4.7503105963846208E-4,3.1916047411674197E-6,2.7170953944875213E-5,3.5004697223821974E-3,2.9325734375220153E-2]
[2004,8,23,1,1.3517627749224284E-2,1.1594216463499332E-2,1.1895583870989651E-3,1.7199976678858088E-6,5.5420739247312028E-5,6.0013177976972745E-3,3.2359861134435057E-2,null,1.0277266190933523E-2,1.2808183066535918E-2,4.7503105963846208E-4,3.1916047411674197E-6,2.7170953944875213E-5,6.0013177976972745E-3,2.3590842875793945E-2]
[2004,8,23,4,1.0495615786134163E-2,1.2116842738102701E-2,1.1895583870989651E-3,1.7199976678858088E-6,5.5420739247312028E-5,7.4889100536582771E-3,3.1348067701909302E-2,null,7.9796721194704268E-3,1.3385530662345881E-2,4.7503105963846208E-4,3.1916047411674197E-6,2.7170953944875213E-5,7.4889100536582771E-3,2.1870596400140808E-2]
[2004,8,23,8,1.7664733362450211E-2,1.8553336739307893E-2,0,0,5.5420739247312028E-5,1.1550938927870274E-2,4.7824429768875687E-2,null,1.3430253467971335E-2,2.0495954530455603E-2,0,0,2.7170953944875213E-5,1.1550938927870274E-2,3.3953378952371813E-2]
[2004,8,23,11,2.4529364746205436E-2,2.0403395700819144E-2,0,0,5.5420739247312028E-5,1.0134276421041559E-2,5.5122457607313449E-2,null,1.8649338158148374E-2,2.2539722984970867E-2,0,0,2.7170953944875213E-5,1.0134276421041559E-2,4.1216232097064112E-2]
[2004,8,23,15,2.6330746924447212E-2,1.9027675776260165E-2,0,0,5.5420739247312028E-5,7.5701798789146275E-3,5.2984023318869311E-2,null,2.0018904216694174E-2,2.1019958997684204E-2,0,0,2.7170953944875213E-5,7.5701798789146275E-3,4.1066034168323252E-2]
[2004,8,23,19,2.3728288126980576E-2,1.7758409131042562E-2,1.1895583870989651E-3,1.7199976678858088E-6,5.5420739247312028E-5,7.6757524994707921E-3,5.0409148881508083E-2,null,1.8040290638284585E-2,1.9617794426807434E-2,4.7503105963846208E-4,3.1916047411674197E-6,2.7170953944875213E-5,7.6757524994707921E-3,3.8163478683416525E-2]
[2004,8,23,22,2.2948304985603393E-2,1.5550612629741736E-2,1.1895583870989651E-3,1.7199976678858088E-6,5.5420739247312028E-5,5.7216115028285251E-3,4.546722824218781E-2,null,1.7447280199094629E-2,1.7178831703337311E-2,4.7503105963846208E-4,3.1916047411674197E-6,2.7170953944875213E-5,5.7216115028285251E-3,3.5131505520756438E-2]
[2004,8,23,23,1.8308730680717478E-2,1.5250543763588498E-2,1.1895583870989651E-3,1.7199976678858088E-6,5.5420739247312028E-5,5.1910107245286561E-3,3.9996984292848786E-2,null,1.3919875758869223E-2,1.6847344277485115E-2,4.7503105963846208E-4,3.1916047411674197E-6,2.7170953944875213E-5,5.1910107245286561E-3,3.1272613654678844E-2]
[2004,8,24,2,1.2452457877059755E-2,1.5024054026152854E-2,1.1895583870989651E-3,1.7199976678858088E-6,5.5420739247312028E-5,6.7712700108778553E-3,3.5494481038104632E-2,null,9.4674322083824272E-3,1.6597140046013328E-2,4.7503105963846208E-4,3.1916047411674197E-6,2.7170953944875213E-5,6.7712700108778553E-3,2.6569965872720258E-2]
[2004,8,24,5,1.1906683159699631E-2,1.5092330829658898E-2,1.1895583870989651E-3,1.7199976678858088E-6,5.5420739247312028E-5,8.4553388462030553E-3,3.6701051959575751E-2,null,9.0524872080724895E-3,1.6672565737887928E-2,4.7503105963846208E-4,3.1916047411674197E-6,2.7170953944875213E-5,8.4553388462030553E-3,2.6230446564284922E-2]
[2004,8,24,8,2.0125361966245994E-2,1.8938957477081238E-2,0,0,5.5420739247312028E-5,1.3511732097446523E-2,5.2631472280021067E-2,null,1.5301035503649568E-2,2.0921951493614161E-2,0,0,2.7170953944875213E-5,1.3511732097446523E-2,3.6250157951208603E-2]
[2004,8,24,13,2.530230274384597E-2,2.1230347170200097E-2,0,0,5.5420739247312028E-5,1.0307614459561992E-2,5.6895685112855372E-2,null,1.9236992271592562E-2,2.3453259992005093E-2,0,0,2.7170953944875213E-5,1.0307614459561992E-2,4.271742321754253E-2]
[2004,8,24,16,2.9227507869659514E-2,1.9604637114805139E-2,0,0,5.5420739247312028E-5,7.1139374473052431E-3,5.6001503171017208E-2,null,2.2221271664425928E-2,2.1657330782975791E-2,0,0,2.7170953944875213E-5,7.1139374473052431E-3,4.390577340134659E-2]
[2004,8,24,20,2.4255816996228797E-2,1.8258648324137441E-2,1.1895583870989651E-3,1.7199976678858088E-6,5.5420739247312028E-5,7.4732878349679831E-3,5.1234452279348378E-2,null,1.8441363571586603E-2,2.0170410913000036E-2,4.7503105963846208E-4,3.1916047411674197E-6,2.7170953944875213E-5,7.4732878349679831E-3,3.9117168102911139E-2]
[2004,8,24,23,1.8862652000201346E-2,1.6093812502366002E-2,1.1895583870989651E-3,1.7199976678858088E-6,5.5420739247312028E-5,6.4180865459105094E-3,4.2621250172492013E-2,null,1.4341014508565562E-2,1.7778907045400635E-2,4.7503105963846208E-4,3.1916047411674197E-6,2.7170953944875213E-5,6.4180865459105094E-3,3.2625315172290698E-2]
[2004,8,24,24,1.5857745024831504E-2,1.5467780821940514E-2,1.1895583870989651E-3,1.7199976678858088E-6,5.5420739247312028E-5,6.0054520704288352E-3,3.8577677041215015E-2,null,1.2056425123668424E-2,1.7087327032763826E-2,4.7503105963846208E-4,3.1916047411674197E-6,2.7170953944875213E-5,6.0054520704288352E-3,2.9649145774756754E-2]
[2004,8,25,5,1.2483455306356793E-2,1.6190587927273761E-2,1.1895583870989651E-3,1.7199976678858088E-6,5.5420739247312028E-5,7.9729785277766613E-3,3.7893720885421381E-2,null,9.4909991269298468E-3,1.7885815292496294E-2,4.7503105963846208E-4,3.1916047411674197E-6,2.7170953944875213E-5,7.9729785277766613E-3,2.7882208037750641E-2]
[2004,8,25,7,1.7132017465210456E-2,1.966719997693582E-2,0,0,5.5420739247312028E-5,1.1065850759563914E-2,4.7920488940957497E-2,null,1.302523690873156E-2,2.1726444258117376E-2,0,0,2.7170953944875213E-5,1.1065850759563914E-2,3.4778852120793811E-2]
[2004,8,25,11,2.5677703781362207E-2,2.2550448667022945E-2,0,0,5.5420739247312028E-5,1.1556471230404779E-2,5.9840044418037239E-2,null,1.9522404509781204E-2,2.4911582052055018E-2,0,0,2.7170953944875213E-5,1.1556471230404779E-2,4.44611575157811E-2]
[2004,8,25,14,2.7379722513255725E-2,2.2282792865791431E-2,0,0,5.5420739247312028E-5,9.7415975475424327E-3,5.9459533665836901E-2,null,2.0816425908663755E-2,2.461590148478373E-2,0,0,2.7170953944875213E-5,9.7415975475424327E-3,4.5459498347392359E-2]
[2004,8,25,18,2.9202673155327846E-2,2.032616740047398E-2,0,0,5.5420739247312028E-5,8.318950559713649E-3,5.7903211854762784E-2,null,2.2202390173183723E-2,2.245440853428312E-2,0,0,2.7170953944875213E-5,8.318950559713649E-3,4.4683969661411721E-2]
[2004,8,25,21,2.8469648220501527E-2,1.8559848442717602E-2,1.1895583870989651E-3,1.7199976678858088E-6,5.5420739247312028E-5,6.2366325827737457E-3,5.4512828370007031E-2,null,2.164508141164943E-2,2.0503148038495508E-2,4.7503105963846208E-4,3.1916047411674197E-6,2.7170953944875213E-5,6.2366325827737457E-3,4.265362306846944E-2]
[2004,8,25,24,1.7309321575131889E-2,1.6441377078106507E-2,1.1895583870989651E-3,1.7199976678858088E-6,5.5420739247312028E-5,5.3445926287399529E-3,4.0341990405992505E-2,null,1.3160038781383636E-2,1.8162863195222569E-2,4.7503105963846208E-4,3.1916047411674197E-6,2.7170953944875213E-5,5.3445926287399529E-3,3.1828295594930708E-2]
[2004,8,26,2,1.2268499578507598E-2,1.6014987762634221E-2,1.1895583870989651E-3,1.7199976678858088E-6,5.5420739247312028E-5,6.2083585816627603E-3,3.573854504681874E-2,null,9.3275712477667444E-3,1.7691829000943286E-2,4.7503105963846208E-4,3.1916047411674197E-6,2.7170953944875213E-5,6.2083585816627603E-3,2.7524793867034533E-2]
[2004,8,26,5,1.1559273542145698E-2,1.6221486215497342E-2,1.1895583870989651E-3,1.7199976678858088E-6,5.5420739247312028E-5,7.9259516623300993E-3,3.6953410543987306E-2,null,8.7883564609377296E-3,1.7919948770446798E-2,4.7503105963846208E-4,3.1916047411674197E-6,2.7170953944875213E-5,7.9259516623300993E-3,2.721369884970903E-2]
[2004,8,26,8,1.9295126053625915E-2,2.0890569033681732E-2,0,0,5.5420739247312028E-5,1.275225271743189E-2,5.2993368543986848E-2,null,1.466981857464671E-2,2.3077905556607551E-2,0,0,2.7170953944875213E-5,1.275225271743189E-2,3.7774895085199135E-2]
[2004,8,26,12,2.5937121585488405E-2,2.1898025397733018E-2,0,0,5.5420739247312028E-5,9.5974548277930494E-3,5.748802255026178E-2,null,1.9719636293133527E-2,2.4190847132516423E-2,0,0,2.7170953944875213E-5,9.5974548277930494E-3,4.393765437959482E-2]
[2004,8,26,15,2.5999105231181083E-2,2.1300054264111499E-2,0,0,5.5420739247312028E-5,8.4999758707026713E-3,5.5854556105242557E-2,null,1.9766761605213876E-2,2.353026573212252E-2,0,0,2.7170953944875213E-5,8.4999758707026713E-3,4.3324198291281271E-2]
[2004,8,26,19,2.4042506443289736E-2,1.9149561163533026E-2,1.1895583870989651E-3,1.7199976678858088E-6,5.5420739247312028E-5,7.7431386918096713E-3,5.2181905422646585E-2,null,1.8279186496247646E-2,2.115460633312435E-2,4.7503105963846208E-4,3.1916047411674197E-6,2.7170953944875213E-5,7.7431386918096713E-3,3.9939186447696499E-2]
[2004,8,26,23,1.8516416259164139E-2,1.6850712988102704E-2,1.1895583870989651E-3,1.7199976678858088E-6,5.5420739247312028E-5,6.3004903207668286E-3,4.2914318692047829E-2,null,1.4077776243577927E-2,1.8615058415783075E-2,4.7503105963846208E-4,3.1916047411674197E-6,2.7170953944875213E-5,6.3004903207668286E-3,3.3198228277685503E-2]
[2004,8,27,2,1.1166226442863591E-2,1.5764127651511462E-2,1.1895583870989651E-3,1.7199976678858088E-6,5.5420739247312028E-5,5.5321712566240638E-3,3.3709224475013282E-2,null,8.4895281650388208E-3,1.7414702708065527E-2,4.7503105963846208E-4,3.1916047411674197E-6,2.7170953944875213E-5,5.5321712566240638E-3,2.6409624491428849E-2]
[2004,8,27,3,1.0708274429057666E-2,1.5399202254607546E-2,1.1895583870989651E-3,1.7199976678858088E-6,5.5420739247312028E-5,5.9473031641242135E-3,3.3301478971803591E-2,null,8.1413535566037254E-3,1.7011567981032587E-2,4.7503105963846208E-4,3.1916047411674197E-6,2.7170953944875213E-5,5.9473031641242135E-3,2.5658315155960815E-2]
[2004,8,27,6,1.1024685859393485E-2,1.685925764916426E-2,1.1895583870989651E-3,1.7199976678858088E-6,5.5420739247312028E-5,8.0246340792994864E-3,3.7155276711871396E-2,null,8.3819168089541117E-3,1.8624497741283202E-2,4.7503105963846208E-4,3.1916047411674197E-6,2.7170953944875213E-5,8.0246340792994864E-3,2.7511808168561816E-2]
[2004,8,27,10,2.1014574545762207E-2,1.830419222216504E-2,0,0,5.5420739247312028E-5,1.3790240815373719E-2,5.3164428322548279E-2,null,1.5977091580170775E-2,2.0220723461962492E-2,0,0,2.7170953944875213E-5,1.3790240815373719E-2,3.6224985996078138E-2]
[2004,8,27,13,2.5334757862463982E-2,1.6716678153841764E-2,0,0,5.5420739247312028E-5,1.0300936868126255E-2,5.2407793623679311E-2,null,1.9261667451253045E-2,1.8466989531619016E-2,0,0,2.7170953944875213E-5,1.0300936868126255E-2,3.7755827936816935E-2]
[2004,8,27,16,2.7380530816018669E-2,1.7563001246365336E-2,0,0,5.5420739247312028E-5,5.3583344482894084E-3,5.0357287249920724E-2,null,2.0817040450121158E-2,1.9401926457853276E-2,0,0,2.7170953944875213E-5,5.3583344482894084E-3,4.0246137861919308E-2]
[2004,8,27,21,2.3299913374102605E-2,1.5618338154775655E-2,1.1895583870989651E-3,1.7199976678858088E-6,5.5420739247312028E-5,5.4781001852912264E-3,4.5643050838183645E-2,null,1.7714603213946769E-2,1.7253648395404646E-2,4.7503105963846208E-4,3.1916047411674197E-6,2.7170953944875213E-5,5.4781001852912264E-3,3.5473645227675918E-2]
[2004,8,27,24,1.5286341915927669E-2,1.3267879212942564E-2,1.1895583870989651E-3,1.7199976678858088E-6,5.5420739247312028E-5,4.8971694743139109E-3,3.4698089727198303E-2,null,1.1621995210263782E-2,1.4657085832324099E-2,4.7503105963846208E-4,3.1916047411674197E-6,2.7170953944875213E-5,4.8971694743139109E-3,2.6784474660912383E-2]
[2004,8,28,3,1.1025687109528752E-2,1.2039266071599096E-2,1.1895583870989651E-3,1.7199976678858088E-6,5.5420739247312028E-5,6.6098783189092675E-3,3.0921530624051279E-2,null,8.3826780456411065E-3,1.3299831369996299E-2,4.7503105963846208E-4,3.1916047411674197E-6,2.7170953944875213E-5,6.6098783189092675E-3,2.2187903033961908E-2]
[2004,8,28,4,1.0739042946985061E-2,1.167737890507228E-2,1.1895583870989651E-3,1.7199976678858088E-6,5.5420739247312028E-5,6.7896595368916474E-3,3.045278051296315E-2,null,8.1647464369897435E-3,1.2900052989723892E-2,4.7503105963846208E-4,3.1916047411674197E-6,2.7170953944875213E-5,6.7896595368916474E-3,2.1570193045038138E-2]
[2004,8,28,7,1.3504929718239351E-2,1.2340114843913915E-2,0,0,5.5420739247312028E-5,9.3176204015062766E-3,3.5218085702906854E-2,null,1.0267612052873657E-2,1.3632180361692439E-2,0,0,2.7170953944875213E-5,9.3176204015062766E-3,2.3926963368510971E-2]
[2004,8,28,13,2.2991538166636721E-2,1.3295880077404719E-2,0,0,5.5420739247312028E-5,8.5802373670159152E-3,4.4923076350304667E-2,null,1.7480149791156432E-2,1.468801851321561E-2,0,0,2.7170953944875213E-5,8.5802373670159152E-3,3.2195339258316913E-2]
[2004,8,28,15,2.2588151610977689E-2,1.2938141550837627E-2,0,0,5.5420739247312028E-5,7.0360481913166965E-3,4.2617762092379323E-2,null,1.7173460548985997E-2,1.4292823154163187E-2,0,0,2.7170953944875213E-5,7.0360481913166965E-3,3.1493454657094057E-2]
[2004,8,28,18,2.5640829678497921E-2,1.142282045222945E-2,0,0,5.5420739247312028E-5,5.162132083721984E-3,4.2281202953696667E-2,null,1.9494369637263732E-2,1.2618841122116491E-2,0,0,2.7170953944875213E-5,5.162132083721984E-3,3.2140381713325096E-2]
[2004,8,28,22,2.36841546728443E-2,9.2385541475771861E-3,1.1895583870989651E-3,1.7199976678858088E-6,5.5420739247312028E-5,5.2702360289471947E-3,3.9439643973382843E-2,null,1.8006736580982639E-2,1.0205872312699565E-2,4.7503105963846208E-4,3.1916047411674197E-6,2.7170953944875213E-5,5.2702360289471947E-3,2.8718002512006707E-2]
[2004,8,29,1,1.4179993740420348E-2,8.8560598253467643E-3,1.1895583870989651E-3,1.7199976678858088E-6,5.5420739247312028E-5,7.3400695681139477E-3,3.1622822257895228E-2,null,1.0780853930855872E-2,9.7833291148507993E-3,4.7503105963846208E-4,3.1916047411674197E-6,2.7170953944875213E-5,7.3400695681139477E-3,2.1069576664031173E-2]
[2004,8,29,4,1.0728120611312496E-2,8.7109876813951867E-3,1.1895583870989651E-3,1.7199976678858088E-6,5.5420739247312028E-5,8.500307211848324E-3,2.9186114628570167E-2,null,8.1564423356181026E-3,9.6230672650365976E-3,4.7503105963846208E-4,3.1916047411674197E-6,2.7170953944875213E-5,8.500307211848324E-3,1.8284903218979201E-2]
[2004,8,29,5,1.0531442113256429E-2,8.7935653740581314E-3,1.1895583870989651E-3,1.7199976678858088E-6,5.5420739247312028E-5,8.7479805485319081E-3,2.9319687159860636E-2,null,8.0069103825229151E-3,9.7142912134740682E-3,4.7503105963846208E-4,3.1916047411674197E-6,2.7170953944875213E-5,8.7479805485319081E-3,1.8226595214321486E-2]
[2004,8,29,10,2.0886246816338622E-2,1.3367839304299097E-2,0,0,5.5420739247312028E-5,1.0649381300815974E-2,4.4958888160701004E-2,null,1.5879525775028675E-2,1.4767512194767197E-2,0,0,2.7170953944875213E-5,1.0649381300815974E-2,3.0674208923740745E-2]
[2004,8,29,13,2.2562578149191066E-2,1.3558957536504428E-2,0,0,5.5420739247312028E-5,9.2875913081506261E-3,4.5464547733093434E-2,null,1.7154017398229023E-2,1.4978641365345042E-2,0,0,2.7170953944875213E-5,9.2875913081506261E-3,3.2159829717518941E-2]
[2004,8,29,16,2.5930688330551548E-2,1.2754877138537802E-2,0,0,5.5420739247312028E-5,6.4526031697482713E-3,4.5193589378084931E-2,null,1.971474517801431E-2,1.4090370133753662E-2,0,0,2.7170953944875213E-5,6.4526031697482713E-3,3.3832286265712844E-2]
[2004,8,29,19,2.476798513715418E-2,1.2132610726563081E-2,1.1895583870989651E-3,1.7199976678858088E-6,5.5420739247312028E-5,6.5787976522744393E-3,4.4726092640005856E-2,null,1.8830757954717756E-2,1.3402949630106865E-2,4.7503105963846208E-4,3.1916047411674197E-6,2.7170953944875213E-5,6.5787976522744393E-3,3.2739101203149122E-2]
[2004,8,29,23,2.0172306408774231E-2,1.1975505258797535E-2,1.1895583870989651E-3,1.7199976678858088E-6,5.5420739247312028E-5,6.122331938667399E-3,3.9516842730253326E-2,null,1.533672671670841E-2,1.3229394513361395E-2,4.7503105963846208E-4,3.1916047411674197E-6,2.7170953944875213E-5,6.122331938667399E-3,2.9071514848394306E-2]
[2004,8,30,2,1.2498620989578196E-2,1.2406889234092094E-2,1.1895583870989651E-3,1.7199976678858088E-6,5.5420739247312028E-5,6.2406349621515088E-3,3.2392844309835959E-2,null,9.5025293869965711E-3,1.3705946330807376E-2,4.7503105963846208E-4,3.1916047411674197E-6,2.7170953944875213E-5,6.2406349621515088E-3,2.371386933612845E-2]
[2004,8,30,3,1.1026675040856884E-2,1.2317961280505886E-2,1.1895583870989651E-3,1.7199976678858088E-6,5.5420739247312028E-5,7.0106485367176742E-3,3.1601983982094607E-2,null,8.3834291562224841E-3,1.3607707220570791E-2,4.7503105963846208E-4,3.1916047411674197E-6,2.7170953944875213E-5,7.0106485367176742E-3,2.2496529995117778E-2]
[2004,8,30,7,1.6502823004417244E-2,1.6536067363888272E-2,0,0,5.5420739247312028E-5,1.0970159629108323E-2,4.4064470736661143E-2,null,1.2546869026482116E-2,1.8267467979748851E-2,0,0,2.7170953944875213E-5,1.0970159629108323E-2,3.0841507960175839E-2]
[2004,8,30,10,2.357503772873425E-2,1.9337155972848848E-2,0,0,5.5420739247312028E-5,1.1661053606201415E-2,5.4628668047031821E-2,null,1.7923776471312172E-2,2.1361843162591286E-2,0,0,2.7170953944875213E-5,1.1661053606201415E-2,3.9312790587848333E-2]
[2004,8,30,14,2.5129102634099888E-2,2.0007597443911489E-2,0,0,5.5420739247312028E-5,9.6524383567711137E-3,5.4844559174029799E-2,null,1.9105310613746825E-2,2.2102482870656234E-2,0,0,2.7170953944875213E-5,9.6524383567711137E-3,4.1234964438347933E-2]
[2004,8,30,17,3.103656195079018E-2,1.7771504327623446E-2,0,0,5.5420739247312028E-5,6.7338997347228102E-3,5.5597386752383744E-2,null,2.3596670565068197E-2,{"$f":"F5827*W$5","v":1.9632260749359566E-2},{"$f":"G5827*X$5","v":0},{"$f":"H5827*Y$5","v":0},{"$f":"I5827*Z$5","v":2.7170953944875213E-5},{"$f":"J5827","v":6.7338997347228102E-3},4.3256102268372634E-2]
[2004,8,30,20,2.5325819559218581E-2,1.7414590357686319E-2,1.1895583870989651E-3,1.7199976678858088E-6,5.5420739247312028E-5,6.6648870330068277E-3,5.0651996073925884E-2,null,1.9254871782408447E-2,1.9237976281724304E-2,4.7503105963846208E-4,3.1916047411674197E-6,2.7170953944875213E-5,6.6648870330068277E-3,3.8998241682457253E-2]
[2004,8,30,24,1.6712134964189961E-2,1.5018193491126375E-2,1.1895583870989651E-3,1.7199976678858088E-6,5.5420739247312028E-5,5.1800416929318766E-3,3.8157069272262367E-2,null,1.2706006026511845E-2,1.6590665886614692E-2,4.7503105963846208E-4,3.1916047411674197E-6,2.7170953944875213E-5,5.1800416929318766E-3,2.9802065531451039E-2]
[2004,8,31,4,1.0959912393210496E-2,1.513018731493947E-2,1.1896083870311712E-3,1.7200699634265082E-6,5.5420739247312028E-5,7.6331154694465417E-3,3.4969964373838425E-2,null,8.3326704347809356E-3,1.6714385967418369E-2,4.750510263093168E-4,3.1917388918088826E-6,2.7170953944875213E-5,7.6331154694465417E-3,2.5552470121345306E-2]
[2004,8,31,5,1.1266375111535564E-2,1.5841913813068816E-2,1.1896083870311712E-3,1.7200699634265082E-6,5.5420739247312028E-5,8.3064309897683489E-3,3.6661469110614645E-2,null,8.5656698184194257E-3,1.7500633430543089E-2,4.750510263093168E-4,3.1917388918088826E-6,2.7170953944875213E-5,8.3064309897683489E-3,2.6571716968108516E-2]
[2004,8,31,8,1.8741373908865031E-2,2.0142581666082234E-2,0,0,5.5420739247312028E-5,1.2646493271143857E-2,5.1585869585338437E-2,null,1.4248808446162105E-2,2.2251600547913662E-2,0,0,2.7170953944875213E-5,1.2646493271143857E-2,3.6527579948020639E-2]
[2004,8,31,11,2.2101890102218007E-2,2.1785533846102708E-2,0,0,5.5420739247312028E-5,1.1871226519956908E-2,5.5814071207524935E-2,null,1.6803762621462066E-2,2.4066577209554778E-2,0,0,2.7170953944875213E-5,1.1871226519956908E-2,4.0897510784961719E-2]
[2004,8,31,15,2.4228772372112812E-2,2.0499600996797727E-2,0,0,5.5420739247312028E-5,8.543634424693608E-3,5.3327428532851461E-2,null,1.8420801916373863E-2,2.2646001408074594E-2,0,0,2.7170953944875213E-5,8.543634424693608E-3,4.1093974278393328E-2]
[2004,8,31,18,2.5248972729618357E-2,1.8620023367479782E-2,0,0,5.5420739247312028E-5,8.6704427089359798E-3,5.2594859545281432E-2,null,1.9196446196323186E-2,2.0569623548487528E-2,0,0,2.7170953944875213E-5,8.6704427089359798E-3,3.9793240698755589E-2]
[2004,8,31,21,2.5909840498969015E-2,1.7119099126632495E-2,1.1896083870311712E-3,1.7200699634265082E-6,5.5420739247312028E-5,6.3330407208572357E-3,5.0608729542700653E-2,null,1.9698894858812425E-2,1.8911545789952102E-2,4.750510263093168E-4,3.1917388918088826E-6,2.7170953944875213E-5,6.3330407208572357E-3,3.9115854367910527E-2]
[2004,9,1,2,1.286202556503307E-2,1.5392574761990794E-2,1.1896116666689938E-3,1.7200024097567303E-6,5.5033611111111239E-5,6.1785089042466898E-3,3.5679474511460418E-2,null,9.7788208803147869E-3,1.700424656013496E-2,4.7505233598007108E-4,3.1916135401198819E-6,2.6981157834207362E-5,6.1785089042466898E-3,2.7288292547804145E-2]
[2004,9,1,5,1.2725099483306421E-2,1.5534445781749114E-2,1.1896116666689938E-3,1.7200024097567303E-6,5.5033611111111239E-5,7.5254943879653844E-3,3.7031404933210783E-2,null,9.6747178663471895E-3,1.7160972113657382E-2,4.7505233598007108E-4,3.1916135401198819E-6,2.6981157834207362E-5,7.5254943879653844E-3,2.7340915087358971E-2]
[2004,9,1,6,1.6031043238784036E-2,1.6876252850256197E-2,1.1896116666689938E-3,1.7200024097567303E-6,5.5033611111111239E-5,8.6005466519702492E-3,4.2754208021200342E-2,null,1.2188181368791072E-2,1.8643272416357055E-2,4.7505233598007108E-4,3.1916135401198819E-6,2.6981157834207362E-5,8.6005466519702492E-3,3.133667889250253E-2]
[2004,9,1,9,2.4381067444841753E-2,2.0371836799255215E-2,0,0,5.5033611111111239E-5,1.012865500211672E-2,5.4936592857324801E-2,null,1.8536589762513711E-2,2.2504859724492496E-2,0,0,2.6981157834207362E-5,1.012865500211672E-2,4.1068430644840413E-2]
[2004,9,1,12,2.4365221658741221E-2,2.1157658904001442E-2,0,0,5.5033611111111239E-5,1.0110524451120387E-2,5.5688438624974156E-2,null,1.8524542429595468E-2,2.3372960937455573E-2,0,0,2.6981157834207362E-5,1.0110524451120387E-2,4.1924484524885251E-2]
[2004,9,1,18,2.9070219626127908E-2,1.8937570973562617E-2,0,0,5.5033611111111239E-5,6.2007014055777045E-3,5.4263525616379343E-2,null,2.2101687579298899E-2,2.092041981694202E-2,0,0,2.6981157834207362E-5,6.2007014055777045E-3,4.3049088554075125E-2]
[2004,9,1,20,2.9933529570040439E-2,1.7916506962410962E-2,1.1896116666689938E-3,1.7200024097567303E-6,5.5033611111111239E-5,3.6506956847578982E-3,5.2747097497399156E-2,null,2.2758050238743943E-2,1.9792445812087646E-2,4.7505233598007108E-4,3.1916135401198819E-6,2.6981157834207362E-5,3.6506956847578982E-3,4.305572115818599E-2]
[2004,9,1,24,1.5402062130603911E-2,1.6073143545083896E-2,1.1896116666689938E-3,1.7200024097567303E-6,5.5033611111111239E-5,5.3686673881160668E-3,3.8090238343993728E-2,null,1.170997569559472E-2,1.7756073955342584E-2,4.7505233598007108E-4,3.1916135401198819E-6,2.6981157834207362E-5,5.3686673881160668E-3,2.9971274758291703E-2]
[2004,9,2,3,1.1852982156546288E-2,1.5337051405215964E-2,1.1896116666689938E-3,1.7200024097567303E-6,5.5033611111111239E-5,6.5125503635813471E-3,3.4948949205533458E-2,null,9.0116590750327456E-3,1.6942909658216713E-2,4.7505233598007108E-4,3.1916135401198819E-6,2.6981157834207362E-5,6.5125503635813471E-3,2.6459793840603856E-2]
[2004,9,2,6,1.5781862259377562E-2,1.7202355939757052E-2,1.1896116666689938E-3,1.7200024097567303E-6,5.5033611111111239E-5,8.4125214441734906E-3,4.264310492349796E-2,null,1.1998732502274918E-2,1.900351996581753E-2,4.7505233598007108E-4,3.1916135401198819E-6,2.6981157834207362E-5,8.4125214441734906E-3,3.1507477575446849E-2]
[2004,9,2,7,2.1050772469675336E-2,1.8842289377433534E-2,0,0,5.5033611111111239E-5,9.3527212475151486E-3,4.9300816705735127E-2,null,1.600461236314512E-2,2.0815161809215926E-2,0,0,2.6981157834207362E-5,9.3527212475151486E-3,3.6846755330195248E-2]
[2004,9,2,11,2.3321033278601459E-2,2.2156208158953319E-2,0,0,5.5033611111111239E-5,1.1112591770599927E-2,5.6644866819265817E-2,null,1.7730660386439501E-2,2.4476062789886968E-2,0,0,2.6981157834207362E-5,1.1112591770599927E-2,4.2233704334160675E-2]
[2004,9,2,14,2.3527151955536105E-2,2.1910313634906177E-2,0,0,5.5033611111111239E-5,8.9211947545749602E-3,5.4413693956128349E-2,null,1.788736957751054E-2,2.4204422003381937E-2,0,0,2.6981157834207362E-5,8.9211947545749602E-3,4.2118772738726683E-2]
[2004,9,2,18,2.8857027246667895E-2,1.9089268928557061E-2,0,0,5.5033611111111239E-5,6.1211855892209215E-3,5.4122515375556991E-2,null,2.1939600349628385E-2,2.1088001230011613E-2,0,0,2.6981157834207362E-5,6.1211855892209215E-3,4.3054582737474208E-2]
[2004,9,2,21,2.995999156798862E-2,1.6810371216445193E-2,1.1896116666689938E-3,1.7200024097567303E-6,5.5033611111111239E-5,2.8462619337924848E-3,5.0862989998416153E-2,null,2.2778168931306179E-2,1.8570492679215671E-2,4.7505233598007108E-4,3.1916135401198819E-6,2.6981157834207362E-5,2.8462619337924848E-3,4.1853886717876251E-2]
[2004,9,3,1,1.300605691150525E-2,1.5696985655952393E-2,1.1896116666689938E-3,1.7200024097567303E-6,5.5033611111111239E-5,5.2063412396328723E-3,3.5155749087280377E-2,null,9.8883259292031258E-3,1.7340530643633195E-2,4.7505233598007108E-4,3.1916135401198819E-6,2.6981157834207362E-5,5.2063412396328723E-3,2.773408168019072E-2]
[2004,9,3,4,1.1584242858405295E-2,1.5071932242579906E-2,1.1896116666689938E-3,1.7200024097567303E-6,5.5033611111111239E-5,6.1482483978919688E-3,3.4050788779067032E-2,null,8.8073402881717801E-3,1.6650031327009113E-2,4.7505233598007108E-4,3.1916135401198819E-6,2.6981157834207362E-5,6.1482483978919688E-3,2.596259672253529E-2]
[2004,9,3,8,2.1960840945501658E-2,2.0016359864260338E-2,0,0,5.5033611111111239E-5,1.0682628212940146E-2,5.2714862633813253E-2,null,1.6696524890369505E-2,2.21121627558203E-2,0,0,2.6981157834207362E-5,1.0682628212940146E-2,3.8835668804024011E-2]
[2004,9,3,9,2.3353671384255138E-2,2.0643141698623992E-2,0,0,5.5033611111111239E-5,9.4820768552499064E-3,5.3533923549240144E-2,null,1.7755474688622805E-2,2.280457146688605E-2,0,0,2.6981157834207362E-5,9.4820768552499064E-3,4.0587027313343065E-2]
[2004,9,3,12,2.1855517873456614E-2,2.1129685967551892E-2,0,0,5.5033611111111239E-5,1.0185714008579146E-2,5.3225951460698764E-2,null,1.6616449209374672E-2,2.3342059108765176E-2,0,0,2.6981157834207362E-5,1.0185714008579146E-2,3.9985489475974058E-2]
[2004,9,3,16,2.593780866738735E-2,1.9001672052967926E-2,0,0,5.5033611111111239E-5,6.1992254954418334E-3,5.1193739826908224E-2,null,1.9720158672037684E-2,2.0991232567624266E-2,0,0,2.6981157834207362E-5,6.1992254954418334E-3,4.0738372397496156E-2]
[2004,9,3,19,2.9368052882150737E-2,1.6177247466629078E-2,1.1896116666689938E-3,1.7200024097567303E-6,5.5033611111111239E-5,3.351204188926208E-3,5.0142869817895883E-2,null,2.2328126101608017E-2,1.7871078025629927E-2,4.7505233598007108E-4,3.1916135401198819E-6,2.6981157834207362E-5,3.351204188926208E-3,4.0704429234592346E-2]
[2004,9,3,22,2.2249919360075577E-2,1.4975492045361484E-2,1.1896116666689938E-3,1.7200024097567303E-6,5.5033611111111239E-5,5.3404485023471563E-3,4.381222518797407E-2,null,1.6916307227310964E-2,1.6543493407449383E-2,4.7505233598007108E-4,3.1916135401198819E-6,2.6981157834207362E-5,5.3404485023471563E-3,3.3965025742114748E-2]
[2004,9,4,2,1.4291527765307135E-2,1.2843150760592717E-2,1.1896116666689938E-3,1.7200024097567303E-6,5.5033611111111239E-5,7.2574802059816416E-3,3.5638524012071363E-2,null,1.0865651713748916E-2,1.4187886401005094E-2,4.7505233598007108E-4,3.1916135401198819E-6,2.6981157834207362E-5,7.2574802059816416E-3,2.555876322210841E-2]
[2004,9,4,5,1.2627268842116851E-2,1.3042687575145276E-2,1.1896116666689938E-3,1.7200024097567303E-6,5.5033611111111239E-5,8.4176526573129899E-3,3.5333974354764985E-2,null,9.600338577333804E-3,1.4408315617360371E-2,4.7505233598007108E-4,3.1916135401198819E-6,2.6981157834207362E-5,8.4176526573129899E-3,2.4513879302048572E-2]
[2004,9,4,9,2.2876485558324958E-2,1.6630717979391564E-2,0,0,5.5033611111111239E-5,1.1094373938564155E-2,5.0656611087391785E-2,null,1.7392676877749046E-2,1.837202894034011E-2,0,0,2.6981157834207362E-5,1.1094373938564155E-2,3.5791686975923366E-2]
[2004,9,4,10,2.4895157295739268E-2,1.6845150371444458E-2,0,0,5.5033611111111239E-5,1.0429845033898434E-2,5.2225186312193271E-2,null,1.8927445195267751E-2,1.8608913368145567E-2,0,0,2.6981157834207362E-5,1.0429845033898434E-2,3.7563339721247528E-2]
[2004,9,4,13,2.5182669217520701E-2,1.5915470088342275E-2,0,0,5.5033611111111239E-5,8.8953868439633384E-3,5.0048559760937431E-2,null,1.9146036549315373E-2,1.7581891378620991E-2,0,0,2.6981157834207362E-5,8.8953868439633384E-3,3.6754909085770567E-2]
[2004,9,4,17,2.5813485011654175E-2,1.4168962108371944E-2,0,0,5.5033611111111239E-5,9.6458268894241278E-3,4.9683307620561355E-2,null,1.9625637108971774E-2,1.565251615908379E-2,0,0,2.6981157834207362E-5,9.6458268894241278E-3,3.530513442588977E-2]
[2004,9,4,20,2.8016912343525196E-2,1.2543332520873548E-2,1.1896116666689938E-3,1.7200024097567303E-6,5.5033611111111239E-5,7.5700055869649943E-3,4.9376615731553594E-2,null,2.1300872560200735E-2,1.3856675843301684E-2,4.7505233598007108E-4,3.1916135401198819E-6,2.6981157834207362E-5,7.5700055869649943E-3,3.5662773510856824E-2]
[2004,9,4,22,2.5143268074085998E-2,1.0750804238869253E-2,1.1896116666689938E-3,1.7200024097567303E-6,5.5033611111111239E-5,6.2621737372553759E-3,4.3402611330400485E-2,null,1.9116080402658737E-2,1.1876461789153803E-2,4.7505233598007108E-4,3.1916135401198819E-6,2.6981157834207362E-5,6.2621737372553759E-3,3.1497767299166937E-2]
[2004,9,5,4,1.1507724374720569E-2,8.642311741778607E-3,1.1896116666689938E-3,1.7200024097567303E-6,5.5033611111111239E-5,6.2406064078506926E-3,2.7637007804539732E-2,null,8.7491643389635571E-3,9.5472006457057706E-3,4.7505233598007108E-4,3.1916135401198819E-6,2.6981157834207362E-5,6.2406064078506926E-3,1.8801590092023725E-2]
[2004,9,5,7,1.3828621346950001E-2,1.0000289703195313E-2,0,0,5.5033611111111239E-5,6.7817648066987243E-3,3.066570946795515E-2,null,1.051371033977367E-2,1.1047365006523376E-2,0,0,2.6981157834207362E-5,6.7817648066987243E-3,2.1588056504131252E-2]
[2004,9,5,10,2.1322362396395841E-2,1.1950468710157459E-2,0,0,5.5033611111111239E-5,7.8481077117426041E-3,4.1175972429407008E-2,null,1.6211098443651584E-2,1.3201736525489094E-2,0,0,2.6981157834207362E-5,7.8481077117426041E-3,2.9439816126974883E-2]
[2004,9,5,11,2.2541606498922322E-2,1.2346748928199891E-2,0,0,5.5033611111111239E-5,7.2995871848927267E-3,4.2242976223126054E-2,null,1.7138072941385446E-2,1.36395090644367E-2,0,0,2.6981157834207362E-5,7.2995871848927267E-3,3.0804563163656352E-2]
[2004,9,5,14,2.1396960537136994E-2,1.2896440308360594E-2,0,0,5.5033611111111239E-5,7.2035484615180839E-3,4.1551982918126784E-2,null,1.6267814382569901E-2,1.4246755604067901E-2,0,0,2.6981157834207362E-5,7.2035484615180839E-3,3.0541551144472011E-2]
[2004,9,5,19,2.8216261372153696E-2,1.0255468247173997E-2,1.1896116666689938E-3,1.7200024097567303E-6,5.5033611111111239E-5,3.8655861709079842E-3,4.358368107042554E-2,null,2.1452434880907246E-2,1.1329261891597109E-2,4.7505233598007108E-4,3.1916135401198819E-6,2.6981157834207362E-5,3.8655861709079842E-3,3.3286921879858752E-2]
[2004,9,5,22,2.3827029429009113E-2,9.8606363414275675E-3,1.1896116666689938E-3,1.7200024097567303E-6,5.5033611111111239E-5,3.8306467773894025E-3,3.8764677828015938E-2,null,1.8115362290190735E-2,1.0893089309755973E-2,4.7505233598007108E-4,3.1916135401198819E-6,2.6981157834207362E-5,3.8306467773894025E-3,2.9513676707301106E-2]
[2004,9,6,1,1.4210235013694901E-2,9.0729994586680983E-3,1.1896116666689938E-3,1.7200024097567303E-6,5.5033611111111239E-5,6.0738350164819665E-3,3.0603434769034828E-2,null,1.0803845954394408E-2,1.0022983303360593E-2,4.7505233598007108E-4,3.1916135401198819E-6,2.6981157834207362E-5,6.0738350164819665E-3,2.1332054365109401E-2]
[2004,9,6,5,1.1686027809095299E-2,8.8445748783642329E-3,1.1896116666689938E-3,1.7200024097567303E-6,5.5033611111111239E-5,7.2104746678716492E-3,2.8987442635521044E-2,null,8.8847259842331511E-3,9.7706416422712744E-3,4.7505233598007108E-4,3.1916135401198819E-6,2.6981157834207362E-5,7.2104746678716492E-3,1.9160592733858822E-2]
[2004,9,6,8,1.7328411700873573E-2,1.1136062685205887E-2,0,0,5.5033611111111239E-5,7.536272757115459E-3,3.605578075430603E-2,null,1.3174552741044711E-2,1.2302058527332996E-2,0,0,2.6981157834207362E-5,7.536272757115459E-3,2.5503592426211912E-2]
[2004,9,6,9,2.0154503221755646E-2,1.2526615440044403E-2,0,0,5.5033611111111239E-5,8.4130747324430901E-3,4.1149227005354248E-2,null,1.5323191198832688E-2,1.3838208408932847E-2,0,0,2.6981157834207362E-5,8.4130747324430901E-3,2.9188380765599743E-2]
[2004,9,6,12,2.2418512302855641E-2,1.3708123855975035E-2,0,0,5.5033611111111239E-5,8.0107900979869851E-3,4.4192459867928767E-2,null,1.7044486119569848E-2,1.5143426069266662E-2,0,0,2.6981157834207362E-5,8.0107900979869851E-3,3.2214893346670714E-2]
[2004,9,6,16,2.2644204866919003E-2,1.3863706358732764E-2,0,0,5.5033611111111239E-5,8.4021817958290952E-3,4.4965126632591973E-2,null,1.7216077067421374E-2,1.5315298759719207E-2,0,0,2.6981157834207362E-5,8.4021817958290952E-3,3.2558356984974786E-2]
[2004,9,6,20,2.5588305031569711E-2,1.2796086741576295E-2,1.1896116666689938E-3,1.7200024097567303E-6,5.5033611111111239E-5,7.0693712106578042E-3,4.6700128263993668E-2,null,1.9454435871659261E-2,1.4135894567550286E-2,4.7505233598007108E-4,3.1916135401198819E-6,2.6981157834207362E-5,7.0693712106578042E-3,3.4095555546563946E-2]
[2004,9,6,23,1.7568656339684751E-2,1.2941794623911424E-2,1.1896116666689938E-3,1.7200024097567303E-6,5.5033611111111239E-5,5.4351794419463997E-3,3.7191995685732435E-2,null,1.335720743089211E-2,1.4296858720415716E-2,4.7505233598007108E-4,3.1916135401198819E-6,2.6981157834207362E-5,5.4351794419463997E-3,2.8159291258662223E-2]
[2004,9,7,2,1.1664940424087444E-2,1.4419839521954541E-2,1.1896116666689938E-3,1.7200024097567303E-6,5.5033611111111239E-5,7.1650502008007702E-3,3.4496195427032618E-2,null,8.8686935358615153E-3,1.592966156606674E-2,4.7505233598007108E-4,3.1916135401198819E-6,2.6981157834207362E-5,7.1650502008007702E-3,2.5303580209282653E-2]
[2004,9,7,6,1.4028474607567886E-2,1.6464827806787787E-2,1.1896116666689938E-3,1.7200024097567303E-6,5.5033611111111239E-5,9.5966287012759308E-3,4.133629639582146E-2,null,1.0665656021116602E-2,1.8188769320654941E-2,4.7505233598007108E-4,3.1916135401198819E-6,2.6981157834207362E-5,9.5966287012759308E-3,2.9359650449125942E-2]
[2004,9,7,9,2.0492864721245865E-2,2.0965175194822029E-2,0,0,5.5033611111111239E-5,1.1601589814278916E-2,5.3114663341457917E-2,null,1.5580442786429036E-2,2.3160323318323895E-2,0,0,2.6981157834207362E-5,1.1601589814278916E-2,3.8767747262587138E-2]
[2004,9,7,13,2.0287307638465195E-2,2.2447314544914203E-2,0,0,5.5033611111111239E-5,1.0528855494169242E-2,5.3318511288659748E-2,null,1.5424160567658074E-2,2.4797649323566307E-2,0,0,2.6981157834207362E-5,1.0528855494169242E-2,4.024879104905859E-2]
[2004,9,7,14,2.0400320792096052E-2,2.2353739186531264E-2,0,0,5.5033611111111239E-5,9.9370773982902123E-3,5.274617098802864E-2,null,1.5510082911762263E-2,2.4694276204351343E-2,0,0,2.6981157834207362E-5,9.9370773982902123E-3,4.0231340273947813E-2]
[2004,9,7,17,2.2517399318060249E-2,2.1551911506328285E-2,0,0,5.5033611111111239E-5,1.0450856503546532E-2,5.4575200939046171E-2,null,1.7119668555196761E-2,{"$f":"F6019*W$5","v":2.380849356020396E-2},{"$f":"G6019*X$5","v":0},{"$f":"H6019*Y$5","v":0},{"$f":"I6019*Z$5","v":2.6981157834207362E-5},{"$f":"J6019","v":1.0450856503546532E-2},4.0955143273234927E-2]
[2004,9,7,21,2.4900447365467614E-2,1.7673561777007928E-2,1.1896116666689938E-3,1.7200024097567303E-6,5.5033611111111239E-5,5.4839072318804962E-3,4.9304281654545895E-2,null,1.8931467162418752E-2,1.9524063173245967E-2,4.7505233598007108E-4,3.1916135401198819E-6,2.6981157834207362E-5,5.4839072318804962E-3,3.8960755443019121E-2]
[2004,9,7,24,1.3046914573483337E-2,1.6186383224348247E-2,1.1896116666689938E-3,1.7200024097567303E-6,5.5033611111111239E-5,6.3473444500854789E-3,3.6827007528106928E-2,null,9.9193894468467513E-3,1.7881170338265889E-2,4.7505233598007108E-4,3.1916135401198819E-6,2.6981157834207362E-5,6.3473444500854789E-3,2.8305784892467038E-2]
[2004,9,8,4,1.0248455239706251E-2,1.5124073391033823E-2,1.1896116666689938E-3,1.7200024097567303E-6,5.5033611111111239E-5,7.1618937780993314E-3,3.3780787689029271E-2,null,7.7917593603191778E-3,1.6707631888185425E-2,4.7505233598007108E-4,3.1916135401198819E-6,2.6981157834207362E-5,7.1618937780993314E-3,2.5004616355858999E-2]
[2004,9,8,6,1.3191636354144432E-2,1.7232406262231249E-2,1.1896116666689938E-3,1.7200024097567303E-6,5.5033611111111239E-5,9.2161791660694114E-3,4.0886587062634955E-2,null,1.0029419423339138E-2,1.9036716692191379E-2,4.7505233598007108E-4,3.1916135401198819E-6,2.6981157834207362E-5,9.2161791660694114E-3,2.9571361222884913E-2]
[2004,9,8,11,1.9585261724305456E-2,2.1648779875806053E-2,0,0,5.5033611111111239E-5,1.3022523299323487E-2,5.4311598510546108E-2,null,1.4890404728843017E-2,2.3915504483584083E-2,0,0,2.6981157834207362E-5,1.3022523299323487E-2,3.883289037026131E-2]
[2004,9,8,12,2.0010508363250825E-2,2.1708004841308064E-2,0,0,5.5033611111111239E-5,1.1482269737799087E-2,5.3255816553469087E-2,null,1.5213713891243361E-2,2.398093056930942E-2,0,0,2.6981157834207362E-5,1.1482269737799087E-2,3.9221625618386984E-2]
[2004,9,8,15,1.8236045645509662E-2,2.182407963549917E-2,0,0,5.5033611111111239E-5,1.083630924698497E-2,5.0951468139104908E-2,null,1.3864614327737494E-2,2.4109158916441855E-2,0,0,2.6981157834207362E-5,1.083630924698497E-2,3.8000754402013552E-2]
[2004,9,8,18,2.3397772001207576E-2,1.9505130304623905E-2,0,0,5.5033611111111239E-5,8.9352138260594596E-3,5.1893149743002048E-2,null,1.7789003780266165E-2,2.1547405162285451E-2,0,0,2.6981157834207362E-5,8.9352138260594596E-3,3.9363390100385823E-2]
[2004,9,8,22,1.9263121826427556E-2,1.7180463612889354E-2,1.1896116666689938E-3,1.7200024097567303E-6,5.5033611111111239E-5,6.3185767140383139E-3,4.400852743354508E-2,null,1.4645486201522177E-2,1.897933541387677E-2,4.7505233598007108E-4,3.1916135401198819E-6,2.6981157834207362E-5,6.3185767140383139E-3,3.4130046722753347E-2]
[2004,9,9,1,1.2152720343447002E-2,1.551894375245799E-2,1.1896116666689938E-3,1.7200024097567303E-6,5.5033611111111239E-5,6.4775884551196566E-3,3.5395617831214511E-2,null,9.2395458900505056E-3,1.7143846952186695E-2,4.7505233598007108E-4,3.1916135401198819E-6,2.6981157834207362E-5,6.4775884551196566E-3,2.68886179495916E-2]
[2004,9,9,3,1.1223668992413855E-2,1.4527501363089397E-2,1.1896116666689938E-3,1.7200024097567303E-6,5.5033611111111239E-5,7.2576360644684458E-3,3.4255171700161562E-2,null,8.5332009442694694E-3,1.60485960861248E-2,4.7505233598007108E-4,3.1916135401198819E-6,2.6981157834207362E-5,7.2576360644684458E-3,2.5087022137748667E-2]
[2004,9,9,9,2.1033224782854736E-2,2.1385177135284601E-2,0,0,5.5033611111111239E-5,1.123267859507409E-2,5.3706114124324536E-2,null,1.5991271098550763E-2,2.3624301350705857E-2,0,0,2.6981157834207362E-5,1.123267859507409E-2,3.9642553607090826E-2]
[2004,9,9,12,2.1113885686608647E-2,2.2094975492029132E-2,0,0,5.5033611111111239E-5,1.1177222068287617E-2,5.4441116858036508E-2,null,1.6052596472681424E-2,2.4408418787371898E-2,0,0,2.6981157834207362E-5,1.1177222068287617E-2,4.0487996417887528E-2]
[2004,9,9,13,2.1142906638949813E-2,2.1900000719745794E-2,0,0,5.5033611111111239E-5,1.0814288082791633E-2,5.3912229052598348E-2,null,1.6074660703022554E-2,2.4193029279626979E-2,0,0,2.6981157834207362E-5,1.0814288082791633E-2,4.029467114048374E-2]
[2004,9,9,16,2.1549388364156416E-2,2.1979872289398406E-2,0,0,5.5033611111111239E-5,1.0566898514896957E-2,5.4151192779562887E-2,null,1.6383703159968295E-2,2.4281263761805474E-2,0,0,2.6981157834207362E-5,1.0566898514896957E-2,4.0691948079607972E-2]
[2004,9,9,19,2.4303782748021495E-2,1.9707189093792859E-2,1.1896116666689938E-3,1.7200024097567303E-6,5.5033611111111239E-5,7.3717526102807969E-3,5.2629089732285E-2,null,1.847783127201208E-2,2.1770620415340804E-2,4.7505233598007108E-4,3.1916135401198819E-6,2.6981157834207362E-5,7.3717526102807969E-3,4.0753676794707289E-2]
[2004,9,9,24,1.3486763396023695E-2,1.6256441560603064E-2,1.1896116666689938E-3,1.7200024097567303E-6,5.5033611111111239E-5,6.2475183749710452E-3,3.7237088611787671E-2,null,1.0253800448309293E-2,1.7958564097379628E-2,4.7505233598007108E-4,3.1916135401198819E-6,2.6981157834207362E-5,6.2475183749710452E-3,2.8717589653043319E-2]
[2004,9,10,3,1.1746205928611629E-2,1.4917982192128348E-2,1.1896116666689938E-3,1.7200024097567303E-6,5.5033611111111239E-5,6.4575641367007799E-3,3.4368117537630624E-2,null,8.9304785796302695E-3,1.6479962013960351E-2,4.7505233598007108E-4,3.1916135401198819E-6,2.6981157834207362E-5,6.4575641367007799E-3,2.5915665700945018E-2]
[2004,9,10,7,1.8985106119745621E-2,1.9206729933419743E-2,0,0,5.5033611111111239E-5,1.0331720138421142E-2,4.8578589802697622E-2,null,1.4434114689017351E-2,2.121776093030674E-2,0,0,2.6981157834207362E-5,1.0331720138421142E-2,3.5678856777158298E-2]
[2004,9,10,10,2.042264790362008E-2,2.2118615955490851E-2,0,0,5.5033611111111239E-5,1.1875140026039286E-2,5.4471437496261328E-2,null,{"$f":"E6084*V$5","v":1.552705790712861E-2},2.4434534513669462E-2,0,0,2.6981157834207362E-5,1.1875140026039286E-2,{"$f":"SUM(M6084:Q6084)","v":3.998857357863228E-2}]
[2004,9,10,13,2.0758642695069478E-2,2.2171619875050792E-2,0,0,5.5033611111111239E-5,9.6090777168386515E-3,5.2594373898070028E-2,null,1.5782510119199684E-2,2.449308818196649E-2,0,0,2.6981157834207362E-5,9.6090777168386515E-3,4.0302579459000377E-2]
[2004,9,10,14,2.1549652853938162E-2,2.1851384909883472E-2,0,0,5.5033611111111239E-5,8.6560083740105879E-3,5.211207974894333E-2,null,1.638390424790637E-2,2.4139323175846286E-2,0,0,2.6981157834207362E-5,8.6560083740105879E-3,4.0550208581586859E-2]
[2004,9,10,17,2.6604567136257574E-2,1.9261191991851161E-2,0,0,5.5033611111111239E-5,5.8697588229086502E-3,5.1790551562128501E-2,null,2.0227085952235335E-2,2.1277925411172353E-2,0,0,2.6981157834207362E-5,5.8697588229086502E-3,4.1531992521241894E-2]
[2004,9,10,22,1.9492517857373319E-2,1.6380513256106354E-2,1.1896116666689938E-3,1.7200024097567303E-6,5.5033611111111239E-5,6.8857193548409953E-3,4.4005115748510522E-2,null,1.4819892844234211E-2,1.8095626657353779E-2,4.7505233598007108E-4,3.1916135401198819E-6,2.6981157834207362E-5,6.8857193548409953E-3,3.3420744608942392E-2]
[2004,9,11,1,1.2136293499044106E-2,1.3805515558875775E-2,1.1896116666689938E-3,1.7200024097567303E-6,5.5033611111111239E-5,5.8948004136599929E-3,3.3082974751769738E-2,null,9.2270567865082587E-3,1.5251015121432577E-2,4.7505233598007108E-4,3.1916135401198819E-6,2.6981157834207362E-5,5.8948004136599929E-3,2.4983297015295235E-2]
[2004,9,11,4,1.0455473877943726E-2,1.2910598305396799E-2,1.1896116666689938E-3,1.7200024097567303E-6,5.5033611111111239E-5,6.4693237705290407E-3,3.1081761234059431E-2,null,7.9491527795730252E-3,1.4262396007062451E-2,4.7505233598007108E-4,3.1916135401198819E-6,2.6981157834207362E-5,6.4693237705290407E-3,2.2716773893989874E-2]
[2004,9,11,8,1.6332316806485767E-2,1.6157428171547871E-2,0,0,5.5033611111111239E-5,8.4468194099811943E-3,4.0991597999125946E-2,null,1.241723551268408E-2,1.784918356122615E-2,0,0,2.6981157834207362E-5,8.4468194099811943E-3,3.0293400231744434E-2]
[2004,9,11,11,2.2414574594972314E-2,1.6453190562172818E-2,0,0,5.5033611111111239E-5,8.2087240327489621E-3,4.7131522801005202E-2,null,1.7041492334502684E-2,1.8175913604195976E-2,0,0,2.6981157834207362E-5,8.2087240327489621E-3,3.5244387096532867E-2]
[2004,9,11,14,1.8974433295734134E-2,1.5875945943452582E-2,0,0,5.5033611111111239E-5,7.7834087461084367E-3,4.268882159640626E-2,null,1.4426000287924946E-2,1.7538228878020871E-2,0,0,2.6981157834207362E-5,7.7834087461084367E-3,3.1991210323780023E-2]
[2004,9,11,16,1.7996507302565353E-2,1.5649444346675156E-2,0,0,5.5033611111111239E-5,9.8159548967951538E-3,4.3516940157146772E-2,null,1.3682496624909418E-2,1.7288011545480885E-2,0,0,2.6981157834207362E-5,9.8159548967951538E-3,3.099748932822451E-2]
[2004,9,11,19,1.9976511315876161E-2,1.4130334831569571E-2,1.1896116666689938E-3,1.7200024097567303E-6,5.5033611111111239E-5,8.3657554293472564E-3,4.3718966856982844E-2,null,1.5187866404387152E-2,1.5609844432692956E-2,4.7505233598007108E-4,3.1916135401198819E-6,2.6981157834207362E-5,8.3657554293472564E-3,3.1302935944434507E-2]
[2004,9,11,23,1.7765300838184572E-2,1.1065292579459511E-2,1.1896116666689938E-3,1.7200024097567303E-6,5.5033611111111239E-5,5.1625701044014909E-3,3.5239528802235437E-2,null,1.3506713534592979E-2,1.2223878473261096E-2,4.7505233598007108E-4,3.1916135401198819E-6,2.6981157834207362E-5,5.1625701044014909E-3,2.6235817115208473E-2]
[2004,9,12,2,1.1435743679842842E-2,1.0368134684923487E-2,1.1896116666689938E-3,1.7200024097567303E-6,5.5033611111111239E-5,5.8660572745826544E-3,2.8916300919538847E-2,null,8.694438408083472E-3,1.1453725012041076E-2,4.7505233598007108E-4,3.1916135401198819E-6,2.6981157834207362E-5,5.8660572745826544E-3,2.0653388527478948E-2]
[2004,9,12,5,1.020804171555585E-2,1.0469786865525882E-2,1.1896116666689938E-3,1.7200024097567303E-6,5.5033611111111239E-5,6.5410609911881216E-3,2.846525485245972E-2,null,7.7610335145485519E-3,1.1566020633083422E-2,4.7505233598007108E-4,3.1916135401198819E-6,2.6981157834207362E-5,6.5410609911881216E-3,1.983227925498637E-2]
[2004,9,12,9,1.8470096755124909E-2,1.3275450266072117E-2,0,0,5.5033611111111239E-5,8.6073697271670507E-3,4.0407950359475191E-2,null,1.4042560162644605E-2,1.4665449608763417E-2,0,0,2.6981157834207362E-5,8.6073697271670507E-3,2.8734990929242227E-2]
[2004,9,12,11,2.0087405402199342E-2,1.4038798175407197E-2,0,0,5.5033611111111239E-5,8.798773734460464E-3,4.2980010923178116E-2,null,1.5272177650804564E-2,1.5508723476989117E-2,0,0,2.6981157834207362E-5,8.798773734460464E-3,3.0807882285627888E-2]
[2004,9,12,16,2.1096809911186995E-2,1.4242203646447465E-2,0,0,5.5033611111111239E-5,8.7610621769498923E-3,4.4155109345695463E-2,null,1.6039613995823754E-2,1.5733426415563752E-2,0,0,2.6981157834207362E-5,8.7610621769498923E-3,3.1800021569221716E-2]
[2004,9,12,17,2.4957386958185727E-2,1.3281936917931541E-2,0,0,5.5033611111111239E-5,6.6012332855117347E-3,4.4895590772740114E-2,null,1.8974757550497455E-2,1.4672615442243062E-2,0,0,2.6981157834207362E-5,6.6012332855117347E-3,3.3674354150574723E-2]
[2004,9,12,20,2.3659369268449713E-2,1.3127852467922944E-2,1.1896116666689938E-3,1.7200024097567303E-6,5.5033611111111239E-5,7.8252726079043287E-3,4.5858859624466841E-2,null,1.7987892579406424E-2,1.4502397657399241E-2,4.7505233598007108E-4,3.1916135401198819E-6,2.6981157834207362E-5,7.8252726079043287E-3,3.2995515344160065E-2]
[2004,9,12,24,1.3829762547886312E-2,1.2617462794041539E-2,1.1896116666689938E-3,1.7200024097567303E-6,5.5033611111111239E-5,5.9587019445958584E-3,3.3652292566713572E-2,null,1.0514577979127068E-2,1.3938567889434948E-2,4.7505233598007108E-4,3.1916135401198819E-6,2.6981157834207362E-5,5.9587019445958584E-3,2.4958370975916414E-2]
[2004,9,13,3,1.0809274123337638E-2,1.2918059502415421E-2,1.1896116666689938E-3,1.7200024097567303E-6,5.5033611111111239E-5,7.0350071533673824E-3,3.2008706059310305E-2,null,8.2181422330323776E-3,1.4270638424962002E-2,4.7505233598007108E-4,3.1916135401198819E-6,2.6981157834207362E-5,7.0350071533673824E-3,2.2994005765348779E-2]
[2004,9,13,8,1.953754985397527E-2,1.8843331285152209E-2,0,0,5.5033611111111239E-5,1.2117281912270421E-2,5.0553196662509008E-2,null,1.485413005099662E-2,2.0816312809358212E-2,0,0,2.6981157834207362E-5,1.2117281912270421E-2,3.5697424018189039E-2]
[2004,9,13,11,2.0834447645405936E-2,2.1354762548404627E-2,0,0,5.5033611111111239E-5,1.2274257844341045E-2,5.4518501649262717E-2,null,1.5840143578831161E-2,2.3590702219804846E-2,0,0,2.6981157834207362E-5,1.2274257844341045E-2,3.9457826956470217E-2]
[2004,9,13,14,2.5180309699860536E-2,2.0821533111011172E-2,0,0,5.5033611111111239E-5,7.7231435279739415E-3,5.3780019949956757E-2,null,1.9144242640537473E-2,2.3001641262378147E-2,0,0,2.6981157834207362E-5,7.7231435279739415E-3,4.2172865060749826E-2]
[2004,9,13,15,2.0810670338935126E-2,2.1899829040892126E-2,0,0,5.5033611111111239E-5,1.0854091974235626E-2,5.3619624965173987E-2,null,1.5822066020221223E-2,2.4192839625225292E-2,0,0,2.6981157834207362E-5,1.0854091974235626E-2,4.0041886803280725E-2]
[2004,9,13,18,2.2985837664356031E-2,2.1056517920557571E-2,0,0,5.5033611111111239E-5,8.558756198448229E-3,5.2656145394472942E-2,null,1.7475815777789033E-2,2.3261230038213107E-2,0,0,2.6981157834207362E-5,8.558756198448229E-3,4.0764026973836347E-2]
[2004,9,13,21,2.280036306280997E-2,1.9170577314557902E-2,1.1896116666689938E-3,1.7200024097567303E-6,5.5033611111111239E-5,6.0727886762439445E-3,4.9290094333801673E-2,null,1.7334801992892081E-2,2.1177822969671373E-2,4.7505233598007108E-4,3.1916135401198819E-6,2.6981157834207362E-5,6.0727886762439445E-3,3.9017850069917856E-2]
[2004,9,14,1,1.2181483016650023E-2,1.6581288513287794E-2,1.1896116666689938E-3,1.7200024097567303E-6,5.5033611111111239E-5,5.9619905164028913E-3,3.5971127326530572E-2,null,9.2614137543203471E-3,1.8317423986850469E-2,4.7505233598007108E-4,3.1916135401198819E-6,2.6981157834207362E-5,5.9619905164028913E-3,2.8084062848525212E-2]
[2004,9,14,5,1.0940328297040084E-2,1.7115274398990011E-2,1.1896116666689938E-3,1.7200024097567303E-6,5.5033611111111239E-5,7.488623014641883E-3,3.6790590990861842E-2,null,8.3177809162066629E-3,1.8907320596125612E-2,4.7505233598007108E-4,3.1916135401198819E-6,2.6981157834207362E-5,7.488623014641883E-3,2.7730326619686673E-2]
[2004,9,14,8,1.9144016217367731E-2,2.1540679374211797E-2,0,0,5.5033611111111239E-5,1.1000272232450868E-2,5.1740001435141507E-2,null,1.455493184747057E-2,2.3796085373343864E-2,0,0,2.6981157834207362E-5,1.1000272232450868E-2,3.8377998378648644E-2]
[2004,9,14,12,2.1840790029465179E-2,2.3322928265068602E-2,0,0,5.5033611111111239E-5,1.0107546304826959E-2,5.5326298210471844E-2,null,1.6605251832443858E-2,2.5764943737864587E-2,0,0,2.6981157834207362E-5,1.0107546304826959E-2,4.2397176728142652E-2]
[2004,9,14,15,1.9835702776522905E-2,2.3559413585605201E-2,0,0,5.5033611111111239E-5,9.4822134218534859E-3,5.2932363395092698E-2,null,1.5080811611361579E-2,2.6026190134938239E-2,0,0,2.6981157834207362E-5,9.4822134218534859E-3,4.1133982904134024E-2]
[2004,9,14,16,2.2162364434551305E-2,2.3354575254232186E-2,0,0,5.5033611111111239E-5,9.4596851190039601E-3,5.5031658418898566E-2,null,1.6849740423384E-2,2.579990430911043E-2,0,0,2.6981157834207362E-5,9.4596851190039601E-3,4.2676625890328633E-2]
[2004,9,14,19,2.4972511767453381E-2,2.0823597683367889E-2,1.1896116666689938E-3,1.7200024097567303E-6,5.5033611111111239E-5,6.4423349442954822E-3,5.348480967530661E-2,null,1.8986256734660128E-2,2.3003922004745013E-2,4.7505233598007108E-4,3.1916135401198819E-6,2.6981157834207362E-5,6.4423349442954822E-3,4.2495403846759539E-2]
[2004,9,14,22,2.0981739266958097E-2,1.8551906302188139E-2,1.1896116666689938E-3,1.7200024097567303E-6,5.5033611111111239E-5,4.9394817685273085E-3,4.57194926178634E-2,null,1.5952127369956989E-2,2.0494374320136722E-2,4.7505233598007108E-4,3.1916135401198819E-6,2.6981157834207362E-5,4.9394817685273085E-3,3.6951726797448112E-2]
[2004,9,15,3,1.0754687621937636E-2,1.6087293326559515E-2,1.1896116666689938E-3,1.7200024097567303E-6,5.5033611111111239E-5,6.4542648415102368E-3,3.4542611070197252E-2,null,8.1766408678722244E-3,1.7771705282570407E-2,4.7505233598007108E-4,3.1916135401198819E-6,2.6981157834207362E-5,6.4542648415102368E-3,2.6453571257797029E-2]
[2004,9,15,6,1.3841008793591169E-2,1.8271312438626099E-2,1.1896116666689938E-3,1.7200024097567303E-6,5.5033611111111239E-5,8.7886218946930262E-3,4.2147308407100147E-2,null,1.0523128344834844E-2,2.0184401017226305E-2,4.7505233598007108E-4,3.1916135401198819E-6,2.6981157834207362E-5,8.7886218946930262E-3,3.1212754469415547E-2]
[2004,9,15,10,2.1031046808425321E-2,2.3310243874303686E-2,0,0,5.5033611111111239E-5,1.0775692118235189E-2,5.5172016412075302E-2,null,1.5989615214590691E-2,2.5750931234344753E-2,0,0,2.6981157834207362E-5,1.0775692118235189E-2,4.1767527606769654E-2]
[2004,9,15,13,2.1602978314337152E-2,2.3484620319607911E-2,0,0,5.5033611111111239E-5,9.2219763379311776E-3,5.4364608582987348E-2,null,1.6424446860962567E-2,2.5943565677644959E-2,0,0,2.6981157834207362E-5,9.2219763379311776E-3,4.2394993696441736E-2]
[2004,9,15,16,2.236102562265507E-2,2.2992604724149213E-2,0,0,5.5033611111111239E-5,9.1969113503579305E-3,5.4605575308273327E-2,null,1.7000779788413609E-2,2.540003383674265E-2,0,0,2.6981157834207362E-5,9.1969113503579305E-3,4.2427794782990462E-2]
[2004,9,15,19,2.5457257441733931E-2,1.9978514333565806E-2,1.1896116666689938E-3,1.7200024097567303E-6,5.5033611111111239E-5,6.3885668504491001E-3,5.3070703905938696E-2,null,1.9354802194108119E-2,2.2070354627870315E-2,4.7505233598007108E-4,3.1916135401198819E-6,2.6981157834207362E-5,6.3885668504491001E-3,4.1930381929332836E-2]
[2004,9,15,21,2.6493719760479068E-2,1.8339052417597226E-2,1.1896116666689938E-3,1.7200024097567303E-6,5.5033611111111239E-5,4.1924839890782658E-3,5.0271621447344421E-2,null,2.0142810219201664E-2,2.0259233676623079E-2,4.7505233598007108E-4,3.1916135401198819E-6,2.6981157834207362E-5,4.1924839890782658E-3,4.0907269003179147E-2]
[2004,9,15,24,1.3851469517592804E-2,1.704127288997815E-2,1.1896116666689938E-3,1.7200024097567303E-6,5.5033611111111239E-5,5.4104369815187788E-3,3.7549544669279594E-2,null,1.0531081489211147E-2,1.8825570796334679E-2,4.7505233598007108E-4,3.1916135401198819E-6,2.6981157834207362E-5,5.4104369815187788E-3,2.9861877392900225E-2]
[2004,9,16,4,1.0230292680520123E-2,1.528526988686179E-2,1.1896116666689938E-3,1.7200024097567303E-6,5.5033611111111239E-5,6.5511380073873414E-3,3.3313065854959113E-2,null,7.7779506167343325E-3,1.6885706382028846E-2,4.7505233598007108E-4,3.1916135401198819E-6,2.6981157834207362E-5,6.5511380073873414E-3,2.5168882106117577E-2]
[2004,9,16,7,1.6912691353806027E-2,1.9742637258679158E-2,0,0,5.5033611111111239E-5,9.9052055906172342E-3,4.6615567814213534E-2,null,1.2858486287147456E-2,2.1809780162501454E-2,0,0,2.6981157834207362E-5,9.9052055906172342E-3,3.4695247607483118E-2]
[2004,9,16,11,1.9694731101096222E-2,2.3128882304573856E-2,0,0,5.5033611111111239E-5,1.0680966959961732E-2,5.3559613976742915E-2,null,1.4973632788226355E-2,2.5550580292679405E-2,0,0,2.6981157834207362E-5,1.0680966959961732E-2,4.0551194238739964E-2]
[2004,9,16,12,2.0402142241211549E-2,2.2675511409676344E-2,0,0,5.5033611111111239E-5,9.3857595902991867E-3,5.2518446852298187E-2,null,1.5511467734436809E-2,2.504973942627264E-2,0,0,2.6981157834207362E-5,9.3857595902991867E-3,4.0588188318543654E-2]
[2004,9,16,18,2.4018403210056855E-2,2.0817034235316067E-2,0,0,5.5033611111111239E-5,6.2841765100068829E-3,5.1174647566490913E-2,null,1.8260861140009702E-2,2.2996671334166274E-2,0,0,2.6981157834207362E-5,6.2841765100068829E-3,4.1284513632010182E-2]
[2004,9,16,19,2.36070082134534E-2,2.0159345425802701E-2,1.1896116666689938E-3,1.7200024097567303E-6,5.5033611111111239E-5,5.7576972342259858E-3,5.0770416153671942E-2,null,1.7948083190494516E-2,2.2270119548663658E-2,4.7505233598007108E-4,3.1916135401198819E-6,2.6981157834207362E-5,5.7576972342259858E-3,4.0723427846512575E-2]
[2004,9,16,22,1.9966549386495835E-2,1.7762760189445583E-2,1.1896116666689938E-3,1.7200024097567303E-6,5.5033611111111239E-5,4.4235215186518998E-3,4.3399196374783178E-2,null,1.5180292486691218E-2,1.9622601060592004E-2,4.7505233598007108E-4,3.1916135401198819E-6,2.6981157834207362E-5,4.4235215186518998E-3,3.5308118654637621E-2]
[2004,9,17,1,1.157649934483417E-2,1.6457712917312021E-2,1.1896116666689938E-3,1.7200024097567303E-6,5.5033611111111239E-5,5.8101803934369218E-3,3.5090757935772973E-2,null,8.801453001459944E-3,1.8180909470255333E-2,4.7505233598007108E-4,3.1916135401198819E-6,2.6981157834207362E-5,5.8101803934369218E-3,2.7487587579069675E-2]
[2004,9,17,5,1.0871852868872845E-2,1.5830641639141847E-2,1.1896116666689938E-3,1.7200024097567303E-6,5.5033611111111239E-5,7.6134806709621311E-3,3.5562340459166689E-2,null,8.2657199913263157E-3,1.7488181009314888E-2,4.7505233598007108E-4,3.1916135401198819E-6,2.6981157834207362E-5,7.6134806709621311E-3,2.6259126107995603E-2]
[2004,9,17,9,2.0414299649772573E-2,2.1996275610627267E-2,0,0,5.5033611111111239E-5,1.0969349179838899E-2,5.3434958051349846E-2,null,1.5520710844714109E-2,2.4299384584532898E-2,0,0,2.6981157834207362E-5,1.0969349179838899E-2,3.9847076587081212E-2]
[2004,9,17,13,1.9992567545814161E-2,2.2674530433489326E-2,0,0,5.5033611111111239E-5,9.5448999591629616E-3,5.2267031549577556E-2,null,1.5200073734856445E-2,2.5048655737467382E-2,0,0,2.6981157834207362E-5,9.5448999591629616E-3,4.0275710630158036E-2]
[2004,9,17,16,2.2340000657075296E-2,2.1467391757270089E-2,0,0,5.5033611111111239E-5,7.2366757517660319E-3,5.1099101777222523E-2,null,1.6984794796673402E-2,2.3715124213333209E-2,0,0,2.6981157834207362E-5,7.2366757517660319E-3,4.0726900167840814E-2]
[2004,9,17,19,2.4467489100057055E-2,1.8858973762622709E-2,1.1896116666689938E-3,1.7200024097567303E-6,5.5033611111111239E-5,5.4773426136853296E-3,5.0050170756554949E-2,null,1.860229495663401E-2,2.0833593124564256E-2,4.7505233598007108E-4,3.1916135401198819E-6,2.6981157834207362E-5,5.4773426136853296E-3,3.9941113188552667E-2]
[2004,9,17,20,2.2337412995073712E-2,1.8897056224409105E-2,1.1896116666689938E-3,1.7200024097567303E-6,5.5033611111111239E-5,6.7716135577698443E-3,4.925244805744252E-2,null,1.6982827432895097E-2,2.0875662991356899E-2,4.7505233598007108E-4,3.1916135401198819E-6,2.6981157834207362E-5,6.7716135577698443E-3,3.8363715531606397E-2]
[2004,9,17,23,1.618083371772968E-2,1.5440577551412427E-2,1.1896116666689938E-3,1.7200024097567303E-6,5.5033611111111239E-5,6.124525428027488E-3,3.899230197735945E-2,null,1.2302065006774826E-2,1.7057275457478066E-2,4.7505233598007108E-4,3.1916135401198819E-6,2.6981157834207362E-5,6.124525428027488E-3,2.9864565571607288E-2]
[2004,9,18,3,1.1407355325514162E-2,1.3428915529090361E-2,1.1896116666689938E-3,1.7200024097567303E-6,5.5033611111111239E-5,5.678900772657253E-3,3.1761536907451642E-2,null,8.672855133298062E-3,1.4834983374954504E-2,4.7505233598007108E-4,3.1916135401198819E-6,2.6981157834207362E-5,5.678900772657253E-3,2.4013063615606966E-2]
[2004,9,18,6,1.2233188764776507E-2,1.4138443184846515E-2,1.1896116666689938E-3,1.7200024097567303E-6,5.5033611111111239E-5,6.330564345909684E-3,3.3948561575722569E-2,null,9.300724922445075E-3,1.5618801767021342E-2,4.7505233598007108E-4,3.1916135401198819E-6,2.6981157834207362E-5,6.330564345909684E-3,2.5424751796820817E-2]
[2004,9,18,10,2.2379304439417633E-2,1.4989037263344749E-2,0,0,5.5033611111111239E-5,9.8478317402619225E-3,4.7271207054135414E-2,null,{"$f":"E6276*V$5","v":1.7014676921032531E-2},1.6558456870668477E-2,0,0,2.6981157834207362E-5,9.8478317402619225E-3,{"$f":"SUM(M6276:Q6276)","v":3.3600114949535215E-2}]
[2004,9,18,14,2.1527383025999134E-2,1.3973602422972015E-2,0,0,5.5033611111111239E-5,7.6216271047506315E-3,4.317764616483289E-2,null,1.6366972804460696E-2,1.5436701436088015E-2,0,0,2.6981157834207362E-5,7.6216271047506315E-3,3.1830655398382916E-2]
[2004,9,18,17,2.2986099625959707E-2,1.3498334289796609E-2,0,0,5.5033611111111239E-5,8.4309812783113156E-3,4.4970448805178739E-2,null,1.7476014943588147E-2,1.4911670592083563E-2,0,0,2.6981157834207362E-5,8.4309812783113156E-3,3.2414666693505914E-2]
[2004,9,18,20,2.531038233009536E-2,1.2001170473166248E-2,1.1896116666689938E-3,1.7200024097567303E-6,5.5033611111111239E-5,6.1349334696391518E-3,4.4692851553090614E-2,null,1.9243135069732742E-2,1.3257746991091241E-2,4.7505233598007108E-4,3.1916135401198819E-6,2.6981157834207362E-5,6.1349334696391518E-3,3.3006107168178381E-2]
[2004,9,18,21,2.5268832970338946E-2,1.1009977614092429E-2,1.1896116666689938E-3,1.7200024097567303E-6,5.5033611111111239E-5,4.8620937971822738E-3,4.2387269661803506E-2,null,1.9211545663795446E-2,1.2162771782268123E-2,4.7505233598007108E-4,3.1916135401198819E-6,2.6981157834207362E-5,4.8620937971822738E-3,3.1879542553417968E-2]
[2004,9,19,3,1.5101585190011545E-2,9.0288997322190319E-3,1.1896116666689938E-3,1.7200024097567303E-6,5.5033611111111239E-5,7.5696127614867763E-3,3.2946462963907214E-2,null,1.1481527216320517E-2,9.9742661372353939E-3,4.7505233598007108E-4,3.1916135401198819E-6,2.6981157834207362E-5,7.5696127614867763E-3,2.1961018460910309E-2]
[2004,9,19,5,1.4708889298313358E-2,9.1612376411842802E-3,1.1896116666689938E-3,1.7200024097567303E-6,5.5033611111111239E-5,8.0210610825652492E-3,3.3137553302252751E-2,null,1.1182965938710258E-2,1.0120460420394214E-2,4.7505233598007108E-4,3.1916135401198819E-6,2.6981157834207362E-5,8.0210610825652492E-3,2.180865146645887E-2]
[2004,9,19,8,2.2283631603433225E-2,1.0558812153726045E-2,0,0,5.5033611111111239E-5,7.4192783979289672E-3,4.031675576619935E-2,null,1.6941938181595818E-2,1.166436726930576E-2,0,0,2.6981157834207362E-5,7.4192783979289672E-3,2.8633286608735785E-2]
[2004,9,19,11,2.6158950891333448E-2,1.266219792380483E-2,0,0,5.5033611111111239E-5,9.8248710769464724E-3,4.8701053503195854E-2,null,1.9888290058972757E-2,1.3987986988458784E-2,0,0,2.6981157834207362E-5,9.8248710769464724E-3,3.3903258205265747E-2]
[2004,9,19,15,2.512218048522314E-2,1.3279709042639847E-2,0,0,5.5033611111111239E-5,7.2935498403774567E-3,4.5750472979351552E-2,null,1.9100047799298952E-2,1.467015429838955E-2,0,0,2.6981157834207362E-5,7.2935498403774567E-3,3.3797183255522709E-2]
[2004,9,19,18,3.2934362230012761E-2,1.2400455327925292E-2,0,0,5.5033611111111239E-5,5.7234486751180716E-3,5.1113299844167237E-2,null,2.503954197776246E-2,1.369883876573157E-2,0,0,2.6981157834207362E-5,5.7234486751180716E-3,3.8765361901328239E-2]
[2004,9,19,20,2.977854507536741E-2,1.2804731613118361E-2,1.1896116666689938E-3,1.7200024097567303E-6,5.5033611111111239E-5,6.3569765657651555E-3,5.0186618534440786E-2,null,2.2640217662143108E-2,1.414544459601888E-2,4.7505233598007108E-4,3.1916135401198819E-6,2.6981157834207362E-5,6.3569765657651555E-3,3.729088736551639E-2]
[2004,9,19,23,2.1552282505952397E-2,1.3363594711606166E-2,1.1896116666689938E-3,1.7200024097567303E-6,5.5033611111111239E-5,6.1794427161350916E-3,4.2341685213883512E-2,null,1.6385903536112939E-2,1.4762823174131341E-2,4.7505233598007108E-4,3.1916135401198819E-6,2.6981157834207362E-5,6.1794427161350916E-3,3.1653951817598683E-2]
[2004,9,20,2,1.310130322961298E-2,1.3834927265575711E-2,1.1896116666689938E-3,1.7200024097567303E-6,5.5033611111111239E-5,6.6617130039669029E-3,3.4844308779345454E-2,null,9.9607403929728982E-3,1.528350636608874E-2,4.7505233598007108E-4,3.1916135401198819E-6,2.6981157834207362E-5,6.6617130039669029E-3,2.5749471866416036E-2]
[2004,9,20,6,1.4590057552796467E-2,1.5322403406037775E-2,1.1896116666689938E-3,1.7200024097567303E-6,5.5033611111111239E-5,7.2468481305730751E-3,3.840567436959718E-2,null,1.1092619799338248E-2,1.6926727947652365E-2,4.7505233598007108E-4,3.1916135401198819E-6,2.6981157834207362E-5,7.2468481305730751E-3,2.8524572854345013E-2]
[2004,9,20,9,2.3100814789120998E-2,1.999550268997979E-2,0,0,5.5033611111111239E-5,1.1207414830305273E-2,5.4358765920517173E-2,null,1.7563231302095476E-2,2.2089121741597655E-2,0,0,2.6981157834207362E-5,1.1207414830305273E-2,3.967933420152734E-2]
[2004,9,20,12,2.2243715703429576E-2,2.0318518858756508E-2,0,0,5.5033611111111239E-5,1.056464956293128E-2,5.3181917736228469E-2,null,1.6911590672609878E-2,2.244595915585226E-2,0,0,2.6981157834207362E-5,1.056464956293128E-2,3.9384530986296344E-2]
[2004,9,20,16,2.2492653977372035E-2,2.0334470881185146E-2,0,0,5.5033611111111239E-5,8.3375852934606115E-3,5.1219743763128898E-2,null,1.7100855013504678E-2,2.2463581426765581E-2,0,0,2.6981157834207362E-5,8.3375852934606115E-3,3.9591417598104466E-2]
[2004,9,20,17,2.5335823240358653E-2,1.9845916459608797E-2,0,0,5.5033611111111239E-5,8.3560739914412784E-3,5.3592847302519842E-2,null,1.9262477443392243E-2,2.1923873160216035E-2,0,0,2.6981157834207362E-5,8.3560739914412784E-3,4.1213331761442484E-2]
[2004,9,20,21,2.6566432691803053E-2,1.8309082463708382E-2,1.1896116666689938E-3,1.7200024097567303E-6,5.5033611111111239E-5,5.548742127560383E-3,5.1670622563261673E-2,null,2.0198092859366287E-2,2.0226125733786886E-2,4.7505233598007108E-4,3.1916135401198819E-6,2.6981157834207362E-5,5.548742127560383E-3,4.0929443700507578E-2]
[2004,9,20,24,1.6166387919742332E-2,1.6147428855902205E-2,1.1896116666689938E-3,1.7200024097567303E-6,5.5033611111111239E-5,7.3989455977476158E-3,4.0959127653582006E-2,null,1.229108206553612E-2,1.783813727226536E-2,4.7505233598007108E-4,3.1916135401198819E-6,2.6981157834207362E-5,7.3989455977476158E-3,3.0634444445155878E-2]
[2004,9,21,3,1.1838331329002505E-2,1.5194539627435303E-2,1.1896116666689938E-3,1.7200024097567303E-6,5.5033611111111239E-5,6.8605000775077618E-3,3.5139736314135431E-2,null,9.0005202526462838E-3,1.6785476256425517E-2,4.7505233598007108E-4,3.1916135401198819E-6,2.6981157834207362E-5,6.8605000775077618E-3,2.6291221616426198E-2]
[2004,9,21,7,2.0479273992920159E-2,1.8673271359050867E-2,0,0,5.5033611111111239E-5,1.0362368857679206E-2,4.9569947820761337E-2,null,1.5570109942876664E-2,2.0628446844232862E-2,0,0,2.6981157834207362E-5,1.0362368857679206E-2,3.622553794494373E-2]
[2004,9,21,10,2.2044105721506869E-2,2.2009926834126826E-2,0,0,5.5033611111111239E-5,1.2016690955053713E-2,5.6125757121798521E-2,null,1.6759829952708059E-2,2.4314465152522551E-2,0,0,2.6981157834207362E-5,1.2016690955053713E-2,4.1101276263064819E-2]
[2004,9,21,14,2.2508690358140755E-2,2.2141248388042954E-2,0,0,5.5033611111111239E-5,1.0005760596467139E-2,5.4710732953761956E-2,null,1.7113047252923962E-2,2.4459536663688046E-2,0,0,2.6981157834207362E-5,1.0005760596467139E-2,4.1599565074446211E-2]
[2004,9,21,18,2.6209298717273375E-2,2.0349753733461318E-2,0,0,5.5033611111111239E-5,7.803881611484831E-3,5.4417967673330632E-2,null,1.9926568817562561E-2,2.2480464462402209E-2,0,0,2.6981157834207362E-5,7.803881611484831E-3,4.2434014437798977E-2]
[2004,9,21,21,2.7360262259879177E-2,1.7836431251352231E-2,1.1896116666689938E-3,1.7200024097567303E-6,5.5033611111111239E-5,4.697589198476966E-3,5.114064798989823E-2,null,2.0801630546059893E-2,1.9703985813979787E-2,4.7505233598007108E-4,3.1916135401198819E-6,2.6981157834207362E-5,4.697589198476966E-3,4.1010841467394081E-2]
[2004,9,21,22,2.196093580579209E-2,1.7559331568854416E-2,1.1896116666689938E-3,1.7200024097567303E-6,5.5033611111111239E-5,5.3830957792928031E-3,4.6149728434129164E-2,null,1.6696597011341751E-2,1.9397872548604388E-2,4.7505233598007108E-4,3.1916135401198819E-6,2.6981157834207362E-5,5.3830957792928031E-3,3.6599694667300536E-2]
[2004,9,22,1,1.4047979902238392E-2,1.5905175201023084E-2,1.1896116666689938E-3,1.7200024097567303E-6,5.5033611111111239E-5,6.0241261332330438E-3,3.7223646516684389E-2,null,1.0680485627995879E-2,1.7570518570303267E-2,4.7505233598007108E-4,3.1916135401198819E-6,2.6981157834207362E-5,6.0241261332330438E-3,2.8756229305653542E-2]
[2004,9,22,4,1.286032670060235E-2,1.5430875489412238E-2,1.1896116666689938E-3,1.7200024097567303E-6,5.5033611111111239E-5,6.778532981972658E-3,3.6316100452177112E-2,null,9.7775292570876412E-3,1.7046557545956187E-2,4.7505233598007108E-4,3.1916135401198819E-6,2.6981157834207362E-5,6.778532981972658E-3,2.7329311910398228E-2]
[2004,9,22,7,2.2704976385621307E-2,1.7525941729982161E-2,0,0,5.5033611111111239E-5,1.0531813587884119E-2,5.0817765314598695E-2,null,1.7262280816046329E-2,1.9360986643447764E-2,0,0,2.6981157834207362E-5,1.0531813587884119E-2,3.6650248617328303E-2]
[2004,9,22,12,2.4610481145668557E-2,2.1001560394863495E-2,0,0,5.5033611111111239E-5,1.1585689743913869E-2,5.7252764895557036E-2,null,1.8711009839392924E-2,2.3200518212434317E-2,0,0,2.6981157834207362E-5,1.1585689743913869E-2,4.1938509209661447E-2]
[2004,9,22,16,2.4722368143650475E-2,2.1473902931531744E-2,0,0,5.5033611111111239E-5,1.0696561066829162E-2,5.6947865753122488E-2,null,1.8796075982868473E-2,2.3722317136820874E-2,0,0,2.6981157834207362E-5,1.0696561066829162E-2,4.254537427752355E-2]
[2004,9,22,19,2.8497705249706958E-2,1.9230237834635053E-2,1.1896116666689938E-3,1.7200024097567303E-6,5.5033611111111239E-5,6.3728468193640685E-3,5.5347155183895942E-2,null,2.1666412784507184E-2,2.124373021449456E-2,4.7505233598007108E-4,3.1916135401198819E-6,2.6981157834207362E-5,6.3728468193640685E-3,4.3415368106356142E-2]
[2004,9,22,22,2.3732780878578687E-2,1.7060033428787334E-2,1.1896116666689938E-3,1.7200024097567303E-6,5.5033611111111239E-5,5.272272454546781E-3,4.7311452042102659E-2,null,1.8043706415443134E-2,1.8846295647923516E-2,4.7505233598007108E-4,3.1916135401198819E-6,2.6981157834207362E-5,5.272272454546781E-3,3.7395227170721052E-2]
[2004,9,22,23,1.9326568984609917E-2,1.6294906065760974E-2,1.1896116666689938E-3,1.7200024097567303E-6,5.5033611111111239E-5,5.0424040909266164E-3,4.1910244421487358E-2,null,1.4693724201990551E-2,1.8001056009202838E-2,4.7505233598007108E-4,3.1916135401198819E-6,2.6981157834207362E-5,5.0424040909266164E-3,3.320000531854779E-2]
[2004,9,23,4,1.1311525779077899E-2,1.5486461632242432E-2,1.1896116666689938E-3,1.7200024097567303E-6,5.5033611111111239E-5,6.8642090220933502E-3,3.4908561713603542E-2,null,8.5999972490632785E-3,1.7107963807912147E-2,4.7505233598007108E-4,3.1916135401198819E-6,2.6981157834207362E-5,6.8642090220933502E-3,2.6213186164329823E-2]
[2004,9,23,6,1.4672358801310521E-2,1.7325786161679999E-2,1.1896116666689938E-3,1.7200024097567303E-6,5.5033611111111239E-5,9.007078358779147E-3,4.2251588601959524E-2,null,1.1155192304996548E-2,1.913987388704276E-2,4.7505233598007108E-4,3.1916135401198819E-6,2.6981157834207362E-5,9.007078358779147E-3,3.0800291299393708E-2]
[2004,9,23,10,2.1111415262002407E-2,2.1976738317240698E-2,0,0,5.5033611111111239E-5,1.2165337739000871E-2,5.5308524929355084E-2,null,1.6050718242880013E-2,2.4277801648669349E-2,0,0,2.6981157834207362E-5,1.2165337739000871E-2,4.0355501049383569E-2]
[2004,9,23,13,2.1450769939395441E-2,2.2589418021725361E-2,0,0,5.5033611111111239E-5,1.0403895800296518E-2,5.4499117372528431E-2,null,1.6308724929956209E-2,2.4954631673440357E-2,0,0,2.6981157834207362E-5,1.0403895800296518E-2,4.1290337761230776E-2]
[2004,9,23,17,2.3786223597835512E-2,2.1767832093222701E-2,0,0,5.5033611111111239E-5,1.0174546642140821E-2,5.5783635944310142E-2,null,1.8084338178793864E-2,{"$f":"F6403*W$5","v":2.4047022003543275E-2},{"$f":"G6403*X$5","v":0},{"$f":"H6403*Y$5","v":0},{"$f":"I6403*Z$5","v":2.6981157834207362E-5},{"$f":"J6403","v":1.0174546642140821E-2},4.2158341340171344E-2]
[2004,9,23,20,2.579209498122681E-2,1.9018426178284122E-2,1.1896116666689938E-3,1.7200024097567303E-6,5.5033611111111239E-5,6.0701151094272555E-3,5.2127001549128041E-2,null,1.9609374563456211E-2,2.1009740925204537E-2,4.7505233598007108E-4,3.1916135401198819E-6,2.6981157834207362E-5,6.0701151094272555E-3,4.1124340596015149E-2]
[2004,9,23,23,1.6941604744306712E-2,1.6783854720637054E-2,1.1896116666689938E-3,1.7200024097567303E-6,5.5033611111111239E-5,5.3140646627477207E-3,4.0285889407881338E-2,null,1.2880468739702788E-2,1.854119978705147E-2,4.7505233598007108E-4,3.1916135401198819E-6,2.6981157834207362E-5,5.3140646627477207E-3,3.1926893634108659E-2]
[2004,9,24,1,1.351469297124354E-2,1.5916500452184696E-2,1.1896116666689938E-3,1.7200024097567303E-6,5.5033611111111239E-5,5.9183134709499281E-3,3.6595872174568028E-2,null,1.0275034919657309E-2,1.7583029626191269E-2,4.7505233598007108E-4,3.1916135401198819E-6,2.6981157834207362E-5,5.9183134709499281E-3,2.8363289653202974E-2]
[2004,9,24,4,1.2603324558202591E-2,1.4687596222625603E-2,1.1896116666689938E-3,1.7200024097567303E-6,5.5033611111111239E-5,6.9083581367173023E-3,3.5445644197735361E-2,null,9.5821340680734956E-3,1.6225453597402642E-2,4.7505233598007108E-4,3.1916135401198819E-6,2.6981157834207362E-5,6.9083581367173023E-3,2.6312812772830537E-2]
[2004,9,24,7,2.0833049306287963E-2,1.9272209223342059E-2,0,0,5.5033611111111239E-5,1.0186614850929985E-2,5.0346906991671117E-2,null,1.5839080440859972E-2,2.1290096196344949E-2,0,0,2.6981157834207362E-5,1.0186614850929985E-2,3.7156157795039127E-2]
[2004,9,24,11,2.2447975231953438E-2,2.2327001772428929E-2,0,0,5.5033611111111239E-5,1.1305952126163971E-2,5.6135962741657441E-2,null,1.7066886378751422E-2,2.4664739262754073E-2,0,0,2.6981157834207362E-5,1.1305952126163971E-2,4.1758606799339702E-2]
[2004,9,24,14,2.3724972612422072E-2,2.0508905228732659E-2,0,0,5.5033611111111239E-5,9.7201086279200578E-3,5.4009020080185904E-2,null,1.8037769898232428E-2,2.2656279834934335E-2,0,0,2.6981157834207362E-5,9.7201086279200578E-3,4.0721030891000966E-2]
[2004,9,24,18,2.6857038290401127E-2,1.8649534128369196E-2,0,0,5.5033611111111239E-5,7.1914696255589699E-3,5.27530756554404E-2,null,2.0419036293286442E-2,2.0602224218752255E-2,0,0,2.6981157834207362E-5,7.1914696255589699E-3,4.1048241669872899E-2]
[2004,9,24,22,2.1426722227499632E-2,1.5797497529948003E-2,1.1896116666689938E-3,1.7200024097567303E-6,5.5033611111111239E-5,7.1363677622439826E-3,4.5606952799881473E-2,null,1.6290441785826108E-2,1.7451566562839055E-2,4.7505233598007108E-4,3.1916135401198819E-6,2.6981157834207362E-5,7.1363677622439826E-3,3.4247233456019564E-2]
[2004,9,25,1,1.5569169324700163E-2,1.321368715263976E-2,1.1896116666689938E-3,1.7200024097567303E-6,5.5033611111111239E-5,7.1869673632580424E-3,3.7216189120787828E-2,null,1.1837024993593456E-2,1.4597219619605349E-2,4.7505233598007108E-4,3.1916135401198819E-6,2.6981157834207362E-5,7.1869673632580424E-3,2.6939469720553205E-2]
[2004,9,25,2,1.4635107294031939E-2,1.291345358486363E-2,1.1896116666689938E-3,1.7200024097567303E-6,5.5033611111111239E-5,7.2626478090199193E-3,3.6057573968105348E-2,null,1.1126870497101116E-2,1.426555024712968E-2,4.7505233598007108E-4,3.1916135401198819E-6,2.6981157834207362E-5,7.2626478090199193E-3,2.5897645851585192E-2]
[2004,9,25,5,1.3997257681894746E-2,1.1729242857341244E-2,1.1896116666689938E-3,1.7200024097567303E-6,5.5033611111111239E-5,8.6520306087776635E-3,3.5624896428203517E-2,null,1.0641922222497695E-2,1.2957347331028133E-2,4.7505233598007108E-4,3.1916135401198819E-6,2.6981157834207362E-5,8.6520306087776635E-3,2.4104494660880226E-2]
[2004,9,25,9,2.2828129420005689E-2,1.4914596688543809E-2,0,0,5.5033611111111239E-5,1.0288986299505865E-2,4.8086746019166474E-2,null,1.7355912371824458E-2,1.6476222032925866E-2,0,0,2.6981157834207362E-5,1.0288986299505865E-2,3.385911556258453E-2]
[2004,9,25,12,2.8245847106902984E-2,1.3588649087270383E-2,0,0,5.5033611111111239E-5,5.1583838182948016E-3,4.7047913623579282E-2,null,2.1474928507534168E-2,1.5011441754999395E-2,0,0,2.6981157834207362E-5,5.1583838182948016E-3,3.6513351420367768E-2]
[2004,9,25,15,2.0938478801020406E-2,1.4253850883135669E-2,0,0,5.5033611111111239E-5,8.1171415410585795E-3,4.3364504836325764E-2,null,1.5919237033558208E-2,1.5746293170310951E-2,0,0,2.6981157834207362E-5,8.1171415410585795E-3,3.1692511361703361E-2]
[2004,9,25,20,2.7100026086875565E-2,1.2088319711584996E-2,1.1896116666689938E-3,1.7200024097567303E-6,5.5033611111111239E-5,7.1739224650485406E-3,4.7608633543698958E-2,null,2.0603776568121977E-2,1.3354021146683435E-2,4.7505233598007108E-4,3.1916135401198819E-6,2.6981157834207362E-5,7.1739224650485406E-3,3.4463022822159815E-2]
[2004,9,25,23,2.2055319199329838E-2,1.0141867762988574E-2,1.1896116666689938E-3,1.7200024097567303E-6,5.5033611111111239E-5,6.1084609138054831E-3,3.9552013156313751E-2,null,1.6768355405446567E-2,1.120376692585495E-2,4.7505233598007108E-4,3.1916135401198819E-6,2.6981157834207362E-5,6.1084609138054831E-3,2.8477347438655914E-2]
[2004,9,26,2,1.2592919330029186E-2,9.388378551083227E-3,1.1896116666689938E-3,1.7200024097567303E-6,5.5033611111111239E-5,6.3267303217036793E-3,2.9554393483005956E-2,null,9.5742231164110177E-3,1.037138400501454E-2,4.7505233598007108E-4,3.1916135401198819E-6,2.6981157834207362E-5,6.3267303217036793E-3,2.0450832228779955E-2]
[2004,9,26,3,1.2101091419848794E-2,9.1437204164082023E-3,1.1896116666689938E-3,1.7200024097567303E-6,5.5033611111111239E-5,6.4389046371229851E-3,2.8930081753569845E-2,null,9.2002931305564736E-3,1.0101109063408944E-2,4.7505233598007108E-4,3.1916135401198819E-6,2.6981157834207362E-5,6.4389046371229851E-3,1.9806627301319813E-2]
[2004,9,26,6,1.2004001296646888E-2,1.0002086002005684E-2,1.1896116666689938E-3,1.7200024097567303E-6,5.5033611111111239E-5,6.8646568142130332E-3,3.011710939305547E-2,null,9.1264768471694888E-3,1.1049349385897167E-2,4.7505233598007108E-4,3.1916135401198819E-6,2.6981157834207362E-5,6.8646568142130332E-3,2.0681051340421055E-2]
[2004,9,26,10,2.0281635014762395E-2,1.3563798578199091E-2,0,0,5.5033611111111239E-5,8.9184035086818086E-3,4.2818870712754406E-2,null,{"$f":"E6468*V$5","v":1.5419847749989455E-2},1.4983989285875349E-2,0,0,2.6981157834207362E-5,8.9184035086818086E-3,{"$f":"SUM(M6468:Q6468)","v":3.043081819369901E-2}]
[2004,9,26,12,2.1977203837740378E-2,1.4205401307268689E-2,0,0,5.5033611111111239E-5,8.1163458493184806E-3,4.4353984605438657E-2,null,1.6708965371962183E-2,1.569277070597247E-2,0,0,2.6981157834207362E-5,8.1163458493184806E-3,3.2428717235768859E-2]
[2004,9,26,17,2.6078696119823386E-2,1.3540288845976937E-2,0,0,5.5033611111111239E-5,6.2122784334728894E-3,4.5886297010384325E-2,null,1.9827273461593176E-2,1.4958017978966034E-2,0,0,2.6981157834207362E-5,6.2122784334728894E-3,3.4812272598393416E-2]
[2004,9,26,21,2.4119955620843025E-2,1.3614448230651485E-2,1.1896116666689938E-3,1.7200024097567303E-6,5.5033611111111239E-5,5.6139794229097756E-3,4.4594748554594145E-2,null,1.8338070039185105E-2,1.5039942184711507E-2,4.7505233598007108E-4,3.1916135401198819E-6,2.6981157834207362E-5,5.6139794229097756E-3,3.3883237331251009E-2]
[2004,9,26,24,1.4397155725925268E-2,1.3333161017755894E-2,1.1896116666689938E-3,1.7200024097567303E-6,5.5033611111111239E-5,5.418213176413755E-3,3.4394895200284784E-2,null,1.0945959197326447E-2,1.4729202935674316E-2,4.7505233598007108E-4,3.1916135401198819E-6,2.6981157834207362E-5,5.418213176413755E-3,2.6180387240355162E-2]
[2004,9,27,1,1.1930887558007787E-2,1.4003425481329233E-2,1.1896116666689938E-3,1.7200024097567303E-6,5.5033611111111239E-5,6.0405336861191596E-3,3.3221212005646046E-2,null,9.0708894787237572E-3,1.5469647102769829E-2,4.7505233598007108E-4,3.1916135401198819E-6,2.6981157834207362E-5,6.0405336861191596E-3,2.5045761688847982E-2]
[2004,9,27,4,1.1064722129397931E-2,1.3607627350474513E-2,1.1896116666689938E-3,1.7200024097567303E-6,5.5033611111111239E-5,6.9100754398496089E-3,3.2828790199911917E-2,null,8.4123558335937251E-3,1.5032407127706439E-2,4.7505233598007108E-4,3.1916135401198819E-6,2.6981157834207362E-5,6.9100754398496089E-3,2.3949988068654563E-2]
[2004,9,27,9,2.0369617253227584E-2,2.0723002486222265E-2,0,0,5.5033611111111239E-5,1.1362124121318696E-2,5.2509777471879654E-2,null,1.5486739434059748E-2,2.2892794038080626E-2,0,0,2.6981157834207362E-5,1.1362124121318696E-2,3.8406514629974582E-2]
[2004,9,27,12,2.0807979141756847E-2,2.2429113657001537E-2,0,0,5.5033611111111239E-5,1.1725982919147216E-2,5.5018109329016712E-2,null,1.5820019940074131E-2,2.4777542720839606E-2,0,0,2.6981157834207362E-5,1.1725982919147216E-2,4.0624543818747944E-2]
[2004,9,27,15,2.1312017565414284E-2,2.2151848315987446E-2,0,0,5.5033611111111239E-5,1.0921318889719572E-2,5.4440218382232411E-2,null,1.620323341114218E-2,2.4471246451756311E-2,0,0,2.6981157834207362E-5,1.0921318889719572E-2,4.0701461020732695E-2]
[2004,9,27,18,2.3811321144924329E-2,2.0641182571622424E-2,0,0,5.5033611111111239E-5,8.9544586312878382E-3,5.3461995958945706E-2,null,1.8103419498161164E-2,2.2802407210477202E-2,0,0,2.6981157834207362E-5,8.9544586312878382E-3,4.0932807866472569E-2]
[2004,9,27,22,2.2518721586797689E-2,1.7319590827819753E-2,1.1896116666689938E-3,1.7200024097567303E-6,5.5033611111111239E-5,4.3162881967537302E-3,4.5400965891561028E-2,null,1.7120673857905399E-2,1.9133029873866867E-2,4.7505233598007108E-4,3.1916135401198819E-6,2.6981157834207362E-5,4.3162881967537302E-3,3.6758928839126667E-2]
[2004,9,28,1,1.2613245526569776E-2,1.6016223638455739E-2,1.1896116666689938E-3,1.7200024097567303E-6,5.5033611111111239E-5,6.1201637942259746E-3,3.5995998239441357E-2,null,9.5896768436753207E-3,1.7693194278521063E-2,4.7505233598007108E-4,3.1916135401198819E-6,2.6981157834207362E-5,6.1201637942259746E-3,2.7788096229550783E-2]
[2004,9,28,2,1.2069121566233857E-2,1.584122131294417E-2,1.1896116666689938E-3,1.7200024097567303E-6,5.5033611111111239E-5,6.3152539505321676E-3,3.5471962109900057E-2,null,9.1759868911939699E-3,1.7499868422541212E-2,4.7505233598007108E-4,3.1916135401198819E-6,2.6981157834207362E-5,6.3152539505321676E-3,2.718108042108958E-2]
[2004,9,28,6,1.4839209902002045E-2,1.759165720286868E-2,1.1896116666689938E-3,1.7200024097567303E-6,5.5033611111111239E-5,8.8283127624164699E-3,4.250554514747705E-2,null,1.1282046898707005E-2,1.9433582821868647E-2,4.7505233598007108E-4,3.1916135401198819E-6,2.6981157834207362E-5,8.8283127624164699E-3,3.122085482793005E-2]
[2004,9,28,9,2.2119943475343122E-2,2.1450041143242633E-2,0,0,5.5033611111111239E-5,1.0992060185334999E-2,5.4617078415031869E-2,null,1.681748835238861E-2,2.3695956911991192E-2,0,0,2.6981157834207362E-5,1.0992060185334999E-2,4.0540426422214011E-2]
[2004,9,28,13,2.1914341200830884E-2,2.2306862602338256E-2,0,0,5.5033611111111239E-5,1.0550453583663697E-2,5.4826690997943947E-2,null,1.666117177496659E-2,2.4642491430988858E-2,0,0,2.6981157834207362E-5,1.0550453583663697E-2,4.1330644363789658E-2]
[2004,9,28,16,2.2430983872351554E-2,2.2180862455549587E-2,0,0,5.5033611111111239E-5,1.0402827505149828E-2,5.5069707444162078E-2,null,1.7053968082078808E-2,2.4503298502207484E-2,0,0,2.6981157834207362E-5,1.0402827505149828E-2,4.1584247742120502E-2]
[2004,9,28,19,2.5599282549254945E-2,1.9737926952305897E-2,1.1896116666689938E-3,1.7200024097567303E-6,5.5033611111111239E-5,6.9382144382601372E-3,5.3521789220010829E-2,null,1.9462781927155077E-2,2.180457666586862E-2,4.7505233598007108E-4,3.1916135401198819E-6,2.6981157834207362E-5,6.9382144382601372E-3,4.1772583700378098E-2]
[2004,9,28,23,1.7435162135276593E-2,1.6395217722040386E-2,1.1896116666689938E-3,1.7200024097567303E-6,5.5033611111111239E-5,5.4512874709983341E-3,4.0528032608505168E-2,null,1.3255713625980351E-2,1.8111870746997234E-2,4.7505233598007108E-4,3.1916135401198819E-6,2.6981157834207362E-5,5.4512874709983341E-3,3.1872809480331984E-2]
[2004,9,29,3,1.1374278362088684E-2,1.3819594383048818E-2,1.1896116666689938E-3,1.7200024097567303E-6,5.5033611111111239E-5,4.6667038925519043E-3,3.1106941917879268E-2,null,8.6477071735955244E-3,1.5266568061809153E-2,4.7505233598007108E-4,3.1916135401198819E-6,2.6981157834207362E-5,4.6667038925519043E-3,2.4419500342759075E-2]
[2004,9,29,4,1.1593095492928883E-2,1.3887291207408807E-2,1.1896116666689938E-3,1.7200024097567303E-6,5.5033611111111239E-5,4.6948629827221582E-3,3.1421614963249717E-2,null,8.814070824267153E-3,1.5341353048112934E-2,4.7505233598007108E-4,3.1916135401198819E-6,2.6981157834207362E-5,4.6948629827221582E-3,2.4660648979734485E-2]
[2004,9,29,7,2.0774149276087849E-2,1.8031895253780468E-2,0,0,5.5033611111111239E-5,7.1207441814681097E-3,4.5981822322447533E-2,null,1.5794299559166041E-2,1.9919915776465846E-2,0,0,2.6981157834207362E-5,7.1207441814681097E-3,3.5741196493466097E-2]
[2004,9,29,10,2.5406466806774119E-2,2.2295927869393408E-2,0,0,5.5033611111111239E-5,1.3212170751238863E-2,6.0969599038517501E-2,null,1.931618677391958E-2,2.463041178233108E-2,0,0,2.6981157834207362E-5,1.3212170751238863E-2,4.3973579714084866E-2]
[2004,9,29,14,2.5380463765650771E-2,2.1852879188295291E-2,0,0,5.5033611111111239E-5,1.1211888110584345E-2,5.8500264675641511E-2,null,1.9296417019909765E-2,2.4140973911927609E-2,0,0,2.6981157834207362E-5,1.1211888110584345E-2,4.3464372089671584E-2]
[2004,9,29,17,2.8449451062732774E-2,2.1362614056682567E-2,0,0,5.5033611111111239E-5,1.1850756844685114E-2,6.1717855575211561E-2,null,2.1629725790786026E-2,2.3599375816307798E-2,0,0,2.6981157834207362E-5,1.1850756844685114E-2,4.5256082764928034E-2]
[2004,9,29,20,3.1544313906177228E-2,1.8989509393427223E-2,1.1896116666689938E-3,1.7200024097567303E-6,5.5033611111111239E-5,7.7061301631423228E-3,5.9486318742936632E-2,null,2.3982707383161456E-2,2.0977796422934049E-2,4.7505233598007108E-4,3.1916135401198819E-6,2.6981157834207362E-5,7.7061301631423228E-3,4.546572891344991E-2]
[2004,9,30,1,1.3952599613583253E-2,1.5718365862465739E-2,1.1895616665989427E-3,1.719930117055351E-6,5.5033611111111239E-5,6.1495498000064437E-3,3.7066830483882547E-2,null,1.0607969308264173E-2,1.7364149453915491E-2,4.7503236925417017E-4,3.1914793947470236E-6,2.6981157834207362E-5,6.1495498000064437E-3,2.8477323768662785E-2]
[2004,9,30,4,1.2872893121285017E-2,1.5023129262946992E-2,1.1895616665989427E-3,1.719930117055351E-6,5.5033611111111239E-5,7.0207715402294622E-3,3.6163109132288582E-2,null,9.787083333647445E-3,1.6596118455941142E-2,4.7503236925417017E-4,3.1914793947470236E-6,2.6981157834207362E-5,7.0207715402294622E-3,2.6888406796071709E-2]
[2004,9,30,5,1.3352495137305982E-2,1.5567564186850449E-2,1.1895616665989427E-3,1.719930117055351E-6,5.5033611111111239E-5,7.7448793021014416E-3,3.7911253834084981E-2,null,1.0151718140567518E-2,1.7197558164706628E-2,4.7503236925417017E-4,3.1914793947470236E-6,2.6981157834207362E-5,7.7448793021014416E-3,2.7854481311757266E-2]
[2004,9,30,8,2.3135056675007308E-2,1.9739396397625144E-2,0,0,5.5033611111111239E-5,1.0386547372095972E-2,5.3316034055839526E-2,null,1.7589264936299774E-2,2.18061999687209E-2,0,0,2.6981157834207362E-5,1.0386547372095972E-2,3.9422446062854881E-2]
[2004,9,30,11,2.3650942739239574E-2,2.2007252969213627E-2,0,0,5.5033611111111239E-5,1.2428584626143215E-2,5.814181394570752E-2,null,1.798148600531185E-2,2.431151132192854E-2,0,0,2.6981157834207362E-5,1.2428584626143215E-2,4.2319978485074593E-2]
[2004,9,30,17,2.65070288881652E-2,2.0717233158266821E-2,0,0,5.5033611111111239E-5,1.0509097247274104E-2,5.7788392904817236E-2,null,2.0152928965666433E-2,2.2886420635543522E-2,0,0,2.6981157834207362E-5,1.0509097247274104E-2,4.3066330759044161E-2]
[2004,9,30,19,2.8302478916073515E-2,1.8894807375962479E-2,1.1895616665989427E-3,1.719930117055351E-6,5.5033611111111239E-5,6.6703896347366128E-3,5.5113991134599721E-2,null,2.1517984892020944E-2,2.0873178678364818E-2,4.7503236925417017E-4,3.1914793947470236E-6,2.6981157834207362E-5,6.6703896347366128E-3,4.2896368576868883E-2]
[2004,9,30,23,1.9016933201078834E-2,1.6463396668012789E-2,1.1895616665989427E-3,1.719930117055351E-6,5.5033611111111239E-5,5.007042074286633E-3,4.1733687151205366E-2,null,1.4458312380580554E-2,1.8187188335214353E-2,4.7503236925417017E-4,3.1914793947470236E-6,2.6981157834207362E-5,5.007042074286633E-3,3.3150705722278025E-2]
[2004,10,1,2,1.0622940953140455E-2,1.6686534564782491E-2,1.1877691517482455E-3,1.7174105896356678E-6,7.8349502688172329E-5,5.0239959848729782E-3,3.3601307567821981E-2,null,8.076475690215584E-3,1.8433689773229213E-2,4.743165572030938E-4,3.1868041932579156E-6,3.841216768409414E-5,5.0239959848729782E-3,2.7026080992525247E-2]
[2004,10,1,5,1.0937513729366388E-2,1.6459451091476601E-2,1.1877691517482455E-3,1.7174105896356678E-6,7.8349502688172329E-5,5.8783196353913462E-3,3.4543120521260386E-2,null,8.3156410391711649E-3,1.8182829639071529E-2,4.743165572030938E-4,3.1868041932579156E-6,3.841216768409414E-5,5.8783196353913462E-3,2.7014386207323143E-2]
[2004,10,1,6,1.3666488762300704E-2,1.7851372970988145E-2,1.1877691517482455E-3,1.7174105896356678E-6,7.8349502688172329E-5,7.0572567498877565E-3,3.9842954548202657E-2,null,1.0390443168819026E-2,1.9720491998854645E-2,4.743165572030938E-4,3.1868041932579156E-6,3.841216768409414E-5,7.0572567498877565E-3,3.062685069675412E-2]
[2004,10,1,10,1.9687763741799494E-2,2.2863676040015896E-2,0,0,7.8349502688172329E-5,9.9511826039813383E-3,5.2580971888484901E-2,null,1.496833560091888E-2,2.5257605739586984E-2,0,0,3.841216768409414E-5,9.9511826039813383E-3,4.0264353508189958E-2]
[2004,10,1,13,1.9105116179292204E-2,2.3092438425408257E-2,0,0,7.8349502688172329E-5,8.4931491049607E-3,5.0769053212349334E-2,null,1.4525356684316475E-2,2.5510320575476676E-2,0,0,3.841216768409414E-5,8.4931491049607E-3,4.0074089427477248E-2]
[2004,10,1,17,2.2276908530482864E-2,2.1405066932045819E-2,0,0,7.8349502688172329E-5,6.2328043723544136E-3,4.9993129337571267E-2,null,1.693682672183278E-2,{"$f":"F6595*W$5","v":2.3646273698632592E-2},{"$f":"G6595*X$5","v":0},{"$f":"H6595*Y$5","v":0},{"$f":"I6595*Z$5","v":3.841216768409414E-5},{"$f":"J6595","v":6.2328043723544136E-3},4.0621512588149465E-2]
[2004,10,1,20,2.2028048903786623E-2,1.9607198878951331E-2,1.1877691517482455E-3,1.7174105896356678E-6,7.8349502688172329E-5,4.9377874236882727E-3,4.7840871271452284E-2,null,1.6747622175356022E-2,2.1660160775348367E-2,4.743165572030938E-4,3.1868041932579156E-6,3.841216768409414E-5,4.9377874236882727E-3,3.8923698479784836E-2]
[2004,10,1,24,1.377540398920849E-2,1.5636055481094382E-2,1.1877691517482455E-3,1.7174105896356678E-6,7.8349502688172329E-5,4.5423570110212788E-3,3.5221652546350207E-2,null,1.047324991567899E-2,1.7273220805463941E-2,4.743165572030938E-4,3.1868041932579156E-6,3.841216768409414E-5,4.5423570110212788E-3,2.8262386250223381E-2]
[2004,10,2,3,1.0072042310046504E-2,1.4827960579730615E-2,1.1877691517482455E-3,1.7174105896356678E-6,7.8349502688172329E-5,4.8609116751774555E-3,3.1028750629980624E-2,null,7.6576350397452734E-3,1.6380514733916478E-2,4.743165572030938E-4,3.1868041932579156E-6,3.841216768409414E-5,4.8609116751774555E-3,2.4554065302742199E-2]
[2004,10,2,6,1.1677109244283499E-2,1.3704388089149E-2,1.1877691517482455E-3,1.7174105896356678E-6,7.8349502688172329E-5,6.5159849231923609E-3,3.3165318321650913E-2,null,8.8779453222477493E-3,1.5139299150854161E-2,4.743165572030938E-4,3.1868041932579156E-6,3.841216768409414E-5,6.5159849231923609E-3,2.453316000218236E-2]
[2004,10,2,7,1.3884692093728645E-2,1.471075945858916E-2,0,0,7.8349502688172329E-5,7.6563506132525209E-3,3.6330151668258495E-2,null,1.0556340156251759E-2,1.625104212833689E-2,0,0,3.841216768409414E-5,7.6563506132525209E-3,2.6845794452272743E-2]
[2004,10,2,11,2.1437139911954534E-2,1.7059671186619534E-2,0,0,7.8349502688172329E-5,7.9962095372983575E-3,4.6571370138560601E-2,null,1.6298362207827839E-2,1.8845895477371741E-2,0,0,3.841216768409414E-5,7.9962095372983575E-3,3.5182669852883673E-2]
[2004,10,2,15,1.9124498764651696E-2,1.5815600884703865E-2,0,0,7.8349502688172329E-5,6.7816588087724486E-3,4.180010796081618E-2,null,1.454009299699674E-2,1.7471565420248823E-2,0,0,3.841216768409414E-5,6.7816588087724486E-3,3.205007058492966E-2]
[2004,10,2,18,2.2926187344601123E-2,1.4124858198426226E-2,0,0,7.8349502688172329E-5,5.4767521414354958E-3,4.2606147187151021E-2,null,1.7430464461280805E-2,1.5603794371431027E-2,0,0,3.841216768409414E-5,5.4767521414354958E-3,3.3072671000395931E-2]
[2004,10,2,21,2.1223099580134578E-2,1.2828392138024265E-2,1.1877691517482455E-3,1.7174105896356678E-6,7.8349502688172329E-5,6.0900058624191004E-3,4.1409333645603993E-2,null,1.6135630291657439E-2,1.4171582484284051E-2,4.743165572030938E-4,3.1868041932579156E-6,3.841216768409414E-5,6.0900058624191004E-3,3.082312830502194E-2]
[2004,10,3,1,1.2464780328125806E-2,1.0282623745873921E-2,1.1877691517482455E-3,1.7174105896356678E-6,7.8349502688172329E-5,5.4612018015377344E-3,2.9476441940563515E-2,null,9.4768007982030666E-3,1.1359260693129467E-2,4.743165572030938E-4,3.1868041932579156E-6,3.841216768409414E-5,5.4612018015377344E-3,2.1351977020412981E-2]
[2004,10,3,4,1.0535703540774412E-2,9.667449789379506E-3,1.1877691517482455E-3,1.7174105896356678E-6,7.8349502688172329E-5,6.1095516396313656E-3,2.7580541034811338E-2,null,8.0101502871695127E-3,1.0679675256946608E-2,4.743165572030938E-4,3.1868041932579156E-6,3.841216768409414E-5,6.1095516396313656E-3,1.9205741073196569E-2]
[2004,10,3,8,1.5365081131035283E-2,1.2248871621824552E-2,0,0,7.8349502688172329E-5,7.0356993559875149E-3,3.4728001611535518E-2,null,1.1681859550985293E-2,1.3531383563928629E-2,0,0,3.841216768409414E-5,7.0356993559875149E-3,2.5251655282598016E-2]
[2004,10,3,9,1.844077498505434E-2,1.3194446414063801E-2,0,0,7.8349502688172329E-5,7.9203075879736764E-3,3.9633878489779992E-2,null,1.4020267224727162E-2,1.4575964289174691E-2,0,0,3.841216768409414E-5,7.9203075879736764E-3,2.8634643681585945E-2]
[2004,10,3,12,2.0219074896247323E-2,1.5093595425992406E-2,0,0,7.8349502688172329E-5,7.174023130703781E-3,4.2565042955631682E-2,null,1.5372284153562364E-2,1.6673962743144456E-2,0,0,3.841216768409414E-5,7.174023130703781E-3,3.2084659064390918E-2]
[2004,10,3,16,2.188126705683623E-2,1.5032021689016751E-2,0,0,7.8349502688172329E-5,6.3176153668576662E-3,4.3309253615398821E-2,null,1.6636025958838473E-2,1.6605941959009735E-2,0,0,3.841216768409414E-5,6.3176153668576662E-3,3.3280380085532309E-2]
[2004,10,3,19,2.4323742922710431E-2,1.3678058846008229E-2,1.1877691517482455E-3,1.7174105896356678E-6,7.8349502688172329E-5,4.2249955710995128E-3,4.3494633404844225E-2,null,1.849300671790402E-2,1.5110213117553679E-2,4.743165572030938E-4,3.1868041932579156E-6,3.841216768409414E-5,4.2249955710995128E-3,3.4119135364538145E-2]
[2004,10,3,21,2.1960154490035261E-2,1.4800901545528416E-2,1.1877691517482455E-3,1.7174105896356678E-6,7.8349502688172329E-5,4.7672019105134385E-3,4.2796094011103174E-2,null,1.6696002987733386E-2,1.6350622497148557E-2,4.743165572030938E-4,3.1868041932579156E-6,3.841216768409414E-5,4.7672019105134385E-3,3.3562541013962388E-2]
[2004,10,4,3,1.044556785945687E-2,1.5124575614541667E-2,1.1877691517482455E-3,1.7174105896356678E-6,7.8349502688172329E-5,6.4256552749128327E-3,3.3263634813937425E-2,null,7.9416213701593002E-3,1.6708186696753044E-2,4.743165572030938E-4,3.1868041932579156E-6,3.841216768409414E-5,6.4256552749128327E-3,2.5165723595992794E-2]
[2004,10,4,6,1.3153184738236023E-2,1.7786803262565636E-2,1.1877691517482455E-3,1.7174105896356678E-6,7.8349502688172329E-5,8.0321792896408256E-3,4.024000335546854E-2,null,1.00001851893823E-2,1.9649161551589668E-2,4.743165572030938E-4,3.1868041932579156E-6,3.841216768409414E-5,8.0321792896408256E-3,3.0165262270052416E-2]
[2004,10,4,7,1.7604393320718677E-2,2.0399497261855793E-2,0,0,7.8349502688172329E-5,1.0349527077769829E-2,4.8431767163032477E-2,null,1.3384377765344253E-2,2.2535416361916735E-2,0,0,3.841216768409414E-5,1.0349527077769829E-2,3.5958206294945082E-2]
[2004,10,4,10,2.0717370152845308E-2,2.3625160728335988E-2,0,0,7.8349502688172329E-5,1.0951375227759066E-2,5.5372255611628542E-2,null,{"$f":"E6660*V$5","v":1.5751131173819367E-2},2.6098821299178499E-2,0,0,3.841216768409414E-5,1.0951375227759066E-2,{"$f":"SUM(M6660:Q6660)","v":4.1888364640681963E-2}]
[2004,10,4,13,2.0654700842582988E-2,2.4887605079756934E-2,0,0,7.8349502688172329E-5,1.0801471534122534E-2,5.6422126959150623E-2,null,1.5703484560410812E-2,2.7493449251418181E-2,0,0,3.841216768409414E-5,1.0801471534122534E-2,4.323534597951309E-2]
[2004,10,4,18,2.4073866553784823E-2,2.2761036485034258E-2,0,0,7.8349502688172329E-5,7.8073188348964052E-3,5.4720571376403661E-2,null,1.8303029156314505E-2,2.5144219361627654E-2,0,0,3.841216768409414E-5,7.8073188348964052E-3,4.3485660685626253E-2]
[2004,10,4,21,2.1745557961032693E-2,2.1212670602481162E-2,1.1877691517482455E-3,1.7174105896356678E-6,7.8349502688172329E-5,6.9964838746308655E-3,5.1222548503170776E-2,null,1.6532848202505904E-2,2.3433732608154283E-2,4.743165572030938E-4,3.1868041932579156E-6,3.841216768409414E-5,6.9964838746308655E-3,4.0482496339740631E-2]
[2004,10,4,24,1.2586041148298076E-2,1.8684795496906097E-2,1.1877691517482455E-3,1.7174105896356678E-6,7.8349502688172329E-5,5.386293578202318E-3,3.7924966288432546E-2,null,9.5689937295783851E-3,2.0641177611145697E-2,4.743165572030938E-4,3.1868041932579156E-6,3.841216768409414E-5,5.386293578202318E-3,3.072608686980453E-2]
[2004,10,5,4,1.0481390219568575E-2,1.7063704207649109E-2,1.1877691517482455E-3,1.7174105896356678E-6,7.8349502688172329E-5,6.440473949385463E-3,3.5253404441629201E-2,null,7.9688566171482993E-3,1.8850350773839647E-2,4.743165572030938E-4,3.1868041932579156E-6,3.841216768409414E-5,6.440473949385463E-3,2.7335122920068396E-2]
[2004,10,5,7,1.7577923378133586E-2,2.1063890890073045E-2,0,0,7.8349502688172329E-5,1.061055216186026E-2,4.9330715932755065E-2,null,1.3364253032584001E-2,2.3269374990793169E-2,0,0,3.841216768409414E-5,1.061055216186026E-2,3.6672040191061267E-2]
[2004,10,5,8,1.8845513332001119E-2,2.22943955033993E-2,0,0,7.8349502688172329E-5,1.0756577633202603E-2,5.1974835971291197E-2,null,1.4327984215194602E-2,2.4628718970726323E-2,0,0,3.841216768409414E-5,1.0756577633202603E-2,3.8995115353605024E-2]
[2004,10,5,11,2.0385014081993738E-2,2.4445985932405264E-2,0,0,7.8349502688172329E-5,1.176987182992021E-2,5.667922134700739E-2,null,1.5498445430900433E-2,2.7005590593373041E-2,0,0,3.841216768409414E-5,1.176987182992021E-2,4.2542448191957571E-2]
[2004,10,5,15,1.9300026568336053E-2,2.4051807098913774E-2,0,0,7.8349502688172329E-5,9.7424292052871436E-3,5.3172612375225151E-2,null,1.4673544368482951E-2,2.6570139463388806E-2,0,0,3.841216768409414E-5,9.7424292052871436E-3,4.1282095999555853E-2]
[2004,10,5,19,2.330590667171584E-2,2.2194746541324837E-2,1.1877691517482455E-3,1.7174105896356678E-6,7.8349502688172329E-5,6.95907534964889E-3,5.3727564627715621E-2,null,1.7719159835572647E-2,2.4518636314200277E-2,4.743165572030938E-4,3.1868041932579156E-6,3.841216768409414E-5,6.95907534964889E-3,4.2753711678853369E-2]
[2004,10,5,22,1.9270824801913569E-2,1.9715343552403668E-2,1.1877691517482455E-3,1.7174105896356678E-6,7.8349502688172329E-5,5.6729994223248328E-3,4.5927003841668125E-2,null,1.465134266768626E-2,2.1779628682438847E-2,4.743165572030938E-4,3.1868041932579156E-6,3.841216768409414E-5,5.6729994223248328E-3,3.6946886879205554E-2]
[2004,10,6,1,1.1602786134722135E-2,1.7843997030542104E-2,1.1877691517482455E-3,1.7174105896356678E-6,7.8349502688172329E-5,5.1101052034484267E-3,3.5824724433738714E-2,null,8.8214384857472489E-3,1.9712343764274224E-2,4.743165572030938E-4,3.1868041932579156E-6,3.841216768409414E-5,5.1101052034484267E-3,2.9049697779101921E-2]
[2004,10,6,5,1.0950377021071388E-2,1.7813967811067536E-2,1.1877691517482455E-3,1.7174105896356678E-6,7.8349502688172329E-5,6.6086691032832198E-3,3.66408500004482E-2,null,8.325420822680259E-3,1.9679170350478965E-2,4.743165572030938E-4,3.1868041932579156E-6,3.841216768409414E-5,6.6086691032832198E-3,2.8520506702239674E-2]
[2004,10,6,8,1.8525717447582433E-2,2.2556292361230811E-2,0,0,7.8349502688172329E-5,1.0369054953965976E-2,5.1529414265467394E-2,null,1.408484780902123E-2,2.49180376073256E-2,0,0,3.841216768409414E-5,1.0369054953965976E-2,3.904129758403093E-2]
[2004,10,6,12,2.0217186677954659E-2,2.4321945696385648E-2,0,0,7.8349502688172329E-5,1.0483633804645662E-2,5.510111568167414E-2,null,1.5370848567202071E-2,2.686856278683198E-2,0,0,3.841216768409414E-5,1.0483633804645662E-2,4.2277823521718147E-2]
[2004,10,6,13,1.9974973440095922E-2,2.4538301490226601E-2,0,0,7.8349502688172329E-5,9.9741917957003792E-3,5.4565816228711074E-2,null,1.5186697178613567E-2,2.7107572005242265E-2,0,0,3.841216768409414E-5,9.9741917957003792E-3,4.2332681351539926E-2]
[2004,10,6,16,2.0991998162416085E-2,2.40094140548106E-2,0,0,7.8349502688172329E-5,9.727912094395141E-3,5.4807673814310003E-2,null,1.5959927066871465E-2,2.6523307676926084E-2,0,0,3.841216768409414E-5,9.727912094395141E-3,4.2521646911481643E-2]
[2004,10,6,20,2.3821104324283107E-2,2.0916196987640343E-2,1.1877691517482455E-3,1.7174105896356678E-6,7.8349502688172329E-5,6.1856606614368479E-3,5.2190798038386353E-2,null,1.8110857514677749E-2,2.3106216872594797E-2,4.743165572030938E-4,3.1868041932579156E-6,3.841216768409414E-5,6.1856606614368479E-3,4.1732989916352992E-2]
[2004,10,6,23,1.6190976911128956E-2,1.7919167065662066E-2,1.1877691517482455E-3,1.7174105896356678E-6,7.8349502688172329E-5,4.9572131509368891E-3,4.0335193192753964E-2,null,1.2309776737007705E-2,1.9795384440111651E-2,4.743165572030938E-4,3.1868041932579156E-6,3.841216768409414E-5,4.9572131509368891E-3,3.2621076706199799E-2]
[2004,10,7,3,9.770849285656056E-3,1.6542356773577283E-2,1.1877691517482455E-3,1.7174105896356678E-6,7.8349502688172329E-5,5.4547101928313349E-3,3.3035752317090723E-2,null,7.4286421318224619E-3,1.8274415918915841E-2,4.743165572030938E-4,3.1868041932579156E-6,3.841216768409414E-5,5.4547101928313349E-3,2.6218973579818752E-2]
[2004,10,7,5,1.0564464462573024E-2,1.693991663760817E-2,1.1877691517482455E-3,1.7174105896356678E-6,7.8349502688172329E-5,6.1410274733973537E-3,3.4913244638604603E-2,null,8.0320168198707055E-3,1.8713602088541476E-2,4.743165572030938E-4,3.1868041932579156E-6,3.841216768409414E-5,6.1410274733973537E-3,2.7261534437492629E-2]
[2004,10,7,10,1.934198638293412E-2,2.3210413973629399E-2,0,0,7.8349502688172329E-5,1.0134488379533919E-2,5.2765238238785608E-2,null,1.4705445837582905E-2,2.5640648694133798E-2,0,0,3.841216768409414E-5,1.0134488379533919E-2,4.0384506699400802E-2]
[2004,10,7,11,1.9229454503517963E-2,2.3866585779312801E-2,0,0,7.8349502688172329E-5,1.03695863175457E-2,5.3543976103064633E-2,null,1.4619889399635259E-2,2.6365524638683472E-2,0,0,3.841216768409414E-5,1.03695863175457E-2,4.1023826206002832E-2]
[2004,10,7,14,1.8520717821966556E-2,2.379377713177689E-2,0,0,7.8349502688172329E-5,9.0420969381475036E-3,5.1434941394579124E-2,null,1.4081046662528471E-2,2.628509259832933E-2,0,0,3.841216768409414E-5,9.0420969381475036E-3,4.04045514285419E-2]
[2004,10,7,17,2.204301078792429E-2,2.2706607012239588E-2,0,0,7.8349502688172329E-5,8.3905373685023328E-3,5.3218504671354389E-2,null,1.6758997489786435E-2,2.5084090878261495E-2,0,0,3.841216768409414E-5,8.3905373685023328E-3,4.1881500535732023E-2]
[2004,10,7,21,2.1841847257531962E-2,1.9619388325450956E-2,1.1877691517482455E-3,1.7174105896356678E-6,7.8349502688172329E-5,5.3495437467263743E-3,4.8078615394735347E-2,null,1.6606055628381165E-2,2.1673626511712566E-2,4.743165572030938E-4,3.1868041932579156E-6,3.841216768409414E-5,5.3495437467263743E-3,3.8795597669174176E-2]
[2004,10,7,24,1.224657309722599E-2,1.7656306049440348E-2,1.1877691517482455E-3,1.7174105896356678E-6,7.8349502688172329E-5,4.7407989944525716E-3,3.5911514206144961E-2,null,9.310900846055575E-3,1.9505000693402882E-2,4.743165572030938E-4,3.1868041932579156E-6,3.841216768409414E-5,4.7407989944525716E-3,2.9331817068538903E-2]
[2004,10,8,2,1.2643774979194866E-2,1.6012456007770817E-2,1.1877691517482455E-3,1.7174105896356678E-6,7.8349502688172329E-5,5.5007172244440202E-3,3.542478427643575E-2,null,9.6128879660047958E-3,1.7689032159960358E-2,4.743165572030938E-4,3.1868041932579156E-6,3.841216768409414E-5,5.5007172244440202E-3,2.7817835655045604E-2]
[2004,10,8,8,2.231227075655318E-2,2.1141069330536198E-2,0,0,7.8349502688172329E-5,1.0351304787924703E-2,5.3882994377702255E-2,null,1.6963712135247826E-2,2.3354634361045037E-2,0,0,3.841216768409414E-5,1.0351304787924703E-2,4.0356758663976956E-2]
[2004,10,8,11,2.273352736553598E-2,2.2487296924599869E-2,0,0,7.8349502688172329E-5,9.8227150347129574E-3,5.5121888827536984E-2,null,1.7283987732824826E-2,2.4841818038206225E-2,0,0,3.841216768409414E-5,9.8227150347129574E-3,4.2164217938715144E-2]
[2004,10,8,12,2.231368009153829E-2,2.2305216181464076E-2,0,0,7.8349502688172329E-5,9.7081619999600244E-3,5.4405407775650561E-2,null,1.6964783633225344E-2,2.4640672622445178E-2,0,0,3.841216768409414E-5,9.7081619999600244E-3,4.1643868423354623E-2]
[2004,10,8,15,2.1666473560732834E-2,2.1553993529192617E-2,0,0,7.8349502688172329E-5,7.5749468682357558E-3,5.0873763460849382E-2,null,1.6472721422237178E-2,2.3810793580225066E-2,0,0,3.841216768409414E-5,7.5749468682357558E-3,4.0321927170146342E-2]
[2004,10,8,19,2.6457743661322322E-2,1.9272396824571377E-2,1.1877691517482455E-3,1.7174105896356678E-6,7.8349502688172329E-5,4.2560323640814576E-3,5.1254008915001217E-2,null,2.0115458086534269E-2,2.1290303440266622E-2,4.743165572030938E-4,3.1868041932579156E-6,3.841216768409414E-5,4.2560323640814576E-3,4.1921677055881339E-2]
[2004,10,8,23,1.9877434978227582E-2,1.4142484096042841E-2,1.1877691517482455E-3,1.7174105896356678E-6,7.8349502688172329E-5,4.6424142037816444E-3,3.9930169343078116E-2,null,1.5112540029513743E-2,1.5623265779791942E-2,4.743165572030938E-4,3.1868041932579156E-6,3.841216768409414E-5,4.6424142037816444E-3,3.1251721338386135E-2]
[2004,10,9,2,1.5144743869863076E-2,1.2838770585869552E-2,1.1877691517482455E-3,1.7174105896356678E-6,7.8349502688172329E-5,6.7205375975875293E-3,3.5971888118346208E-2,null,1.1514340166159952E-2,1.4183047602290723E-2,4.743165572030938E-4,3.1868041932579156E-6,3.841216768409414E-5,6.7205375975875293E-3,2.6213303297531122E-2]
[2004,10,9,6,1.6253046970861846E-2,1.2508505668371597E-2,1.1877691517482455E-3,1.7174105896356678E-6,7.8349502688172329E-5,7.9760785896647538E-3,3.8005467293924247E-2,null,1.2356967748492591E-2,1.3818202462726073E-2,4.743165572030938E-4,3.1868041932579156E-6,3.841216768409414E-5,7.9760785896647538E-3,2.6691085740299113E-2]
[2004,10,9,9,2.3938503612624104E-2,1.472065352444832E-2,0,0,7.8349502688172329E-5,9.2349682575154392E-3,4.7972474897276032E-2,null,1.8200114576589065E-2,1.6261972147385218E-2,0,0,3.841216768409414E-5,9.2349682575154392E-3,3.4500498891658384E-2]
[2004,10,9,12,2.6057382188244389E-2,1.3265551197069347E-2,0,0,7.8349502688172329E-5,7.5348325082463989E-3,4.6936115396248312E-2,null,1.9811068772983869E-2,1.4654514062719845E-2,0,0,3.841216768409414E-5,7.5348325082463989E-3,3.4503995003387813E-2]
[2004,10,9,13,2.4210238087267407E-2,1.3170533447244339E-2,0,0,7.8349502688172329E-5,8.4056048100240432E-3,4.5864725847223967E-2,null,1.8406710554890283E-2,1.454954752719238E-2,0,0,3.841216768409414E-5,8.4056048100240432E-3,3.299467024976676E-2]
[2004,10,9,16,2.4004606241182266E-2,1.2547317784252433E-2,0,0,7.8349502688172329E-5,7.6222122381684326E-3,4.4252485766291302E-2,null,1.8250371494608692E-2,1.3861078381678108E-2,0,0,3.841216768409414E-5,7.6222122381684326E-3,3.2149862043970898E-2]
[2004,10,9,21,2.6701894009895439E-2,1.1337351677459553E-2,1.1877691517482455E-3,1.7174105896356678E-6,7.8349502688172329E-5,5.961166272198933E-3,4.5268248024579981E-2,null,2.0301082233717866E-2,1.2524423382274245E-2,4.743165572030938E-4,3.1868041932579156E-6,3.841216768409414E-5,5.961166272198933E-3,3.3341421145072554E-2]
[2004,10,9,24,1.8724881632892057E-2,1.0187261257973071E-2,1.1877691517482455E-3,1.7174105896356678E-6,7.8349502688172329E-5,6.2699125474034835E-3,3.6449891503294661E-2,null,1.4236269595898359E-2,1.125391332389933E-2,4.743165572030938E-4,3.1868041932579156E-6,3.841216768409414E-5,6.2699125474034835E-3,2.6006098448878138E-2]
[2004,10,10,3,1.2464078414569904E-2,9.3442486325943878E-3,1.1877691517482455E-3,1.7174105896356678E-6,7.8349502688172329E-5,5.9998468790906619E-3,2.9076009991281005E-2,null,9.4762671429944115E-3,1.0322633485607231E-2,4.743165572030938E-4,3.1868041932579156E-6,3.841216768409414E-5,5.9998468790906619E-3,2.0314816157682093E-2]
[2004,10,10,7,1.5610489589529739E-2,1.0501170281209561E-2,0,0,7.8349502688172329E-5,5.8600960369313828E-3,3.2050105410358853E-2,null,1.1868440221813346E-2,1.1600690033520719E-2,0,0,3.841216768409414E-5,5.8600960369313828E-3,2.3507542423018158E-2]
[2004,10,10,10,2.2306147846541651E-2,1.2656003646751736E-2,0,0,7.8349502688172329E-5,7.994355718796791E-3,4.3034856714778358E-2,null,1.6959056971100755E-2,1.3981144142742506E-2,0,0,3.841216768409414E-5,7.994355718796791E-3,3.0978613281527356E-2]
[2004,10,10,13,2.3386882170501923E-2,1.3143291103945284E-2,0,0,7.8349502688172329E-5,7.7328359702845406E-3,4.4341358747419922E-2,null,1.7780724391973157E-2,1.4519452788040822E-2,0,0,3.841216768409414E-5,7.7328359702845406E-3,3.2338589347698073E-2]
[2004,10,10,17,2.7246447756219677E-2,1.2274082213988504E-2,0,0,7.8349502688172329E-5,6.5188761106829592E-3,4.611775558357932E-2,null,2.0715098946566424E-2,1.3559233818464436E-2,0,0,3.841216768409414E-5,6.5188761106829592E-3,3.431274493271496E-2]
[2004,10,10,18,2.8960166616192946E-2,1.1269438452495088E-2,0,0,7.8349502688172329E-5,4.8071785330684519E-3,4.5115133104444663E-2,null,2.2018015791674776E-2,1.2449399337249544E-2,0,0,3.841216768409414E-5,4.8071785330684519E-3,3.4505827296608414E-2]
[2004,10,10,22,2.3573586489032468E-2,1.0746781138495948E-2,1.1877691517482455E-3,1.7174105896356678E-6,7.8349502688172329E-5,4.9265023218439136E-3,4.0514706014398383E-2,null,1.7922673113755744E-2,1.1872017452079489E-2,4.743165572030938E-4,3.1868041932579156E-6,3.841216768409414E-5,4.9265023218439136E-3,3.031060609491568E-2]
[2004,10,11,1,1.2683604798085963E-2,1.1081800152540114E-2,1.1877691517482455E-3,1.7174105896356678E-6,7.8349502688172329E-5,7.4247869620897551E-3,3.2458027977741881E-2,null,9.6431700287065124E-3,1.2242114463477959E-2,4.743165572030938E-4,3.1868041932579156E-6,3.841216768409414E-5,7.4247869620897551E-3,2.240120002126492E-2]
[2004,10,11,4,1.1638857500115273E-2,1.0805398083144506E-2,1.1877691517482455E-3,1.7174105896356678E-6,7.8349502688172329E-5,8.3625287633907631E-3,3.2074620411676594E-2,null,8.8488630480220137E-3,1.1936771854433741E-2,4.743165572030938E-4,3.1868041932579156E-6,3.841216768409414E-5,8.3625287633907631E-3,2.1301550431536202E-2]
[2004,10,11,8,2.1221880554912129E-2,1.6218833960872845E-2,0,0,7.8349502688172329E-5,1.2628676797223647E-2,5.0147740815696791E-2,null,1.6134703483571215E-2,1.7917018812835903E-2,0,0,3.841216768409414E-5,1.2628676797223647E-2,3.4090134464091211E-2]
[2004,10,11,10,2.166151534878491E-2,1.9020554301801402E-2,0,0,7.8349502688172329E-5,1.2095472740408376E-2,5.2855891893682859E-2,null,1.6468951761985751E-2,2.1012091872824268E-2,0,0,3.841216768409414E-5,1.2095472740408376E-2,3.7519455802494113E-2]
[2004,10,11,13,2.1738020662218999E-2,1.9927465932898816E-2,0,0,7.8349502688172329E-5,1.2114218256109296E-2,5.3858054353915288E-2,null,1.6527117698033816E-2,2.2013961230088322E-2,0,0,3.841216768409414E-5,1.2114218256109296E-2,3.8579491095806238E-2]
[2004,10,11,16,2.3237404843663115E-2,1.9442387462969356E-2,0,0,7.8349502688172329E-5,1.1792690420313107E-2,5.455083222963375E-2,null,1.7667078839222989E-2,2.1478092862954483E-2,0,0,3.841216768409414E-5,1.1792690420313107E-2,3.9183583869861573E-2]
[2004,10,11,19,2.3998996741557217E-2,1.8011111055016397E-2,1.1877691517482455E-3,1.7174105896356678E-6,7.8349502688172329E-5,8.536009823347358E-3,5.1813953684947033E-2,null,1.8246106669306941E-2,1.9896955378624428E-2,4.743165572030938E-4,3.1868041932579156E-6,3.841216768409414E-5,8.536009823347358E-3,3.8658977577011817E-2]
[2004,10,11,23,1.7009007216855825E-2,1.5732130423036662E-2,1.1877691517482455E-3,1.7174105896356678E-6,7.8349502688172329E-5,6.0762952244295936E-3,4.008526892934814E-2,null,1.2931713911205168E-2,1.7379355225877559E-2,4.743165572030938E-4,3.1868041932579156E-6,3.841216768409414E-5,6.0762952244295936E-3,3.0826984666163175E-2]
[2004,10,12,2,1.2035352448354606E-2,1.4082887850667592E-2,1.1877691517482455E-3,1.7174105896356678E-6,7.8349502688172329E-5,3.4371816580573392E-3,3.0823258022105587E-2,null,9.1503126959937061E-3,1.555742953952099E-2,4.743165572030938E-4,3.1868041932579156E-6,3.841216768409414E-5,3.4371816580573392E-3,2.5223657764595144E-2]
[2004,10,12,7,2.0866515159425968E-2,1.7620579689859483E-2,0,0,7.8349502688172329E-5,6.6496348812890406E-3,4.5215079233262664E-2,null,1.5864524068054522E-2,1.94655336233121E-2,0,0,3.841216768409414E-5,6.6496348812890406E-3,3.5368469859050719E-2]
[2004,10,12,10,2.6169830121001218E-2,2.2172170548023184E-2,0,0,7.8349502688172329E-5,1.1532588555517295E-2,5.9952938727229871E-2,null,{"$f":"E6852*V$5","v":1.9896561387442679E-2},2.449369651287547E-2,0,0,3.841216768409414E-5,1.1532588555517295E-2,{"$f":"SUM(M6852:Q6852)","v":4.4428670068002246E-2}]
[2004,10,12,13,2.5054665094719011E-2,2.2634388904858478E-2,0,0,7.8349502688172329E-5,1.0489600714028449E-2,5.8257004216294109E-2,null,1.9048716777830661E-2,2.5004311210272027E-2,0,0,3.841216768409414E-5,1.0489600714028449E-2,4.4091440155786789E-2]
[2004,10,12,14,2.4168945562869991E-2,2.2857409465971368E-2,0,0,7.8349502688172329E-5,1.0420072540424255E-2,5.7524777071953789E-2,null,1.8375316417338874E-2,2.5250683027059146E-2,0,0,3.841216768409414E-5,1.0420072540424255E-2,4.3664411612082114E-2]
[2004,10,12,17,2.8798258817069287E-2,2.1873164278769345E-2,0,0,7.8349502688172329E-5,9.9389380433229351E-3,6.0688710641849747E-2,null,2.1894919522059162E-2,2.416338294259655E-2,0,0,3.841216768409414E-5,9.9389380433229351E-3,4.6096714632339809E-2]
[2004,10,12,20,3.1388756081100574E-2,1.9331329756746819E-2,1.1877691517482455E-3,1.7174105896356678E-6,7.8349502688172329E-5,6.5064677232654685E-3,5.8494389626138919E-2,null,2.3864438911351586E-2,2.1355406915462821E-2,4.743165572030938E-4,3.1868041932579156E-6,3.841216768409414E-5,6.5064677232654685E-3,4.5735761355894848E-2]
[2004,10,12,24,1.7088480257774E-2,1.687161494959348E-2,1.1877691517482455E-3,1.7174105896356678E-6,7.8349502688172329E-5,6.0047735339330355E-3,4.123270480632657E-2,null,1.2992136169583004E-2,1.8638148906638268E-2,4.743165572030938E-4,3.1868041932579156E-6,3.841216768409414E-5,6.0047735339330355E-3,3.2146200605301718E-2]
[2004,10,13,4,1.5050714645631135E-2,1.5253782180176693E-2,1.1877691517482455E-3,1.7174105896356678E-6,7.8349502688172329E-5,6.9831470932543915E-3,3.855547998408828E-2,null,1.1442851042100141E-2,1.6850921770853285E-2,4.743165572030938E-4,3.1868041932579156E-6,3.841216768409414E-5,6.9831470932543915E-3,2.8809688342033877E-2]
[2004,10,13,7,2.4436466508488418E-2,1.9100289149006324E-2,0,0,7.8349502688172329E-5,8.7019742833346434E-3,5.2317079443517558E-2,null,1.8578708907558073E-2,2.1100175317099956E-2,0,0,3.841216768409414E-5,8.7019742833346434E-3,3.9717296392342123E-2]
[2004,10,13,11,2.5162515554716672E-2,2.1686700488127555E-2,0,0,7.8349502688172329E-5,9.2895919103206832E-3,5.6217157455853081E-2,null,1.9130713997074562E-2,2.3957395554545024E-2,0,0,3.841216768409414E-5,9.2895919103206832E-3,4.312652171930368E-2]
[2004,10,13,14,2.3797610162118978E-2,2.1750347454909946E-2,0,0,7.8349502688172329E-5,8.4059272441242665E-3,5.4032234363841372E-2,null,1.8092995226784259E-2,2.402770664497058E-2,0,0,3.841216768409414E-5,8.4059272441242665E-3,4.2159114039438936E-2]
[2004,10,13,15,2.3431561898987582E-2,2.1848846748826055E-2,0,0,7.8349502688172329E-5,8.0556800372449302E-3,5.3414438187746743E-2,null,1.781469377413876E-2,2.413651925791202E-2,0,0,3.841216768409414E-5,8.0556800372449302E-3,4.1989625199734877E-2]
[2004,10,13,18,3.1717091094662662E-2,2.0488848548310915E-2,0,0,7.8349502688172329E-5,8.4874519149228198E-3,6.0771741060584569E-2,null,2.4114067499797883E-2,2.2634123129877341E-2,0,0,3.841216768409414E-5,8.4874519149228198E-3,4.6786602797359321E-2]
[2004,10,13,21,3.0554369261546852E-2,1.7708121295642122E-2,1.1877691517482455E-3,1.7174105896356678E-6,7.8349502688172329E-5,5.4023005746896263E-3,5.4932627196904657E-2,null,2.3230066104980133E-2,1.9562241228895664E-2,4.743165572030938E-4,3.1868041932579156E-6,3.841216768409414E-5,5.4023005746896263E-3,4.3308222862956242E-2]
[2004,10,14,2,1.442754007955621E-2,1.63092972509894E-2,1.1877691517482455E-3,1.7174105896356678E-6,7.8349502688172329E-5,5.9343453421492462E-3,3.793901873772091E-2,null,1.0969060002889209E-2,1.8016954016241985E-2,4.743165572030938E-4,3.1868041932579156E-6,3.841216768409414E-5,5.9343453421492462E-3,2.9501929548211642E-2]
[2004,10,14,5,1.4931837524459009E-2,1.6183714213694356E-2,1.1877691517482455E-3,1.7174105896356678E-6,7.8349502688172329E-5,6.9078327829307836E-3,3.9291220586110204E-2,null,1.1352470404242443E-2,1.7878221870193969E-2,4.743165572030938E-4,3.1868041932579156E-6,3.841216768409414E-5,6.9078327829307836E-3,2.9746607803516862E-2]
[2004,10,14,9,2.6335452590279897E-2,2.0826130785375593E-2,0,0,7.8349502688172329E-5,1.0210782531790771E-2,5.7450715410134433E-2,null,2.0022481869612665E-2,2.300672033392431E-2,0,0,3.841216768409414E-5,1.0210782531790771E-2,4.3067614371221072E-2]
[2004,10,14,12,2.4330147360803966E-2,2.1189022685335415E-2,0,0,7.8349502688172329E-5,8.7857483781555654E-3,5.4383267926983121E-2,null,1.8497875923974175E-2,2.3407608647738453E-2,0,0,3.841216768409414E-5,8.7857483781555654E-3,4.1943896739396726E-2]
[2004,10,14,15,2.2572043945615013E-2,2.1378796357108244E-2,0,0,7.8349502688172329E-5,7.942495105471464E-3,5.1971684910882894E-2,null,1.7161214112871775E-2,2.3617252476360012E-2,0,0,3.841216768409414E-5,7.942495105471464E-3,4.0816878756915885E-2]
[2004,10,14,18,3.0414788761388513E-2,2.0372542995844747E-2,0,0,7.8349502688172329E-5,8.2645834233131994E-3,5.9130264683234637E-2,null,2.3123944973239899E-2,2.2505639863040727E-2,0,0,3.841216768409414E-5,8.2645834233131994E-3,4.5667997003964726E-2]
[2004,10,14,20,3.1031605904060951E-2,1.8989616442505831E-2,1.1877691517482455E-3,1.7174105896356678E-6,7.8349502688172329E-5,5.1201332212491924E-3,5.6409191632842026E-2,null,2.3592902551002718E-2,2.0977914680532585E-2,4.743165572030938E-4,3.1868041932579156E-6,3.841216768409414E-5,5.1201332212491924E-3,4.5086732760615748E-2]
[2004,10,14,23,2.2221721482817057E-2,1.702719256457506E-2,1.1877691517482455E-3,1.7174105896356678E-6,7.8349502688172329E-5,5.3521670181371269E-3,4.5868917130555298E-2,null,1.6894868769618435E-2,1.8810016197542519E-2,4.743165572030938E-4,3.1868041932579156E-6,3.841216768409414E-5,5.3521670181371269E-3,3.62208004962414E-2]
[2004,10,15,3,1.3872849509189052E-2,1.5482283010032674E-2,1.1877691517482455E-3,1.7174105896356678E-6,7.8349502688172329E-5,6.470101639614193E-3,3.7093070223861969E-2,null,1.0547336402341683E-2,1.7103347665165719E-2,4.743165572030938E-4,3.1868041932579156E-6,3.841216768409414E-5,6.470101639614193E-3,2.8166599596587853E-2]
[2004,10,15,6,1.8018321897681589E-2,1.7466372283198542E-2,1.1877691517482455E-3,1.7174105896356678E-6,7.8349502688172329E-5,7.7955298677654826E-3,4.4548060113671663E-2,null,1.3699081961110133E-2,1.9295180007701498E-2,4.743165572030938E-4,3.1868041932579156E-6,3.841216768409414E-5,7.7955298677654826E-3,3.3510177497892077E-2]
[2004,10,15,10,2.5661713012558828E-2,2.2319072469914131E-2,0,0,7.8349502688172329E-5,1.0731190925152073E-2,5.8790325910313211E-2,null,1.9510246948510925E-2,2.4655979726607824E-2,0,0,3.841216768409414E-5,1.0731190925152073E-2,4.4204638842802846E-2]
[2004,10,15,11,2.5011302596353164E-2,2.2755451778090258E-2,0,0,7.8349502688172329E-5,1.0613753318005369E-2,5.8458857195136965E-2,null,1.9015748867582113E-2,2.5138049910752136E-2,0,0,3.841216768409414E-5,1.0613753318005369E-2,4.419221094601835E-2]
[2004,10,15,17,2.8470930159733319E-2,2.0639812844301612E-2,0,0,7.8349502688172329E-5,6.7077863434060548E-3,5.5896878850129159E-2,null,2.1646056052390405E-2,2.2800894066546225E-2,0,0,3.841216768409414E-5,6.7077863434060548E-3,4.4485362286620728E-2]
[2004,10,15,18,2.9127894242338345E-2,2.0057869002759358E-2,0,0,7.8349502688172329E-5,5.6718727252488069E-3,5.4935985473034681E-2,null,2.2145536795614876E-2,2.2158018087787178E-2,0,0,3.841216768409414E-5,5.6718727252488069E-3,4.4341967051086152E-2]
[2004,10,15,21,2.7632742121429583E-2,1.7587829930557148E-2,1.1877691517482455E-3,1.7174105896356678E-6,7.8349502688172329E-5,4.3670766147838993E-3,5.0855484731796692E-2,null,2.1008793231759897E-2,1.9429354816934814E-2,4.743165572030938E-4,3.1868041932579156E-6,3.841216768409414E-5,4.3670766147838993E-3,4.0954063577775153E-2]
[2004,10,16,1,1.7596981148458937E-2,1.4604022364575127E-2,1.1877691517482455E-3,1.7174105896356678E-6,7.8349502688172329E-5,6.2000440938299022E-3,3.9668883671890025E-2,null,1.3378742392867691E-2,1.6133129180581799E-2,4.743165572030938E-4,3.1868041932579156E-6,3.841216768409414E-5,6.2000440938299022E-3,3.002778710252994E-2]
[2004,10,16,4,1.5110315551966609E-2,1.385850011728668E-2,1.1877691517482455E-3,1.7174105896356678E-6,7.8349502688172329E-5,7.0305243623282835E-3,3.7267176096607624E-2,null,1.1488164790266176E-2,1.5309547401381197E-2,4.743165572030938E-4,3.1868041932579156E-6,3.841216768409414E-5,7.0305243623282835E-3,2.7313627720727821E-2]
[2004,10,16,7,2.0689172110081734E-2,1.4054526389088596E-2,0,0,7.8349502688172329E-5,8.7950125956929269E-3,4.3617060597551438E-2,null,1.5729692590295628E-2,1.5526098505372893E-2,0,0,3.841216768409414E-5,8.7950125956929269E-3,3.1294203263352617E-2]
[2004,10,16,12,2.9068076047467053E-2,1.4327124839451477E-2,0,0,7.8349502688172329E-5,6.6750086979511835E-3,5.0148559087557894E-2,null,2.2100057845967913E-2,1.5827239239366745E-2,0,0,3.841216768409414E-5,6.6750086979511835E-3,3.7965709253018752E-2]
[2004,10,16,15,2.5750317015523088E-2,1.3502432847787269E-2,0,0,7.8349502688172329E-5,6.8912960127354593E-3,4.6222395378733988E-2,null,1.9577611351565907E-2,1.4916198287527101E-2,0,0,3.841216768409414E-5,6.8912960127354593E-3,3.4532221806777105E-2]
[2004,10,16,18,3.3286483760016909E-2,1.2924202713791974E-2,0,0,7.8349502688172329E-5,7.0207025537754094E-3,5.3309738530272467E-2,null,2.5307255127032982E-2,1.4277424858195763E-2,0,0,3.841216768409414E-5,7.0207025537754094E-3,3.9623092152912841E-2]
[2004,10,16,19,3.24263333749241E-2,1.2615435081125968E-2,1.1877691517482455E-3,1.7174105896356678E-6,7.8349502688172329E-5,6.3320152648420735E-3,5.2641619785918199E-2,null,2.465329463663998E-2,1.3936327865858474E-2,4.743165572030938E-4,3.1868041932579156E-6,3.841216768409414E-5,6.3320152648420735E-3,3.9105538031578894E-2]
[2004,10,16,22,2.6713178610094333E-2,1.1231905223441512E-2,1.1877691517482455E-3,1.7174105896356678E-6,7.8349502688172329E-5,5.9539093841377184E-3,4.5166829282699619E-2,null,2.0309661759819179E-2,1.240793621032675E-2,4.743165572030938E-4,3.1868041932579156E-6,3.841216768409414E-5,5.9539093841377184E-3,3.3233513499226375E-2]
[2004,10,17,2,1.5970521907261954E-2,9.7191699732033839E-3,1.1877691517482455E-3,1.7174105896356678E-6,7.8349502688172329E-5,6.8299219656319313E-3,3.3787449911123327E-2,null,1.2142167834033255E-2,1.0736810776603033E-2,4.743165572030938E-4,3.1868041932579156E-6,3.841216768409414E-5,6.8299219656319313E-3,2.3394894139716734E-2]
[2004,10,17,5,1.541312684483934E-2,9.4779370137614265E-3,1.1877691517482455E-3,1.7174105896356678E-6,7.8349502688172329E-5,7.233085229303343E-3,3.3391985152930161E-2,null,1.1718388045426638E-2,1.0470319641480456E-2,4.743165572030938E-4,3.1868041932579156E-6,3.841216768409414E-5,7.233085229303343E-3,2.2704623215987544E-2]
[2004,10,17,9,2.4893874344375247E-2,1.347172895250992E-2,0,0,7.8349502688172329E-5,5.7208406547237956E-3,4.4164793454297135E-2,null,1.8926469785016584E-2,1.4882279556338489E-2,0,0,3.841216768409414E-5,5.7208406547237956E-3,3.3847161509039173E-2]
[2004,10,17,13,2.4937554191412432E-2,1.5193325114312968E-2,0,0,7.8349502688172329E-5,7.0675243684574333E-3,4.7276753176871009E-2,null,1.8959678971088908E-2,1.6784134578317594E-2,0,0,3.841216768409414E-5,7.0675243684574333E-3,3.5782225717090603E-2]
[2004,10,17,16,2.6739255202804086E-2,1.4486841553180758E-2,0,0,7.8349502688172329E-5,5.6627680730911775E-3,4.69672143317642E-2,null,2.0329487434087069E-2,1.6003679011271151E-2,0,0,3.841216768409414E-5,5.6627680730911775E-3,3.637157861304232E-2]
[2004,10,17,19,3.2371041067961542E-2,1.3192604222963774E-2,1.1877691517482455E-3,1.7174105896356678E-6,7.8349502688172329E-5,5.4600221417532282E-3,5.2291503497704603E-2,null,2.4611256657232117E-2,1.4573929212382141E-2,4.743165572030938E-4,3.1868041932579156E-6,3.841216768409414E-5,5.4600221417532282E-3,3.9701101398694705E-2]
[2004,10,17,20,2.9851143326200251E-2,1.3602013128207097E-2,1.1877691517482455E-3,1.7174105896356678E-6,7.8349502688172329E-5,5.8509607822499841E-3,5.0571953301683389E-2,null,2.2695413112309881E-2,1.5026205071120411E-2,4.743165572030938E-4,3.1868041932579156E-6,3.841216768409414E-5,5.8509607822499841E-3,3.8237533712510735E-2]
[2004,10,18,2,1.4130262542123191E-2,1.3730381038986999E-2,1.1877691517482455E-3,1.7174105896356678E-6,7.8349502688172329E-5,5.9221619093920595E-3,3.5050641555528304E-2,null,1.0743043985769663E-2,1.5168013679430756E-2,4.743165572030938E-4,3.1868041932579156E-6,3.841216768409414E-5,5.9221619093920595E-3,2.6426973194280865E-2]
[2004,10,18,4,1.398860119307614E-2,1.3603860600562368E-2,1.1877691517482455E-3,1.7174105896356678E-6,7.8349502688172329E-5,6.3476531236860666E-3,3.5207950982350626E-2,null,1.0635340813280183E-2,1.5028245982139379E-2,4.743165572030938E-4,3.1868041932579156E-6,3.841216768409414E-5,6.3476531236860666E-3,2.6179502324500011E-2]
[2004,10,18,7,2.202429590930775E-2,1.7361207583094309E-2,0,0,7.8349502688172329E-5,6.4064939239449415E-3,4.5870346919035174E-2,null,1.674476882534609E-2,1.9179004090569638E-2,0,0,3.841216768409414E-5,6.4064939239449415E-3,3.5962185083599822E-2]
[2004,10,18,10,2.6116550705015847E-2,2.0690746563640523E-2,0,0,7.8349502688172329E-5,8.9868644308689957E-3,5.5872511202213544E-2,null,1.9856053781319959E-2,2.2857160775349369E-2,0,0,3.841216768409414E-5,8.9868644308689957E-3,4.2751626724353425E-2]
[2004,10,18,14,2.3520668966277421E-2,2.071662917819115E-2,0,0,7.8349502688172329E-5,6.7538527053890556E-3,5.1069500352545802E-2,null,1.7882440650071458E-2,2.2885753416037824E-2,0,0,3.841216768409414E-5,6.7538527053890556E-3,4.0806606233793376E-2]
[2004,10,18,17,2.7940486080949539E-2,1.963878501138579E-2,0,0,7.8349502688172329E-5,6.2525798255025676E-3,5.3910200420526071E-2,null,2.124276672543152E-2,2.1695054117891872E-2,0,0,3.841216768409414E-5,6.2525798255025676E-3,4.2976233011007489E-2]
[2004,10,18,19,3.1214936036660014E-2,1.9146738827946076E-2,1.1877691517482455E-3,1.7174105896356678E-6,7.8349502688172329E-5,5.4532271180351023E-3,5.7082738047667246E-2,null,2.373228592569639E-2,2.1151488486309374E-2,4.743165572030938E-4,3.1868041932579156E-6,3.841216768409414E-5,5.4532271180351023E-3,4.5399689941086209E-2]
[2004,10,18,22,2.6265443485939847E-2,1.7422267647628185E-2,1.1877691517482455E-3,1.7174105896356678E-6,7.8349502688172329E-5,4.3020556598676934E-3,4.9257602858461785E-2,null,1.9969254911862414E-2,1.9246457418447934E-2,4.743165572030938E-4,3.1868041932579156E-6,3.841216768409414E-5,4.3020556598676934E-3,3.9731627859390793E-2]
[2004,10,19,1,1.8049736158085264E-2,1.6290373058220564E-2,1.1877691517482455E-3,1.7174105896356678E-6,7.8349502688172329E-5,5.9580093744189579E-3,4.1565954655750845E-2,null,1.372296579060665E-2,1.7996048375387968E-2,4.743165572030938E-4,3.1868041932579156E-6,3.841216768409414E-5,5.9580093744189579E-3,3.2234929695075062E-2]
[2004,10,19,5,1.6787434841731015E-2,1.5683677136953907E-2,1.1877691517482455E-3,1.7174105896356678E-6,7.8349502688172329E-5,7.009335216046359E-3,4.0748283259757337E-2,null,1.2763255486253665E-2,1.7325828662847022E-2,4.743165572030938E-4,3.1868041932579156E-6,3.841216768409414E-5,7.009335216046359E-3,3.0604999678181134E-2]
[2004,10,19,8,2.8652613608886362E-2,2.0350312300925641E-2,0,0,7.8349502688172329E-5,8.7196092409767383E-3,5.7800884653476922E-2,null,2.1784187476340876E-2,2.2481081514391928E-2,0,0,3.841216768409414E-5,8.7196092409767383E-3,4.4303681158416902E-2]
[2004,10,19,11,2.7514231963009644E-2,2.1739501602232935E-2,0,0,7.8349502688172329E-5,9.9071250507589883E-3,5.9239208118689747E-2,null,2.0918691590628282E-2,2.4015725182744377E-2,0,0,3.841216768409414E-5,9.9071250507589883E-3,4.497282894105676E-2]
[2004,10,19,15,2.574044218384176E-2,2.1745479294826186E-2,0,0,7.8349502688172329E-5,9.0468017195710487E-3,5.6611072700927169E-2,null,1.9570103653050872E-2,2.4022328766633884E-2,0,0,3.841216768409414E-5,9.0468017195710487E-3,4.3630844587368857E-2]
[2004,10,19,16,2.8059717801571665E-2,2.1419882008434754E-2,0,0,7.8349502688172329E-5,8.7721675174134029E-3,5.8330116830107998E-2,null,2.1333416960366929E-2,2.3662639980142994E-2,0,0,3.841216768409414E-5,8.7721675174134029E-3,4.5034469108194024E-2]
[2004,10,19,20,3.5699885435856699E-2,1.9319497451362733E-2,1.1877691517482455E-3,1.7174105896356678E-6,7.8349502688172329E-5,6.1260970282766931E-3,6.2413315980522174E-2,null,2.7142131179872499E-2,2.1342335714495026E-2,4.743165572030938E-4,3.1868041932579156E-6,3.841216768409414E-5,6.1260970282766931E-3,4.9000382423447973E-2]
[2004,10,19,23,2.6195712554842532E-2,1.7630378381140607E-2,1.1877691517482455E-3,1.7174105896356678E-6,7.8349502688172329E-5,6.8879773287896014E-3,5.1981904329798795E-2,null,1.9916239445397166E-2,1.9476358281635173E-2,4.743165572030938E-4,3.1868041932579156E-6,3.841216768409414E-5,6.8879773287896014E-3,3.9908513256112783E-2]
[2004,10,20,2,1.8186675566570928E-2,1.6221213032884329E-2,1.1877691517482455E-3,1.7174105896356678E-6,7.8349502688172329E-5,7.021631515701207E-3,4.269735618018252E-2,null,1.382707893672557E-2,1.7919646984385699E-2,4.743165572030938E-4,3.1868041932579156E-6,3.841216768409414E-5,7.021631515701207E-3,3.2262641450191712E-2]
[2004,10,20,6,2.0619752818091266E-2,1.6861629119572685E-2,1.1877691517482455E-3,1.7174105896356678E-6,7.8349502688172329E-5,6.9882115428456992E-3,4.573742954553571E-2,null,1.5676914058750911E-2,1.8627117515307916E-2,4.743165572030938E-4,3.1868041932579156E-6,3.841216768409414E-5,6.9882115428456992E-3,3.4819947103139272E-2]
[2004,10,20,9,3.2099942131459239E-2,2.1843574070679859E-2,0,0,7.8349502688172329E-5,1.0351199871061907E-2,6.4373065575889177E-2,null,2.4405143869825834E-2,{"$f":"F7043*W$5","v":2.4130694506652631E-2},{"$f":"G7043*X$5","v":0},{"$f":"H7043*Y$5","v":0},{"$f":"I7043*Z$5","v":3.841216768409414E-5},{"$f":"J7043","v":1.0351199871061907E-2},4.8574250544162562E-2]
[2004,10,20,13,2.908587371809521E-2,2.2037444944026638E-2,0,0,7.8349502688172329E-5,9.5194901566643102E-3,6.0721158321474331E-2,null,2.2113589169807973E-2,2.434486453227809E-2,0,0,3.841216768409414E-5,9.5194901566643102E-3,4.6496865869770164E-2]
[2004,10,20,17,3.4078805601798622E-2,2.1676118450747149E-2,0,0,7.8349502688172329E-5,9.4473162979013987E-3,6.528058985313534E-2,null,2.590964651019181E-2,2.3945705530263359E-2,0,0,3.841216768409414E-5,9.4473162979013987E-3,4.989376420813927E-2]
[2004,10,20,20,3.8888092893380508E-2,1.9484673465170486E-2,1.1877691517482455E-3,1.7174105896356678E-6,7.8349502688172329E-5,6.4071672613591158E-3,6.604776968493617E-2,null,2.9566081396638296E-2,2.1524806399746649E-2,4.743165572030938E-4,3.1868041932579156E-6,3.841216768409414E-5,6.4071672613591158E-3,5.160680332546539E-2]
[2004,10,20,21,3.6447279151451357E-2,1.8971744174433428E-2,1.1877691517482455E-3,1.7174105896356678E-6,7.8349502688172329E-5,6.4012260376740951E-3,6.3088085428584934E-2,null,2.771036432751469E-2,2.0958171105621235E-2,4.743165572030938E-4,3.1868041932579156E-6,3.841216768409414E-5,6.4012260376740951E-3,4.9184450962216374E-2]
[2004,10,20,24,2.2585490917267768E-2,1.7368183100326048E-2,1.1877691517482455E-3,1.7174105896356678E-6,7.8349502688172329E-5,7.8871198677441072E-3,4.9108629950363983E-2,null,1.7171437660205752E-2,1.9186709975824511E-2,4.743165572030938E-4,3.1868041932579156E-6,3.841216768409414E-5,7.8871198677441072E-3,3.6874063165110708E-2]
[2004,10,21,3,1.6014820739977197E-2,1.6050076771576757E-2,1.1877691517482455E-3,1.7174105896356678E-6,7.8349502688172329E-5,7.0211813263917526E-3,4.0353914902971764E-2,null,1.2175847626390927E-2,1.7730591986917732E-2,4.743165572030938E-4,3.1868041932579156E-6,3.841216768409414E-5,7.0211813263917526E-3,3.0422355142389109E-2]
[2004,10,21,6,1.9003360750097249E-2,1.6811476029834436E-2,1.1877691517482455E-3,1.7174105896356678E-6,7.8349502688172329E-5,6.6327673305554722E-3,4.3715440175513209E-2,null,1.4447993433041172E-2,1.8571713171535123E-2,4.743165572030938E-4,3.1868041932579156E-6,3.841216768409414E-5,6.6327673305554722E-3,3.3535622133656739E-2]
[2004,10,21,11,2.7883731454114064E-2,2.2112212976394971E-2,0,0,7.8349502688172329E-5,9.8431404522729762E-3,5.9917434385470182E-2,null,2.1199616964365734E-2,2.4427461113867982E-2,0,0,3.841216768409414E-5,9.8431404522729762E-3,4.566549024591781E-2]
[2004,10,21,15,2.6189233257939974E-2,2.1815184490053693E-2,0,0,7.8349502688172329E-5,9.1764449151906322E-3,5.7259212165872472E-2,null,1.9911313325205588E-2,2.4099332409266677E-2,0,0,3.841216768409414E-5,9.1764449151906322E-3,4.4049057902156359E-2]
[2004,10,21,18,3.5237068615105269E-2,2.0909138723257028E-2,0,0,7.8349502688172329E-5,9.5107508756644664E-3,6.5735307716714944E-2,null,2.6790257925722784E-2,2.3098419576189463E-2,0,0,3.841216768409414E-5,9.5107508756644664E-3,4.9927089669596345E-2]
[2004,10,21,21,3.410534256667945E-2,1.870625394954404E-2,1.1877691517482455E-3,1.7174105896356678E-6,7.8349502688172329E-5,6.2196102773420213E-3,6.029904285859157E-2,null,2.5929822199080368E-2,2.0664882860273712E-2,4.743165572030938E-4,3.1868041932579156E-6,3.841216768409414E-5,6.2196102773420213E-3,4.7110620588434522E-2]
[2004,10,21,22,3.0047768980897217E-2,1.8233311787425474E-2,1.1877691517482455E-3,1.7174105896356678E-6,7.8349502688172329E-5,6.6566471331137404E-3,5.620556396646248E-2,null,2.2844904889326986E-2,2.0142421526955664E-2,4.743165572030938E-4,3.1868041932579156E-6,3.841216768409414E-5,6.6566471331137404E-3,4.3503241945363098E-2]
[2004,10,22,1,1.7292036512443085E-2,1.6406870287054932E-2,1.1877691517482455E-3,1.7174105896356678E-6,7.8349502688172329E-5,7.4388931807020898E-3,4.240563604522616E-2,null,1.3146897186299394E-2,1.8124743387970505E-2,4.743165572030938E-4,3.1868041932579156E-6,3.841216768409414E-5,7.4388931807020898E-3,3.1787556103350344E-2]
[2004,10,22,7,2.3348447214842052E-2,1.829308147077878E-2,0,0,7.8349502688172329E-5,8.207909125012916E-3,4.9927787313321925E-2,null,1.7751502824573811E-2,2.0208449364940931E-2,0,0,3.841216768409414E-5,8.207909125012916E-3,3.799836435719884E-2]
[2004,10,22,9,2.867731403052777E-2,2.1351238512257835E-2,0,0,7.8349502688172329E-5,1.1514508202373075E-2,6.1621410247846856E-2,null,2.1802966866700375E-2,2.3586809201225859E-2,0,0,3.841216768409414E-5,1.1514508202373075E-2,4.5428188235610331E-2]
[2004,10,22,12,2.5352673385591454E-2,2.136526884455469E-2,0,0,7.8349502688172329E-5,1.0131424089099006E-2,5.6927715821933324E-2,null,1.9275288376725076E-2,2.3602308572408737E-2,0,0,3.841216768409414E-5,1.0131424089099006E-2,4.2916009116817914E-2]
[2004,10,22,16,2.7029402540360393E-2,2.0081087901402051E-2,0,0,7.8349502688172329E-5,7.0366051211996948E-3,5.4225445065650316E-2,null,2.0550082458449085E-2,2.2183668109533383E-2,0,0,3.841216768409414E-5,7.0366051211996948E-3,4.2772162735666565E-2]
[2004,10,22,19,3.285070347151537E-2,1.9237258120873211E-2,1.1877691517482455E-3,1.7174105896356678E-6,7.8349502688172329E-5,7.5235169124647991E-3,6.0879314569879439E-2,null,2.4975937375961672E-2,2.1251485556272154E-2,4.743165572030938E-4,3.1868041932579156E-6,3.841216768409414E-5,7.5235169124647991E-3,4.6743338461314267E-2]
[2004,10,22,22,2.7532090401243971E-2,1.7225673773022507E-2,1.1877691517482455E-3,1.7174105896356678E-6,7.8349502688172329E-5,6.5982146508566462E-3,5.2623814890149181E-2,null,2.0932269115242319E-2,1.9029279281086407E-2,4.743165572030938E-4,3.1868041932579156E-6,3.841216768409414E-5,6.5982146508566462E-3,4.0477463925409171E-2]
[2004,10,22,24,2.0493740663130998E-2,1.4594761504919172E-2,1.1877691517482455E-3,1.7174105896356678E-6,7.8349502688172329E-5,7.1661900917466973E-3,4.3522528324822923E-2,null,1.5581108752979404E-2,1.6122898667273688E-2,4.743165572030938E-4,3.1868041932579156E-6,3.841216768409414E-5,7.1661900917466973E-3,3.2219922949333533E-2]
[2004,10,23,3,1.5968450353468226E-2,1.4127536420558801E-2,1.1877691517482455E-3,1.7174105896356678E-6,7.8349502688172329E-5,7.1685369357643242E-3,3.8532359774817407E-2,null,1.2140592860216699E-2,1.5606753015464875E-2,4.743165572030938E-4,3.1868041932579156E-6,3.841216768409414E-5,7.1685369357643242E-3,2.8263261404762024E-2]
[2004,10,23,7,2.1653718539016251E-2,1.3535234526540277E-2,0,0,7.8349502688172329E-5,9.3469247487281467E-3,4.461422731697285E-2,null,1.646302395490901E-2,1.4952434449555029E-2,0,0,3.841216768409414E-5,9.3469247487281467E-3,3.1453870572148136E-2]
[2004,10,23,10,3.0728445979986196E-2,1.4786152134024885E-2,0,0,7.8349502688172329E-5,9.7495444496200432E-3,5.5342492066319297E-2,null,2.3362414236341274E-2,1.6334328755932357E-2,0,0,3.841216768409414E-5,9.7495444496200432E-3,3.9735155159957729E-2]
[2004,10,23,13,2.8130322140310988E-2,1.4220373442669165E-2,0,0,7.8349502688172329E-5,7.695115041375997E-3,5.012416012704432E-2,null,2.1387096466632408E-2,1.5709310491279219E-2,0,0,3.841216768409414E-5,7.695115041375997E-3,3.7134819125595721E-2]
[2004,10,23,17,2.9417967578522206E-2,1.3332690174433901E-2,0,0,7.8349502688172329E-5,7.8107893942893115E-3,5.0639796649933594E-2,null,2.236607555775269E-2,1.4728682792939124E-2,0,0,3.841216768409414E-5,7.8107893942893115E-3,3.7133170518375912E-2]
[2004,10,23,21,3.0648112984188451E-2,1.1555682676861493E-2,1.1877691517482455E-3,1.7174105896356678E-6,7.8349502688172329E-5,6.0006544482382185E-3,4.947228617431422E-2,null,2.3301338166113201E-2,1.2765614619150272E-2,4.743165572030938E-4,3.1868041932579156E-6,3.841216768409414E-5,6.0006544482382185E-3,3.6582868314343917E-2]
[2004,10,23,24,2.1526775745830635E-2,1.0249692910341071E-2,1.1877691517482455E-3,1.7174105896356678E-6,7.8349502688172329E-5,6.7906715612392581E-3,3.9834976282437012E-2,null,1.6366511097713039E-2,1.1322881851026029E-2,4.743165572030938E-4,3.1868041932579156E-6,3.841216768409414E-5,6.7906715612392581E-3,2.8205308477819515E-2]
[2004,10,24,1,2.067155927617564E-2,1.0619364054436524E-2,1.1877691517482455E-3,1.7174105896356678E-6,7.8349502688172329E-5,7.9449503711275116E-3,4.0503709766765726E-2,null,1.5716301795269481E-2,1.1731259226323133E-2,4.743165572030938E-4,3.1868041932579156E-6,3.841216768409414E-5,7.9449503711275116E-3,2.796347655067306E-2]
[2004,10,24,4,1.862633377984704E-2,1.027519699258788E-2,1.1877691517482455E-3,1.7174105896356678E-6,7.8349502688172329E-5,8.711261321811669E-3,3.8880628159272637E-2,null,1.4161345020589886E-2,1.1351056325376193E-2,4.743165572030938E-4,3.1868041932579156E-6,3.841216768409414E-5,8.711261321811669E-3,2.6028316875046528E-2]
[2004,10,24,8,2.7829508699591679E-2,1.1982643931645201E-2,0,0,7.8349502688172329E-5,8.0722976310641462E-3,4.7962799764989197E-2,null,2.1158392150946517E-2,1.3237280637358897E-2,0,0,3.841216768409414E-5,8.0722976310641462E-3,3.4434084955989513E-2]
[2004,10,24,11,3.2308367181967369E-2,1.5278955769927263E-2,0,0,7.8349502688172329E-5,1.0271498900028778E-2,5.7937171354611586E-2,null,2.4563606564957659E-2,1.6878731148656626E-2,0,0,3.841216768409414E-5,1.0271498900028778E-2,4.1480749881298386E-2]
[2004,10,24,14,2.9514822311869377E-2,1.583584224127315E-2,0,0,7.8349502688172329E-5,9.6567593738072256E-3,5.5085773429637927E-2,null,2.2439712877475294E-2,1.7493926137876498E-2,0,0,3.841216768409414E-5,9.6567593738072256E-3,3.9972051183035893E-2]
[2004,10,24,19,3.8363408104852552E-2,1.4062679120704269E-2,1.1877691517482455E-3,1.7174105896356678E-6,7.8349502688172329E-5,8.0406184526947699E-3,6.1734541743277645E-2,null,2.916717077873458E-2,1.5535104864651643E-2,4.743165572030938E-4,3.1868041932579156E-6,3.841216768409414E-5,8.0406184526947699E-3,4.5218191172466664E-2]
[2004,10,24,22,3.2012788658652376E-2,1.4088700978284987E-2,1.1877691517482455E-3,1.7174105896356678E-6,7.8349502688172329E-5,6.1544814041870422E-3,5.3523807106150456E-2,null,2.4338882284870453E-2,1.5563851327741619E-2,4.743165572030938E-4,3.1868041932579156E-6,3.841216768409414E-5,6.1544814041870422E-3,4.0418649141692513E-2]
[2004,10,25,1,1.8478898695451822E-2,1.4468923249359599E-2,1.1877691517482455E-3,1.7174105896356678E-6,7.8349502688172329E-5,8.0334237947521907E-3,4.2249081804589667E-2,null,1.4049252156640489E-2,1.5983884580461124E-2,4.743165572030938E-4,3.1868041932579156E-6,3.841216768409414E-5,8.0334237947521907E-3,3.0549052266182059E-2]
[2004,10,25,2,1.7380889677479253E-2,1.4985451931118877E-2,1.1877691517482455E-3,1.7174105896356678E-6,7.8349502688172329E-5,7.9072582969738642E-3,4.1541435970598048E-2,null,1.3214451023845782E-2,1.6554496138035283E-2,4.743165572030938E-4,3.1868041932579156E-6,3.841216768409414E-5,7.9072582969738642E-3,3.0284862690961513E-2]
[2004,10,25,5,1.8379136753653179E-2,1.5328974610282896E-2,1.1877691517482455E-3,1.7174105896356678E-6,7.8349502688172329E-5,8.3931215371480551E-3,4.3369068966110189E-2,null,1.3973404526375044E-2,1.6933987186532721E-2,4.743165572030938E-4,3.1868041932579156E-6,3.841216768409414E-5,8.3931215371480551E-3,3.1423307241988212E-2]
[2004,10,25,9,3.2291861010762042E-2,2.1232364123000287E-2,0,0,7.8349502688172329E-5,1.1204024449067668E-2,6.4806599085518168E-2,null,2.4551057150340141E-2,2.3455488128833718E-2,0,0,3.841216768409414E-5,1.1204024449067668E-2,4.804495744685796E-2]
[2004,10,25,11,3.0099597628177998E-2,2.223304378983763E-2,0,0,7.8349502688172329E-5,1.17437659851616E-2,6.4154756905865404E-2,null,2.2884309495985959E-2,2.4560943456855472E-2,0,0,3.841216768409414E-5,1.17437659851616E-2,4.7483665120525528E-2]
[2004,10,25,16,3.021757077070689E-2,2.1166990004307936E-2,0,0,7.8349502688172329E-5,9.6013452447711901E-3,6.1064255522474187E-2,null,2.2974002851332272E-2,2.3383269045926209E-2,0,0,3.841216768409414E-5,9.6013452447711901E-3,4.6395684064942579E-2]
[2004,10,25,20,3.6350151949662339E-2,1.9733933161709013E-2,1.1877691517482455E-3,1.7174105896356678E-6,7.8349502688172329E-5,7.9377820241792133E-3,6.5289703200576615E-2,null,2.7636519853788632E-2,2.1800164707436124E-2,4.743165572030938E-4,3.1868041932579156E-6,3.841216768409414E-5,7.9377820241792133E-3,4.9952600090305201E-2]
[2004,10,25,23,2.6649125334435163E-2,1.7460813042609023E-2,1.1877691517482455E-3,1.7174105896356678E-6,7.8349502688172329E-5,6.1006214707919112E-3,5.1478395912862157E-2,null,2.0260962936581625E-2,1.9289038689622295E-2,4.743165572030938E-4,3.1868041932579156E-6,3.841216768409414E-5,6.1006214707919112E-3,4.0065917155284368E-2]
[2004,10,25,24,2.1893471178546266E-2,1.7653415030693027E-2,1.1877691517482455E-3,1.7174105896356678E-6,7.8349502688172329E-5,8.016809603425698E-3,4.8831531877691049E-2,null,1.6645304584479558E-2,1.9501806971991775E-2,4.743165572030938E-4,3.1868041932579156E-6,3.841216768409414E-5,8.016809603425698E-3,3.6663027085551782E-2]
[2004,10,26,3,1.6870299836878412E-2,1.6377317223405422E-2,1.1877691517482455E-3,1.7174105896356678E-6,7.8349502688172329E-5,7.2166889997405644E-3,4.1732142125050456E-2,null,1.2826256600712457E-2,1.8092095985656465E-2,4.743165572030938E-4,3.1868041932579156E-6,3.841216768409414E-5,7.2166889997405644E-3,3.1434268115449367E-2]
[2004,10,26,8,3.1352777646895355E-2,1.9761704933368894E-2,0,0,7.8349502688172329E-5,9.2665170022769288E-3,6.0459349085229354E-2,null,2.3837085003378996E-2,2.1830844308478731E-2,0,0,3.841216768409414E-5,9.2665170022769288E-3,4.5706341479541827E-2]
[2004,10,26,11,2.9576976233085674E-2,2.1957546239696132E-2,0,0,7.8349502688172329E-5,1.0350947056701207E-2,6.1963819032171186E-2,null,2.2486967647690939E-2,2.42566000742989E-2,0,0,3.841216768409414E-5,1.0350947056701207E-2,4.678197988967394E-2]
[2004,10,26,14,2.7881116364491507E-2,2.1962865328577722E-2,0,0,7.8349502688172329E-5,9.7086735023716765E-3,5.9631004698129084E-2,null,2.119762874774498E-2,2.4262476095706389E-2,0,0,3.841216768409414E-5,9.7086735023716765E-3,4.5498517011135463E-2]
[2004,10,26,17,3.3682850804645052E-2,2.1232207966865573E-2,0,0,7.8349502688172329E-5,9.5322067531450842E-3,6.4525615027343886E-2,null,2.5608607531650781E-2,2.3455315622449464E-2,0,0,3.841216768409414E-5,9.5322067531450842E-3,4.9102335321784339E-2]
[2004,10,26,21,3.6014733607063872E-2,1.8503919517700994E-2,1.1877691517482455E-3,1.7174105896356678E-6,7.8349502688172329E-5,6.571972184397915E-3,6.2358461374188837E-2,null,2.7381505907839127E-2,2.044136310351672E-2,4.743165572030938E-4,3.1868041932579156E-6,3.841216768409414E-5,6.571972184397915E-3,4.8338784540436296E-2]
[2004,10,26,24,2.2162253697776697E-2,1.7344700673597637E-2,1.1877691517482455E-3,1.7174105896356678E-6,7.8349502688172329E-5,7.7658920728449323E-3,4.8540682509245321E-2,null,1.6849656231739511E-2,1.9160768833416924E-2,4.743165572030938E-4,3.1868041932579156E-6,3.841216768409414E-5,7.7658920728449323E-3,3.6526340594236879E-2]
[2004,10,27,1,1.6685290404862149E-2,1.610819181950339E-2,1.1877691517482455E-3,1.7174105896356678E-6,7.8349502688172329E-5,5.5684389099230642E-3,3.9629757199314657E-2,null,1.2685596477801936E-2,1.7794791941706238E-2,4.743165572030938E-4,3.1868041932579156E-6,3.841216768409414E-5,5.5684389099230642E-3,3.0996303948588624E-2]
[2004,10,27,5,1.5975975641433361E-2,1.621168416431442E-2,1.1877691517482455E-3,1.7174105896356678E-6,7.8349502688172329E-5,7.2369068345879313E-3,4.0692402705361772E-2,null,1.2146314233006059E-2,1.7909120400425103E-2,4.743165572030938E-4,3.1868041932579156E-6,3.841216768409414E-5,7.2369068345879313E-3,3.0571350162511609E-2]
[2004,10,27,8,2.7345525847337192E-2,2.0708721728791187E-2,0,0,7.8349502688172329E-5,9.6619780861736497E-3,5.7794575164990203E-2,null,2.0790426654578115E-2,2.2877018021125805E-2,0,0,3.841216768409414E-5,9.6619780861736497E-3,4.370585684338802E-2]
[2004,10,27,12,2.5966988814361741E-2,2.0890358540334393E-2,0,0,7.8349502688172329E-5,9.3869545828763144E-3,5.6322651440260621E-2,null,1.9742343935865769E-2,2.3077673023660157E-2,0,0,3.841216768409414E-5,9.3869545828763144E-3,4.2858429127210024E-2]
[2004,10,27,15,2.4386949205961812E-2,2.0410596611050772E-2,0,0,7.8349502688172329E-5,8.9491739751516065E-3,5.3825069294852368E-2,null,1.854106158448009E-2,2.2547677862886313E-2,0,0,3.841216768409414E-5,8.9491739751516065E-3,4.1127151615050504E-2]
[2004,10,27,19,3.4331277352586065E-2,1.8905959949519661E-2,1.1877691517482455E-3,1.7174105896356678E-6,7.8349502688172329E-5,7.7139005137408668E-3,6.2218973880872643E-2,null,2.6101597304863049E-2,2.0885498976526674E-2,4.743165572030938E-4,3.1868041932579156E-6,3.841216768409414E-5,7.7139005137408668E-3,4.7503011810470168E-2]
[2004,10,27,22,2.645341691886318E-2,1.6375104546063703E-2,1.1877691517482455E-3,1.7174105896356678E-6,7.8349502688172329E-5,4.9517336565911849E-3,4.9048091186544122E-2,null,2.0112168523837532E-2,1.8089651631046637E-2,4.743165572030938E-4,3.1868041932579156E-6,3.841216768409414E-5,4.9517336565911849E-3,3.8717735683964617E-2]
[2004,10,28,2,1.5552455867233984E-2,1.4574570640668267E-2,1.1877691517482455E-3,1.7174105896356678E-6,7.8349502688172329E-5,7.0059428473591675E-3,3.8400805420287475E-2,null,1.1824317982086897E-2,1.6100593728737192E-2,4.743165572030938E-4,3.1868041932579156E-6,3.841216768409414E-5,7.0059428473591675E-3,2.8440827239904539E-2]
[2004,10,28,3,1.4719239290894252E-2,1.4230062619780376E-2,1.1877691517482455E-3,1.7174105896356678E-6,7.8349502688172329E-5,7.2969338114199714E-3,3.7514071787120656E-2,null,1.1190834895512545E-2,1.57200141688063E-2,4.743165572030938E-4,3.1868041932579156E-6,3.841216768409414E-5,7.2969338114199714E-3,2.7426764593399291E-2]
[2004,10,28,6,1.8133173635886547E-2,1.5259903347089274E-2,1.1877691517482455E-3,1.7174105896356678E-6,7.8349502688172329E-5,8.1759937111720825E-3,4.2836906759173954E-2,null,1.3786402155742027E-2,1.6857683851468561E-2,4.743165572030938E-4,3.1868041932579156E-6,3.841216768409414E-5,8.1759937111720825E-3,3.1160001536291036E-2]
[2004,10,28,9,2.7398382030104525E-2,1.9749902871758002E-2,0,0,7.8349502688172329E-5,1.0923365454964215E-2,5.8149999859514918E-2,null,2.0830612482314617E-2,{"$f":"F7235*W$5","v":2.181780651794319E-2},{"$f":"G7235*X$5","v":0},{"$f":"H7235*Y$5","v":0},{"$f":"I7235*Z$5","v":3.841216768409414E-5},{"$f":"J7235","v":1.0923365454964215E-2},4.2686831167941905E-2]
[2004,10,28,13,2.5050366508838868E-2,1.9885801730555579E-2,0,0,7.8349502688172329E-5,9.4355215371503577E-3,5.4450039279232976E-2,null,1.9045448622193119E-2,2.1967934598395411E-2,0,0,3.841216768409414E-5,9.4355215371503577E-3,4.1051795388272631E-2]
[2004,10,28,16,2.5468677527644597E-2,1.9825784155818451E-2,0,0,7.8349502688172329E-5,8.239882715509286E-3,5.3612693901660506E-2,null,1.9363484728129959E-2,2.1901632913683664E-2,0,0,3.841216768409414E-5,8.239882715509286E-3,4.1303529809497717E-2]
[2004,10,28,19,3.2767370319993008E-2,1.9530583270216551E-2,1.1877691517482455E-3,1.7174105896356678E-6,7.8349502688172329E-5,7.2420175319541829E-3,6.0807807187189797E-2,null,2.4912580328659208E-2,2.1575523167837892E-2,4.743165572030938E-4,3.1868041932579156E-6,3.841216768409414E-5,7.2420175319541829E-3,4.7004019025577541E-2]
[2004,10,28,24,1.7652755740876935E-2,1.6383857247750006E-2,1.1877691517482455E-3,1.7174105896356678E-6,7.8349502688172329E-5,5.8324760413003152E-3,4.1136925094953307E-2,null,1.3421147047264501E-2,1.8099320779960484E-2,4.743165572030938E-4,3.1868041932579156E-6,3.841216768409414E-5,5.8324760413003152E-3,3.2036383356305431E-2]
[2004,10,29,3,1.3201450228535984E-2,1.4993371427475283E-2,1.1877691517482455E-3,1.7174105896356678E-6,7.8349502688172329E-5,6.0617567953606616E-3,3.5524414516397984E-2,null,1.0036880776866359E-2,1.656324484127426E-2,4.743165572030938E-4,3.1868041932579156E-6,3.841216768409414E-5,6.0617567953606616E-3,2.7116041147221066E-2]
[2004,10,29,4,1.3308218192242713E-2,1.475776116202572E-2,1.1877691517482455E-3,1.7174105896356678E-6,7.8349502688172329E-5,6.0175504850180023E-3,3.5351365904312489E-2,null,1.0118054989090169E-2,1.630296512149039E-2,4.743165572030938E-4,3.1868041932579156E-6,3.841216768409414E-5,6.0175504850180023E-3,2.6936935639661007E-2]
[2004,10,29,7,2.2350301850393765E-2,1.8858206362288917E-2,0,0,7.8349502688172329E-5,8.9261330286989644E-3,5.0212990744069819E-2,null,1.6992626652068611E-2,2.0832745373964508E-2,0,0,3.841216768409414E-5,8.9261330286989644E-3,3.7863784193717213E-2]
[2004,10,29,10,2.4475251162398255E-2,2.1652511979338093E-2,0,0,7.8349502688172329E-5,1.009798562107197E-2,5.630409826549649E-2,null,1.8608196345720251E-2,2.3919627355139233E-2,0,0,3.841216768409414E-5,1.009798562107197E-2,4.2566235868543585E-2]
[2004,10,29,16,2.5597198247887365E-2,2.0484494064533145E-2,0,0,7.8349502688172329E-5,6.9890566409743227E-3,5.314909845608301E-2,null,1.9461197261533704E-2,2.2629312712065881E-2,0,0,3.841216768409414E-5,6.9890566409743227E-3,4.2128922141283685E-2]
[2004,10,29,18,2.7909994076657566E-2,1.9536903121634759E-2,0,0,7.8349502688172329E-5,5.0875125396957809E-3,5.2612759240676286E-2,null,2.1219584074553915E-2,2.1582504736120021E-2,0,0,3.841216768409414E-5,5.0875125396957809E-3,4.284050097835803E-2]
[2004,10,29,22,2.3643339503413609E-2,1.6817521333033943E-2,1.1877691517482455E-3,1.7174105896356678E-6,7.8349502688172329E-5,3.7569466625164516E-3,4.5485643563990055E-2,null,1.7975705369837523E-2,1.8578391445165408E-2,4.743165572030938E-4,3.1868041932579156E-6,3.841216768409414E-5,3.7569466625164516E-3,3.7070012344083379E-2]
[2004,10,30,1,1.6504523286267548E-2,1.3862139583855442E-2,1.1877691517482455E-3,1.7174105896356678E-6,7.8349502688172329E-5,5.9242605340385762E-3,3.7558759469187623E-2,null,1.2548161727353849E-2,1.5313567936466427E-2,4.743165572030938E-4,3.1868041932579156E-6,3.841216768409414E-5,5.9242605340385762E-3,2.8377645192900727E-2]
[2004,10,30,4,1.3931030624062779E-2,1.3533986075469595E-2,1.1877691517482455E-3,1.7174105896356678E-6,7.8349502688172329E-5,6.5519526870609973E-3,3.5284805451619425E-2,null,1.0591570702615035E-2,1.495105528004295E-2,4.743165572030938E-4,3.1868041932579156E-6,3.841216768409414E-5,6.5519526870609973E-3,2.6058541511738434E-2]
[2004,10,30,5,1.4433869907893842E-2,1.3772164492160342E-2,1.1877691517482455E-3,1.7174105896356678E-6,7.8349502688172329E-5,6.4789482811150644E-3,3.5952818746195297E-2,null,1.0973872484189599E-2,1.5214172048051956E-2,4.743165572030938E-4,3.1868041932579156E-6,3.841216768409414E-5,6.4789482811150644E-3,2.6703960061322005E-2]
[2004,10,30,9,2.4730348991354904E-2,1.5529406637682581E-2,0,0,7.8349502688172329E-5,8.1912684643868864E-3,4.8529373596112542E-2,null,1.8802143711452907E-2,1.7155405348546E-2,0,0,3.841216768409414E-5,8.1912684643868864E-3,3.5995961227683004E-2]
[2004,10,30,13,2.4772429925571583E-2,1.5227525347538066E-2,0,0,7.8349502688172329E-5,6.3188503564036679E-3,4.6397155132201495E-2,null,1.8834137266130636E-2,1.6821915729760155E-2,0,0,3.841216768409414E-5,6.3188503564036679E-3,3.5694465163574891E-2]
[2004,10,30,16,2.372261684317193E-2,1.4784993026706545E-2,0,0,7.8349502688172329E-5,6.1802413361545135E-3,4.4766200708721157E-2,null,1.8035978839319039E-2,1.6333048284865266E-2,0,0,3.841216768409414E-5,6.1802413361545135E-3,3.4407439291868402E-2]
[2004,10,30,19,2.9578002215252419E-2,1.3613111076473429E-2,1.1877691517482455E-3,1.7174105896356678E-6,7.8349502688172329E-5,5.382480574303101E-3,4.9841429931055004E-2,null,2.2487747687800815E-2,1.5038465024477811E-2,4.743165572030938E-4,3.1868041932579156E-6,3.841216768409414E-5,5.382480574303101E-3,3.8042128241359073E-2]
[2004,10,30,23,2.1284803088079778E-2,1.1603779240925245E-2,1.1877691517482455E-3,1.7174105896356678E-6,7.8349502688172329E-5,5.7596630428463011E-3,3.9916081436877381E-2,null,1.6182542618866893E-2,1.2818747109762231E-2,4.743165572030938E-4,3.1868041932579156E-6,3.841216768409414E-5,5.7596630428463011E-3,2.951720525770957E-2]
[2004,10,31,2,1.738169291640785E-2,1.1094140336638003E-2,1.2432854475527468E-3,1.797682310930721E-6,7.8349502688172329E-5,7.3367002950574262E-3,3.7135966180655129E-2,null,{"$f":"E7300*V$5","v":1.3215061715339678E-2},1.225574672034483E-2,4.9648609937035914E-4,3.3357553290939732E-6,3.841216768409414E-5,7.3367002950574262E-3,{"$f":"SUM(M7300:Q7300)","v":2.6009042458068055E-2}]
[2004,10,31,5,1.6846657233873064E-2,1.0867405038100564E-2,1.2432854475527468E-3,1.797682310930721E-6,7.8349502688172329E-5,7.6638169596858451E-3,3.6701311864211328E-2,null,1.2808281455291953E-2,1.2005271216419601E-2,4.9648609937035914E-4,3.3357553290939732E-6,3.841216768409414E-5,7.6638169596858451E-3,2.5351786694095102E-2]
[2004,10,31,6,1.8265685239968216E-2,1.1238589070626116E-2,1.2432854475527468E-3,1.797682310930721E-6,7.8349502688172329E-5,8.0070671397858856E-3,3.8834774082932066E-2,null,1.3887148903159528E-2,1.241531988636891E-2,4.9648609937035914E-4,3.3357553290939732E-6,3.841216768409414E-5,8.0070671397858856E-3,2.6840702811911987E-2]
[2004,10,31,10,2.8743189707250094E-2,1.4441576326411101E-2,0,0,7.8349502688172329E-5,9.1234336685942115E-3,5.238654920494358E-2,null,2.1853051236365165E-2,1.5953674311700531E-2,0,0,3.841216768409414E-5,9.1234336685942115E-3,3.7845137715749794E-2]
[2004,10,31,14,2.7497635959091434E-2,1.497895388928753E-2,0,0,7.8349502688172329E-5,8.7290334177743158E-3,5.128397276884146E-2,null,2.0906073877436482E-2,1.6547317722002436E-2,0,0,3.841216768409414E-5,8.7290334177743158E-3,3.7491803767123015E-2]
[2004,10,31,17,3.5565216360646745E-2,1.3656844009127008E-2,0,0,7.8349502688172329E-5,5.4665216471226673E-3,5.4766931519584595E-2,null,2.7039744136872372E-2,1.5086776991847659E-2,0,0,3.841216768409414E-5,5.4665216471226673E-3,4.2164933296404132E-2]
[2004,10,31,20,3.3195307629528652E-2,1.357985812894651E-2,1.2432854475527468E-3,1.797682310930721E-6,7.8349502688172329E-5,7.4853050563704338E-3,5.5583903447397449E-2,null,2.5237935170849036E-2,1.5001730343805985E-2,4.9648609937035914E-4,3.3357553290939732E-6,3.841216768409414E-5,7.4853050563704338E-3,4.0777899537038566E-2]
[2004,10,31,24,2.0958208640550636E-2,1.3890509071476754E-2,1.2432854475527468E-3,1.797682310930721E-6,7.8349502688172329E-5,6.2400166797161845E-3,4.2412167024295427E-2,null,1.5934237358801534E-2,1.5344907837019563E-2,4.9648609937035914E-4,3.3357553290939732E-6,3.841216768409414E-5,6.2400166797161845E-3,3.1817379218204642E-2]
[2004,11,1,3,1.7774515002366528E-2,1.507246963097795E-2,1.2368164150014451E-3,1.7084746006959106E-6,5.4211388888889014E-5,8.833685069866995E-3,4.2973405981702503E-2,null,1.3513718936708035E-2,1.6650624982389072E-2,4.9390279499370309E-4,3.1702226913177381E-6,2.6578049495418166E-5,8.833685069866995E-3,3.0687994986277545E-2]
[2004,11,1,7,2.7535466854404677E-2,1.7581113814165841E-2,0,0,5.4211388888889014E-5,9.9108297204163996E-3,5.5081621777875817E-2,null,2.093483618607439E-2,1.9421935492954893E-2,0,0,2.6578049495418166E-5,9.9108297204163996E-3,4.0383349728524705E-2]
[2004,11,1,8,3.0216089521598294E-2,1.8788391790019551E-2,0,0,5.4211388888889014E-5,1.2261495049341153E-2,6.132018774984789E-2,null,2.2972876678037185E-2,2.0755620902021703E-2,0,0,2.6578049495418166E-5,1.2261495049341153E-2,4.3755075629554309E-2]
[2004,11,1,11,2.8007309309772417E-2,2.0799167776528689E-2,0,0,5.4211388888889014E-5,1.3273462434705657E-2,6.2134150909895658E-2,null,2.1293571505907133E-2,2.2976934176798212E-2,0,0,2.6578049495418166E-5,1.3273462434705657E-2,4.4297083732200766E-2]
[2004,11,1,15,2.7419654526440233E-2,2.0809060218037467E-2,0,0,5.4211388888889014E-5,1.1189699926969764E-2,5.9472626060336355E-2,null,2.0846785668279164E-2,2.2987862401419368E-2,0,0,2.6578049495418166E-5,1.1189699926969764E-2,4.386122611919395E-2]
[2004,11,1,18,3.8421868593614676E-2,1.9917611073037415E-2,0,0,5.4211388888889014E-5,1.0573305697578627E-2,6.8966996753119611E-2,null,2.9211617483127287E-2,2.2003074522082028E-2,0,0,2.6578049495418166E-5,1.0573305697578627E-2,5.1241270054704732E-2]
[2004,11,1,20,3.8105099551117308E-2,1.959590500902543E-2,1.2368164150014451E-3,1.7084746006959106E-6,5.4211388888889014E-5,8.5122471598080597E-3,6.7505987998441833E-2,null,2.8970782343176092E-2,2.1647684386452579E-2,4.9390279499370309E-4,3.1702226913177381E-6,2.6578049495418166E-5,8.5122471598080597E-3,5.1142117796809113E-2]
[2004,11,2,2,1.99231897273024E-2,1.7572983438947164E-2,1.2368164150014451E-3,1.7084746006959106E-6,5.4211388888889014E-5,7.1938678784976137E-3,4.5982777323238209E-2,null,1.5147326735026348E-2,1.9412953830888442E-2,4.9390279499370309E-4,3.1702226913177381E-6,2.6578049495418166E-5,7.1938678784976137E-3,3.5083931633095228E-2]
[2004,11,2,5,1.9788564226895691E-2,1.6339767972190243E-2,1.2368164150014451E-3,1.7084746006959106E-6,5.4211388888889014E-5,7.9249708342346206E-3,4.5346039311811588E-2,null,1.5044972821348944E-2,1.8050615158979696E-2,4.9390279499370309E-4,3.1702226913177381E-6,2.6578049495418166E-5,7.9249708342346206E-3,3.3619239047509082E-2]
[2004,11,2,6,2.238630690700448E-2,1.710757288567008E-2,1.2368164150014451E-3,1.7084746006959106E-6,5.4211388888889014E-5,7.6836391296645672E-3,4.8470255200830162E-2,null,1.7020000800689414E-2,1.8898812699727301E-2,4.9390279499370309E-4,3.1702226913177381E-6,2.6578049495418166E-5,7.6836391296645672E-3,3.6442464567597158E-2]
[2004,11,2,9,3.1682756187546415E-2,2.1305840157313669E-2,0,0,5.4211388888889014E-5,1.0652806209131241E-2,6.3695613942880216E-2,null,2.4087963142833704E-2,2.3536657434362177E-2,0,0,2.6578049495418166E-5,1.0652806209131241E-2,4.7651198626691302E-2]
[2004,11,2,12,2.9921888842887944E-2,2.1739576291269474E-2,0,0,5.4211388888889014E-5,1.0103240012815729E-2,6.1818916535862037E-2,null,2.2749199954224971E-2,2.4015807692058917E-2,0,0,2.6578049495418166E-5,1.0103240012815729E-2,4.6791585695779306E-2]
[2004,11,2,16,3.1171376238354011E-2,2.2560943450591144E-2,0,0,5.4211388888889014E-5,9.009106431638535E-3,6.2795637509472577E-2,null,2.3699168011020875E-2,2.4923175686657955E-2,0,0,2.6578049495418166E-5,9.009106431638535E-3,4.8648921747174251E-2]
[2004,11,2,21,4.0081259367050377E-2,2.0587242626285938E-2,1.2368164150014451E-3,1.7084746006959106E-6,5.4211388888889014E-5,5.8163091674031438E-3,6.7777547439230493E-2,null,3.0473229432336085E-2,2.2742819510295512E-2,4.9390279499370309E-4,3.1702226913177381E-6,2.6578049495418166E-5,5.8163091674031438E-3,5.3739700009812041E-2]
[2004,11,2,23,3.0873485623464578E-2,1.942466383839957E-2,1.2368164150014451E-3,1.7084746006959106E-6,5.4211388888889014E-5,6.9004972418007801E-3,5.8491382982155955E-2,null,2.3472685879555519E-2,2.145851349518892E-2,4.9390279499370309E-4,3.1702226913177381E-6,2.6578049495418166E-5,6.9004972418007801E-3,4.5454850441924877E-2]
[2004,11,3,3,1.788453136264713E-2,1.693892065324791E-2,1.2368164150014451E-3,1.7084746006959106E-6,5.4211388888889014E-5,7.6923127850766449E-3,4.3808501079462714E-2,null,1.3597362860104746E-2,1.8712501820139744E-2,4.9390279499370309E-4,3.1702226913177381E-6,2.6578049495418166E-5,7.6923127850766449E-3,3.2833515747424935E-2]
[2004,11,3,6,2.1410816797443825E-2,1.657237895537601E-2,1.2368164150014451E-3,1.7084746006959106E-6,5.4211388888889014E-5,7.6836391296645672E-3,4.6959571160975433E-2,null,1.6278349106430185E-2,1.8307581558158949E-2,4.9390279499370309E-4,3.1702226913177381E-6,2.6578049495418166E-5,7.6836391296645672E-3,3.5109581731769576E-2]
[2004,11,3,7,2.8323190921860173E-2,1.812503784960335E-2,0,0,5.4211388888889014E-5,7.2368318023412715E-3,5.3739271962693687E-2,null,2.1533731944741036E-2,2.0022810820934576E-2,0,0,2.6578049495418166E-5,7.2368318023412715E-3,4.1583120815171029E-2]
[2004,11,3,10,2.9299180022067321E-2,2.1630264463181111E-2,0,0,5.4211388888889014E-5,1.0537792197464962E-2,6.1521448071602286E-2,null,2.2275763014715882E-2,2.3895050423993314E-2,0,0,2.6578049495418166E-5,1.0537792197464962E-2,4.619739148820462E-2]
[2004,11,3,14,2.7318340177588493E-2,2.1982448191640663E-2,0,0,5.4211388888889014E-5,9.8039340081179267E-3,5.9158933766235974E-2,null,2.0769757764313532E-2,2.4284109372596355E-2,0,0,2.6578049495418166E-5,9.8039340081179267E-3,4.5080445186405305E-2]
[2004,11,3,18,3.6799278222413148E-2,2.0836226489140471E-2,0,0,5.4211388888889014E-5,9.2500994593318654E-3,6.6939815559774379E-2,null,2.7977984372862013E-2,2.3017873103273849E-2,0,0,2.6578049495418166E-5,9.2500994593318654E-3,5.1022435525631279E-2]
[2004,11,3,21,3.8465065138229185E-2,1.9663307158841303E-2,1.2368164150014451E-3,1.7084746006959106E-6,5.4211388888889014E-5,5.8163091674031438E-3,6.5237417742964668E-2,null,2.924445922102448E-2,2.1722143844462319E-2,4.9390279499370309E-4,3.1702226913177381E-6,2.6578049495418166E-5,5.8163091674031438E-3,5.1490254132667237E-2]
[2004,11,4,1,2.0380079962628361E-2,1.7507743860859425E-2,1.2368164150014451E-3,1.7084746006959106E-6,5.4211388888889014E-5,6.3893651295634669E-3,4.5569925231542283E-2,null,1.5494694087907671E-2,1.9340883375591877E-2,4.9390279499370309E-4,3.1702226913177381E-6,2.6578049495418166E-5,6.3893651295634669E-3,3.5359228530679992E-2]
[2004,11,4,4,1.7378773628220136E-2,1.6167105639638246E-2,1.2368164150014451E-3,1.7084746006959106E-6,5.4211388888889014E-5,7.7698267251358529E-3,4.2608442271485268E-2,null,1.3212842220739755E-2,1.7859874303745259E-2,4.9390279499370309E-4,3.1702226913177381E-6,2.6578049495418166E-5,7.7698267251358529E-3,3.159636759166546E-2]
[2004,11,4,7,2.641333146466995E-2,1.8893175765922362E-2,0,0,5.4211388888889014E-5,7.2368318023412715E-3,5.2597550421822473E-2,null,2.0081692105136627E-2,2.0871376231416133E-2,0,0,2.6578049495418166E-5,7.2368318023412715E-3,4.0979646386048181E-2]
[2004,11,4,11,2.6744031102475332E-2,2.1014988187656902E-2,0,0,5.4211388888889014E-5,1.050486344030143E-2,5.831809411932256E-2,null,2.0333118484825642E-2,2.3215351955518111E-2,0,0,2.6578049495418166E-5,1.050486344030143E-2,4.3575048489839174E-2]
[2004,11,4,12,2.7278509048216486E-2,2.1091868073486789E-2,0,0,5.4211388888889014E-5,1.0103240012815729E-2,5.8527828523407897E-2,null,2.0739474705271228E-2,2.3300281511124007E-2,0,0,2.6578049495418166E-5,1.0103240012815729E-2,4.4066334265890655E-2]
[2004,11,4,15,2.5931832284493618E-2,2.190560126950385E-2,0,0,5.4211388888889014E-5,9.5644092737202594E-3,5.7456054216606621E-2,null,1.9715614910440066E-2,2.4199216232130432E-2,0,0,2.6578049495418166E-5,9.5644092737202594E-3,4.3941409192065919E-2]
[2004,11,4,19,3.819307003748787E-2,2.1455417311975963E-2,1.2368164150014451E-3,1.7084746006959106E-6,5.4211388888889014E-5,6.6863842356083749E-3,6.7627607863563241E-2,null,2.903766509229071E-2,2.3701895989767584E-2,4.9390279499370309E-4,3.1702226913177381E-6,2.6578049495418166E-5,6.6863842356083749E-3,5.3263212149238737E-2]
[2004,11,4,22,3.1943449233672233E-2,1.9553573516291667E-2,1.2368164150014451E-3,1.7084746006959106E-6,5.4211388888889014E-5,6.1167138183319536E-3,5.8906472846786885E-2,null,2.4286164475113628E-2,2.160092059606444E-2,4.9390279499370309E-4,3.1702226913177381E-6,2.6578049495418166E-5,6.1167138183319536E-3,4.6410736138358513E-2]
[2004,11,5,2,1.7375173016741682E-2,1.6694657982259296E-2,1.2368164150014451E-3,1.7084746006959106E-6,5.4211388888889014E-5,7.7059753356943112E-3,4.3068542613186316E-2,null,1.3210104725426176E-2,1.844266374904693E-2,4.9390279499370309E-4,3.1702226913177381E-6,2.6578049495418166E-5,7.7059753356943112E-3,3.2176419541653546E-2]
[2004,11,5,4,1.6515206790689133E-2,1.6118869192417212E-2,1.2368164150014451E-3,1.7084746006959106E-6,5.4211388888889014E-5,8.2720730921651605E-3,4.2198885353762539E-2,null,1.2556284248614944E-2,1.7806587283580394E-2,4.9390279499370309E-4,3.1702226913177381E-6,2.6578049495418166E-5,8.2720730921651605E-3,3.0886522599375774E-2]
[2004,11,5,9,2.7242771479170386E-2,2.1360493510637405E-2,0,0,5.4211388888889014E-5,1.0761559868668844E-2,5.9419036247365525E-2,null,2.0712303923761527E-2,{"$f":"F7427*W$5","v":2.3597033239555591E-2},{"$f":"G7427*X$5","v":0},{"$f":"H7427*Y$5","v":0},{"$f":"I7427*Z$5","v":2.6578049495418166E-5},{"$f":"J7427","v":1.0761559868668844E-2},4.4335915212812535E-2]
[2004,11,5,10,2.5588937632531832E-2,2.1729994811571993E-2,0,0,5.4211388888889014E-5,1.0974131742115773E-2,5.8347275575108493E-2,null,{"$f":"E7428*V$5","v":1.945491682945755E-2},2.40052229883491E-2,0,0,2.6578049495418166E-5,1.0974131742115773E-2,{"$f":"SUM(M7428:Q7428)","v":4.3486717867302072E-2}]
[2004,11,5,13,2.5238523311956491E-2,2.2225617759814398E-2,0,0,5.4211388888889014E-5,9.4858920940018403E-3,5.7004244554661618E-2,null,1.9188501648001281E-2,2.4552739888093877E-2,0,0,2.6578049495418166E-5,9.4858920940018403E-3,4.3767819585590576E-2]
[2004,11,5,16,2.9761703409991194E-2,2.2005178955191884E-2,0,0,5.4211388888889014E-5,6.7783043905640565E-3,5.8599398144636029E-2,null,2.2627413175928437E-2,2.4309220149311861E-2,0,0,2.6578049495418166E-5,6.7783043905640565E-3,4.6963211374735719E-2]
[2004,11,5,20,3.5619721038678775E-2,2.0433096013638269E-2,1.2368164150014451E-3,1.7084746006959106E-6,5.4211388888889014E-5,5.9889046209183963E-3,6.3334457951726472E-2,null,2.7081183292852862E-2,2.2572533054104761E-2,4.9390279499370309E-4,3.1702226913177381E-6,2.6578049495418166E-5,5.9889046209183963E-3,5.0177367414138065E-2]
[2004,11,5,23,2.7480363201603679E-2,1.8032159717541043E-2,1.2368164150014451E-3,1.7084746006959106E-6,5.4211388888889014E-5,6.8631700124349212E-3,5.3668429210070673E-2,null,2.0892941637827109E-2,1.9920207930771448E-2,4.9390279499370309E-4,3.1702226913177381E-6,2.6578049495418166E-5,6.8631700124349212E-3,4.1336800635778999E-2]
[2004,11,6,1,2.0398120376624668E-2,1.54731890055232E-2,1.2368164150014451E-3,1.7084746006959106E-6,5.4211388888889014E-5,7.8754411331861535E-3,4.5039486793825051E-2,null,1.5508409966187077E-2,1.7093301477488273E-2,4.9390279499370309E-4,3.1702226913177381E-6,2.6578049495418166E-5,7.8754411331861535E-3,3.3125362510855794E-2]
[2004,11,6,7,2.1204334813820058E-2,1.6033634938197986E-2,0,0,5.4211388888889014E-5,9.9517275147294887E-3,4.7243908655636421E-2,null,1.6121363698287459E-2,1.7712428619645115E-2,0,0,2.6578049495418166E-5,9.9517275147294887E-3,3.3860370367427992E-2]
[2004,11,6,10,3.0648769389703467E-2,1.6631549364390028E-2,0,0,5.4211388888889014E-5,1.0127364142257069E-2,5.7461894285239457E-2,null,2.3301837222185182E-2,1.837294737508666E-2,0,0,2.6578049495418166E-5,1.0127364142257069E-2,4.1701362646767264E-2]
[2004,11,6,11,3.0785612201370438E-2,1.6949462457883025E-2,0,0,5.4211388888889014E-5,8.8207256663993261E-3,5.6610011714541678E-2,null,2.3405876927073337E-2,1.8724147399126756E-2,0,0,2.6578049495418166E-5,8.8207256663993261E-3,4.2156602375695518E-2]
[2004,11,6,14,2.7987893249525064E-2,1.6271504812691687E-2,0,0,5.4211388888889014E-5,7.8164494859735041E-3,5.2130058937079143E-2,null,2.1278809742730696E-2,1.7975204539701528E-2,0,0,2.6578049495418166E-5,7.8164494859735041E-3,3.9280592331927641E-2]
[2004,11,6,18,3.6764705651691112E-2,1.5549541627927897E-2,0,0,5.4211388888889014E-5,6.943350650490821E-3,5.9311809318998723E-2,null,2.7951699323531844E-2,1.7177648562817255E-2,0,0,2.6578049495418166E-5,6.943350650490821E-3,4.5155925935844519E-2]
[2004,11,6,22,3.0640470233048715E-2,1.3511410038683884E-2,1.2368164150014451E-3,1.7084746006959106E-6,5.4211388888889014E-5,6.0921071825052542E-3,5.1536723732728884E-2,null,2.3295527487690086E-2,1.4926115430681111E-2,4.9390279499370309E-4,3.1702226913177381E-6,2.6578049495418166E-5,6.0921071825052542E-3,3.874529398555164E-2]
[2004,11,7,1,2.1356679145061629E-2,1.2291791286524171E-2,1.2368164150014451E-3,1.7084746006959106E-6,5.4211388888889014E-5,7.9351628044128548E-3,4.2876369514489684E-2,null,1.6237188994995988E-2,1.3578797110532463E-2,4.9390279499370309E-4,3.1702226913177381E-6,2.6578049495418166E-5,7.9351628044128548E-3,3.0339637172708888E-2]
[2004,11,7,5,1.8326783628329631E-2,1.1422847566308911E-2,1.2368164150014451E-3,1.7084746006959106E-6,5.4211388888889014E-5,9.3524878918356657E-3,4.0394855364965232E-2,null,1.3933601166284124E-2,1.2618871075162004E-2,4.9390279499370309E-4,3.1702226913177381E-6,2.6578049495418166E-5,9.3524878918356657E-3,2.7076123308626566E-2]
[2004,11,7,8,2.8045600872776369E-2,1.329841545282383E-2,0,0,5.4211388888889014E-5,8.2080381421993434E-3,4.9606265856688432E-2,null,2.1322684053845218E-2,1.4690819353842711E-2,0,0,2.6578049495418166E-5,8.2080381421993434E-3,3.6040081457183348E-2]
[2004,11,7,11,3.1437139529298337E-2,1.5085064757051072E-2,0,0,5.4211388888889014E-5,1.0744015606662702E-2,5.7320431281901001E-2,null,2.3901224180600637E-2,1.6664538874802459E-2,0,0,2.6578049495418166E-5,1.0744015606662702E-2,4.0592341104898517E-2]
[2004,11,7,12,3.1465885104302226E-2,1.5182029880465672E-2,0,0,5.4211388888889014E-5,1.0075530615553481E-2,5.6777656989210272E-2,null,2.3923079045345182E-2,1.6771656682691705E-2,0,0,2.6578049495418166E-5,1.0075530615553481E-2,4.0721313777532311E-2]
[2004,11,7,15,3.2796754805345531E-2,1.5425602698148385E-2,0,0,5.4211388888889014E-5,8.1203196588207106E-3,5.639688855120352E-2,null,2.4934920948141703E-2,1.7040732669735211E-2,0,0,2.6578049495418166E-5,8.1203196588207106E-3,4.2002231667372339E-2]
[2004,11,7,20,3.7036926935227921E-2,1.4228090907700336E-2,1.2368164150014451E-3,1.7084746006959106E-6,5.4211388888889014E-5,8.5974645158943177E-3,6.1155218637313609E-2,null,2.8158665415929669E-2,1.571783600960467E-2,4.9390279499370309E-4,3.1702226913177381E-6,2.6578049495418166E-5,8.5974645158943177E-3,4.4400152492714784E-2]
[2004,11,7,23,2.8804258042642403E-2,1.4394038659532019E-2,1.2368164150014451E-3,1.7084746006959106E-6,5.4211388888889014E-5,7.7719270571331893E-3,5.2262960037798643E-2,null,2.1899480650631287E-2,1.5901159237321841E-2,4.9390279499370309E-4,3.1702226913177381E-6,2.6578049495418166E-5,7.7719270571331893E-3,3.8324290955133566E-2]
[2004,11,8,2,1.761930966019417E-2,1.4007022615543511E-2,1.2368164150014451E-3,1.7084746006959106E-6,5.4211388888889014E-5,8.9798075446087099E-3,4.1898876098837426E-2,null,{"$f":"E7492*V$5","v":1.3395718452795332E-2},1.547362087311269E-2,4.9390279499370309E-4,3.1702226913177381E-6,2.6578049495418166E-5,8.9798075446087099E-3,{"$f":"SUM(M7492:Q7492)","v":2.9392990393088462E-2}]
[2004,11,8,6,1.9668334292659718E-2,1.5742046322161255E-2,1.2368164150014451E-3,1.7084746006959106E-6,5.4211388888889014E-5,9.23745471022153E-3,4.5940571603533542E-2,null,1.4953563658351951E-2,1.7390309364232394E-2,4.9390279499370309E-4,3.1702226913177381E-6,2.6578049495418166E-5,9.23745471022153E-3,3.2867524089764788E-2]
[2004,11,8,9,2.9788442545183667E-2,1.9170169393541429E-2,0,0,5.4211388888889014E-5,1.2707081526144751E-2,6.1719904853758736E-2,null,2.2647742572120325E-2,2.117737233749005E-2,0,0,2.6578049495418166E-5,1.2707081526144751E-2,4.3851692959105792E-2]
[2004,11,8,10,2.8713875933088502E-2,2.0108850273443574E-2,0,0,5.4211388888889014E-5,1.3700701262634936E-2,6.2577638858055909E-2,null,2.1830764377627185E-2,2.2214337326775323E-2,0,0,2.6578049495418166E-5,1.3700701262634936E-2,4.4071679753897933E-2]
[2004,11,8,16,2.9555247408336711E-2,2.1001789548665602E-2,0,0,5.4211388888889014E-5,1.0525744942685267E-2,6.1136993288576469E-2,null,2.2470447521519093E-2,2.3200771359670011E-2,0,0,2.6578049495418166E-5,1.0525744942685267E-2,4.5697796930684528E-2]
[2004,11,8,17,3.3341856524422828E-2,2.1473228132449552E-2,0,0,5.4211388888889014E-5,1.0023540860546175E-2,6.4892836906307441E-2,null,2.5349354277126836E-2,2.3721571683240197E-2,0,0,2.6578049495418166E-5,1.0023540860546175E-2,4.9097504009862458E-2]
[2004,11,8,21,3.6080830897372726E-2,2.0262238719767317E-2,1.2368164150014451E-3,1.7084746006959106E-6,5.4211388888889014E-5,7.1539307766706351E-3,6.4789736672301715E-2,null,2.7431758767261335E-2,2.2383786233218548E-2,4.9390279499370309E-4,3.1702226913177381E-6,2.6578049495418166E-5,7.1539307766706351E-3,5.0339196067660325E-2]
[2004,11,8,24,2.2049190415355337E-2,1.8474868947677279E-2,1.2368164150014451E-3,1.7084746006959106E-6,5.4211388888889014E-5,8.9596434142482969E-3,5.0776439055771949E-2,null,1.6763695775406359E-2,2.0409270808170815E-2,4.9390279499370309E-4,3.1702226913177381E-6,2.6578049495418166E-5,8.9596434142482969E-3,3.7696617650757616E-2]
[2004,11,9,3,1.8832163714601488E-2,1.755052575370214E-2,1.2368164150014451E-3,1.7084746006959106E-6,5.4211388888889014E-5,7.6923127850766449E-3,4.5367738531871302E-2,null,1.4317834684958352E-2,1.9388144725005826E-2,4.9390279499370309E-4,3.1702226913177381E-6,2.6578049495418166E-5,7.6923127850766449E-3,3.4229630477144619E-2]
[2004,11,9,7,3.0472894011388568E-2,1.9000206870659106E-2,0,0,5.4211388888889014E-5,7.2368318023412715E-3,5.6764144073277838E-2,null,2.3168121594494731E-2,2.098961397413877E-2,0,0,2.6578049495418166E-5,7.2368318023412715E-3,4.4184313618128926E-2]
[2004,11,9,9,3.2217371361987712E-2,2.1264976669442451E-2,0,0,5.4211388888889014E-5,1.0652806209131241E-2,6.4189365629450296E-2,null,2.4494423696369869E-2,2.3491515355547329E-2,0,0,2.6578049495418166E-5,1.0652806209131241E-2,4.8012517101412619E-2]
[2004,11,9,12,3.0360203984347217E-2,2.3186375212038673E-2,0,0,5.4211388888889014E-5,1.0103240012815729E-2,6.3704030598090516E-2,null,2.3082444919085919E-2,2.5614092966101971E-2,0,0,2.6578049495418166E-5,1.0103240012815729E-2,4.8723115934683314E-2]
[2004,11,9,15,2.8590610337862761E-2,2.3265940710567166E-2,0,0,5.4211388888889014E-5,9.5644092737202594E-3,6.1475171711039077E-2,null,2.173704724339174E-2,2.5701989330133245E-2,0,0,2.6578049495418166E-5,9.5644092737202594E-3,4.7465614623020402E-2]
[2004,11,9,18,3.8854593427404528E-2,2.2380543118167322E-2,0,0,5.4211388888889014E-5,9.2500994593318654E-3,7.0539447393792601E-2,null,2.9540612214066005E-2,2.4723886628167248E-2,0,0,2.6578049495418166E-5,9.2500994593318654E-3,5.4291076891728671E-2]
[2004,11,9,22,3.5545173199225955E-2,2.0339409556387203E-2,1.2368164150014451E-3,1.7084746006959106E-6,5.4211388888889014E-5,6.1167138183319536E-3,6.329403285243615E-2,null,2.7024505597311229E-2,2.2469037203470564E-2,4.9390279499370309E-4,3.1702226913177381E-6,2.6578049495418166E-5,6.1167138183319536E-3,5.0017193867962231E-2]
[2004,11,10,1,2.3769297405436041E-2,1.7604527936098301E-2,1.2368164150014451E-3,1.7084746006959106E-6,5.4211388888889014E-5,6.3893651295634669E-3,4.9055926749588842E-2,null,1.8071469427847653E-2,1.9447801178747226E-2,4.9390279499370309E-4,3.1702226913177381E-6,2.6578049495418166E-5,6.3893651295634669E-3,3.8042921673775321E-2]
[2004,11,10,6,2.414439417666495E-2,1.7820918737199532E-2,1.2368164150014451E-3,1.7084746006959106E-6,5.4211388888889014E-5,7.6836391296645672E-3,5.0941688322020083E-2,null,1.8356650336568889E-2,1.9686849069835366E-2,4.9390279499370309E-4,3.1702226913177381E-6,2.6578049495418166E-5,7.6836391296645672E-3,3.8567150473584694E-2]
[2004,11,10,9,3.4306482608374496E-2,2.2404545166245876E-2,0,0,5.4211388888889014E-5,1.0652806209131241E-2,6.7418045372640512E-2,null,2.6082746202352621E-2,2.4750401798617077E-2,0,0,2.6578049495418166E-5,1.0652806209131241E-2,5.0859726050465119E-2]
[2004,11,10,12,3.2073005814331534E-2,2.2845264265631687E-2,0,0,5.4211388888889014E-5,1.0103240012815729E-2,6.5075721481667848E-2,null,2.4384664558924501E-2,2.5237266169626814E-2,0,0,2.6578049495418166E-5,1.0103240012815729E-2,4.9648508778046732E-2]
[2004,11,10,13,3.1498989778574661E-2,2.3043304495957973E-2,0,0,5.4211388888889014E-5,9.6362263865740309E-3,6.4232732049995564E-2,null,2.3948248073222982E-2,2.5456042102657169E-2,0,0,2.6578049495418166E-5,9.6362263865740309E-3,4.9430868225375568E-2]
[2004,11,10,16,3.3250053560804314E-2,2.329952138699622E-2,0,0,5.4211388888889014E-5,9.009106431638535E-3,6.5612892768327963E-2,null,2.5279557748347725E-2,2.5739086054397061E-2,0,0,2.6578049495418166E-5,9.009106431638535E-3,5.1045221852240211E-2]
[2004,11,10,19,4.5687579247977637E-2,2.1903618592790754E-2,1.2368164150014451E-3,1.7084746006959106E-6,5.4211388888889014E-5,6.6863842356083749E-3,7.5570318354867799E-2,null,3.4735637218429954E-2,2.419702596024936E-2,4.9390279499370309E-4,3.1702226913177381E-6,2.6578049495418166E-5,6.6863842356083749E-3,5.9456314245859759E-2]
[2004,11,10,23,3.3098999459136261E-2,1.942755166789337E-2,1.2368164150014451E-3,1.7084746006959106E-6,5.4211388888889014E-5,6.9004972418007801E-3,6.0719784647321438E-2,null,2.5164713395412795E-2,2.1461703693417319E-2,4.9390279499370309E-4,3.1702226913177381E-6,2.6578049495418166E-5,6.9004972418007801E-3,4.7150068156010555E-2]
[2004,11,11,3,2.0163548086063243E-2,1.721412211334335E-2,1.2368164150014451E-3,1.7084746006959106E-6,5.4211388888889014E-5,7.6923127850766449E-3,4.6362719262974264E-2,null,1.5330067884585141E-2,1.9016518110690914E-2,4.9390279499370309E-4,3.1702226913177381E-6,2.6578049495418166E-5,7.6923127850766449E-3,3.4870237062456497E-2]
[2004,11,11,7,3.3493137189519018E-2,1.8680723805240888E-2,0,0,5.4211388888889014E-5,7.2368318023412715E-3,5.9464904185990063E-2,null,2.5464370883115581E-2,2.0636679595052703E-2,0,0,2.6578049495418166E-5,7.2368318023412715E-3,4.6127628527663708E-2]
[2004,11,11,10,3.3772801649969479E-2,2.1389307297771859E-2,0,0,5.4211388888889014E-5,1.0537792197464962E-2,6.5754112534095188E-2,null,2.5676995920401291E-2,2.3628863959778913E-2,0,0,2.6578049495418166E-5,1.0537792197464962E-2,4.9332437929675621E-2]
[2004,11,11,13,3.2041238862111715E-2,2.185929528453355E-2,0,0,5.4211388888889014E-5,9.6362263865740309E-3,6.3590971922108191E-2,null,2.4360512582698016E-2,2.4148061802295263E-2,0,0,2.6578049495418166E-5,9.6362263865740309E-3,4.85351524344887E-2]
[2004,11,11,14,3.0875010518930865E-2,2.1801067171588463E-2,0,0,5.4211388888889014E-5,9.8039340081179267E-3,6.2534223087526139E-2,null,2.347384523657519E-2,2.4083736944072412E-2,0,0,2.6578049495418166E-5,9.8039340081179267E-3,4.7584160230143023E-2]
[2004,11,11,17,3.7981933340447041E-2,2.1193715442479388E-2,0,0,5.4211388888889014E-5,8.9133805696632422E-3,6.8143240741478567E-2,null,2.8877140769649291E-2,2.3412792757658778E-2,0,0,2.6578049495418166E-5,8.9133805696632422E-3,5.231651157680349E-2]
[2004,11,11,20,4.6717839216429122E-2,2.0480378051271238E-2,1.2368164150014451E-3,1.7084746006959106E-6,5.4211388888889014E-5,5.7987147557808623E-3,7.428966830197227E-2,null,3.5518929682024115E-2,2.2624765733705698E-2,4.9390279499370309E-4,3.1702226913177381E-6,2.6578049495418166E-5,5.7987147557808623E-3,5.8667346482910256E-2]
[2004,11,12,1,2.0036333410357546E-2,1.6913483839782667E-2,1.2368164150014451E-3,1.7084746006959106E-6,5.4211388888889014E-5,7.3419694166301577E-3,4.5584522945261399E-2,null,1.523334831885396E-2,1.8684401657915083E-2,4.9390279499370309E-4,3.1702226913177381E-6,2.6578049495418166E-5,7.3419694166301577E-3,3.4441401043949486E-2]
[2004,11,12,4,1.7671858002228188E-2,1.5515594490395251E-2,1.2368164150014451E-3,1.7084746006959106E-6,5.4211388888889014E-5,8.2720730921651605E-3,4.2752261863279635E-2,null,1.3435670233462382E-2,1.7140147007324323E-2,4.9390279499370309E-4,3.1702226913177381E-6,2.6578049495418166E-5,8.2720730921651605E-3,3.1099468307967143E-2]
[2004,11,12,8,2.784055689604932E-2,1.9850587284720798E-2,0,0,5.4211388888889014E-5,1.0472638398130982E-2,5.8217993967789997E-2,null,2.1166791942539492E-2,2.1929033041722008E-2,0,0,2.6578049495418166E-5,1.0472638398130982E-2,4.3122403033756918E-2]
[2004,11,12,11,2.6681898533081585E-2,2.1412214898923764E-2,0,0,5.4211388888889014E-5,1.0845693032504693E-2,5.8994017853398931E-2,null,2.0285879948106593E-2,2.3654170089787135E-2,0,0,2.6578049495418166E-5,1.0845693032504693E-2,4.3966628087389145E-2]
[2004,11,12,14,2.6311643676512654E-2,2.1117125023964536E-2,0,0,5.4211388888889014E-5,9.1330138250074414E-3,5.6615993914373518E-2,null,2.0004380280410596E-2,2.3328182977897537E-2,0,0,2.6578049495418166E-5,9.1330138250074414E-3,4.335914130780355E-2]
[2004,11,12,17,3.4627466227392427E-2,2.0806678054958484E-2,0,0,5.4211388888889014E-5,6.190815012933293E-3,6.1679170684173099E-2,null,2.6326785626782385E-2,2.2985230815153405E-2,0,0,2.6578049495418166E-5,6.190815012933293E-3,4.9338594491431215E-2]
[2004,11,12,19,3.8204730241095199E-2,1.9944971801412623E-2,1.2368164150014451E-3,1.7084746006959106E-6,5.4211388888889014E-5,7.1212568315984033E-3,6.656369515259726E-2,null,2.9046530184490032E-2,2.2033300041759591E-2,4.9390279499370309E-4,3.1702226913177381E-6,2.6578049495418166E-5,7.1212568315984033E-3,5.1603481293430065E-2]
[2004,11,12,22,3.2890193529491553E-2,1.8303230332455532E-2,1.2368164150014451E-3,1.7084746006959106E-6,5.4211388888889014E-5,6.091252604036982E-3,5.8577412744475102E-2,null,2.5005961123119518E-2,2.0219660858074771E-2,4.9390279499370309E-4,3.1702226913177381E-6,2.6578049495418166E-5,6.091252604036982E-3,4.5749273048374728E-2]
[2004,11,13,2,2.19948714983648E-2,1.4747980260066752E-2,1.2368164150014451E-3,1.7084746006959106E-6,5.4211388888889014E-5,8.2782923242744905E-3,4.6313880361197074E-2,null,1.6722397850987111E-2,1.6292160115111504E-2,4.9390279499370309E-4,3.1702226913177381E-6,2.6578049495418166E-5,8.2782923242744905E-3,3.3538209033279059E-2]
[2004,11,13,5,2.1010334097202012E-2,1.3676951554499427E-2,1.2368164150014451E-3,1.7084746006959106E-6,5.4211388888889014E-5,8.8387519322439805E-3,4.4818773862436455E-2,null,1.5973867625536826E-2,1.5108989887644404E-2,4.9390279499370309E-4,3.1702226913177381E-6,2.6578049495418166E-5,8.8387519322439805E-3,3.1606508580361674E-2]
[2004,11,13,9,3.446175730009346E-2,1.4185322889314388E-2,0,0,5.4211388888889014E-5,1.0009560083121968E-2,5.8710851661418706E-2,null,2.6200799411770413E-2,{"$f":"F7619*W$5","v":1.5670589987365504E-2},{"$f":"G7619*X$5","v":0},{"$f":"H7619*Y$5","v":0},{"$f":"I7619*Z$5","v":2.6578049495418166E-5},{"$f":"J7619","v":1.0009560083121968E-2},4.1897967448631335E-2]
[2004,11,13,10,3.6996491141744553E-2,1.4570369837415191E-2,0,0,5.4211388888889014E-5,1.0127364142257069E-2,6.1748436510305704E-2,null,{"$f":"E7620*V$5","v":2.8127922639091918E-2},1.6095953082492464E-2,0,0,2.6578049495418166E-5,1.0127364142257069E-2,{"$f":"SUM(M7620:Q7620)","v":4.4250453771079806E-2}]
[2004,11,13,16,3.3330446556050997E-2,1.4272425551439583E-2,0,0,5.4211388888889014E-5,8.082583411931377E-3,5.5739666908310843E-2,null,2.5340679435330415E-2,1.5766812689916757E-2,0,0,2.6578049495418166E-5,8.082583411931377E-3,4.113407017474259E-2]
[2004,11,13,17,3.6679128048363326E-2,1.4249069038453965E-2,0,0,5.4211388888889014E-5,7.9588059347730084E-3,5.8941214410479191E-2,null,2.7886635850435961E-2,1.574101064498707E-2,0,0,2.6578049495418166E-5,7.9588059347730084E-3,4.3654224544918449E-2]
[2004,11,13,20,4.2781486434127394E-2,1.3507039039940764E-2,1.2368164150014451E-3,1.7084746006959106E-6,5.4211388888889014E-5,5.8833606451096495E-3,6.3464622397668841E-2,null,3.252617487950648E-2,1.492128676871316E-2,4.9390279499370309E-4,3.1702226913177381E-6,2.6578049495418166E-5,5.8833606451096495E-3,4.7971112715400083E-2]
[2004,11,13,24,2.764934384162435E-2,1.1480697070512467E-2,1.2368164150014451E-3,1.7084746006959106E-6,5.4211388888889014E-5,6.8655338535301754E-3,4.7288311044158024E-2,null,2.102141529095803E-2,1.2682777682605477E-2,4.9390279499370309E-4,3.1702226913177381E-6,2.6578049495418166E-5,6.8655338535301754E-3,3.422784404074395E-2]
[2004,11,14,3,2.0355519341093743E-2,1.1065928989034912E-2,1.2368164150014451E-3,1.7084746006959106E-6,5.4211388888889014E-5,9.2418736135551835E-3,4.1956058222174866E-2,null,1.5476020985643811E-2,1.2224581517780981E-2,4.9390279499370309E-4,3.1702226913177381E-6,2.6578049495418166E-5,9.2418736135551835E-3,2.8224253570605231E-2]
[2004,11,14,6,2.2127234274231453E-2,1.1121518575586773E-2,1.2368164150014451E-3,1.7084746006959106E-6,5.4211388888889014E-5,9.7403151336412225E-3,4.4281804261950476E-2,null,1.682303144636264E-2,1.2285991584031753E-2,4.9390279499370309E-4,3.1702226913177381E-6,2.6578049495418166E-5,9.7403151336412225E-3,2.9632674097574831E-2]
[2004,11,14,11,3.5413572685759065E-2,1.5625743025006369E-2,0,0,5.4211388888889014E-5,1.0744015606662702E-2,6.1837542706317028E-2,null,2.692445153953912E-2,1.7261828588848293E-2,0,0,2.6578049495418166E-5,1.0744015606662702E-2,4.4212858177882834E-2]
[2004,11,14,14,3.2713377551724966E-2,1.604589610652718E-2,0,0,5.4211388888889014E-5,1.0141910819211116E-2,5.895539586635215E-2,null,2.4871530370621422E-2,1.7725973587436973E-2,0,0,2.6578049495418166E-5,1.0141910819211116E-2,4.2624082007553812E-2]
[2004,11,14,17,4.677099906228379E-2,1.5785961079927999E-2,0,0,5.4211388888889014E-5,5.8291704636087328E-3,6.8440341994709414E-2,null,3.5559346380623379E-2,1.7438822194622425E-2,0,0,2.6578049495418166E-5,5.8291704636087328E-3,5.3024746624741229E-2]
[2004,11,14,18,4.8365554945131228E-2,1.5368692304068041E-2,0,0,5.4211388888889014E-5,6.1838135665252076E-3,6.997227220461337E-2,null,3.6771665255529704E-2,1.697786350146804E-2,0,0,2.6578049495418166E-5,6.1838135665252076E-3,5.3776106806493168E-2]
[2004,11,14,21,4.249926987172984E-2,1.4809392925675251E-2,1.2368164150014451E-3,1.7084746006959106E-6,5.4211388888889014E-5,6.3433935337548009E-3,6.4944792609650928E-2,null,3.2311609514262103E-2,1.6360002962982588E-2,4.9390279499370309E-4,3.1702226913177381E-6,2.6578049495418166E-5,6.3433935337548009E-3,4.9195263544425133E-2]
[2004,11,15,1,2.0868358031562902E-2,1.4305128132764579E-2,1.2368164150014451E-3,1.7084746006959106E-6,5.4211388888889014E-5,8.6739001361038452E-3,4.5140122578922359E-2,null,1.5865925178357193E-2,1.5802939378570316E-2,4.9390279499370309E-4,3.1702226913177381E-6,2.6578049495418166E-5,8.6739001361038452E-3,3.2192515624107951E-2]
[2004,11,15,4,1.9460479922276761E-2,1.4050856975503012E-2,1.2368164150014451E-3,1.7084746006959106E-6,5.4211388888889014E-5,9.1446728480873794E-3,4.3948746024358179E-2,null,1.4795534843458958E-2,1.5522044887683509E-2,4.9390279499370309E-4,3.1702226913177381E-6,2.6578049495418166E-5,9.1446728480873794E-3,3.0841230798322905E-2]
[2004,11,15,8,3.3909241141878751E-2,1.6921736642069161E-2,0,0,5.4211388888889014E-5,1.2261495049341153E-2,6.3146684222177951E-2,null,2.5780728986832847E-2,1.8693518565713909E-2,0,0,2.6578049495418166E-5,1.2261495049341153E-2,4.4500825602042174E-2]
[2004,11,15,12,3.1394364173420175E-2,1.9257621537593472E-2,0,0,5.4211388888889014E-5,1.2750388082814638E-2,6.3456585182717185E-2,null,2.386870266669839E-2,2.1273981114297517E-2,0,0,2.6578049495418166E-5,1.2750388082814638E-2,4.5169261830491331E-2]
[2004,11,15,15,2.9940610639830292E-2,1.9147389445851135E-2,0,0,5.4211388888889014E-5,1.1189699926969764E-2,6.0331911401540081E-2,null,2.2763433878573134E-2,2.1152207226834929E-2,0,0,2.6578049495418166E-5,1.1189699926969764E-2,4.3942219154903484E-2]
[2004,11,15,16,3.3130633734294819E-2,1.8983419903828517E-2,0,0,5.4211388888889014E-5,1.0525744942685267E-2,6.2694009969697498E-2,null,2.5188764499097051E-2,2.0971069336389862E-2,0,0,2.6578049495418166E-5,1.0525744942685267E-2,4.6186411884982334E-2]
[2004,11,15,19,4.3807240126783914E-2,1.8686271840981646E-2,1.2368164150014451E-3,1.7084746006959106E-6,5.4211388888889014E-5,8.8426651054740804E-3,7.262891335173069E-2,null,3.3306041283681503E-2,2.0642808535085093E-2,4.9390279499370309E-4,3.1702226913177381E-6,2.6578049495418166E-5,8.8426651054740804E-3,5.4472500885947038E-2]
[2004,11,16,1,2.4131576871897799E-2,1.6001528200427512E-2,1.2368164150014451E-3,1.7084746006959106E-6,5.4211388888889014E-5,6.3893651295634669E-3,4.7815206480379811E-2,null,1.8346905516295236E-2,{"$f":"F7683*W$5","v":1.767696016204575E-2},{"$f":"G7683*X$5","v":4.9390279499370309E-4},{"$f":"H7683*Y$5","v":3.1702226913177381E-6},{"$f":"I7683*Z$5","v":2.6578049495418166E-5},{"$f":"J7683","v":6.3893651295634669E-3},3.6547516745521424E-2]
[2004,11,16,3,2.0124389906872264E-2,1.5678449022525E-2,1.2368164150014451E-3,1.7084746006959106E-6,5.4211388888889014E-5,7.6923127850766449E-3,4.4787887992964938E-2,null,1.5300296460296507E-2,1.7320053141326525E-2,4.9390279499370309E-4,3.1702226913177381E-6,2.6578049495418166E-5,7.6923127850766449E-3,3.3144000668803478E-2]
[2004,11,16,6,2.4563248364282191E-2,1.6182678060333609E-2,1.2368164150014451E-3,1.7084746006959106E-6,5.4211388888889014E-5,7.6836391296645672E-3,4.9722301832771404E-2,null,1.8675099406271718E-2,1.7877077226916758E-2,4.9390279499370309E-4,3.1702226913177381E-6,2.6578049495418166E-5,7.6836391296645672E-3,3.7075827700368921E-2]
[2004,11,16,9,3.4931571338156865E-2,2.0657415432841719E-2,0,0,5.4211388888889014E-5,1.0652806209131241E-2,6.6296004369018724E-2,null,2.6557992553865341E-2,2.2820339725265499E-2,0,0,2.6578049495418166E-5,1.0652806209131241E-2,4.9404910328626261E-2]
[2004,11,16,13,3.1978186979889654E-2,2.1718315149676783E-2,0,0,5.4211388888889014E-5,9.6362263865740309E-3,6.338693990502936E-2,null,2.4312575105097874E-2,2.3992320413329906E-2,0,0,2.6578049495418166E-5,9.6362263865740309E-3,4.8331473567923201E-2]
[2004,11,16,16,3.3745286437389894E-2,2.1514227179586443E-2,0,0,5.4211388888889014E-5,9.009106431638535E-3,6.4322831437503766E-2,null,2.5656076483261389E-2,2.3766863514985449E-2,0,0,2.6578049495418166E-5,9.009106431638535E-3,4.9449518047742259E-2]
[2004,11,16,17,3.7907730516599257E-2,2.1208408424743391E-2,0,0,5.4211388888889014E-5,8.9133805696632422E-3,6.8083730899894779E-2,null,2.8820725384720053E-2,2.3429024161240309E-2,0,0,2.6578049495418166E-5,8.9133805696632422E-3,5.2276327595455779E-2]
[2004,11,16,22,3.814598108133508E-2,1.8791557536591404E-2,1.2368164150014451E-3,1.7084746006959106E-6,5.4211388888889014E-5,6.1167138183319536E-3,6.4346988714749476E-2,null,2.90018640075136E-2,2.0759118116496025E-2,4.9390279499370309E-4,3.1702226913177381E-6,2.6578049495418166E-5,6.1167138183319536E-3,5.0284633191190066E-2]
[2004,11,16,24,2.5921316094668218E-2,1.72995498861001E-2,1.2368164150014451E-3,1.7084746006959106E-6,5.4211388888889014E-5,7.7007812293999967E-3,5.2214383488659345E-2,null,1.9707619596161921E-2,1.911089055542485E-2,4.9390279499370309E-4,3.1702226913177381E-6,2.6578049495418166E-5,7.7007812293999967E-3,3.9342161218767213E-2]
[2004,11,17,4,2.0074638813923601E-2,1.5563721008144332E-2,1.2368164150014451E-3,1.7084746006959106E-6,5.4211388888889014E-5,7.7698267251358529E-3,4.4700922825694822E-2,null,1.5262471389580779E-2,1.7193312587907166E-2,4.9390279499370309E-4,3.1702226913177381E-6,2.6578049495418166E-5,7.7698267251358529E-3,3.2979435044668388E-2]
[2004,11,17,7,3.1929716880458175E-2,1.8080272632159056E-2,0,0,5.4211388888889014E-5,7.2368318023412715E-3,5.7301032703847392E-2,null,2.427572395610933E-2,1.9973358483914232E-2,0,0,2.6578049495418166E-5,7.2368318023412715E-3,4.4275660489518982E-2]
[2004,11,17,10,3.2419953637546364E-2,2.1659038964058061E-2,0,0,5.4211388888889014E-5,1.0537792197464962E-2,6.4670996187958282E-2,null,2.4648444210183827E-2,2.3926837744511299E-2,0,0,2.6578049495418166E-5,1.0537792197464962E-2,4.8601860004190547E-2]
[2004,11,17,14,2.9799454311866976E-2,2.1888593082741412E-2,0,0,5.4211388888889014E-5,9.8039340081179267E-3,6.1546192791615204E-2,null,2.2656114666657644E-2,2.418042721172798E-2,0,0,2.6578049495418166E-5,9.8039340081179267E-3,4.6863119927881045E-2]
[2004,11,17,15,2.9544745068031238E-2,2.1761606574084168E-2,0,0,5.4211388888889014E-5,9.5644092737202594E-3,6.0924972304724552E-2,null,2.2462462736840189E-2,2.4040144644554715E-2,0,0,2.6578049495418166E-5,9.5644092737202594E-3,4.6529185430890324E-2]
[2004,11,17,19,4.4738906511458079E-2,2.0253350322767642E-2,1.2368164150014451E-3,1.7084746006959106E-6,5.4211388888889014E-5,6.6863842356083749E-3,7.2971377348325123E-2,null,3.40143744035213E-2,2.2373967181081797E-2,4.9390279499370309E-4,3.1702226913177381E-6,2.6578049495418166E-5,6.6863842356083749E-3,5.6911992651783538E-2]
[2004,11,17,22,3.683769683230935E-2,1.8507553269532465E-2,1.2368164150014451E-3,1.7084746006959106E-6,5.4211388888889014E-5,6.1167138183319536E-3,6.2754700198664803E-2,null,2.800719351280238E-2,2.0445377325505967E-2,4.9390279499370309E-4,3.1702226913177381E-6,2.6578049495418166E-5,6.1167138183319536E-3,4.8976221905488788E-2]
[2004,11,18,1,2.2696759964372315E-2,1.6413889699707907E-2,1.2368164150014451E-3,1.7084746006959106E-6,5.4211388888889014E-5,6.3893651295634669E-3,4.6792751072134715E-2,null,1.7256033984140665E-2,1.8132497764694618E-2,4.9390279499370309E-4,3.1702226913177381E-6,2.6578049495418166E-5,6.3893651295634669E-3,3.5912182816015728E-2]
[2004,11,18,5,2.0217870972807445E-2,1.5644093616348876E-2,1.2368164150014451E-3,1.7084746006959106E-6,5.4211388888889014E-5,7.9249708342346206E-3,4.5079671701881971E-2,null,1.537136882715342E-2,1.7282100569627156E-2,4.9390279499370309E-4,3.1702226913177381E-6,2.6578049495418166E-5,7.9249708342346206E-3,3.317712046396102E-2]
[2004,11,18,8,3.3057481163073867E-2,1.9588580094811105E-2,0,0,5.4211388888889014E-5,9.5232074668893021E-3,6.2223480113663167E-2,null,2.5133147606774202E-2,2.16395925207798E-2,0,0,2.6578049495418166E-5,9.5232074668893021E-3,4.6799318177049423E-2]
[2004,11,18,12,3.0555760330447827E-2,2.125243172276358E-2,0,0,5.4211388888889014E-5,1.0103240012815729E-2,6.1965643454916029E-2,null,2.3231123715505477E-2,2.3477656896536428E-2,0,0,2.6578049495418166E-5,1.0103240012815729E-2,4.673535866153733E-2]
[2004,11,18,16,3.1783901562427039E-2,2.1834718064706791E-2,0,0,5.4211388888889014E-5,9.009106431638535E-3,6.2681937447661262E-2,null,2.416486257821648E-2,2.4120911237028638E-2,0,0,2.6578049495418166E-5,9.009106431638535E-3,4.8312351864740539E-2]
[2004,11,18,19,4.3315899634699798E-2,2.070562827476741E-2,1.2368164150014451E-3,1.7084746006959106E-6,5.4211388888889014E-5,6.6863842356083749E-3,7.2000648423566613E-2,null,3.293248187509204E-2,2.2873600668554445E-2,4.9390279499370309E-4,3.1702226913177381E-6,2.6578049495418166E-5,6.6863842356083749E-3,5.6329733610826924E-2]
[2004,11,18,20,4.3641057674396078E-2,2.0247950490490087E-2,1.2368164150014451E-3,1.7084746006959106E-6,5.4211388888889014E-5,5.7987147557808623E-3,7.0980459199158061E-2,null,3.3179695054066628E-2,2.236800196208168E-2,4.9390279499370309E-4,3.1702226913177381E-6,2.6578049495418166E-5,5.7987147557808623E-3,5.6071348083328754E-2]
[2004,11,18,23,3.1529278914136413E-2,1.830886297244062E-2,1.2368164150014451E-3,1.7084746006959106E-6,5.4211388888889014E-5,6.9004972418007801E-3,5.8031375406868847E-2,null,2.3971276485799241E-2,2.0225883260796336E-2,4.9390279499370309E-4,3.1702226913177381E-6,2.6578049495418166E-5,6.9004972418007801E-3,4.4720810813776019E-2]
[2004,11,19,2,1.7835389909123287E-2,1.6340921984595604E-2,1.2368164150014451E-3,1.7084746006959106E-6,5.4211388888889014E-5,7.7059753356943112E-3,4.3175023507904232E-2,null,1.3560001289846763E-2,1.8051890001673506E-2,4.9390279499370309E-4,3.1702226913177381E-6,2.6578049495418166E-5,7.7059753356943112E-3,3.2135542358700711E-2]
[2004,11,19,5,1.777107234250724E-2,1.5419203300672918E-2,1.2368164150014451E-3,1.7084746006959106E-6,5.4211388888889014E-5,8.2513464238662768E-3,4.2734358345537467E-2,null,1.3511101529834941E-2,1.7033663226565909E-2,4.9390279499370309E-4,3.1702226913177381E-6,2.6578049495418166E-5,8.2513464238662768E-3,3.1068415823581289E-2]
[2004,11,19,10,2.6414305201616431E-2,2.1281820002991569E-2,0,0,5.4211388888889014E-5,1.0974131742115773E-2,5.8724468335612665E-2,null,2.0082432423925146E-2,2.3510122261863678E-2,0,0,2.6578049495418166E-5,1.0974131742115773E-2,4.3619132735284241E-2]
[2004,11,19,14,2.539376198860948E-2,2.17210836259852E-2,0,0,5.4211388888889014E-5,9.1330138250074414E-3,5.6302070828491015E-2,null,1.930652747566047E-2,2.3995378761557679E-2,0,0,2.6578049495418166E-5,9.1330138250074414E-3,4.332848428671357E-2]
[2004,11,19,17,3.3374141789342407E-2,2.0925304124233938E-2,0,0,5.4211388888889014E-5,6.190815012933293E-3,6.0544472315398529E-2,null,2.5373900319359904E-2,2.3116277567344627E-2,0,0,2.6578049495418166E-5,6.190815012933293E-3,4.8516755936199953E-2]
[2004,11,19,20,3.6817608059054985E-2,1.9996330456886074E-2,1.2368164150014451E-3,1.7084746006959106E-6,5.4211388888889014E-5,5.9889046209183963E-3,6.409557941535049E-2,null,2.7991920295192416E-2,2.2090036179421502E-2,4.9390279499370309E-4,3.1702226913177381E-6,2.6578049495418166E-5,5.9889046209183963E-3,5.0605607541794356E-2]
[2004,11,19,21,3.4758002704130903E-2,1.9031999395995272E-2,1.2368164150014451E-3,1.7084746006959106E-6,5.4211388888889014E-5,5.872744038548241E-3,6.0955482417165446E-2,null,2.6426030712085529E-2,2.1024735319848942E-2,4.9390279499370309E-4,3.1702226913177381E-6,2.6578049495418166E-5,5.872744038548241E-3,4.7974417099114916E-2]
[2004,11,19,24,2.3159996126651684E-2,1.3679254222962836E-2,1.2368164150014451E-3,1.7084746006959106E-6,5.4211388888889014E-5,7.4343912109257025E-3,4.5566377839031252E-2,null,1.7608226057878217E-2,1.5111533655851056E-2,4.9390279499370309E-4,3.1702226913177381E-6,2.6578049495418166E-5,7.4343912109257025E-3,3.3243410780909713E-2]
[2004,11,20,6,2.1604902426084746E-2,1.2544212412150058E-2,1.2368164150014451E-3,1.7084746006959106E-6,5.4211388888889014E-5,9.5108125859823256E-3,4.4952663702708159E-2,null,1.6425909736622259E-2,1.3857647863151724E-2,4.9390279499370309E-4,3.1702226913177381E-6,2.6578049495418166E-5,9.5108125859823256E-3,3.0807208666954421E-2]
[2004,11,20,8,2.9512964705285305E-2,1.4401190488187931E-2,0,0,5.4211388888889014E-5,9.9788485128705501E-3,5.3947215095232676E-2,null,2.2438300564775412E-2,1.5909059894599873E-2,0,0,2.6578049495418166E-5,9.9788485128705501E-3,3.8373938508870706E-2]
[2004,11,20,11,3.5362470096934953E-2,1.583822943392918E-2,0,0,5.4211388888889014E-5,8.8207256663993261E-3,6.0075636586152351E-2,null,2.6885598945124295E-2,1.7496563280338842E-2,0,0,2.6578049495418166E-5,8.8207256663993261E-3,4.4408740274958558E-2]
[2004,11,20,15,3.2879429373803934E-2,1.4735205817594441E-2,0,0,5.4211388888889014E-5,7.2119174867952811E-3,5.4880764067082546E-2,null,2.4997777283811719E-2,1.6278048131065547E-2,0,0,2.6578049495418166E-5,7.2119174867952811E-3,4.1302403464372688E-2]
[2004,11,20,18,4.2592973305018503E-2,1.4130214195691979E-2,0,0,5.4211388888889014E-5,6.943350650490821E-3,6.3720749540090188E-2,null,3.2382850943955065E-2,1.5609711165696479E-2,0,0,2.6578049495418166E-5,6.943350650490821E-3,4.8019140159146961E-2]
[2004,11,20,21,3.9467882240821178E-2,1.3026000215054862E-2,1.2368164150014451E-3,1.7084746006959106E-6,5.4211388888889014E-5,5.6441325466656308E-3,5.9430751281032701E-2,null,3.0006887251693547E-2,1.4389881015625263E-2,4.9390279499370309E-4,3.1702226913177381E-6,2.6578049495418166E-5,5.6441325466656308E-3,4.4920419334499251E-2]
[2004,11,20,23,2.9671660413391254E-2,1.2004941976001979E-2,1.2368164150014451E-3,1.7084746006959106E-6,5.4211388888889014E-5,7.1681720228329217E-3,5.0137510690717188E-2,null,2.2558954725832414E-2,1.3261913387234359E-2,4.9390279499370309E-4,3.1702226913177381E-6,2.6578049495418166E-5,7.1681720228329217E-3,3.6344519180247212E-2]
[2004,11,21,2,2.0870847754406278E-2,1.1088945825269944E-2,1.2368164150014451E-3,1.7084746006959106E-6,5.4211388888889014E-5,8.9372060430001586E-3,4.2189735901167411E-2,null,1.5867818080342492E-2,1.2250008320276765E-2,4.9390279499370309E-4,3.1702226913177381E-6,2.6578049495418166E-5,8.9372060430001586E-3,2.8641477467799697E-2]
[2004,11,21,6,2.1440578739542727E-2,1.1010104768747043E-2,1.2368164150014451E-3,1.7084746006959106E-6,5.4211388888889014E-5,9.7403151336412225E-3,4.3483734920422026E-2,null,1.6300976701078006E-2,1.2162912250586891E-2,4.9390279499370309E-4,3.1702226913177381E-6,2.6578049495418166E-5,9.7403151336412225E-3,2.8987540018845338E-2]
[2004,11,21,9,3.4959176724680012E-2,1.3802517851890671E-2,0,0,5.4211388888889014E-5,8.1768030428743671E-3,5.699270900833394E-2,null,2.6578980549012511E-2,{"$f":"F7811*W$5","v":1.5247703541045416E-2},{"$f":"G7811*X$5","v":0},{"$f":"H7811*Y$5","v":0},{"$f":"I7811*Z$5","v":2.6578049495418166E-5},{"$f":"J7811","v":8.1768030428743671E-3},4.185326213955335E-2]
[2004,11,21,12,3.4139385414522203E-2,1.6432591689022624E-2,0,0,5.4211388888889014E-5,1.0075530615553481E-2,6.0701719107987204E-2,null,2.5955704507401627E-2,1.8153157936393619E-2,0,0,2.6578049495418166E-5,1.0075530615553481E-2,4.413544049329067E-2]
[2004,11,21,16,3.6299935023016552E-2,1.6798794166423762E-2,0,0,5.4211388888889014E-5,8.1954844369470422E-3,6.1348425015276251E-2,null,2.7598340616129202E-2,1.8557703459994884E-2,0,0,2.6578049495418166E-5,8.1954844369470422E-3,4.6182622125619507E-2]
[2004,11,21,20,4.0157131088776651E-2,1.5643827898823064E-2,1.2368164150014451E-3,1.7084746006959106E-6,5.4211388888889014E-5,8.5974645158943177E-3,6.5691159781985059E-2,null,3.0530913657335554E-2,1.7281807030281454E-2,4.9390279499370309E-4,3.1702226913177381E-6,2.6578049495418166E-5,8.5974645158943177E-3,4.833637175479745E-2]
[2004,11,21,23,3.137719469774513E-2,1.56881866946703E-2,1.2368164150014451E-3,1.7084746006959106E-6,5.4211388888889014E-5,7.7719270571331893E-3,5.6130044728039653E-2,null,2.3855648950828656E-2,1.7330810391535851E-2,4.9390279499370309E-4,3.1702226913177381E-6,2.6578049495418166E-5,7.7719270571331893E-3,4.1710110409544948E-2]
[2004,11,21,24,2.6337085847029745E-2,1.5530628269416105E-2,1.2368164150014451E-3,1.7084746006959106E-6,5.4211388888889014E-5,7.6392187046003535E-3,5.0799669099537238E-2,null,2.0023723612223699E-2,1.7156754890615716E-2,4.9390279499370309E-4,3.1702226913177381E-6,2.6578049495418166E-5,7.6392187046003535E-3,3.7704129570019854E-2]
[2004,11,22,3,1.9273339613152359E-2,1.5875802880559731E-2,1.2368164150014451E-3,1.7084746006959106E-6,5.4211388888889014E-5,8.833685069866995E-3,4.527556384207012E-2,null,1.4653254644033033E-2,1.7538070835799779E-2,4.9390279499370309E-4,3.1702226913177381E-6,2.6578049495418166E-5,8.833685069866995E-3,3.2714976547013254E-2]
[2004,11,22,7,3.0595988703776077E-2,1.8446762413027992E-2,0,0,5.4211388888889014E-5,9.9108297204163996E-3,5.9007792226109357E-2,null,2.326170879365622E-2,2.0378221392948381E-2,0,0,2.6578049495418166E-5,9.9108297204163996E-3,4.3666508236100021E-2]
[2004,11,22,10,3.250729528677887E-2,2.1508937055401457E-2,0,0,5.4211388888889014E-5,1.3700701262634936E-2,6.7771144993704152E-2,null,2.4714848863083751E-2,2.3761019491008555E-2,0,0,2.6578049495418166E-5,1.3700701262634936E-2,4.8502446403587723E-2]
[2004,11,22,13,3.0438352833601946E-2,2.162612834240215E-2,0,0,5.4211388888889014E-5,1.2734410088776226E-2,6.4853102653669212E-2,null,2.3141860412780962E-2,2.3890481232768618E-2,0,0,2.6578049495418166E-5,1.2734410088776226E-2,4.7058919695044998E-2]
[2004,11,22,17,3.7282549589832389E-2,2.1067924963298484E-2,0,0,5.4211388888889014E-5,1.0023540860546175E-2,6.8428226802565939E-2,null,2.8345408937109906E-2,2.3273831449626581E-2,0,0,2.6578049495418166E-5,1.0023540860546175E-2,5.1645818436231908E-2]
[2004,11,22,21,4.1010222793972609E-2,1.923672629567956E-2,1.2368164150014451E-3,1.7084746006959106E-6,5.4211388888889014E-5,7.1539307766706351E-3,6.869361614481384E-2,null,3.1179507530626628E-2,2.1250898046589105E-2,4.9390279499370309E-4,3.1702226913177381E-6,2.6578049495418166E-5,7.1539307766706351E-3,5.2954056644396175E-2]
[2004,11,22,22,3.7572982604775179E-2,1.9108367251909664E-2,1.2368164150014451E-3,1.7084746006959106E-6,5.4211388888889014E-5,7.2458742805877512E-3,6.5219960415763625E-2,null,2.8566221158054052E-2,2.1109099233704586E-2,4.9390279499370309E-4,3.1702226913177381E-6,2.6578049495418166E-5,7.2458742805877512E-3,5.0198971458939076E-2]
[2004,11,23,1,2.1738627556765221E-2,1.791888977257516E-2,1.2368164150014451E-3,1.7084746006959106E-6,5.4211388888889014E-5,6.3893651295634669E-3,4.7339618737394874E-2,null,1.6527579111598165E-2,1.9795078113191557E-2,4.9390279499370309E-4,3.1702226913177381E-6,2.6578049495418166E-5,6.3893651295634669E-3,3.6846308291970165E-2]
[2004,11,23,4,1.8616007095567599E-2,1.6717562231966163E-2,1.2368164150014451E-3,1.7084746006959106E-6,5.4211388888889014E-5,7.7698267251358529E-3,4.4396132331160645E-2,null,1.4153493784768156E-2,1.8467966176698748E-2,4.9390279499370309E-4,3.1702226913177381E-6,2.6578049495418166E-5,7.7698267251358529E-3,3.3145111028647346E-2]
[2004,11,23,8,3.1142282658488223E-2,2.0821506477174911E-2,0,0,5.4211388888889014E-5,9.5232074668893021E-3,6.1541207991441325E-2,null,2.3677048562973119E-2,2.3001611839859454E-2,0,0,2.6578049495418166E-5,9.5232074668893021E-3,4.6705238452327991E-2]
[2004,11,23,10,2.9837245185859174E-2,2.2399141632637242E-2,0,0,5.4211388888889014E-5,1.0537792197464962E-2,6.2828390404850276E-2,null,2.26848465476364E-2,2.4744432490739876E-2,0,0,2.6578049495418166E-5,1.0537792197464962E-2,4.74558570878717E-2]
[2004,11,23,15,2.7589933159040889E-2,2.3135800248632557E-2,0,0,5.4211388888889014E-5,9.5644092737202594E-3,6.0344354070282595E-2,null,2.0976246167290578E-2,2.5558222576591114E-2,0,0,2.6578049495418166E-5,9.5644092737202594E-3,4.6561046793377109E-2]
[2004,11,23,19,4.1197198749420856E-2,2.1835937395138803E-2,1.2368164150014451E-3,1.7084746006959106E-6,5.4211388888889014E-5,6.6863842356083749E-3,7.1012256658659068E-2,null,3.1321662774216316E-2,2.4122258236840222E-2,4.9390279499370309E-4,3.1702226913177381E-6,2.6578049495418166E-5,6.6863842356083749E-3,5.596757207823698E-2]
[2004,11,23,22,3.4189602241236336E-2,2.0014396464756983E-2,1.2368164150014451E-3,1.7084746006959106E-6,5.4211388888889014E-5,6.1167138183319536E-3,6.1613448802816308E-2,null,2.5993883669084398E-2,2.2109993779559516E-2,4.9390279499370309E-4,3.1702226913177381E-6,2.6578049495418166E-5,6.1167138183319536E-3,4.8627528515824359E-2]
[2004,11,23,23,3.0126996279165884E-2,1.9206454003646942E-2,1.2368164150014451E-3,1.7084746006959106E-6,5.4211388888889014E-5,6.9004972418007801E-3,5.752668380310464E-2,null,2.2905140312953171E-2,2.1217456109445868E-2,4.9390279499370309E-4,3.1702226913177381E-6,2.6578049495418166E-5,6.9004972418007801E-3,4.4646247489579481E-2]
[2004,11,24,2,1.7856296205734909E-2,1.7534223549686073E-2,1.2368164150014451E-3,1.7084746006959106E-6,5.4211388888889014E-5,7.1938678784976137E-3,4.3877123912409631E-2,null,{"$f":"E7876*V$5","v":1.3575896059204987E-2},1.9370135606918103E-2,4.9390279499370309E-4,3.1702226913177381E-6,2.6578049495418166E-5,7.1938678784976137E-3,{"$f":"SUM(M7876:Q7876)","v":3.346968273330353E-2}]
[2004,11,24,7,2.5489492656072275E-2,1.9007635171507956E-2,0,0,5.4211388888889014E-5,7.2368318023412715E-3,5.1788171018810392E-2,null,1.937931018357365E-2,2.0997820051491638E-2,0,0,2.6578049495418166E-5,7.2368318023412715E-3,4.0403708284560705E-2]
[2004,11,24,10,2.6847143385656341E-2,2.2017185606047946E-2,0,0,5.4211388888889014E-5,1.0537792197464962E-2,5.9456332578058144E-2,null,2.0411513333497736E-2,2.4322483950506582E-2,0,0,2.6578049495418166E-5,1.0537792197464962E-2,4.4760575333499739E-2]
[2004,11,24,13,2.6360235704598188E-2,2.2732897938610795E-2,0,0,5.4211388888889014E-5,9.6362263865740309E-3,5.8783571418671909E-2,null,2.0041324130075415E-2,2.511313458285433E-2,0,0,2.6578049495418166E-5,9.6362263865740309E-3,4.5181036762425165E-2]
[2004,11,24,16,2.7939326946282435E-2,2.2869299052273577E-2,0,0,5.4211388888889014E-5,9.009106431638535E-3,5.9871943819083437E-2,null,2.1241885451309613E-2,2.5263817506514786E-2,0,0,2.6578049495418166E-5,9.009106431638535E-3,4.653228100731982E-2]
[2004,11,24,20,3.7804076737039033E-2,2.1629527450235459E-2,1.2368164150014451E-3,1.7084746006959106E-6,5.4211388888889014E-5,5.7987147557808623E-3,6.6525055221546378E-2,null,2.8741918843809212E-2,2.3894236242477895E-2,4.9390279499370309E-4,3.1702226913177381E-6,2.6578049495418166E-5,5.7987147557808623E-3,5.3159806153467548E-2]
[2004,11,24,23,2.741312392336745E-2,1.959958667200384E-2,1.2368164150014451E-3,1.7084746006959106E-6,5.4211388888889014E-5,6.9004972418007801E-3,5.5205944115663104E-2,null,2.0841820540713037E-2,2.1651751536101303E-2,4.9390279499370309E-4,3.1702226913177381E-6,2.6578049495418166E-5,6.9004972418007801E-3,4.3017223143994782E-2]
[2004,11,24,24,2.1336008834296961E-2,1.8947874975797564E-2,1.2368164150014451E-3,1.7084746006959106E-6,5.4211388888889014E-5,7.7007812293999967E-3,4.9277401317985553E-2,null,1.6221473642426824E-2,2.0931802694548168E-2,4.9390279499370309E-4,3.1702226913177381E-6,2.6578049495418166E-5,7.7007812293999967E-3,3.767692740415543E-2]
[2004,11,25,4,1.9175587779705756E-2,1.629101293788035E-2,1.2368164150014451E-3,1.7084746006959106E-6,5.4211388888889014E-5,7.7698267251358529E-3,4.4529163721212989E-2,null,1.4578935271461155E-2,1.799675525332568E-2,4.9390279499370309E-4,3.1702226913177381E-6,2.6578049495418166E-5,7.7698267251358529E-3,3.3099341591967278E-2]
[2004,11,25,7,2.4868331774815532E-2,1.7361256402608667E-2,0,0,5.4211388888889014E-5,7.2368318023412715E-3,4.9520631368654359E-2,null,1.8907050121194233E-2,1.9179058021706691E-2,0,0,2.6578049495418166E-5,7.2368318023412715E-3,3.8112686192396342E-2]
[2004,11,25,11,3.2859052346438392E-2,2.0888387441632857E-2,0,0,5.4211388888889014E-5,1.050486344030143E-2,6.430651461726157E-2,null,2.4982284910571331E-2,2.3075495542060519E-2,0,0,2.6578049495418166E-5,1.050486344030143E-2,4.8084358502127271E-2]
[2004,11,25,14,3.0620410816153191E-2,2.0799202597487992E-2,0,0,5.4211388888889014E-5,9.8039340081179267E-3,6.1277758810647995E-2,null,2.3280276589315401E-2,2.2976972643668544E-2,0,0,2.6578049495418166E-5,9.8039340081179267E-3,4.6283827282479366E-2]
[2004,11,25,18,4.5069726625779863E-2,2.0157706994183341E-2,0,0,5.4211388888889014E-5,9.2500994593318654E-3,7.4531744468183961E-2,null,3.4265892379846341E-2,2.2268309565885706E-2,0,0,2.6578049495418166E-5,9.2500994593318654E-3,5.6560779995227468E-2]
[2004,11,25,21,3.9477006891227309E-2,1.949055579396634E-2,1.2368164150014451E-3,1.7084746006959106E-6,5.4211388888889014E-5,5.8163091674031438E-3,6.607660813108783E-2,null,3.0013824597717773E-2,2.1531304634820319E-2,4.9390279499370309E-4,3.1702226913177381E-6,2.6578049495418166E-5,5.8163091674031438E-3,5.2068780299718537E-2]
[2004,11,26,1,2.0970785693486552E-2,1.6352021211312032E-2,1.2368164150014451E-3,1.7084746006959106E-6,5.4211388888889014E-5,7.3419694166301577E-3,4.5957512599919773E-2,null,1.5943799518917039E-2,1.8064151367340478E-2,4.9390279499370309E-4,3.1702226913177381E-6,2.6578049495418166E-5,7.3419694166301577E-3,3.4531601953437963E-2]
[2004,11,26,2,1.8979374737261055E-2,1.5694835792920865E-2,1.2368164150014451E-3,1.7084746006959106E-6,5.4211388888889014E-5,7.7059753356943112E-3,4.3672922144367264E-2,null,1.4429757197856276E-2,1.733815568027431E-2,4.9390279499370309E-4,3.1702226913177381E-6,2.6578049495418166E-5,7.7059753356943112E-3,3.2291563945311026E-2]
[2004,11,26,5,1.7958919019418096E-2,1.5590328637476079E-2,1.2368164150014451E-3,1.7084746006959106E-6,5.4211388888889014E-5,8.2513464238662768E-3,4.3093330359251482E-2,null,1.3653918770959658E-2,1.7222706155684726E-2,4.9390279499370309E-4,3.1702226913177381E-6,2.6578049495418166E-5,8.2513464238662768E-3,3.1400275993824826E-2]
[2004,11,26,8,2.7346636129327456E-2,1.7263402936371759E-2,0,0,5.4211388888889014E-5,1.0472638398130982E-2,5.5136888852719085E-2,null,2.0791270786682699E-2,1.9070958857506756E-2,0,0,2.6578049495418166E-5,1.0472638398130982E-2,3.9888807693684872E-2]
[2004,11,26,12,3.0882471204781149E-2,1.8779108843090028E-2,0,0,5.4211388888889014E-5,9.9853056998375211E-3,5.9701097136597589E-2,null,2.3479517493266436E-2,2.0745365988803152E-2,0,0,2.6578049495418166E-5,9.9853056998375211E-3,4.4251461531565006E-2]
[2004,11,26,15,3.2188836117378564E-2,1.8752017972692294E-2,0,0,5.4211388888889014E-5,7.5878943311688454E-3,5.85829598101286E-2,null,2.4472728742927434E-2,2.0715438582446861E-2,0,0,2.6578049495418166E-5,7.5878943311688454E-3,4.5214745374869719E-2]
[2004,11,26,18,4.241718004351766E-2,1.716304806739849E-2,0,0,5.4211388888889014E-5,7.100319695278863E-3,6.6734759195083898E-2,null,{"$f":"E7940*V$5","v":3.2249197748547294E-2},1.8960096382455126E-2,0,0,2.6578049495418166E-5,7.100319695278863E-3,{"$f":"SUM(M7940:Q7940)","v":5.1235872180497841E-2}]
[2004,11,26,23,2.8242789137907127E-2,1.5082814734913765E-2,1.2368164150014451E-3,1.7084746006959106E-6,5.4211388888889014E-5,6.8631700124349212E-3,5.1481510163746844E-2,null,2.1472603575825953E-2,1.6662053265229005E-2,4.9390279499370309E-4,3.1702226913177381E-6,2.6578049495418166E-5,6.8631700124349212E-3,3.8658307908235399E-2]
[2004,11,27,2,1.963843792943621E-2,1.4408845480648821E-2,1.2368164150014451E-3,1.7084746006959106E-6,5.4211388888889014E-5,8.2782923242744905E-3,4.3618312012850553E-2,null,1.493083386517456E-2,1.5917516399195999E-2,4.9390279499370309E-4,3.1702226913177381E-6,2.6578049495418166E-5,8.2782923242744905E-3,3.1372001331550999E-2]
[2004,11,27,3,1.8073710470692068E-2,1.4337744380421008E-2,1.2368164150014451E-3,1.7084746006959106E-6,5.4211388888889014E-5,8.8111317488402362E-3,4.2515322878444339E-2,null,1.3741193130268295E-2,1.5838970694031968E-2,4.9390279499370309E-4,3.1702226913177381E-6,2.6578049495418166E-5,8.8111317488402362E-3,3.0103814891480701E-2]
[2004,11,27,6,1.9528485937376647E-2,1.4782771335655526E-2,1.2368164150014451E-3,1.7084746006959106E-6,5.4211388888889014E-5,9.5108125859823256E-3,4.5114806137505528E-2,null,1.4847238880049719E-2,1.633059397277024E-2,4.9390279499370309E-4,3.1702226913177381E-6,2.6578049495418166E-5,9.5108125859823256E-3,3.1701483920000405E-2]
[2004,11,27,10,3.2256399510632888E-2,1.7529061380791858E-2,0,0,5.4211388888889014E-5,1.0127364142257069E-2,5.9967036422570702E-2,null,2.4524096260225524E-2,1.9364432935726338E-2,0,0,2.6578049495418166E-5,1.0127364142257069E-2,4.3915107245447282E-2]
[2004,11,27,15,2.9979373753991807E-2,1.6719778502466226E-2,0,0,5.4211388888889014E-5,7.2119174867952811E-3,5.3965281132142204E-2,null,2.2792904940361347E-2,1.8470414500686757E-2,0,0,2.6578049495418166E-5,7.2119174867952811E-3,4.1289897490543528E-2]
[2004,11,27,17,3.2647082979669673E-2,1.6181968704904022E-2,0,0,5.4211388888889014E-5,7.9588059347730084E-3,5.6842069008235595E-2,null,2.4821127520604683E-2,1.7876293598783715E-2,0,0,2.6578049495418166E-5,7.9588059347730084E-3,4.2723999168883822E-2]
[2004,11,27,21,3.5589476846407245E-2,1.4901555327698568E-2,1.2368164150014451E-3,1.7084746006959106E-6,5.4211388888889014E-5,5.6441325466656308E-3,5.7427900999262475E-2,null,2.7058189050041127E-2,1.6461815182952998E-2,4.9390279499370309E-4,3.1702226913177381E-6,2.6578049495418166E-5,5.6441325466656308E-3,4.4043655300174567E-2]
[2004,11,27,24,2.4688782258755426E-2,1.332158607702935E-2,1.2368164150014451E-3,1.7084746006959106E-6,5.4211388888889014E-5,6.8655338535301754E-3,4.6168638467805986E-2,null,1.8770541097182316E-2,1.4716416046601078E-2,4.9390279499370309E-4,3.1702226913177381E-6,2.6578049495418166E-5,6.8655338535301754E-3,3.4010608210963834E-2]
[2004,11,28,3,1.8548224200666406E-2,1.2220401853264602E-2,1.2368164150014451E-3,1.7084746006959106E-6,5.4211388888889014E-5,9.2418736135551835E-3,4.1303235945977221E-2,null,1.4101959383391286E-2,1.3499932882571617E-2,4.9390279499370309E-4,3.1702226913177381E-6,2.6578049495418166E-5,9.2418736135551835E-3,2.8125543333143342E-2]
[2004,11,28,4,1.8621989156846843E-2,1.1990883652232423E-2,1.2368164150014451E-3,1.7084746006959106E-6,5.4211388888889014E-5,9.093252193742872E-3,4.0998861281313172E-2,null,1.4158041863564067E-2,1.3246383093745708E-2,4.9390279499370309E-4,3.1702226913177381E-6,2.6578049495418166E-5,9.093252193742872E-3,2.7928076024490215E-2]
[2004,11,28,7,2.4027083074103537E-2,1.30430224053823E-2,0,0,5.4211388888889014E-5,8.6036141144807399E-3,4.5727930982855471E-2,null,1.8267460321091156E-2,1.4408685505828946E-2,0,0,2.6578049495418166E-5,8.6036141144807399E-3,3.2702723876415526E-2]
[2004,11,28,12,3.1873707346873517E-2,1.5472678711891941E-2,0,0,5.4211388888889014E-5,1.0075530615553481E-2,5.7476128063207829E-2,null,2.4233140679179501E-2,1.7092737753819028E-2,0,0,2.6578049495418166E-5,1.0075530615553481E-2,4.135245648249395E-2]
[2004,11,28,15,3.3221706073889835E-2,1.570955019942654E-2,0,0,5.4211388888889014E-5,8.1203196588207106E-3,5.7105787321025975E-2,null,2.5258005544494443E-2,1.7354410751311965E-2,0,0,2.6578049495418166E-5,8.1203196588207106E-3,4.2638994345301828E-2]
[2004,11,28,18,4.3806987380884732E-2,1.552987272301537E-2,0,0,5.4211388888889014E-5,6.1838135665252076E-3,6.5574885059314206E-2,null,3.3305849124455583E-2,1.7155920235109121E-2,0,0,2.6578049495418166E-5,6.1838135665252076E-3,5.0488347409060122E-2]
[2004,11,28,22,3.5399538854319235E-2,1.5812526614273938E-2,1.2368164150014451E-3,1.7084746006959106E-6,5.4211388888889014E-5,6.0931347902659317E-3,5.8597936537350133E-2,null,2.6913781810792219E-2,1.7468169259879859E-2,4.9390279499370309E-4,3.1702226913177381E-6,2.6578049495418166E-5,6.0931347902659317E-3,4.4905602137852524E-2]
[2004,11,29,1,1.9741692236476677E-2,1.5149209725462512E-2,1.2368164150014451E-3,1.7084746006959106E-6,5.4211388888889014E-5,8.6739001361038452E-3,4.485753837653407E-2,null,1.5009336692630815E-2,1.6735400109867148E-2,4.9390279499370309E-4,3.1702226913177381E-6,2.6578049495418166E-5,8.6739001361038452E-3,3.2268387869678408E-2]
[2004,11,29,4,1.8214175067149757E-2,1.4923789725135347E-2,1.2368164150014451E-3,1.7084746006959106E-6,5.4211388888889014E-5,9.1446728480873794E-3,4.3575373918863514E-2,null,1.3847986428247711E-2,1.6486377621789717E-2,4.9390279499370309E-4,3.1702226913177381E-6,2.6578049495418166E-5,9.1446728480873794E-3,3.0858015117217866E-2]
[2004,11,29,5,1.9162254410441462E-2,1.5181514348021263E-2,1.2368164150014451E-3,1.7084746006959106E-6,5.4211388888889014E-5,9.3621174264265934E-3,4.499862246338035E-2,null,1.4568798094458407E-2,1.6771087171682013E-2,4.9390279499370309E-4,3.1702226913177381E-6,2.6578049495418166E-5,9.3621174264265934E-3,3.1863536333320862E-2]
[2004,11,29,9,3.1908204272312168E-2,1.9694505409308661E-2,0,0,5.4211388888889014E-5,1.2707081526144751E-2,6.4364002596654465E-2,null,2.4259368216442624E-2,{"$f":"F8003*W$5","v":2.1756608692052457E-2},{"$f":"G8003*X$5","v":0},{"$f":"H8003*Y$5","v":0},{"$f":"I8003*Z$5","v":2.6578049495418166E-5},{"$f":"J8003","v":1.2707081526144751E-2},4.6042554957990506E-2]
[2004,11,29,13,2.8940168069957459E-2,2.0335608833349113E-2,0,0,5.4211388888889014E-5,1.2734410088776226E-2,6.2064398380971691E-2,null,2.2002811172424509E-2,2.24648385276385E-2,0,0,2.6578049495418166E-5,1.2734410088776226E-2,4.4494227749558427E-2]
[2004,11,29,16,3.1259920100906016E-2,2.1035125560354861E-2,0,0,5.4211388888889014E-5,1.0525744942685267E-2,6.2875001992835036E-2,null,2.3766486690148771E-2,2.3237597801695514E-2,0,0,2.6578049495418166E-5,1.0525744942685267E-2,4.703066254133971E-2]
[2004,11,29,19,4.0775731567763776E-2,2.0262453169499966E-2,1.2368164150014451E-3,1.7084746006959106E-6,5.4211388888889014E-5,8.8426651054740804E-3,7.1173586121228857E-2,null,3.1001227081135414E-2,2.238402313680259E-2,4.9390279499370309E-4,3.1702226913177381E-6,2.6578049495418166E-5,8.8426651054740804E-3,5.3908901285118445E-2]
[2004,11,29,23,3.0376548438974159E-2,1.8232445596017111E-2,1.2368164150014451E-3,1.7084746006959106E-6,5.4211388888889014E-5,6.4886309841051745E-3,5.6390361297587475E-2,null,2.3094871382816313E-2,2.0141464641411574E-2,4.9390279499370309E-4,3.1702226913177381E-6,2.6578049495418166E-5,6.4886309841051745E-3,4.3759987091408326E-2]
[2004,11,30,2,2.1356680759744881E-2,1.7037878179766524E-2,1.3505280241899967E-3,1.8655499707722962E-6,5.4211388888889014E-5,7.1938678784976137E-3,4.6995031781058683E-2,null,1.6237190222617427E-2,1.882182064469785E-2,5.3931170202328174E-4,3.4616896538704469E-6,2.6578049495418166E-5,7.1938678784976137E-3,3.562836230848785E-2]
[2004,11,30,4,2.0573874026537309E-2,1.6560275510334076E-2,1.3505280241899967E-3,1.8655499707722962E-6,5.4211388888889014E-5,7.7698267251358529E-3,4.63105812250569E-2,null,1.5642033045449932E-2,1.8294210827991809E-2,5.3931170202328174E-4,3.4616896538704469E-6,2.6578049495418166E-5,7.7698267251358529E-3,3.4505595314614314E-2]
[2004,11,30,7,3.2951271325605713E-2,1.895317046306998E-2,1.3659594076801529E-4,1.8868660904702217E-7,5.4211388888889014E-5,7.2368318023412715E-3,5.9332269607282911E-2,null,2.5052397730242155E-2,2.0937652643151866E-2,5.4547397747820355E-5,3.5012435613910403E-7,2.6578049495418166E-5,7.2368318023412715E-3,4.6071525944993405E-2]
[2004,11,30,10,3.33039179581796E-2,2.2282393567184866E-2,1.3659594076801529E-4,1.8868660904702217E-7,5.4211388888889014E-5,1.0537792197464962E-2,6.6315099739095384E-2,null,2.5320510107763882E-2,2.4615460377817408E-2,5.4547397747820355E-5,3.5012435613910403E-7,2.6578049495418166E-5,1.0537792197464962E-2,5.0017446057180677E-2]
[2004,11,30,14,3.0502233731205856E-2,2.2912139641910044E-2,1.3659594076801529E-4,1.8868660904702217E-7,5.4211388888889014E-5,9.8039340081179267E-3,6.3409303397499783E-2,null,2.3190428179357375E-2,2.5311143698540754E-2,5.4547397747820355E-5,3.5012435613910403E-7,2.6578049495418166E-5,9.8039340081179267E-3,4.8583047449497513E-2]
[2004,11,30,17,3.7529297087202922E-2,2.2165186250551871E-2,1.3659594076801529E-4,1.8868660904702217E-7,5.4211388888889014E-5,8.9133805696632422E-3,6.879885992368398E-2,null,2.8533007660752015E-2,2.4485980928050457E-2,5.4547397747820355E-5,3.5012435613910403E-7,2.6578049495418166E-5,8.9133805696632422E-3,5.3100464160401852E-2]
[2004,11,30,19,4.5951100060208513E-2,2.1926092142387561E-2,1.3505280241899967E-3,1.8655499707722962E-6,5.4211388888889014E-5,6.6863842356083749E-3,7.5970181401254111E-2,null,3.4935988462330952E-2,2.4221852591552732E-2,5.3931170202328174E-4,3.4616896538704469E-6,2.6578049495418166E-5,6.6863842356083749E-3,5.9727192495056258E-2]
[2004,12,1,1,2.4978760581397939E-2,1.8847786467148721E-2,1.4049599999999879E-3,1.6661480863503531E-6,6.4846814516129276E-5,8.6923814726747404E-3,5.399040148382387E-2,null,1.8991007621833325E-2,2.0821234468944759E-2,5.6104823839481168E-4,3.0916821756038877E-6,3.1792246632204036E-5,8.6923814726747404E-3,4.0408174257980704E-2]
[2004,12,1,4,2.3529425045329122E-2,1.8309080776493014E-2,1.4049599999999879E-3,1.6661480863503531E-6,6.4846814516129276E-5,9.4671207878000534E-3,5.2777099572224664E-2,null,1.7889097776371474E-2,2.0226123869912484E-2,5.6104823839481168E-4,3.0916821756038877E-6,3.1792246632204036E-5,9.4671207878000534E-3,3.8711153813486582E-2]
[2004,12,1,5,2.3952328609446231E-2,1.8378891676975286E-2,1.4049599999999879E-3,1.6661480863503531E-6,6.4846814516129276E-5,9.4756869024115748E-3,5.3278380151435559E-2,null,1.8210625531252536E-2,2.0303244285615571E-2,5.6104823839481168E-4,3.0916821756038877E-6,3.1792246632204036E-5,9.4756869024115748E-3,3.9109801984070727E-2]
[2004,12,1,8,3.7585582915050611E-2,2.2225169116400371E-2,1.421013333333321E-4,1.6851858031628439E-7,6.4846814516129276E-5,1.1105652788611468E-2,7.112352148649223E-2,null,2.8575801000404452E-2,2.4552244269696846E-2,5.6745887954262473E-5,3.1270083091064023E-7,3.1792246632204036E-5,1.1105652788611468E-2,5.3216896105518677E-2]
[2004,12,1,11,3.4933232138200578E-2,2.5199693614495575E-2,1.421013333333321E-4,1.6851858031628439E-7,6.4846814516129276E-5,1.3291507450320634E-2,7.3631549869446561E-2,null,2.6559255237263331E-2,2.7838214859209242E-2,5.6745887954262473E-5,3.1270083091064023E-7,3.1792246632204036E-5,1.3291507450320634E-2,5.4486320931889945E-2]
[2004,12,1,15,3.1855461205023847E-2,2.4138396863524786E-2,1.421013333333321E-4,1.6851858031628439E-7,6.4846814516129276E-5,1.1576388143886908E-2,6.7777362878865322E-2,null,2.4219268388846801E-2,2.6665795565749634E-2,5.6745887954262473E-5,3.1270083091064023E-7,3.1792246632204036E-5,1.1576388143886908E-2,5.0973914790013813E-2]
[2004,12,1,20,4.5629334608358253E-2,2.1773138230401605E-2,1.4049599999999879E-3,1.6661480863503531E-6,6.4846814516129276E-5,5.3115735549645561E-3,7.4185519356326876E-2,null,3.4691354621167451E-2,2.4052883717146561E-2,5.6104823839481168E-4,3.0916821756038877E-6,3.1792246632204036E-5,5.3115735549645561E-3,5.9340170505516633E-2]
[2004,12,1,22,4.0051794931102704E-2,2.0708533718247005E-2,1.4049599999999879E-3,1.6661480863503531E-6,6.4846814516129276E-5,7.0781525742939508E-3,6.9309954186246137E-2,null,3.0450828027517304E-2,2.2876810325032162E-2,5.6104823839481168E-4,3.0916821756038877E-6,3.1792246632204036E-5,7.0781525742939508E-3,5.3923570519752086E-2]
[2004,12,2,2,2.222892000410261E-2,1.8464236677446066E-2,1.4049599999999879E-3,1.6661480863503531E-6,6.4846814516129276E-5,9.174853703807908E-3,5.1339483347959056E-2,null,{"$f":"E8068*V$5","v":1.6900341706202072E-2},2.0397525291432971E-2,5.6104823839481168E-4,3.0916821756038877E-6,3.1792246632204036E-5,9.174853703807908E-3,{"$f":"SUM(M8068:Q8068)","v":3.7893799164837663E-2}]
[2004,12,2,5,2.3169174615812468E-2,1.8017901014430689E-2,1.4049599999999879E-3,1.6661480863503531E-6,6.4846814516129276E-5,9.4459564628411284E-3,5.2104505055686756E-2,null,1.7615204336766048E-2,1.9904456277323911E-2,5.6104823839481168E-4,3.0916821756038877E-6,3.1792246632204036E-5,9.4459564628411284E-3,3.8115592781292576E-2]
[2004,12,2,6,2.5166444357752893E-2,1.8596664523485809E-2,1.4049599999999879E-3,1.6661480863503531E-6,6.4846814516129276E-5,9.5459593675998478E-3,5.478054121144102E-2,null,1.9133701011909122E-2,2.0543818928482432E-2,5.6104823839481168E-4,3.0916821756038877E-6,3.1792246632204036E-5,9.5459593675998478E-3,4.0273452107594171E-2]
[2004,12,2,9,3.884640515642715E-2,2.3365845917051892E-2,1.421013333333321E-4,1.6851858031628439E-7,6.4846814516129276E-5,1.2276827577098963E-2,7.4696195317007774E-2,null,2.9534386784424119E-2,2.5812355061011642E-2,5.6745887954262473E-5,3.1270083091064023E-7,3.1792246632204036E-5,1.2276827577098963E-2,5.5435592680853137E-2]
[2004,12,2,13,3.3436903529321653E-2,2.4178369806325161E-2,1.421013333333321E-4,1.6851858031628439E-7,6.4846814516129276E-5,1.1072094627739332E-2,6.8894484629815927E-2,null,2.5421617205809145E-2,2.6709953855419934E-2,5.6745887954262473E-5,3.1270083091064023E-7,3.1792246632204036E-5,1.1072094627739332E-2,5.2220421896646455E-2]
[2004,12,2,17,3.6186783912242275E-2,2.4045144037275937E-2,1.421013333333321E-4,1.6851858031628439E-7,6.4846814516129276E-5,9.9011879919071993E-3,7.0340232607855185E-2,null,2.7512313385109042E-2,2.6562778749233632E-2,5.6745887954262473E-5,3.1270083091064023E-7,3.1792246632204036E-5,9.9011879919071993E-3,5.416394296976005E-2]
[2004,12,2,20,4.4317651463652602E-2,2.1633814025608166E-2,1.4049599999999879E-3,1.6661480863503531E-6,6.4846814516129276E-5,5.1280604823233473E-3,7.2550998934186581E-2,null,3.3694099992885918E-2,2.3898971641568897E-2,5.6104823839481168E-4,3.0916821756038877E-6,3.1792246632204036E-5,5.1280604823233473E-3,5.8189003801657438E-2]
[2004,12,2,24,2.9532460446795986E-2,1.9296390967277293E-2,1.4049599999999879E-3,1.6661480863503531E-6,6.4846814516129276E-5,7.0344643323872373E-3,5.7334788709062993E-2,null,2.2453122908518853E-2,2.1316809877615746E-2,5.6104823839481168E-4,3.0916821756038877E-6,3.1792246632204036E-5,7.0344643323872373E-3,4.436586495333722E-2]
[2004,12,3,3,2.4664809771138274E-2,1.8824609112459634E-2,1.4049599999999879E-3,1.6661480863503531E-6,6.4846814516129276E-5,8.6495565140321095E-3,5.3610448360232488E-2,null,1.8752315145035166E-2,2.0795630340990929E-2,5.6104823839481168E-4,3.0916821756038877E-6,3.1792246632204036E-5,8.6495565140321095E-3,4.0143877653228716E-2]
[2004,12,3,6,2.8962160356998532E-2,1.8828804577367256E-2,1.4049599999999879E-3,1.6661480863503531E-6,6.4846814516129276E-5,9.9159423479307212E-3,5.9178380244898979E-2,null,2.2019531605348214E-2,2.0800265089941424E-2,5.6104823839481168E-4,3.0916821756038877E-6,3.1792246632204036E-5,9.9159423479307212E-3,4.3415728862492259E-2]
[2004,12,3,10,3.9389689887022142E-2,2.3835857821843619E-2,1.421013333333321E-4,1.6851858031628439E-7,6.4846814516129276E-5,1.2548437302956607E-2,7.5981101678252144E-2,null,2.9947438682092681E-2,2.6331579325883332E-2,5.6745887954262473E-5,3.1270083091064023E-7,3.1792246632204036E-5,1.2548437302956607E-2,5.6367868843393384E-2]
[2004,12,3,11,3.7290572602741982E-2,2.414460336639224E-2,1.421013333333321E-4,1.6851858031628439E-7,6.4846814516129276E-5,1.2920067567251926E-2,7.4562360202815925E-2,null,2.8351508723319062E-2,2.6672651917378016E-2,5.6745887954262473E-5,3.1270083091064023E-7,3.1792246632204036E-5,1.2920067567251926E-2,5.5113011476114457E-2]
[2004,12,3,14,3.3929343733611519E-2,2.4098902357809038E-2,1.421013333333321E-4,1.6851858031628439E-7,6.4846814516129276E-5,1.2414522464874315E-2,7.0649885222724654E-2,null,2.5796012710441612E-2,2.6622165807678257E-2,5.6745887954262473E-5,3.1270083091064023E-7,3.1792246632204036E-5,1.2414522464874315E-2,5.2507029353537245E-2]
[2004,12,3,18,4.611904705820033E-2,2.2804652353226523E-2,1.421013333333321E-4,1.6851858031628439E-7,6.4846814516129276E-5,1.0057432203606467E-2,7.9188248281463106E-2,null,3.5063676251664337E-2,2.5192402007360649E-2,5.6745887954262473E-5,3.1270083091064023E-7,3.1792246632204036E-5,1.0057432203606467E-2,6.0344929094442362E-2]
[2004,12,3,21,4.3233038750582743E-2,2.1137014060621788E-2,1.4049599999999879E-3,1.6661480863503531E-6,6.4846814516129276E-5,7.4772083322147123E-3,7.3318734106021702E-2,null,3.2869483886192999E-2,2.3350154486133999E-2,5.6104823839481168E-4,3.0916821756038877E-6,3.1792246632204036E-5,7.4772083322147123E-3,5.6815570539529618E-2]
[2004,12,4,1,3.0059365382763818E-2,1.4513591341687608E-2,1.4049599999999879E-3,1.6661480863503531E-6,6.4846814516129276E-5,8.7361369601136399E-3,5.4780566647167538E-2,null,2.2853721473941616E-2,1.6033229622928736E-2,5.6104823839481168E-4,3.0916821756038877E-6,3.1792246632204036E-5,8.7361369601136399E-3,3.9482883264072968E-2]
[2004,12,4,4,2.7235102356181869E-2,1.3290277331224145E-2,1.4049599999999879E-3,1.6661480863503531E-6,6.4846814516129276E-5,9.9877714270343119E-3,5.1984624077042796E-2,null,2.070647319518502E-2,1.4681829134314324E-2,5.6104823839481168E-4,3.0916821756038877E-6,3.1792246632204036E-5,9.9877714270343119E-3,3.5984234496701961E-2]
[2004,12,4,7,3.1457652805808166E-2,1.4197818437965143E-2,1.421013333333321E-4,1.6851858031628439E-7,6.4846814516129276E-5,1.0152272321725881E-2,5.6014860231928969E-2,null,2.391682014218878E-2,1.56843938761526E-2,5.6745887954262473E-5,3.1270083091064023E-7,3.1792246632204036E-5,1.0152272321725881E-2,3.9690064853758755E-2]
[2004,12,4,9,3.9300649842051831E-2,1.6545254029740376E-2,1.421013333333321E-4,1.6851858031628439E-7,6.4846814516129276E-5,1.0047941754842721E-2,6.6100962293064711E-2,null,2.9879742762306382E-2,1.8277616530828201E-2,5.6745887954262473E-5,3.1270083091064023E-7,3.1792246632204036E-5,1.0047941754842721E-2,4.8246210128551958E-2]
[2004,12,4,12,4.2106591264841918E-2,1.6874812328031109E-2,1.421013333333321E-4,1.6851858031628439E-7,6.4846814516129276E-5,9.8960690707801165E-3,6.9084589330082921E-2,null,3.2013061378055013E-2,1.8641681064976958E-2,5.6745887954262473E-5,3.1270083091064023E-7,3.1792246632204036E-5,9.8960690707801165E-3,5.074359327844935E-2]
[2004,12,4,16,3.8947313067986926E-2,1.5960629827509388E-2,1.421013333333321E-4,1.6851858031628439E-7,6.4846814516129276E-5,9.2035311496600231E-3,6.4318590711586118E-2,null,2.9611105679714787E-2,1.7631779545562703E-2,5.6745887954262473E-5,3.1270083091064023E-7,3.1792246632204036E-5,9.2035311496600231E-3,4.7331736060694865E-2]
[2004,12,4,19,4.9905014796682079E-2,1.4816219187395611E-2,1.4049599999999879E-3,1.6661480863503531E-6,6.4846814516129276E-5,5.1832967599524183E-3,7.1376003706632579E-2,null,3.7942095376713586E-2,1.636754396500284E-2,5.6104823839481168E-4,3.0916821756038877E-6,3.1792246632204036E-5,5.1832967599524183E-3,5.4905571508919046E-2]
[2004,12,4,22,4.0584097522763089E-2,1.3403206059222805E-2,1.4049599999999879E-3,1.6661480863503531E-6,6.4846814516129276E-5,7.8402417866530703E-3,6.3299018331241436E-2,null,3.0855530356217804E-2,1.480658200797607E-2,5.6104823839481168E-4,3.0916821756038877E-6,3.1792246632204036E-5,7.8402417866530703E-3,4.6258044531396494E-2]
[2004,12,4,24,3.4771525788659337E-2,1.2623586404186022E-2,1.4049599999999879E-3,1.6661480863503531E-6,6.4846814516129276E-5,8.8240344900059522E-3,5.7690619645453786E-2,null,2.6436312126990536E-2,1.3945332669099496E-2,5.6104823839481168E-4,3.0916821756038877E-6,3.1792246632204036E-5,8.8240344900059522E-3,4.0977576963292656E-2]
[2004,12,5,6,2.5375115251642995E-2,1.1977665949786564E-2,1.4049599999999879E-3,1.6661480863503531E-6,6.4846814516129276E-5,9.8741753107548687E-3,4.8698429474786892E-2,null,1.9292350618378105E-2,1.3231781438413626E-2,5.6104823839481168E-4,3.0916821756038877E-6,3.1792246632204036E-5,9.8741753107548687E-3,3.3120064223994355E-2]
[2004,12,5,9,3.5906014645820758E-2,1.4215713921117465E-2,1.421013333333321E-4,1.6851858031628439E-7,6.4846814516129276E-5,8.0557483766353598E-3,5.8384593610003366E-2,null,2.7298848379060724E-2,1.5704163096867139E-2,5.6745887954262473E-5,3.1270083091064023E-7,3.1792246632204036E-5,8.0557483766353598E-3,4.3091862311345236E-2]
[2004,12,5,10,3.8215213022567626E-2,1.5404565308552247E-2,1.421013333333321E-4,1.6851858031628439E-7,6.4846814516129276E-5,7.5567262619953869E-3,6.1383621259545038E-2,null,2.9054500098857568E-2,1.7017492570843007E-2,5.6745887954262473E-5,3.1270083091064023E-7,3.1792246632204036E-5,7.5567262619953869E-3,4.6160843505117954E-2]
[2004,12,5,13,3.6148463451721305E-2,1.6789405175874964E-2,1.421013333333321E-4,1.6851858031628439E-7,6.4846814516129276E-5,8.6559767275655678E-3,6.1800962021591611E-2,null,2.7483178866786789E-2,1.8547331399913242E-2,5.6745887954262473E-5,3.1270083091064023E-7,3.1792246632204036E-5,8.6559767275655678E-3,4.6119361102117409E-2]
[2004,12,5,17,3.9441453127731153E-2,1.6256904686640313E-2,1.421013333333321E-4,1.6851858031628439E-7,6.4846814516129276E-5,6.3876875656367817E-3,6.2293162046438026E-2,null,2.9986793561036024E-2,1.7959075714795662E-2,5.6745887954262473E-5,3.1270083091064023E-7,3.1792246632204036E-5,6.3876875656367817E-3,4.8034720111249062E-2]
[2004,12,5,21,4.1447466894810318E-2,1.6072688379567067E-2,1.4049599999999879E-3,1.6661480863503531E-6,6.4846814516129276E-5,6.1896396151202094E-3,6.5181267852100072E-2,null,3.1511938198055117E-2,1.7755571131949258E-2,5.6104823839481168E-4,3.0916821756038877E-6,3.1792246632204036E-5,6.1896396151202094E-3,4.9863441497206992E-2]
[2004,12,5,24,2.8983442520663406E-2,1.555335457414889E-2,1.4049599999999879E-3,1.6661480863503531E-6,6.4846814516129276E-5,7.2490018004520889E-3,5.3257271857866863E-2,null,2.2035712141249972E-2,1.7181860741654443E-2,5.6104823839481168E-4,3.0916821756038877E-6,3.1792246632204036E-5,7.2490018004520889E-3,3.9813505050107036E-2]
[2004,12,6,4,2.5473276974603293E-2,1.5838476023347644E-2,1.4049599999999879E-3,1.6661480863503531E-6,6.4846814516129276E-5,1.0084078296267219E-2,5.2867304256820624E-2,null,1.9366981624301578E-2,1.7496835688778335E-2,5.6104823839481168E-4,3.0916821756038877E-6,3.1792246632204036E-5,1.0084078296267219E-2,3.7459749480282536E-2]
[2004,12,6,7,3.4031803739072684E-2,1.7558355998756506E-2,1.421013333333321E-4,1.6851858031628439E-7,6.4846814516129276E-5,9.798583436811446E-3,6.1595859841070418E-2,null,2.587391164134754E-2,1.9396794831930075E-2,5.6745887954262473E-5,3.1270083091064023E-7,3.1792246632204036E-5,9.798583436811446E-3,4.5359557308694995E-2]
[2004,12,6,10,3.9536547004877395E-2,2.3084820577411593E-2,1.421013333333321E-4,1.6851858031628439E-7,6.4846814516129276E-5,1.3804473190416043E-2,7.6632957439134813E-2,null,3.0059092126042443E-2,2.5501905104537221E-2,5.6745887954262473E-5,3.1270083091064023E-7,3.1792246632204036E-5,1.3804473190416043E-2,5.5649848065997043E-2]
[2004,12,6,11,3.8205548436791782E-2,2.3464632859101033E-2,1.421013333333321E-4,1.6851858031628439E-7,6.4846814516129276E-5,1.3535165973481511E-2,7.54124639358041E-2,null,2.9047152247408621E-2,2.59214854401392E-2,5.6745887954262473E-5,3.1270083091064023E-7,3.1792246632204036E-5,1.3535165973481511E-2,5.5057488522965201E-2]
[2004,12,6,14,3.57484221437014E-2,2.3523116223955441E-2,1.421013333333321E-4,1.6851858031628439E-7,6.4846814516129276E-5,1.2507434171303627E-2,7.198608920539025E-2,null,2.7179032970320174E-2,2.5986092276294146E-2,5.6745887954262473E-5,3.1270083091064023E-7,3.1792246632204036E-5,1.2507434171303627E-2,5.3253976082031695E-2]
[2004,12,6,19,4.7169331263507058E-2,2.1732476580798746E-2,1.4049599999999879E-3,1.6661480863503531E-6,6.4846814516129276E-5,7.8343899826292199E-3,7.8207670789537484E-2,null,3.5862192866733117E-2,2.4007964609974435E-2,5.6104823839481168E-4,3.0916821756038877E-6,3.1792246632204036E-5,7.8343899826292199E-3,6.0466089643910176E-2]
[2004,12,6,22,4.0387976497839248E-2,1.9423324882485712E-2,1.4049599999999879E-3,1.6661480863503531E-6,6.4846814516129276E-5,7.0837226747602344E-3,6.8366497017687669E-2,null,3.0706422242266621E-2,2.1457034344569584E-2,5.6104823839481168E-4,3.0916821756038877E-6,3.1792246632204036E-5,7.0837226747602344E-3,5.2759388754038822E-2]
[2004,12,7,1,2.5961826464907561E-2,1.792807745140686E-2,1.4049599999999879E-3,1.6661480863503531E-6,6.4846814516129276E-5,9.4317962902128061E-3,5.4793173169129697E-2,null,1.9738419072680046E-2,1.9805227783314019E-2,5.6104823839481168E-4,3.0916821756038877E-6,3.1792246632204036E-5,9.4317962902128061E-3,4.0139579023196689E-2]
[2004,12,7,5,2.5223645020155824E-2,1.6767542474773207E-2,1.4049599999999879E-3,1.6661480863503531E-6,6.4846814516129276E-5,1.0607905797706924E-2,5.4070566255238421E-2,null,1.9177189887673318E-2,1.8523179575689344E-2,5.6104823839481168E-4,3.0916821756038877E-6,3.1792246632204036E-5,1.0607905797706924E-2,3.8296301630565285E-2]
[2004,12,7,8,3.8881464409372006E-2,2.1166762591385477E-2,1.421013333333321E-4,1.6851858031628439E-7,6.4846814516129276E-5,1.1925697904007477E-2,7.2181041571194746E-2,null,2.9561041851544918E-2,2.3383017821848092E-2,5.6745887954262473E-5,3.1270083091064023E-7,3.1792246632204036E-5,1.1925697904007477E-2,5.3032910508810385E-2]
[2004,12,7,9,4.1189243253043711E-2,2.3039347397144368E-2,1.421013333333321E-4,1.6851858031628439E-7,6.4846814516129276E-5,1.3078996379204379E-2,7.7514703695822224E-2,null,3.1315614319896837E-2,{"$f":"F8195*W$5","v":2.5451670677802667E-2},{"$f":"G8195*X$5","v":5.6745887954262473E-5},{"$f":"H8195*Y$5","v":3.1270083091064023E-7},{"$f":"I8195*Z$5","v":3.1792246632204036E-5},{"$f":"J8195","v":1.3078996379204379E-2},5.6856135833116883E-2]
[2004,12,7,15,3.2732022051832045E-2,2.3789143975456124E-2,1.421013333333321E-4,1.6851858031628439E-7,6.4846814516129276E-5,1.2056847508874697E-2,6.8785130202592651E-2,null,2.488570552725039E-2,2.627997432970643E-2,5.6745887954262473E-5,3.1270083091064023E-7,3.1792246632204036E-5,1.2056847508874697E-2,5.1254530692374192E-2]
[2004,12,7,16,3.4225015859380162E-2,2.3448665794001657E-2,1.421013333333321E-4,1.6851858031628439E-7,6.4846814516129276E-5,1.1845658209344979E-2,6.9726456529156572E-2,null,2.602080815518508E-2,2.5903846551519869E-2,5.6745887954262473E-5,3.1270083091064023E-7,3.1792246632204036E-5,1.1845658209344979E-2,5.2013505542122321E-2]
[2004,12,7,20,4.6776272166529423E-2,2.1213501287675303E-2,1.4049599999999879E-3,1.6661480863503531E-6,6.4846814516129276E-5,5.8273200951610401E-3,7.5288566511968233E-2,null,3.5563355449151547E-2,2.3434650269823849E-2,5.6104823839481168E-4,3.0916821756038877E-6,3.1792246632204036E-5,5.8273200951610401E-3,5.9593937886178019E-2]
[2004,12,7,23,3.803524969250429E-2,1.9043296416955558E-2,1.4049599999999879E-3,1.6661480863503531E-6,6.4846814516129276E-5,6.7516975032942024E-3,6.5301716575356522E-2,null,2.8917676457758716E-2,2.1037215189706585E-2,5.6104823839481168E-4,3.0916821756038877E-6,3.1792246632204036E-5,6.7516975032942024E-3,5.0550823814667925E-2]
[2004,12,8,2,2.4864324442351451E-2,1.7647365855977613E-2,1.4049599999999879E-3,1.6661480863503531E-6,6.4846814516129276E-5,1.0372095482759006E-2,5.4355258743690536E-2,null,1.8904003401517305E-2,1.9495124421480457E-2,5.6104823839481168E-4,3.0916821756038877E-6,3.1792246632204036E-5,1.0372095482759006E-2,3.8995059990200379E-2]
[2004,12,8,6,2.8220694844337566E-2,1.7486203746079631E-2,1.4049599999999879E-3,1.6661480863503531E-6,6.4846814516129276E-5,1.0820077493624019E-2,5.7998449046643689E-2,null,2.1455805588743635E-2,1.9317087913928527E-2,5.6104823839481168E-4,3.0916821756038877E-6,3.1792246632204036E-5,1.0820077493624019E-2,4.1368825669874779E-2]
[2004,12,8,8,3.9978004442012167E-2,2.1437644024048821E-2,1.421013333333321E-4,1.6851858031628439E-7,6.4846814516129276E-5,1.2019571404674011E-2,7.3642336537164774E-2,null,3.0394726135024655E-2,2.3682261758667816E-2,5.6745887954262473E-5,3.1270083091064023E-7,3.1792246632204036E-5,1.2019571404674011E-2,5.416583872910985E-2]
[2004,12,8,11,3.6985617286195024E-2,2.4989886799724054E-2,1.421013333333321E-4,1.6851858031628439E-7,6.4846814516129276E-5,1.4056571963699024E-2,7.6239192716047885E-2,null,2.8119655396490074E-2,2.7606440327427786E-2,5.6745887954262473E-5,3.1270083091064023E-7,3.1792246632204036E-5,1.4056571963699024E-2,5.5814946559335235E-2]
[2004,12,8,14,3.3984840973120121E-2,2.4143577119765683E-2,1.421013333333321E-4,1.6851858031628439E-7,6.4846814516129276E-5,1.4105077441086857E-2,7.2440612200402446E-2,null,2.5838206497241563E-2,2.6671518218114618E-2,5.6745887954262473E-5,3.1270083091064023E-7,3.1792246632204036E-5,1.4105077441086857E-2,5.259857555077356E-2]
[2004,12,8,17,3.9606709202787263E-2,2.3281237493535535E-2,1.421013333333321E-4,1.6851858031628439E-7,6.4846814516129276E-5,1.1377077757886362E-2,7.4472141120638949E-2,null,3.0112435478725167E-2,2.5718887755068191E-2,5.6745887954262473E-5,3.1270083091064023E-7,3.1792246632204036E-5,1.1377077757886362E-2,5.5920174069210737E-2]
[2004,12,8,21,4.4405952636928203E-2,2.1074976307309059E-2,1.4049599999999879E-3,1.6661480863503531E-6,6.4846814516129276E-5,8.1611010577782219E-3,7.511350296461794E-2,null,3.3761234158699679E-2,2.3281621101065027E-2,5.6104823839481168E-4,3.0916821756038877E-6,3.1792246632204036E-5,8.1611010577782219E-3,5.7638787426967326E-2]
[2004,12,8,24,3.2619667534813247E-2,1.8528050410209298E-2,1.4049599999999879E-3,1.6661480863503531E-6,6.4846814516129276E-5,8.0835461881363108E-3,6.0702737095761322E-2,null,2.4800283935490532E-2,2.046802060898751E-2,5.6104823839481168E-4,3.0916821756038877E-6,3.1792246632204036E-5,8.0835461881363108E-3,4.5864236711680662E-2]
[2004,12,9,5,2.6469093303998964E-2,1.6755786859329769E-2,1.4049599999999879E-3,1.6661480863503531E-6,6.4846814516129276E-5,1.0944181516917156E-2,5.5640534642848363E-2,null,2.012408706353554E-2,1.8510193094443857E-2,5.6104823839481168E-4,3.0916821756038877E-6,3.1792246632204036E-5,1.0944181516917156E-2,3.9230212325182021E-2]
[2004,12,9,8,4.0581861127894726E-2,2.1236312288017322E-2,1.421013333333321E-4,1.6851858031628439E-7,6.4846814516129276E-5,1.2251568967886699E-2,7.4276859050228516E-2,null,3.0853830056002663E-2,2.3459849684482975E-2,5.6745887954262473E-5,3.1270083091064023E-7,3.1792246632204036E-5,1.2251568967886699E-2,5.440253057590301E-2]
[2004,12,9,11,3.7781861214248667E-2,2.4239730352236567E-2,1.421013333333321E-4,1.6851858031628439E-7,6.4846814516129276E-5,1.4667371238751706E-2,7.6896079471666726E-2,null,2.8725028687820085E-2,2.6777739126427259E-2,5.6745887954262473E-5,3.1270083091064023E-7,3.1792246632204036E-5,1.4667371238751706E-2,5.559161864966472E-2]
[2004,12,9,12,3.7923895533240666E-2,2.4099749436866314E-2,1.421013333333321E-4,1.6851858031628439E-7,6.4846814516129276E-5,1.4185149868762065E-2,7.6415911505298834E-2,null,2.8833015424221561E-2,2.6623101579722155E-2,5.6745887954262473E-5,3.1270083091064023E-7,3.1792246632204036E-5,1.4185149868762065E-2,5.5544967839361095E-2]
[2004,12,9,15,3.4131668642457542E-2,2.3939887511863756E-2,1.421013333333321E-4,1.6851858031628439E-7,6.4846814516129276E-5,1.2503663428707731E-2,7.0782336249458816E-2,null,2.594983755188883E-2,2.6446501392271143E-2,5.6745887954262473E-5,3.1270083091064023E-7,3.1792246632204036E-5,1.2503663428707731E-2,5.2485189779577349E-2]
[2004,12,9,18,4.7040394077307465E-2,2.2805117472821258E-2,1.421013333333321E-4,1.6851858031628439E-7,6.4846814516129276E-5,1.1233275155198971E-2,8.1285903371757465E-2,null,3.5764163699998644E-2,2.5192915827068601E-2,5.6745887954262473E-5,3.1270083091064023E-7,3.1792246632204036E-5,1.1233275155198971E-2,6.1045930362484624E-2]
[2004,12,9,22,4.2682360203123319E-2,2.0236203550136105E-2,1.4049599999999879E-3,1.6661480863503531E-6,6.4846814516129276E-5,7.9928411845539057E-3,7.2382877900415782E-2,null,3.2450810571402103E-2,2.2355025064246529E-2,5.6104823839481168E-4,3.0916821756038877E-6,3.1792246632204036E-5,7.9928411845539057E-3,5.5401767802851248E-2]
[2004,12,10,2,2.6489585896788213E-2,1.7897387577023017E-2,1.4049599999999879E-3,1.6661480863503531E-6,6.4846814516129276E-5,9.6182802080252774E-3,5.5476726644438978E-2,null,{"$f":"E8260*V$5","v":2.0139667299575816E-2},1.9771324541069512E-2,5.6104823839481168E-4,3.0916821756038877E-6,3.1792246632204036E-5,9.6182802080252774E-3,{"$f":"SUM(M8260:Q8260)","v":4.0506924007847944E-2}]
[2004,12,10,6,3.0494316068289451E-2,1.7648544832615382E-2,1.4049599999999879E-3,1.6661480863503531E-6,6.4846814516129276E-5,1.0805505162319375E-2,6.0419839025826677E-2,null,2.3184408489296988E-2,1.9496426842274071E-2,5.6104823839481168E-4,3.0916821756038877E-6,3.1792246632204036E-5,1.0805505162319375E-2,4.3276767498773683E-2]
[2004,12,10,9,4.3518036533986157E-2,2.3016860513116164E-2,1.421013333333321E-4,1.6851858031628439E-7,6.4846814516129276E-5,1.2460316841950187E-2,7.9202330555482287E-2,null,3.3086163775460621E-2,2.5426829315892966E-2,5.6745887954262473E-5,3.1270083091064023E-7,3.1792246632204036E-5,1.2460316841950187E-2,5.8601843926770966E-2]
[2004,12,10,12,3.7627695513283113E-2,2.4477194080286417E-2,1.421013333333321E-4,1.6851858031628439E-7,6.4846814516129276E-5,1.299178473408426E-2,7.5303790994083575E-2,null,2.8607818628797282E-2,2.7040066374680705E-2,5.6745887954262473E-5,3.1270083091064023E-7,3.1792246632204036E-5,1.299178473408426E-2,5.5736735838895365E-2]
[2004,12,10,13,3.7531100179394705E-2,2.4111303289884051E-2,1.421013333333321E-4,1.6851858031628439E-7,6.4846814516129276E-5,1.1052257623680506E-2,7.2901777759389039E-2,null,2.8534378526910306E-2,2.6635865173108644E-2,5.6745887954262473E-5,3.1270083091064023E-7,3.1792246632204036E-5,1.1052257623680506E-2,5.5259094535436329E-2]
[2004,12,10,16,3.7534098462220021E-2,2.3196040731957013E-2,1.421013333333321E-4,1.6851858031628439E-7,6.4846814516129276E-5,1.0398478771684278E-2,7.1335734632291092E-2,null,2.8536658080045154E-2,2.5624770509421701E-2,5.6745887954262473E-5,3.1270083091064023E-7,3.1792246632204036E-5,1.0398478771684278E-2,5.425027942488423E-2]
[2004,12,10,19,4.8640045007823998E-2,2.2263010296203933E-2,1.4049599999999879E-3,1.6661480863503531E-6,6.4846814516129276E-5,9.4003385537547706E-3,8.1774866820385164E-2,null,3.6980356269470487E-2,2.4594047591198008E-2,5.6104823839481168E-4,3.0916821756038877E-6,3.1792246632204036E-5,9.4003385537547706E-3,6.2170336027871115E-2]
[2004,12,10,24,3.4748741356525566E-2,1.5884085206986316E-2,1.4049599999999879E-3,1.6661480863503531E-6,6.4846814516129276E-5,6.1154758552097073E-3,5.8219775381324057E-2,null,2.6418989437063563E-2,1.7547220359048935E-2,5.6104823839481168E-4,3.0916821756038877E-6,3.1792246632204036E-5,6.1154758552097073E-3,4.4562141963315122E-2]
[2004,12,11,3,2.8937739069243056E-2,1.4697857457150815E-2,1.4049599999999879E-3,1.6661480863503531E-6,6.4846814516129276E-5,9.4635141976760588E-3,5.4570583686672405E-2,null,2.2000964436637505E-2,1.623678922932752E-2,5.6104823839481168E-4,3.0916821756038877E-6,3.1792246632204036E-5,9.4635141976760588E-3,3.8833685833167646E-2]
[2004,12,11,7,3.3240758711066506E-2,1.4991693130688186E-2,1.421013333333321E-4,1.6851858031628439E-7,6.4846814516129276E-5,9.9652805786704032E-3,5.8404849086854872E-2,null,2.5272491002115892E-2,1.6561390819266237E-2,5.6745887954262473E-5,3.1270083091064023E-7,3.1792246632204036E-5,9.9652805786704032E-3,4.1922732656799508E-2]
[2004,12,11,10,4.3120753518722056E-2,1.8156465346334163E-2,1.421013333333321E-4,1.6851858031628439E-7,6.4846814516129276E-5,1.1149105871436336E-2,7.2633441402922327E-2,null,3.2784114970984546E-2,2.0057528917902873E-2,5.6745887954262473E-5,3.1270083091064023E-7,3.1792246632204036E-5,1.1149105871436336E-2,5.2930494724304791E-2]
[2004,12,11,13,4.4403898575504322E-2,1.7218273137715769E-2,1.421013333333321E-4,1.6851858031628439E-7,6.4846814516129276E-5,9.0443582886290605E-3,7.0873646668278931E-2,null,3.375967248409098E-2,1.9021103765982324E-2,5.6745887954262473E-5,3.1270083091064023E-7,3.1792246632204036E-5,9.0443582886290605E-3,5.2869627085490679E-2]
[2004,12,11,16,4.0960609030344403E-2,1.6458575672126937E-2,1.421013333333321E-4,1.6851858031628439E-7,6.4846814516129276E-5,9.4365719522655749E-3,6.7062873321166699E-2,null,3.1141786869501718E-2,1.8181862559379185E-2,5.6745887954262473E-5,3.1270083091064023E-7,3.1792246632204036E-5,9.4365719522655749E-3,4.9412500264298276E-2]
[2004,12,11,18,5.1306745363021947E-2,1.6185231262715587E-2,1.421013333333321E-4,1.6851858031628439E-7,6.4846814516129276E-5,7.8292279782983046E-3,7.5528321270465604E-2,null,3.9007811819383752E-2,1.7879897761069907E-2,5.6745887954262473E-5,3.1270083091064023E-7,3.1792246632204036E-5,7.8292279782983046E-3,5.6976560415871035E-2]
[2004,12,11,22,4.2450524627012043E-2,1.4169605389180794E-2,1.4049599999999879E-3,1.6661480863503531E-6,6.4846814516129276E-5,7.9081995102570132E-3,6.5999802489052323E-2,null,3.2274549176102119E-2,1.5653226794286167E-2,5.6104823839481168E-4,3.0916821756038877E-6,3.1792246632204036E-5,7.9081995102570132E-3,4.852370813759091E-2]
[2004,12,12,1,2.9862279348504876E-2,1.2975329838139539E-2,1.4049599999999879E-3,1.6661480863503531E-6,6.4846814516129276E-5,9.8322170220641394E-3,5.4141299171311025E-2,null,2.2703879676684639E-2,1.4333905222381711E-2,5.6104823839481168E-4,3.0916821756038877E-6,3.1792246632204036E-5,9.8322170220641394E-3,3.7633717066268974E-2]
[2004,12,12,4,2.7013448753479379E-2,1.2298269684897565E-2,1.4049599999999879E-3,1.6661480863503531E-6,6.4846814516129276E-5,1.049329245160518E-2,5.1276483852584591E-2,null,2.0537953014025005E-2,1.3585953826348973E-2,5.6104823839481168E-4,3.0916821756038877E-6,3.1792246632204036E-5,1.049329245160518E-2,3.4719839007576594E-2]
[2004,12,12,8,3.4604103970741297E-2,1.4514371061300935E-2,1.421013333333321E-4,1.6851858031628439E-7,6.4846814516129276E-5,1.0313752059359553E-2,5.9639343757831566E-2,null,2.6309023624833606E-2,1.6034090982691988E-2,5.6745887954262473E-5,3.1270083091064023E-7,3.1792246632204036E-5,1.0313752059359553E-2,4.2431965442942969E-2]
[2004,12,12,9,3.9441188210848875E-2,1.5042000402747972E-2,1.421013333333321E-4,1.6851858031628439E-7,6.4846814516129276E-5,8.6349588816193694E-3,6.3325264161645994E-2,null,2.9986592148379294E-2,1.6616965488942991E-2,5.6745887954262473E-5,3.1270083091064023E-7,3.1792246632204036E-5,8.6349588816193694E-3,4.6692408472739658E-2]
[2004,12,12,13,3.9624571804208322E-2,1.7004911962516855E-2,1.421013333333321E-4,1.6851858031628439E-7,6.4846814516129276E-5,1.019413220800835E-2,6.7030732641163313E-2,null,3.012601616855274E-2,1.878540271625273E-2,5.6745887954262473E-5,3.1270083091064023E-7,3.1792246632204036E-5,1.019413220800835E-2,4.9000269720222846E-2]
[2004,12,12,14,3.8207715517456838E-2,1.7498519109762384E-2,1.421013333333321E-4,1.6851858031628439E-7,6.4846814516129276E-5,1.0163942815937363E-2,6.6077294109586363E-2,null,2.9048799848989695E-2,1.9330692751571177E-2,5.6745887954262473E-5,3.1270083091064023E-7,3.1792246632204036E-5,1.0163942815937363E-2,4.8468343435978251E-2]
[2004,12,12,15,3.7969748706654941E-2,1.77178486456879E-2,1.421013333333321E-4,1.6851858031628439E-7,6.4846814516129276E-5,8.5148209331557517E-3,6.4409534951928374E-2,null,2.8867876960403792E-2,1.9572987076235226E-2,5.6745887954262473E-5,3.1270083091064023E-7,3.1792246632204036E-5,8.5148209331557517E-3,4.8529714872056394E-2]
[2004,12,12,16,3.9886946648376477E-2,1.7494367241326435E-2,1.421013333333321E-4,1.6851858031628439E-7,6.4846814516129276E-5,7.9068763738615946E-3,6.5495306929994279E-2,null,3.032549614871979E-2,1.932610616383899E-2,5.6745887954262473E-5,3.1270083091064023E-7,3.1792246632204036E-5,7.9068763738615946E-3,4.9740453147976156E-2]
[2004,12,12,17,4.2940176893696273E-2,1.7149178723054943E-2,1.421013333333321E-4,1.6851858031628439E-7,6.4846814516129276E-5,7.2681135446278997E-3,6.7564585827808901E-2,null,3.2646825050173044E-2,{"$f":"F8323*W$5","v":1.894477485538823E-2},{"$f":"G8323*X$5","v":5.6745887954262473E-5},{"$f":"H8323*Y$5","v":3.1270083091064023E-7},{"$f":"I8323*Z$5","v":3.1792246632204036E-5},{"$f":"J8323","v":7.2681135446278997E-3},5.1680450740978649E-2]
[2004,12,12,18,4.9707272818405257E-2,1.6815020043912512E-2,1.421013333333321E-4,1.6851858031628439E-7,6.4846814516129276E-5,5.9888465843472337E-3,7.2718256113094779E-2,null,{"$f":"E8324*V$5","v":3.7791754874254541E-2},1.8575628259824641E-2,5.6745887954262473E-5,3.1270083091064023E-7,3.1792246632204036E-5,5.9888465843472337E-3,{"$f":"SUM(M8324:Q8324)","v":5.6456233969496561E-2}]
[2004,12,12,19,5.0063620400778094E-2,1.6527960538047014E-2,1.4049599999999879E-3,1.6661480863503531E-6,6.4846814516129276E-5,5.4943359477385382E-3,7.3557389849166113E-2,null,3.8062681032932894E-2,1.8258512332785536E-2,5.6104823839481168E-4,3.0916821756038877E-6,3.1792246632204036E-5,5.4943359477385382E-3,5.6917125532921053E-2]
[2004,12,12,20,4.6672947144190589E-2,1.6460580473822702E-2,1.4049599999999879E-3,1.6661480863503531E-6,6.4846814516129276E-5,7.1177098353806126E-3,7.1722710415996357E-2,null,3.5484798857827952E-2,1.8184077272828111E-2,5.6104823839481168E-4,3.0916821756038877E-6,3.1792246632204036E-5,7.1177098353806126E-3,5.426480829785868E-2]
[2004,12,12,21,4.5197064314751519E-2,1.6548331820067375E-2,1.4049599999999879E-3,1.6661480863503531E-6,6.4846814516129276E-5,7.4802205144337093E-3,7.0697089611855071E-2,null,3.4362705470869288E-2,1.8281016579643289E-2,5.6104823839481168E-4,3.0916821756038877E-6,3.1792246632204036E-5,7.4802205144337093E-3,5.3239654217715197E-2]
[2004,12,12,22,4.351462317795958E-2,1.7288204436653389E-2,1.4049599999999879E-3,1.6661480863503531E-6,6.4846814516129276E-5,5.7354277416360811E-3,6.800972831885152E-2,null,3.3083568647887918E-2,1.9098357186400468E-2,5.6104823839481168E-4,3.0916821756038877E-6,3.1792246632204036E-5,5.7354277416360811E-3,5.2777858001491006E-2]
[2004,12,12,23,3.9360600897045669E-2,1.6221668697808583E-2,1.4049599999999879E-3,1.6661480863503531E-6,6.4846814516129276E-5,4.5676672309344643E-3,6.1621409788391188E-2,null,2.9925322723674552E-2,1.7920150359476653E-2,5.6104823839481168E-4,3.0916821756038877E-6,3.1792246632204036E-5,4.5676672309344643E-3,4.8441405250353828E-2]
[2004,12,12,24,3.1643106516882222E-2,1.69169173593582E-2,1.4049599999999879E-3,1.6661480863503531E-6,6.4846814516129276E-5,7.7325543092905125E-3,5.7764051148133405E-2,null,2.4057818044347607E-2,1.8688194682430746E-2,5.6104823839481168E-4,3.0916821756038877E-6,3.1792246632204036E-5,7.7325543092905125E-3,4.3341944893980973E-2]
[2004,12,13,1,2.6624208821924081E-2,1.7001715167197725E-2,1.4049599999999879E-3,1.6661480863503531E-6,6.4846814516129276E-5,8.4317223527065575E-3,5.3529119304430842E-2,null,2.0242019255310273E-2,1.8781871202087665E-2,5.6104823839481168E-4,3.0916821756038877E-6,3.1792246632204036E-5,8.4317223527065575E-3,3.9619822624600558E-2]
[2004,12,13,2,2.4701139779102949E-2,1.7228736497973938E-2,1.4049599999999879E-3,1.6661480863503531E-6,6.4846814516129276E-5,9.4444253543673386E-3,5.2845774594046699E-2,null,1.8779936349694628E-2,1.9032662687113358E-2,5.6104823839481168E-4,3.0916821756038877E-6,3.1792246632204036E-5,9.4444253543673386E-3,3.840853120401061E-2]
[2004,12,13,3,2.4258549912361888E-2,1.718890983916652E-2,1.4049599999999879E-3,1.6661480863503531E-6,6.4846814516129276E-5,9.7276715027847741E-3,5.2646604216915652E-2,null,1.8443441370080419E-2,1.8988665998027919E-2,5.6104823839481168E-4,3.0916821756038877E-6,3.1792246632204036E-5,9.7276715027847741E-3,3.8028039535310962E-2]
[2004,12,13,4,2.5176316028005814E-2,1.7183686577014138E-2,1.4049599999999879E-3,1.6661480863503531E-6,6.4846814516129276E-5,9.3365399263199301E-3,5.3168015493942351E-2,null,1.9141206306833688E-2,1.8982895836839118E-2,5.6104823839481168E-4,3.0916821756038877E-6,3.1792246632204036E-5,9.3365399263199301E-3,3.8720034310875423E-2]
[2004,12,13,5,2.5577648968756996E-2,1.743355715491874E-2,1.4049599999999879E-3,1.6661480863503531E-6,6.4846814516129276E-5,9.6990172978456118E-3,5.4181696384123818E-2,null,1.944633421387542E-2,1.925892898792084E-2,5.6104823839481168E-4,3.0916821756038877E-6,3.1792246632204036E-5,9.6990172978456118E-3,3.9301195368998884E-2]
[2004,12,13,6,2.733893466464413E-2,1.7867574995279148E-2,1.4049599999999879E-3,1.6661480863503531E-6,6.4846814516129276E-5,9.3723830040965996E-3,5.6050365626622342E-2,null,2.078541546916109E-2,1.9738390447949582E-2,5.6104823839481168E-4,3.0916821756038877E-6,3.1792246632204036E-5,9.3723830040965996E-3,4.1119738084313295E-2]
[2004,12,13,7,3.3662932632423918E-2,1.9242126833670697E-2,1.421013333333321E-4,1.6851858031628439E-7,6.4846814516129276E-5,8.834044523978811E-3,6.1946220656503202E-2,null,2.5593464019656585E-2,2.1256864045194186E-2,5.6745887954262473E-5,3.1270083091064023E-7,3.1792246632204036E-5,8.834044523978811E-3,4.693917890026815E-2]
[2004,12,13,8,3.9609237486753865E-2,2.1351325409367499E-2,1.421013333333321E-4,1.6851858031628439E-7,6.4846814516129276E-5,1.0421466893696383E-2,7.1589146456247532E-2,null,3.0114357698201328E-2,2.3586905196853681E-2,5.6745887954262473E-5,3.1270083091064023E-7,3.1792246632204036E-5,1.0421466893696383E-2,5.3790113730472384E-2]
[2004,12,13,9,4.1893175941330123E-2,2.3150453204076982E-2,1.421013333333321E-4,1.6851858031628439E-7,6.4846814516129276E-5,1.1191440319028611E-2,7.6442186130865494E-2,null,3.1850804647092675E-2,2.5574409762365059E-2,5.6745887954262473E-5,3.1270083091064023E-7,3.1792246632204036E-5,1.1191440319028611E-2,5.7514065244875109E-2]
[2004,12,13,10,3.9274185229747127E-2,2.4576512413108157E-2,1.421013333333321E-4,1.6851858031628439E-7,6.4846814516129276E-5,1.3011036614829708E-2,7.7068850924114765E-2,null,2.985962208208489E-2,2.7149783783584423E-2,5.6745887954262473E-5,3.1270083091064023E-7,3.1792246632204036E-5,1.3011036614829708E-2,5.7098256701086689E-2]
[2004,12,13,11,3.7813608045643175E-2,2.5247177281102831E-2,1.421013333333321E-4,1.6851858031628439E-7,6.4846814516129276E-5,1.2573520592738705E-2,7.5841422585914489E-2,null,2.8749165366460223E-2,2.7890670279244807E-2,5.6745887954262473E-5,3.1270083091064023E-7,3.1792246632204036E-5,1.2573520592738705E-2,5.6728686481122406E-2]
[2004,12,13,12,3.7211669343509619E-2,2.5199625443632859E-2,1.421013333333321E-4,1.6851858031628439E-7,6.4846814516129276E-5,1.2559094517818951E-2,7.5177505971391209E-2,null,2.8291519662108987E-2,2.7838139550550638E-2,5.6745887954262473E-5,3.1270083091064023E-7,3.1792246632204036E-5,1.2559094517818951E-2,5.6218510048077E-2]
[2004,12,13,13,3.714564589345154E-2,2.4856870332360809E-2,1.421013333333321E-4,1.6851858031628439E-7,6.4846814516129276E-5,1.1282187013413759E-2,7.3491819905655884E-2,null,2.8241322942412394E-2,2.7459496437755214E-2,5.6745887954262473E-5,3.1270083091064023E-7,3.1792246632204036E-5,1.1282187013413759E-2,5.578967021558498E-2]
[2004,12,13,14,3.5422025561306046E-2,2.5097760072926658E-2,1.421013333333321E-4,1.6851858031628439E-7,6.4846814516129276E-5,1.1668651710023863E-2,7.2395554010686342E-2,null,2.6930878144390713E-2,2.7725608417441899E-2,5.6745887954262473E-5,3.1270083091064023E-7,3.1792246632204036E-5,1.1668651710023863E-2,5.4745337397249988E-2]
[2004,12,13,15,3.5012391011932521E-2,2.4646551108634309E-2,1.421013333333321E-4,1.6851858031628439E-7,6.4846814516129276E-5,1.1145003673879869E-2,7.1011062460876476E-2,null,2.6619438638656696E-2,2.7227155845496884E-2,5.6745887954262473E-5,3.1270083091064023E-7,3.1792246632204036E-5,1.1145003673879869E-2,5.3935445319570952E-2]
[2004,12,13,16,3.6416634317830827E-2,2.4026842790301824E-2,1.421013333333321E-4,1.6851858031628439E-7,6.4846814516129276E-5,9.0439711527428319E-3,6.9694564927305261E-2,null,2.76870654826036E-2,2.6542561279400436E-2,5.6745887954262473E-5,3.1270083091064023E-7,3.1792246632204036E-5,9.0439711527428319E-3,5.4318477597421408E-2]
[2004,12,13,17,4.0787525690120299E-2,2.4104628602922871E-2,1.421013333333321E-4,1.6851858031628439E-7,6.4846814516129276E-5,9.1779101166515782E-3,7.4277181076124521E-2,null,3.1010193989915204E-2,2.6628491616406492E-2,5.6745887954262473E-5,3.1270083091064023E-7,3.1792246632204036E-5,9.1779101166515782E-3,5.7727536441739072E-2]
[2004,12,13,18,4.7488884043719377E-2,2.3660692622681483E-2,1.421013333333321E-4,1.6851858031628439E-7,6.4846814516129276E-5,8.2738851121778416E-3,7.9630578445008482E-2,null,3.6105144444126817E-2,2.6138073542649257E-2,5.6745887954262473E-5,3.1270083091064023E-7,3.1792246632204036E-5,8.2738851121778416E-3,6.233206882219345E-2]
[2004,12,13,19,4.702979944563155E-2,2.2981352649634287E-2,1.4049599999999879E-3,1.6661480863503531E-6,6.4846814516129276E-5,7.1698954718972642E-3,7.8652520529765568E-2,null,3.5756108747461983E-2,2.5387603619425318E-2,5.6104823839481168E-4,3.0916821756038877E-6,3.1792246632204036E-5,7.1698954718972642E-3,6.1739644534089921E-2]
[2004,12,13,20,4.5827451565401391E-2,2.2293209936286994E-2,1.4049599999999879E-3,1.6661480863503531E-6,6.4846814516129276E-5,5.1319686438933759E-3,7.4724103108184212E-2,null,3.4841980214817707E-2,2.4627409269405851E-2,5.6104823839481168E-4,3.0916821756038877E-6,3.1792246632204036E-5,5.1319686438933759E-3,6.0065321651426182E-2]
[2004,12,13,21,4.2894030253478835E-2,2.1955535124847065E-2,1.4049599999999879E-3,1.6661480863503531E-6,6.4846814516129276E-5,6.4129476093764048E-3,7.2733985950304753E-2,null,3.2611740395222466E-2,2.4254378386681132E-2,5.6104823839481168E-4,3.0916821756038877E-6,3.1792246632204036E-5,6.4129476093764048E-3,5.7462050949106218E-2]
[2004,12,13,22,4.0064602103446874E-2,2.100362158453185E-2,1.4049599999999879E-3,1.6661480863503531E-6,6.4846814516129276E-5,6.2156732720740253E-3,6.8755369922655213E-2,null,3.0460565144249323E-2,2.3202795217930137E-2,5.6104823839481168E-4,3.0916821756038877E-6,3.1792246632204036E-5,6.2156732720740253E-3,5.425929252938208E-2]
[2004,12,13,23,3.7511265613362037E-2,2.0203403330976252E-2,1.4049599999999879E-3,1.6661480863503531E-6,6.4846814516129276E-5,5.6181531208440586E-3,6.4804295027784814E-2,null,2.8519298579549639E-2,2.2318790514637723E-2,5.6104823839481168E-4,3.0916821756038877E-6,3.1792246632204036E-5,5.6181531208440586E-3,5.1434021261389982E-2]
[2004,12,13,24,2.9667445564670269E-2,1.9792183518796767E-2,1.4049599999999879E-3,1.6661480863503531E-6,6.4846814516129276E-5,7.7117553727021424E-3,5.8642857418771649E-2,null,2.2555750234403614E-2,2.1864514138863408E-2,5.6104823839481168E-4,3.0916821756038877E-6,3.1792246632204036E-5,7.7117553727021424E-3,4.5016196540469643E-2]
[2004,12,14,1,2.425494469875553E-2,1.9106131082731591E-2,1.4049599999999879E-3,1.6661480863503531E-6,6.4846814516129276E-5,8.3477838804359387E-3,5.3180332624525532E-2,null,1.8440700375832383E-2,2.1106628927557495E-2,5.6104823839481168E-4,3.0916821756038877E-6,3.1792246632204036E-5,8.3477838804359387E-3,4.0143261470592495E-2]
[2004,12,14,2,2.2451206942373621E-2,1.8614421347213174E-2,1.4049599999999879E-3,1.6661480863503531E-6,6.4846814516129276E-5,9.1713729011542264E-3,5.1708474153343488E-2,null,1.7069343403671503E-2,2.0563434971506665E-2,5.6104823839481168E-4,3.0916821756038877E-6,3.1792246632204036E-5,9.1713729011542264E-3,3.8228710542380792E-2]
[2004,12,14,3,2.1837339803823349E-2,1.8284179798853554E-2,1.4049599999999879E-3,1.6661480863503531E-6,6.4846814516129276E-5,9.5997016849031121E-3,5.1192694250182483E-2,null,1.6602628673410506E-2,2.0198615647934223E-2,5.6104823839481168E-4,3.0916821756038877E-6,3.1792246632204036E-5,9.5997016849031121E-3,3.7397176488547346E-2]
[2004,12,14,4,2.2998849439194564E-2,1.807473931749027E-2,1.4049599999999879E-3,1.6661480863503531E-6,6.4846814516129276E-5,9.4401737750304856E-3,5.1985235494317793E-2,null,1.7485708450979399E-2,1.9967245806316251E-2,5.6104823839481168E-4,3.0916821756038877E-6,3.1792246632204036E-5,9.4401737750304856E-3,3.8048886424498274E-2]
[2004,12,14,5,2.3416231599160474E-2,1.8140018344930234E-2,1.4049599999999879E-3,1.6661480863503531E-6,6.4846814516129276E-5,9.451272350417473E-3,5.2478995257110653E-2,null,1.7803038358334085E-2,2.0039359841489624E-2,5.6104823839481168E-4,3.0916821756038877E-6,3.1792246632204036E-5,9.451272350417473E-3,3.8438330367026333E-2]
[2004,12,14,6,2.5384688144225228E-2,1.8849000751777811E-2,1.4049599999999879E-3,1.6661480863503531E-6,6.4846814516129276E-5,9.469103282776151E-3,5.5174265141381663E-2,null,1.9299628756754898E-2,2.0822575894635164E-2,5.6104823839481168E-4,3.0916821756038877E-6,3.1792246632204036E-5,9.469103282776151E-3,4.0718136818592682E-2]
[2004,12,14,7,3.1377489060574901E-2,1.9469989338972919E-2,1.421013333333321E-4,1.6851858031628439E-7,6.4846814516129276E-5,1.0011816288407962E-2,6.1066411354385564E-2,null,2.3855872750833687E-2,2.1508584779501533E-2,5.6745887954262473E-5,3.1270083091064023E-7,3.1792246632204036E-5,1.0011816288407962E-2,4.5453308365752593E-2]
[2004,12,14,8,3.7236985998182467E-2,2.0898184893983363E-2,1.421013333333321E-4,1.6851858031628439E-7,6.4846814516129276E-5,1.1714099138572869E-2,7.0056386697168474E-2,null,2.831076756595452E-2,2.3086318831731366E-2,5.6745887954262473E-5,3.1270083091064023E-7,3.1792246632204036E-5,1.1714099138572869E-2,5.1485937233103261E-2]
[2004,12,14,9,3.9449214525438682E-2,2.2912704210551072E-2,1.421013333333321E-4,1.6851858031628439E-7,6.4846814516129276E-5,1.2664022675591444E-2,7.5233058078010978E-2,null,2.9992694444810439E-2,2.531176738005737E-2,5.6745887954262473E-5,3.1270083091064023E-7,3.1792246632204036E-5,1.2664022675591444E-2,5.5393312660285188E-2]
[2004,12,14,10,3.6192635453667764E-2,2.3933560326810273E-2,1.421013333333321E-4,1.6851858031628439E-7,6.4846814516129276E-5,1.3846165684413001E-2,7.4179478131320822E-2,null,2.7516762231457874E-2,2.6439511722489144E-2,5.6745887954262473E-5,3.1270083091064023E-7,3.1792246632204036E-5,1.3846165684413001E-2,5.4045124789364393E-2]
[2004,12,14,11,3.437937291043229E-2,2.4500294778648877E-2,1.421013333333321E-4,1.6851858031628439E-7,6.4846814516129276E-5,1.3439997847359548E-2,7.2526782202870496E-2,null,2.6138163695043119E-2,2.7065585820045788E-2,5.6745887954262473E-5,3.1270083091064023E-7,3.1792246632204036E-5,1.3439997847359548E-2,5.3292600350506286E-2]
[2004,12,14,12,3.4674494102622168E-2,2.4270904075360391E-2,1.421013333333321E-4,1.6851858031628439E-7,6.4846814516129276E-5,1.2921384247926871E-2,7.2073899092339203E-2,null,2.6362540272575008E-2,2.6812176878550694E-2,5.6745887954262473E-5,3.1270083091064023E-7,3.1792246632204036E-5,1.2921384247926871E-2,5.3263567986543081E-2]
[2004,12,14,13,3.3951560776579071E-2,2.3838799933117705E-2,1.421013333333321E-4,1.6851858031628439E-7,6.4846814516129276E-5,1.1392165501520958E-2,6.9389642877647512E-2,null,2.5812904022200513E-2,2.6334829489438518E-2,5.6745887954262473E-5,3.1270083091064023E-7,3.1792246632204036E-5,1.1392165501520958E-2,5.2236584347056407E-2]
[2004,12,14,14,3.131035528232097E-2,2.4572255683604952E-2,1.421013333333321E-4,1.6851858031628439E-7,6.4846814516129276E-5,1.2823452256445928E-2,6.8913179888801634E-2,null,2.3804831863903038E-2,2.7145081355359677E-2,5.6745887954262473E-5,3.1270083091064023E-7,3.1792246632204036E-5,1.2823452256445928E-2,5.1038764054680094E-2]
[2004,12,14,15,3.1191022630236702E-2,2.3941209655414124E-2,1.421013333333321E-4,1.6851858031628439E-7,6.4846814516129276E-5,1.1421084942319696E-2,6.6760433894400298E-2,null,2.3714104892167152E-2,2.6447961970196925E-2,5.6745887954262473E-5,3.1270083091064023E-7,3.1792246632204036E-5,1.1421084942319696E-2,5.025091769778145E-2]
[2004,12,14,16,3.2703850065861753E-2,2.3427696816746078E-2,1.421013333333321E-4,1.6851858031628439E-7,6.4846814516129276E-5,1.1335386607529885E-2,6.7674050156567495E-2,null,2.4864286754347684E-2,2.5880682028047927E-2,5.6745887954262473E-5,3.1270083091064023E-7,3.1792246632204036E-5,1.1335386607529885E-2,5.0833819617812984E-2]
[2004,12,14,17,3.6645714679344223E-2,2.385055600071647E-2,1.421013333333321E-4,1.6851858031628439E-7,6.4846814516129276E-5,1.014239520327455E-2,7.0845782549765021E-2,null,2.7861232126194117E-2,2.6347816470182028E-2,5.6745887954262473E-5,3.1270083091064023E-7,3.1792246632204036E-5,1.014239520327455E-2,5.4297899431793521E-2]
[2004,12,14,18,4.3029605668752823E-2,2.3902260453045811E-2,1.421013333333321E-4,1.6851858031628439E-7,6.4846814516129276E-5,9.5281876227413988E-3,7.6667170410969807E-2,null,3.2714816516089686E-2,2.6404934611185694E-2,5.6745887954262473E-5,3.1270083091064023E-7,3.1792246632204036E-5,9.5281876227413988E-3,5.9208601962692758E-2]
[2004,12,14,19,4.5221269743944782E-2,2.3315977491508377E-2,1.4049599999999879E-3,1.6661480863503531E-6,6.4846814516129276E-5,7.4572784007720496E-3,7.7465998598827662E-2,null,3.4381108525288306E-2,2.5757265187054908E-2,5.6104823839481168E-4,3.0916821756038877E-6,3.1792246632204036E-5,7.4572784007720496E-3,6.0734305879545834E-2]
[2004,12,14,20,4.4414666663463796E-2,2.2480960729040423E-2,1.4049599999999879E-3,1.6661480863503531E-6,6.4846814516129276E-5,4.7053396111074158E-3,7.3072439966214098E-2,null,3.3767859313050916E-2,2.483481841447777E-2,5.6104823839481168E-4,3.0916821756038877E-6,3.1792246632204036E-5,4.7053396111074158E-3,5.9198609894731302E-2]
[2004,12,14,21,4.1158752176667174E-2,2.2181093952693187E-2,1.4049599999999879E-3,1.6661480863503531E-6,6.4846814516129276E-5,6.6445931091417311E-3,7.1455912201104546E-2,null,3.1292432374500558E-2,2.4503554238143065E-2,5.6104823839481168E-4,3.0916821756038877E-6,3.1792246632204036E-5,6.6445931091417311E-3,5.6391918779846242E-2]
[2004,12,14,22,3.8953419780342863E-2,2.1388185457190571E-2,1.4049599999999879E-3,1.6661480863503531E-6,6.4846814516129276E-5,6.4569531048791363E-3,6.8270031305015036E-2,null,2.9615748529007412E-2,2.3627624657443835E-2,5.6104823839481168E-4,3.0916821756038877E-6,3.1792246632204036E-5,6.4569531048791363E-3,5.3839305353653867E-2]
[2004,12,14,23,3.5894860159837512E-2,2.0456343964401644E-2,1.4049599999999879E-3,1.6661480863503531E-6,6.4846814516129276E-5,5.5568793930827623E-3,6.3379556479924395E-2,null,2.7290367777005421E-2,2.2598215169859329E-2,5.6104823839481168E-4,3.0916821756038877E-6,3.1792246632204036E-5,5.5568793930827623E-3,5.0484515114067374E-2]
[2004,12,14,24,2.9634099673993084E-2,1.9891844673247196E-2,1.4049599999999879E-3,1.6661480863503531E-6,6.4846814516129276E-5,6.7494503253145771E-3,5.774686763515733E-2,null,2.2530397813015707E-2,2.1974610264362014E-2,5.6104823839481168E-4,3.0916821756038877E-6,3.1792246632204036E-5,6.7494503253145771E-3,4.5100940244580341E-2]
[2004,12,15,1,2.4648489034642326E-2,1.9114280072541297E-2,1.4049599999999879E-3,1.6661480863503531E-6,6.4846814516129276E-5,8.4642398198209075E-3,5.3698481889607005E-2,null,1.8739906713873083E-2,2.1115631153246366E-2,5.6104823839481168E-4,3.0916821756038877E-6,3.1792246632204036E-5,8.4642398198209075E-3,4.0451470034322069E-2]
[2004,12,15,2,2.283626262448735E-2,1.8615827737769527E-2,1.4049599999999879E-3,1.6661480863503531E-6,6.4846814516129276E-5,9.2887177032488933E-3,5.2212281028108237E-2,null,1.7362095935168118E-2,2.0564988617478821E-2,5.6104823839481168E-4,3.0916821756038877E-6,3.1792246632204036E-5,9.2887177032488933E-3,3.8523016719849562E-2]
[2004,12,15,3,2.2209823590791031E-2,1.8292459980522511E-2,1.4049599999999879E-3,1.6661480863503531E-6,6.4846814516129276E-5,9.7177174356500255E-3,5.1691473969566033E-2,null,1.6885822966188208E-2,2.0207762801859982E-2,5.6104823839481168E-4,3.0916821756038877E-6,3.1792246632204036E-5,9.7177174356500255E-3,3.7689517935250813E-2]
[2004,12,15,4,2.3499330794777763E-2,1.7822311956571191E-2,1.4049599999999879E-3,1.6661480863503531E-6,6.4846814516129276E-5,9.6986218823025775E-3,5.2491737596254001E-2,null,1.7866217532184345E-2,1.9688388165540558E-2,5.6104823839481168E-4,3.0916821756038877E-6,3.1792246632204036E-5,9.6986218823025775E-3,3.8150537864927524E-2]
[2004,12,15,5,2.406722927656272E-2,1.7523434652229056E-2,1.4049599999999879E-3,1.6661480863503531E-6,6.4846814516129276E-5,9.9281716593181569E-3,5.2990308550712406E-2,null,1.829798292586194E-2,1.9358217063379556E-2,5.6104823839481168E-4,3.0916821756038877E-6,3.1792246632204036E-5,9.9281716593181569E-3,3.8252132156444116E-2]
[2004,12,15,6,2.6283980857816344E-2,1.7691924648075376E-2,1.4049599999999879E-3,1.6661480863503531E-6,6.4846814516129276E-5,1.0264460194474849E-2,5.571183866296904E-2,null,1.9983348620373216E-2,1.9544348719492195E-2,5.6104823839481168E-4,3.0916821756038877E-6,3.1792246632204036E-5,1.0264460194474849E-2,4.0123629507068034E-2]
[2004,12,15,7,3.1756560283315416E-2,1.9797203252221989E-2,1.421013333333321E-4,1.6851858031628439E-7,6.4846814516129276E-5,9.9005131087414704E-3,6.1661393310708662E-2,null,2.4144075380296573E-2,2.1870059460952045E-2,5.6745887954262473E-5,3.1270083091064023E-7,3.1792246632204036E-5,9.9005131087414704E-3,4.6102985676665993E-2]
[2004,12,15,8,3.7177267146374267E-2,2.2452924983551503E-2,1.421013333333321E-4,1.6851858031628439E-7,6.4846814516129276E-5,1.0901653300449931E-2,7.0738962096805483E-2,null,2.8265364145470109E-2,2.4803847200359129E-2,5.6745887954262473E-5,3.1270083091064023E-7,3.1792246632204036E-5,1.0901653300449931E-2,5.3158062181246614E-2]
[2004,12,15,9,3.9568750671533197E-2,2.4050860337921674E-2,1.421013333333321E-4,1.6851858031628439E-7,6.4846814516129276E-5,1.2139339568321915E-2,7.596606724420657E-2,null,3.0083576130239462E-2,{"$f":"F8387*W$5","v":2.6569093572263239E-2},{"$f":"G8387*X$5","v":5.6745887954262473E-5},{"$f":"H8387*Y$5","v":3.1270083091064023E-7},{"$f":"I8387*Z$5","v":3.1792246632204036E-5},{"$f":"J8387","v":1.2139339568321915E-2},5.6741520537920073E-2]
[2004,12,15,10,3.632958427011896E-2,2.4978884025298052E-2,1.421013333333321E-4,1.6851858031628439E-7,6.4846814516129276E-5,1.3386642619417643E-2,7.4902227581264441E-2,null,{"$f":"E8388*V$5","v":2.7620882530323406E-2},2.7594285513039794E-2,5.6745887954262473E-5,3.1270083091064023E-7,3.1792246632204036E-5,1.3386642619417643E-2,{"$f":"SUM(M8388:Q8388)","v":5.5304018878780573E-2}]
[2004,12,15,11,3.4468763406329823E-2,2.5609116936664716E-2,1.421013333333321E-4,1.6851858031628439E-7,6.4846814516129276E-5,1.2948431428911389E-2,7.3233428438335704E-2,null,2.6206126057842408E-2,2.8290506644390298E-2,5.6745887954262473E-5,3.1270083091064023E-7,3.1792246632204036E-5,1.2948431428911389E-2,5.4585483537650081E-2]
[2004,12,15,12,3.4886317814248148E-2,2.5026617559989642E-2,1.421013333333321E-4,1.6851858031628439E-7,6.4846814516129276E-5,1.2656085227740498E-2,7.2776137268408064E-2,null,2.6523586922942832E-2,2.7647016963471778E-2,5.6745887954262473E-5,3.1270083091064023E-7,3.1792246632204036E-5,1.2656085227740498E-2,5.4259454721831982E-2]
[2004,12,15,13,3.4251158883741278E-2,2.438180562546095E-2,1.421013333333321E-4,1.6851858031628439E-7,6.4846814516129276E-5,1.1225641872924168E-2,7.0065723048556183E-2,null,2.6040684336522495E-2,2.6934690319672168E-2,5.6745887954262473E-5,3.1270083091064023E-7,3.1792246632204036E-5,1.1225641872924168E-2,5.3064225491612035E-2]
[2004,12,15,14,3.1473515939559445E-2,2.5354506861017236E-2,1.421013333333321E-4,1.6851858031628439E-7,6.4846814516129276E-5,1.2549478332655873E-2,6.9584617799662338E-2,null,2.3928880664286944E-2,2.8009237748838452E-2,5.6745887954262473E-5,3.1270083091064023E-7,3.1792246632204036E-5,1.2549478332655873E-2,5.2026969248542776E-2]
[2004,12,15,15,3.1283311202225071E-2,2.4898190380313531E-2,1.421013333333321E-4,1.6851858031628439E-7,6.4846814516129276E-5,1.1022272921275842E-2,6.7410891170244222E-2,null,2.3784270622301276E-2,2.7505142880545258E-2,5.6745887954262473E-5,3.1270083091064023E-7,3.1792246632204036E-5,1.1022272921275842E-2,5.137826433826391E-2]
[2004,12,15,16,3.2708545986133222E-2,2.4643103026883235E-2,1.421013333333321E-4,1.6851858031628439E-7,6.4846814516129276E-5,1.0774653375712087E-2,6.8333419055158315E-2,null,2.4867856997850213E-2,2.7223346734080413E-2,5.6745887954262473E-5,3.1270083091064023E-7,3.1792246632204036E-5,1.0774653375712087E-2,5.2180054567348005E-2]
[2004,12,15,17,3.6887834729914727E-2,2.454504395770617E-2,1.421013333333321E-4,1.6851858031628439E-7,6.4846814516129276E-5,9.8960523433869862E-3,7.1536047697437669E-2,null,2.8045312665770903E-2,2.7115020439387887E-2,5.6745887954262473E-5,3.1270083091064023E-7,3.1792246632204036E-5,9.8960523433869862E-3,5.5249183940576166E-2]
[2004,12,15,18,4.3471869421529717E-2,2.4240258153412221E-2,1.421013333333321E-4,1.6851858031628439E-7,6.4846814516129276E-5,9.4949149070680874E-3,7.7414159148439798E-2,null,3.305106355574871E-2,2.677832219075953E-2,5.6745887954262473E-5,3.1270083091064023E-7,3.1792246632204036E-5,9.4949149070680874E-3,5.9918236581925619E-2]
[2004,12,15,19,4.5874053222744827E-2,2.3182054804271209E-2,1.4049599999999879E-3,1.6661480863503531E-6,6.4846814516129276E-5,7.6931906388303358E-3,7.8220771628448829E-2,null,3.4877410813021939E-2,2.5609320192212338E-2,5.6104823839481168E-4,3.0916821756038877E-6,3.1792246632204036E-5,7.6931906388303358E-3,6.1082663172436893E-2]
[2004,12,15,20,4.5106855429484213E-2,2.2239870028647937E-2,1.4049599999999879E-3,1.6661480863503531E-6,6.4846814516129276E-5,4.9662043277048885E-3,7.3784402748439504E-2,null,3.4294120897904352E-2,2.4568484433566882E-2,5.6104823839481168E-4,3.0916821756038877E-6,3.1792246632204036E-5,4.9662043277048885E-3,5.9458537498673858E-2]
[2004,12,15,21,4.1764305659535012E-2,2.2001871531998791E-2,1.4049599999999879E-3,1.6661480863503531E-6,6.4846814516129276E-5,6.9144729156927608E-3,7.2152123069829016E-2,null,3.1752826346855417E-2,2.4305566424036935E-2,5.6104823839481168E-4,3.0916821756038877E-6,3.1792246632204036E-5,6.9144729156927608E-3,5.6654324938094969E-2]
[2004,12,15,22,3.9687810023204199E-2,2.0873970209136082E-2,1.4049599999999879E-3,1.6661480863503531E-6,6.4846814516129276E-5,6.9019473141463871E-3,6.8935200509089134E-2,null,3.0174095315435481E-2,2.3059568760486891E-2,5.6104823839481168E-4,3.0916821756038877E-6,3.1792246632204036E-5,6.9019473141463871E-3,5.3829596243124993E-2]
[2004,12,15,23,3.6581595752013939E-2,2.0004626480715527E-2,1.4049599999999879E-3,1.6661480863503531E-6,6.4846814516129276E-5,5.9393869733143428E-3,6.3997082168646274E-2,null,2.7812483388895276E-2,2.2099200834253204E-2,5.6104823839481168E-4,3.0916821756038877E-6,3.1792246632204036E-5,5.9393869733143428E-3,5.0507616390351104E-2]
[2004,12,15,24,3.0366095567075313E-2,1.9223450063782226E-2,1.4049599999999879E-3,1.6661480863503531E-6,6.4846814516129276E-5,7.2484887518823923E-3,5.8309507345342404E-2,null,2.3086924208285609E-2,2.1236231733508769E-2,5.6104823839481168E-4,3.0916821756038877E-6,3.1792246632204036E-5,7.2484887518823923E-3,4.4919088108997002E-2]
[2004,12,16,1,2.538582659115822E-2,1.8277858813791431E-2,1.4049599999999879E-3,1.6661480863503531E-6,6.4846814516129276E-5,9.0887733205644392E-3,5.422393168811656E-2,null,1.9300494302277503E-2,2.0191632827310565E-2,5.6104823839481168E-4,3.0916821756038877E-6,3.1792246632204036E-5,9.0887733205644392E-3,4.0088059296790685E-2]
[2004,12,16,2,2.3238868577446909E-2,1.858697426715001E-2,1.4049599999999879E-3,1.6661480863503531E-6,6.4846814516129276E-5,9.4258720228058111E-3,5.2723187830005208E-2,null,1.7668191695857878E-2,2.0533114058731095E-2,5.6104823839481168E-4,3.0916821756038877E-6,3.1792246632204036E-5,9.4258720228058111E-3,3.8797237921791593E-2]
[2004,12,16,3,2.2535960299014574E-2,1.8429707476536817E-2,1.4049599999999879E-3,1.6661480863503531E-6,6.4846814516129276E-5,9.7601466490550987E-3,5.2197287387208961E-2,null,1.7133780213364255E-2,2.0359380727910357E-2,5.6104823839481168E-4,3.0916821756038877E-6,3.1792246632204036E-5,9.7601466490550987E-3,3.8089093108477232E-2]
[2004,12,16,4,2.3811105999322336E-2,1.8055187562892813E-2,1.4049599999999879E-3,1.6661480863503531E-6,6.4846814516129276E-5,9.6676162932479073E-3,5.3005382818065529E-2,null,1.8103255925923305E-2,1.9945646895088001E-2,5.6104823839481168E-4,3.0916821756038877E-6,3.1792246632204036E-5,9.6676162932479073E-3,3.864483498821393E-2]
[2004,12,16,5,2.4341217103691373E-2,1.7862557441215291E-2,1.4049599999999879E-3,1.6661480863503531E-6,6.4846814516129276E-5,9.8335836855531576E-3,5.3508831193062288E-2,null,1.8506292097020927E-2,1.9732847533411247E-2,5.6104823839481168E-4,3.0916821756038877E-6,3.1792246632204036E-5,9.8335836855531576E-3,3.883507179763479E-2]
[2004,12,16,6,2.6407981380514839E-2,1.8486277943663573E-2,1.4049599999999879E-3,1.6661480863503531E-6,6.4846814516129276E-5,9.8912587844371229E-3,5.625699107121801E-2,null,2.0077624509843576E-2,2.0421874377343247E-2,5.6104823839481168E-4,3.0916821756038877E-6,3.1792246632204036E-5,9.8912587844371229E-3,4.1095431054389439E-2]
[2004,12,16,7,3.2295251519871108E-2,1.9743768154936114E-2,1.421013333333321E-4,1.6851858031628439E-7,6.4846814516129276E-5,1.0018634635220873E-2,6.2264770976457877E-2,null,2.4553634907716147E-2,2.1811029468682165E-2,5.6745887954262473E-5,3.1270083091064023E-7,3.1792246632204036E-5,1.0018634635220873E-2,4.6453515211815691E-2]
[2004,12,16,8,3.7835588955029927E-2,2.2234357966993249E-2,1.421013333333321E-4,1.6851858031628439E-7,6.4846814516129276E-5,1.1154096771240027E-2,7.1431160359692991E-2,null,2.876587714911006E-2,2.4562395234269153E-2,5.6745887954262473E-5,3.1270083091064023E-7,3.1792246632204036E-5,1.1154096771240027E-2,5.3417123218796589E-2]
[2004,12,16,9,4.0088509393005962E-2,2.4209817702956497E-2,1.421013333333321E-4,1.6851858031628439E-7,6.4846814516129276E-5,1.2203972990715765E-2,7.6709416753108009E-2,null,3.0478741527210942E-2,2.6744694488250079E-2,5.6745887954262473E-5,3.1270083091064023E-7,3.1792246632204036E-5,1.2203972990715765E-2,5.7312286850878399E-2]
[2004,12,16,10,3.6872173102326856E-2,2.5030777457553988E-2,1.421013333333321E-4,1.6851858031628439E-7,6.4846814516129276E-5,1.3525096093486087E-2,7.5635163319796722E-2,null,2.8033405346033307E-2,2.7651612421018212E-2,5.6745887954262473E-5,3.1270083091064023E-7,3.1792246632204036E-5,1.3525096093486087E-2,5.5773868602468898E-2]
[2004,12,16,11,3.5073628080494905E-2,2.5449451145829902E-2,1.421013333333321E-4,1.6851858031628439E-7,6.4846814516129276E-5,1.3219838067773873E-2,7.3950033960528461E-2,null,2.666599633842796E-2,2.8114123127236407E-2,5.6745887954262473E-5,3.1270083091064023E-7,3.1792246632204036E-5,1.3219838067773873E-2,5.4868970301081746E-2]
[2004,12,16,12,3.5292745683142293E-2,2.5314458510526494E-2,1.421013333333321E-4,1.6851858031628439E-7,6.4846814516129276E-5,1.2673947642233129E-2,7.3488268502331699E-2,null,2.6832588433676006E-2,2.7964996155953492E-2,5.6745887954262473E-5,3.1270083091064023E-7,3.1792246632204036E-5,1.2673947642233129E-2,5.488643542504687E-2]
[2004,12,16,13,3.4553880149270841E-2,2.4935207810651606E-2,1.421013333333321E-4,1.6851858031628439E-7,6.4846814516129276E-5,1.105512595240885E-2,7.0751330578761068E-2,null,2.6270839145133947E-2,2.7546036202307486E-2,5.6745887954262473E-5,3.1270083091064023E-7,3.1792246632204036E-5,1.105512595240885E-2,5.3905726182858812E-2]
[2004,12,16,14,3.1897768777642492E-2,2.5501509895976441E-2,1.421013333333321E-4,1.6851858031628439E-7,6.4846814516129276E-5,1.2659121020978348E-2,7.0265516361027069E-2,null,2.4251434253579909E-2,2.8171632662632014E-2,5.6745887954262473E-5,3.1270083091064023E-7,3.1792246632204036E-5,1.2659121020978348E-2,5.2511917751629299E-2]
[2004,12,16,15,3.1756314594922792E-2,2.4921176167977042E-2,1.421013333333321E-4,1.6851858031628439E-7,6.4846814516129276E-5,1.1185916595157937E-2,6.8070524024487558E-2,null,2.4143888586795684E-2,2.7530535383544458E-2,5.6745887954262473E-5,3.1270083091064023E-7,3.1792246632204036E-5,1.1185916595157937E-2,5.1763274805757514E-2]
[2004,12,16,16,3.3085283823092747E-2,2.4946717116733744E-2,1.421013333333321E-4,1.6851858031628439E-7,6.4846814516129276E-5,1.0762956307346938E-2,6.9002073913603218E-2,null,2.5154285586243007E-2,2.7558750584493891E-2,5.6745887954262473E-5,3.1270083091064023E-7,3.1792246632204036E-5,1.0762956307346938E-2,5.2801887006154277E-2]
[2004,12,16,17,3.73217918060492E-2,2.4778775796511606E-2,1.421013333333321E-4,1.6851858031628439E-7,6.4846814516129276E-5,9.9283603810667708E-3,7.2236044650057354E-2,null,2.8375244253591787E-2,2.7373225052810687E-2,5.6745887954262473E-5,3.1270083091064023E-7,3.1792246632204036E-5,9.9283603810667708E-3,5.583732014181985E-2]
[2004,12,16,18,4.3994871216544364E-2,2.4396953038147918E-2,1.421013333333321E-4,1.6851858031628439E-7,6.4846814516129276E-5,9.5727301567728688E-3,7.8171671077894939E-2,null,3.3448694616865185E-2,2.695142373458553E-2,5.6745887954262473E-5,3.1270083091064023E-7,3.1792246632204036E-5,9.5727301567728688E-3,6.0488969186868094E-2]
[2004,12,16,19,4.650176616435335E-2,2.3131813218867529E-2,1.4049599999999879E-3,1.6661480863503531E-6,6.4846814516129276E-5,7.8811254057670685E-3,7.8986177751590392E-2,null,3.5354652316641158E-2,2.5553818086879974E-2,5.6104823839481168E-4,3.0916821756038877E-6,3.1792246632204036E-5,7.8811254057670685E-3,6.1504402570723753E-2]
[2004,12,16,20,4.5736898341510922E-2,2.217493054618009E-2,1.4049599999999879E-3,1.6661480863503531E-6,6.4846814516129276E-5,5.1230963947622868E-3,7.4506398245055755E-2,null,3.4773133845940371E-2,2.4496745495251146E-2,5.6104823839481168E-4,3.0916821756038877E-6,3.1792246632204036E-5,5.1230963947622868E-3,5.9865811508394137E-2]
[2004,12,16,21,4.2303385834173986E-2,2.2007431184904475E-2,1.4049599999999879E-3,1.6661480863503531E-6,6.4846814516129276E-5,7.075857348112201E-3,7.2858147329793108E-2,null,3.2162681578542622E-2,2.4311708197603657E-2,5.6104823839481168E-4,3.0916821756038877E-6,3.1792246632204036E-5,7.075857348112201E-3,5.7070321943348899E-2]
[2004,12,16,22,4.0050420900985845E-2,2.1306767663806646E-2,1.4049599999999879E-3,1.6661480863503531E-6,6.4846814516129276E-5,6.7810810110279758E-3,6.9609742538422933E-2,null,3.0449783371344838E-2,2.3537682054955975E-2,5.6104823839481168E-4,3.0916821756038877E-6,3.1792246632204036E-5,6.7810810110279758E-3,5.4583397593503433E-2]
[2004,12,16,23,3.7008154645578842E-2,2.0220426299673796E-2,1.4049599999999879E-3,1.6661480863503531E-6,6.4846814516129276E-5,5.9232534478991837E-3,6.4623307355754292E-2,null,2.8136790240408344E-2,2.2337595864710361E-2,5.6104823839481168E-4,3.0916821756038877E-6,3.1792246632204036E-5,5.9232534478991837E-3,5.1070318272321322E-2]
[2004,12,16,24,3.0811549704878153E-2,1.9286959727015416E-2,1.4049599999999879E-3,1.6661480863503531E-6,6.4846814516129276E-5,7.3100958085092508E-3,5.8880078203005289E-2,null,2.3425596853736678E-2,2.130639114408607E-2,5.6104823839481168E-4,3.0916821756038877E-6,3.1792246632204036E-5,7.3100958085092508E-3,4.5327920165025369E-2]
[2004,12,17,1,2.2858756428543396E-2,1.8866629621553586E-2,1.4049599999999879E-3,1.6661480863503531E-6,6.4846814516129276E-5,7.6130184350220046E-3,5.080987744772146E-2,null,1.7379197664570595E-2,2.0842050586353668E-2,5.6104823839481168E-4,3.0916821756038877E-6,3.1792246632204036E-5,7.6130184350220046E-3,3.8817180418126887E-2]
[2004,12,17,2,2.1521054738002122E-2,1.8587595107673681E-2,1.4049599999999879E-3,1.6661480863503531E-6,6.4846814516129276E-5,8.1814250106404564E-3,4.9761547818918728E-2,null,1.6362161494260063E-2,2.0533799904049518E-2,5.6104823839481168E-4,3.0916821756038877E-6,3.1792246632204036E-5,8.1814250106404564E-3,3.7491893565512205E-2]
[2004,12,17,3,2.1178849749218992E-2,1.8129257549784009E-2,1.4049599999999879E-3,1.6661480863503531E-6,6.4846814516129276E-5,8.3167436424311618E-3,4.9096323904036634E-2,null,1.6101987754693115E-2,2.0027472342700185E-2,5.6104823839481168E-4,3.0916821756038877E-6,3.1792246632204036E-5,8.3167436424311618E-3,3.6725392264595924E-2]
[2004,12,17,4,2.2346068436242889E-2,1.7289810394019601E-2,1.4049599999999879E-3,1.6661480863503531E-6,6.4846814516129276E-5,8.4136398022115633E-3,4.9520991595076523E-2,null,1.6989408045599182E-2,1.9100131294724928E-2,5.6104823839481168E-4,3.0916821756038877E-6,3.1792246632204036E-5,8.4136398022115633E-3,3.6685471507526726E-2]
[2004,12,17,5,2.285112133245382E-2,1.7455676430287594E-2,1.4049599999999879E-3,1.6661480863503531E-6,6.4846814516129276E-5,8.3500453923654409E-3,5.0128316117709328E-2,null,1.7373392806176679E-2,1.9283364250891416E-2,5.6104823839481168E-4,3.0916821756038877E-6,3.1792246632204036E-5,8.3500453923654409E-3,3.7252689224270719E-2]
[2004,12,17,6,2.4954212841768214E-2,1.821751473327908E-2,1.4049599999999879E-3,1.6661480863503531E-6,6.4846814516129276E-5,9.5522229801608162E-3,5.4195423517810579E-2,null,1.8972344313504325E-2,2.0124970450200633E-2,5.6104823839481168E-4,3.0916821756038877E-6,3.1792246632204036E-5,9.5522229801608162E-3,3.9693246930907575E-2]
[2004,12,17,7,3.0354591029768636E-2,1.872742991723738E-2,1.421013333333321E-4,1.6851858031628439E-7,6.4846814516129276E-5,7.7750922325666612E-3,5.7064229846002457E-2,null,2.3078177467030583E-2,2.0688276047013083E-2,5.6745887954262473E-5,3.1270083091064023E-7,3.1792246632204036E-5,7.7750922325666612E-3,4.3855304349461041E-2]
[2004,12,17,8,3.5616016928600523E-2,2.0719802792637874E-2,1.421013333333321E-4,1.6851858031628439E-7,6.4846814516129276E-5,1.013742775935244E-2,6.668036414702061E-2,null,2.7078367108979408E-2,2.2889259322188896E-2,5.6745887954262473E-5,3.1270083091064023E-7,3.1792246632204036E-5,1.013742775935244E-2,5.0056477266585679E-2]
[2004,12,17,9,3.6921939512345306E-2,2.2369560449185616E-2,1.421013333333321E-4,1.6851858031628439E-7,6.4846814516129276E-5,1.1544344633557605E-2,7.1042961261518309E-2,null,2.8071242062106223E-2,2.4711754024353983E-2,5.6745887954262473E-5,3.1270083091064023E-7,3.1792246632204036E-5,1.1544344633557605E-2,5.2871846921877581E-2]
[2004,12,17,10,3.4343201824420327E-2,2.3339906189567373E-2,1.421013333333321E-4,1.6851858031628439E-7,6.4846814516129276E-5,1.1693089658241005E-2,6.9583314338658483E-2,null,2.6110663316555375E-2,2.5783699327408278E-2,5.6745887954262473E-5,3.1270083091064023E-7,3.1792246632204036E-5,1.1693089658241005E-2,5.1983213479381028E-2]
[2004,12,17,11,3.2442823475805981E-2,2.3920854308327046E-2,1.421013333333321E-4,1.6851858031628439E-7,6.4846814516129276E-5,1.1713238502017574E-2,6.828403295258037E-2,null,2.4665831833211926E-2,2.6425475326731632E-2,5.6745887954262473E-5,3.1270083091064023E-7,3.1792246632204036E-5,1.1713238502017574E-2,5.1180157995360936E-2]
[2004,12,17,12,3.1996553713871452E-2,2.3506632738403709E-2,1.421013333333321E-4,1.6851858031628439E-7,6.4846814516129276E-5,1.1835741024316043E-2,6.7546044143020983E-2,null,2.4326539079967638E-2,2.5967882895678748E-2,5.6745887954262473E-5,3.1270083091064023E-7,3.1792246632204036E-5,1.1835741024316043E-2,5.0383272811063765E-2]
[2004,12,17,13,3.1840681209996065E-2,2.3079361312469428E-2,1.421013333333321E-4,1.6851858031628439E-7,6.4846814516129276E-5,1.0264322464916011E-2,6.5391481653811284E-2,null,2.4208031362201361E-2,2.5495874230005242E-2,5.6745887954262473E-5,3.1270083091064023E-7,3.1792246632204036E-5,1.0264322464916011E-2,4.9792756427623978E-2]
[2004,12,17,14,2.9553849722819908E-2,2.3350223114987544E-2,1.421013333333321E-4,1.6851858031628439E-7,6.4846814516129276E-5,1.1589814877540692E-2,6.4701004381777921E-2,null,2.2469384880471871E-2,2.5795096481315258E-2,5.6745887954262473E-5,3.1270083091064023E-7,3.1792246632204036E-5,1.1589814877540692E-2,4.8353332197204502E-2]
[2004,12,17,15,2.970651074550576E-2,2.3277766235010513E-2,1.421013333333321E-4,1.6851858031628439E-7,6.4846814516129276E-5,1.1257180345983291E-2,6.4448573992929345E-2,null,2.2585450953323497E-2,2.5715053040165314E-2,5.6745887954262473E-5,3.1270083091064023E-7,3.1792246632204036E-5,1.1257180345983291E-2,4.8389354828906189E-2]
[2004,12,17,16,3.2014850323586003E-2,2.2711088464734564E-2,1.421013333333321E-4,1.6851858031628439E-7,6.4846814516129276E-5,9.0537161261909031E-3,6.3986771580941251E-2,null,2.434044974032288E-2,2.5089041558985833E-2,5.6745887954262473E-5,3.1270083091064023E-7,3.1792246632204036E-5,9.0537161261909031E-3,4.9518342134726084E-2]
[2004,12,17,17,3.501999707997696E-2,2.2508968252310274E-2,1.421013333333321E-4,1.6851858031628439E-7,6.4846814516129276E-5,8.2062861399537345E-3,6.5942368138670743E-2,null,2.6625221427427716E-2,2.4865758451384088E-2,5.6745887954262473E-5,3.1270083091064023E-7,3.1792246632204036E-5,8.2062861399537345E-3,5.1579830714229183E-2]
[2004,12,17,18,4.0849095427690094E-2,2.2444236698356719E-2,1.421013333333321E-4,1.6851858031628439E-7,6.4846814516129276E-5,9.0199696795724323E-3,7.2520418472049028E-2,null,3.1057004613350741E-2,2.4794249212633145E-2,5.6745887954262473E-5,3.1270083091064023E-7,3.1792246632204036E-5,9.0199696795724323E-3,5.5940104661401258E-2]
[2004,12,17,19,4.1972996683109963E-2,2.2001708762907777E-2,1.4049599999999879E-3,1.6661480863503531E-6,6.4846814516129276E-5,7.9042932451356736E-3,7.3350471653755869E-2,null,3.1911491257646536E-2,2.4305386612290116E-2,5.6104823839481168E-4,3.0916821756038877E-6,3.1792246632204036E-5,7.9042932451356736E-3,5.6812810037139269E-2]
[2004,12,17,20,3.9496713916539243E-2,2.1409911582654553E-2,1.4049599999999879E-3,1.6661480863503531E-6,6.4846814516129276E-5,6.5756216557898411E-3,6.8953720117586104E-2,null,3.0028807577625161E-2,2.36516256059465E-2,5.6104823839481168E-4,3.0916821756038877E-6,3.1792246632204036E-5,6.5756216557898411E-3,5.4276365350774278E-2]
[2004,12,17,21,3.8331702467146622E-2,2.0633158339338206E-2,1.4049599999999879E-3,1.6661480863503531E-6,6.4846814516129276E-5,6.7087914928259671E-3,6.7145125261913269E-2,null,2.9143065419088482E-2,2.2793542804987774E-2,5.6104823839481168E-4,3.0916821756038877E-6,3.1792246632204036E-5,6.7087914928259671E-3,5.2532540391278873E-2]
[2004,12,17,22,3.5818409798001154E-2,1.9419090847700351E-2,1.4049599999999879E-3,1.6661480863503531E-6,6.4846814516129276E-5,5.7008433987854002E-3,6.240981700708937E-2,null,2.7232243619900228E-2,2.1452356987301698E-2,5.6104823839481168E-4,3.0916821756038877E-6,3.1792246632204036E-5,5.7008433987854002E-3,4.9280532774404542E-2]
[2004,12,17,23,3.4599359821939457E-2,1.7616269570248221E-2,1.4049599999999879E-3,1.6661480863503531E-6,6.4846814516129276E-5,6.4166910502641422E-3,6.0103793405054291E-2,null,2.6305416713843718E-2,1.9460772214794888E-2,5.6104823839481168E-4,3.0916821756038877E-6,3.1792246632204036E-5,6.4166910502641422E-3,4.636212109584123E-2]
[2004,12,17,24,2.9906683782630346E-2,1.4545394627215512E-2,1.4049599999999879E-3,1.6661480863503531E-6,6.4846814516129276E-5,6.2984585810907509E-3,5.2222009953539081E-2,null,2.2737639756339991E-2,1.6068362855471106E-2,5.6104823839481168E-4,3.0916821756038877E-6,3.1792246632204036E-5,6.2984585810907509E-3,3.9401934779013714E-2]
[2004,12,18,1,2.8657235845372477E-2,1.4023269666053212E-2,1.4049599999999879E-3,1.6661480863503531E-6,6.4846814516129276E-5,8.6864111207816831E-3,5.283838959480984E-2,null,2.1787701699076296E-2,{"$f":"F8451*W$5","v":1.5491569062873906E-2},{"$f":"G8451*X$5","v":5.6104823839481168E-4},{"$f":"H8451*Y$5","v":3.0916821756038877E-6},{"$f":"I8451*Z$5","v":3.1792246632204036E-5},{"$f":"J8451","v":8.6864111207816831E-3},3.7875202929152821E-2]
[2004,12,18,2,2.7052494787715202E-2,1.3401240570363619E-2,1.4049599999999879E-3,1.6661480863503531E-6,6.4846814516129276E-5,9.2316580289924354E-3,5.115686634967373E-2,null,{"$f":"E8452*V$5","v":2.0567639176048879E-2},1.4804410723594504E-2,5.6104823839481168E-4,3.0916821756038877E-6,3.1792246632204036E-5,9.2316580289924354E-3,{"$f":"SUM(M8452:Q8452)","v":3.5967982066846003E-2}]
[2004,12,18,3,2.6310222040920924E-2,1.2940240108170261E-2,1.4049599999999879E-3,1.6661480863503531E-6,6.4846814516129276E-5,9.7600009538774523E-3,5.0481936065571109E-2,null,2.0003299430451284E-2,1.4295141439885781E-2,5.6104823839481168E-4,3.0916821756038877E-6,3.1792246632204036E-5,9.7600009538774523E-3,3.4894373037539686E-2]
[2004,12,18,4,2.5795033161858535E-2,1.3065817249466878E-2,1.4049599999999879E-3,1.6661480863503531E-6,6.4846814516129276E-5,9.8092509962455395E-3,5.0141574370173428E-2,null,1.9611608421721098E-2,1.4433867072597823E-2,5.6104823839481168E-4,3.0916821756038877E-6,3.1792246632204036E-5,9.8092509962455395E-3,3.4641407661521545E-2]
[2004,12,18,5,2.600215568252626E-2,1.346524449070495E-2,1.4049599999999879E-3,1.6661480863503531E-6,6.4846814516129276E-5,9.8211421292966321E-3,5.0760015265130312E-2,null,1.9769080821355825E-2,1.4875116142221848E-2,5.6104823839481168E-4,3.0916821756038877E-6,3.1792246632204036E-5,9.8211421292966321E-3,3.5240129130780291E-2]
[2004,12,18,6,2.7093663072967639E-2,1.3482913463133314E-2,1.4049599999999879E-3,1.6661480863503531E-6,6.4846814516129276E-5,9.7808474622506515E-3,5.1828896960954073E-2,null,2.0598938856289582E-2,1.4894635135521007E-2,5.6104823839481168E-4,3.0916821756038877E-6,3.1792246632204036E-5,9.7808474622506515E-3,3.6089506159013213E-2]
[2004,12,18,7,2.9700716007924063E-2,1.4225620773858069E-2,1.421013333333321E-4,1.6851858031628439E-7,6.4846814516129276E-5,9.8954706833728028E-3,5.4028924131584721E-2,null,2.2581045294154702E-2,1.5715107241640901E-2,5.6745887954262473E-5,3.1270083091064023E-7,3.1792246632204036E-5,9.8954706833728028E-3,3.8385003371212978E-2]
[2004,12,18,8,3.4853893894772697E-2,1.5561325991801159E-2,1.421013333333321E-4,1.6851858031628439E-7,6.4846814516129276E-5,8.7813831123320675E-3,5.9403719665335697E-2,null,2.6498935463560715E-2,1.7190666802582452E-2,5.6745887954262473E-5,3.1270083091064023E-7,3.1792246632204036E-5,8.7813831123320675E-3,4.3778453101560547E-2]
[2004,12,18,9,3.7359597263962506E-2,1.6437456319768201E-2,1.421013333333321E-4,1.6851858031628439E-7,6.4846814516129276E-5,9.7532670615236815E-3,6.3757437311684165E-2,null,2.8403987222524886E-2,1.8158531915854551E-2,5.6745887954262473E-5,3.1270083091064023E-7,3.1792246632204036E-5,9.7532670615236815E-3,4.6651369973796812E-2]
[2004,12,18,10,3.9156206997986359E-2,1.721866178497896E-2,1.421013333333321E-4,1.6851858031628439E-7,6.4846814516129276E-5,1.060946498936617E-2,6.7191450438761263E-2,null,2.9769924857465678E-2,1.9021533106361722E-2,5.6745887954262473E-5,3.1270083091064023E-7,3.1792246632204036E-5,1.060946498936617E-2,4.8880308799244779E-2]
[2004,12,18,11,3.9937524822325231E-2,1.7285749942687542E-2,1.421013333333321E-4,1.6851858031628439E-7,6.4846814516129276E-5,1.0483786380971376E-2,6.7914177812413934E-2,null,3.0363950037727978E-2,1.9095645695878512E-2,5.6745887954262473E-5,3.1270083091064023E-7,3.1792246632204036E-5,1.0483786380971376E-2,4.9548446569023866E-2]
[2004,12,18,12,4.0111371428781253E-2,1.6921487984045216E-2,1.421013333333321E-4,1.6851858031628439E-7,6.4846814516129276E-5,9.3953078017573396E-3,6.6635283881013585E-2,null,3.0496123218117677E-2,1.8693243872076638E-2,5.6745887954262473E-5,3.1270083091064023E-7,3.1792246632204036E-5,9.3953078017573396E-3,4.9278217925611691E-2]
[2004,12,18,13,4.0487653373996901E-2,1.6353913437460097E-2,1.421013333333321E-4,1.6851858031628439E-7,6.4846814516129276E-5,8.5148300726262394E-3,6.5563513550513014E-2,null,3.0782205198296882E-2,1.8066241718075606E-2,5.6745887954262473E-5,3.1270083091064023E-7,3.1792246632204036E-5,8.5148300726262394E-3,4.8937297751789864E-2]
[2004,12,18,14,3.8532641195172829E-2,1.6226531887421621E-2,1.421013333333321E-4,1.6851858031628439E-7,6.4846814516129276E-5,8.1220094254113237E-3,6.3088299174435564E-2,null,2.9295836366351136E-2,1.7925522746911986E-2,5.6745887954262473E-5,3.1270083091064023E-7,3.1792246632204036E-5,8.1220094254113237E-3,4.7310209948680501E-2]
[2004,12,18,15,3.7686866458259582E-2,1.6247865557940711E-2,1.421013333333321E-4,1.6851858031628439E-7,6.4846814516129276E-5,8.4728511818292791E-3,6.2614699864459347E-2,null,2.8652805483264196E-2,1.7949090148672159E-2,5.6745887954262473E-5,3.1270083091064023E-7,3.1792246632204036E-5,8.4728511818292791E-3,4.669074646735373E-2]
[2004,12,18,16,3.7106971995088285E-2,1.5964948945556189E-2,1.421013333333321E-4,1.6851858031628439E-7,6.4846814516129276E-5,8.7592186264143189E-3,6.2038256233488576E-2,null,2.8211919710166775E-2,1.763655089469212E-2,5.6745887954262473E-5,3.1270083091064023E-7,3.1792246632204036E-5,8.7592186264143189E-3,4.593732144027627E-2]
[2004,12,18,17,4.1377193816037036E-2,1.5766064753529839E-2,1.421013333333321E-4,1.6851858031628439E-7,6.4846814516129276E-5,7.0197036249998474E-3,6.4370078860996507E-2,null,3.1458510544179169E-2,1.7416842633376398E-2,5.6745887954262473E-5,3.1270083091064023E-7,3.1792246632204036E-5,7.0197036249998474E-3,4.8964204012972939E-2]
[2004,12,18,18,4.6690135914285669E-2,1.5659557123511254E-2,1.421013333333321E-4,1.6851858031628439E-7,6.4846814516129276E-5,7.312628242439642E-3,6.9869437946666349E-2,null,3.5497867242979479E-2,1.7299183175528983E-2,5.6745887954262473E-5,3.1270083091064023E-7,3.1792246632204036E-5,7.312628242439642E-3,5.2885901253925838E-2]
[2004,12,18,19,4.7740411712455001E-2,1.4666253088961165E-2,1.4049599999999879E-3,1.6661480863503531E-6,6.4846814516129276E-5,4.9673192629873329E-3,6.8845457027005966E-2,null,3.6296377466217493E-2,1.6201875741663253E-2,5.6104823839481168E-4,3.0916821756038877E-6,3.1792246632204036E-5,4.9673192629873329E-3,5.3094185375083369E-2]
[2004,12,18,20,4.5550636091936422E-2,1.4103586254464688E-2,1.4049599999999879E-3,1.6661480863503531E-6,6.4846814516129276E-5,5.041781408887812E-3,6.6167476717891388E-2,null,3.4631521223096172E-2,1.5580295159276572E-2,5.6104823839481168E-4,3.0916821756038877E-6,3.1792246632204036E-5,5.041781408887812E-3,5.0807748549575364E-2]
[2004,12,18,21,4.2641217967134826E-2,1.4014853353256369E-2,1.4049599999999879E-3,1.6661480863503531E-6,6.4846814516129276E-5,6.9623622788332505E-3,6.5089906561826921E-2,null,3.2419530696057984E-2,1.5482271524278991E-2,5.6104823839481168E-4,3.0916821756038877E-6,3.1792246632204036E-5,6.9623622788332505E-3,4.8497734387539598E-2]
[2004,12,18,22,3.8793688324588196E-2,1.3364530622188614E-2,1.4049599999999879E-3,1.6661480863503531E-6,6.4846814516129276E-5,7.4251380308144469E-3,6.1054829940193726E-2,null,2.9494306903279092E-2,1.4763857078760571E-2,5.6104823839481168E-4,3.0916821756038877E-6,3.1792246632204036E-5,7.4251380308144469E-3,4.4854096149242281E-2]
[2004,12,18,23,3.6846509842926659E-2,1.2659335295961228E-2,1.4049599999999879E-3,1.6661480863503531E-6,6.4846814516129276E-5,6.8737774621998203E-3,5.7851095563690176E-2,null,2.8013893923387573E-2,1.3984824630606693E-2,5.6104823839481168E-4,3.0916821756038877E-6,3.1792246632204036E-5,6.8737774621998203E-3,4.2594650721196885E-2]
[2004,12,18,24,3.316250062734178E-2,1.2437592603183278E-2,1.4049599999999879E-3,1.6661480863503531E-6,6.4846814516129276E-5,8.573706213723057E-3,5.5645272406850591E-2,null,2.5212992458957865E-2,1.3739864480715768E-2,5.6104823839481168E-4,3.0916821756038877E-6,3.1792246632204036E-5,8.573706213723057E-3,3.9548789106876252E-2]
[2004,12,19,1,2.9372528112366781E-2,1.2718513062828792E-2,1.4049599999999879E-3,1.6661480863503531E-6,6.4846814516129276E-5,9.7503611780609626E-3,5.3312875315859008E-2,null,2.2331528557501111E-2,1.4050198575788304E-2,5.6104823839481168E-4,3.0916821756038877E-6,3.1792246632204036E-5,9.7503611780609626E-3,3.6977659300492037E-2]
[2004,12,19,2,2.7265581732089497E-2,1.245866195258709E-2,1.4049599999999879E-3,1.6661480863503531E-6,6.4846814516129276E-5,1.0335717170836832E-2,5.1531433818115889E-2,null,2.0729646244875947E-2,1.3763139885751237E-2,5.6104823839481168E-4,3.0916821756038877E-6,3.1792246632204036E-5,1.0335717170836832E-2,3.5088718297829807E-2]
[2004,12,19,3,2.650433384039564E-2,1.2207969678048339E-2,1.4049599999999879E-3,1.6661480863503531E-6,6.4846814516129276E-5,1.0593916614009121E-2,5.0777693095055573E-2,null,2.0150879957967827E-2,1.3486199002702594E-2,5.6104823839481168E-4,3.0916821756038877E-6,3.1792246632204036E-5,1.0593916614009121E-2,3.4233011127873039E-2]
[2004,12,19,4,2.6495686896371381E-2,1.2170234893291181E-2,1.4049599999999879E-3,1.6661480863503531E-6,6.4846814516129276E-5,1.0354496760678672E-2,5.0491891512943705E-2,null,2.0144305805525991E-2,1.3444513216287654E-2,5.6104823839481168E-4,3.0916821756038877E-6,3.1792246632204036E-5,1.0354496760678672E-2,3.4184751189016267E-2]
[2004,12,19,5,2.6093252129755232E-2,1.2391221097872404E-2,1.4049599999999879E-3,1.6661480863503531E-6,6.4846814516129276E-5,1.1106062176654233E-2,5.1062008366884341E-2,null,1.9838340195455266E-2,1.368863767026572E-2,5.6104823839481168E-4,3.0916821756038877E-6,3.1792246632204036E-5,1.1106062176654233E-2,3.4122910032923608E-2]
[2004,12,19,6,2.7624158328471312E-2,1.2400979438138735E-2,1.4049599999999879E-3,1.6661480863503531E-6,6.4846814516129276E-5,1.0514617678002859E-2,5.2011228407215379E-2,null,2.1002267092203711E-2,1.369941775264129E-2,5.6104823839481168E-4,3.0916821756038877E-6,3.1792246632204036E-5,1.0514617678002859E-2,3.5297617012047623E-2]
[2004,12,19,7,3.1115953266541697E-2,1.2991065208517194E-2,1.421013333333321E-4,1.6851858031628439E-7,6.4846814516129276E-5,1.0227833832778029E-2,5.4541968974266705E-2,null,2.3657030688927473E-2,1.4351288156800026E-2,5.6745887954262473E-5,3.1270083091064023E-7,3.1792246632204036E-5,1.0227833832778029E-2,3.8097169681144877E-2]
[2004,12,19,8,3.4032565018333398E-2,1.4217100221368344E-2,1.421013333333321E-4,1.6851858031628439E-7,6.4846814516129276E-5,1.0270011490449493E-2,5.8726793396581017E-2,null,2.5874490431483883E-2,1.5705694548988493E-2,5.6745887954262473E-5,3.1270083091064023E-7,3.1792246632204036E-5,1.0270011490449493E-2,4.1669035815889752E-2]
[2004,12,19,9,3.8709639342911217E-2,1.497544444288834E-2,1.421013333333321E-4,1.6851858031628439E-7,6.4846814516129276E-5,8.4641074649904387E-3,6.2356307917219779E-2,null,2.9430405620169652E-2,1.6543440820783233E-2,5.6745887954262473E-5,3.1270083091064023E-7,3.1792246632204036E-5,8.4641074649904387E-3,4.606269727637026E-2]
[2004,12,19,10,4.1013400641554301E-2,1.6225495997201092E-2,1.421013333333321E-4,1.6851858031628439E-7,6.4846814516129276E-5,8.1133407841642302E-3,6.5559354089349403E-2,null,3.118192360437249E-2,1.7924378394326961E-2,5.6745887954262473E-5,3.1270083091064023E-7,3.1792246632204036E-5,8.1133407841642302E-3,4.9195152834116823E-2]
[2004,12,19,11,4.0107750202367828E-2,1.7470245257239878E-2,1.421013333333321E-4,1.6851858031628439E-7,6.4846814516129276E-5,1.0704799036682351E-2,6.8489911162719838E-2,null,3.0493370049552982E-2,1.9299458499541764E-2,5.6745887954262473E-5,3.1270083091064023E-7,3.1792246632204036E-5,1.0704799036682351E-2,4.9881679384512122E-2]
[2004,12,19,12,3.9739306422770022E-2,1.758472876433104E-2,1.421013333333321E-4,1.6851858031628439E-7,6.4846814516129276E-5,1.0114682403625862E-2,6.7645834257156701E-2,null,3.0213247318733028E-2,1.9425928944658857E-2,5.6745887954262473E-5,3.1270083091064023E-7,3.1792246632204036E-5,1.0114682403625862E-2,4.972802709880926E-2]
[2004,12,19,13,3.8600399353823589E-2,1.7817821070258252E-2,1.421013333333321E-4,1.6851858031628439E-7,6.4846814516129276E-5,9.3797449915095522E-3,6.6005082082021174E-2,null,2.9347351961097508E-2,1.9683427063235094E-2,5.6745887954262473E-5,3.1270083091064023E-7,3.1792246632204036E-5,9.3797449915095522E-3,4.9119629859749978E-2]
[2004,12,19,14,3.7300769797357407E-2,1.8044648834578132E-2,1.421013333333321E-4,1.6851858031628439E-7,6.4846814516129276E-5,9.5136958811927533E-3,6.5066231179558065E-2,null,2.8359261509932784E-2,1.9934004714526006E-2,5.6745887954262473E-5,3.1270083091064023E-7,3.1792246632204036E-5,9.5136958811927533E-3,4.8382117059876162E-2]
[2004,12,19,15,3.7221463294708379E-2,1.7862788092822716E-2,1.421013333333321E-4,1.6851858031628439E-7,6.4846814516129276E-5,8.1326246401785245E-3,6.3423992694139397E-2,null,2.8298965868307144E-2,1.9733102335279213E-2,5.6745887954262473E-5,3.1270083091064023E-7,3.1792246632204036E-5,8.1326246401785245E-3,4.8120919039003729E-2]
[2004,12,19,16,3.9213551083754725E-2,1.7403298356425945E-2,1.421013333333321E-4,1.6851858031628439E-7,6.4846814516129276E-5,7.6691827972312819E-3,6.4493148903841724E-2,null,2.9813522776039152E-2,1.9225501957151728E-2,5.6745887954262473E-5,3.1270083091064023E-7,3.1792246632204036E-5,7.6691827972312819E-3,4.9127875568608259E-2]
[2004,12,19,17,4.2252309514623144E-2,1.6978456982147908E-2,1.421013333333321E-4,1.6851858031628439E-7,6.4846814516129276E-5,7.0928872372558434E-3,6.6530770400456671E-2,null,3.2123848956294436E-2,1.875617778047084E-2,5.6745887954262473E-5,3.1270083091064023E-7,3.1792246632204036E-5,7.0928872372558434E-3,5.0968877572182651E-2]
[2004,12,19,18,4.8992032540767623E-2,1.6537972902700766E-2,1.421013333333321E-4,1.6851858031628439E-7,6.4846814516129276E-5,5.8684572654336565E-3,7.1605579375331824E-2,null,3.7247967542621517E-2,1.826957303704424E-2,5.6745887954262473E-5,3.1270083091064023E-7,3.1792246632204036E-5,5.8684572654336565E-3,5.5606391415083133E-2]
[2004,12,19,19,4.9399971286083789E-2,1.6159508674613649E-2,1.4049599999999879E-3,1.6661480863503531E-6,6.4846814516129276E-5,5.4009233048443956E-3,7.2431876228144301E-2,null,3.7558117751888102E-2,1.7851481902318958E-2,5.6104823839481168E-4,3.0916821756038877E-6,3.1792246632204036E-5,5.4009233048443956E-3,5.6005531821409681E-2]
[2004,12,19,20,4.6073005065920623E-2,1.602614126983035E-2,1.4049599999999879E-3,1.6661480863503531E-6,6.4846814516129276E-5,7.054653739495766E-3,7.0625273037849198E-2,null,3.5028671159099439E-2,1.7704150330500285E-2,5.6104823839481168E-4,3.0916821756038877E-6,3.1792246632204036E-5,7.054653739495766E-3,5.3328753656802341E-2]
[2004,12,19,21,4.4748521517826122E-2,1.5738804892011255E-2,1.4049599999999879E-3,1.6661480863503531E-6,6.4846814516129276E-5,7.6565452647673277E-3,6.9615344637207185E-2,null,3.4021684560429387E-2,1.7386728541768946E-2,5.6104823839481168E-4,3.0916821756038877E-6,3.1792246632204036E-5,7.6565452647673277E-3,5.2004345269400953E-2]
[2004,12,19,22,4.3528341269240878E-2,1.5342647870567721E-2,1.4049599999999879E-3,1.6661480863503531E-6,6.4846814516129276E-5,6.6266330545445415E-3,6.6969095156955608E-2,null,3.3093998323741179E-2,1.6949092098658157E-2,5.6104823839481168E-4,3.0916821756038877E-6,3.1792246632204036E-5,6.6266330545445415E-3,5.0639022589601956E-2]
[2004,12,19,23,3.8948363796447331E-2,1.5481510877537706E-2,1.4049599999999879E-3,1.6661480863503531E-6,6.4846814516129276E-5,4.777183286083812E-3,6.0678530922671323E-2,null,2.9611904534090891E-2,1.7102494686926241E-2,5.6104823839481168E-4,3.0916821756038877E-6,3.1792246632204036E-5,4.777183286083812E-3,4.7310331388219752E-2]
[2004,12,19,24,3.1361408431608423E-2,1.6050398651057059E-2,1.4049599999999879E-3,1.6661480863503531E-6,6.4846814516129276E-5,7.9969156005550626E-3,5.6880195645823022E-2,null,2.3843646870119105E-2,1.7730947568627118E-2,5.6104823839481168E-4,3.0916821756038877E-6,3.1792246632204036E-5,7.9969156005550626E-3,4.2170526605948846E-2]
[2004,12,20,1,2.7165083325753216E-2,1.6281161287144214E-2,1.4049599999999879E-3,1.6661480863503531E-6,6.4846814516129276E-5,8.929688093233145E-3,5.3847405668733042E-2,null,2.0653238690766327E-2,1.7985872090454495E-2,5.6104823839481168E-4,3.0916821756038877E-6,3.1792246632204036E-5,8.929688093233145E-3,3.9235042948423442E-2]
[2004,12,20,2,2.534977714635837E-2,1.6210379427105896E-2,1.4049599999999879E-3,1.6661480863503531E-6,6.4846814516129276E-5,1.0128366985153427E-2,5.3159996521220165E-2,null,1.927308640592789E-2,1.790767905136343E-2,5.6104823839481168E-4,3.0916821756038877E-6,3.1792246632204036E-5,1.0128366985153427E-2,3.7776697624493941E-2]
[2004,12,20,3,2.5003422939415512E-2,1.5944265194063972E-2,1.4049599999999879E-3,1.6661480863503531E-6,6.4846814516129276E-5,1.0540478687329134E-2,5.2959639783411089E-2,null,1.9009758072943892E-2,1.761370146140363E-2,5.6104823839481168E-4,3.0916821756038877E-6,3.1792246632204036E-5,1.0540478687329134E-2,3.7219391701550142E-2]
[2004,12,20,4,2.591807342765582E-2,1.5965937099576822E-2,1.4049599999999879E-3,1.6661480863503531E-6,6.4846814516129276E-5,1.0128672648914504E-2,5.3484156138749621E-2,null,1.9705154241095691E-2,1.7637642512882454E-2,5.6104823839481168E-4,3.0916821756038877E-6,3.1792246632204036E-5,1.0128672648914504E-2,3.7938728921180762E-2]
[2004,12,20,5,2.6300105589766767E-2,1.6279474181812824E-2,1.4049599999999879E-3,1.6661480863503531E-6,6.4846814516129276E-5,1.0452807762738495E-2,5.4503860496920561E-2,null,1.9995608031979036E-2,1.7984008337607979E-2,5.6104823839481168E-4,3.0916821756038877E-6,3.1792246632204036E-5,1.0452807762738495E-2,3.8575548536789635E-2]
[2004,12,20,6,2.8035742655189735E-2,1.6813135648859303E-2,1.4049599999999879E-3,1.6661480863503531E-6,6.4846814516129276E-5,1.0063291005736753E-2,5.6383642272388262E-2,null,2.1315188986797542E-2,1.8573546560135219E-2,5.6104823839481168E-4,3.0916821756038877E-6,3.1792246632204036E-5,1.0063291005736753E-2,4.0484667714135378E-2]
[2004,12,20,7,3.4534441196006377E-2,1.7867498120065585E-2,1.421013333333321E-4,1.6851858031628439E-7,6.4846814516129276E-5,9.7055037488839382E-3,6.231455973138568E-2,null,2.6256059976711921E-2,1.973830552355545E-2,5.6745887954262473E-5,3.1270083091064023E-7,3.1792246632204036E-5,9.7055037488839382E-3,4.6083216335684747E-2]
[2004,12,20,8,4.0397863168776367E-2,2.0261390379058389E-2,1.421013333333321E-4,1.6851858031628439E-7,6.4846814516129276E-5,1.1148446964502279E-2,7.2014817178766816E-2,null,3.0713938942004766E-2,2.2382849067422401E-2,5.6745887954262473E-5,3.1270083091064023E-7,3.1792246632204036E-5,1.1148446964502279E-2,5.3185638844844542E-2]
[2004,12,20,9,4.2813815455510155E-2,2.1735163605030181E-2,1.421013333333321E-4,1.6851858031628439E-7,6.4846814516129276E-5,1.2140613878826957E-2,7.6896709605797059E-2,null,3.2550754189175822E-2,2.4010932977726478E-2,5.6745887954262473E-5,3.1270083091064023E-7,3.1792246632204036E-5,1.2140613878826957E-2,5.6650538002319673E-2]
[2004,12,20,10,4.0213447873849985E-2,2.3110365207053743E-2,1.421013333333321E-4,1.6851858031628439E-7,6.4846814516129276E-5,1.3996171705525778E-2,7.7527101452859293E-2,null,3.0573730533340258E-2,2.553012437177736E-2,5.6745887954262473E-5,3.1270083091064023E-7,3.1792246632204036E-5,1.3996171705525778E-2,5.619270574053499E-2]
[2004,12,20,11,3.878853277217021E-2,2.3657549490607138E-2,1.421013333333321E-4,1.6851858031628439E-7,6.4846814516129276E-5,1.3639173652023825E-2,7.6292372581230949E-2,null,2.9490387207786368E-2,2.613460131051203E-2,5.6745887954262473E-5,3.1270083091064023E-7,3.1792246632204036E-5,1.3639173652023825E-2,5.5713839353715773E-2]
[2004,12,20,12,3.8063148719022138E-2,2.3907704504667227E-2,1.421013333333321E-4,1.6851858031628439E-7,6.4846814516129276E-5,1.3446538739785598E-2,7.5624508629904746E-2,null,2.8938887703349372E-2,2.6410948679493829E-2,5.6745887954262473E-5,3.1270083091064023E-7,3.1792246632204036E-5,1.3446538739785598E-2,5.5438687218260577E-2]
[2004,12,20,13,3.7997583357430628E-2,2.3546503996433939E-2,1.421013333333321E-4,1.6851858031628439E-7,6.4846814516129276E-5,1.2177600706984629E-2,7.3928804727278974E-2,null,2.8889039262004371E-2,2.6011928853726191E-2,5.6745887954262473E-5,3.1270083091064023E-7,3.1792246632204036E-5,1.2177600706984629E-2,5.4989818951147934E-2]
[2004,12,20,14,3.6298718839187935E-2,2.3706962730474866E-2,1.421013333333321E-4,1.6851858031628439E-7,6.4846814516129276E-5,1.2613222811278225E-2,7.2826021047370806E-2,null,2.759741596831557E-2,2.6189188338805746E-2,5.6745887954262473E-5,3.1270083091064023E-7,3.1792246632204036E-5,1.2613222811278225E-2,5.3875455142538692E-2]
[2004,12,20,15,3.5936425348467041E-2,2.3119424441865641E-2,1.421013333333321E-4,1.6851858031628439E-7,6.4846814516129276E-5,1.2170324744925052E-2,7.143329120168751E-2,null,2.732196921741693E-2,2.5540132149213534E-2,5.6745887954262473E-5,3.1270083091064023E-7,3.1792246632204036E-5,1.2170324744925052E-2,5.2950952202047839E-2]
[2004,12,20,16,3.7337990945749723E-2,2.2516603129149194E-2,1.421013333333321E-4,1.6851858031628439E-7,6.4846814516129276E-5,1.0047262160764471E-2,7.010897290209317E-2,null,2.838756023638514E-2,2.4874192734162161E-2,5.6745887954262473E-5,3.1270083091064023E-7,3.1792246632204036E-5,1.0047262160764471E-2,5.335060380596468E-2]
[2004,12,20,17,4.1613321143935234E-2,2.2882570678894841E-2,1.421013333333321E-4,1.6851858031628439E-7,6.4846814516129276E-5,1.0015822224746033E-2,7.4718830714005896E-2,null,3.1638034899249746E-2,{"$f":"F8515*W$5","v":2.5278478732125933E-2},{"$f":"G8515*X$5","v":5.6745887954262473E-5},{"$f":"H8515*Y$5","v":3.1270083091064023E-7},{"$f":"I8515*Z$5","v":3.1792246632204036E-5},{"$f":"J8515","v":1.0015822224746033E-2},5.7005364466793051E-2]
[2004,12,20,18,4.8424894174618406E-2,2.2236426108916602E-2,1.421013333333321E-4,1.6851858031628439E-7,6.4846814516129276E-5,9.235624184613463E-3,8.0104061134578242E-2,null,{"$f":"E8516*V$5","v":3.681678005439222E-2},2.4564679919952336E-2,5.6745887954262473E-5,3.1270083091064023E-7,3.1792246632204036E-5,9.235624184613463E-3,{"$f":"SUM(M8516:Q8516)","v":6.1470310809761931E-2}]
[2004,12,20,19,4.79736847121527E-2,2.157085768301157E-2,1.4049599999999879E-3,1.6661480863503531E-6,6.4846814516129276E-5,8.1041731585042871E-3,7.912018851627102E-2,null,3.6473731714871692E-2,2.382942348678713E-2,5.6104823839481168E-4,3.0916821756038877E-6,3.1792246632204036E-5,8.1041731585042871E-3,6.0899087368861446E-2]
[2004,12,20,20,4.6817191249762843E-2,2.0713474496942684E-2,1.4049599999999879E-3,1.6661480863503531E-6,6.4846814516129276E-5,6.1662795089282296E-3,7.5168418218236208E-2,null,3.5594465664529611E-2,2.2882268425476009E-2,5.6104823839481168E-4,3.0916821756038877E-6,3.1792246632204036E-5,6.1662795089282296E-3,5.9072666257208237E-2]
[2004,12,20,21,4.3745637307645566E-2,2.066943575531096E-2,1.4049599999999879E-3,1.6661480863503531E-6,6.4846814516129276E-5,7.279921183018275E-3,7.3166467208577252E-2,null,3.3259205508785049E-2,2.2833618629552781E-2,5.6104823839481168E-4,3.0916821756038877E-6,3.1792246632204036E-5,7.279921183018275E-3,5.6688756305540447E-2]
[2004,12,20,22,4.0970877994055528E-2,1.955282356675209E-2,1.4049599999999879E-3,1.6661480863503531E-6,6.4846814516129276E-5,7.1690156728298152E-3,6.9164190196239914E-2,null,3.1149594221170383E-2,2.1600092123435537E-2,5.6104823839481168E-4,3.0916821756038877E-6,3.1792246632204036E-5,7.1690156728298152E-3,5.3345618511808537E-2]
[2004,12,20,23,3.8385086166831228E-2,1.8820320257130686E-2,1.4049599999999879E-3,1.6661480863503531E-6,6.4846814516129276E-5,6.5127366629443894E-3,6.5189616049508778E-2,null,2.9183652310671365E-2,2.0790892423222015E-2,5.6104823839481168E-4,3.0916821756038877E-6,3.1792246632204036E-5,6.5127366629443894E-3,5.0570476901096E-2]
[2004,12,20,24,3.0563785370062296E-2,1.8242168745954853E-2,1.4049599999999879E-3,1.6661480863503531E-6,6.4846814516129276E-5,8.7141215161030735E-3,5.8991548594722699E-2,null,2.3237225042590431E-2,2.0152205848872902E-2,5.6104823839481168E-4,3.0916821756038877E-6,3.1792246632204036E-5,8.7141215161030735E-3,4.3985363058665954E-2]
[2004,12,21,1,2.5548555316587198E-2,1.7648180108647722E-2,1.4049599999999879E-3,1.6661480863503531E-6,6.4846814516129276E-5,9.4389584380925075E-3,5.4107166825929892E-2,null,1.9424214710855918E-2,1.949602393006683E-2,5.6104823839481168E-4,3.0916821756038877E-6,3.1792246632204036E-5,9.4389584380925075E-3,3.9516170808125368E-2]
[2004,12,21,2,2.3597393963772594E-2,1.7474643633341634E-2,1.4049599999999879E-3,1.6661480863503531E-6,6.4846814516129276E-5,1.0066145144965594E-2,5.260965570468229E-2,null,1.7940773608885317E-2,1.9304317405400919E-2,5.6104823839481168E-4,3.0916821756038877E-6,3.1792246632204036E-5,1.0066145144965594E-2,3.7841023181488853E-2]
[2004,12,21,3,2.2966768015679574E-2,1.7142394219206498E-2,1.4049599999999879E-3,1.6661480863503531E-6,6.4846814516129276E-5,1.0504251714267582E-2,5.2084886911756126E-2,null,1.7461317386558609E-2,1.8937279983476871E-2,5.6104823839481168E-4,3.0916821756038877E-6,3.1792246632204036E-5,1.0504251714267582E-2,3.6994529537238099E-2]
[2004,12,21,4,2.4209857491207454E-2,1.6834643160832691E-2,1.4049599999999879E-3,1.6661480863503531E-6,6.4846814516129276E-5,1.0375265660825006E-2,5.2891239275467621E-2,null,1.8406421192948091E-2,1.8597306005331719E-2,5.6104823839481168E-4,3.0916821756038877E-6,3.1792246632204036E-5,1.0375265660825006E-2,3.759965936548243E-2]
[2004,12,21,5,2.4708055704353506E-2,1.671906609091622E-2,1.4049599999999879E-3,1.6661480863503531E-6,6.4846814516129276E-5,1.0495008754739566E-2,5.3393603512611756E-2,null,1.8785194432405231E-2,1.8469627496443746E-2,5.6104823839481168E-4,3.0916821756038877E-6,3.1792246632204036E-5,1.0495008754739566E-2,3.7850754096051598E-2]
[2004,12,21,6,2.6732990566309633E-2,1.7429318499296177E-2,1.4049599999999879E-3,1.6661480863503531E-6,6.4846814516129276E-5,1.0502064916588836E-2,5.6135846944797119E-2,null,2.0324724517247119E-2,1.9254246525993318E-2,5.6104823839481168E-4,3.0916821756038877E-6,3.1792246632204036E-5,1.0502064916588836E-2,4.0174903210443057E-2]
[2004,12,21,7,3.2617279221067927E-2,1.8652519039483839E-2,1.421013333333321E-4,1.6851858031628439E-7,6.4846814516129276E-5,1.0653771857132397E-2,6.2130686784113945E-2,null,2.4798468133445713E-2,2.0605521663483777E-2,5.6745887954262473E-5,3.1270083091064023E-7,3.1792246632204036E-5,1.0653771857132397E-2,4.5492840632346862E-2]
[2004,12,21,8,3.8197437507356061E-2,2.1013979535122705E-2,1.421013333333321E-4,1.6851858031628439E-7,6.4846814516129276E-5,1.1858807214184058E-2,7.1277340923092597E-2,null,2.904098561947558E-2,2.3214237692527662E-2,5.6745887954262473E-5,3.1270083091064023E-7,3.1792246632204036E-5,1.1858807214184058E-2,5.2344074147420622E-2]
[2004,12,21,9,4.0521125031615979E-2,2.2805712190698178E-2,1.421013333333321E-4,1.6851858031628439E-7,6.4846814516129276E-5,1.3010270778497013E-2,7.6544224667240951E-2,null,3.0807653238558441E-2,2.5193572814581684E-2,5.6745887954262473E-5,3.1270083091064023E-7,3.1792246632204036E-5,1.3010270778497013E-2,5.6090076888557501E-2]
[2004,12,21,10,3.7390819506935305E-2,2.3422961005964422E-2,1.421013333333321E-4,1.6851858031628439E-7,6.4846814516129276E-5,1.445139590450316E-2,7.5472293083832673E-2,null,2.8427725063813487E-2,2.5875450356580443E-2,5.6745887954262473E-5,3.1270083091064023E-7,3.1792246632204036E-5,1.445139590450316E-2,5.4392026255811306E-2]
[2004,12,21,11,3.551358603700025E-2,2.4050587511752576E-2,1.421013333333321E-4,1.6851858031628439E-7,6.4846814516129276E-5,1.4019498340369311E-2,7.379078855555192E-2,null,2.7000490312940908E-2,2.6568792179967337E-2,5.6745887954262473E-5,3.1270083091064023E-7,3.1792246632204036E-5,1.4019498340369311E-2,5.365813332832562E-2]
[2004,12,21,12,3.5775821588685044E-2,2.3818590666901278E-2,1.421013333333321E-4,1.6851858031628439E-7,6.4846814516129276E-5,1.3528482329318059E-2,7.3330011251334162E-2,null,2.7199864390951425E-2,2.6312504222167958E-2,5.6745887954262473E-5,3.1270083091064023E-7,3.1792246632204036E-5,1.3528482329318059E-2,5.3601219448536755E-2]
[2004,12,21,13,3.5043953113692107E-2,2.3420409744466752E-2,1.421013333333321E-4,1.6851858031628439E-7,6.4846814516129276E-5,1.1927496331483597E-2,7.0598975856072235E-2,null,2.6643434869899802E-2,2.5872631966530918E-2,5.6745887954262473E-5,3.1270083091064023E-7,3.1792246632204036E-5,1.1927496331483597E-2,5.2604917671848092E-2]
[2004,12,21,14,3.2520292611780743E-2,2.367882166064798E-2,1.421013333333321E-4,1.6851858031628439E-7,6.4846814516129276E-5,1.3707977883541011E-2,7.0114208822399521E-2,null,2.4724730550262329E-2,2.6158100772417311E-2,5.6745887954262473E-5,3.1270083091064023E-7,3.1792246632204036E-5,1.3707977883541011E-2,5.0971682158097012E-2]
[2004,12,21,15,3.2333193393767369E-2,2.3212976765287874E-2,1.421013333333321E-4,1.6851858031628439E-7,6.4846814516129276E-5,1.2170652546876787E-2,6.7923939372361811E-2,null,2.4582481591842145E-2,2.5643479821603817E-2,5.6745887954262473E-5,3.1270083091064023E-7,3.1792246632204036E-5,1.2170652546876787E-2,5.0314812248863333E-2]
[2004,12,21,16,3.3785799409465585E-2,2.2920826777862845E-2,1.421013333333321E-4,1.6851858031628439E-7,6.4846814516129276E-5,1.193974034476044E-2,6.8853483198518639E-2,null,2.5686877937919853E-2,2.5320740416693951E-2,5.6745887954262473E-5,3.1270083091064023E-7,3.1792246632204036E-5,1.193974034476044E-2,5.1096469190031177E-2]
[2004,12,21,17,3.7969999502718343E-2,2.2867287978416449E-2,1.421013333333321E-4,1.6851858031628439E-7,6.4846814516129276E-5,1.1036085677457227E-2,7.2080489825021798E-2,null,2.8868067637196425E-2,2.5261595864180995E-2,5.6745887954262473E-5,3.1270083091064023E-7,3.1792246632204036E-5,1.1036085677457227E-2,5.4218514336794796E-2]
[2004,12,21,18,4.4632943086619185E-2,2.247848194696862E-2,1.421013333333321E-4,1.6851858031628439E-7,6.4846814516129276E-5,1.0684795739826466E-2,7.8003337439844042E-2,null,3.3933811871117291E-2,2.4832080092775939E-2,5.6745887954262473E-5,3.1270083091064023E-7,3.1792246632204036E-5,1.0684795739826466E-2,5.8854742799310605E-2]
[2004,12,21,19,4.6912913601912749E-2,2.176790072041565E-2,1.4049599999999879E-3,1.6661480863503531E-6,6.4846814516129276E-5,8.6637993638825437E-3,7.8816086648813399E-2,null,3.566724205042493E-2,2.4047097816311942E-2,5.6104823839481168E-4,3.0916821756038877E-6,3.1792246632204036E-5,8.6637993638825437E-3,6.0310272033939488E-2]
[2004,12,21,20,4.6168462761391763E-2,2.0762009584553941E-2,1.4049599999999879E-3,1.6661480863503531E-6,6.4846814516129276E-5,5.9440134921431714E-3,7.4345958800691336E-2,null,3.5101246330167181E-2,2.2935885355022945E-2,5.6104823839481168E-4,3.0916821756038877E-6,3.1792246632204036E-5,5.9440134921431714E-3,5.8633063852392746E-2]
[2004,12,21,21,4.2717402178276347E-2,2.0673139617248749E-2,1.4049599999999879E-3,1.6661480863503531E-6,6.4846814516129276E-5,7.8392373318347894E-3,7.2701252089962351E-2,null,3.2477452502455754E-2,2.2837710302491761E-2,5.6104823839481168E-4,3.0916821756038877E-6,3.1792246632204036E-5,7.8392373318347894E-3,5.5911094972150133E-2]
[2004,12,21,22,4.0451400760313033E-2,2.0008025438385139E-2,1.4049599999999879E-3,1.6661480863503531E-6,6.4846814516129276E-5,7.5289492010338971E-3,6.9459848362334542E-2,null,3.075464283544312E-2,2.2102955678075971E-2,5.6104823839481168E-4,3.0916821756038877E-6,3.1792246632204036E-5,7.5289492010338971E-3,5.3453530680721714E-2]
[2004,12,21,23,3.7416389412519256E-2,1.8916292707932523E-2,1.4049599999999879E-3,1.6661480863503531E-6,6.4846814516129276E-5,6.6799862141669435E-3,6.4484141297221201E-2,null,2.8447165510838548E-2,2.089691362121188E-2,5.6104823839481168E-4,3.0916821756038877E-6,3.1792246632204036E-5,6.6799862141669435E-3,4.9940011299253045E-2]
[2004,12,21,24,3.1110871922950478E-2,1.8278166232200566E-2,1.4049599999999879E-3,1.6661480863503531E-6,6.4846814516129276E-5,7.8927733480291945E-3,5.8753284465782707E-2,null,2.3653167413383615E-2,2.0191972433809598E-2,5.6104823839481168E-4,3.0916821756038877E-6,3.1792246632204036E-5,7.8927733480291945E-3,4.444107201439583E-2]
[2004,12,22,1,2.5805393994913484E-2,1.8025637502866974E-2,1.4049599999999879E-3,1.6661480863503531E-6,6.4846814516129276E-5,9.3374131774039571E-3,5.4639917637786889E-2,null,1.9619485620386495E-2,1.9913002810890541E-2,5.6104823839481168E-4,3.0916821756038877E-6,3.1792246632204036E-5,9.3374131774039571E-3,4.0128420598479653E-2]
[2004,12,22,2,2.3932191286994524E-2,1.7628689040376355E-2,1.4049599999999879E-3,1.6661480863503531E-6,6.4846814516129276E-5,1.0095305304383134E-2,5.3127658594356482E-2,null,1.819531540235653E-2,1.9474492059295918E-2,5.6104823839481168E-4,3.0916821756038877E-6,3.1792246632204036E-5,1.0095305304383134E-2,3.8265739628855072E-2]
[2004,12,22,3,2.316288906214296E-2,1.7617538095229833E-2,1.4049599999999879E-3,1.6661480863503531E-6,6.4846814516129276E-5,1.0345822869537703E-2,5.2597722989512964E-2,null,1.7610425516886012E-2,1.9462173560046644E-2,5.6104823839481168E-4,3.0916821756038877E-6,3.1792246632204036E-5,1.0345822869537703E-2,3.7668531244135273E-2]
[2004,12,22,4,2.4638813927716365E-2,1.6788939014115836E-2,1.4049599999999879E-3,1.6661480863503531E-6,6.4846814516129276E-5,1.0512791634413069E-2,5.3412017538847743E-2,null,1.8732550863338616E-2,1.85468164289216E-2,5.6104823839481168E-4,3.0916821756038877E-6,3.1792246632204036E-5,1.0512791634413069E-2,3.7875299459462837E-2]
[2004,12,22,5,2.5020802086661301E-2,1.6975614692164218E-2,1.4049599999999879E-3,1.6661480863503531E-6,6.4846814516129276E-5,1.0451438563491268E-2,5.3919328304919259E-2,null,1.9022971199220924E-2,1.8753037889944053E-2,5.6104823839481168E-4,3.0916821756038877E-6,3.1792246632204036E-5,1.0451438563491268E-2,3.83719412563676E-2]
[2004,12,22,6,2.7024505142281486E-2,1.782068343014831E-2,1.4049599999999879E-3,1.6661480863503531E-6,6.4846814516129276E-5,1.0371909985804255E-2,5.668857152083652E-2,null,2.0546359034144642E-2,1.9686589125077703E-2,5.6104823839481168E-4,3.0916821756038877E-6,3.1792246632204036E-5,1.0371909985804255E-2,4.0828880326424968E-2]
[2004,12,22,7,3.2924994986270904E-2,1.9193818165194519E-2,1.421013333333321E-4,1.6851858031628439E-7,6.4846814516129276E-5,1.0416504905667633E-2,6.2742434723562834E-2,null,2.5032420191366474E-2,2.1203497241883983E-2,5.6745887954262473E-5,3.1270083091064023E-7,3.1792246632204036E-5,1.0416504905667633E-2,4.6324768268667833E-2]
[2004,12,22,8,3.8557275353146486E-2,2.1560590800061844E-2,1.421013333333321E-4,1.6851858031628439E-7,6.4846814516129276E-5,1.1654163872172685E-2,7.1979146691810797E-2,null,2.931456537735673E-2,2.3818081615022295E-2,5.6745887954262473E-5,3.1270083091064023E-7,3.1792246632204036E-5,1.1654163872172685E-2,5.32214978277964E-2]
[2004,12,22,9,4.0960790471810046E-2,2.3184919354104942E-2,1.421013333333321E-4,1.6851858031628439E-7,6.4846814516129276E-5,1.2945072669083665E-2,7.7297899161428429E-2,null,3.114192481694894E-2,2.561248467329557E-2,5.6745887954262473E-5,3.1270083091064023E-7,3.1792246632204036E-5,1.2945072669083665E-2,5.6843260325661886E-2]
[2004,12,22,10,3.7792977197371076E-2,2.3845084914358074E-2,1.421013333333321E-4,1.6851858031628439E-7,6.4846814516129276E-5,1.437022913400416E-2,7.621540791216308E-2,null,2.8733480016680617E-2,2.6341772536478378E-2,5.6745887954262473E-5,3.1270083091064023E-7,3.1792246632204036E-5,1.437022913400416E-2,5.5164103388576372E-2]
[2004,12,22,11,3.5932720248301617E-2,2.4373502095282502E-2,1.421013333333321E-4,1.6851858031628439E-7,6.4846814516129276E-5,1.4004014354458314E-2,7.4517353364472211E-2,null,2.7319152280793835E-2,2.6925517372542979E-2,5.6745887954262473E-5,3.1270083091064023E-7,3.1792246632204036E-5,1.4004014354458314E-2,5.4333520488754186E-2]
[2004,12,22,12,3.6210801873452159E-2,2.4053227656817399E-2,1.421013333333321E-4,1.6851858031628439E-7,6.4846814516129276E-5,1.3580889826332564E-2,7.4052036023031897E-2,null,2.7530573910202406E-2,2.6571708760093203E-2,5.6745887954262473E-5,3.1270083091064023E-7,3.1792246632204036E-5,1.3580889826332564E-2,5.4191133505712988E-2]
[2004,12,22,13,3.5579568351360578E-2,2.3410412066990332E-2,1.421013333333321E-4,1.6851858031628439E-7,6.4846814516129276E-5,1.2097013660792662E-2,7.1294110745573347E-2,null,2.7050655757733088E-2,2.5861587487263062E-2,5.6745887954262473E-5,3.1270083091064023E-7,3.1792246632204036E-5,1.2097013660792662E-2,5.3001094080413522E-2]
[2004,12,22,14,3.2933938287549196E-2,2.386906706119039E-2,1.421013333333321E-4,1.6851858031628439E-7,6.4846814516129276E-5,1.3794439300227803E-2,7.0804561315397169E-2,null,2.5039219660146637E-2,2.6368265721931995E-2,5.6745887954262473E-5,3.1270083091064023E-7,3.1792246632204036E-5,1.3794439300227803E-2,5.1496336217496011E-2]
[2004,12,22,15,3.2764506803566504E-2,2.3356797377375189E-2,1.421013333333321E-4,1.6851858031628439E-7,6.4846814516129276E-5,1.2264312560051956E-2,6.8592733407423417E-2,null,2.491040323656115E-2,2.5802359098539413E-2,5.6745887954262473E-5,3.1270083091064023E-7,3.1792246632204036E-5,1.2264312560051956E-2,5.0801613170517942E-2]
[2004,12,22,16,3.4287787853010732E-2,2.2928953440621562E-2,1.421013333333321E-4,1.6851858031628439E-7,6.4846814516129276E-5,1.2107572775626661E-2,6.9531430735688737E-2,null,2.6068532837344192E-2,2.5329717977589188E-2,5.6745887954262473E-5,3.1270083091064023E-7,3.1792246632204036E-5,1.2107572775626661E-2,5.1487101650350753E-2]
[2004,12,22,17,3.8617881066750723E-2,2.2585104063950184E-2,1.421013333333321E-4,1.6851858031628439E-7,6.4846814516129276E-5,1.1380110066586695E-2,7.2790211863717383E-2,null,2.9360643066649365E-2,2.4949866024886209E-2,5.6745887954262473E-5,3.1270083091064023E-7,3.1792246632204036E-5,1.1380110066586695E-2,5.4399359926952953E-2]
[2004,12,22,18,4.5269545623356666E-2,2.2371808136691439E-2,1.421013333333321E-4,1.6851858031628439E-7,6.4846814516129276E-5,1.0922902134806381E-2,7.8771372561284275E-2,null,3.4417812011471059E-2,2.4714237054849542E-2,5.6745887954262473E-5,3.1270083091064023E-7,3.1792246632204036E-5,1.0922902134806381E-2,5.9220899901737976E-2]
[2004,12,22,19,4.760123783376962E-2,2.1587377253959796E-2,1.4049599999999879E-3,1.6661480863503531E-6,6.4846814516129276E-5,8.9320378151434808E-3,7.9592125865475358E-2,null,3.6190565483182495E-2,2.3847672731102314E-2,5.6104823839481168E-4,3.0916821756038877E-6,3.1792246632204036E-5,8.9320378151434808E-3,6.0634170381487426E-2]
[2004,12,22,20,4.6970897475051697E-2,2.0287515619356825E-2,1.4049599999999879E-3,1.6661480863503531E-6,6.4846814516129276E-5,6.3480932759776175E-3,7.5077979332988598E-2,null,3.5711326390524066E-2,2.2411709737865548E-2,5.6104823839481168E-4,3.0916821756038877E-6,3.1792246632204036E-5,6.3480932759776175E-3,5.8718968295592235E-2]
[2004,12,22,21,4.335010217725678E-2,2.0463690229324958E-2,1.4049599999999879E-3,1.6661480863503531E-6,6.4846814516129276E-5,8.1318234121431597E-3,7.3417088781327355E-2,null,3.2958485597104951E-2,2.2606330621756342E-2,5.6104823839481168E-4,3.0916821756038877E-6,3.1792246632204036E-5,8.1318234121431597E-3,5.6160748386063913E-2]
[2004,12,22,22,4.124919991735438E-2,1.9372648807709534E-2,1.4049599999999879E-3,1.6661480863503531E-6,6.4846814516129276E-5,8.0504424891003675E-3,7.0143764176766751E-2,null,3.1361198545951333E-2,2.1401052256873523E-2,5.6104823839481168E-4,3.0916821756038877E-6,3.1792246632204036E-5,8.0504424891003675E-3,5.3358182970027479E-2]
[2004,12,22,23,3.8193433193497384E-2,1.827464504787343E-2,1.4049599999999879E-3,1.6661480863503531E-6,6.4846814516129276E-5,7.179515258661508E-3,6.5119066462634795E-2,null,2.9037941194802765E-2,2.0188082565648611E-2,5.6104823839481168E-4,3.0916821756038877E-6,3.1792246632204036E-5,7.179515258661508E-3,4.9821955927653996E-2]
[2004,12,22,24,3.2216417312497372E-2,1.6709608778994994E-2,1.4049599999999879E-3,1.6661480863503531E-6,6.4846814516129276E-5,8.9342830975542471E-3,5.9331782151649082E-2,null,2.4493698345683091E-2,1.845917996143474E-2,5.6104823839481168E-4,3.0916821756038877E-6,3.1792246632204036E-5,8.9342830975542471E-3,4.3548810474320451E-2]
[2004,12,23,1,2.5395698746333351E-2,1.5852650850735395E-2,1.4049599999999879E-3,1.6661480863503531E-6,6.4846814516129276E-5,1.0248864663667959E-2,5.2968687223339174E-2,null,1.9307999965881745E-2,1.7512494684337927E-2,5.6104823839481168E-4,3.0916821756038877E-6,3.1792246632204036E-5,1.0248864663667959E-2,3.7416426817422292E-2]
[2004,12,23,2,2.3577864683912535E-2,1.5407552570794552E-2,1.4049599999999879E-3,1.6661480863503531E-6,6.4846814516129276E-5,1.1045793551138824E-2,5.1502683768448382E-2,null,1.7925925766396789E-2,1.702079261287583E-2,5.6104823839481168E-4,3.0916821756038877E-6,3.1792246632204036E-5,1.1045793551138824E-2,3.5542650546475235E-2]
[2004,12,23,3,2.2921766365779223E-2,1.5192788557163885E-2,1.4049599999999879E-3,1.6661480863503531E-6,6.4846814516129276E-5,1.1402930034637423E-2,5.0988957920183001E-2,null,1.742710325197544E-2,1.6783541841222098E-2,5.6104823839481168E-4,3.0916821756038877E-6,3.1792246632204036E-5,1.1402930034637423E-2,3.4806577260400158E-2]
[2004,12,23,4,2.4138869279376977E-2,1.4820448219161128E-2,1.4049599999999879E-3,1.6661480863503531E-6,6.4846814516129276E-5,1.1347556112848449E-2,5.1778346573989026E-2,null,1.8352449833258736E-2,1.6372215795412204E-2,5.6104823839481168E-4,3.0916821756038877E-6,3.1792246632204036E-5,1.1347556112848449E-2,3.5320597795873557E-2]
[2004,12,23,5,2.463252718675241E-2,1.4690460463889582E-2,1.4049599999999879E-3,1.6661480863503531E-6,6.4846814516129276E-5,1.1475679493886158E-2,5.2270140107130617E-2,null,1.8727771140774965E-2,1.6228617737607483E-2,5.6104823839481168E-4,3.0916821756038877E-6,3.1792246632204036E-5,1.1475679493886158E-2,3.5552321045585068E-2]
[2004,12,23,6,2.6578481384474998E-2,1.5423142157205725E-2,1.4049599999999879E-3,1.6661480863503531E-6,6.4846814516129276E-5,1.148158536956315E-2,5.4954681873846348E-2,null,2.0207253314450533E-2,1.703801449909078E-2,5.6104823839481168E-4,3.0916821756038877E-6,3.1792246632204036E-5,1.148158536956315E-2,3.7841199980743936E-2]
[2004,12,23,7,3.2201580953737027E-2,1.6891729637872235E-2,1.421013333333321E-4,1.6851858031628439E-7,6.4846814516129276E-5,1.1522955807839063E-2,6.0823383065878103E-2,null,2.4482418466468113E-2,1.8660369693235763E-2,5.6745887954262473E-5,3.1270083091064023E-7,3.1792246632204036E-5,1.1522955807839063E-2,4.3231638995121252E-2]
[2004,12,23,8,3.7691676419703585E-2,1.918858585216426E-2,1.421013333333321E-4,1.6851858031628439E-7,6.4846814516129276E-5,1.2690199561791465E-2,6.9777578500089088E-2,null,2.8656462430699442E-2,2.1197717082149691E-2,5.6745887954262473E-5,3.1270083091064023E-7,3.1792246632204036E-5,1.2690199561791465E-2,4.9943030348266512E-2]
[2004,12,23,9,4.0091908953978073E-2,2.0720923429657673E-2,1.421013333333321E-4,1.6851858031628439E-7,6.4846814516129276E-5,1.3913694053037037E-2,7.4933643103102562E-2,null,3.0481326166593742E-2,{"$f":"F8579*W$5","v":2.2890497294944183E-2},{"$f":"G8579*X$5","v":5.6745887954262473E-5},{"$f":"H8579*Y$5","v":3.1270083091064023E-7},{"$f":"I8579*Z$5","v":3.1792246632204036E-5},{"$f":"J8579","v":1.3913694053037037E-2},5.34606742969553E-2]
[2004,12,23,10,3.6976107452968414E-2,2.1410394014306871E-2,1.421013333333321E-4,1.6851858031628439E-7,6.4846814516129276E-5,1.5290648156533495E-2,7.3884266290238559E-2,null,{"$f":"E8580*V$5","v":2.8112425201272804E-2},2.3652158550362318E-2,5.6745887954262473E-5,3.1270083091064023E-7,3.1792246632204036E-5,1.5290648156533495E-2,{"$f":"SUM(M8580:Q8580)","v":5.1853434587052494E-2}]
[2004,12,23,11,3.5192521569632762E-2,2.1925588114381358E-2,1.421013333333321E-4,1.6851858031628439E-7,6.4846814516129276E-5,1.4912919866526535E-2,7.2238146216970445E-2,null,2.6756389420624554E-2,2.422129578954766E-2,5.6745887954262473E-5,3.1270083091064023E-7,3.1792246632204036E-5,1.4912919866526535E-2,5.106653604558959E-2]
[2004,12,23,12,3.5444150624760744E-2,2.1824154924607424E-2,1.421013333333321E-4,1.6851858031628439E-7,6.4846814516129276E-5,1.4311642507949158E-2,7.1787064723747102E-2,null,2.6947699525392884E-2,2.4109242088658316E-2,5.6745887954262473E-5,3.1270083091064023E-7,3.1792246632204036E-5,1.4311642507949158E-2,5.1145792449468576E-2]
[2004,12,23,13,3.4737933922862563E-2,2.1347655324132186E-2,1.421013333333321E-4,1.6851858031628439E-7,6.4846814516129276E-5,1.2820787040523682E-2,6.9113492953948211E-2,null,2.6410772694107174E-2,2.358285083718982E-2,5.6745887954262473E-5,3.1270083091064023E-7,3.1792246632204036E-5,1.2820787040523682E-2,5.0082474366714369E-2]
[2004,12,23,14,3.2157420342968375E-2,2.1970989432925504E-2,1.421013333333321E-4,1.6851858031628439E-7,6.4846814516129276E-5,1.4303392965331015E-2,6.863891940765468E-2,null,2.4448843762352616E-2,2.4271450830313564E-2,5.6745887954262473E-5,3.1270083091064023E-7,3.1792246632204036E-5,1.4303392965331015E-2,4.8809145428083553E-2]
[2004,12,23,15,3.2023468767595938E-2,2.1377369451079976E-2,1.421013333333321E-4,1.6851858031628439E-7,6.4846814516129276E-5,1.2886786528626976E-2,6.6494741413732669E-2,null,2.4347002224596376E-2,2.3615676166853772E-2,5.6745887954262473E-5,3.1270083091064023E-7,3.1792246632204036E-5,1.2886786528626976E-2,4.805152922686752E-2]
[2004,12,23,16,3.3484321032460844E-2,2.0977448524333062E-2,1.421013333333321E-4,1.6851858031628439E-7,6.4846814516129276E-5,1.2735838942978771E-2,6.7404725166202467E-2,null,2.5457668080334735E-2,2.3173881720628023E-2,5.6745887954262473E-5,3.1270083091064023E-7,3.1792246632204036E-5,1.2735838942978771E-2,4.8720400636380133E-2]
[2004,12,23,17,3.7715527319074668E-2,2.0648347795251851E-2,1.421013333333321E-4,1.6851858031628439E-7,6.4846814516129276E-5,1.199284101974551E-2,7.0563832800501811E-2,null,2.8674595940977817E-2,2.2810322665242716E-2,5.6745887954262473E-5,3.1270083091064023E-7,3.1792246632204036E-5,1.199284101974551E-2,5.1573769441637912E-2]
[2004,12,23,18,4.4115197461997172E-2,2.0602115887715385E-2,1.421013333333321E-4,1.6851858031628439E-7,6.4846814516129276E-5,1.1437627817180577E-2,7.6362057833322922E-2,null,3.3540177003953786E-2,2.2759250069081825E-2,5.6745887954262473E-5,3.1270083091064023E-7,3.1792246632204036E-5,1.1437627817180577E-2,5.6388277908452987E-2]
[2004,12,23,19,4.6376591596811831E-2,1.9819722758998279E-2,1.4049599999999879E-3,1.6661480863503531E-6,6.4846814516129276E-5,9.4899134779218956E-3,7.7157700796334466E-2,null,3.5259483817047507E-2,2.1894936861358259E-2,5.6104823839481168E-4,3.0916821756038877E-6,3.1792246632204036E-5,9.4899134779218956E-3,5.7750352845608387E-2]
[2004,12,23,20,4.5635639506599004E-2,1.8824341086619258E-2,1.4049599999999879E-3,1.6661480863503531E-6,6.4846814516129276E-5,6.8501759098362931E-3,7.2781629465657013E-2,null,3.4696148148458554E-2,2.0795334251639749E-2,5.6104823839481168E-4,3.0916821756038877E-6,3.1792246632204036E-5,6.8501759098362931E-3,5.6087414567300924E-2]
[2004,12,23,21,4.2302177706502825E-2,1.8781220334789503E-2,1.4049599999999879E-3,1.6661480863503531E-6,6.4846814516129276E-5,8.6166601764275721E-3,7.1171531180322378E-2,null,3.216176305571454E-2,2.0747698563178964E-2,5.6104823839481168E-4,3.0916821756038877E-6,3.1792246632204036E-5,8.6166601764275721E-3,5.3505393786096124E-2]
[2004,12,23,22,4.0082000450476177E-2,1.8030795911739804E-2,1.4049599999999879E-3,1.6661480863503531E-6,6.4846814516129276E-5,8.4140570696849392E-3,6.7998326394503386E-2,null,3.047379286785731E-2,1.9918701328369773E-2,5.6104823839481168E-4,3.0916821756038877E-6,3.1792246632204036E-5,8.4140570696849392E-3,5.0988426363429706E-2]
[2004,12,23,23,3.7037226960772614E-2,1.7087620646674524E-2,1.4049599999999879E-3,1.6661480863503531E-6,6.4846814516129276E-5,7.5310032478058545E-3,6.3127323817855463E-2,null,2.8158893521218857E-2,1.8876771371583494E-2,5.6104823839481168E-4,3.0916821756038877E-6,3.1792246632204036E-5,7.5310032478058545E-3,4.7631597060004971E-2]
[2004,12,23,24,3.0822849205478165E-2,1.6449617824913575E-2,1.4049599999999879E-3,1.6661480863503531E-6,6.4846814516129276E-5,8.7731067346667416E-3,5.7517046727660955E-2,null,2.343418770840773E-2,1.8171966785279055E-2,5.6104823839481168E-4,3.0916821756038877E-6,3.1792246632204036E-5,8.7731067346667416E-3,4.2202086660889405E-2]
[2004,12,24,1,2.7258842264173667E-2,1.5753414979576708E-2,1.4049599999999879E-3,1.6661480863503531E-6,6.4846814516129276E-5,7.6224152137341992E-3,5.2106145420087048E-2,null,2.0724522320246477E-2,1.7402868371204212E-2,5.6104823839481168E-4,3.0916821756038877E-6,3.1792246632204036E-5,7.6224152137341992E-3,3.8723322858653306E-2]
[2004,12,24,2,2.5250250809202665E-2,1.516274516620135E-2,1.4049599999999879E-3,1.6661480863503531E-6,6.4846814516129276E-5,8.3159968177501809E-3,5.0200465755756665E-2,null,1.9197417902627339E-2,1.6750352772120353E-2,5.6104823839481168E-4,3.0916821756038877E-6,3.1792246632204036E-5,8.3159968177501809E-3,3.6543702841950312E-2]
[2004,12,24,3,2.3882333934025637E-2,1.5084844136062456E-2,1.4049599999999879E-3,1.6661480863503531E-6,6.4846814516129276E-5,8.8894384121221397E-3,4.9328089444812706E-2,null,1.8157409543611013E-2,1.6664295153804201E-2,5.6104823839481168E-4,3.0916821756038877E-6,3.1792246632204036E-5,8.8894384121221397E-3,3.5417636864617838E-2]
[2004,12,24,4,2.4590018058246375E-2,1.4256322119840901E-2,1.4049599999999879E-3,1.6661480863503531E-6,6.4846814516129276E-5,8.7891769713037103E-3,4.9106990111993459E-2,null,1.8695452035876831E-2,1.5749023156612398E-2,5.6104823839481168E-4,3.0916821756038877E-6,3.1792246632204036E-5,8.7891769713037103E-3,3.5040407359691848E-2]
[2004,12,24,5,2.3960327199589546E-2,1.4550280014059388E-2,1.4049599999999879E-3,1.6661480863503531E-6,6.4846814516129276E-5,9.6378084030167514E-3,4.9619888579268155E-2,null,1.8216706749168879E-2,1.6073759764287172E-2,5.6104823839481168E-4,3.0916821756038877E-6,3.1792246632204036E-5,9.6378084030167514E-3,3.4886398680658667E-2]
[2004,12,24,6,2.5400766130340976E-2,1.5036203437431893E-2,1.4049599999999879E-3,1.6661480863503531E-6,6.4846814516129276E-5,9.2756985968282541E-3,5.118414112720359E-2,null,1.931185262814647E-2,1.6610561555289307E-2,5.6104823839481168E-4,3.0916821756038877E-6,3.1792246632204036E-5,9.2756985968282541E-3,3.65183463506384E-2]
[2004,12,24,7,2.9933715301841645E-2,1.5747935732788564E-2,1.421013333333321E-4,1.6851858031628439E-7,6.4846814516129276E-5,8.8540417697388681E-3,5.4742809470798855E-2,null,2.27581914480742E-2,1.7396815422637123E-2,5.6745887954262473E-5,3.1270083091064023E-7,3.1792246632204036E-5,8.8540417697388681E-3,4.0243857706128698E-2]
[2004,12,24,8,3.3134021612013655E-2,1.7127403616734531E-2,1.421013333333321E-4,1.6851858031628439E-7,6.4846814516129276E-5,9.573178258882353E-3,6.004172015406032E-2,null,2.5191340255863306E-2,1.8920719797513197E-2,5.6745887954262473E-5,3.1270083091064023E-7,3.1792246632204036E-5,9.573178258882353E-3,4.4200910888793882E-2]
[2004,12,24,9,3.6933452140674568E-2,1.8026229935722417E-2,1.421013333333321E-4,1.6851858031628439E-7,6.4846814516129276E-5,9.0036403798966665E-3,6.4170439122723424E-2,null,2.8079994954854279E-2,1.9913657274130126E-2,5.6745887954262473E-5,3.1270083091064023E-7,3.1792246632204036E-5,9.0036403798966665E-3,4.8082503064401781E-2]
[2004,12,24,10,3.9675428681160654E-2,1.8894893591593527E-2,1.421013333333321E-4,1.6851858031628439E-7,6.4846814516129276E-5,1.0001532938076766E-2,6.8778971877260731E-2,null,3.0164681951615795E-2,2.0873273921160149E-2,5.6745887954262473E-5,3.1270083091064023E-7,3.1792246632204036E-5,1.0001532938076766E-2,5.112680670819332E-2]
[2004,12,24,11,3.9214168852299967E-2,1.9630135325109439E-2,1.421013333333321E-4,1.6851858031628439E-7,6.4846814516129276E-5,1.1425664131275355E-2,7.047708497511454E-2,null,2.9813992456955183E-2,2.1685498770564658E-2,5.6745887954262473E-5,3.1270083091064023E-7,3.1792246632204036E-5,1.1425664131275355E-2,5.158834206293722E-2]
[2004,12,24,12,4.0215912986051178E-2,1.8681492918803805E-2,1.421013333333321E-4,1.6851858031628439E-7,6.4846814516129276E-5,1.1978715443284927E-2,7.1083238014569686E-2,null,3.0575604724193281E-2,2.0637529238264368E-2,5.6745887954262473E-5,3.1270083091064023E-7,3.1792246632204036E-5,1.1978715443284927E-2,5.1301984797875025E-2]
[2004,12,24,13,3.9180963672203348E-2,1.8114440597161413E-2,1.421013333333321E-4,1.6851858031628439E-7,6.4846814516129276E-5,1.0731964661300192E-2,6.8234485597094732E-2,null,2.9788747015883587E-2,2.0011103988506015E-2,5.6745887954262473E-5,3.1270083091064023E-7,3.1792246632204036E-5,1.0731964661300192E-2,4.9888701839806981E-2]
[2004,12,24,14,3.8567779435272828E-2,1.7902998790986672E-2,1.421013333333321E-4,1.6851858031628439E-7,6.4846814516129276E-5,1.0759424957238788E-2,6.7437319849928068E-2,null,2.9322551486318051E-2,1.9777523274368849E-2,5.6745887954262473E-5,3.1270083091064023E-7,3.1792246632204036E-5,1.0759424957238788E-2,4.9188925596104272E-2]
[2004,12,24,15,3.6835651325320934E-2,1.7843241747040963E-2,1.421013333333321E-4,1.6851858031628439E-7,6.4846814516129276E-5,1.2095571000445334E-2,6.6981580739237018E-2,null,2.8005638342013146E-2,1.9711509399193996E-2,5.6745887954262473E-5,3.1270083091064023E-7,3.1792246632204036E-5,1.2095571000445334E-2,4.7805998576624514E-2]
[2004,12,24,16,3.7624714863188996E-2,1.7285841756025291E-2,1.421013333333321E-4,1.6851858031628439E-7,6.4846814516129276E-5,1.1301377644943158E-2,6.6419050930587226E-2,null,2.8605552481585098E-2,1.9095747122485608E-2,5.6745887954262473E-5,3.1270083091064023E-7,3.1792246632204036E-5,1.1301377644943158E-2,4.7790150439488081E-2]
[2004,12,24,17,4.2667695500208373E-2,1.7065045567296877E-2,1.421013333333321E-4,1.6851858031628439E-7,6.4846814516129276E-5,1.0113072104024763E-2,7.0052929837959799E-2,null,3.2439661199762056E-2,1.8851832579874647E-2,5.6745887954262473E-5,3.1270083091064023E-7,3.1792246632204036E-5,1.0113072104024763E-2,5.1380344615054079E-2]
[2004,12,24,18,4.6251350260434566E-2,1.7302141114736592E-2,1.421013333333321E-4,1.6851858031628439E-7,6.4846814516129276E-5,1.1233251984379661E-2,7.4993860025980602E-2,null,3.5164264554027685E-2,1.9113753097352363E-2,5.6745887954262473E-5,3.1270083091064023E-7,3.1792246632204036E-5,1.1233251984379661E-2,5.4366868486797421E-2]
[2004,12,24,19,4.7958590258721838E-2,1.6459645980438791E-2,1.4049599999999879E-3,1.6661480863503531E-6,6.4846814516129276E-5,8.1099527407048327E-3,7.3999661942467918E-2,null,3.646225560983362E-2,1.8183044933784479E-2,5.6104823839481168E-4,3.0916821756038877E-6,3.1792246632204036E-5,8.1099527407048327E-3,5.5241232710820723E-2]
[2004,12,24,20,4.5796620472060803E-2,1.6417453762531748E-2,1.4049599999999879E-3,1.6661480863503531E-6,6.4846814516129276E-5,8.3618061151345211E-3,7.2047353312329532E-2,null,3.4818539759206922E-2,1.813643500092374E-2,5.6104823839481168E-4,3.0916821756038877E-6,3.1792246632204036E-5,8.3618061151345211E-3,5.3550906927333282E-2]
[2004,12,24,21,4.1767313833722501E-2,1.6361198672067572E-2,1.4049599999999879E-3,1.6661480863503531E-6,6.4846814516129276E-5,9.7776114331147908E-3,6.9377596901507327E-2,null,3.1755113420256692E-2,1.8074289749508258E-2,5.6104823839481168E-4,3.0916821756038877E-6,3.1792246632204036E-5,9.7776114331147908E-3,5.0425335336967567E-2]
[2004,12,24,22,4.0821007734482884E-2,1.5068019543667916E-2,1.4049599999999879E-3,1.6661480863503531E-6,6.4846814516129276E-5,8.1169973614088845E-3,6.5477497602162163E-2,null,3.103564992707479E-2,1.664570895092559E-2,5.6104823839481168E-4,3.0916821756038877E-6,3.1792246632204036E-5,8.1169973614088845E-3,4.8277291045203001E-2]
[2004,12,24,23,3.7987100845892227E-2,1.4232902885328405E-2,1.4049599999999879E-3,1.6661480863503531E-6,6.4846814516129276E-5,8.3612054359522535E-3,6.2052682129775355E-2,null,2.8881069552863958E-2,1.5723151822929909E-2,5.6104823839481168E-4,3.0916821756038877E-6,3.1792246632204036E-5,8.3612054359522535E-3,4.5200153542996488E-2]
[2004,12,24,24,3.4703115295044842E-2,1.2980364190111103E-2,1.4049599999999879E-3,1.6661480863503531E-6,6.4846814516129276E-5,7.022759783198604E-3,5.6177712230957022E-2,null,2.6384300570956254E-2,1.4339466693644229E-2,5.6104823839481168E-4,3.0916821756038877E-6,3.1792246632204036E-5,7.022759783198604E-3,4.1319699431803102E-2]
[2004,12,25,1,3.1039570751891215E-2,1.3379096967067126E-2,1.4049599999999879E-3,1.6661480863503531E-6,6.4846814516129276E-5,9.5294078894391683E-3,5.5419548570999982E-2,null,2.3598958115103201E-2,1.4779948585452863E-2,5.6104823839481168E-4,3.0916821756038877E-6,3.1792246632204036E-5,9.5294078894391683E-3,3.8974838867758682E-2]
[2004,12,25,2,2.9233373123046216E-2,1.294262336712333E-2,1.4049599999999879E-3,1.6661480863503531E-6,6.4846814516129276E-5,1.0008414313799936E-2,5.3655883766571953E-2,null,2.2225730935790007E-2,1.4297774236768776E-2,5.6104823839481168E-4,3.0916821756038877E-6,3.1792246632204036E-5,1.0008414313799936E-2,3.7119437339761405E-2]
[2004,12,25,3,2.8468322761593345E-2,1.2568596645580384E-2,1.4049599999999879E-3,1.6661480863503531E-6,6.4846814516129276E-5,1.0439589212344152E-2,5.2947981582120357E-2,null,2.1644073683497921E-2,1.388458523547835E-2,5.6104823839481168E-4,3.0916821756038877E-6,3.1792246632204036E-5,1.0439589212344152E-2,3.6124591086178895E-2]
[2004,12,25,4,2.8126253510027305E-2,1.2321873464530753E-2,1.4049599999999879E-3,1.6661480863503531E-6,6.4846814516129276E-5,1.0671393143053086E-2,5.2590993080213616E-2,null,2.1384003143067532E-2,1.3612029027856192E-2,5.6104823839481168E-4,3.0916821756038877E-6,3.1792246632204036E-5,1.0671393143053086E-2,3.5591964338126343E-2]
[2004,12,25,5,2.8492068203428748E-2,1.2403017861607496E-2,1.4049599999999879E-3,1.6661480863503531E-6,6.4846814516129276E-5,1.0873082512320333E-2,5.3239641539959047E-2,null,2.1662127015864448E-2,1.3701669608214041E-2,5.6104823839481168E-4,3.0916821756038877E-6,3.1792246632204036E-5,1.0873082512320333E-2,3.5959728791281106E-2]
[2004,12,25,6,2.9604556554792737E-2,1.2501220342168412E-2,1.4049599999999879E-3,1.6661480863503531E-6,6.4846814516129276E-5,1.0783490043230395E-2,5.4360739902794011E-2,null,2.2507936586403675E-2,1.381015433010723E-2,5.6104823839481168E-4,3.0916821756038877E-6,3.1792246632204036E-5,1.0783490043230395E-2,3.6914023083713526E-2]
[2004,12,25,7,3.2373979402411414E-2,1.3343888949106054E-2,1.421013333333321E-4,1.6851858031628439E-7,6.4846814516129276E-5,1.0743254238938861E-2,5.6668239256886112E-2,null,2.4613490632442822E-2,1.4741054129680454E-2,5.6745887954262473E-5,3.1270083091064023E-7,3.1792246632204036E-5,1.0743254238938861E-2,3.9443395597540648E-2]
[2004,12,25,8,3.7897683950172074E-2,1.4538885758545171E-2,1.421013333333321E-4,1.6851858031628439E-7,6.4846814516129276E-5,9.6619027034094834E-3,6.230558907855651E-2,null,2.8813087118643155E-2,1.6061172478980534E-2,5.6745887954262473E-5,3.1270083091064023E-7,3.1792246632204036E-5,9.6619027034094834E-3,4.4963110433041062E-2]
[2004,12,25,9,4.035037470374031E-2,1.5554084389869995E-2,1.421013333333321E-4,1.6851858031628439E-7,6.4846814516129276E-5,1.0760416351321975E-2,6.6871992111362064E-2,null,3.0677834116126394E-2,1.7182666972363536E-2,5.6745887954262473E-5,3.1270083091064023E-7,3.1792246632204036E-5,1.0760416351321975E-2,4.7949351923907306E-2]
[2004,12,25,10,4.2129212517031306E-2,1.6331372561085876E-2,1.421013333333321E-4,1.6851858031628439E-7,6.4846814516129276E-5,1.1806058349185128E-2,7.0473760093732088E-2,null,3.2030260004517849E-2,1.8041340710578457E-2,5.6745887954262473E-5,3.1270083091064023E-7,3.1792246632204036E-5,1.1806058349185128E-2,5.0160451550513685E-2]
[2004,12,25,11,4.3047291421094876E-2,1.6213609008912968E-2,1.421013333333321E-4,1.6851858031628439E-7,6.4846814516129276E-5,1.1763767480634754E-2,7.1231784577072368E-2,null,3.2728262749998342E-2,1.7911246784909164E-2,5.6745887954262473E-5,3.1270083091064023E-7,3.1792246632204036E-5,1.1763767480634754E-2,5.0728360370324882E-2]
[2004,12,25,12,4.3162170652985304E-2,1.5862707821564407E-2,1.421013333333321E-4,1.6851858031628439E-7,6.4846814516129276E-5,1.0658430639494156E-2,6.9890425780473636E-2,null,3.281560384770061E-2,1.7523604665239036E-2,5.6745887954262473E-5,3.1270083091064023E-7,3.1792246632204036E-5,1.0658430639494156E-2,5.0428059348357021E-2]
[2004,12,25,13,4.3404315356186288E-2,1.549027886817194E-2,1.421013333333321E-4,1.6851858031628439E-7,6.4846814516129276E-5,9.6645848762021477E-3,6.8766295766990157E-2,null,3.2999703130332798E-2,1.7112180725609622E-2,5.6745887954262473E-5,3.1270083091064023E-7,3.1792246632204036E-5,9.6645848762021477E-3,5.02007346913598E-2]
[2004,12,25,14,4.145371954671638E-2,1.5365296533386348E-2,1.421013333333321E-4,1.6851858031628439E-7,6.4846814516129276E-5,9.1440315198204128E-3,6.6170164266352915E-2,null,3.1516692003177582E-2,1.697411217832516E-2,5.6745887954262473E-5,3.1270083091064023E-7,3.1792246632204036E-5,9.1440315198204128E-3,4.8579655016920117E-2]
[2004,12,25,15,4.0602134912598259E-2,1.5449963012098484E-2,1.421013333333321E-4,1.6851858031628439E-7,6.4846814516129276E-5,9.4142096131574638E-3,6.5673424204283987E-2,null,3.0869243935269151E-2,1.7067643618104464E-2,5.6745887954262473E-5,3.1270083091064023E-7,3.1792246632204036E-5,9.4142096131574638E-3,4.8025738388790991E-2]
[2004,12,25,16,3.9780650069668445E-2,1.5390189825079217E-2,1.421013333333321E-4,1.6851858031628439E-7,6.4846814516129276E-5,9.6908671428072961E-3,6.5068823703984743E-2,null,3.0244680324017805E-2,1.7001611909603656E-2,5.6745887954262473E-5,3.1270083091064023E-7,3.1792246632204036E-5,9.6908671428072961E-3,4.733514306903884E-2]
[2004,12,25,17,4.4311153732566229E-2,1.5202660555653115E-2,1.421013333333321E-4,1.6851858031628439E-7,6.4846814516129276E-5,7.7936314376609349E-3,6.751456239231006E-2,null,3.368915985743829E-2,1.6794447482347628E-2,5.6745887954262473E-5,3.1270083091064023E-7,3.1792246632204036E-5,7.7936314376609349E-3,5.0572458175203297E-2]
[2004,12,25,18,4.9732633343111593E-2,1.5332281724960421E-2,1.421013333333321E-4,1.6851858031628439E-7,6.4846814516129276E-5,8.0105265294692449E-3,7.3282558263971051E-2,null,3.7811036131882282E-2,1.6937640570989114E-2,5.6745887954262473E-5,3.1270083091064023E-7,3.1792246632204036E-5,8.0105265294692449E-3,5.4837527538288772E-2]
[2004,12,25,19,5.0682606353065908E-2,1.4702170546291754E-2,1.4049599999999879E-3,1.6661480863503531E-6,6.4846814516129276E-5,5.3523117255616145E-3,7.220856158752173E-2,null,3.8533287526773902E-2,1.624155391829752E-2,5.6104823839481168E-4,3.0916821756038877E-6,3.1792246632204036E-5,5.3523117255616145E-3,5.5370773612274042E-2]
[2004,12,25,20,4.8299444145770004E-2,1.4235437672076997E-2,1.4049599999999879E-3,1.6661480863503531E-6,6.4846814516129276E-5,5.3934086368332985E-3,6.9399763417282753E-2,null,3.6721402125361048E-2,1.5725952013250041E-2,5.6104823839481168E-4,3.0916821756038877E-6,3.1792246632204036E-5,5.3934086368332985E-3,5.304328630581371E-2]
[2004,12,25,21,4.5220424549181494E-2,1.4276764964096638E-2,1.4049599999999879E-3,1.6661480863503531E-6,6.4846814516129276E-5,7.3008927491212336E-3,6.8269555225001832E-2,null,3.4380465935351177E-2,1.5771606458593386E-2,5.6104823839481168E-4,3.0916821756038877E-6,3.1792246632204036E-5,7.3008927491212336E-3,5.0748004561147184E-2]
[2004,12,25,22,4.1076279374164193E-2,1.3657834706748806E-2,1.4049599999999879E-3,1.6661480863503531E-6,6.4846814516129276E-5,7.8317713982627938E-3,6.4037358441778269E-2,null,3.1229729438707401E-2,1.5087871419965636E-2,5.6104823839481168E-4,3.0916821756038877E-6,3.1792246632204036E-5,7.8317713982627938E-3,4.6913533025875656E-2]
[2004,12,25,23,3.9008893489164281E-2,1.3019062891897389E-2,1.4049599999999879E-3,1.6661480863503531E-6,6.4846814516129276E-5,7.1776920558229767E-3,6.0677121399487118E-2,null,2.965792442575E-2,1.4382217323535991E-2,5.6104823839481168E-4,3.0916821756038877E-6,3.1792246632204036E-5,7.1776920558229767E-3,4.4636073916488613E-2]
[2004,12,25,24,3.5270762716115005E-2,1.2760045034483679E-2,1.4049599999999879E-3,1.6661480863503531E-6,6.4846814516129276E-5,8.8612669927513824E-3,5.8363547705952534E-2,null,2.6815875086630411E-2,1.4096079131645152E-2,5.6104823839481168E-4,3.0916821756038877E-6,3.1792246632204036E-5,8.8612669927513824E-3,4.1507886385478185E-2]
[2004,12,26,1,3.0498076913951622E-2,1.2823476642870644E-2,1.4049599999999879E-3,1.6661480863503531E-6,6.4846814516129276E-5,1.0152084322462892E-2,5.4945110841887634E-2,null,2.3187267808453441E-2,{"$f":"F8643*W$5","v":1.4166152314682814E-2},{"$f":"G8643*X$5","v":5.6104823839481168E-4},{"$f":"H8643*Y$5","v":3.0916821756038877E-6},{"$f":"I8643*Z$5","v":3.1792246632204036E-5},{"$f":"J8643","v":1.0152084322462892E-2},3.7949352290338877E-2]
[2004,12,26,2,2.8295063437389235E-2,1.2602220355114709E-2,1.4049599999999879E-3,1.6661480863503531E-6,6.4846814516129276E-5,1.0740370712688269E-2,5.3109127467794684E-2,null,{"$f":"E8644*V$5","v":2.1512347005715343E-2},1.3921729498607078E-2,5.6104823839481168E-4,3.0916821756038877E-6,3.1792246632204036E-5,1.0740370712688269E-2,{"$f":"SUM(M8644:Q8644)","v":3.6030008671525039E-2}]
[2004,12,26,3,2.7581947029569773E-2,1.2258046749984838E-2,1.4049599999999879E-3,1.6661480863503531E-6,6.4846814516129276E-5,1.1020842119921766E-2,5.2332308862078847E-2,null,2.0970174423051682E-2,1.3541519369267941E-2,5.6104823839481168E-4,3.0916821756038877E-6,3.1792246632204036E-5,1.1020842119921766E-2,3.5107625959522243E-2]
[2004,12,26,4,2.7769399869179597E-2,1.1789275301805251E-2,1.4049599999999879E-3,1.6661480863503531E-6,6.4846814516129276E-5,1.1007611656056666E-2,5.2037759789643985E-2,null,2.1112692235100993E-2,1.3023665442394028E-2,5.6104823839481168E-4,3.0916821756038877E-6,3.1792246632204036E-5,1.1007611656056666E-2,3.4732289844697645E-2]
[2004,12,26,5,2.7329853171961134E-2,1.2075712345369966E-2,1.4049599999999879E-3,1.6661480863503531E-6,6.4846814516129276E-5,1.1748292351150748E-2,5.2625330831084317E-2,null,2.0778510935359328E-2,1.3340093732530239E-2,5.6104823839481168E-4,3.0916821756038877E-6,3.1792246632204036E-5,1.1748292351150748E-2,3.4714536835092187E-2]
[2004,12,26,6,2.8878375513649218E-2,1.2172049037049638E-2,1.4049599999999879E-3,1.6661480863503531E-6,6.4846814516129276E-5,1.1081714875451452E-2,5.3603612388752782E-2,null,2.1955831142971154E-2,1.3446517309055845E-2,5.6104823839481168E-4,3.0916821756038877E-6,3.1792246632204036E-5,1.1081714875451452E-2,3.599828061922962E-2]
[2004,12,26,7,3.2330332490272368E-2,1.3199951212183401E-2,1.421013333333321E-4,1.6851858031628439E-7,6.4846814516129276E-5,1.047443364922652E-2,5.6211834018112063E-2,null,2.4580306486319922E-2,1.4582045464412547E-2,5.6745887954262473E-5,3.1270083091064023E-7,3.1792246632204036E-5,1.047443364922652E-2,3.9251202786149846E-2]
[2004,12,26,8,3.5365012790046758E-2,1.4287514871718962E-2,1.421013333333321E-4,1.6851858031628439E-7,6.4846814516129276E-5,1.0665136746183846E-2,6.052478107437935E-2,null,2.6887532119675085E-2,1.5783481929886212E-2,5.6745887954262473E-5,3.1270083091064023E-7,3.1792246632204036E-5,1.0665136746183846E-2,4.2759864884978668E-2]
[2004,12,26,9,4.0379103332764649E-2,1.4536953291043249E-2,1.421013333333321E-4,1.6851858031628439E-7,6.4846814516129276E-5,9.1422452348752792E-3,6.4265418525112958E-2,null,3.0699676097076092E-2,1.6059037673440836E-2,5.6745887954262473E-5,3.1270083091064023E-7,3.1792246632204036E-5,9.1422452348752792E-3,4.6847564605934304E-2]
[2004,12,26,10,4.294246039854626E-2,1.5161615715135385E-2,1.421013333333321E-4,1.6851858031628439E-7,6.4846814516129276E-5,9.2553338416222312E-3,6.7566526621733652E-2,null,3.2648561167458338E-2,1.674910506244863E-2,5.6745887954262473E-5,3.1270083091064023E-7,3.1792246632204036E-5,9.2553338416222312E-3,4.9486517065324344E-2]
[2004,12,26,11,4.214944830226041E-2,1.6007692958799058E-2,1.421013333333321E-4,1.6851858031628439E-7,6.4846814516129276E-5,1.2222547173407081E-2,7.0586805100896322E-2,null,3.2045644993307323E-2,1.7683770398341774E-2,5.6745887954262473E-5,3.1270083091064023E-7,3.1792246632204036E-5,1.2222547173407081E-2,4.9818266227066477E-2]
[2004,12,26,12,4.1864672180844394E-2,1.5827532837370248E-2,1.421013333333321E-4,1.6851858031628439E-7,6.4846814516129276E-5,1.181757101134397E-2,6.9716892695988394E-2,null,3.1829133630595627E-2,1.7484746702017488E-2,5.6745887954262473E-5,3.1270083091064023E-7,3.1792246632204036E-5,1.181757101134397E-2,4.9402731168030491E-2]
[2004,12,26,13,4.0830582122930566E-2,1.5686079895411077E-2,1.421013333333321E-4,1.6851858031628439E-7,6.4846814516129276E-5,1.1302126276221861E-2,6.8025904960993283E-2,null,3.104292920273748E-2,1.7328483000919888E-2,5.6745887954262473E-5,3.1270083091064023E-7,3.1792246632204036E-5,1.1302126276221861E-2,4.8460263039074747E-2]
[2004,12,26,14,3.9445756426409899E-2,1.6074505790101955E-2,1.421013333333321E-4,1.6851858031628439E-7,6.4846814516129276E-5,1.133093232471156E-2,6.7058311207653196E-2,null,2.999006529974943E-2,1.7757578833540063E-2,5.6745887954262473E-5,3.1270083091064023E-7,3.1792246632204036E-5,1.133093232471156E-2,4.7836494968706872E-2]
[2004,12,26,15,3.9373147671548266E-2,1.5885722607209732E-2,1.421013333333321E-4,1.6851858031628439E-7,6.4846814516129276E-5,9.8997983858954298E-3,6.5365785331083212E-2,null,2.9934861863514246E-2,1.7549029202439146E-2,5.6745887954262473E-5,3.1270083091064023E-7,3.1792246632204036E-5,9.8997983858954298E-3,4.7572741901370771E-2]
[2004,12,26,16,4.1354489301762221E-2,1.5549599701098109E-2,1.421013333333321E-4,1.6851858031628439E-7,6.4846814516129276E-5,9.3564769306283477E-3,6.6467682599918448E-2,null,3.1441248614699602E-2,1.7177712716509544E-2,5.6745887954262473E-5,3.1270083091064023E-7,3.1792246632204036E-5,9.3564769306283477E-3,4.8707812166626521E-2]
[2004,12,26,17,4.4467742805529828E-2,1.5166871189823197E-2,1.421013333333321E-4,1.6851858031628439E-7,6.4846814516129276E-5,8.7259509546239837E-3,6.8567681616406792E-2,null,3.3808212372812584E-2,1.675491080897018E-2,5.6745887954262473E-5,3.1270083091064023E-7,3.1792246632204036E-5,8.7259509546239837E-3,5.065197401720014E-2]
[2004,12,26,18,5.1367055645306019E-2,1.4672022010218444E-2,1.421013333333321E-4,1.6851858031628439E-7,6.4846814516129276E-5,7.5516682450839923E-3,7.3797862567038242E-2,null,3.9053664896312824E-2,1.6208248694919065E-2,5.6745887954262473E-5,3.1270083091064023E-7,3.1792246632204036E-5,7.5516682450839923E-3,5.5350764426649268E-2]
[2004,12,26,19,5.1712655644230346E-2,1.4375490375188206E-2,1.4049599999999879E-3,1.6661480863503531E-6,6.4846814516129276E-5,7.089840827079039E-3,7.4649459809100052E-2,null,3.9316419815328511E-2,1.588066886419541E-2,5.6104823839481168E-4,3.0916821756038877E-6,3.1792246632204036E-5,7.089840827079039E-3,5.5793020846726542E-2]
[2004,12,26,20,4.8281341468611336E-2,1.4319274271141049E-2,1.4049599999999879E-3,1.6661480863503531E-6,6.4846814516129276E-5,8.7154576891918939E-3,7.2787546391546734E-2,null,3.6707638909256893E-2,1.5818566681250128E-2,5.6104823839481168E-4,3.0916821756038877E-6,3.1792246632204036E-5,8.7154576891918939E-3,5.3122137757709645E-2]
[2004,12,26,21,4.6899405046931686E-2,1.4169508994219995E-2,1.4049599999999879E-3,1.6661480863503531E-6,6.4846814516129276E-5,9.206306422826032E-3,7.1746693426580188E-2,null,3.5656971682134664E-2,1.5653120306339485E-2,5.6104823839481168E-4,3.0916821756038877E-6,3.1792246632204036E-5,9.206306422826032E-3,5.1906024155676772E-2]
[2004,12,26,22,4.5756719055374789E-2,1.3543673281688011E-2,1.4049599999999879E-3,1.6661480863503531E-6,6.4846814516129276E-5,8.2475639380478107E-3,6.9019429237713079E-2,null,3.478820326168789E-2,1.4961756780315897E-2,5.6104823839481168E-4,3.0916821756038877E-6,3.1792246632204036E-5,8.2475639380478107E-3,5.0345892209206405E-2]
[2004,12,26,23,4.1340286697288939E-2,1.2994966753573504E-2,1.4049599999999879E-3,1.6661480863503531E-6,6.4846814516129276E-5,6.7295440680150507E-3,6.2536270481479972E-2,null,3.1430450570139983E-2,1.4355598211169019E-2,5.6104823839481168E-4,3.0916821756038877E-6,3.1792246632204036E-5,6.7295440680150507E-3,4.638198094851162E-2]
[2004,12,26,24,3.3631912126093282E-2,1.3473750297688231E-2,1.4049599999999879E-3,1.6661480863503531E-6,6.4846814516129276E-5,1.0044511036074191E-2,5.8621646422458179E-2,null,2.5569879555958377E-2,1.4884512545446978E-2,5.6104823839481168E-4,3.0916821756038877E-6,3.1792246632204036E-5,1.0044511036074191E-2,4.1050324268607975E-2]
[2004,12,27,1,2.9234222944661253E-2,1.2939834876152308E-2,1.4049599999999879E-3,1.6661480863503531E-6,6.4846814516129276E-5,1.0431362728771898E-2,5.4076893512187925E-2,null,2.2226377043458791E-2,1.4294693778253216E-2,5.6104823839481168E-4,3.0916821756038877E-6,3.1792246632204036E-5,1.0431362728771898E-2,3.7117002988914627E-2]
[2004,12,27,2,2.7283612037283814E-2,1.280872029557149E-2,1.4049599999999879E-3,1.6661480863503531E-6,6.4846814516129276E-5,1.0535331862096389E-2,5.2099137157554168E-2,null,2.0743354437572435E-2,1.4149850911461996E-2,5.6104823839481168E-4,3.0916821756038877E-6,3.1792246632204036E-5,1.0535331862096389E-2,3.548913751623705E-2]
[2004,12,27,3,2.6059036575461453E-2,1.2580798222296236E-2,1.4049599999999879E-3,1.6661480863503531E-6,6.4846814516129276E-5,1.1082459109610112E-2,5.1193766869970278E-2,null,1.9812326580798085E-2,1.3898064372146964E-2,5.6104823839481168E-4,3.0916821756038877E-6,3.1792246632204036E-5,1.1082459109610112E-2,3.4306323120147669E-2]
[2004,12,27,4,2.7039471013540307E-2,1.2331721814387504E-2,1.4049599999999879E-3,1.6661480863503531E-6,6.4846814516129276E-5,1.0121635312276042E-2,5.0964301102806323E-2,null,2.0557737379928349E-2,1.3622908544231073E-2,5.6104823839481168E-4,3.0916821756038877E-6,3.1792246632204036E-5,1.0121635312276042E-2,3.4776578091362045E-2]
[2004,12,27,5,2.6749642253980306E-2,1.2482870898725927E-2,1.4049599999999879E-3,1.6661480863503531E-6,6.4846814516129276E-5,1.0792612275551722E-2,5.1496598390860425E-2,null,2.0337384566028949E-2,1.3789883617418683E-2,5.6104823839481168E-4,3.0916821756038877E-6,3.1792246632204036E-5,1.0792612275551722E-2,3.4723200350650255E-2]
[2004,12,27,6,2.831163182669209E-2,1.2735992280882364E-2,1.4049599999999879E-3,1.6661480863503531E-6,6.4846814516129276E-5,1.0600919768080731E-2,5.3120016838257657E-2,null,2.1524943723895441E-2,1.4069507946576305E-2,5.6104823839481168E-4,3.0916821756038877E-6,3.1792246632204036E-5,1.0600919768080731E-2,3.6190383837674367E-2]
[2004,12,27,7,3.3653081778496796E-2,1.3754849361904126E-2,1.421013333333321E-4,1.6851858031628439E-7,6.4846814516129276E-5,9.198234121251328E-3,5.6813281928082028E-2,null,2.5585974551097811E-2,1.51950439457916E-2,5.6745887954262473E-5,3.1270083091064023E-7,3.1792246632204036E-5,9.198234121251328E-3,4.0869869332306782E-2]
[2004,12,27,8,3.8277175397912089E-2,1.5163745422084344E-2,1.421013333333321E-4,1.6851858031628439E-7,6.4846814516129276E-5,8.6645670534536909E-3,6.2312604539879905E-2,null,2.9101609239385137E-2,1.675145775929246E-2,5.6745887954262473E-5,3.1270083091064023E-7,3.1792246632204036E-5,8.6645670534536909E-3,4.5941917834094972E-2]
[2004,12,27,9,4.1923890379810896E-2,1.6160469811337546E-2,1.421013333333321E-4,1.6851858031628439E-7,6.4846814516129276E-5,8.3059984956943174E-3,6.6597475353272539E-2,null,3.1874156411620301E-2,1.7852543674380088E-2,5.6745887954262473E-5,3.1270083091064023E-7,3.1792246632204036E-5,8.3059984956943174E-3,4.9815550921417762E-2]
[2004,12,27,10,4.1261643039505629E-2,1.7759420937585476E-2,1.421013333333321E-4,1.6851858031628439E-7,6.4846814516129276E-5,1.2152136098473137E-2,7.1380316741994021E-2,null,3.1370658880335973E-2,1.9618912174045496E-2,5.6745887954262473E-5,3.1270083091064023E-7,3.1792246632204036E-5,1.2152136098473137E-2,5.1078421889798845E-2]
[2004,12,27,11,4.0278367090121156E-2,1.8758117389781791E-2,1.421013333333321E-4,1.6851858031628439E-7,6.4846814516129276E-5,1.3899051503358928E-2,7.3142652649691664E-2,null,3.0623087719297969E-2,2.0722176635934769E-2,5.6745887954262473E-5,3.1270083091064023E-7,3.1792246632204036E-5,1.3899051503358928E-2,5.1434115190650109E-2]
[2004,12,27,12,3.9712937843005509E-2,1.9122796413272792E-2,1.421013333333321E-4,1.6851858031628439E-7,6.4846814516129276E-5,1.472887571546087E-2,7.3771726638168958E-2,null,3.0193199650729127E-2,2.1125039193150518E-2,5.6745887954262473E-5,3.1270083091064023E-7,3.1792246632204036E-5,1.472887571546087E-2,5.1407089679297024E-2]
[2004,12,27,13,4.0105337024964903E-2,1.8454512466700775E-2,1.421013333333321E-4,1.6851858031628439E-7,6.4846814516129276E-5,1.2048272403403988E-2,7.0815238561499447E-2,null,3.049153534401175E-2,2.0386782912092772E-2,5.6745887954262473E-5,3.1270083091064023E-7,3.1792246632204036E-5,1.2048272403403988E-2,5.0967169091521894E-2]
[2004,12,27,14,3.7962644146372286E-2,1.8744694132558932E-2,1.421013333333321E-4,1.6851858031628439E-7,6.4846814516129276E-5,1.3073461655555655E-2,6.9987916600916661E-2,null,2.8862475461076474E-2,2.0707347903316152E-2,5.6745887954262473E-5,3.1270083091064023E-7,3.1792246632204036E-5,1.3073461655555655E-2,4.9658674199810002E-2]
[2004,12,27,15,3.6990548656339162E-2,1.846120760901819E-2,1.421013333333321E-4,1.6851858031628439E-7,6.4846814516129276E-5,1.3856066334654381E-2,6.9514939266441506E-2,null,2.8123404649287795E-2,2.0394179065918942E-2,5.6745887954262473E-5,3.1270083091064023E-7,3.1792246632204036E-5,1.3856066334654381E-2,4.8606434550624113E-2]
[2004,12,27,16,3.8705810098220578E-2,1.7961991128019394E-2,1.421013333333321E-4,1.6851858031628439E-7,6.4846814516129276E-5,1.2056218179290673E-2,6.8931136071960428E-2,null,2.9427494298173956E-2,1.9842692374378031E-2,5.6745887954262473E-5,3.1270083091064023E-7,3.1792246632204036E-5,1.2056218179290673E-2,4.9359037507969362E-2]
[2004,12,27,17,4.4315802235982173E-2,1.7823110842301228E-2,1.421013333333321E-4,1.6851858031628439E-7,6.4846814516129276E-5,1.0356423583427624E-2,7.2702453328140806E-2,null,3.3692694050558671E-2,1.9689270698199129E-2,5.6745887954262473E-5,3.1270083091064023E-7,3.1792246632204036E-5,1.0356423583427624E-2,5.3470815584175171E-2]
[2004,12,27,18,4.86609136940893E-2,1.7753070389024753E-2,1.421013333333321E-4,1.6851858031628439E-7,6.4846814516129276E-5,1.1209158089456562E-2,7.7830258839000396E-2,null,3.6996222444200436E-2,1.9611896694491981E-2,5.6745887954262473E-5,3.1270083091064023E-7,3.1792246632204036E-5,1.1209158089456562E-2,5.6696969974109793E-2]
[2004,12,27,19,4.7946221788313953E-2,1.7366820907322049E-2,1.4049599999999879E-3,1.6661480863503531E-6,6.4846814516129276E-5,1.0013941015159029E-2,7.6798456673397492E-2,null,3.6452852032141235E-2,1.9185205155087197E-2,5.6104823839481168E-4,3.0916821756038877E-6,3.1792246632204036E-5,1.0013941015159029E-2,5.6233989354431052E-2]
[2004,12,27,20,4.7556022925569735E-2,1.6579585112372026E-2,1.4049599999999879E-3,1.6661480863503531E-6,6.4846814516129276E-5,9.1652295282498072E-3,7.4772310528794017E-2,null,3.6156189211251528E-2,1.8315542232198608E-2,5.6104823839481168E-4,3.0916821756038877E-6,3.1792246632204036E-5,9.1652295282498072E-3,5.5067663610652753E-2]
[2004,12,27,21,4.4371717246166641E-2,1.6364988746041344E-2,1.4049599999999879E-3,1.6661480863503531E-6,6.4846814516129276E-5,9.7933982084282556E-3,7.2001577163238711E-2,null,3.3735205462649263E-2,1.8078476661271083E-2,5.6104823839481168E-4,3.0916821756038877E-6,3.1792246632204036E-5,9.7933982084282556E-3,5.2409614291122966E-2]
[2004,12,27,22,4.188471001035339E-2,1.5400149212149689E-2,1.4049599999999879E-3,1.6661480863503531E-6,6.4846814516129276E-5,9.1976391015560661E-3,6.7953971286661613E-2,null,3.1844368116377669E-2,1.7012614089287871E-2,5.6104823839481168E-4,3.0916821756038877E-6,3.1792246632204036E-5,9.1976391015560661E-3,4.9452914372868161E-2]
[2004,12,27,23,3.8584290184332522E-2,1.4856155261965053E-2,1.4049599999999879E-3,1.6661480863503531E-6,6.4846814516129276E-5,9.4877086076731888E-3,6.439962701657323E-2,null,2.9335104381415188E-2,1.6411661526172631E-2,5.6104823839481168E-4,3.0916821756038877E-6,3.1792246632204036E-5,9.4877086076731888E-3,4.6342698074790439E-2]
[2004,12,27,24,3.2451697683395939E-2,1.4150111723133596E-2,1.4049599999999879E-3,1.6661480863503531E-6,6.4846814516129276E-5,1.0229169681579447E-2,5.8302452050711454E-2,null,2.4672578771012518E-2,1.5631692053740615E-2,5.6104823839481168E-4,3.0916821756038877E-6,3.1792246632204036E-5,1.0229169681579447E-2,4.090020299195575E-2]
[2004,12,28,1,2.9845044340504733E-2,1.3678966246270434E-2,1.4049599999999879E-3,1.6661480863503531E-6,6.4846814516129276E-5,1.04210444091193E-2,5.5416527958496935E-2,null,2.2690776137490751E-2,1.5111215526703924E-2,5.6104823839481168E-4,3.0916821756038877E-6,3.1792246632204036E-5,1.04210444091193E-2,3.8397923831397299E-2]
[2004,12,28,2,2.7665286649307345E-2,1.3383839478904114E-2,1.4049599999999879E-3,1.6661480863503531E-6,6.4846814516129276E-5,1.0869178504595055E-2,5.3389777595408985E-2,null,2.1033536388049077E-2,1.4785187659606305E-2,5.6104823839481168E-4,3.0916821756038877E-6,3.1792246632204036E-5,1.0869178504595055E-2,3.6414656214858003E-2]
[2004,12,28,3,2.6880987773508839E-2,1.3137595665152876E-2,1.4049599999999879E-3,1.6661480863503531E-6,6.4846814516129276E-5,1.0971924274487952E-2,5.246198067575214E-2,null,2.043724475542192E-2,1.4513161011194403E-2,5.6104823839481168E-4,3.0916821756038877E-6,3.1792246632204036E-5,1.0971924274487952E-2,3.5546337933818943E-2]
[2004,12,28,4,2.7748754363042371E-2,1.2678243350888576E-2,1.4049599999999879E-3,1.6661480863503531E-6,6.4846814516129276E-5,1.0328361506816678E-2,5.22268321833501E-2,null,2.1096995741148421E-2,1.4005712443914646E-2,5.6104823839481168E-4,3.0916821756038877E-6,3.1792246632204036E-5,1.0328361506816678E-2,3.5698640352265686E-2]
[2004,12,28,5,2.7785179145947511E-2,1.2682877569214945E-2,1.4049599999999879E-3,1.6661480863503531E-6,6.4846814516129276E-5,1.0832784618440054E-2,5.2772314296204985E-2,null,2.112468900188972E-2,1.4010831885739913E-2,5.6104823839481168E-4,3.0916821756038877E-6,3.1792246632204036E-5,1.0832784618440054E-2,3.5731453054832253E-2]
[2004,12,28,6,2.9076068250140464E-2,1.3392899076713021E-2,1.4049599999999879E-3,1.6661480863503531E-6,6.4846814516129276E-5,1.0495510177115374E-2,5.4435950466571334E-2,null,2.2106134207578863E-2,1.4795195838046908E-2,5.6104823839481168E-4,3.0916821756038877E-6,3.1792246632204036E-5,1.0495510177115374E-2,3.749726221282839E-2]
[2004,12,28,7,3.4180650074610693E-2,1.4420080171756264E-2,1.421013333333321E-4,1.6851858031628439E-7,6.4846814516129276E-5,9.4128585522627716E-3,5.8220705465059509E-2,null,2.5987077460102752E-2,1.5929927412984907E-2,5.6745887954262473E-5,3.1270083091064023E-7,3.1792246632204036E-5,9.4128585522627716E-3,4.2005855708505034E-2]
[2004,12,28,8,3.8481936373396218E-2,1.6379380009130296E-2,1.421013333333321E-4,1.6851858031628439E-7,6.4846814516129276E-5,8.7878282991755395E-3,6.385626134813184E-2,null,2.9257286188743827E-2,1.8094374754323104E-2,5.6745887954262473E-5,3.1270083091064023E-7,3.1792246632204036E-5,8.7878282991755395E-3,4.7440511778484309E-2]
[2004,12,28,9,4.1696720895324849E-2,1.7571827345565255E-2,1.421013333333321E-4,1.6851858031628439E-7,6.4846814516129276E-5,8.7716210991617607E-3,6.8247286006481639E-2,null,3.1701442581513958E-2,1.9411676689330484E-2,5.6745887954262473E-5,3.1270083091064023E-7,3.1792246632204036E-5,8.7716210991617607E-3,5.1201970106261818E-2]
[2004,12,28,10,4.1372065196043688E-2,1.8960850293183455E-2,1.421013333333321E-4,1.6851858031628439E-7,6.4846814516129276E-5,1.2608573893796458E-2,7.3148606049453391E-2,null,3.1454611325037941E-2,2.0946136586014494E-2,5.6745887954262473E-5,3.1270083091064023E-7,3.1792246632204036E-5,1.2608573893796458E-2,5.2489598746469815E-2]
[2004,12,28,11,3.9949715385902147E-2,2.0004961994340546E-2,1.421013333333321E-4,1.6851858031628439E-7,6.4846814516129276E-5,1.4792807615155936E-2,7.4954601661828407E-2,null,3.0373218355307197E-2,2.2099571477663567E-2,5.6745887954262473E-5,3.1270083091064023E-7,3.1792246632204036E-5,1.4792807615155936E-2,5.2561640668388143E-2]
[2004,12,28,12,4.0715098899307717E-2,1.9843967337824765E-2,1.421013333333321E-4,1.6851858031628439E-7,6.4846814516129276E-5,1.4833076208546158E-2,7.5599259112108422E-2,null,3.095512889844021E-2,2.1921719956615994E-2,5.6745887954262473E-5,3.1270083091064023E-7,3.1792246632204036E-5,1.4833076208546158E-2,5.2965699690473579E-2]
[2004,12,28,13,4.0156330677768783E-2,1.9358225098492086E-2,1.421013333333321E-4,1.6851858031628439E-7,6.4846814516129276E-5,1.284786097749332E-2,7.2569533420183976E-2,null,3.0530305115870838E-2,2.1385118320437442E-2,5.6745887954262473E-5,3.1270083091064023E-7,3.1792246632204036E-5,1.284786097749332E-2,5.2004274271725659E-2]
[2004,12,28,14,3.7910088753257985E-2,1.9789465851079723E-2,1.421013333333321E-4,1.6851858031628439E-7,6.4846814516129276E-5,1.3815043312540012E-2,7.1721714583307491E-2,null,2.8822518319570205E-2,2.186151191911501E-2,5.6745887954262473E-5,3.1270083091064023E-7,3.1792246632204036E-5,1.3815043312540012E-2,5.0772881074102591E-2]
[2004,12,28,15,3.6831277738844419E-2,1.9687454009468086E-2,1.421013333333321E-4,1.6851858031628439E-7,6.4846814516129276E-5,1.4511172082636456E-2,7.1237020497378734E-2,null,2.8002313164455211E-2,2.1748818978938357E-2,5.6745887954262473E-5,3.1270083091064023E-7,3.1792246632204036E-5,1.4511172082636456E-2,4.983998297881094E-2]
[2004,12,28,16,3.7907498646786858E-2,1.9060802575228044E-2,1.421013333333321E-4,1.6851858031628439E-7,6.4846814516129276E-5,1.346333656437481E-2,7.0638754452819502E-2,null,2.8820549097295374E-2,2.105655432147557E-2,5.6745887954262473E-5,3.1270083091064023E-7,3.1792246632204036E-5,1.346333656437481E-2,4.9965954254188316E-2]
[2004,12,28,17,4.4035216389326032E-2,1.8726232463255641E-2,1.421013333333321E-4,1.6851858031628439E-7,6.4846814516129276E-5,1.1534932573302695E-2,7.4503498092314144E-2,null,3.3479368496031614E-2,{"$f":"F8707*W$5","v":2.0686953214214494E-2},{"$f":"G8707*X$5","v":5.6745887954262473E-5},{"$f":"H8707*Y$5","v":3.1270083091064023E-7},{"$f":"I8707*Z$5","v":3.1792246632204036E-5},{"$f":"J8707","v":1.1534932573302695E-2},5.4255172545663484E-2]
[2004,12,28,18,4.7785600692313537E-2,1.8911190188995616E-2,1.421013333333321E-4,1.6851858031628439E-7,6.4846814516129276E-5,1.2854427832663981E-2,7.9758335380402917E-2,null,{"$f":"E8708*V$5","v":3.6330734025187654E-2},2.0891276845596201E-2,5.6745887954262473E-5,3.1270083091064023E-7,3.1792246632204036E-5,1.2854427832663981E-2,{"$f":"SUM(M8708:Q8708)","v":5.7310861706201227E-2}]
[2004,12,28,19,4.9648494642307112E-2,1.7956606774357779E-2,1.4049599999999879E-3,1.6661480863503531E-6,6.4846814516129276E-5,9.6244021693407469E-3,7.8700976548608109E-2,null,3.7747066636555963E-2,1.9836744254674552E-2,5.6104823839481168E-4,3.0916821756038877E-6,3.1792246632204036E-5,9.6244021693407469E-3,5.8179743058433139E-2]
[2004,12,28,20,4.8362577972234283E-2,1.7560029990155854E-2,1.4049599999999879E-3,1.6661480863503531E-6,6.4846814516129276E-5,9.2305503930244313E-3,7.6624631318017028E-2,null,3.6769401904039885E-2,1.9398644097756892E-2,5.6104823839481168E-4,3.0916821756038877E-6,3.1792246632204036E-5,9.2305503930244313E-3,5.6763978168999397E-2]
[2004,12,28,21,4.5564187757799426E-2,1.7237884215950048E-2,1.4049599999999879E-3,1.6661480863503531E-6,6.4846814516129276E-5,9.511714468159696E-3,7.3785259404511624E-2,null,3.4641824367996184E-2,1.9042768212298947E-2,5.6104823839481168E-4,3.0916821756038877E-6,3.1792246632204036E-5,9.511714468159696E-3,5.4280524747497755E-2]
[2004,12,28,22,4.3038733955450985E-2,1.6387009393917906E-2,1.4049599999999879E-3,1.6661480863503531E-6,6.4846814516129276E-5,8.7401633431043874E-3,6.9637379655075743E-2,null,3.2721756626736653E-2,1.8102802970007395E-2,5.6104823839481168E-4,3.0916821756038877E-6,3.1792246632204036E-5,8.7401633431043874E-3,5.1420491763946669E-2]
[2004,12,28,23,3.9878079657114748E-2,1.5748891795449894E-2,1.4049599999999879E-3,1.6661480863503531E-6,6.4846814516129276E-5,8.8965396834291399E-3,6.5994984098596249E-2,null,3.0318754697394153E-2,1.7397871589358516E-2,5.6104823839481168E-4,3.0916821756038877E-6,3.1792246632204036E-5,8.8965396834291399E-3,4.8312558453955289E-2]
[2004,12,28,24,3.3717936729865901E-2,1.5406833359818739E-2,1.4049599999999879E-3,1.6661480863503531E-6,6.4846814516129276E-5,9.1505253769884748E-3,5.9746768429275586E-2,null,2.5635282877335644E-2,1.7019998097276549E-2,5.6104823839481168E-4,3.0916821756038877E-6,3.1792246632204036E-5,9.1505253769884748E-3,4.3251213141814814E-2]
[2004,12,29,1,3.1369890878173372E-2,1.5594135122738597E-2,1.4049599999999879E-3,1.6661480863503531E-6,6.4846814516129276E-5,9.7793807603352833E-3,5.8214879723849727E-2,null,2.3850095957408356E-2,1.722691119707203E-2,5.6104823839481168E-4,3.0916821756038877E-6,3.1792246632204036E-5,9.7793807603352833E-3,4.1672939321683006E-2]
[2004,12,29,2,2.9127648513246517E-2,1.5267711803941294E-2,1.4049599999999879E-3,1.6661480863503531E-6,6.4846814516129276E-5,1.0218949916281073E-2,5.6085783196071354E-2,null,2.2145349971170944E-2,1.6866309888867698E-2,5.6104823839481168E-4,3.0916821756038877E-6,3.1792246632204036E-5,1.0218949916281073E-2,3.9607592027241262E-2]
[2004,12,29,3,2.832381947746011E-2,1.4947075058587734E-2,1.4049599999999879E-3,1.6661480863503531E-6,6.4846814516129276E-5,1.0368766169530636E-2,5.5111133668180948E-2,null,2.1534209826906178E-2,1.6512101034368946E-2,5.6104823839481168E-4,3.0916821756038877E-6,3.1792246632204036E-5,1.0368766169530636E-2,3.8642243028477741E-2]
[2004,12,29,4,2.9270832753627726E-2,1.4509177626141319E-2,1.4049599999999879E-3,1.6661480863503531E-6,6.4846814516129276E-5,9.6126276684009894E-3,5.4864111010772501E-2,null,2.2254210976966043E-2,1.6028353771516228E-2,5.6104823839481168E-4,3.0916821756038877E-6,3.1792246632204036E-5,9.6126276684009894E-3,3.8878496915684888E-2]
[2004,12,29,5,2.9267067422172423E-2,1.4529383724451407E-2,1.4049599999999879E-3,1.6661480863503531E-6,6.4846814516129276E-5,1.0169214466454569E-2,5.5437138575680875E-2,null,2.2251348247322857E-2,1.6050675539186411E-2,5.6104823839481168E-4,3.0916821756038877E-6,3.1792246632204036E-5,1.0169214466454569E-2,3.8897955953711885E-2]
[2004,12,29,6,3.0685530244376435E-2,1.5150823069126554E-2,1.4049599999999879E-3,1.6661480863503531E-6,6.4846814516129276E-5,9.8769583553338196E-3,5.7184784631439278E-2,null,2.332978599366263E-2,1.6737182377868039E-2,5.6104823839481168E-4,3.0916821756038877E-6,3.1792246632204036E-5,9.8769583553338196E-3,4.0662900538733289E-2]
[2004,12,29,7,3.603450876380386E-2,1.6360536912510479E-2,1.421013333333321E-4,1.6851858031628439E-7,6.4846814516129276E-5,8.5584955771558328E-3,6.1160657919899955E-2,null,2.7396540687132851E-2,1.8073558700749597E-2,5.6745887954262473E-5,3.1270083091064023E-7,3.1792246632204036E-5,8.5584955771558328E-3,4.5558950223299824E-2]
[2004,12,29,8,4.0571550765968224E-2,1.820923904718548E-2,1.421013333333321E-4,1.6851858031628439E-7,6.4846814516129276E-5,8.0928860709506157E-3,6.7080792550534105E-2,null,3.0845991229841052E-2,2.0115828262557187E-2,5.6745887954262473E-5,3.1270083091064023E-7,3.1792246632204036E-5,8.0928860709506157E-3,5.1050670327815614E-2]
[2004,12,29,9,4.421204419876542E-2,1.8806120048708706E-2,1.421013333333321E-4,1.6851858031628439E-7,6.4846814516129276E-5,8.4682619225746828E-3,7.1693542836478594E-2,null,3.3613808243987575E-2,2.0775205389119773E-2,5.6745887954262473E-5,3.1270083091064023E-7,3.1792246632204036E-5,8.4682619225746828E-3,5.447786446852472E-2]
[2004,12,29,10,4.3999234437628564E-2,2.022417480594374E-2,1.421013333333321E-4,1.6851858031628439E-7,6.4846814516129276E-5,1.2411839546224856E-2,7.6842365456226941E-2,null,3.3452011913758115E-2,2.2341736856443837E-2,5.6745887954262473E-5,3.1270083091064023E-7,3.1792246632204036E-5,1.2411839546224856E-2,5.5882599605619324E-2]
[2004,12,29,11,4.2430728492046717E-2,2.1283138038304523E-2,1.421013333333321E-4,1.6851858031628439E-7,6.4846814516129276E-5,1.4818570710395882E-2,7.8739553907176907E-2,null,3.2259498447352618E-2,2.3511578301401118E-2,5.6745887954262473E-5,3.1270083091064023E-7,3.1792246632204036E-5,1.4818570710395882E-2,5.5859927584171111E-2]
[2004,12,29,12,4.3145584802200397E-2,2.1111388277414617E-2,1.421013333333321E-4,1.6851858031628439E-7,6.4846814516129276E-5,1.4952679821265755E-2,7.9416769567310558E-2,null,3.2802993853796217E-2,2.3321845568185635E-2,5.6745887954262473E-5,3.1270083091064023E-7,3.1792246632204036E-5,1.4952679821265755E-2,5.6213690257399224E-2]
[2004,12,29,13,4.2675424569380525E-2,2.0489157320982131E-2,1.421013333333321E-4,1.6851858031628439E-7,6.4846814516129276E-5,1.2862353742903353E-2,7.6234052299695793E-2,null,3.2445537504596306E-2,2.2634464232435789E-2,5.6745887954262473E-5,3.1270083091064023E-7,3.1792246632204036E-5,1.2862353742903353E-2,5.5168852572449467E-2]
[2004,12,29,14,4.0184298378812086E-2,2.12047547978357E-2,1.421013333333321E-4,1.6851858031628439E-7,6.4846814516129276E-5,1.3747253372345988E-2,7.5343423215423561E-2,null,3.05515685737573E-2,2.3424987983164985E-2,5.6745887954262473E-5,3.1270083091064023E-7,3.1792246632204036E-5,1.3747253372345988E-2,5.4065407392339657E-2]
[2004,12,29,15,3.8806136573145127E-2,2.1433865466487064E-2,1.421013333333321E-4,1.6851858031628439E-7,6.4846814516129276E-5,1.4387136935254738E-2,7.483425564131671E-2,null,2.9503771135199357E-2,2.3678087569137134E-2,5.6745887954262473E-5,3.1270083091064023E-7,3.1792246632204036E-5,1.4387136935254738E-2,5.3270709539753866E-2]
[2004,12,29,16,3.9831282039432349E-2,2.1081321857161089E-2,1.421013333333321E-4,1.6851858031628439E-7,6.4846814516129276E-5,1.3086054270155223E-2,7.4205774833178431E-2,null,3.0283175113243289E-2,2.3288631058522566E-2,5.6745887954262473E-5,3.1270083091064023E-7,3.1792246632204036E-5,1.3086054270155223E-2,5.3660657007183227E-2]
[2004,12,29,17,4.6179362126635731E-2,2.1110186421473272E-2,1.421013333333321E-4,1.6851858031628439E-7,6.4846814516129276E-5,1.076901102942837E-2,7.8265676243967158E-2,null,3.5109532967438344E-2,2.3320517872522473E-2,5.6745887954262473E-5,3.1270083091064023E-7,3.1792246632204036E-5,1.076901102942837E-2,5.8518901675378196E-2]
[2004,12,29,18,4.9884252047993266E-2,2.1266507298768174E-2,1.421013333333321E-4,1.6851858031628439E-7,6.4846814516129276E-5,1.2427985897345371E-2,8.378586191053658E-2,null,3.7926309744863891E-2,2.349320624864671E-2,5.6745887954262473E-5,3.1270083091064023E-7,3.1792246632204036E-5,1.2427985897345371E-2,6.1508366828927977E-2]
[2004,12,29,19,5.1919277861881573E-2,2.0120578776296711E-2,1.4049599999999879E-3,1.6661480863503531E-6,6.4846814516129276E-5,9.1637814884172608E-3,8.2675111089198006E-2,null,3.9473511841470785E-2,2.2227293856620377E-2,5.6104823839481168E-4,3.0916821756038877E-6,3.1792246632204036E-5,9.1637814884172608E-3,6.2296737865293786E-2]
[2004,12,29,20,5.0598117380492386E-2,1.9444246110169473E-2,1.4049599999999879E-3,1.6661480863503531E-6,6.4846814516129276E-5,8.9800785414699252E-3,8.0493914994734239E-2,null,3.846905172464609E-2,2.1480146118874804E-2,5.6104823839481168E-4,3.0916821756038877E-6,3.1792246632204036E-5,8.9800785414699252E-3,6.0545130010723515E-2]
[2004,12,29,21,4.7617771375159865E-2,1.9137200271983755E-2,1.4049599999999879E-3,1.6661480863503531E-6,6.4846814516129276E-5,9.2847220803329786E-3,7.7511166690079042E-2,null,3.6203135706974615E-2,2.1140951200642816E-2,5.6104823839481168E-4,3.0916821756038877E-6,3.1792246632204036E-5,9.2847220803329786E-3,5.7940019074820048E-2]
[2004,12,29,22,4.505919633288083E-2,1.8251862359970887E-2,1.4049599999999879E-3,1.6661480863503531E-6,6.4846814516129276E-5,8.3713031155150316E-3,7.3153834770969206E-2,null,3.4257886343195564E-2,2.0162914427868696E-2,5.6104823839481168E-4,3.0916821756038877E-6,3.1792246632204036E-5,8.3713031155150316E-3,5.501673293826688E-2]
[2004,12,29,23,4.1775038239752947E-2,1.753697270719325E-2,1.4049599999999879E-3,1.6661480863503531E-6,6.4846814516129276E-5,8.544023327587023E-3,6.9327507237135697E-2,null,3.1760986179768531E-2,1.9373172613579272E-2,5.6104823839481168E-4,3.0916821756038877E-6,3.1792246632204036E-5,8.544023327587023E-3,5.1730090960550423E-2]
[2004,12,29,24,3.5599573326064275E-2,1.6849297532022953E-2,1.4049599999999879E-3,1.6661480863503531E-6,6.4846814516129276E-5,8.8434372364484259E-3,6.2763781057138118E-2,null,2.7065865264459192E-2,1.8613494755086453E-2,5.6104823839481168E-4,3.0916821756038877E-6,3.1792246632204036E-5,8.8434372364484259E-3,4.6275292186748265E-2]
[2004,12,30,1,2.7412371135945194E-2,1.5954788358937565E-2,1.4049599999999879E-3,1.6661480863503531E-6,6.4846814516129276E-5,8.7202768818838636E-3,5.3558909339369097E-2,null,2.0841248206804511E-2,1.7625326448962267E-2,5.6104823839481168E-4,3.0916821756038877E-6,3.1792246632204036E-5,8.7202768818838636E-3,3.9062506822969398E-2]
[2004,12,30,2,2.5265847885040299E-2,1.5701021423794013E-2,1.4049599999999879E-3,1.6661480863503531E-6,6.4846814516129276E-5,9.1617516910007298E-3,5.1600093962437511E-2,null,1.9209276144558342E-2,1.7344988974516719E-2,5.6104823839481168E-4,3.0916821756038877E-6,3.1792246632204036E-5,9.1617516910007298E-3,3.7150197286277678E-2]
[2004,12,30,3,2.4533967272556176E-2,1.5405635367059106E-2,1.4049599999999879E-3,1.6661480863503531E-6,6.4846814516129276E-5,9.2923221352955599E-3,5.0703397737513312E-2,null,1.865283739553935E-2,1.7018674669287599E-2,5.6104823839481168E-4,3.0916821756038877E-6,3.1792246632204036E-5,9.2923221352955599E-3,3.6267444232029572E-2]
[2004,12,30,4,2.5375662007638876E-2,1.4865780342960195E-2,1.4049599999999879E-3,1.6661480863503531E-6,6.4846814516129276E-5,8.7632170874507101E-3,5.0476132400652254E-2,null,1.9292766309430959E-2,1.6422294396432051E-2,5.6104823839481168E-4,3.0916821756038877E-6,3.1792246632204036E-5,8.7632170874507101E-3,3.6310992873065634E-2]
[2004,12,30,5,2.5482937757257774E-2,1.4749768676780829E-2,1.4049599999999879E-3,1.6661480863503531E-6,6.4846814516129276E-5,9.299149709020748E-3,5.1003329105661827E-2,null,1.9374326584289735E-2,1.6294135787098072E-2,5.6104823839481168E-4,3.0916821756038877E-6,3.1792246632204036E-5,9.299149709020748E-3,3.6264394538590428E-2]
[2004,12,30,6,2.671905061212964E-2,1.5443899892384969E-2,1.4049599999999879E-3,1.6661480863503531E-6,6.4846814516129276E-5,8.9767737385756628E-3,5.2611197205692739E-2,null,2.0314126162087841E-2,1.7060945662491032E-2,5.6104823839481168E-4,3.0916821756038877E-6,3.1792246632204036E-5,8.9767737385756628E-3,3.7971003991781493E-2]
[2004,12,30,7,3.1642096011068259E-2,1.6398107044605252E-2,1.421013333333321E-4,1.6851858031628439E-7,6.4846814516129276E-5,8.0217653171917279E-3,5.6269085039295022E-2,null,2.4057049770695584E-2,1.8115062594627956E-2,5.6745887954262473E-5,3.1270083091064023E-7,3.1792246632204036E-5,8.0217653171917279E-3,4.2260963200740916E-2]
[2004,12,30,8,3.582159845460979E-2,1.8344126650150304E-2,1.421013333333321E-4,1.6851858031628439E-7,6.4846814516129276E-5,7.342888010379015E-3,6.171572978156889E-2,null,2.72346679116004E-2,2.0264839204143337E-2,5.6745887954262473E-5,3.1270083091064023E-7,3.1792246632204036E-5,7.342888010379015E-3,4.7588357951161113E-2]
[2004,12,30,9,3.8925300582956603E-2,1.950361340103917E-2,1.421013333333321E-4,1.6851858031628439E-7,6.4846814516129276E-5,7.3235320393667284E-3,6.5959562689792278E-2,null,2.9594369890538055E-2,2.1545729432073866E-2,5.6745887954262473E-5,3.1270083091064023E-7,3.1792246632204036E-5,7.3235320393667284E-3,5.1228950158029293E-2]
[2004,12,30,10,3.854408610788701E-2,2.0829191730299963E-2,1.421013333333321E-4,1.6851858031628439E-7,6.4846814516129276E-5,1.1116189752143686E-2,7.0696584256760439E-2,null,2.9304537775849734E-2,2.301010177354736E-2,5.6745887954262473E-5,3.1270083091064023E-7,3.1792246632204036E-5,1.1116189752143686E-2,5.2403490384814469E-2]
[2004,12,30,11,3.7264347167042626E-2,2.1749599602704742E-2,1.421013333333321E-4,1.6851858031628439E-7,6.4846814516129276E-5,1.3220977004264875E-2,7.2442040440442029E-2,null,2.8331569885776287E-2,2.4026880489276391E-2,5.6745887954262473E-5,3.1270083091064023E-7,3.1792246632204036E-5,1.3220977004264875E-2,5.2447301210470053E-2]
[2004,12,30,12,3.8035708673279489E-2,2.1664583138461087E-2,1.421013333333321E-4,1.6851858031628439E-7,6.4846814516129276E-5,1.3157686322114445E-2,7.3065094800284808E-2,null,2.8918025414520269E-2,2.393296241890653E-2,5.6745887954262473E-5,3.1270083091064023E-7,3.1792246632204036E-5,1.3157686322114445E-2,5.2939838668844177E-2]
[2004,12,30,13,3.7416992561865155E-2,2.1272258093414546E-2,1.421013333333321E-4,1.6851858031628439E-7,6.4846814516129276E-5,1.1240557524141968E-2,7.0136924845851448E-2,null,2.8447624076978682E-2,2.3499559177353937E-2,5.6745887954262473E-5,3.1270083091064023E-7,3.1792246632204036E-5,1.1240557524141968E-2,5.2036034089749994E-2]
[2004,12,30,14,3.5267796946754436E-2,2.167834039613821E-2,1.421013333333321E-4,1.6851858031628439E-7,6.4846814516129276E-5,1.2164272344714145E-2,6.9317526354036568E-2,null,2.6813620253034978E-2,2.3948160123328975E-2,5.6745887954262473E-5,3.1270083091064023E-7,3.1792246632204036E-5,1.2164272344714145E-2,5.0850631211781329E-2]
[2004,12,30,15,3.4347016479803039E-2,2.145813261649274E-2,1.421013333333321E-4,1.6851858031628439E-7,6.4846814516129276E-5,1.2836816095267951E-2,6.8849081857993502E-2,null,2.6113563546501198E-2,2.370489559887802E-2,5.6745887954262473E-5,3.1270083091064023E-7,3.1792246632204036E-5,1.2836816095267951E-2,4.9907309980796594E-2]
[2004,12,30,16,3.5301119315638986E-2,2.1039138919722682E-2,1.421013333333321E-4,1.6851858031628439E-7,6.4846814516129276E-5,1.1723491462924129E-2,6.8270866364715577E-2,null,2.6838954791127925E-2,2.3242031377837265E-2,5.6745887954262473E-5,3.1270083091064023E-7,3.1792246632204036E-5,1.1723491462924129E-2,5.0169837004382566E-2]
[2004,12,30,17,4.1161778228119623E-2,2.0764919768726908E-2,1.421013333333321E-4,1.6851858031628439E-7,6.4846814516129276E-5,9.8722444669413906E-3,7.2006059130217709E-2,null,3.129473303974014E-2,2.293910024856595E-2,5.6745887954262473E-5,3.1270083091064023E-7,3.1792246632204036E-5,9.8722444669413906E-3,5.4322684123723465E-2]
[2004,12,30,18,4.4960275352580792E-2,2.0924152021083189E-2,1.421013333333321E-4,1.6851858031628439E-7,6.4846814516129276E-5,1.0993205172929224E-2,7.7084749213022982E-2,null,3.4182678084374411E-2,2.3115004833812975E-2,5.6745887954262473E-5,3.1270083091064023E-7,3.1792246632204036E-5,1.0993205172929224E-2,5.7386533753604765E-2]
[2004,12,30,19,4.6874105299014042E-2,1.9684042522048428E-2,1.4049599999999879E-3,1.6661480863503531E-6,6.4846814516129276E-5,8.0332126027387197E-3,7.6062833386403642E-2,null,3.5637736632262246E-2,2.1745050293444368E-2,5.6104823839481168E-4,3.0916821756038877E-6,3.1792246632204036E-5,8.0332126027387197E-3,5.7978719092909234E-2]
[2004,12,30,20,4.5753644572726564E-2,1.9118417495569816E-2,1.4049599999999879E-3,1.6661480863503531E-6,6.4846814516129276E-5,7.7125577505519028E-3,7.4056092781450741E-2,null,3.4785865774877231E-2,2.1120201783072005E-2,5.6104823839481168E-4,3.0916821756038877E-6,3.1792246632204036E-5,7.7125577505519028E-3,5.6501999725151852E-2]
[2004,12,30,21,4.3122330368880329E-2,1.8670654384665676E-2,1.4049599999999879E-3,1.6661480863503531E-6,6.4846814516129276E-5,8.0474402809660919E-3,7.1311897997114557E-2,null,3.278531382844093E-2,2.062555586086098E-2,5.6104823839481168E-4,3.0916821756038877E-6,3.1792246632204036E-5,8.0474402809660919E-3,5.4006801856504527E-2]
[2004,12,30,22,4.0544836285000635E-2,1.8027523155826564E-2,1.4049599999999879E-3,1.6661480863503531E-6,6.4846814516129276E-5,7.259227603665752E-3,6.7303060007095419E-2,null,3.0825680577916768E-2,1.99150859001948E-2,5.6104823839481168E-4,3.0916821756038877E-6,3.1792246632204036E-5,7.259227603665752E-3,5.1336698645314191E-2]
[2004,12,30,23,3.7637215271521661E-2,1.7013218708953216E-2,1.4049599999999879E-3,1.6661480863503531E-6,6.4846814516129276E-5,7.6608533140664695E-3,6.3782760257143828E-2,null,2.8615056369864424E-2,1.87945792163965E-2,5.6104823839481168E-4,3.0916821756038877E-6,3.1792246632204036E-5,7.6608533140664695E-3,4.8005567753463541E-2]
[2004,12,30,24,3.1937508586857469E-2,1.5776175123072191E-2,1.4049599999999879E-3,1.6661480863503531E-6,6.4846814516129276E-5,8.5588367255294336E-3,5.774399339806157E-2,null,2.4281647883164632E-2,1.7428011604076268E-2,5.6104823839481168E-4,3.0916821756038877E-6,3.1792246632204036E-5,8.5588367255294336E-3,4.2305591654443517E-2]
[2004,12,31,1,2.5920806277792308E-2,1.4104896070888955E-2,0,0,6.4846814516129276E-5,9.1577047348872804E-3,4.9248253898084668E-2,null,1.9707231989413196E-2,1.5581742119370716E-2,0,0,3.1792246632204036E-5,9.1577047348872804E-3,3.5320766355416117E-2]
[2004,12,31,2,2.4582690985441923E-2,1.3737745484522945E-2,0,0,6.4846814516129276E-5,9.0618121085400839E-3,4.7447095393021083E-2,null,1.8689881363343996E-2,1.51761492155323E-2,0,0,3.1792246632204036E-5,9.0618121085400839E-3,3.3897822825508503E-2]
[2004,12,31,3,2.3240262690604977E-2,1.3694111986651644E-2,0,0,6.4846814516129276E-5,9.6233455513074512E-3,4.6622567043080196E-2,null,1.7669251620889961E-2,1.5127947094213594E-2,0,0,3.1792246632204036E-5,9.6233455513074512E-3,3.2828990961735763E-2]
[2004,12,31,4,2.3436799340849173E-2,1.3387776153281621E-2,0,0,6.4846814516129276E-5,9.5241724841274352E-3,4.6413594792774356E-2,null,1.781867572904754E-2,1.4789536521494402E-2,0,0,3.1792246632204036E-5,9.5241724841274352E-3,3.2640004497174149E-2]
[2004,12,31,5,2.2978842417506581E-2,1.3766076699350489E-2,0,0,6.4846814516129276E-5,1.0088595895073897E-2,4.6898361826447091E-2,null,1.747049738795934E-2,1.5207446835958047E-2,0,0,3.1792246632204036E-5,1.0088595895073897E-2,3.2709736470549589E-2]
[2004,12,31,6,2.4270081607780779E-2,1.4093979303896227E-2,0,0,6.4846814516129276E-5,9.947914342264063E-3,4.8376822068457198E-2,null,1.8452208759274096E-2,1.5569682317781039E-2,0,0,3.1792246632204036E-5,9.947914342264063E-3,3.4053683323687342E-2]
[2004,12,31,7,2.7189548828626089E-2,1.479018757968378E-2,0,0,6.4846814516129276E-5,9.695720622770328E-3,5.1740303845596324E-2,null,2.0671839475621789E-2,1.6338786730899175E-2,0,0,3.1792246632204036E-5,9.695720622770328E-3,3.7042418453153168E-2]
[2004,12,31,8,3.0667498356682213E-2,1.6015199768897773E-2,0,0,6.4846814516129276E-5,1.0001038098128879E-2,5.6748583038224991E-2,null,2.3316076597813262E-2,1.7692063205216026E-2,0,0,3.1792246632204036E-5,1.0001038098128879E-2,4.1039932049661491E-2]
[2004,12,31,9,3.4637440555305973E-2,1.6662344689733512E-2,0,0,6.4846814516129276E-5,9.2862180738004091E-3,6.0650850133356027E-2,null,2.6334368970912351E-2,{"$f":"F8771*W$5","v":1.8406967109480494E-2},{"$f":"G8771*X$5","v":0},{"$f":"H8771*Y$5","v":0},{"$f":"I8771*Z$5","v":3.1792246632204036E-5},{"$f":"J8771","v":9.2862180738004091E-3},4.4773128327025048E-2]
[2004,12,31,10,3.8380441996532087E-2,1.6957376108533245E-2,0,0,6.4846814516129276E-5,9.6039573949379953E-3,6.5006622314519452E-2,null,{"$f":"E8772*V$5","v":2.9180121411960011E-2},1.873288964458782E-2,0,0,3.1792246632204036E-5,9.6039573949379953E-3,{"$f":"SUM(M8772:Q8772)","v":4.7944803303180031E-2}]
[2004,12,31,11,3.7656764840118873E-2,1.7321099544955885E-2,0,0,6.4846814516129276E-5,1.1568882901572822E-2,6.6611594101163712E-2,null,2.8629919637600362E-2,1.913469656047187E-2,0,0,3.1792246632204036E-5,1.1568882901572822E-2,4.7796408444704439E-2]
[2004,12,31,12,3.7840594279247144E-2,1.7513366481777461E-2,0,0,6.4846814516129276E-5,1.1765693150850562E-2,6.7184500726391289E-2,null,2.8769682628170926E-2,1.9347094710205015E-2,0,0,3.1792246632204036E-5,1.1765693150850562E-2,4.8148569585008141E-2]
[2004,12,31,13,3.7347285495096555E-2,1.7301607540256704E-2,0,0,6.4846814516129276E-5,9.7782591671662939E-3,6.4491999017035687E-2,null,2.8394626754233852E-2,1.9113163655224943E-2,0,0,3.1792246632204036E-5,9.7782591671662939E-3,4.7539582656090998E-2]
[2004,12,31,14,3.5800637233001184E-2,1.7186168550835604E-2,0,0,6.4846814516129276E-5,1.0686898926356363E-2,6.373855152470928E-2,null,2.7218731383523483E-2,1.8985637684481155E-2,0,0,3.1792246632204036E-5,1.0686898926356363E-2,4.6236161314636842E-2]
[2004,12,31,15,3.5273067085758808E-2,1.6345208506836711E-2,0,0,6.4846814516129276E-5,1.1624683727679686E-2,6.3307806134791339E-2,null,2.6817627067131058E-2,1.8056625342069789E-2,0,0,3.1792246632204036E-5,1.1624683727679686E-2,4.4906044655833047E-2]
[2004,12,31,16,3.6645303086748515E-2,1.5770289292079267E-2,0,0,6.4846814516129276E-5,1.0295688749378225E-2,6.2776127942722137E-2,null,2.7860919198012726E-2,1.7421509500109744E-2,0,0,3.1792246632204036E-5,1.0295688749378225E-2,4.5314220944754673E-2]
[2004,12,31,17,4.0668654119085289E-2,1.5481543231504786E-2,0,0,6.4846814516129276E-5,9.9956603300312176E-3,6.6210704495137426E-2,null,3.0919817571750309E-2,1.7102530428499171E-2,0,0,3.1792246632204036E-5,9.9956603300312176E-3,4.8054140246881684E-2]
[2004,12,31,18,4.5201085111828306E-2,1.507815138434686E-2,0,0,6.4846814516129276E-5,1.0536549543829597E-2,7.0880632854520884E-2,null,3.4365762427505796E-2,1.6656901640886609E-2,0,0,3.1792246632204036E-5,1.0536549543829597E-2,5.1054456315024609E-2]
[2004,12,31,19,4.6684206013428285E-2,1.4582630439331241E-2,0,0,6.4846814516129276E-5,8.6092857013725273E-3,6.9940968968648182E-2,null,3.5493358821033869E-2,1.6109497424565175E-2,0,0,3.1792246632204036E-5,8.6092857013725273E-3,5.1634648492231247E-2]
[2004,12,31,20,4.3567136493889248E-2,1.4495656998757678E-2,0,0,6.4846814516129276E-5,9.9680967612488236E-3,6.8095737068411877E-2,null,3.3123493798690264E-2,1.6013417473643123E-2,0,0,3.1792246632204036E-5,9.9680967612488236E-3,4.9168703518965587E-2]
[2004,12,31,21,4.0876731744633001E-2,1.416442812390589E-2,0,0,6.4846814516129276E-5,1.0466404092623853E-2,6.557241077567888E-2,null,3.1078016124470031E-2,1.5647507446054768E-2,0,0,3.1792246632204036E-5,1.0466404092623853E-2,4.6757315817157002E-2]
[2004,12,31,22,3.9336814870217514E-2,1.331467504802019E-2,0,0,6.4846814516129276E-5,9.1698868039419342E-3,6.1886223536695768E-2,null,2.9907238535097035E-2,1.4708781401775693E-2,0,0,3.1792246632204036E-5,9.1698868039419342E-3,4.4647812183504929E-2]
[2004,12,31,23,3.6253342797232108E-2,1.3057584672388921E-2,0,0,6.4846814516129276E-5,9.2734761405374212E-3,5.8649250424674573E-2,null,2.7562917188609364E-2,1.4424772507677822E-2,0,0,3.1792246632204036E-5,9.2734761405374212E-3,4.2019481942919393E-2]
[2004,12,31,24,2.9753747173788932E-2,1.3098546050197122E-2,0,0,6.4846814516129276E-5,1.0179366509749273E-2,5.3096506548251453E-2,null,2.262136415913011E-2,1.4470022725946269E-2,0,0,3.1792246632204036E-5,1.0179366509749273E-2,3.7123179131708581E-2]
[]
["NCP",1,null,null,{"$f":"MAX(IF($B$3:$B$8786=$B8788,E$3:E$8786))","v":6.0081866217598583E-2},{"$f":"MAX(IF($B$3:$B$8786=$B8788,F$3:F$8786))","v":2.4096631966098968E-2},{"$f":"MAX(IF($B$3:$B$8786=$B8788,G$3:G$8786))","v":1.21485E-3},{"$f":"MAX(IF($B$3:$B$8786=$B8788,H$3:H$8786))","v":1.6100000000000204E-6},{"$f":"MAX(IF($B$3:$B$8786=$B8788,I$3:I$8786))","v":6.0365631720430322E-5},{"$f":"MAX(IF($B$3:$B$8786=$B8788,J$3:J$8786))","v":1.6982614581594106E-2},{"$f":"MAX(IF($B$3:$B$8786=$B8788,K$3:K$8786))","v":9.0994937727813197E-2},null,{"$f":"MAX(IF($B$3:$B$8786=$B8788,M$3:M$8786))","v":4.5679415339851412E-2},{"$f":"MAX(IF($B$3:$B$8786=$B8788,N$3:N$8786))","v":2.661965769574617E-2},{"$f":"MAX(IF($B$3:$B$8786=$B8788,O$3:O$8786))","v":4.8513085953617391E-4},{"$f":"MAX(IF($B$3:$B$8786=$B8788,P$3:P$8786))","v":2.987494535150007E-6},{"$f":"MAX(IF($B$3:$B$8786=$B8788,Q$3:Q$8786))","v":2.9595271041222385E-5},{"$f":"MAX(IF($B$3:$B$8786=$B8788,R$3:R$8786))","v":1.6982614581594106E-2},{"$f":"MAX(IF($B$3:$B$8786=$B8788,S$3:S$8786))","v":6.7829087971334259E-2}]
[null,2,null,null,{"$f":"MAX(IF($B$3:$B$8786=$B8789,E$3:E$8786))","v":5.7738138935845083E-2},{"$f":"MAX(IF($B$3:$B$8786=$B8789,F$3:F$8786))","v":2.3269617897073453E-2},{"$f":"MAX(IF($B$3:$B$8786=$B8789,G$3:G$8786))","v":1.1514966817880363E-3},{"$f":"MAX(IF($B$3:$B$8786=$B8789,H$3:H$8786))","v":1.538136157251452E-6},{"$f":"MAX(IF($B$3:$B$8786=$B8789,I$3:I$8786))","v":5.9020057471264436E-5},{"$f":"MAX(IF($B$3:$B$8786=$B8789,J$3:J$8786))","v":1.5251798563231864E-2},{"$f":"MAX(IF($B$3:$B$8786=$B8789,K$3:K$8786))","v":8.6754928426886313E-2},null,{"$f":"MAX(IF($B$3:$B$8786=$B8789,M$3:M$8786))","v":4.3897511769166384E-2},{"$f":"MAX(IF($B$3:$B$8786=$B8789,N$3:N$8786))","v":2.5706051534603085E-2},{"$f":"MAX(IF($B$3:$B$8786=$B8789,O$3:O$8786))","v":4.5983172818774514E-4},{"$f":"MAX(IF($B$3:$B$8786=$B8789,P$3:P$8786))","v":2.8541449466492462E-6},{"$f":"MAX(IF($B$3:$B$8786=$B8789,Q$3:Q$8786))","v":2.8935580527345494E-5},{"$f":"MAX(IF($B$3:$B$8786=$B8789,R$3:R$8786))","v":1.5251798563231864E-2},{"$f":"MAX(IF($B$3:$B$8786=$B8789,S$3:S$8786))","v":6.6278407955475516E-2}]
[null,3,null,null,{"$f":"MAX(IF($B$3:$B$8786=$B8790,E$3:E$8786))","v":5.334200947325371E-2},{"$f":"MAX(IF($B$3:$B$8786=$B8790,F$3:F$8786))","v":2.3530828221767903E-2},{"$f":"MAX(IF($B$3:$B$8786=$B8790,G$3:G$8786))","v":1.1895551606997791E-3},{"$f":"MAX(IF($B$3:$B$8786=$B8790,H$3:H$8786))","v":1.5901940504221894E-6},{"$f":"MAX(IF($B$3:$B$8786=$B8790,I$3:I$8786))","v":5.7942244623656132E-5},{"$f":"MAX(IF($B$3:$B$8786=$B8790,J$3:J$8786))","v":1.5608599324572481E-2},{"$f":"MAX(IF($B$3:$B$8786=$B8790,K$3:K$8786))","v":8.4586219114279174E-2},null,{"$f":"MAX(IF($B$3:$B$8786=$B8790,M$3:M$8786))","v":4.0555195089418364E-2},{"$f":"MAX(IF($B$3:$B$8786=$B8790,N$3:N$8786))","v":2.5994611754958506E-2},{"$f":"MAX(IF($B$3:$B$8786=$B8790,O$3:O$8786))","v":4.750297712277033E-4},{"$f":"MAX(IF($B$3:$B$8786=$B8790,P$3:P$8786))","v":2.9507428791703635E-6},{"$f":"MAX(IF($B$3:$B$8786=$B8790,Q$3:Q$8786))","v":2.8407164565355593E-5},{"$f":"MAX(IF($B$3:$B$8786=$B8790,R$3:R$8786))","v":1.5608599324572481E-2},{"$f":"MAX(IF($B$3:$B$8786=$B8790,S$3:S$8786))","v":6.0468757203282597E-2}]
[null,4,null,null,{"$f":"MAX(IF($B$3:$B$8786=$B8791,E$3:E$8786))","v":4.5987856302325818E-2},{"$f":"MAX(IF($B$3:$B$8786=$B8791,F$3:F$8786))","v":2.0966480533378528E-2},{"$f":"MAX(IF($B$3:$B$8786=$B8791,G$3:G$8786))","v":1.1895600000000033E-3},{"$f":"MAX(IF($B$3:$B$8786=$B8791,H$3:H$8786))","v":1.6100000000000178E-6},{"$f":"MAX(IF($B$3:$B$8786=$B8791,I$3:I$8786))","v":6.0108611111111254E-5},{"$f":"MAX(IF($B$3:$B$8786=$B8791,J$3:J$8786))","v":1.4062325126247525E-2},{"$f":"MAX(IF($B$3:$B$8786=$B8791,K$3:K$8786))","v":7.2079263004699967E-2},null,{"$f":"MAX(IF($B$3:$B$8786=$B8791,M$3:M$8786))","v":3.4963933726945867E-2},{"$f":"MAX(IF($B$3:$B$8786=$B8791,N$3:N$8786))","v":2.3161765331697382E-2},{"$f":"MAX(IF($B$3:$B$8786=$B8791,O$3:O$8786))","v":4.750317037246184E-4},{"$f":"MAX(IF($B$3:$B$8786=$B8791,P$3:P$8786))","v":2.9874945351500023E-6},{"$f":"MAX(IF($B$3:$B$8786=$B8791,Q$3:Q$8786))","v":2.9469262344233904E-5},{"$f":"MAX(IF($B$3:$B$8786=$B8791,R$3:R$8786))","v":1.4062325126247525E-2},{"$f":"MAX(IF($B$3:$B$8786=$B8791,S$3:S$8786))","v":5.4962123097622474E-2}]
[null,5,null,null,{"$f":"MAX(IF($B$3:$B$8786=$B8792,E$3:E$8786))","v":3.6328770825506722E-2},{"$f":"MAX(IF($B$3:$B$8786=$B8792,F$3:F$8786))","v":2.0676181957136597E-2},{"$f":"MAX(IF($B$3:$B$8786=$B8792,G$3:G$8786))","v":1.1895600000000033E-3},{"$f":"MAX(IF($B$3:$B$8786=$B8792,H$3:H$8786))","v":1.610000000000018E-6},{"$f":"MAX(IF($B$3:$B$8786=$B8792,I$3:I$8786))","v":6.356455645161313E-5},{"$f":"MAX(IF($B$3:$B$8786=$B8792,J$3:J$8786))","v":1.2071297595761617E-2},{"$f":"MAX(IF($B$3:$B$8786=$B8792,K$3:K$8786))","v":6.3286462379453068E-2},null,{"$f":"MAX(IF($B$3:$B$8786=$B8792,M$3:M$8786))","v":2.7620264079588806E-2},{"$f":"MAX(IF($B$3:$B$8786=$B8792,N$3:N$8786))","v":2.28410711890473E-2},{"$f":"MAX(IF($B$3:$B$8786=$B8792,O$3:O$8786))","v":4.750317037246184E-4},{"$f":"MAX(IF($B$3:$B$8786=$B8792,P$3:P$8786))","v":2.9874945351500027E-6},{"$f":"MAX(IF($B$3:$B$8786=$B8792,Q$3:Q$8786))","v":3.1163597947801963E-5},{"$f":"MAX(IF($B$3:$B$8786=$B8792,R$3:R$8786))","v":1.2071297595761617E-2},{"$f":"MAX(IF($B$3:$B$8786=$B8792,S$3:S$8786))","v":4.6191403884477553E-2}]
[null,6,null,null,{"$f":"MAX(IF($B$3:$B$8786=$B8793,E$3:E$8786))","v":3.4836436103966147E-2},{"$f":"MAX(IF($B$3:$B$8786=$B8793,F$3:F$8786))","v":2.1460845475642216E-2},{"$f":"MAX(IF($B$3:$B$8786=$B8793,G$3:G$8786))","v":1.1896662684531417E-3},{"$f":"MAX(IF($B$3:$B$8786=$B8793,H$3:H$8786))","v":1.6101438281461833E-6},{"$f":"MAX(IF($B$3:$B$8786=$B8793,I$3:I$8786))","v":6.1686388888889033E-5},{"$f":"MAX(IF($B$3:$B$8786=$B8793,J$3:J$8786))","v":1.3005198018995355E-2},{"$f":"MAX(IF($B$3:$B$8786=$B8793,K$3:K$8786))","v":6.2659193422403392E-2},null,{"$f":"MAX(IF($B$3:$B$8786=$B8793,M$3:M$8786))","v":2.6485662545667643E-2},{"$f":"MAX(IF($B$3:$B$8786=$B8793,N$3:N$8786))","v":2.3707892506580203E-2},{"$f":"MAX(IF($B$3:$B$8786=$B8793,O$3:O$8786))","v":4.7507414032667842E-4},{"$f":"MAX(IF($B$3:$B$8786=$B8793,P$3:P$8786))","v":2.9877614207404807E-6},{"$f":"MAX(IF($B$3:$B$8786=$B8793,Q$3:Q$8786))","v":3.0242794561910464E-5},{"$f":"MAX(IF($B$3:$B$8786=$B8793,R$3:R$8786))","v":1.3005198018995355E-2},{"$f":"MAX(IF($B$3:$B$8786=$B8793,S$3:S$8786))","v":4.8423262017402283E-2}]
[null,7,null,null,{"$f":"MAX(IF($B$3:$B$8786=$B8794,E$3:E$8786))","v":3.4008440295948086E-2},{"$f":"MAX(IF($B$3:$B$8786=$B8794,F$3:F$8786))","v":2.2292292562548707E-2},{"$f":"MAX(IF($B$3:$B$8786=$B8794,G$3:G$8786))","v":1.189456901377714E-3},{"$f":"MAX(IF($B$3:$B$8786=$B8794,H$3:H$8786))","v":1.7198364706319528E-6},{"$f":"MAX(IF($B$3:$B$8786=$B8794,I$3:I$8786))","v":5.858875000000021E-5},{"$f":"MAX(IF($B$3:$B$8786=$B8794,J$3:J$8786))","v":1.4846090573139504E-2},{"$f":"MAX(IF($B$3:$B$8786=$B8794,K$3:K$8786))","v":6.0938594720887189E-2},null,{"$f":"MAX(IF($B$3:$B$8786=$B8794,M$3:M$8786))","v":2.5856148737339327E-2},{"$f":"MAX(IF($B$3:$B$8786=$B8794,N$3:N$8786))","v":2.4626395842511726E-2},{"$f":"MAX(IF($B$3:$B$8786=$B8794,O$3:O$8786))","v":4.7499053294365926E-4},{"$f":"MAX(IF($B$3:$B$8786=$B8794,P$3:P$8786))","v":3.1913056256922794E-6},{"$f":"MAX(IF($B$3:$B$8786=$B8794,Q$3:Q$8786))","v":2.8724124751097088E-5},{"$f":"MAX(IF($B$3:$B$8786=$B8794,R$3:R$8786))","v":1.4846090573139504E-2},{"$f":"MAX(IF($B$3:$B$8786=$B8794,S$3:S$8786))","v":4.8083511051806645E-2}]
[null,8,null,null,{"$f":"MAX(IF($B$3:$B$8786=$B8795,E$3:E$8786))","v":3.290786804268403E-2},{"$f":"MAX(IF($B$3:$B$8786=$B8795,F$3:F$8786))","v":2.2550448667022945E-2},{"$f":"MAX(IF($B$3:$B$8786=$B8795,G$3:G$8786))","v":1.1896083870311712E-3},{"$f":"MAX(IF($B$3:$B$8786=$B8795,H$3:H$8786))","v":1.7200699634265082E-6},{"$f":"MAX(IF($B$3:$B$8786=$B8795,I$3:I$8786))","v":5.5420739247312028E-5},{"$f":"MAX(IF($B$3:$B$8786=$B8795,J$3:J$8786))","v":1.4946890269315043E-2},{"$f":"MAX(IF($B$3:$B$8786=$B8795,K$3:K$8786))","v":6.1539669492672144E-2},null,{"$f":"MAX(IF($B$3:$B$8786=$B8795,M$3:M$8786))","v":2.5019398812057555E-2},{"$f":"MAX(IF($B$3:$B$8786=$B8795,N$3:N$8786))","v":2.4911582052055018E-2},{"$f":"MAX(IF($B$3:$B$8786=$B8795,O$3:O$8786))","v":4.750510263093168E-4},{"$f":"MAX(IF($B$3:$B$8786=$B8795,P$3:P$8786))","v":3.1917388918088826E-6},{"$f":"MAX(IF($B$3:$B$8786=$B8795,Q$3:Q$8786))","v":2.7170953944875213E-5},{"$f":"MAX(IF($B$3:$B$8786=$B8795,R$3:R$8786))","v":1.4946890269315043E-2},{"$f":"MAX(IF($B$3:$B$8786=$B8795,S$3:S$8786))","v":4.7420997792012337E-2}]
[null,9,null,null,{"$f":"MAX(IF($B$3:$B$8786=$B8796,E$3:E$8786))","v":3.2934362230012761E-2},{"$f":"MAX(IF($B$3:$B$8786=$B8796,F$3:F$8786))","v":2.3735855676306105E-2},{"$f":"MAX(IF($B$3:$B$8786=$B8796,G$3:G$8786))","v":1.1896116666689938E-3},{"$f":"MAX(IF($B$3:$B$8786=$B8796,H$3:H$8786))","v":1.7200024097567303E-6},{"$f":"MAX(IF($B$3:$B$8786=$B8796,I$3:I$8786))","v":5.5033611111111239E-5},{"$f":"MAX(IF($B$3:$B$8786=$B8796,J$3:J$8786))","v":1.3504302059971725E-2},{"$f":"MAX(IF($B$3:$B$8786=$B8796,K$3:K$8786))","v":6.2210276382985083E-2},null,{"$f":"MAX(IF($B$3:$B$8786=$B8796,M$3:M$8786))","v":2.503954197776246E-2},{"$f":"MAX(IF($B$3:$B$8786=$B8796,N$3:N$8786))","v":2.6221106505997384E-2},{"$f":"MAX(IF($B$3:$B$8786=$B8796,O$3:O$8786))","v":4.7505233598007108E-4},{"$f":"MAX(IF($B$3:$B$8786=$B8796,P$3:P$8786))","v":3.1916135401198819E-6},{"$f":"MAX(IF($B$3:$B$8786=$B8796,Q$3:Q$8786))","v":2.6981157834207362E-5},{"$f":"MAX(IF($B$3:$B$8786=$B8796,R$3:R$8786))","v":1.3504302059971725E-2},{"$f":"MAX(IF($B$3:$B$8786=$B8796,S$3:S$8786))","v":4.6558398782756139E-2}]
[null,10,null,null,{"$f":"MAX(IF($B$3:$B$8786=$B8797,E$3:E$8786))","v":4.0178543791973359E-2},{"$f":"MAX(IF($B$3:$B$8786=$B8797,F$3:F$8786))","v":2.4887605079756934E-2},{"$f":"MAX(IF($B$3:$B$8786=$B8797,G$3:G$8786))","v":1.2432854475527468E-3},{"$f":"MAX(IF($B$3:$B$8786=$B8797,H$3:H$8786))","v":1.797682310930721E-6},{"$f":"MAX(IF($B$3:$B$8786=$B8797,I$3:I$8786))","v":7.8349502688172329E-5},{"$f":"MAX(IF($B$3:$B$8786=$B8797,J$3:J$8786))","v":1.2927217630008279E-2},{"$f":"MAX(IF($B$3:$B$8786=$B8797,K$3:K$8786))","v":6.8775795513511567E-2},null,{"$f":"MAX(IF($B$3:$B$8786=$B8797,M$3:M$8786))","v":3.0547193440645364E-2},{"$f":"MAX(IF($B$3:$B$8786=$B8797,N$3:N$8786))","v":2.7493449251418181E-2},{"$f":"MAX(IF($B$3:$B$8786=$B8797,O$3:O$8786))","v":4.9648609937035914E-4},{"$f":"MAX(IF($B$3:$B$8786=$B8797,P$3:P$8786))","v":3.3357553290939732E-6},{"$f":"MAX(IF($B$3:$B$8786=$B8797,Q$3:Q$8786))","v":3.841216768409414E-5},{"$f":"MAX(IF($B$3:$B$8786=$B8797,R$3:R$8786))","v":1.2927217630008279E-2},{"$f":"MAX(IF($B$3:$B$8786=$B8797,S$3:S$8786))","v":5.2634701317199481E-2}]
[null,11,null,null,{"$f":"MAX(IF($B$3:$B$8786=$B8798,E$3:E$8786))","v":4.8365554945131228E-2},{"$f":"MAX(IF($B$3:$B$8786=$B8798,F$3:F$8786))","v":2.3577125902615591E-2},{"$f":"MAX(IF($B$3:$B$8786=$B8798,G$3:G$8786))","v":1.3505280241899967E-3},{"$f":"MAX(IF($B$3:$B$8786=$B8798,H$3:H$8786))","v":1.8655499707722962E-6},{"$f":"MAX(IF($B$3:$B$8786=$B8798,I$3:I$8786))","v":5.4211388888889014E-5},{"$f":"MAX(IF($B$3:$B$8786=$B8798,J$3:J$8786))","v":1.3700701262634936E-2},{"$f":"MAX(IF($B$3:$B$8786=$B8798,K$3:K$8786))","v":7.5970181401254111E-2},null,{"$f":"MAX(IF($B$3:$B$8786=$B8798,M$3:M$8786))","v":3.6771665255529704E-2},{"$f":"MAX(IF($B$3:$B$8786=$B8798,N$3:N$8786))","v":2.6045757011192085E-2},{"$f":"MAX(IF($B$3:$B$8786=$B8798,O$3:O$8786))","v":5.3931170202328174E-4},{"$f":"MAX(IF($B$3:$B$8786=$B8798,P$3:P$8786))","v":3.4616896538704469E-6},{"$f":"MAX(IF($B$3:$B$8786=$B8798,Q$3:Q$8786))","v":2.6578049495418166E-5},{"$f":"MAX(IF($B$3:$B$8786=$B8798,R$3:R$8786))","v":1.3700701262634936E-2},{"$f":"MAX(IF($B$3:$B$8786=$B8798,S$3:S$8786))","v":5.9727192495056258E-2}]
[null,12,null,null,{"$f":"MAX(IF($B$3:$B$8786=$B8799,E$3:E$8786))","v":5.2307186801602533E-2},{"$f":"MAX(IF($B$3:$B$8786=$B8799,F$3:F$8786))","v":2.5609116936664716E-2},{"$f":"MAX(IF($B$3:$B$8786=$B8799,G$3:G$8786))","v":1.4049599999999879E-3},{"$f":"MAX(IF($B$3:$B$8786=$B8799,H$3:H$8786))","v":1.6661480863503531E-6},{"$f":"MAX(IF($B$3:$B$8786=$B8799,I$3:I$8786))","v":6.4846814516129276E-5},{"$f":"MAX(IF($B$3:$B$8786=$B8799,J$3:J$8786))","v":1.5290648156533495E-2},{"$f":"MAX(IF($B$3:$B$8786=$B8799,K$3:K$8786))","v":8.378586191053658E-2},null,{"$f":"MAX(IF($B$3:$B$8786=$B8799,M$3:M$8786))","v":3.9768433665426463E-2},{"$f":"MAX(IF($B$3:$B$8786=$B8799,N$3:N$8786))","v":2.8290506644390298E-2},{"$f":"MAX(IF($B$3:$B$8786=$B8799,O$3:O$8786))","v":5.6104823839481168E-4},{"$f":"MAX(IF($B$3:$B$8786=$B8799,P$3:P$8786))","v":3.0916821756038877E-6},{"$f":"MAX(IF($B$3:$B$8786=$B8799,Q$3:Q$8786))","v":3.1792246632204036E-5},{"$f":"MAX(IF($B$3:$B$8786=$B8799,R$3:R$8786))","v":1.5290648156533495E-2},{"$f":"MAX(IF($B$3:$B$8786=$B8799,S$3:S$8786))","v":6.2478079733403899E-2}]
[]
["CP"]
[null,1,null,null,{"$f":"MAX(IF($K$3:$K$8786=$K8802,E$3:E$8786))","v":5.2245532129167868E-2},{"$f":"MAX(IF($K$3:$K$8786=$K8802,F$3:F$8786))","v":2.3590971985126611E-2},{"$f":"MAX(IF($K$3:$K$8786=$K8802,G$3:G$8786))","v":0},{"$f":"MAX(IF($K$3:$K$8786=$K8802,H$3:H$8786))","v":0},{"$f":"MAX(IF($K$3:$K$8786=$K8802,I$3:I$8786))","v":6.0365631720430322E-5},{"$f":"MAX(IF($K$3:$K$8786=$K8802,J$3:J$8786))","v":1.509806798179829E-2},{"$f":"MAX(IF($B$3:$B$8786=$B8802,K$3:K$8786))","v":9.0994937727813197E-2},{"$f":"IF(SUM(E8802:I8802)=K8802,TRUE)","v":false},{"$f":"MAX(IF($S$3:$S$8786=$S8802,M$3:M$8786))","v":4.4085398503317122E-2},{"$f":"MAX(IF($S$3:$S$8786=$S8802,N$3:N$8786))","v":2.3714094196975913E-2},{"$f":"MAX(IF($S$3:$S$8786=$S8802,O$3:O$8786))","v":0},{"$f":"MAX(IF($S$3:$S$8786=$S8802,P$3:P$8786))","v":0},{"$f":"MAX(IF($S$3:$S$8786=$S8802,Q$3:Q$8786))","v":2.9595271041222385E-5},{"$f":"MAX(IF($S$3:$S$8786=$S8802,R$3:R$8786))","v":1.0929285485646324E-2},{"$f":"MAX(IF($B$3:$B$8786=$B8802,S$3:S$8786))","v":6.7829087971334259E-2},{"$f":"IF(SUM(M8802:Q8802)=S8802,TRUE)","v":true}]
[null,2,null,null,{"$f":"MAX(IF($K$3:$K$8786=$K8803,E$3:E$8786))","v":5.4991535437135711E-2},{"$f":"MAX(IF($K$3:$K$8786=$K8803,F$3:F$8786))","v":2.1706053897272884E-2},{"$f":"MAX(IF($K$3:$K$8786=$K8803,G$3:G$8786))","v":1.1482717688530194E-3},{"$f":"MAX(IF($K$3:$K$8786=$K8803,H$3:H$8786))","v":1.5338284112824102E-6},{"$f":"MAX(IF($K$3:$K$8786=$K8803,I$3:I$8786))","v":5.9020057471264436E-5},{"$f":"MAX(IF($K$3:$K$8786=$K8803,J$3:J$8786))","v":8.8485134377421556E-3},{"$f":"MAX(IF($B$3:$B$8786=$B8803,K$3:K$8786))","v":8.6754928426886313E-2},{"$f":"IF(SUM(E8803:I8803)=K8803,TRUE)","v":false},{"$f":"MAX(IF($S$3:$S$8786=$S8803,M$3:M$8786))","v":4.1809306959797718E-2},{"$f":"MAX(IF($S$3:$S$8786=$S8803,N$3:N$8786))","v":2.3978775352660343E-2},{"$f":"MAX(IF($S$3:$S$8786=$S8803,O$3:O$8786))","v":4.5854391093944779E-4},{"$f":"MAX(IF($S$3:$S$8786=$S8803,P$3:P$8786))","v":2.8461515506608447E-6},{"$f":"MAX(IF($S$3:$S$8786=$S8803,Q$3:Q$8786))","v":2.8935580527345494E-5},{"$f":"MAX(IF($S$3:$S$8786=$S8803,R$3:R$8786))","v":8.8485134377421556E-3},{"$f":"MAX(IF($B$3:$B$8786=$B8803,S$3:S$8786))","v":6.6278407955475516E-2},true]
[null,3,null,null,{"$f":"MAX(IF($K$3:$K$8786=$K8804,E$3:E$8786))","v":4.8702160631378048E-2},{"$f":"MAX(IF($K$3:$K$8786=$K8804,F$3:F$8786))","v":2.1193693136566247E-2},{"$f":"MAX(IF($K$3:$K$8786=$K8804,G$3:G$8786))","v":0},{"$f":"MAX(IF($K$3:$K$8786=$K8804,H$3:H$8786))","v":0},{"$f":"MAX(IF($K$3:$K$8786=$K8804,I$3:I$8786))","v":5.7942244623656132E-5},{"$f":"MAX(IF($K$3:$K$8786=$K8804,J$3:J$8786))","v":1.4632423101711218E-2},{"$f":"MAX(IF($B$3:$B$8786=$B8804,K$3:K$8786))","v":8.4586219114279174E-2},false,{"$f":"MAX(IF($S$3:$S$8786=$S8804,M$3:M$8786))","v":3.7027581922501024E-2},{"$f":"MAX(IF($S$3:$S$8786=$S8804,N$3:N$8786))","v":2.3412768116216221E-2},{"$f":"MAX(IF($S$3:$S$8786=$S8804,O$3:O$8786))","v":0},{"$f":"MAX(IF($S$3:$S$8786=$S8804,P$3:P$8786))","v":0},{"$f":"MAX(IF($S$3:$S$8786=$S8804,Q$3:Q$8786))","v":2.8407164565355593E-5},{"$f":"MAX(IF($S$3:$S$8786=$S8804,R$3:R$8786))","v":1.4632423101711218E-2},{"$f":"MAX(IF($B$3:$B$8786=$B8804,S$3:S$8786))","v":6.0468757203282597E-2},true]
[null,4,null,null,{"$f":"MAX(IF($K$3:$K$8786=$K8805,E$3:E$8786))","v":4.5987856302325818E-2},{"$f":"MAX(IF($K$3:$K$8786=$K8805,F$3:F$8786))","v":1.7643361607402694E-2},{"$f":"MAX(IF($K$3:$K$8786=$K8805,G$3:G$8786))","v":1.1895600000000033E-3},{"$f":"MAX(IF($K$3:$K$8786=$K8805,H$3:H$8786))","v":1.6100000000000178E-6},{"$f":"MAX(IF($K$3:$K$8786=$K8805,I$3:I$8786))","v":6.0108611111111254E-5},{"$f":"MAX(IF($K$3:$K$8786=$K8805,J$3:J$8786))","v":7.1967664838603548E-3},{"$f":"MAX(IF($B$3:$B$8786=$B8805,K$3:K$8786))","v":7.2079263004699967E-2},false,{"$f":"MAX(IF($S$3:$S$8786=$S8805,M$3:M$8786))","v":3.4963933726945867E-2},{"$f":"MAX(IF($S$3:$S$8786=$S8805,N$3:N$8786))","v":1.94907009100726E-2},{"$f":"MAX(IF($S$3:$S$8786=$S8805,O$3:O$8786))","v":4.750317037246184E-4},{"$f":"MAX(IF($S$3:$S$8786=$S8805,P$3:P$8786))","v":2.9874945351500023E-6},{"$f":"MAX(IF($S$3:$S$8786=$S8805,Q$3:Q$8786))","v":2.9469262344233904E-5},{"$f":"MAX(IF($S$3:$S$8786=$S8805,R$3:R$8786))","v":7.1967664838603548E-3},{"$f":"MAX(IF($B$3:$B$8786=$B8805,S$3:S$8786))","v":5.4962123097622474E-2},true]
[null,5,null,null,{"$f":"MAX(IF($K$3:$K$8786=$K8806,E$3:E$8786))","v":3.3258358966699784E-2},{"$f":"MAX(IF($K$3:$K$8786=$K8806,F$3:F$8786))","v":1.8895884020543621E-2},{"$f":"MAX(IF($K$3:$K$8786=$K8806,G$3:G$8786))","v":0},{"$f":"MAX(IF($K$3:$K$8786=$K8806,H$3:H$8786))","v":0},{"$f":"MAX(IF($K$3:$K$8786=$K8806,I$3:I$8786))","v":6.356455645161313E-5},{"$f":"MAX(IF($K$3:$K$8786=$K8806,J$3:J$8786))","v":1.1068654835758052E-2},{"$f":"MAX(IF($B$3:$B$8786=$B8806,K$3:K$8786))","v":6.3286462379453068E-2},false,{"$f":"MAX(IF($S$3:$S$8786=$S8806,M$3:M$8786))","v":2.5285872234054464E-2},{"$f":"MAX(IF($S$3:$S$8786=$S8806,N$3:N$8786))","v":2.0874368052475285E-2},{"$f":"MAX(IF($S$3:$S$8786=$S8806,O$3:O$8786))","v":0},{"$f":"MAX(IF($S$3:$S$8786=$S8806,P$3:P$8786))","v":0},{"$f":"MAX(IF($S$3:$S$8786=$S8806,Q$3:Q$8786))","v":3.1163597947801963E-5},{"$f":"MAX(IF($S$3:$S$8786=$S8806,R$3:R$8786))","v":1.1068654835758052E-2},{"$f":"MAX(IF($B$3:$B$8786=$B8806,S$3:S$8786))","v":4.6191403884477553E-2},true]
[null,6,null,null,{"$f":"MAX(IF($K$3:$K$8786=$K8807,E$3:E$8786))","v":3.0780331645762386E-2},{"$f":"MAX(IF($K$3:$K$8786=$K8807,F$3:F$8786))","v":2.1460845475642216E-2},{"$f":"MAX(IF($K$3:$K$8786=$K8807,G$3:G$8786))","v":0},{"$f":"MAX(IF($K$3:$K$8786=$K8807,H$3:H$8786))","v":0},{"$f":"MAX(IF($K$3:$K$8786=$K8807,I$3:I$8786))","v":6.1686388888889033E-5},{"$f":"MAX(IF($K$3:$K$8786=$K8807,J$3:J$8786))","v":1.0356329912109902E-2},{"$f":"MAX(IF($B$3:$B$8786=$B8807,K$3:K$8786))","v":6.2659193422403392E-2},false,{"$f":"MAX(IF($S$3:$S$8786=$S8807,M$3:M$8786))","v":2.6485662545667643E-2},{"$f":"MAX(IF($S$3:$S$8786=$S8807,N$3:N$8786))","v":2.190735667717273E-2},{"$f":"MAX(IF($S$3:$S$8786=$S8807,O$3:O$8786))","v":0},{"$f":"MAX(IF($S$3:$S$8786=$S8807,P$3:P$8786))","v":0},{"$f":"MAX(IF($S$3:$S$8786=$S8807,Q$3:Q$8786))","v":3.0242794561910464E-5},{"$f":"MAX(IF($S$3:$S$8786=$S8807,R$3:R$8786))","v":7.5937198676210753E-3},{"$f":"MAX(IF($B$3:$B$8786=$B8807,S$3:S$8786))","v":4.8423262017402283E-2},true]
[null,7,null,null,{"$f":"MAX(IF($K$3:$K$8786=$K8808,E$3:E$8786))","v":3.4008440295948086E-2},{"$f":"MAX(IF($K$3:$K$8786=$K8808,F$3:F$8786))","v":2.0094639109189613E-2},{"$f":"MAX(IF($K$3:$K$8786=$K8808,G$3:G$8786))","v":0},{"$f":"MAX(IF($K$3:$K$8786=$K8808,H$3:H$8786))","v":0},{"$f":"MAX(IF($K$3:$K$8786=$K8808,I$3:I$8786))","v":5.858875000000021E-5},{"$f":"MAX(IF($K$3:$K$8786=$K8808,J$3:J$8786))","v":6.7769265657494923E-3},{"$f":"MAX(IF($B$3:$B$8786=$B8808,K$3:K$8786))","v":6.0938594720887189E-2},false,{"$f":"MAX(IF($S$3:$S$8786=$S8808,M$3:M$8786))","v":2.5856148737339327E-2},{"$f":"MAX(IF($S$3:$S$8786=$S8808,N$3:N$8786))","v":2.2198638189716222E-2},{"$f":"MAX(IF($S$3:$S$8786=$S8808,O$3:O$8786))","v":0},{"$f":"MAX(IF($S$3:$S$8786=$S8808,P$3:P$8786))","v":0},{"$f":"MAX(IF($S$3:$S$8786=$S8808,Q$3:Q$8786))","v":2.8724124751097088E-5},{"$f":"MAX(IF($S$3:$S$8786=$S8808,R$3:R$8786))","v":6.7769265657494923E-3},{"$f":"MAX(IF($B$3:$B$8786=$B8808,S$3:S$8786))","v":4.8083511051806645E-2},true]
[null,8,null,null,{"$f":"MAX(IF($K$3:$K$8786=$K8809,E$3:E$8786))","v":2.5967224673678766E-2},{"$f":"MAX(IF($K$3:$K$8786=$K8809,F$3:F$8786))","v":2.1342778820102069E-2},{"$f":"MAX(IF($K$3:$K$8786=$K8809,G$3:G$8786))","v":0},{"$f":"MAX(IF($K$3:$K$8786=$K8809,H$3:H$8786))","v":0},{"$f":"MAX(IF($K$3:$K$8786=$K8809,I$3:I$8786))","v":5.5420739247312028E-5},{"$f":"MAX(IF($K$3:$K$8786=$K8809,J$3:J$8786))","v":1.4174245259643996E-2},{"$f":"MAX(IF($B$3:$B$8786=$B8809,K$3:K$8786))","v":6.1539669492672144E-2},false,{"$f":"MAX(IF($S$3:$S$8786=$S8809,M$3:M$8786))","v":2.5019398812057555E-2},{"$f":"MAX(IF($S$3:$S$8786=$S8809,N$3:N$8786))","v":2.2374428026009908E-2},{"$f":"MAX(IF($S$3:$S$8786=$S8809,O$3:O$8786))","v":0},{"$f":"MAX(IF($S$3:$S$8786=$S8809,P$3:P$8786))","v":0},{"$f":"MAX(IF($S$3:$S$8786=$S8809,Q$3:Q$8786))","v":2.7170953944875213E-5},{"$f":"MAX(IF($S$3:$S$8786=$S8809,R$3:R$8786))","v":7.7608614095317852E-3},{"$f":"MAX(IF($B$3:$B$8786=$B8809,S$3:S$8786))","v":4.7420997792012337E-2},true]
[null,9,null,null,{"$f":"MAX(IF($K$3:$K$8786=$K8810,E$3:E$8786))","v":3.1696532697096179E-2},{"$f":"MAX(IF($K$3:$K$8786=$K8810,F$3:F$8786))","v":1.9873854502748294E-2},{"$f":"MAX(IF($K$3:$K$8786=$K8810,G$3:G$8786))","v":1.1896116666689938E-3},{"$f":"MAX(IF($K$3:$K$8786=$K8810,H$3:H$8786))","v":1.7200024097567303E-6},{"$f":"MAX(IF($K$3:$K$8786=$K8810,I$3:I$8786))","v":5.5033611111111239E-5},{"$f":"MAX(IF($K$3:$K$8786=$K8810,J$3:J$8786))","v":9.3935239029507567E-3},{"$f":"MAX(IF($B$3:$B$8786=$B8810,K$3:K$8786))","v":6.2210276382985083E-2},false,{"$f":"MAX(IF($S$3:$S$8786=$S8810,M$3:M$8786))","v":2.4098437233291845E-2},{"$f":"MAX(IF($S$3:$S$8786=$S8810,N$3:N$8786))","v":2.1954736442109896E-2},{"$f":"MAX(IF($S$3:$S$8786=$S8810,O$3:O$8786))","v":4.7505233598007108E-4},{"$f":"MAX(IF($S$3:$S$8786=$S8810,P$3:P$8786))","v":3.1916135401198819E-6},{"$f":"MAX(IF($S$3:$S$8786=$S8810,Q$3:Q$8786))","v":2.6981157834207362E-5},{"$f":"MAX(IF($S$3:$S$8786=$S8810,R$3:R$8786))","v":9.3935239029507567E-3},{"$f":"MAX(IF($B$3:$B$8786=$B8810,S$3:S$8786))","v":4.6558398782756139E-2},true]
[null,10,null,null,{"$f":"MAX(IF($K$3:$K$8786=$K8811,E$3:E$8786))","v":3.7538496399529213E-2},{"$f":"MAX(IF($K$3:$K$8786=$K8811,F$3:F$8786))","v":2.1330071129162041E-2},{"$f":"MAX(IF($K$3:$K$8786=$K8811,G$3:G$8786))","v":0},{"$f":"MAX(IF($K$3:$K$8786=$K8811,H$3:H$8786))","v":0},{"$f":"MAX(IF($K$3:$K$8786=$K8811,I$3:I$8786))","v":7.8349502688172329E-5},{"$f":"MAX(IF($K$3:$K$8786=$K8811,J$3:J$8786))","v":9.8288784821321407E-3},{"$f":"MAX(IF($B$3:$B$8786=$B8811,K$3:K$8786))","v":6.8775795513511567E-2},false,{"$f":"MAX(IF($S$3:$S$8786=$S8811,M$3:M$8786))","v":2.9791749952032761E-2},{"$f":"MAX(IF($S$3:$S$8786=$S8811,N$3:N$8786))","v":2.2327035836086275E-2},{"$f":"MAX(IF($S$3:$S$8786=$S8811,O$3:O$8786))","v":4.743165572030938E-4},{"$f":"MAX(IF($S$3:$S$8786=$S8811,P$3:P$8786))","v":3.1868041932579156E-6},{"$f":"MAX(IF($S$3:$S$8786=$S8811,Q$3:Q$8786))","v":3.841216768409414E-5},{"$f":"MAX(IF($S$3:$S$8786=$S8811,R$3:R$8786))","v":6.9839003224249655E-3},{"$f":"MAX(IF($B$3:$B$8786=$B8811,S$3:S$8786))","v":5.2634701317199481E-2},true]
[null,11,null,null,{"$f":"MAX(IF($K$3:$K$8786=$K8812,E$3:E$8786))","v":4.5951100060208513E-2},{"$f":"MAX(IF($K$3:$K$8786=$K8812,F$3:F$8786))","v":2.1926092142387561E-2},{"$f":"MAX(IF($K$3:$K$8786=$K8812,G$3:G$8786))","v":1.3505280241899967E-3},{"$f":"MAX(IF($K$3:$K$8786=$K8812,H$3:H$8786))","v":1.8655499707722962E-6},{"$f":"MAX(IF($K$3:$K$8786=$K8812,I$3:I$8786))","v":5.4211388888889014E-5},{"$f":"MAX(IF($K$3:$K$8786=$K8812,J$3:J$8786))","v":6.6863842356083749E-3},{"$f":"MAX(IF($B$3:$B$8786=$B8812,K$3:K$8786))","v":7.5970181401254111E-2},false,{"$f":"MAX(IF($S$3:$S$8786=$S8812,M$3:M$8786))","v":3.4935988462330952E-2},{"$f":"MAX(IF($S$3:$S$8786=$S8812,N$3:N$8786))","v":2.4221852591552732E-2},{"$f":"MAX(IF($S$3:$S$8786=$S8812,O$3:O$8786))","v":5.3931170202328174E-4},{"$f":"MAX(IF($S$3:$S$8786=$S8812,P$3:P$8786))","v":3.4616896538704469E-6},{"$f":"MAX(IF($S$3:$S$8786=$S8812,Q$3:Q$8786))","v":2.6578049495418166E-5},{"$f":"MAX(IF($S$3:$S$8786=$S8812,R$3:R$8786))","v":6.6863842356083749E-3},{"$f":"MAX(IF($B$3:$B$8786=$B8812,S$3:S$8786))","v":5.9727192495056258E-2},true]
[null,12,null,null,{"$f":"MAX(IF($K$3:$K$8786=$K8813,E$3:E$8786))","v":4.9884252047993266E-2},{"$f":"MAX(IF($K$3:$K$8786=$K8813,F$3:F$8786))","v":2.1266507298768174E-2},{"$f":"MAX(IF($K$3:$K$8786=$K8813,G$3:G$8786))","v":1.421013333333321E-4},{"$f":"MAX(IF($K$3:$K$8786=$K8813,H$3:H$8786))","v":1.6851858031628439E-7},{"$f":"MAX(IF($K$3:$K$8786=$K8813,I$3:I$8786))","v":6.4846814516129276E-5},{"$f":"MAX(IF($K$3:$K$8786=$K8813,J$3:J$8786))","v":1.2427985897345371E-2},{"$f":"MAX(IF($B$3:$B$8786=$B8813,K$3:K$8786))","v":8.378586191053658E-2},false,{"$f":"MAX(IF($S$3:$S$8786=$S8813,M$3:M$8786))","v":3.7605838481290094E-2},{"$f":"MAX(IF($S$3:$S$8786=$S8813,N$3:N$8786))","v":2.4276309084911185E-2},{"$f":"MAX(IF($S$3:$S$8786=$S8813,O$3:O$8786))","v":5.6104823839481168E-4},{"$f":"MAX(IF($S$3:$S$8786=$S8813,P$3:P$8786))","v":3.0916821756038877E-6},{"$f":"MAX(IF($S$3:$S$8786=$S8813,Q$3:Q$8786))","v":3.1792246632204036E-5},{"$f":"MAX(IF($S$3:$S$8786=$S8813,R$3:R$8786))","v":9.2232528922094707E-3},{"$f":"MAX(IF($B$3:$B$8786=$B8813,S$3:S$8786))","v":6.2478079733403899E-2},true]
[]
["4CP",{"$f":"SUMIF($K$8802:$K$8813,$K8815,B$8802:B$8813)","v":1},null,null,{"$f":"SUMIF($K$8802:$K$8813,$K8815,E$8802:E$8813)","v":5.2245532129167868E-2},{"$f":"SUMIF($K$8802:$K$8813,$K8815,F$8802:F$8813)","v":2.3590971985126611E-2},0,0,6.0365631720430322E-5,1.509806798179829E-2,{"$f":"LARGE(K$8802:K$8813,1)","v":9.0994937727813197E-2},null,{"$f":"SUMIF($S$8802:$S$8813,$S8815,M$8802:M$8813)","v":4.4085398503317122E-2},{"$f":"SUMIF($S$8802:$S$8813,$S8815,N$8802:N$8813)","v":2.3714094196975913E-2},0,0,2.9595271041222385E-5,1.0929285485646324E-2,{"$f":"LARGE(S$8802:S$8813,1)","v":6.7829087971334259E-2}]
[null,2,null,null,{"$f":"SUMIF($K$8802:$K$8813,$K8816,E$8802:E$8813)","v":5.4991535437135711E-2},2.1706053897272884E-2,1.1482717688530194E-3,1.5338284112824102E-6,5.9020057471264436E-5,8.8485134377421556E-3,{"$f":"LARGE(K$8802:K$8813,2)","v":8.6754928426886313E-2},null,{"$f":"SUMIF($S$8802:$S$8813,$S8816,M$8802:M$8813)","v":4.1809306959797718E-2},2.3978775352660343E-2,4.5854391093944779E-4,2.8461515506608447E-6,2.8935580527345494E-5,8.8485134377421556E-3,{"$f":"LARGE(S$8802:S$8813,2)","v":6.6278407955475516E-2}]
[null,3,null,null,4.8702160631378048E-2,2.1193693136566247E-2,0,0,5.7942244623656132E-5,1.4632423101711218E-2,{"$f":"LARGE(K$8802:K$8813,3)","v":8.4586219114279174E-2},null,3.7605838481290094E-2,2.4276309084911185E-2,5.6104823839481168E-4,3.0916821756038877E-6,3.1792246632204036E-5,9.2232528922094707E-3,{"$f":"LARGE(S$8802:S$8813,3)","v":6.2478079733403899E-2}]
[null,12,null,null,4.9884252047993266E-2,2.1266507298768174E-2,1.421013333333321E-4,1.6851858031628439E-7,6.4846814516129276E-5,1.2427985897345371E-2,{"$f":"LARGE(K$8802:K$8813,4)","v":8.378586191053658E-2},null,3.7027581922501024E-2,2.3412768116216221E-2,0,0,2.8407164565355593E-5,1.4632423101711218E-2,{"$f":"LARGE(S$8802:S$8813,4)","v":6.0468757203282597E-2}]

{"sheet":"2006 Input to CA model","index":2,"n_rows":33,"n_cols":23,"rows_kept":33,"cut":false,"hidden":false,"merged":[]}
[]
[" Feed into OEB Cost Allocation Model (version 50) sheet \"I6 Customer Data\", row 27"]
[null,null,null,1,2,3,4,5,6,7,8,9,10,11,12,13,14,15,16,17,18,19,20]
[null,"ID","Total","Residential","GS>50kW","Street Lighting","Sentinel Lighting","USL","GS<50kW"]
[]
["kWh - 30 year weather normalized amount",null,{"$f":"SUM(D6:I6)","v":468300043.07000053},239658158.53911489,146047497.30911869,5353155.3500000956,7299.4399999996076,534100.96999995504,76699831.461766869,0,0,0,0,0]
[]
[]
[" Feed into OEB Cost Allocation Model sheet (version 50) \"I8 Demand Data\", row 40, 45, 50, 55, 61 and 67"]
[null,null,null,1,2,3,4,5,6,7,8,9,10,11,12,13,14,15,16,17,18,19,20]
["Customer Classes",null,"Total","Residential","GS>50kW","Street Lighting","Sentinel Lighting","USL","GS<50kW"]
[]
["CO-INCIDENT PEAK (kW)"]
[]
["1 CP"]
["Total Sytem CP ","DCP1",{"$f":"SUM(D16:I16)","v":90994.937727813201},52245.53212916787,23590.971985126613,0,0,60.365631720430322,15098.067981798289]
[]
["4 CP"]
["Total Sytem CP ","DCP4",{"$f":"SUM(D19:I19)","v":346121.94717951526},205823.4802456749,87757.226317733919,1290.3731021863514,1.7023469915986946,242.17474833148017,51006.990418597037]
[]
["12 CP"]
["Total Sytem CP ","DCP12",{"$f":"SUM(D22:I22)","v":873581.38349738193},491011.82128692366,250324.75312491204,5020.072793045345,6.8978993721277391,729.13829671857843,126488.70009641009]
[]
["NON CO_INCIDENT PEAK (kW)"]
[]
["1 NCP"]
["Classification NCP from \n Load Data Provider","DNCP1",{"$f":"SUM(D27:I27)","v":104158.77278851633},60081.866217598581,25609.116936664715,1404.959999999988,1.8655499707722962,78.349502688172336,16982.614581594105]
[]
["4 NCP"]
["Classification NCP from \n Load Data Provider","DNCP4",{"$f":"SUM(D30:I30)","v":390421.24575200101},223469.20142829992,98329.20965882673,5213.6234717427315,7.103304654886256,268.44726254480383,63133.660625931938]
[]
["12 NCP"]
["Classification NCP from \n Load Data Provider","DNCP12",{"$f":"SUM(D33:I33)","v":993309.08260159439},529017.03396584804,276653.03087601269,14692.138537761575,20.057763247688442,729.13829671857843,172197.68316200594]

{"sheet":"Revised Inputs to CA model","index":3,"n_rows":33,"n_cols":16,"rows_kept":33,"cut":false,"hidden":false,"merged":[[8,10,8,15]]}
[]
[" Feed into OEB Cost Allocation Model (version 50) sheet \"I6 Customer Data\", row 27"]
[]
[null,"ID","Total",{"$f":"'Hourly load shapes by class'!E2","v":"Residential"},{"$f":"'Hourly load shapes by class'!F2","v":"GS>50kW"},{"$f":"'Hourly load shapes by class'!G2","v":"Street Lighting"},{"$f":"'Hourly load shapes by class'!H2","v":"Sentinel Lighting"},{"$f":"'Hourly load shapes by class'!I2","v":"USL"},{"$f":"'Hourly load shapes by class'!J2","v":"GS<50kW"}]
[]
["kWh - 30 year weather normalized amount",null,{"$f":"SUM(D6:I6)","v":407590610.60443687},{"$f":"'Hourly load shapes by class'!V4","v":182208796.97451159},{"$f":"'Hourly load shapes by class'!W4","v":161339327.05444974},430600.27297694178,{"$f":"'Hourly load shapes by class'!Y4","v":13544.743546368894},{"$f":"'Hourly load shapes by class'!Z4","v":261852.02606235186},{"$f":"'Hourly load shapes by class'!AA4","v":63336489.532889895}]
[]
[]
[" Feed into OEB Cost Allocation Model sheet (version 50) \"I8 Demand Data\", row 40, 45, 50, 55, 61 and 67",null,null,null,null,null,null,null,null,null,"2018 Demand Data"]
[]
["Customer Classes",null,"Total",{"$f":"'Hourly load shapes by class'!E2","v":"Residential"},{"$f":"'Hourly load shapes by class'!F2","v":"GS>50kW"},{"$f":"'Hourly load shapes by class'!G2","v":"Street Lighting"},{"$f":"'Hourly load shapes by class'!H2","v":"Sentinel Lighting"},{"$f":"'Hourly load shapes by class'!I2","v":"USL"},{"$f":"'Hourly load shapes by class'!J2","v":"GS<50kW"},null,{"$f":"D11","v":"Residential"},{"$f":"E11","v":"GS>50kW"},"Street Lighting","Sentinel Lighting","USL","GS<50kW"]
[]
["CO-INCIDENT PEAK (kW)"]
[]
["1 CP"]
["Total Sytem CP ","DCP1",{"$f":"SUM(D16:I16)","v":90994.937727813201},{"$f":"'Hourly load shapes by class'!E8802*1000000","v":52245.53212916787},{"$f":"'Hourly load shapes by class'!F8802*1000000","v":23590.971985126613},{"$f":"'Hourly load shapes by class'!G8802*1000000","v":0},{"$f":"'Hourly load shapes by class'!H8802*1000000","v":0},{"$f":"'Hourly load shapes by class'!I8802*1000000","v":60.365631720430322},{"$f":"'Hourly load shapes by class'!J8802*1000000","v":15098.067981798289},null,{"$f":"'Hourly load shapes by class'!M8802*1000000","v":44085.398503317119},{"$f":"'Hourly load shapes by class'!N8802*1000000","v":23714.094196975911},{"$f":"'Hourly load shapes by class'!O8802*1000000","v":0},{"$f":"'Hourly load shapes by class'!P8802*1000000","v":0},{"$f":"'Hourly load shapes by class'!Q8802*1000000","v":29.595271041222386},{"$f":"'Hourly load shapes by class'!R8802*1000000","v":10929.285485646324}]
[]
["4 CP"]
["Total Sytem CP ","DCP4",{"$f":"SUM(D19:I19)","v":346121.94717951526},{"$f":"SUM('Hourly load shapes by class'!E8815:E8818)*1000000","v":205823.4802456749},{"$f":"SUM('Hourly load shapes by class'!F8815:F8818)*1000000","v":87757.226317733919},{"$f":"SUM('Hourly load shapes by class'!G8815:G8818)*1000000","v":1290.3731021863514},{"$f":"SUM('Hourly load shapes by class'!H8815:H8818)*1000000","v":1.7023469915986946},{"$f":"SUM('Hourly load shapes by class'!I8815:I8818)*1000000","v":242.17474833148017},{"$f":"SUM('Hourly load shapes by class'!J8815:J8818)*1000000","v":51006.990418597037},null,{"$f":"SUM('Hourly load shapes by class'!M8815:M8818)*1000000","v":160528.12586690596},{"$f":"SUM('Hourly load shapes by class'!N8815:N8818)*1000000","v":95381.946750763658},{"$f":"SUM('Hourly load shapes by class'!O8815:O8818)*1000000","v":1019.5921493342595},{"$f":"SUM('Hourly load shapes by class'!P8815:P8818)*1000000","v":5.9378337262647323},{"$f":"SUM('Hourly load shapes by class'!Q8815:Q8818)*1000000","v":118.73026276612751},{"$f":"SUM('Hourly load shapes by class'!R8815:R8818)*1000000","v":43633.474917309162}]
[]
["12 CP"]
["Total Sytem CP ","DCP12",{"$f":"SUM(D22:I22)","v":873581.38349738193},{"$f":"SUM('Hourly load shapes by class'!E8802:E8813)*1000000","v":491011.82128692366},{"$f":"SUM('Hourly load shapes by class'!F8802:F8813)*1000000","v":250324.75312491204},{"$f":"SUM('Hourly load shapes by class'!G8802:G8813)*1000000","v":5020.072793045345},{"$f":"SUM('Hourly load shapes by class'!H8802:H8813)*1000000","v":6.8978993721277391},{"$f":"SUM('Hourly load shapes by class'!I8802:I8813)*1000000","v":729.13829671857843},{"$f":"SUM('Hourly load shapes by class'!J8802:J8813)*1000000","v":126488.70009641009},null,{"$f":"SUM('Hourly load shapes by class'!M8802:M8813)*1000000","v":386965.31757062633},{"$f":"SUM('Hourly load shapes by class'!N8802:N8813)*1000000","v":270731.06347595929},{"$f":"SUM('Hourly load shapes by class'!O8802:O8813)*1000000","v":2983.304448265324},{"$f":"SUM('Hourly load shapes by class'!P8802:P8813)*1000000","v":18.765435648662979},{"$f":"SUM('Hourly load shapes by class'!Q8802:Q8813)*1000000","v":357.47237132976579},{"$f":"SUM('Hourly load shapes by class'!R8802:R8813)*1000000","v":107094.21254081403}]
[]
["NON CO_INCIDENT PEAK (kW)"]
[]
["1 NCP"]
["Classification NCP from \n Load Data Provider","DNCP1",{"$f":"SUM(D27:I27)","v":102437.9383970121},{"$f":"'Hourly load shapes by class'!E8788*1000000","v":60081.866217598581},{"$f":"'Hourly load shapes by class'!F8788*1000000","v":24096.631966098968},{"$f":"'Hourly load shapes by class'!G8788*1000000","v":1214.8499999999999},{"$f":"'Hourly load shapes by class'!H8788*1000000","v":1.6100000000000203},{"$f":"'Hourly load shapes by class'!I8788*1000000","v":60.365631720430322},{"$f":"'Hourly load shapes by class'!J8788*1000000","v":16982.614581594105},null,{"$f":"'Hourly load shapes by class'!M8788*1000000","v":45679.41533985141},{"$f":"'Hourly load shapes by class'!N8788*1000000","v":26619.657695746169},{"$f":"'Hourly load shapes by class'!O8788*1000000","v":485.13085953617389},{"$f":"'Hourly load shapes by class'!P8788*1000000","v":2.9874945351500068},{"$f":"'Hourly load shapes by class'!Q8788*1000000","v":29.595271041222386},{"$f":"'Hourly load shapes by class'!R8788*1000000","v":16982.614581594105}]
[]
["4 NCP"]
["Classification NCP from \n Load Data Provider","DNCP4",{"$f":"SUM(D30:I30)","v":390421.24575200101},{"$f":"(LARGE('Hourly load shapes by class'!E8788:E8799,1)+LARGE('Hourly load shapes by class'!E8788:E8799,2)+LARGE('Hourly load shapes by class'!E8788:E8799,3)+LARGE('Hourly load shapes by class'!E8788:E8799,4))*1000000","v":223469.20142829992},{"$f":"(LARGE('Hourly load shapes by class'!F8788:F8799,1)+LARGE('Hourly load shapes by class'!F8788:F8799,2)+LARGE('Hourly load shapes by class'!F8788:F8799,3)+LARGE('Hourly load shapes by class'!F8788:F8799,4))*1000000","v":98329.20965882673},{"$f":"(LARGE('Hourly load shapes by class'!G8788:G8799,1)+LARGE('Hourly load shapes by class'!G8788:G8799,2)+LARGE('Hourly load shapes by class'!G8788:G8799,3)+LARGE('Hourly load shapes by class'!G8788:G8799,4))*1000000","v":5213.6234717427315},{"$f":"(LARGE('Hourly load shapes by class'!H8788:H8799,1)+LARGE('Hourly load shapes by class'!H8788:H8799,2)+LARGE('Hourly load shapes by class'!H8788:H8799,3)+LARGE('Hourly load shapes by class'!H8788:H8799,4))*1000000","v":7.103304654886256},{"$f":"(LARGE('Hourly load shapes by class'!I8788:I8799,1)+LARGE('Hourly load shapes by class'!I8788:I8799,2)+LARGE('Hourly load shapes by class'!I8788:I8799,3)+LARGE('Hourly load shapes by class'!I8788:I8799,4))*1000000","v":268.44726254480383},{"$f":"(LARGE('Hourly load shapes by class'!J8788:J8799,1)+LARGE('Hourly load shapes by class'!J8788:J8799,2)+LARGE('Hourly load shapes by class'!J8788:J8799,3)+LARGE('Hourly load shapes by class'!J8788:J8799,4))*1000000","v":63133.660625931938},null,{"$f":"(LARGE('Hourly load shapes by class'!M8788:M8799,1)+LARGE('Hourly load shapes by class'!M8788:M8799,2)+LARGE('Hourly load shapes by class'!M8788:M8799,3)+LARGE('Hourly load shapes by class'!M8788:M8799,4))*1000000","v":169900.55586386262},{"$f":"(LARGE('Hourly load shapes by class'!N8788:N8799,1)+LARGE('Hourly load shapes by class'!N8788:N8799,2)+LARGE('Hourly load shapes by class'!N8788:N8799,3)+LARGE('Hourly load shapes by class'!N8788:N8799,4))*1000000","v":108624.72009755202},{"$f":"(LARGE('Hourly load shapes by class'!O8788:O8799,1)+LARGE('Hourly load shapes by class'!O8788:O8799,2)+LARGE('Hourly load shapes by class'!O8788:O8799,3)+LARGE('Hourly load shapes by class'!O8788:O8799,4))*1000000","v":2081.9768993246266},{"$f":"(LARGE('Hourly load shapes by class'!P8788:P8799,1)+LARGE('Hourly load shapes by class'!P8788:P8799,2)+LARGE('Hourly load shapes by class'!P8788:P8799,3)+LARGE('Hourly load shapes by class'!P8788:P8799,4))*1000000","v":13.180797414893185},{"$f":"(LARGE('Hourly load shapes by class'!Q8788:Q8799,1)+LARGE('Hourly load shapes by class'!Q8788:Q8799,2)+LARGE('Hourly load shapes by class'!Q8788:Q8799,3)+LARGE('Hourly load shapes by class'!Q8788:Q8799,4))*1000000","v":131.61080682601062},{"$f":"(LARGE('Hourly load shapes by class'!R8788:R8799,1)+LARGE('Hourly load shapes by class'!R8788:R8799,2)+LARGE('Hourly load shapes by class'!R8788:R8799,3)+LARGE('Hourly load shapes by class'!R8788:R8799,4))*1000000","v":63133.660625931938}]
[]
["12 NCP"]
["Classification NCP from \n Load Data Provider","DNCP12",{"$f":"SUM(D33:I33)","v":993309.08260159439},{"$f":"SUM('Hourly load shapes by class'!E8788:E8799)*1000000","v":529017.03396584804},{"$f":"SUM('Hourly load shapes by class'!F8788:F8799)*1000000","v":276653.03087601269},{"$f":"SUM('Hourly load shapes by class'!G8788:G8799)*1000000","v":14692.138537761575},{"$f":"SUM('Hourly load shapes by class'!H8788:H8799)*1000000","v":20.057763247688442},{"$f":"SUM('Hourly load shapes by class'!I8788:I8799)*1000000","v":729.13829671857843},{"$f":"SUM('Hourly load shapes by class'!J8788:J8799)*1000000","v":172197.68316200594},null,{"$f":"SUM('Hourly load shapes by class'!M8788:M8799)*1000000","v":402204.36443939945},{"$f":"SUM('Hourly load shapes by class'!N8788:N8799)*1000000","v":305619.84732019732},{"$f":"SUM('Hourly load shapes by class'!O8788:O8799)*1000000","v":5867.0698417490366},{"$f":"SUM('Hourly load shapes by class'!P8788:P8799)*1000000","v":37.218918068199457},{"$f":"SUM('Hourly load shapes by class'!Q8788:Q8799)*1000000","v":357.47237132976579},{"$f":"SUM('Hourly load shapes by class'!R8788:R8799)*1000000","v":172197.68316200594}]