{"text_format":"1","workbook":"xlsx","n_sheets":4,"sheets":["Data summary","Hourly load shapes by class","2006 Input to CA model","Revised Inputs to CA model"],"not_rendered":{"charts":0,"images":0,"macros":1,"external_links":1,"defined_names":3,"comments":0,"pivot_tables":0},"unopened":[],"bounds":{"document_bytes":16777216,"sheet_cells":100000,"rows_first":2000,"rows_last":500,"rows_between":2000,"halvings":0,"cell_chars":16384,"cell_head_chars":4096},"cells_cut":0,"cells_raw":0,"read":"whole","date_system":"1900"}

{"sheet":"Data summary","index":0,"n_rows":56,"n_cols":15,"rows_kept":56,"cut":false,"hidden":false,"merged":[]}
["RUN # 2","Rate classes","Weather station used for normalization",null,null,null,null,"Test Year"]
[1,"Residential class","Ottawa",null,null,null,null,2004]
[2,"Street lighting"]
[3,"Sentinel lighting"]
[4,"General service <50kW"]
[5,"General service 50 to 1000kW"]
[6,"General service 1000 to 5000kW"]
[7,"USL"]
[8,"Large customers "]
[]
[]
["Monthly kWh by class (with actual weather)",null,"Jan","Feb","Mar","Apr","May","Jun","Jul","Aug","Sep","Oct","Nov","Dec","TOTAL"]
[1,"Residential class",6337769.3580012396,5256968.7199303806,5016213.3939471981,4247773.3,3835186.4385604598,3903172.6078371601,3687628.6231581583,4032742.5077150557,3758485.1249120096,3923278.8795036031,4681017.9563356983,5476340.235988088,54156577.145889051]
[2,"Street lighting",115655.62599999948,96880.781999999497,89576.756000000751,71164.360000000452,61617.373999999982,56499.004000000023,63933.500000000378,66460.31,74149.439999999915,90286.598000000522,100417.00400000077,121705.85,1008346.6040000017]
[3,"Sentinel lighting",8061.1569402396208,7714.4929874355794,8518.6870634782281,8364.57,7818.2146980398593,7860.9671167582073,8498.7025611696645,7938.138604959332,7825.9639976592343,7970.8341532791528,8419.9289739867436,9608.4669396433037,98600.124036648922]
[4,"General service <50kW",2675312.0424099849,2219082.2872477896,2117454.1612472748,1792329.5364155222,1618916.6699502743,1647615.1294727335,1556629.2659444611,1702309.4381319096,1586539.356027781,1656102.429606067,1975960.7839802701,2311683.8360766359,22859934.936510704]
[5,"General service 50 to 1000kW",7527299.7372273533,6457484.0525645949,6244301.0968841538,5560084.2843367355,5305091.2560592359,5254431.8122034436,5649925.9053716138,5452498.6097468762,5199681.1407897351,5506791.8744114581,5841045.4125872646,6709365.2440845249,70708000.426266983]
[6,"General service 1000 to 5000kW",1420498.4167218264,1439574.9321302685,1439404.1236960012,1348216.0934629575,1308461.5180678023,1297924.2554236799,1097263.2038694813,1358301.0843518374,1397931.2362299042,1508881.6015197597,1623462.5170979514,1384201.0492904498,16624120.031861922]
[7,"USL",330,330,330,330,330,330,330,330,330,330,330,330,3960]
[8,"Large customers ",4552687.6603787467,4108281.7366942875,4380565.7817862844,3878256.8526313389,3884447.5321399099,4052946.2263828446,2283983.7974766796,4134235.9160269904,3805186.7340178676,3542182.7857003245,4146688.3937074901,2915341.313872986,45684804.730815746]
[]
[]
["Monthly kWh by class (with normalized weather)",null,"Jan","Feb","Mar","Apr","May","Jun","Jul","Aug","Sep","Oct","Nov","Dec","TOTAL"]
[1,"Residential class",5833590.4370848835,5296826.8849421469,5261675.206217126,4201168.9284891821,3884182.9987457204,3984084.4233809793,3722000.3553813691,4085423.1037837281,3851090.5879388503,4011977.5995907076,4758891.9734632066,5236721.9126896756,54127634.411707588]
[2,"Street lighting",115655.62599999948,96880.781999999497,89576.756000000751,71164.360000000452,61617.373999999982,56499.004000000023,63933.500000000378,66460.31,74149.439999999915,90286.598000000522,100417.00400000077,121705.85,1008346.6040000017]
[3,"Sentinel lighting",8061.1569402396208,7714.4929874355794,8518.6870634782281,8364.57,7818.2146980398593,7860.9671167582073,8498.7025611696645,7938.138604959332,7825.9639976592343,7970.8341532791528,8419.9289739867436,9608.4669396433037,98600.124036648893]
[4,"General service <50kW",2462527.8471136312,2235904.0652246778,2221049.1198776904,1772660.5820105136,1639596.2121342141,1681769.7865496161,1571138.3328098294,1724547.0735034109,1625627.4882997924,1693536.9270454664,2008826.8187048114,2210555.0727495118,22847739.326023165]
[5,"General service 50 to 1000kW",7202159.1677606711,6483188.234021185,6402597.2693594201,5530029.5334060062,5344128.4302143119,5356037.0971461246,5693088.3239014708,5518652.4457290741,5295774.6695159273,5563992.9019904602,5891265.684052553,6554837.4864577372,70835751.24355495]
[6,"General service 1000 to 5000kW",1420498.4167218264,1439574.9321302685,1439404.1236960012,1348216.0934629575,1308461.5180678023,1297924.2554236799,1097263.2038694813,1358301.0843518374,1397931.2362299042,1508881.6015197597,1623462.5170979514,1384201.0492904498,16624120.031861922]
[7,"USL",330,330,330,330,330,330,330,330,330,330,330,330,3960]
[8,"Large customers ",4552687.6603787467,4108281.7366942875,4380565.7817862844,3878256.8526313389,3884447.5321399099,4052946.2263828446,2283983.7974766796,4134235.9160269904,3805186.7340178676,3542182.7857003245,4146688.3937074901,2915341.313872986,45684804.730815746]
[]
[]
["Residential class information",null,"Equipment saturation"]
[null,"Electric space heating",0.31039577363896848]
[null,"Electric water heating",0.34240687679083093]
[null,"Air conditioning",0.35964192689792346]
[null,"Baseload",1]
[]
[]
["General service 50 to 1000kW",null,"2004 kWh (Actual)","2004 kWh (Weather Corrected)"]
[null,"Weather sensitive load",33988894.161300696,34116644.978588656]
[null,"Non-weather sensitive load",36719106.264966294,36719106.264966294]
[null,"TOTAL",70708000.426266998,70835751.24355495]
[]
[]
["General service 1000 to 5000kW",null,"2004 kWh (Actual)","2004 kWh (Weather Corrected)"]
[null,"Weather sensitive load",0,0]
[null,"Non-weather sensitive load",16624120.031861916,16624120.031861916]
[null,"TOTAL",16624120.031861916,16624120.031861916]
[]
[]
["Large customers ",null,"2004 kWh (Actual)","2004 kWh (Weather Corrected)"]
[null,"Weather sensitive load",0,0]
[null,"Non-weather sensitive load",45684804.730815753,45684804.730815753]
[null,"TOTAL",45684804.730815753,45684804.730815753]

{"sheet":"Hourly load shapes by class","index":1,"n_rows":8818,"n_cols":28,"rows_kept":4500,"cut":true,"hidden":false,"merged":[[0,12,0,18]],"bounds":{"rows_first":2000,"rows_last":500,"rows_between":2000,"halvings":0}}
["ALL UNITS IN GWh",null,null,null,null,null,null,null,null,null,null,null,"2015 Load Shape"]
["Year","Month","Day","Hour (EST)","Residential","GS 50 to 5000kW","Street Lighting","GS<50kW ","USL","Sentinel Lighting","TOTAL LDC sales",null,{"$f":"E2","v":"Residential"},{"$f":"F2","v":"GS 50 to 5000kW"},"Street Lighting","GS<50kW ","USL","Sentinel Lighting",{"$f":"K2","v":"TOTAL LDC sales"},null,null,{"$f":"E2","v":"Residential"},{"$f":"F2","v":"GS 50 to 5000kW"},"Street Lighting","GS<50kW ","USL","Sentinel Lighting",{"$f":"K2","v":"TOTAL LDC sales"}]
[2004,1,1,1,6.797146552799521E-3,7.1849692676924336E-3,2.5325125214408243E-4,3.4148378060571685E-3,4.4354838709677579E-7,1.765152426606254E-5,{"$f":"SUM(E3:J3)","v":1.7668299951346365E-2},null,{"$f":"E3*V$5","v":6.3451841134050469E-3},{"$f":"F3*W$5","v":7.0017316932436246E-3},{"$f":"G3*X$5","v":1.6237293379796024E-4},{"$f":"H3*Y$5","v":2.6930064372971225E-3},{"$f":"I3*Z$5","v":4.8427245269625589E-5},1.5149864040808177E-5,{"$f":"SUM(M3:R3)","v":1.6265872287054187E-2},null,2004,{"$f":"SUM(E3:E8786)*1000000","v":54127634.411707558},{"$f":"SUM(F3:F8786)*1000000","v":87459871.275416866},{"$f":"SUM(G3:G8786)*1000000","v":1008346.6040000211},22847739.326023132,{"$f":"SUM(I3:I8786)*1000000","v":3959.9999999998172},98600.1240366485,{"$f":"SUM(V3:Y3)","v":165443591.61714759}]
[2004,1,1,2,6.4563979495222724E-3,7.0298046472290938E-3,2.5325125214408243E-4,3.3577003201800998E-3,4.4354838709677579E-7,1.765152426606254E-5,{"$f":"SUM(E4:J4)","v":1.7115249241728706E-2},null,{"$f":"E4*V$5","v":6.0270928956587923E-3},{"$f":"F4*W$5","v":6.8505242210483812E-3},{"$f":"G4*X$5","v":1.6237293379796024E-4},{"$f":"H4*AB$5","v":3.1340275340232706E-3},{"$f":"I4*Z$5","v":4.8427245269625589E-5},{"$f":"J4*AA$5","v":1.5149864040808177E-5},{"$f":"SUM(M4:R4)","v":1.6237594693838835E-2},null,"2018 Forecast",{"$f":"'[1]3.11 LoadForecast'!$G$43","v":50528527.419187017},{"$f":"'[1]3.11 LoadForecast'!$G$45","v":85229390.659977928},{"$f":"'[1]3.11 LoadForecast'!$G$33","v":646504.98266260675},{"$f":"'[1]3.11 LoadForecast'!$G$44","v":18018164.427466467},{"$f":"'[1]3.11 LoadForecast'!$G$46","v":432358.44576719572},{"$f":"'[1]3.11 LoadForecast'!$G$47","v":84626.032916264332},{"$f":"SUM(V4:Y4)","v":154422587.48929405}]
[2004,1,1,3,6.5105292870625857E-3,6.8436646572918869E-3,2.5325125214408243E-4,3.2774438535462971E-3,4.4354838709677579E-7,1.765152426606254E-5,1.6902984122698011E-2,null,6.0776248799745778E-3,6.6691313412230273E-3,1.6237293379796024E-4,3.0591173418592879E-3,4.8427245269625589E-5,1.5149864040808177E-5,1.6031823606165285E-2,null,"Scaling Factor",{"$f":"V4/V3","v":0.93350703329938856},{"$f":"W4/W3","v":0.97449709697816722},0.64115352806066794,0.78861913515198978,109.18142569879184,0.85827511621394958,{"$f":"AB4/AB3","v":0.93338512528573969}]
[2004,1,1,4,6.5465228702537882E-3,6.7316364161707047E-3,2.5325125214408243E-4,3.1496071140831622E-3,4.4354838709677579E-7,1.765152426606254E-5,1.6699112725304895E-2,null,6.1112251430372119E-3,6.5599601454708655E-3,1.6237293379796024E-4,2.9397964307793694E-3,4.8427245269625589E-5,1.5149864040808177E-5,1.5836931762395836E-2]
[2004,1,1,5,6.756101221577198E-3,6.6897435015568435E-3,2.5325125214408243E-4,3.1049627414580011E-3,4.4354838709677579E-7,1.765152426606254E-5,1.6822153789389283E-2,null,6.3068680080249047E-3,6.5191356217957032E-3,1.6237293379796024E-4,2.8981260374433301E-3,4.8427245269625589E-5,1.5149864040808177E-5,1.5950079710372329E-2]
[2004,1,1,6,7.0396614382581563E-3,6.8505878244253422E-3,2.5325125214408243E-4,3.1508508381799054E-3,4.4354838709677579E-7,1.765152426606254E-5,1.7312446425660644E-2,null,6.5715734646604783E-3,6.6758779474964747E-3,1.6237293379796024E-4,2.9409573043512288E-3,4.8427245269625589E-5,1.5149864040808177E-5,1.6414358759616571E-2]
[2004,1,1,7,7.458553300925287E-3,7.3277581148615649E-3,1.6039245969125219E-4,3.2797687544542085E-3,4.4354838709677579E-7,1.1179298701839607E-5,1.8238095477021252E-2,null,6.962611964652126E-3,7.1408790102908022E-3,1.0283619140537482E-4,3.0612873697844958E-3,4.8427245269625589E-5,9.5949138925118445E-6,1.7325636695294935E-2]
[2004,1,1,8,7.8745678371721448E-3,8.1420157923281951E-3,0,3.6518892444503273E-3,4.4354838709677579E-7,0,1.9668916422337764E-2,null,7.3509644601933519E-3,7.9343707531742188E-3,0,3.408619099960914E-3,4.8427245269625589E-5,0,1.8742381558598108E-2]
[2004,1,1,9,8.303103764858908E-3,8.6127418251580132E-3,0,3.8916782750724587E-3,4.4354838709677579E-7,0,2.0807967413476479E-2,null,7.7510057627104235E-3,8.3930919056389251E-3,0,3.6324346143502984E-3,4.8427245269625589E-5,0,1.9824959527969272E-2]
[2004,1,1,10,8.5782673676448214E-3,9.1407213172804719E-3,0,4.1207191347708795E-3,4.4354838709677579E-7,0,2.1840151368083271E-2,null,8.0078729212190725E-3,8.9076063879762676E-3,0,3.846217945875462E-3,4.8427245269625589E-5,0,2.0810124500340425E-2]
[2004,1,1,11,8.7495383242223723E-3,9.3371234323211E-3,0,4.1812946542602982E-3,4.4354838709677579E-7,0,2.2268399959190863E-2,null,8.167755563784131E-3,9.0989996789237332E-3,0,3.902758234723342E-3,4.8427245269625589E-5,0,2.1217940722700827E-2]
[2004,1,1,12,8.6472815697328335E-3,9.7241984944243104E-3,0,4.4071272156869521E-3,4.4354838709677579E-7,0,2.2779050828231191E-2,null,8.0722981642657766E-3,9.4762032032559545E-3,0,4.1135469883641588E-3,4.8427245269625589E-5,0,2.1710475601155511E-2]
[2004,1,1,13,8.1702845342811921E-3,9.5464169869167517E-3,0,4.3228278581406276E-3,4.4354838709677579E-7,0,2.2039972927725665E-2,null,7.6270180768087123E-3,9.3029556402934362E-3,0,4.0348632219592753E-3,4.8427245269625589E-5,0,2.1013264184331051E-2]
[2004,1,1,14,7.868183584841015E-3,9.5906242430174593E-3,0,4.3411113269073986E-3,4.4354838709677579E-7,0,2.180036270315297E-2,null,7.3450047157398836E-3,9.3460354830289458E-3,0,4.051928739744806E-3,4.8427245269625589E-5,0,2.079139618378326E-2]
[2004,1,1,15,8.0295956738560929E-3,9.1507043840925017E-3,0,4.017166099631559E-3,4.4354838709677579E-7,0,2.1197909705967247E-2,null,7.4956840360950062E-3,8.9173348576035306E-3,0,3.7495630831982291E-3,4.8427245269625589E-5,0,2.0211009222166391E-2]
[2004,1,1,16,7.9357496661643292E-3,9.2899249619953512E-3,8.8637938250428846E-5,4.1768897603176799E-3,4.4354838709677579E-7,6.1780334931218883E-6,2.1497823908608004E-2,null,7.4080781278676759E-3,9.0530049066094801E-3,5.6830526829286084E-5,3.898646772238841E-3,4.8427245269625589E-5,5.3024524142828616E-6,2.0470290031229188E-2]
[2004,1,1,17,8.5192747871948964E-3,9.9465472348223317E-3,2.5325125214408243E-4,4.6714129262047628E-3,4.4354838709677579E-7,1.765152426606254E-5,2.340858127301923E-2,null,7.9528029324565878E-3,9.6928814052905793E-3,1.6237293379796024E-4,4.3602273393870562E-3,4.8427245269625589E-5,1.5149864040808177E-5,2.2231861720242614E-2]
[2004,1,1,18,9.7214241418661675E-3,9.6632979138656233E-3,2.5325125214408243E-4,4.5273594797172806E-3,4.4354838709677579E-7,1.765152426606254E-5,2.4183427860246312E-2,null,9.0750178101185394E-3,9.4168557642972297E-3,1.6237293379796024E-4,4.2257699951894949E-3,4.8427245269625589E-5,1.5149864040808177E-5,2.2943593612713656E-2]
[2004,1,1,19,9.6109556586174288E-3,9.3664194697325696E-3,2.5325125214408243E-4,4.4206212779680353E-3,4.4354838709677579E-7,1.765152426606254E-5,2.3669342731115275E-2,null,8.971894704047927E-3,9.1275485823341732E-3,1.6237293379796024E-4,4.1261421453770014E-3,4.8427245269625589E-5,1.5149864040808177E-5,2.2451535474867491E-2]
[2004,1,1,20,9.3249976119546257E-3,9.1729886796207624E-3,2.5325125214408243E-4,4.39626562857058E-3,4.4354838709677579E-7,1.765152426606254E-5,2.3165598244943211E-2,null,8.704950856259646E-3,8.9390508389040248E-3,1.6237293379796024E-4,4.1034089445127417E-3,4.8427245269625589E-5,1.5149864040808177E-5,2.1973360682784802E-2]
[2004,1,1,21,9.15729284258468E-3,8.8614493287882574E-3,2.5325125214408243E-4,4.3132621434122231E-3,4.4354838709677579E-7,1.765152426606254E-5,2.2603350639582402E-2,null,8.5483972745349496E-3,8.635456645923285E-3,1.6237293379796024E-4,4.0259347261190556E-3,4.8427245269625589E-5,1.5149864040808177E-5,2.1435738689685683E-2]
[2004,1,1,22,8.6086284379344371E-3,8.5952254062760212E-3,2.5325125214408243E-4,4.1659711046362529E-3,4.4354838709677579E-7,1.765152426606254E-5,2.1641171273643948E-2,null,8.0362151938729257E-3,8.3760222062889706E-3,1.6237293379796024E-4,3.8884554614376805E-3,4.8427245269625589E-5,1.5149864040808177E-5,2.0526642904707966E-2]
[2004,1,1,23,7.8868421102368403E-3,8.2319569321806195E-3,2.5325125214408243E-4,3.7539730394158381E-3,4.4354838709677579E-7,1.765152426606254E-5,2.0144118406630541E-2,null,7.3624225804278824E-3,8.0220181328593126E-3,1.6237293379796024E-4,3.503902595714441E-3,4.8427245269625589E-5,1.5149864040808177E-5,1.9114293352110026E-2]
[2004,1,1,24,6.8187209169707939E-3,8.1996527451726024E-3,2.5325125214408243E-4,3.5420991732433241E-3,4.4354838709677579E-7,1.765152426606254E-5,1.8831819160183963E-2,null,6.3653239340978919E-3,7.9905377963997611E-3,1.6237293379796024E-4,3.3061426805922351E-3,4.8427245269625589E-5,1.5149864040808177E-5,1.7887954454198281E-2]
[2004,1,2,1,6.4153138533965745E-3,7.7518597472182637E-3,2.5325125214408243E-4,2.8479983036178705E-3,4.4354838709677579E-7,1.765152426606254E-5,1.7286518229029949E-2,null,5.9887406029687047E-3,7.5541648198461072E-3,1.6237293379796024E-4,2.6582792534359401E-3,4.8427245269625589E-5,1.5149864040808177E-5,1.6427134719359145E-2]
[2004,1,2,2,6.0218248056113964E-3,7.5342155650007193E-3,2.5325125214408243E-4,2.8484770542005428E-3,4.4354838709677579E-7,1.765152426606254E-5,1.6675863749609898E-2,null,5.6214158093349622E-3,7.3420711961009232E-3,1.6237293379796024E-4,2.6587261121085283E-3,4.8427245269625589E-5,1.5149864040808177E-5,1.5848163160652805E-2]
[2004,1,2,3,6.1396195782350144E-3,7.2991940107430091E-3,2.5325125214408243E-4,2.7483325338187072E-3,4.4354838709677579E-7,1.765152426606254E-5,1.645849244759397E-2,null,5.7313780580650116E-3,7.1130433737494874E-3,1.6237293379796024E-4,2.5652527064052486E-3,4.8427245269625589E-5,1.5149864040808177E-5,1.5635624181328141E-2]
[2004,1,2,4,6.2358980761500968E-3,7.1409422407568987E-3,2.5325125214408243E-4,2.6283605832440955E-3,4.4354838709677579E-7,1.765152426606254E-5,1.627654722494833E-2,null,5.8212547130242417E-3,6.9588274833063662E-3,1.6237293379796024E-4,2.4532726722873901E-3,4.8427245269625589E-5,1.5149864040808177E-5,1.5459304911726392E-2]
[2004,1,2,5,6.3867975820978374E-3,7.178044197348141E-3,2.5325125214408243E-4,2.538743639689318E-3,4.4354838709677579E-7,1.765152426606254E-5,1.6374931743932536E-2,null,5.9621204631478599E-3,6.9949832322967415E-3,1.6237293379796024E-4,2.3696255501997887E-3,4.8427245269625589E-5,1.5149864040808177E-5,1.5552679288752785E-2]
[2004,1,2,6,6.6303772038853234E-3,7.5105742206208071E-3,2.5325125214408243E-4,2.4391370863907436E-3,4.4354838709677579E-7,1.765152426606254E-5,1.6851434835694113E-2,null,6.1895037532548837E-3,7.3190327746340371E-3,1.6237293379796024E-4,2.2766542749699183E-3,4.8427245269625589E-5,1.5149864040808177E-5,1.601114084596723E-2]
[2004,1,2,7,6.8071069569459654E-3,8.4677332842063597E-3,1.6039245969125219E-4,2.2721508147478661E-3,4.4354838709677579E-7,1.1179298701839607E-5,1.7719006362680381E-2,null,6.3544822207302568E-3,8.2517815034444993E-3,1.0283619140537482E-4,2.1207917728915324E-3,4.8427245269625589E-5,9.5949138925118445E-6,1.6887913847633797E-2]
[2004,1,2,8,6.8001573291327205E-3,9.9743565522536388E-3,0,2.2573180985399565E-3,4.4354838709677579E-7,0,1.9032275528313408E-2,null,6.3479946942877792E-3,9.7199815043963328E-3,0,2.1069471362154851E-3,4.8427245269625589E-5,0,1.8223350580169221E-2]
[2004,1,2,9,6.8401871276987597E-3,1.0999596644648351E-2,0,2.3546201605194189E-3,4.4354838709677579E-7,0,2.0194847481253626E-2,null,6.3853627927907353E-3,1.0719074998140607E-2,0,2.1977674335267464E-3,4.8427245269625589E-5,0,1.9350632469727711E-2]
[2004,1,2,10,6.8780278983521922E-3,1.1669061018173662E-2,0,2.6644469744712138E-3,4.4354838709677579E-7,0,2.1211979439384163E-2,null,6.4206874183411833E-3,1.137146608667133E-2,0,2.486955173084024E-3,4.8427245269625589E-5,0,2.0327535923366162E-2]
[2004,1,2,11,7.3514171914061312E-3,1.1636797899642285E-2,0,2.6206631175568641E-3,4.4354838709677579E-7,0,2.1609321756992372E-2,null,6.8625996528956608E-3,1.134002577132304E-2,0,2.4460879723125308E-3,4.8427245269625589E-5,0,2.0697140641800858E-2]
[2004,1,2,12,7.1278243023322604E-3,1.2016088098889353E-2,0,3.0017904320812504E-3,4.4354838709677579E-7,0,2.2146146381689959E-2,null,6.6538741183494723E-3,1.1709642969401579E-2,0,2.8018265385296925E-3,4.8427245269625589E-5,0,2.121377087155037E-2]
[2004,1,2,13,6.6349469279573855E-3,1.1800255627707125E-2,0,2.92729040676811E-3,4.4354838709677579E-7,0,2.1362936510819719E-2,null,6.1937696228163905E-3,1.1499314852800873E-2,0,2.7322893230689962E-3,4.8427245269625589E-5,0,2.0473801043955887E-2]
[2004,1,2,14,6.452142529744429E-3,1.1643938464203035E-2,0,2.9340053242564762E-3,4.4354838709677579E-7,0,2.1030529866591034E-2,null,6.0231204313665335E-3,1.1346984230758276E-2,0,2.7385569271701584E-3,4.8427245269625589E-5,0,2.0157088834564595E-2]
[2004,1,2,15,6.5964781076888954E-3,1.1056732346072875E-2,0,2.7590604309732001E-3,4.4354838709677579E-7,0,2.0412714433122064E-2,null,6.1578587085330252E-3,1.0774753573312616E-2,0,2.5752659660348474E-3,4.8427245269625589E-5,0,1.9556305493150111E-2]
[2004,1,2,16,6.6423323843140675E-3,1.0900697338362023E-2,8.8637938250428846E-5,3.1318933784865214E-3,4.4354838709677579E-7,6.1780334931218883E-6,2.0770182621293255E-2,null,6.2006639982694796E-3,1.0622697911271427E-2,5.6830526829286084E-5,2.9232626934602205E-3,4.8427245269625589E-5,5.3024524142828616E-6,1.9857184827514317E-2]
[2004,1,2,17,7.244541169704263E-3,1.1431752486927639E-2,2.5325125214408243E-4,3.6738816690371876E-3,4.4354838709677579E-7,1.765152426606254E-5,2.2621521650466329E-2,null,6.7628301349459087E-3,1.1140209611883927E-2,1.6237293379796024E-4,3.4291465019392576E-3,4.8427245269625589E-5,1.5149864040808177E-5,2.1558136291877486E-2]
[2004,1,2,18,8.5621596760872155E-3,1.1046574979918958E-2,2.5325125214408243E-4,3.5284517554922848E-3,4.4354838709677579E-7,1.765152426606254E-5,2.3408532736295701E-2,null,7.9928362778598303E-3,1.0764855249482681E-2,1.6237293379796024E-4,3.2934043838648542E-3,4.8427245269625589E-5,1.5149864040808177E-5,2.2277045954315754E-2]
[2004,1,2,19,8.5278703152664483E-3,1.0644570338153705E-2,2.5325125214408243E-4,3.4604563669356518E-3,4.4354838709677579E-7,1.765152426606254E-5,2.2904243345153046E-2,null,7.9608269183663039E-3,1.0373102893110693E-2,1.6237293379796024E-4,3.229938499598069E-3,4.8427245269625589E-5,1.5149864040808177E-5,2.1789818354183456E-2]
[2004,1,2,20,8.2668260956532333E-3,1.0563783841999764E-2,2.5325125214408243E-4,3.3125022855074624E-3,4.4354838709677579E-7,1.765152426606254E-5,2.2414458547957698E-2,null,7.7171403033552168E-3,1.0294376687133639E-2,1.6237293379796024E-4,3.091840360767682E-3,4.8427245269625589E-5,1.5149864040808177E-5,2.1329307394364928E-2]
[2004,1,2,21,8.1562924726966708E-3,1.0208463420379961E-2,2.5325125214408243E-4,3.2091297522055351E-3,4.4354838709677579E-7,1.765152426606254E-5,2.1845231970079405E-2,null,7.6139563889092033E-3,9.9481179677680838E-3,1.6237293379796024E-4,2.9953539758205581E-3,4.8427245269625589E-5,1.5149864040808177E-5,2.0783378375606239E-2]
[2004,1,2,22,7.6819541015937997E-3,9.7434890288151648E-3,2.5325125214408243E-4,3.2268248506905676E-3,4.4354838709677579E-7,1.765152426606254E-5,2.092361430589677E-2,null,7.1711581833208979E-3,9.4950017730190007E-3,1.6237293379796024E-4,3.0118703175369536E-3,4.8427245269625589E-5,1.5149864040808177E-5,1.9903980316985245E-2]
[2004,1,2,23,7.3712310643945025E-3,9.0041611430325165E-3,2.5325125214408243E-4,2.9995797007269236E-3,4.4354838709677579E-7,1.765152426606254E-5,1.9646318232951182E-2,null,6.8810960426872059E-3,8.7745288946088039E-3,1.6237293379796024E-4,2.7997630747675613E-3,4.8427245269625589E-5,1.5149864040808177E-5,1.8681338055171963E-2]
[2004,1,2,24,6.554168600557614E-3,8.5010468879838583E-3,2.5325125214408243E-4,2.9789523940313592E-3,4.4354838709677579E-7,1.765152426606254E-5,1.8305514207370071E-2,null,6.1183624860505431E-3,8.284245513615552E-3,1.6237293379796024E-4,2.7805098535232144E-3,4.8427245269625589E-5,1.5149864040808177E-5,1.74090678962977E-2]
[2004,1,3,1,6.3737181513402411E-3,9.3085653340442207E-3,2.5325125214408243E-4,3.994180526692313E-3,4.4354838709677579E-7,1.765152426606254E-5,1.9947810336874011E-2,null,5.9499107225440915E-3,9.0711698950576968E-3,1.6237293379796024E-4,3.7281086913205663E-3,4.8427245269625589E-5,1.5149864040808177E-5,1.8975139352030747E-2]
[2004,1,3,2,6.0398248646726166E-3,9.0247654321130594E-3,2.5325125214408243E-4,3.9603225471353271E-3,4.4354838709677579E-7,1.765152426606254E-5,1.9296259168718244E-2,null,5.6382189910684152E-3,8.7946077145030915E-3,1.6237293379796024E-4,3.6965061568298469E-3,4.8427245269625589E-5,1.5149864040808177E-5,1.8355282905509744E-2]
[2004,1,3,3,6.0586173143008498E-3,8.7608428555853383E-3,2.5325125214408243E-4,3.7579519940566402E-3,4.4354838709677579E-7,1.765152426606254E-5,1.8848758488740069E-2,null,5.6557618749692954E-3,8.5374159298498287E-3,1.6237293379796024E-4,3.5076164927903522E-3,4.8427245269625589E-5,1.5149864040808177E-5,1.7926744340717869E-2]
[2004,1,3,4,5.953633797297595E-3,8.5065334473095559E-3,2.5325125214408243E-4,3.6021606395426329E-3,4.4354838709677579E-7,1.765152426606254E-5,1.8333674208947024E-2,null,5.5577590234662513E-3,8.2895921497508438E-3,1.6237293379796024E-4,3.3622031598388607E-3,4.8427245269625589E-5,1.5149864040808177E-5,1.7435504376164347E-2]
[2004,1,3,5,5.9572045020122788E-3,8.3745956896600186E-3,2.5325125214408243E-4,3.4382734499485393E-3,4.4354838709677579E-7,1.765152426606254E-5,1.8041419966418077E-2,null,5.5610923014312438E-3,8.16101918793956E-3,1.6237293379796024E-4,3.2092332948468498E-3,4.8427245269625589E-5,1.5149864040808177E-5,1.7157294827326044E-2]
[2004,1,3,6,6.0574842824106462E-3,8.736640302034724E-3,2.5325125214408243E-4,3.5962712343039116E-3,4.4354838709677579E-7,1.765152426606254E-5,1.866174214354652E-2,null,5.6547041817308378E-3,8.5138306116752972E-3,1.6237293379796024E-4,3.3567060765922582E-3,4.8427245269625589E-5,1.5149864040808177E-5,1.7751190913106785E-2]
[2004,1,3,7,6.6726942286415517E-3,9.2255605333098414E-3,1.6039245969125219E-4,3.4858663771642623E-3,4.4354838709677579E-7,1.1179298701839607E-5,1.9556136445895843E-2,null,6.2290069934931268E-3,8.9902819577067934E-3,1.0283619140537482E-4,3.2536558251788127E-3,4.8427245269625589E-5,9.5949138925118445E-6,1.8633803126946243E-2]
[2004,1,3,8,6.9398354667166724E-3,1.0078798501307261E-2,0,3.5783978073209203E-3,4.4354838709677579E-7,0,2.0597475323731948E-2,null,6.4783852181205586E-3,9.8217598805518287E-3,0,3.3400232857084535E-3,4.8427245269625589E-5,0,1.9688595629650467E-2]
[2004,1,3,9,7.2577637873825207E-3,1.0748449968936667E-2,0,3.6412561018219175E-3,4.4354838709677579E-7,0,2.1647913406528201E-2,null,6.7751735415471914E-3,1.0474333291743854E-2,0,3.3986942827965148E-3,4.8427245269625589E-5,0,2.0696628361357185E-2]
[2004,1,3,10,7.8593929307090322E-3,1.1280532176408595E-2,0,3.9166493262788003E-3,4.4354838709677579E-7,0,2.3057017981783525E-2,null,7.3367985782803753E-3,1.0992845858278982E-2,0,3.655742222109046E-3,4.8427245269625589E-5,0,2.2033813903938028E-2]
[2004,1,3,11,8.419242105235706E-3,1.119998453146828E-2,0,3.9112135781724181E-3,4.4354838709677579E-7,0,2.3530883763263497E-2,null,7.8594217202878815E-3,1.0914352412116218E-2,0,3.6506685756817485E-3,4.8427245269625589E-5,0,2.2472869953355474E-2]
[2004,1,3,12,8.0195508887634381E-3,1.155411946799759E-2,0,4.283148634035454E-3,4.4354838709677579E-7,0,2.3857262539183577E-2,null,7.4863071585630318E-3,1.1259455879702578E-2,0,3.997827224396627E-3,4.8427245269625589E-5,0,2.2792017507931864E-2]
[2004,1,3,13,7.6575939856725599E-3,1.0920661344423226E-2,0,4.0529215557008657E-3,4.4354838709677579E-7,0,2.2631620434183746E-2,null,7.1484178437764322E-3,1.0642152777222122E-2,0,3.7829366940411277E-3,4.8427245269625589E-5,0,2.1621934560309305E-2]
[2004,1,3,14,6.8924985306009845E-3,1.094929103011455E-2,0,4.1686896277095143E-3,4.4354838709677579E-7,0,2.2010922736812141E-2,null,6.4341958553217199E-3,1.0670052322815714E-2,0,3.8909928904370087E-3,4.8427245269625589E-5,0,2.1043668313844067E-2]
[2004,1,3,15,6.6589269632669227E-3,1.0768816727164943E-2,0,3.9624199714257636E-3,4.4354838709677579E-7,0,2.1390607210244727E-2,null,6.2161551544366112E-3,1.0494180638512166E-2,0,3.6984638614639535E-3,4.8427245269625589E-5,0,2.0457226899682355E-2]
[2004,1,3,16,6.8694355217047559E-3,1.0388501035871182E-2,8.4417084048027478E-5,3.7986328386249279E-3,4.4354838709677579E-7,5.8838414220208463E-6,2.1147313870058013E-2,null,6.4126663743080438E-3,1.012356410141115E-2,5.4124311265986753E-5,3.5455873879944532E-3,4.8427245269625589E-5,5.0499546802693919E-6,2.0189419374929525E-2]
[2004,1,3,17,7.4238911626566062E-3,1.0555097817234205E-2,2.5325125214408243E-4,3.9673163073923245E-3,4.4354838709677579E-7,1.765152426606254E-5,2.2217651612080377E-2,null,6.9302546147891166E-3,1.0285912181215322E-2,1.6237293379796024E-4,3.7030340286235428E-3,4.8427245269625589E-5,1.5149864040808177E-5,2.114515086773637E-2]
[2004,1,3,18,8.1836584432058192E-3,1.0727476894427055E-2,2.5325125214408243E-4,4.1947590323509103E-3,4.4354838709677579E-7,1.765152426606254E-5,{"$f":"SUM(E68:J68)","v":2.3377240694781025E-2},null,{"$f":"E68*V$5","v":7.6395027148525568E-3},{"$f":"F68*W$5","v":1.0453895091519529E-2},{"$f":"G68*X$5","v":1.6237293379796024E-4},{"$f":"H68*AB$5","v":3.9153256849543423E-3},{"$f":"I68*Z$5","v":4.8427245269625589E-5},{"$f":"J68*AA$5","v":1.5149864040808177E-5},{"$f":"SUM(M68:R68)","v":2.2234673534434819E-2}]
[2004,1,3,19,8.1089099173030383E-3,1.0189788506239184E-2,2.5325125214408243E-4,3.9241970653388445E-3,4.4354838709677579E-7,1.765152426606254E-5,2.249424181367831E-2,null,7.569724440193549E-3,9.9299193181515803E-3,1.6237293379796024E-4,3.6627871694772294E-3,4.8427245269625589E-5,1.5149864040808177E-5,2.1388380970930747E-2]
[2004,1,3,20,8.1378731845534631E-3,9.6882308913323004E-3,2.5325125214408243E-4,3.7955729787846489E-3,4.4354838709677579E-7,1.765152426606254E-5,2.1893023379467653E-2,null,7.596761853879151E-3,9.4411528784575285E-3,1.6237293379796024E-4,3.5427313603340776E-3,4.8427245269625589E-5,1.5149864040808177E-5,2.0806596135779148E-2]
[2004,1,3,21,7.6460460427925361E-3,9.660530343804926E-3,2.5325125214408243E-4,3.9603386818782673E-3,4.4354838709677579E-7,1.765152426606254E-5,2.1538261393272969E-2,null,7.1376377578777897E-3,9.4141587753073953E-3,1.6237293379796024E-4,3.6965212167589076E-3,4.8427245269625589E-5,1.5149864040808177E-5,2.0474267793052482E-2]
[2004,1,3,22,7.5153947734734345E-3,9.2655786782934492E-3,2.5325125214408243E-4,3.8199291160130053E-3,4.4354838709677579E-7,1.765152426606254E-5,2.087224889257713E-2,null,7.015673879058916E-3,9.02927952381977E-3,1.6237293379796024E-4,3.5654650165324437E-3,4.8427245269625589E-5,1.5149864040808177E-5,1.9836368462519519E-2]
[2004,1,3,23,7.3795881961113731E-3,8.7756637139318732E-3,2.5325125214408243E-4,3.5861232815155085E-3,4.4354838709677579E-7,1.765152426606254E-5,2.0012721516355993E-2,null,6.888897483923114E-3,8.5518588132832522E-3,1.6237293379796024E-4,3.347234128407461E-3,4.8427245269625589E-5,1.5149864040808177E-5,1.9013940468722221E-2]
[2004,1,3,24,6.0158094611284614E-3,8.7699159727766297E-3,2.5325125214408243E-4,3.774883873001763E-3,4.4354838709677579E-7,1.765152426606254E-5,1.8831955631704096E-2,null,5.6158004429524237E-3,8.5462576562132849E-3,1.6237293379796024E-4,3.5234204567408688E-3,4.8427245269625589E-5,1.5149864040808177E-5,1.791142859901497E-2]
[2004,1,4,1,5.1513540770773717E-3,8.2100871833701711E-3,2.5325125214408243E-4,3.2936960813679979E-3,4.4354838709677579E-7,1.765152426606254E-5,1.6926483666612781E-2,null,4.8088252619672067E-3,8.0007061261318894E-3,1.6237293379796024E-4,3.0742869295608184E-3,4.8427245269625589E-5,1.5149864040808177E-5,1.6109768360768308E-2]
[2004,1,4,2,5.0402960424161319E-3,7.9271577569096415E-3,2.5325125214408243E-4,3.0814561754204301E-3,4.4354838709677579E-7,1.765152426606254E-5,1.6320256299543444E-2,null,4.7051518055065324E-3,7.7249922213964055E-3,1.6237293379796024E-4,2.8761853583573146E-3,4.8427245269625589E-5,1.5149864040808177E-5,1.5532279428368647E-2]
[2004,1,4,3,4.8115270692914592E-3,7.8460367080172011E-3,2.5325125214408243E-4,3.0779592338177472E-3,4.4354838709677579E-7,1.765152426606254E-5,1.6006869335923646E-2,null,4.4915943600939718E-3,7.6459399947468986E-3,1.6237293379796024E-4,2.8729213650813771E-3,4.8427245269625589E-5,1.5149864040808177E-5,1.5236405763030642E-2]
[2004,1,4,4,4.9356631003170679E-3,7.7330958258653316E-3,2.5325125214408243E-4,2.8867155072466706E-3,4.4354838709677579E-7,1.765152426606254E-5,1.582682075822631E-2,null,4.6074762181422483E-3,7.5358794329597485E-3,1.6237293379796024E-4,2.6944173153957214E-3,4.8427245269625589E-5,1.5149864040808177E-5,1.5063723009606112E-2]
[2004,1,4,5,5.0954051348832234E-3,7.6582641050770405E-3,2.5325125214408243E-4,2.9041245577992891E-3,4.4354838709677579E-7,1.765152426606254E-5,1.5929140122556792E-2,null,4.7565965309233089E-3,7.4629561382896781E-3,1.6237293379796024E-4,2.7106666642268827E-3,4.8427245269625589E-5,1.5149864040808177E-5,1.5156169376548264E-2]
[2004,1,4,6,5.199032920253201E-3,7.744353467421387E-3,2.5325125214408243E-4,2.901130050886303E-3,4.4354838709677579E-7,1.765152426606254E-5,1.6115862763358132E-2,null,4.8533337974114221E-3,7.5468499719749445E-3,1.6237293379796024E-4,2.7078716360167364E-3,4.8427245269625589E-5,1.5149864040808177E-5,1.5334005448511497E-2]
[2004,1,4,7,4.4870077856590885E-3,7.2594501149801632E-3,1.6039245969125219E-4,2.2135069559217546E-3,4.4354838709677579E-7,1.1179298701839607E-5,1.4131980163341197E-2,null,4.1886533263818743E-3,7.074313062705991E-3,1.0283619140537482E-4,2.066054467373883E-3,4.8427245269625589E-5,9.5949138925118445E-6,1.348987920702926E-2]
[2004,1,4,8,5.0638785481373497E-3,7.4617980001237547E-3,0,2.1247355874343364E-3,4.4354838709677579E-7,0,1.4650855684082538E-2,null,4.7271662404601124E-3,7.2715004893580924E-3,0,1.9831965924764676E-3,4.8427245269625589E-5,0,1.4030290567564297E-2]
[2004,1,4,9,5.5990856780944679E-3,7.6765328420017737E-3,0,2.0507834199653668E-3,4.4354838709677579E-7,0,1.5326845488448705E-2,null,5.2267858605470618E-3,7.4807589693882881E-3,0,1.9141707393782916E-3,4.8427245269625589E-5,0,1.4670142814583268E-2]
[2004,1,4,10,5.3905642279471512E-3,7.5920283189504344E-3,0,1.6958496012589462E-3,4.4354838709677579E-7,0,1.4678885696543629E-2,null,5.0321296202407544E-3,7.3984095569932335E-3,0,1.5828807925368533E-3,4.8427245269625589E-5,0,1.4061847215040469E-2]
[2004,1,4,11,6.2792930880484141E-3,9.0802525448805144E-3,0,2.8444841622092725E-3,4.4354838709677579E-7,0,1.8204473343525297E-2,null,5.8617642618414316E-3,8.8486797448146769E-3,0,2.654999206117004E-3,4.8427245269625589E-5,0,1.7413870458042737E-2]
[2004,1,4,12,5.413689042811521E-3,8.2688042379965524E-3,0,2.1596771523780985E-3,4.4354838709677579E-7,0,1.5842613981573266E-2,null,5.0537167975603899E-3,8.0579257254084057E-3,0,2.0158105294491809E-3,4.8427245269625589E-5,0,1.5175880297687603E-2]
[2004,1,4,13,5.1189126055620933E-3,8.2042854573038983E-3,0,2.1064428567555875E-3,4.4354838709677579E-7,0,1.5430084468008675E-2,null,4.7785409201371127E-3,7.9950523609228445E-3,0,1.9661224297600655E-3,4.8427245269625589E-5,0,1.4788142956089647E-2]
[2004,1,4,14,5.1915104033300619E-3,8.1782834804289325E-3,0,2.1216169516666186E-3,4.4354838709677579E-7,0,1.549185438381271E-2,null,4.8463114749555582E-3,7.969713509942496E-3,0,1.9802857042396961E-3,4.8427245269625589E-5,0,1.4844737934407376E-2]
[2004,1,4,15,5.038255903126846E-3,8.1150371395266006E-3,0,2.1306437721313231E-3,4.4354838709677579E-7,0,1.5284380363171866E-2,null,4.7032473211310738E-3,7.9080801343386822E-3,0,1.9887112041900761E-3,4.8427245269625589E-5,0,1.4648465904929459E-2]
[2004,1,4,16,5.4513634008916435E-3,8.2271079871256911E-3,8.0196229845626096E-5,2.3340219442037871E-3,4.4354838709677579E-7,5.5896493509198036E-6,1.6098722759804764E-2,null,5.0888860758032239E-3,8.0172928499798787E-3,5.1418095702687408E-5,2.1785413648103178E-3,4.8427245269625589E-5,4.7974569462559222E-6,1.5389363088511991E-2]
[2004,1,4,17,6.3363601979892752E-3,8.7681313922462201E-3,2.5325125214408243E-4,2.7852985130072329E-3,4.4354838709677579E-7,1.765152426606254E-5,1.8161136428039969E-2,null,5.9150368103412943E-3,8.5445185876670774E-3,1.6237293379796024E-4,2.5997562015214405E-3,4.8427245269625589E-5,1.5149864040808177E-5,1.7285261642638203E-2]
[2004,1,4,18,6.827039570598931E-3,8.4485174623293562E-3,2.5325125214408243E-4,2.5562545843839687E-3,4.4354838709677579E-7,1.765152426606254E-5,1.8103157942109496E-2,null,6.3730894557673399E-3,8.2330557408093093E-3,1.6237293379796024E-4,2.3859700055074771E-3,4.8427245269625589E-5,1.5149864040808177E-5,1.7218065245192517E-2]
[2004,1,4,19,6.9352871668116123E-3,8.346668980523296E-3,2.5325125214408243E-4,2.5798227298942334E-3,4.4354838709677579E-7,1.765152426606254E-5,1.8133125202026382E-2,null,6.4741393481696297E-3,8.133804690957671E-3,1.6237293379796024E-4,2.4079681619573281E-3,4.8427245269625589E-5,1.5149864040808177E-5,1.724186224419302E-2]
[2004,1,4,20,7.0282097383870222E-3,8.0628234259972082E-3,2.5325125214408243E-4,2.5039622154020328E-3,4.4354838709677579E-7,1.765152426606254E-5,1.7866341704583504E-2,null,6.5608832222875408E-3,7.8571980220818391E-3,1.6237293379796024E-4,2.3371610861337845E-3,4.8427245269625589E-5,1.5149864040808177E-5,1.6981192373611554E-2]
[2004,1,4,21,6.7754015187944331E-3,8.0572167139728191E-3,2.5325125214408243E-4,2.5706126500519978E-3,4.4354838709677579E-7,1.765152426606254E-5,1.767457720761649E-2,null,6.3248849712219625E-3,7.8517342974904793E-3,1.6237293379796024E-4,2.3993716104298915E-3,4.8427245269625589E-5,1.5149864040808177E-5,1.6801940922250725E-2]
[2004,1,4,22,6.8645420541508908E-3,8.4983687205644788E-3,2.5325125214408243E-4,2.9749619640326171E-3,4.4354838709677579E-7,1.765152426606254E-5,1.8609219063545224E-2,null,6.408098287929289E-3,8.2816356472401459E-3,1.6237293379796024E-4,2.7767852455188946E-3,4.8427245269625589E-5,1.5149864040808177E-5,1.769246922379672E-2]
[2004,1,4,23,5.5815263525200789E-3,8.2796403691158711E-3,2.5325125214408243E-4,2.7131473195129295E-3,4.4354838709677579E-7,1.765152426606254E-5,1.6845660365946119E-2,null,5.2103941066233761E-3,8.0684855037266578E-3,1.6237293379796024E-4,2.5324113507422447E-3,4.8427245269625589E-5,1.5149864040808177E-5,1.6037241004200672E-2]
[2004,1,4,24,4.6625179308348056E-3,8.3399979065791347E-3,2.5325125214408243E-4,2.4532383548962881E-3,4.4354838709677579E-7,1.765152426606254E-5,1.5727100517107469E-2,null,4.3524932813188031E-3,8.1273037487653594E-3,1.6237293379796024E-4,2.2898161892406536E-3,4.8427245269625589E-5,1.5149864040808177E-5,1.4995563262433211E-2]
[2004,1,5,1,5.5733616828120888E-3,8.7459326587700417E-3,2.5325125214408243E-4,2.5482825679137315E-3,4.4354838709677579E-7,1.765152426606254E-5,1.7138923234293103E-2,null,5.2027723300264008E-3,8.5228859863379497E-3,1.6237293379796024E-4,2.3785290439156249E-3,4.8427245269625589E-5,1.5149864040808177E-5,1.6330137403388366E-2]
[2004,1,5,2,5.4746759566055543E-3,8.7893357312033363E-3,2.5325125214408243E-4,2.4803969493369517E-3,4.4354838709677579E-7,1.765152426606254E-5,1.7015754961943082E-2,null,5.1106485105263432E-3,8.5651821544241273E-3,1.6237293379796024E-4,2.3151656173152372E-3,4.8427245269625589E-5,1.5149864040808177E-5,1.6216946325374099E-2]
[2004,1,5,3,5.5880217633299985E-3,8.9832451765610132E-3,2.5325125214408243E-4,2.5500509726245797E-3,4.4354838709677579E-7,1.765152426606254E-5,1.7392664237312831E-2,null,5.2164576182986049E-3,8.7541463460018305E-3,1.6237293379796024E-4,2.3801796465682157E-3,4.8427245269625589E-5,1.5149864040808177E-5,1.6576733653977042E-2]
[2004,1,5,4,5.5529101693994219E-3,8.8220103226559557E-3,2.5325125214408243E-4,2.3452472122094704E-3,4.4354838709677579E-7,1.765152426606254E-5,1.6991514029062089E-2,null,5.1836806984140596E-3,8.5970234489396533E-3,1.6237293379796024E-4,2.1890188629941684E-3,4.8427245269625589E-5,1.5149864040808177E-5,1.6195673053456275E-2]
[2004,1,5,5,5.8576309967592992E-3,9.0194055774352674E-3,2.5325125214408243E-4,2.3672757063900375E-3,4.4354838709677579E-7,1.765152426606254E-5,1.7515658605381845E-2,null,5.4681397339473138E-3,8.7893845516793575E-3,1.6237293379796024E-4,2.209579931794753E-3,4.8427245269625589E-5,1.5149864040808177E-5,1.6693054260529815E-2]
[2004,1,5,6,6.019854635208946E-3,9.3444607551413598E-3,2.5325125214408243E-4,2.2335417179646781E-3,4.4354838709677579E-7,1.765152426606254E-5,1.7869203433112223E-2,null,5.619576641407476E-3,9.1061498787116668E-3,1.6237293379796024E-4,2.0847546162533872E-3,4.8427245269625589E-5,1.5149864040808177E-5,1.7036431179480921E-2]
[2004,1,5,7,6.9070501002558788E-3,1.0541765980787132E-2,1.6039245969125219E-4,2.2814525087931805E-3,4.4354838709677579E-7,1.1179298701839607E-5,1.9902283896616382E-2,null,6.4477798479401095E-3,1.0272920345300262E-2,1.0283619140537482E-4,2.1294738357533882E-3,4.8427245269625589E-5,9.5949138925118445E-6,1.9011032379561272E-2]
[2004,1,5,8,6.6489221684853331E-3,1.2473570047449886E-2,0,2.7247426894403894E-3,4.4354838709677579E-7,0,2.1847678453762703E-2,null,6.2068156081412805E-3,1.2155457800193734E-2,0,2.543234296554721E-3,4.8427245269625589E-5,0,2.0953934950159358E-2]
[2004,1,5,9,6.9893086093710246E-3,1.411427974489516E-2,0,3.4269906817445506E-3,4.4354838709677579E-7,0,2.4531022584397832E-2,null,6.5245687447478204E-3,1.375432463733808E-2,0,3.1987021268331996E-3,4.8427245269625589E-5,0,2.3526022754188722E-2]
[2004,1,5,10,6.3322325795135232E-3,1.4331938799828324E-2,0,3.2039432095875382E-3,4.4354838709677579E-7,0,2.3868558137316483E-2,null,5.9111836494634036E-3,1.396643275450146E-2,0,2.9905129340892594E-3,4.8427245269625589E-5,0,2.2916556583323745E-2]
[2004,1,5,11,6.2526188241923452E-3,1.4594760344336627E-2,0,3.3587204474851856E-3,4.4354838709677579E-7,0,2.4206543164401254E-2,null,5.8368636489237076E-3,1.4222551586648119E-2,0,3.1349797056757357E-3,4.8427245269625589E-5,0,2.3242822186517187E-2]
[2004,1,5,12,6.3344270613457212E-3,1.4669436500842604E-2,0,3.4627529744657116E-3,4.4354838709677579E-7,0,2.4467060085041133E-2,null,5.9132322136882078E-3,1.4295323284376682E-2,0,3.2320821189052462E-3,4.8427245269625589E-5,0,2.3489064862239763E-2]
[2004,1,5,13,5.9251278372009254E-3,1.4463297066537021E-2,0,3.249097393273719E-3,4.4354838709677579E-7,0,2.3637965845398762E-2,null,5.5311485092250584E-3,1.4094441004073168E-2,0,3.0326591774863603E-3,4.8427245269625589E-5,0,2.2706675936054209E-2]
[2004,1,5,14,5.6374416478857051E-3,1.3982586969746027E-2,0,2.8852877746635723E-3,4.4354838709677579E-7,0,2.25057599406824E-2,null,5.262591428116201E-3,1.3625990410262251E-2,0,2.6930846910397715E-3,4.8427245269625589E-5,0,2.1630093774687848E-2]
[2004,1,5,15,5.6094249873370992E-3,1.3988987057212129E-2,0,2.9808266326425419E-3,4.4354838709677579E-7,0,2.2579682225578865E-2,null,5.2364376784445159E-3,1.3632227276918374E-2,0,2.7822592399641285E-3,4.8427245269625589E-5,0,2.1699351440596641E-2]
[2004,1,5,16,5.6485104500487117E-3,1.3826863506968077E-2,8.0196229845626096E-5,3.0536341236565086E-3,4.4354838709677579E-7,5.5896493509198036E-6,2.261523750825694E-2,null,5.2729242327855669E-3,1.3474238347853751E-2,5.1418095702687408E-5,2.8502166690859403E-3,4.8427245269625589E-5,4.7974569462559222E-6,2.1702022047643828E-2]
[2004,1,5,17,7.2637620552837654E-3,1.4244974330307922E-2,2.5325125214408243E-4,3.7653281092200276E-3,4.4354838709677579E-7,1.765152426606254E-5,2.5545410819608955E-2,null,6.7807729668206166E-3,1.3881686131413582E-2,1.6237293379796024E-4,3.5145012489662527E-3,4.8427245269625589E-5,1.5149864040808177E-5,2.4402910390308844E-2]
[2004,1,5,18,8.8194534247813053E-3,1.3606949644659944E-2,2.5325125214408243E-4,3.4630296055089891E-3,4.4354838709677579E-7,1.765152426606254E-5,2.6160778999747478E-2,null,8.2330218018897283E-3,1.3259932927449218E-2,1.6237293379796024E-4,3.2323403222062337E-3,4.8427245269625589E-5,1.5149864040808177E-5,2.495124509465357E-2]
[2004,1,5,19,9.6507123826624023E-3,1.2791920504985498E-2,2.5325125214408243E-4,3.1208383929809598E-3,4.4354838709677579E-7,1.765152426606254E-5,2.5834817605426101E-2,null,9.0090078855648518E-3,1.2465689396883859E-2,1.6237293379796024E-4,2.9129441344290796E-3,4.8427245269625589E-5,1.5149864040808177E-5,2.4613591459986182E-2]
[2004,1,5,20,8.3248774064564567E-3,1.2355536086100197E-2,2.5325125214408243E-4,2.9192940726484105E-3,4.4354838709677579E-7,1.765152426606254E-5,2.3871053890002304E-2,null,7.7713316102822746E-3,1.2040434047513628E-2,1.6237293379796024E-4,2.7248256637448539E-3,4.8427245269625589E-5,1.5149864040808177E-5,2.2762541364649148E-2]
[2004,1,5,21,7.8479738774048739E-3,1.1930922916573515E-2,2.5325125214408243E-4,2.7966383548920825E-3,4.4354838709677579E-7,1.765152426606254E-5,2.2846881473667709E-2,null,7.3261388117073232E-3,1.1626649746471178E-2,1.6237293379796024E-4,2.6103406412598513E-3,4.8427245269625589E-5,1.5149864040808177E-5,2.1789079242546742E-2]
[2004,1,5,22,7.4546301833415896E-3,1.1265283510219777E-2,2.5325125214408243E-4,2.7268698778170463E-3,4.4354838709677579E-7,1.765152426606254E-5,2.171812989617565E-2,null,6.9589497067952845E-3,1.097798607734519E-2,1.6237293379796024E-4,2.5452197825441736E-3,4.8427245269625589E-5,1.5149864040808177E-5,2.070810560979304E-2]
[2004,1,5,23,6.7485639569827118E-3,1.0832264202928397E-2,2.5325125214408243E-4,2.7739735760728135E-3,4.4354838709677579E-7,1.765152426606254E-5,2.0626148060781162E-2,null,6.2998319185141134E-3,1.0556010019454243E-2,1.6237293379796024E-4,2.5891856738420546E-3,4.8427245269625589E-5,1.5149864040808177E-5,1.9670977654918802E-2]
[2004,1,5,24,5.6322012968874173E-3,1.0340566438143111E-2,2.5325125214408243E-4,2.4958605178875804E-3,4.4354838709677579E-7,1.765152426606254E-5,1.8739974577715347E-2,null,5.2576995236023414E-3,1.0076851975080328E-2,1.6237293379796024E-4,2.3295990821842302E-3,4.8427245269625589E-5,1.5149864040808177E-5,1.7890100623975291E-2]
[2004,1,6,1,6.3986765352126362E-3,1.0784780827616325E-2,2.5325125214408243E-4,3.1027886346487775E-3,4.4354838709677579E-7,1.765152426606254E-5,2.0557592322274977E-2,null,5.9732095494287587E-3,1.0509737608057904E-2,1.6237293379796024E-4,2.8960967584868184E-3,4.8427245269625589E-5,1.5149864040808177E-5,1.9604993959081874E-2]
[2004,1,6,2,6.4273586157226874E-3,1.0522156930089023E-2,2.5325125214408243E-4,2.9992675260052831E-3,4.4354838709677579E-7,1.765152426606254E-5,2.0220129396614234E-2,null,5.9999844733145506E-3,1.0253811382320456E-2,1.6237293379796024E-4,2.7994716955258916E-3,4.8427245269625589E-5,1.5149864040808177E-5,1.9279217594269291E-2]
[2004,1,6,3,6.3453459599820145E-3,1.0263342758834776E-2,2.5325125214408243E-4,2.9470624505953972E-3,4.4354838709677579E-7,1.765152426606254E-5,1.9827097494209429E-2,null,5.9234250823610715E-3,1.0001597723776384E-2,1.6237293379796024E-4,2.7507442546738838E-3,4.8427245269625589E-5,1.5149864040808177E-5,1.8901717103919732E-2]
[2004,1,6,4,6.7206467584069503E-3,1.0154140273202918E-2,2.5325125214408243E-4,2.9396908895067786E-3,4.4354838709677579E-7,1.765152426606254E-5,2.0085824245913889E-2,null,6.2737710172936249E-3,9.8951802185453363E-3,1.6237293379796024E-4,2.7438637492036319E-3,4.8427245269625589E-5,1.5149864040808177E-5,1.9138765028150984E-2]
[2004,1,6,5,6.8273737280402794E-3,1.0174624318910449E-2,2.5325125214408243E-4,2.7697800185485749E-3,4.4354838709677579E-7,1.765152426606254E-5,2.0043124390296544E-2,null,6.3734013940890677E-3,9.9151418616216947E-3,1.6237293379796024E-4,2.5852714696269E-3,4.8427245269625589E-5,1.5149864040808177E-5,1.9099764768446052E-2]
[2004,1,6,6,7.2336767316741289E-3,1.0642050994410648E-2,2.5325125214408243E-4,2.8674739784532795E-3,4.4354838709677579E-7,1.765152426606254E-5,2.1014548029335296E-2,null,6.7526881056319335E-3,1.0370647799946793E-2,1.6237293379796024E-4,2.6764575586322127E-3,4.8427245269625589E-5,1.5149864040808177E-5,2.0025743507319331E-2]
[2004,1,6,7,8.0286655503769445E-3,1.182275919830149E-2,1.6039245969125219E-4,2.9717589972263368E-3,4.4354838709677579E-7,1.1179298701839607E-5,2.2995199052684961E-2,null,7.4948157592853839E-3,1.1521244517016726E-2,1.0283619140537482E-4,2.7737956439451285E-3,4.8427245269625589E-5,9.5949138925118445E-6,2.1950714270814752E-2]
[2004,1,6,8,8.3935780971488815E-3,1.4398576097275677E-2,0,3.8045447336731114E-3,4.4354838709677579E-7,0,2.6597142476484766E-2,null,7.8354641882361787E-3,1.4031370607414375E-2,0,3.551105462894678E-3,4.8427245269625589E-5,0,2.5466367503814858E-2]
[2004,1,6,9,7.9397856391938814E-3,1.5290134612111209E-2,0,3.8892465999625985E-3,4.4354838709677579E-7,0,2.7119610399654784E-2,null,7.41184573707697E-3,1.4900191791907769E-2,0,3.6301649249732273E-3,4.8427245269625589E-5,0,2.599062969922759E-2]
[2004,1,6,10,7.2565653441748687E-3,1.5394260804775751E-2,0,3.7097256495443424E-3,4.4354838709677579E-7,0,{"$f":"SUM(E132:J132)","v":2.6360995346882059E-2},null,{"$f":"E132*V$5","v":6.7740547863838381E-3},{"$f":"F132*W$5","v":1.5001662464378753E-2},{"$f":"G132*X$5","v":0},{"$f":"H132*AB$5","v":3.4626027401756681E-3},{"$f":"I132*Z$5","v":4.8427245269625589E-5},{"$f":"J132*AA$5","v":0},{"$f":"SUM(M132:R132)","v":2.5286747236207885E-2}]
[2004,1,6,11,7.0695592839737885E-3,1.5612333572686144E-2,0,3.8174687816984513E-3,4.4354838709677579E-7,0,2.6499805186745478E-2,null,6.599483313916521E-3,1.5214173743637425E-2,0,3.563168577080009E-3,4.8427245269625589E-5,0,2.5425252879903579E-2]
[2004,1,6,12,6.8390278801521848E-3,1.5339204030552465E-2,0,3.6643833043798302E-3,4.4354838709677579E-7,0,2.5843058763471576E-2,null,6.3842806270526719E-3,1.494800979772918E-2,0,3.4202808696535405E-3,4.8427245269625589E-5,0,2.4800998539705018E-2]
[2004,1,6,13,6.526348686631522E-3,1.5237300791924924E-2,0,3.5931249223832527E-3,4.4354838709677579E-7,0,2.5357217949326796E-2,null,6.092392400734753E-3,1.4848705387513967E-2,0,3.3537693558460062E-3,4.8427245269625589E-5,0,2.4343294389364351E-2]
[2004,1,6,14,6.2802306951774628E-3,1.5078719399962441E-2,0,3.5262053351310181E-3,4.4354838709677579E-7,0,2.4885598978658018E-2,null,5.86263952469087E-3,1.4694168281411769E-2,0,3.291307608514509E-3,4.8427245269625589E-5,0,2.3896542659886773E-2]
[2004,1,6,15,6.2214897541277431E-3,1.45080556199726E-2,0,3.1130241851351761E-3,4.4354838709677579E-7,0,2.3843013107622615E-2,null,5.8078044430783316E-3,1.4138058084461082E-2,0,2.9056504690599342E-3,4.8427245269625589E-5,0,2.2899940241868973E-2]
[2004,1,6,16,7.1505884684542236E-3,1.4682837055131903E-2,7.5975375643224727E-5,3.527644151048562E-3,4.4354838709677579E-7,5.2954572798187625E-6,2.5442784055944825E-2,null,6.6751246275315208E-3,1.4308382085629501E-2,4.8711880139388076E-5,3.2926505778899688E-3,4.8427245269625589E-5,4.5449592122424534E-6,2.4377841375672248E-2]
[2004,1,6,17,8.0939812413872991E-3,1.4440555538601586E-2,2.5325125214408243E-4,3.6797666301584299E-3,4.4354838709677579E-7,1.765152426606254E-5,2.6485649734944557E-2,null,7.5557884162283599E-3,1.4072279451119239E-2,1.6237293379796024E-4,3.4346394371127104E-3,4.8427245269625589E-5,1.5149864040808177E-5,2.5288657347568699E-2]
[2004,1,6,18,9.0522127991997051E-3,1.4112153784475216E-2,2.5325125214408243E-4,3.5508832218936357E-3,4.4354838709677579E-7,1.765152426606254E-5,2.6986596130365796E-2,null,8.450304314975671E-3,1.3752252895080554E-2,1.6237293379796024E-4,3.314341580942222E-3,4.8427245269625589E-5,1.5149864040808177E-5,2.5742848834106841E-2]
[2004,1,6,19,9.95391227731603E-3,1.35829820416534E-2,2.5325125214408243E-4,3.2990217369605122E-3,4.4354838709677579E-7,1.765152426606254E-5,2.7107262380727182E-2,null,9.2920471197196486E-3,1.3236576567897817E-2,1.6237293379796024E-4,3.0792578172732662E-3,4.8427245269625589E-5,1.5149864040808177E-5,2.5833831547999123E-2]
[2004,1,6,20,9.8975268954616773E-3,1.3214045156984119E-2,2.5325125214408243E-4,3.3186141205521534E-3,4.4354838709677579E-7,1.765152426606254E-5,2.6701532497795187E-2,null,9.2394109691833377E-3,1.2877048644819434E-2,1.6237293379796024E-4,3.0975450566865965E-3,4.8427245269625589E-5,1.5149864040808177E-5,2.5439954713797758E-2]
[2004,1,6,21,9.1419620971636504E-3,1.2960551021616543E-2,2.5325125214408243E-4,3.3946240025467039E-3,4.4354838709677579E-7,1.765152426606254E-5,2.5768483446124136E-2,null,8.5340859158586965E-3,1.263001934580274E-2,1.6237293379796024E-4,3.1684915499150344E-3,4.8427245269625589E-5,1.5149864040808177E-5,2.4558546854684865E-2]
[2004,1,6,22,8.7538733243180955E-3,1.2654477000423096E-2,2.5325125214408243E-4,3.6389270645121531E-3,4.4354838709677579E-7,1.765152426606254E-5,2.5318623714050584E-2,null,8.1718023168628421E-3,1.2331751100689292E-2,1.6237293379796024E-4,3.3965203940153452E-3,4.8427245269625589E-5,1.5149864040808177E-5,2.4126023854675868E-2]
[2004,1,6,23,8.2222028270785112E-3,1.2167071137470826E-2,2.5325125214408243E-4,3.6397906050959308E-3,4.4354838709677579E-7,1.765152426606254E-5,2.4300410894442508E-2,null,7.6754841682919062E-3,1.1856775502192166E-2,1.6237293379796024E-4,3.3973264099513237E-3,4.8427245269625589E-5,1.5149864040808177E-5,2.3155536123543791E-2]
[2004,1,6,24,6.9780271211543517E-3,1.1286280078811719E-2,2.5325125214408243E-4,3.0905854865556875E-3,4.4354838709677579E-7,1.765152426606254E-5,2.1626239011319E-2,null,6.5140373961514722E-3,1.099844717248454E-2,1.6237293379796024E-4,2.8847065215750691E-3,4.8427245269625589E-5,1.5149864040808177E-5,2.0623141133319471E-2]
[2004,1,7,1,6.700047747554492E-3,1.0880226087615569E-2,2.5325125214408243E-4,3.1599673595570266E-3,4.4354838709677579E-7,1.765152426606254E-5,2.1011587519524328E-2,null,6.2545416957838443E-3,1.0602748736847495E-2,1.6237293379796024E-4,2.9494665297989833E-3,4.8427245269625589E-5,1.5149864040808177E-5,2.0032707005538712E-2]
[2004,1,7,2,6.8751945268923703E-3,1.0847288634419141E-2,2.5325125214408243E-4,3.1745564889281096E-3,4.4354838709677579E-7,1.765152426606254E-5,2.1168385975036858E-2,null,6.4180424461554898E-3,1.057065128432572E-2,1.6237293379796024E-4,2.9630838061448215E-3,4.8427245269625589E-5,1.5149864040808177E-5,2.0177727579734423E-2]
[2004,1,7,3,6.5922175283768042E-3,1.0366662114076143E-2,2.5325125214408243E-4,2.9296202594849999E-3,4.4354838709677579E-7,1.765152426606254E-5,2.0159846226735188E-2,null,6.1538814277792581E-3,1.0102282135520751E-2,1.6237293379796024E-4,2.7344639729390478E-3,4.8427245269625589E-5,1.5149864040808177E-5,1.9216577579347447E-2]
[2004,1,7,4,6.9994917169307665E-3,1.0304465077278665E-2,2.5325125214408243E-4,2.9218365231116331E-3,4.4354838709677579E-7,1.765152426606254E-5,2.0497139642118304E-2,null,6.5340747472756831E-3,1.0041671303720965E-2,1.6237293379796024E-4,2.7271987491890018E-3,4.8427245269625589E-5,1.5149864040808177E-5,1.952889484329404E-2]
[2004,1,7,5,7.2083492794860335E-3,1.0455073787952867E-2,2.5325125214408243E-4,2.8230790700120539E-3,4.4354838709677579E-7,1.765152426606254E-5,2.0757848462248193E-2,null,6.7290447508787923E-3,1.0188439055052598E-2,1.6237293379796024E-4,2.6350200114547504E-3,4.8427245269625589E-5,1.5149864040808177E-5,1.9778453860494531E-2]
[2004,1,7,6,7.7995356164921818E-3,1.0894678402806311E-2,2.5325125214408243E-4,3.0825454009702383E-3,4.4354838709677579E-7,1.765152426606254E-5,2.2048105745065973E-2,null,7.2809213544645342E-3,1.0616832476045486E-2,1.6237293379796024E-4,2.8772020252835866E-3,4.8427245269625589E-5,1.5149864040808177E-5,2.1000905898901998E-2]
[2004,1,7,7,8.6729286995429651E-3,1.1948164882397241E-2,1.5617160548885082E-4,3.2193286695090038E-3,4.4354838709677579E-7,1.0885106630738566E-5,2.4007922511955892E-2,null,8.0962399403274772E-3,1.1643451992112596E-2,1.0012997584207548E-4,3.0048734935256352E-3,4.8427245269625589E-5,9.3424161584983765E-6,2.2902465063235906E-2]
[2004,1,7,8,8.2167128457232147E-3,1.3639081274806586E-2,0,3.3567366337294287E-3,4.4354838709677579E-7,0,2.5212974302646324E-2,null,7.670359232084055E-3,1.3291245107748298E-2,0,3.1331280434247748E-3,4.8427245269625589E-5,0,2.4143159628526752E-2]
[2004,1,7,9,8.0300995619332349E-3,1.4860729191049008E-2,0,3.7136713868702641E-3,4.4354838709677579E-7,0,2.66049436882396E-2,null,7.4961544191590136E-3,1.4481737455655966E-2,0,3.4662856327039681E-3,4.8427245269625589E-5,0,2.5492604752788573E-2]
[2004,1,7,10,7.584948592586533E-3,1.5342790116683044E-2,0,3.7814366929156385E-3,4.4354838709677579E-7,0,2.6709618950572309E-2,null,7.0806028583938274E-3,1.4951504428252941E-2,0,3.5295367613771564E-3,4.8427245269625589E-5,0,2.5610071293293547E-2]
[2004,1,7,11,7.2188443089904551E-3,1.5353219458087715E-2,0,3.7461563886314019E-3,4.4354838709677579E-7,0,2.6318663704096665E-2,null,6.7388419347358544E-3,1.4961667791175188E-2,0,3.4966066501426951E-3,4.8427245269625589E-5,0,2.5245543621323363E-2]
[2004,1,7,12,6.9110593493644226E-3,1.5024345498900384E-2,0,3.5308406959818333E-3,4.4354838709677579E-7,0,2.5466689092633735E-2,null,6.451522510181185E-3,1.4641181072675417E-2,0,3.2956341853829919E-3,4.8427245269625589E-5,0,2.4436765013509217E-2]
[2004,1,7,13,6.7506877901202297E-3,1.516388674600398E-2,0,3.620170474714001E-3,4.4354838709677579E-7,0,2.5535188559225305E-2,null,6.3018145316855413E-3,1.4777163612886586E-2,0,3.3790132720966635E-3,4.8427245269625589E-5,0,2.4506418661938416E-2]
[2004,1,7,14,6.3898745485398787E-3,1.4944505788278878E-2,0,3.4560798338345946E-3,4.4354838709677579E-7,0,2.4790903719040448E-2,null,5.9649928329627323E-3,1.4563377506451184E-2,0,3.2258535087012217E-3,4.8427245269625589E-5,0,2.3802651093384763E-2]
[2004,1,7,15,6.5861337815525563E-3,1.4544450606539444E-2,0,3.2587460968079287E-3,4.4354838709677579E-7,0,2.4389774033287025E-2,null,6.1482022073300101E-3,1.4173524893215031E-2,0,3.0416651338434839E-3,4.8427245269625589E-5,0,2.341181947965815E-2]
[2004,1,7,16,7.3944575615219671E-3,1.4610850213225158E-2,7.5975375643224727E-5,3.5369930839355898E-3,4.4354838709677579E-7,5.2954572798187625E-6,2.5624015239992852E-2,null,6.9027781411146027E-3,1.4238231117170753E-2,4.8711880139388076E-5,3.3013767327840153E-3,4.8427245269625589E-5,4.5449592122424534E-6,2.4544070075690625E-2]
[2004,1,7,17,8.5069628298775797E-3,1.4833740227570554E-2,2.5325125214408243E-4,3.8006692658931955E-3,4.4354838709677579E-7,1.765152426606254E-5,2.741271864813857E-2,null,7.9413096337071897E-3,1.4455436789095763E-2,1.6237293379796024E-4,3.5474881589153805E-3,4.8427245269625589E-5,1.5149864040808177E-5,2.6170184624826724E-2]
[2004,1,7,18,9.6736060364228885E-3,1.4454520338851341E-2,2.5325125214408243E-4,3.7940733330828992E-3,4.4354838709677579E-7,1.765152426606254E-5,2.8193546033154368E-2,null,9.0303792723681869E-3,1.4085888108422507E-2,1.6237293379796024E-4,3.5413316133428656E-3,4.8427245269625589E-5,1.5149864040808177E-5,2.6883549037241949E-2]
[2004,1,7,19,1.042648210285637E-2,1.365578776737477E-2,2.5325125214408243E-4,3.3374623547369787E-3,4.4354838709677579E-7,1.765152426606254E-5,2.7691078549765359E-2,null,9.7331943755866197E-3,1.3307525536256682E-2,1.6237293379796024E-4,3.1151377181126145E-3,4.8427245269625589E-5,1.5149864040808177E-5,2.6381807673064309E-2]
[2004,1,7,20,1.0097659625306918E-2,1.313253540337294E-2,2.5325125214408243E-4,3.1307248612206869E-3,4.4354838709677579E-7,1.765152426606254E-5,2.6632266214697786E-2,null,9.4262362800872756E-3,1.2797617626549934E-2,1.6237293379796024E-4,2.9221720168256509E-3,4.8427245269625589E-5,1.5149864040808177E-5,2.5371975966571252E-2]
[2004,1,7,21,9.3732008131390127E-3,1.2934068529161204E-2,2.5325125214408243E-4,3.2858097635743684E-3,4.4354838709677579E-7,1.765152426606254E-5,2.5864425430671825E-2,null,8.7499488835928157E-3,1.2604212233784266E-2,1.6237293379796024E-4,3.0669259578389686E-3,4.8427245269625589E-5,1.5149864040808177E-5,2.4647037118324444E-2]
[2004,1,7,22,8.7075232621644221E-3,1.2478022727331136E-2,2.5325125214408243E-4,3.3036425417130753E-3,4.4354838709677579E-7,1.765152426606254E-5,2.4760534856005875E-2,null,8.1285342078485229E-3,1.2159796923811785E-2,1.6237293379796024E-4,3.0835708076961581E-3,4.8427245269625589E-5,1.5149864040808177E-5,2.3597851982464856E-2]
[2004,1,7,23,8.087208366594479E-3,1.1874578426438423E-2,2.5325125214408243E-4,3.2428080105907768E-3,4.4354838709677579E-7,1.765152426606254E-5,2.347594112842092E-2,null,7.5494658899736061E-3,1.1571742204403816E-2,1.6237293379796024E-4,3.0267887612428724E-3,4.8427245269625589E-5,1.5149864040808177E-5,2.2373946898728687E-2]
[2004,1,7,24,7.3433397790556116E-3,1.1580730280014046E-2,2.5325125214408243E-4,3.1783563054652258E-3,4.4354838709677579E-7,1.765152426606254E-5,2.2373772689332123E-2,null,6.8550593316555912E-3,1.1285388038760846E-2,1.6237293379796024E-4,2.9666304983793803E-3,4.8427245269625589E-5,1.5149864040808177E-5,2.1333027911904209E-2]
[2004,1,8,1,7.0380316008766229E-3,1.1065585537067086E-2,2.5325125214408243E-4,3.0420928331087943E-3,4.4354838709677579E-7,1.765152426606254E-5,2.1417056295849741E-2,null,6.5700520000016825E-3,1.0783380982235469E-2,1.6237293379796024E-4,2.8394442001621026E-3,4.8427245269625589E-5,1.5149864040808177E-5,2.0418827225507644E-2]
[2004,1,8,2,7.2137741905505589E-3,1.0711374634653737E-2,2.5325125214408243E-4,3.0216828045510308E-3,4.4354838709677579E-7,1.765152426606254E-5,2.1218177954552567E-2,null,6.7341089435125501E-3,1.0438203486115643E-2,1.6237293379796024E-4,2.820393783099629E-3,4.8427245269625589E-5,1.5149864040808177E-5,2.0218656255836211E-2]
[2004,1,8,3,7.1596130769302716E-3,1.0381598080106132E-2,2.5325125214408243E-4,2.9793927433350888E-3,4.4354838709677579E-7,1.765152426606254E-5,2.0791950225168734E-2,null,6.6835491630166848E-3,1.011683719105754E-2,1.6237293379796024E-4,2.7809208690132456E-3,4.8427245269625589E-5,1.5149864040808177E-5,1.9807257266195862E-2]
[2004,1,8,4,7.5555511767191972E-3,1.0354113623787572E-2,2.5325125214408243E-4,2.9025890377376031E-3,4.4354838709677579E-7,1.765152426606254E-5,2.1083600163041612E-2,null,7.0531601639208423E-3,1.009005366816308E-2,1.6237293379796024E-4,2.7092334326417273E-3,4.8427245269625589E-5,1.5149864040808177E-5,2.0078397307834041E-2]
[2004,1,8,5,7.7948132934012142E-3,1.0432858148347442E-2,2.5325125214408243E-4,2.7856868497426793E-3,4.4354838709677579E-7,1.765152426606254E-5,2.1284704616288574E-2,null,7.2765130326456042E-3,1.0166789978749599E-2,1.6237293379796024E-4,2.6001186692539082E-3,4.8427245269625589E-5,1.5149864040808177E-5,2.0269371723757503E-2]
[2004,1,8,6,8.0624085840329471E-3,1.0746266776040955E-2,2.5325125214408243E-4,2.7232771038852468E-3,4.4354838709677579E-7,1.765152426606254E-5,2.1803298788756389E-2,null,7.52631511852812E-3,1.0472205776604838E-2,1.6237293379796024E-4,2.5418663407977176E-3,4.8427245269625589E-5,1.5149864040808177E-5,2.0766337279039065E-2]
[2004,1,8,7,9.1107012836983779E-3,1.20055312907886E-2,1.5617160548885082E-4,2.944540881903743E-3,4.4354838709677579E-7,1.0885106630738566E-5,2.4228273716897404E-2,null,8.5049037266222045E-3,1.1699355390554039E-2,1.0012997584207548E-4,2.7483906599647077E-3,4.8427245269625589E-5,9.3424161584983765E-6,2.3110549414411149E-2]
[2004,1,8,8,8.8231805388097207E-3,1.4178045818020124E-2,0,3.3741983743099837E-3,4.4354838709677579E-7,0,2.6375868279526923E-2,null,8.2365010890491624E-3,1.3816464490484055E-2,0,3.1494265723442634E-3,4.8427245269625589E-5,0,2.5250819397147104E-2]
[2004,1,8,9,8.2681926733709551E-3,1.5223712339697729E-2,0,3.4328872747066141E-3,4.4354838709677579E-7,0,2.6925235836162395E-2,null,7.718416013266261E-3,1.4835463480266138E-2,0,3.2042059189938544E-3,4.8427245269625589E-5,0,2.5806512657795877E-2]
[2004,1,8,10,7.8433636016943097E-3,1.5672241890770933E-2,0,3.5688280250624478E-3,4.4354838709677579E-7,0,2.7084877065914788E-2,null,7.3218350869060618E-3,1.5272554225695897E-2,0,3.331090993296172E-3,4.8427245269625589E-5,0,2.5973907551167755E-2]
[2004,1,8,11,7.5454521243946103E-3,1.579499263271341E-2,0,3.6432833772328758E-3,4.4354838709677579E-7,0,2.6984171682727993E-2,null,7.0437326275461813E-3,1.5392174467370756E-2,0,3.4005865115099604E-3,4.8427245269625589E-5,0,2.5884920851696521E-2]
[2004,1,8,12,7.284151624648307E-3,1.5408963245481489E-2,0,3.4901683402280255E-3,4.4354838709677579E-7,0,2.6183726758744915E-2,null,6.7998067732283627E-3,1.5015989950164989E-2,0,3.2576712135120576E-3,4.8427245269625589E-5,0,2.5121895182175034E-2]
[2004,1,8,13,7.2605877259303937E-3,1.5725421621537009E-2,0,3.7430952069349836E-3,4.4354838709677579E-7,0,2.6729548102789484E-2,null,6.7778097080432361E-3,1.5324377718945518E-2,0,3.4937493886814616E-3,4.8427245269625589E-5,0,2.5644364060939839E-2]
[2004,1,8,14,6.8918227267198715E-3,1.5435918254536135E-2,0,3.5903796558090311E-3,4.4354838709677579E-7,0,2.5918564185452131E-2,null,6.4335649876455696E-3,1.5042257528237762E-2,0,3.3512069648606833E-3,4.8427245269625589E-5,0,2.4875456726013639E-2]
[2004,1,8,15,6.9010627185332315E-3,1.4791967851858599E-2,0,3.1766381532296051E-3,4.4354838709677579E-7,0,2.487011227200853E-2,null,6.4421905849909701E-3,1.441472973023058E-2,0,2.9650268006396756E-3,4.8427245269625589E-5,0,2.3870374361130851E-2]
[2004,1,8,16,7.7377047722446994E-3,1.4830202014599454E-2,7.1754521440823359E-5,3.43515737312994E-3,4.4354838709677579E-7,5.0012652087177197E-6,2.6080263495010733E-2,null,7.22320182648467E-3,1.4451988810826936E-2,4.6005664576088738E-5,3.2063247950951217E-3,4.8427245269625589E-5,4.2924614782289837E-6,2.4980240803730673E-2]
[2004,1,8,17,8.9834924052650551E-3,1.4781097514467923E-2,2.5325125214408243E-4,3.7339466910598662E-3,4.4354838709677579E-7,1.765152426606254E-5,2.7769882935590087E-2,null,8.3861533439065702E-3,1.4404136618000194E-2,1.6237293379796024E-4,3.4852103000451865E-3,4.8427245269625589E-5,1.5149864040808177E-5,2.6501450305060341E-2]
[2004,1,8,18,1.0452054410965401E-2,1.4645704990065686E-2,2.5325125214408243E-4,3.8695098903502277E-3,4.4354838709677579E-7,1.765152426606254E-5,2.9238615616178555E-2,null,9.757066305064099E-3,1.4272196996017669E-2,1.6237293379796024E-4,3.6117429737989562E-3,4.8427245269625589E-5,1.5149864040808177E-5,2.7866956317989112E-2]
[2004,1,8,19,1.1033230218387161E-2,1.3459703253012413E-2,2.5325125214408243E-4,3.1250400622662117E-3,4.4354838709677579E-7,1.765152426606254E-5,2.7889319858463026E-2,null,1.0299598008875763E-2,1.3116441746248189E-2,1.6237293379796024E-4,2.9168659100413039E-3,4.8427245269625589E-5,1.5149864040808177E-5,2.6558855708273647E-2]
[2004,1,8,20,1.0955685968025238E-2,1.3354726546394082E-2,2.5325125214408243E-4,3.2057486378014618E-3,4.4354838709677579E-7,1.765152426606254E-5,2.7787507477018022E-2,null,1.022720990577098E-2,1.3014142250398297E-2,1.6237293379796024E-4,2.9921980939289069E-3,4.8427245269625589E-5,1.5149864040808177E-5,2.6459500293206577E-2]
[2004,1,8,21,9.9338541097033096E-3,1.3077485728020479E-2,2.5325125214408243E-4,3.1806628490739387E-3,4.4354838709677579E-7,1.765152426606254E-5,2.6463349011594965E-2,null,9.2733226791780754E-3,1.274397187772937E-2,1.6237293379796024E-4,2.9687833918745762E-3,4.8427245269625589E-5,1.5149864040808177E-5,2.5212027991890412E-2]
[2004,1,8,22,9.1637063833961939E-3,1.2684933272884232E-2,2.5325125214408243E-4,3.1634595962523383E-3,4.4354838709677579E-7,1.765152426606254E-5,2.5283445577330005E-2,null,8.5543843599908496E-3,1.2361430649787446E-2,1.6237293379796024E-4,2.9527261315843642E-3,4.8427245269625589E-5,1.5149864040808177E-5,2.4094491184471049E-2]
[2004,1,8,23,8.6785823606816102E-3,1.2145037057744057E-2,2.5325125214408243E-4,3.2690577449673249E-3,4.4354838709677579E-7,1.765152426606254E-5,2.4364023488190233E-2,null,8.1015176727642947E-3,1.1835303355463844E-2,1.6237293379796024E-4,3.0512898728526443E-3,4.8427245269625589E-5,1.5149864040808177E-5,2.3214060944189173E-2]
[2004,1,8,24,7.8815538716801494E-3,1.1860318875802472E-2,2.5325125214408243E-4,3.1909590223795155E-3,4.4354838709677579E-7,1.765152426606254E-5,2.3204178094659376E-2,null,7.3574859725414462E-3,1.1557846313704869E-2,1.6237293379796024E-4,2.9783936868853656E-3,4.8427245269625589E-5,1.5149864040808177E-5,2.211967601624007E-2]
[2004,1,9,1,6.8036578296529543E-3,1.0432585347491412E-2,2.5325125214408243E-4,2.595582983372674E-3,4.4354838709677579E-7,1.765152426606254E-5,2.0103172485314281E-2,null,6.3512624361434858E-3,1.0166524135107345E-2,1.6237293379796024E-4,2.4226785481248373E-3,4.8427245269625589E-5,1.5149864040808177E-5,1.916641516248406E-2]
[2004,1,9,2,6.8246383208500037E-3,9.9917019903612604E-3,2.5325125214408243E-4,2.582172333309052E-3,4.4354838709677579E-7,1.765152426606254E-5,{"$f":"SUM(E196:J196)","v":1.9669858969317555E-2},null,{"$f":"E196*V$5","v":6.3708478722380073E-3},{"$f":"F196*W$5","v":9.736884583478024E-3},{"$f":"G196*X$5","v":1.6237293379796024E-4},{"$f":"H196*AB$5","v":2.4101612468350403E-3},{"$f":"I196*Z$5","v":4.8427245269625589E-5},{"$f":"J196*AA$5","v":1.5149864040808177E-5},{"$f":"SUM(M196:R196)","v":1.8743843745659461E-2}]
[2004,1,9,3,6.8917973254189694E-3,9.9814960282656982E-3,2.5325125214408243E-4,2.5456494567190455E-3,4.4354838709677579E-7,1.765152426606254E-5,1.9690289135200954E-2,null,6.433541275352523E-3,9.7269389030440294E-3,1.6237293379796024E-4,2.3760713370932812E-3,4.8427245269625589E-5,1.5149864040808177E-5,1.8762501558598224E-2]
[2004,1,9,4,7.07916676385556E-3,9.6762164537398977E-3,2.5325125214408243E-4,2.4253042234229408E-3,4.4354838709677579E-7,1.765152426606254E-5,1.9452033765815637E-2,null,6.6084519639584369E-3,9.4294448439019071E-3,1.6237293379796024E-4,2.2637428864356554E-3,4.8427245269625589E-5,1.5149864040808177E-5,1.8527589737404392E-2]
[2004,1,9,5,8.0112615671951073E-3,9.9584570667442095E-3,2.5325125214408243E-4,2.6372929892412539E-3,4.4354838709677579E-7,1.765152426606254E-5,2.0878357947977811E-2,null,7.4785690185777149E-3,9.7044875019239463E-3,1.6237293379796024E-4,2.4616100471781506E-3,4.8427245269625589E-5,1.5149864040808177E-5,1.9870616610788202E-2]
[2004,1,9,6,8.12330805172699E-3,1.0146201587972071E-2,2.5325125214408243E-4,2.3812627880921856E-3,4.4354838709677579E-7,1.765152426606254E-5,2.0922118752588488E-2,null,7.5831651999446982E-3,9.8874439928340538E-3,1.6237293379796024E-4,2.2226352658016946E-3,4.8427245269625589E-5,1.5149864040808177E-5,1.9919194501688837E-2]
[2004,1,9,7,8.8003386944573748E-3,1.1170603012152992E-2,1.5617160548885082E-4,2.2792775346097312E-3,4.4354838709677579E-7,1.0885106630738566E-5,2.2417719501726781E-2,null,8.2151780666927174E-3,1.0885720206838661E-2,1.0012997584207548E-4,2.1274437472026757E-3,4.8427245269625589E-5,9.3424161584983765E-6,2.1386241658004249E-2]
[2004,1,9,8,8.9606615372919453E-3,1.3629776530001294E-2,0,3.1035662735392402E-3,4.4354838709677579E-7,0,2.5694447889219575E-2,null,8.3648405680773422E-3,1.3282177660947419E-2,0,2.8968225950600198E-3,4.8427245269625589E-5,0,2.4592268069354405E-2]
[2004,1,9,9,9.0553921351099395E-3,1.5027437504308305E-2,0,3.6460723562395892E-3,4.4354838709677579E-7,0,2.772934554404493E-2,null,8.4532722474090962E-3,1.4644194222969278E-2,0,3.4031897030295613E-3,4.8427245269625589E-5,0,2.6549083418677559E-2]
[2004,1,9,10,8.8481358626401295E-3,1.4653829738981829E-2,0,3.1188542151525142E-3,4.4354838709677579E-7,0,2.662126336516157E-2,null,8.2597970593631127E-3,1.4280114540250126E-2,0,2.9110921323580868E-3,4.8427245269625589E-5,0,2.5499430977240948E-2]
[2004,1,9,11,7.7062528621554298E-3,1.4467948382085902E-2,0,2.8314935162784974E-3,4.4354838709677579E-7,0,2.5006138308906925E-2,null,7.1938412472056373E-3,1.4098973697572683E-2,0,2.6428739304373648E-3,4.8427245269625589E-5,0,2.3984116120485306E-2]
[2004,1,9,12,6.9552200349138208E-3,1.4159705471794307E-2,0,2.7557366509585834E-3,4.4354838709677579E-7,0,2.3871105706053806E-2,null,6.4927468207368706E-3,1.3798591876329421E-2,0,2.5721635992094821E-3,4.8427245269625589E-5,0,2.29119295415454E-2]
[2004,1,9,13,6.6785989073184218E-3,1.4150516740082875E-2,0,2.7079541692833333E-3,4.4354838709677579E-7,0,2.3537513365071726E-2,null,6.2345190525673576E-3,1.3789637483951721E-2,0,2.5275641415645651E-3,4.8427245269625589E-5,0,2.260014792335327E-2]
[2004,1,9,14,6.0248227275014428E-3,1.4038878124576458E-2,0,2.7776600803480767E-3,4.4354838709677579E-7,0,2.2841804480813074E-2,null,5.6242143905046024E-3,1.3680845977230054E-2,0,2.5926266020968873E-3,4.8427245269625589E-5,0,2.1946114215101169E-2]
[2004,1,9,15,6.3089537503805259E-3,1.3536137588429871E-2,0,2.6037725153044062E-3,4.4354838709677579E-7,0,2.2449307402501902E-2,null,5.8894526987407761E-3,1.3190926784221959E-2,0,2.4303225354129687E-3,4.8427245269625589E-5,0,2.1559129263645328E-2]
[2004,1,9,16,6.8356226019627812E-3,1.318578605540827E-2,6.7533667238421977E-5,2.7777907973407442E-3,4.4354838709677579E-7,4.7070731376166769E-6,2.287188374347493E-2,null,6.3811017759125227E-3,1.2849510232370558E-2,4.3299449012789399E-5,2.5927486113934651E-3,4.8427245269625589E-5,4.039963744215514E-6,2.1919127277703176E-2]
[2004,1,9,17,7.3378230006892961E-3,1.3061902934194628E-2,2.5325125214408243E-4,2.7487241062281171E-3,4.4354838709677579E-7,1.765152426606254E-5,2.3419796365909282E-2,null,6.8499093802494816E-3,1.2728786490383269E-2,1.6237293379796024E-4,2.565618194267664E-3,4.8427245269625589E-5,1.5149864040808177E-5,2.2370264108008804E-2]
[2004,1,9,18,1.0026810677406578E-2,1.2154628749156071E-2,2.5325125214408243E-4,2.217414073287557E-3,4.4354838709677579E-7,1.765152426606254E-5,2.4670199824647448E-2,null,9.3600982889204473E-3,1.1844650430899963E-2,1.6237293379796024E-4,2.0697013126058689E-3,4.8427245269625589E-5,1.5149864040808177E-5,2.350040007553467E-2]
[2004,1,9,19,1.0019432418152023E-2,1.1816935261196246E-2,2.5325125214408243E-4,2.2783264849665316E-3,4.4354838709677579E-7,1.765152426606254E-5,2.438604048911204E-2,null,9.3532106320128143E-3,1.1515569107214681E-2,1.6237293379796024E-4,2.1265560516123051E-3,4.8427245269625589E-5,1.5149864040808177E-5,2.3221285833948193E-2]
[2004,1,9,20,1.0535422368195206E-2,1.104796016237798E-2,2.5325125214408243E-4,1.900960221125443E-3,4.4354838709677579E-7,1.765152426606254E-5,2.3755689076495872E-2,null,9.834890879489926E-3,1.0766205105767783E-2,1.6237293379796024E-4,1.7743279941583791E-3,4.8427245269625589E-5,1.5149864040808177E-5,2.2601374022524479E-2]
[2004,1,9,21,9.4356387131584174E-3,1.1200147123685568E-2,2.5325125214408243E-4,2.4265875843361845E-3,4.4354838709677579E-7,1.765152426606254E-5,2.3333719745977411E-2,null,8.8082351024053752E-3,1.0914510857759956E-2,1.6237293379796024E-4,2.2649407564224499E-3,4.8427245269625589E-5,1.5149864040808177E-5,2.2213636759696169E-2]
[2004,1,9,22,9.9455060186692378E-3,1.1586904125248796E-2,2.5325125214408243E-4,3.2239492730326827E-3,4.4354838709677579E-7,1.765152426606254E-5,2.5027705741747956E-2,null,9.2841998181491334E-3,1.1291404433019302E-2,1.6237293379796024E-4,3.00918629612448E-3,4.8427245269625589E-5,1.5149864040808177E-5,2.3810740590401308E-2]
[2004,1,9,23,9.1736632997769674E-3,1.1159782378062397E-2,2.5325125214408243E-4,3.3965510766409603E-3,4.4354838709677579E-7,1.765152426606254E-5,2.4001343079277565E-2,null,8.5636792114622759E-3,1.0875175530329914E-2,1.6237293379796024E-4,3.1702902522099366E-3,4.8427245269625589E-5,1.5149864040808177E-5,2.2835095037110516E-2]
[2004,1,9,24,7.985050478997004E-3,1.0235478980909653E-2,2.5325125214408243E-4,3.2138458805362406E-3,4.4354838709677579E-7,1.765152426606254E-5,2.1705721665240138E-2,null,7.4541007833943546E-3,9.9744445530775064E-3,1.6237293379796024E-4,2.9997559398533772E-3,4.8427245269625589E-5,1.5149864040808177E-5,2.0654251319433631E-2]
[2004,1,10,1,7.4655911091120889E-3,9.5367885764368939E-3,2.5325125214408243E-4,3.3231783542627276E-3,4.4354838709677579E-7,1.765152426606254E-5,2.059690436460895E-2,null,6.969181808093518E-3,9.2935727822323014E-3,1.6237293379796024E-4,3.1018052445403741E-3,4.8427245269625589E-5,1.5149864040808177E-5,1.9590509877974584E-2]
[2004,1,10,2,6.963239587673596E-3,9.3519073865347552E-3,2.5325125214408243E-4,3.3200020803519303E-3,4.4354838709677579E-7,1.765152426606254E-5,1.9906495379357521E-2,null,6.500233129642036E-3,9.1134065993867981E-3,1.6237293379796024E-4,3.0988405577182026E-3,4.8427245269625589E-5,1.5149864040808177E-5,1.893843032985543E-2]
[2004,1,10,3,7.2944072583799712E-3,9.0716220987614275E-3,2.5325125214408243E-4,3.126346277442332E-3,4.4354838709677579E-7,1.765152426606254E-5,1.9763721959380968E-2,null,6.8093804794478133E-3,8.8402694001259996E-3,1.6237293379796024E-4,2.9180851118571168E-3,4.8427245269625589E-5,1.5149864040808177E-5,1.879368503453932E-2]
[2004,1,10,4,7.1785581833071679E-3,8.7028942586980726E-3,2.5325125214408243E-4,2.8329012791994687E-3,4.4354838709677579E-7,1.765152426606254E-5,1.898570004600195E-2,null,6.7012345530661228E-3,8.4809451904092302E-3,1.6237293379796024E-4,2.6441879154077285E-3,4.8427245269625589E-5,1.5149864040808177E-5,1.8052317701991474E-2]
[2004,1,10,5,7.6371708778208485E-3,8.8031921293288112E-3,2.5325125214408243E-4,2.9248555577558468E-3,4.4354838709677579E-7,1.765152426606254E-5,1.9636564889702744E-2,null,7.1293527289550277E-3,8.5786851741719763E-3,1.6237293379796024E-4,2.7300166712186332E-3,4.8427245269625589E-5,1.5149864040808177E-5,1.866400461745403E-2]
[2004,1,10,6,7.553677970673035E-3,9.0696755235510525E-3,2.5325125214408243E-4,3.0198185960750466E-3,4.4354838709677579E-7,1.765152426606254E-5,1.9914518415096373E-2,null,7.0514115129019306E-3,8.8383724682344397E-3,1.6237293379796024E-4,2.8186537586377138E-3,4.8427245269625589E-5,1.5149864040808177E-5,1.8934387782882475E-2]
[2004,1,10,7,8.7547438294095642E-3,9.4452346213796216E-3,1.5617160548885082E-4,2.8662982616961706E-3,4.4354838709677579E-7,1.0885106630738566E-5,2.123377697299204E-2,null,8.172614939488251E-3,9.2043537188121194E-3,1.0012997584207548E-4,2.675360162099578E-3,4.8427245269625589E-5,9.3424161584983765E-6,2.0210228457670149E-2]
[2004,1,10,8,9.0439091452340515E-3,1.0103234896414372E-2,0,2.8987643253877266E-3,4.4354838709677579E-7,0,2.2046351915423246E-2,null,8.4425527955966483E-3,9.8455730766443192E-3,0,2.7056635030258559E-3,4.8427245269625589E-5,0,2.1042216620536448E-2]
[2004,1,10,9,9.5723349371209382E-3,1.079682279829868E-2,0,3.092762891194699E-3,4.4354838709677579E-7,0,2.3462364175001416E-2,null,8.935841988899856E-3,1.0521472473529756E-2,0,2.8867388786768507E-3,4.8427245269625589E-5,0,2.2392480586376086E-2]
[2004,1,10,10,1.0265566900561771E-2,1.1192946025450141E-2,0,3.2768652951846444E-3,4.4354838709677579E-7,0,2.4735821769583652E-2,null,9.582978902479819E-3,1.0907493408434478E-2,0,3.0585773240904119E-3,4.8427245269625589E-5,0,2.3597476880274332E-2]
[2004,1,10,11,1.0860698118347003E-2,1.0828697511511026E-2,0,3.0585965729318454E-3,4.4354838709677579E-7,0,2.4748435751176967E-2,null,1.0138538080018362E-2,1.0552534289022199E-2,0,2.8548485454245247E-3,4.8427245269625589E-5,0,2.3594348159734709E-2]
[2004,1,10,12,9.6302191013994554E-3,1.0990414131741606E-2,0,3.275992918733964E-3,4.4354838709677579E-7,0,2.3897069700262119E-2,null,8.9898772633705097E-3,1.0710126665970019E-2,0,3.057763060887697E-3,4.8427245269625589E-5,0,2.2806194235497849E-2]
[2004,1,10,13,9.5442991405714009E-3,1.0965869358594123E-2,0,3.5374316227935998E-3,4.4354838709677579E-7,0,2.4048043670346218E-2,null,8.9096703756367124E-3,1.0686207855791809E-2,0,3.3017860584309416E-3,4.8427245269625589E-5,0,2.2946091535129085E-2]
[2004,1,10,14,8.2588656476076938E-3,1.1022651389589244E-2,0,3.6939145379672003E-3,4.4354838709677579E-7,0,2.2975875123551235E-2,null,7.709709169116492E-3,1.074154178015708E-2,0,3.4478448838153306E-3,4.8427245269625589E-5,0,2.1947523078358528E-2]
[2004,1,10,15,7.9431969136306794E-3,1.0962800371049238E-2,0,3.5497839145546884E-3,4.4354838709677579E-7,0,2.2456224747621704E-2,null,7.4150301857562346E-3,1.0683217136338657E-2,0,3.3133155038239312E-3,4.8427245269625589E-5,0,2.1459990071188446E-2]
[2004,1,10,16,8.2873937006165306E-3,1.0298213829076775E-2,6.7533667238421977E-5,3.2512581845714058E-3,4.4354838709677579E-7,4.7070731376166769E-6,2.1909550003027849E-2,null,7.7363403072465784E-3,1.0035579480495733E-2,4.3299449012789399E-5,3.0346760279424683E-3,4.8427245269625589E-5,4.039963744215514E-6,2.0902362473711411E-2]
[2004,1,10,17,9.0448978948813735E-3,1.037268128124781E-2,2.5325125214408243E-4,3.3586111261766595E-3,4.4354838709677579E-7,1.765152426606254E-5,2.3047536627103085E-2,null,8.4434758003465952E-3,1.0108147796455767E-2,1.6237293379796024E-4,3.1348776667924805E-3,4.8427245269625589E-5,1.5149864040808177E-5,2.1912451306703232E-2]
[2004,1,10,18,9.9524312928524952E-3,1.0343764847931897E-2,2.5325125214408243E-4,3.5013528635889899E-3,4.4354838709677579E-7,1.765152426606254E-5,2.4068895329170625E-2,null,9.2906646103067311E-3,1.0079968816134446E-2,1.6237293379796024E-4,3.2681106812505927E-3,4.8427245269625589E-5,1.5149864040808177E-5,2.2864694150800162E-2]
[2004,1,10,19,9.9852781435466088E-3,1.0069121644929206E-2,2.5325125214408243E-4,3.4601909868995522E-3,4.4354838709677579E-7,1.765152426606254E-5,2.3785937100172606E-2,null,9.3213273764514212E-3,9.8123298121035388E-3,1.6237293379796024E-4,3.2296907978198257E-3,4.8427245269625589E-5,1.5149864040808177E-5,2.2589298029483177E-2]
[2004,1,10,20,1.0081916990744053E-2,9.3574500644150287E-3,2.5325125214408243E-4,3.1483999379535699E-3,4.4354838709677579E-7,1.765152426606254E-5,2.285911331790989E-2,null,9.41154042000018E-3,9.118807922890609E-3,1.6237293379796024E-4,2.9386696705364077E-3,4.8427245269625589E-5,1.5149864040808177E-5,2.1694968056535587E-2]
[2004,1,10,21,9.4028369549356543E-3,9.6093661694437397E-3,2.5325125214408243E-4,3.5642033783969732E-3,4.4354838709677579E-7,1.765152426606254E-5,2.2847752827573606E-2,null,8.7776144303998386E-3,9.3642994359231357E-3,1.6237293379796024E-4,3.3267744168889155E-3,4.8427245269625589E-5,1.5149864040808177E-5,2.1694638326320282E-2]
[2004,1,10,22,9.7990783233517405E-3,9.6394857488138856E-3,2.5325125214408243E-4,3.7826250804626912E-3,4.4354838709677579E-7,1.765152426606254E-5,2.3492535477425556E-2,null,9.1475085347004301E-3,9.393650878581546E-3,1.6237293379796024E-4,3.5306459846366502E-3,4.8427245269625589E-5,1.5149864040808177E-5,2.2297755441027016E-2]
[2004,1,10,23,9.7379508381790492E-3,9.0240421685381569E-3,2.5325125214408243E-4,3.3988162213394366E-3,4.4354838709677579E-7,1.765152426606254E-5,2.2432155552853883E-2,null,9.0904455973638189E-3,8.7939028962489979E-3,1.6237293379796024E-4,3.1724045045781143E-3,4.8427245269625589E-5,1.5149864040808177E-5,2.1282703041299325E-2]
[2004,1,10,24,7.4356380919196391E-3,9.2975263024057207E-3,2.5325125214408243E-4,3.7435205478595587E-3,4.4354838709677579E-7,1.765152426606254E-5,2.0748031266982159E-2,null,6.9412204558758281E-3,9.0604123907725275E-3,1.6237293379796024E-4,3.4941463955736351E-3,4.8427245269625589E-5,1.5149864040808177E-5,1.9721729285330385E-2]
[2004,1,11,1,6.7740538860961708E-3,9.9316494650811705E-3,2.5325125214408243E-4,4.2296704757479606E-3,4.4354838709677579E-7,1.765152426606254E-5,2.1206720151722539E-2,null,6.3236269466198309E-3,9.678363571926368E-3,1.6237293379796024E-4,3.9479115069234044E-3,4.8427245269625589E-5,1.5149864040808177E-5,2.0175852068577995E-2]
[2004,1,11,2,6.8880754982564574E-3,9.7230234474611141E-3,2.5325125214408243E-4,4.1246933789821855E-3,4.4354838709677579E-7,1.765152426606254E-5,2.1007138649496996E-2,null,6.4300669235195932E-3,9.4750581234015075E-3,1.6237293379796024E-4,3.8499274463065481E-3,4.8427245269625589E-5,1.5149864040808177E-5,1.9981002536336039E-2]
[2004,1,11,3,6.624775019519108E-3,9.573897514365149E-3,2.5325125214408243E-4,4.1372317466934431E-3,4.4354838709677579E-7,1.765152426606254E-5,2.0607250605374938E-2,null,6.1842740747471816E-3,9.3297353345153291E-3,1.6237293379796024E-4,3.8616305722235992E-3,4.8427245269625589E-5,1.5149864040808177E-5,1.9601590024594502E-2]
[2004,1,11,4,6.8724452026356795E-3,9.3381314404373181E-3,2.5325125214408243E-4,3.8809848332301234E-3,4.4354838709677579E-7,1.765152426606254E-5,2.0362907801100363E-2,null,6.4154759326250487E-3,9.0999819799067183E-3,1.6237293379796024E-4,3.6224535147965542E-3,4.8427245269625589E-5,1.5149864040808177E-5,1.9363861470436713E-2]
[2004,1,11,5,6.9005912384154881E-3,9.1559574462445892E-3,2.5325125214408243E-4,3.7165920102245269E-3,4.4354838709677579E-7,1.765152426606254E-5,2.0044487019681843E-2,null,6.4417504549849963E-3,8.9224539514209857E-3,1.6237293379796024E-4,3.4690116990993992E-3,4.8427245269625589E-5,1.5149864040808177E-5,1.905916614861377E-2]
[2004,1,11,6,7.2215090475545758E-3,9.421382061179373E-3,2.5325125214408243E-4,3.8685919811886579E-3,4.4354838709677579E-7,1.765152426606254E-5,2.0782829414719848E-2,null,6.7413294869273655E-3,9.1811094681414802E-3,1.6237293379796024E-4,3.6108862110411834E-3,4.8427245269625589E-5,1.5149864040808177E-5,1.975927520921842E-2]
[2004,1,11,7,7.539884996312589E-3,1.000037569360622E-2,1.5617160548885082E-4,4.1543082242247679E-3,4.4354838709677579E-7,1.0885106630738566E-5,2.1862069174650261E-2,null,7.0385356743263364E-3,9.7453370821102871E-3,1.0012997584207548E-4,3.8775695023436137E-3,4.8427245269625589E-5,9.3424161584983765E-6,2.0819341896050437E-2]
[2004,1,11,8,8.2815124958398288E-3,1.0219383030933289E-2,0,3.9649888765662571E-3,4.4354838709677579E-7,0,2.246632795172647E-2,null,7.7308501612232535E-3,9.9587590965524338E-3,0,3.70086163931036E-3,4.8427245269625589E-5,0,2.1438898142355674E-2]
[2004,1,11,9,8.9222867115677854E-3,1.0361118956878473E-2,0,3.8215943676356413E-3,4.4354838709677579E-7,0,2.3105443584468997E-2,null,8.3290173983622002E-3,1.0096880344923528E-2,0,3.5670193376268703E-3,4.8427245269625589E-5,0,2.2041344326182221E-2]
[2004,1,11,10,9.2383460150135509E-3,1.0930985506345851E-2,0,4.0416799664355022E-3,4.4354838709677579E-7,0,2.4211455036182002E-2,null,8.6240609810685279E-3,1.0652213643044453E-2,0,3.7724439618362655E-3,4.8427245269625589E-5,0,2.3097145831218868E-2]
[2004,1,11,11,8.8842335597996182E-3,1.1162626246683932E-2,0,4.1616987098620547E-3,4.4354838709677579E-7,0,2.4209002064732699E-2,null,8.2934945135474079E-3,1.0877946872045786E-2,0,3.8844676717060952E-3,4.8427245269625589E-5,0,2.3104336302568914E-2]
[2004,1,11,12,8.6777489251938893E-3,1.132073349430111E-2,0,4.183875156204598E-3,4.4354838709677579E-7,0,2.4182801124086693E-2,null,8.1007396548747057E-3,1.1032021925859935E-2,0,3.9051668368539224E-3,4.8427245269625589E-5,0,2.3086355662858184E-2]
[2004,1,11,13,8.3879972191733751E-3,1.1218551120097361E-2,0,4.2153983346307549E-3,4.4354838709677579E-7,0,2.3822390222288589E-2,null,7.8302543993940578E-3,1.0932445498836044E-2,0,3.9345901026986256E-3,4.8427245269625589E-5,0,2.2745717246198352E-2]
[2004,1,11,14,8.2968420568036213E-3,1.0995023028374483E-2,0,4.0232173446267568E-3,4.4354838709677579E-7,0,2.3315525978191958E-2,null,7.745160414200346E-3,1.071461802235903E-2,0,3.7552112252662063E-3,4.8427245269625589E-5,0,2.2263416907095206E-2]
[2004,1,11,15,7.899578950420913E-3,1.0964328111761363E-2,0,4.0180512125279509E-3,4.4354838709677579E-7,0,2.2882401823097323E-2,null,7.3743125103217242E-3,1.0684705915227558E-2,0,3.7503892344099197E-3,4.8427245269625589E-5,0,2.1857834905228826E-2]
[2004,1,11,16,8.1864721792101816E-3,1.077286569567491E-2,6.3312813036020608E-5,4.0435053829218316E-3,4.4354838709677579E-7,4.412881066515635E-6,2.3071012500296556E-2,null,7.6421293572024769E-3,1.0498126346570883E-2,4.0593233449490061E-5,3.7741477784320565E-3,4.8427245269625589E-5,3.7874660102020444E-6,2.2007211426934733E-2]
[2004,1,11,17,9.1153058336298064E-3,1.1143866422875444E-2,2.5325125214408243E-4,4.4167353425931481E-3,4.4354838709677579E-7,1.765152426606254E-5,2.4947253923895636E-2,null,8.5092021063683711E-3,1.0859665478204593E-2,1.6237293379796024E-4,4.1225150711002596E-3,4.8427245269625589E-5,1.5149864040808177E-5,2.3717332698781617E-2]
[2004,1,11,18,1.0233804666793873E-2,1.1278642637666484E-2,2.5325125214408243E-4,4.6410431761368925E-3,4.4354838709677579E-7,1.765152426606254E-5,{"$f":"SUM(E260:J260)","v":2.6424836805394487E-2},null,{"$f":"E260*V$5","v":9.5533286338641849E-3},{"$f":"F260*W$5","v":1.0991004508260167E-2},{"$f":"G260*X$5","v":1.6237293379796024E-4},{"$f":"H260*AB$5","v":4.3318806664150609E-3},{"$f":"I260*Z$5","v":4.8427245269625589E-5},{"$f":"J260*AA$5","v":1.5149864040808177E-5},{"$f":"SUM(M260:R260)","v":2.5102163851647805E-2}]
[2004,1,11,19,1.0135068805766544E-2,1.0985521347652629E-2,2.5325125214408243E-4,4.52627112884358E-3,4.4354838709677579E-7,1.765152426606254E-5,2.5918207607059995E-2,null,9.4611580131563032E-3,1.0705358662079169E-2,1.6237293379796024E-4,4.2247541446728916E-3,4.8427245269625589E-5,1.5149864040808177E-5,2.4617220863016757E-2]
[2004,1,11,20,9.5775151085355243E-3,9.7647909244745808E-3,2.5325125214408243E-4,3.6763411926714496E-3,4.4354838709677579E-7,1.765152426606254E-5,2.3289993550478796E-2,null,8.9406777153490692E-3,9.5157604084992325E-3,1.6237293379796024E-4,3.4314421847147667E-3,4.8427245269625589E-5,1.5149864040808177E-5,2.211383035167146E-2]
[2004,1,11,21,9.2594081230855853E-3,9.8311881048347947E-3,2.5325125214408243E-4,3.7494601029237282E-3,4.4354838709677579E-7,1.765152426606254E-5,2.3111402655641346E-2,null,8.6437226070898848E-3,9.5804642680077969E-3,1.6237293379796024E-4,3.4996902879213467E-3,4.8427245269625589E-5,1.5149864040808177E-5,2.1949827206127419E-2]
[2004,1,11,22,9.4372472910353115E-3,1.0456938200017344E-2,2.5325125214408243E-4,4.3015276570936879E-3,4.4354838709677579E-7,1.765152426606254E-5,2.4467059472943583E-2,null,8.8097367211670656E-3,1.0190255919197002E-2,1.6237293379796024E-4,4.0149819311364665E-3,4.8427245269625589E-5,1.5149864040808177E-5,2.3240924614608926E-2]
[2004,1,11,23,7.7267814448169032E-3,1.0134302687224849E-2,2.5325125214408243E-4,3.9633345199860358E-3,4.4354838709677579E-7,1.765152426606254E-5,2.2095764976825027E-2,null,7.2130048235037906E-3,9.8758485485986557E-3,1.6237293379796024E-4,3.6993174874864628E-3,4.8427245269625589E-5,1.5149864040808177E-5,2.10141209026973E-2]
[2004,1,11,24,6.1526405987829486E-3,9.6399961653150061E-3,2.5325125214408243E-4,3.1266945522427226E-3,4.4354838709677579E-7,1.765152426606254E-5,1.9190677641137917E-2,null,5.7435332723272435E-3,9.3941482779801369E-3,1.6237293379796024E-4,2.9184101863753134E-3,4.8427245269625589E-5,1.5149864040808177E-5,1.8282041779791085E-2]
[2004,1,12,1,6.184868938662256E-3,9.2883803819508552E-3,2.5325125214408243E-4,2.7979355845717557E-3,4.4354838709677579E-7,1.765152426606254E-5,1.8542531229982107E-2,null,5.7736186542761405E-3,9.0514997178400679E-3,1.6237293379796024E-4,2.6115514561469376E-3,4.8427245269625589E-5,1.5149864040808177E-5,1.7662619871371535E-2]
[2004,1,12,2,5.9354855767702773E-3,9.1027656741921575E-3,2.5325125214408243E-4,2.5824167813712356E-3,4.4354838709677579E-7,1.765152426606254E-5,1.7892014357130909E-2,null,5.5408175319621314E-3,8.8706187239727674E-3,1.6237293379796024E-4,2.4103894110201873E-3,4.8427245269625589E-5,1.5149864040808177E-5,1.7047775710063474E-2]
[2004,1,12,3,6.1151050546231827E-3,9.3350867780172368E-3,2.5325125214408243E-4,2.6991338177030817E-3,4.4354838709677579E-7,1.765152426606254E-5,1.8420671975140742E-2,null,5.7084935778553827E-3,9.09701496521707E-3,1.6237293379796024E-4,2.5193313565997676E-3,4.8427245269625589E-5,1.5149864040808177E-5,1.7550789942780611E-2]
[2004,1,12,4,6.2832244510130876E-3,9.376336523491376E-3,2.5325125214408243E-4,2.652579905481798E-3,4.4354838709677579E-7,1.765152426606254E-5,1.8583487204783502E-2,null,5.8654342168194071E-3,9.1372127224327061E-3,1.6237293379796024E-4,2.4758786274085634E-3,4.8427245269625589E-5,1.5149864040808177E-5,1.7704475609769066E-2]
[2004,1,12,5,6.5530810277290661E-3,9.45039873827834E-3,2.5325125214408243E-4,2.6071325900106977E-3,4.4354838709677579E-7,1.765152426606254E-5,1.8881958680815342E-2,null,6.117347229165869E-3,9.2093861357383771E-3,1.6237293379796024E-4,2.4334587791636701E-3,4.8427245269625589E-5,1.5149864040808177E-5,1.7986142187176306E-2]
[2004,1,12,6,6.7318248491949305E-3,9.8160530711925813E-3,2.5325125214408243E-4,2.4681672950127333E-3,4.4354838709677579E-7,1.765152426606254E-5,1.9287391540197485E-2,null,6.2842058436630632E-3,9.5657152216607928E-3,1.6237293379796024E-4,2.3037506398816254E-3,4.8427245269625589E-5,1.5149864040808177E-5,1.8379621748313875E-2]
[2004,1,12,7,7.7863866280048532E-3,1.1104506308683678E-2,1.5195075128644945E-4,2.5954843181776326E-3,4.4354838709677579E-7,1.0590914559637525E-5,2.1649362469099348E-2,null,7.2686466812308401E-3,1.0821309161187988E-2,9.7423760278776152E-5,2.4225864554994021E-3,4.8427245269625589E-5,9.0899184244849068E-6,2.0667483221891117E-2]
[2004,1,12,8,7.3348939665215497E-3,1.3129413649818697E-2,0,2.9840243424400334E-3,4.4354838709677579E-7,0,2.3448775507167376E-2,null,6.8471751062531162E-3,1.2794575486773842E-2,0,2.7852439347240874E-3,4.8427245269625589E-5,0,2.2475421773020671E-2]
[2004,1,12,9,7.3528282549127381E-3,1.4491979530010107E-2,0,3.402267694844717E-3,4.4354838709677579E-7,0,2.5247519028154659E-2,null,6.8639168906035105E-3,1.4122391981461873E-2,0,3.175626058608261E-3,4.8427245269625589E-5,0,2.421036217594327E-2]
[2004,1,12,10,7.0003794771926657E-3,1.5106042749146075E-2,0,3.5171174480799192E-3,4.4354838709677579E-7,0,2.5623983222805756E-2,null,6.5349034777240503E-3,1.4720794805870942E-2,0,3.2828251099207366E-3,4.8427245269625589E-5,0,2.4586950638785351E-2]
[2004,1,12,11,6.9016000885886598E-3,1.5369323500248904E-2,0,3.6783659928188209E-3,4.4354838709677579E-7,0,2.5949733130043479E-2,null,6.4426922237171974E-3,1.4977361133510881E-2,0,3.4333321030539992E-3,4.8427245269625589E-5,0,2.4901812705551703E-2]
[2004,1,12,12,6.8084449505187352E-3,1.521441600272732E-2,0,3.6308500550957441E-3,4.4354838709677579E-7,0,2.5654154556728898E-2,null,6.3557312471409465E-3,1.4826404226875945E-2,0,3.3889814335692761E-3,4.8427245269625589E-5,0,2.4619544152855794E-2]
[2004,1,12,13,6.4146839758392757E-3,1.5174017654513934E-2,0,3.4630495971028708E-3,4.4354838709677579E-7,0,2.5052194775843174E-2,null,5.9881526078388488E-3,1.4787036153819287E-2,0,3.2323589820625934E-3,4.8427245269625589E-5,0,2.4055974988990352E-2]
[2004,1,12,14,6.2101744127343638E-3,1.4871703781390281E-2,0,3.1637363729941606E-3,4.4354838709677579E-7,0,2.4246058115505901E-2,null,5.7972414923034288E-3,1.4492432162084061E-2,0,2.9529844708782063E-3,4.8427245269625589E-5,0,2.3291085370535321E-2]
[2004,1,12,15,6.3992330499620118E-3,1.5088989430639679E-2,0,3.4880786894686514E-3,4.4354838709677579E-7,0,2.4976744718457438E-2,null,5.9737290598614358E-3,1.4704176396492616E-2,0,3.2557207645762158E-3,4.8427245269625589E-5,0,2.3982053466199891E-2]
[2004,1,12,16,6.6028835323519667E-3,1.5041538345947294E-2,5.9091958833619233E-5,3.7327189479675056E-3,4.4354838709677579E-7,4.1186889954145922E-6,2.5440795022482896E-2,null,6.1638382175072714E-3,1.4657935452211421E-2,3.7887017886190723E-5,3.4840643429051047E-3,4.8427245269625589E-5,3.5349682761885743E-6,2.4395687244055799E-2]
[2004,1,12,17,8.0277666609151806E-3,1.5198339102828771E-2,2.5325125214408243E-4,4.1811180094404451E-3,4.4354838709677579E-7,1.765152426606254E-5,2.767857009798164E-2,null,7.4939766396506687E-3,1.48107373345964E-2,1.6237293379796024E-4,3.9025933570760326E-3,4.8427245269625589E-5,1.5149864040808177E-5,2.6433257374431491E-2]
[2004,1,12,18,9.355093577809467E-3,1.3872687623982291E-2,2.5325125214408243E-4,3.4938771298488776E-3,4.4354838709677579E-7,1.765152426606254E-5,2.6993004656437877E-2,null,8.7330456520590787E-3,1.3518893816855691E-2,1.6237293379796024E-4,3.2611329425769752E-3,4.8427245269625589E-5,1.5149864040808177E-5,2.5739022454600136E-2]
[2004,1,12,19,1.0157941545318804E-2,1.2914085580389534E-2,2.5325125214408243E-4,3.0359278409328289E-3,4.4354838709677579E-7,1.765152426606254E-5,2.6379301291438405E-2,null,9.4825098763991634E-3,1.258473890821721E-2,1.6237293379796024E-4,2.8336898881675537E-3,4.8427245269625589E-5,1.5149864040808177E-5,2.5126888715892318E-2]
[2004,1,12,20,8.915648809871687E-3,1.2569464158535708E-2,2.5325125214408243E-4,3.0201520741040761E-3,4.4354838709677579E-7,1.765152426606254E-5,2.4776611367308712E-2,null,8.3228208704425426E-3,1.2248906333064169E-2,1.6237293379796024E-4,2.8189650220696197E-3,4.8427245269625589E-5,1.5149864040808177E-5,2.361664226868472E-2]
[2004,1,12,21,8.6871585927989214E-3,1.2537601003938794E-2,2.5325125214408243E-4,3.1601929735090477E-3,4.4354838709677579E-7,1.765152426606254E-5,2.4656298895044004E-2,null,8.1095236457650113E-3,1.2217855781408909E-2,1.6237293379796024E-4,2.9496771145058566E-3,4.8427245269625589E-5,1.5149864040808177E-5,2.3503006584788169E-2]
[2004,1,12,22,8.2382244281880811E-3,1.1973245002439809E-2,2.5325125214408243E-4,3.0557810982095096E-3,4.4354838709677579E-7,1.765152426606254E-5,2.3538596853634641E-2,null,7.690440445612407E-3,1.1667892496285942E-2,1.6237293379796024E-4,2.8522206231980781E-3,4.8427245269625589E-5,1.5149864040808177E-5,2.243650360820482E-2]
[2004,1,12,23,7.4716023751109587E-3,1.1550595168780377E-2,2.5325125214408243E-4,3.0948713872213348E-3,4.4354838709677579E-7,1.765152426606254E-5,2.238841525590991E-2,null,6.9747933671824962E-3,1.1256021460346521E-2,1.6237293379796024E-4,2.8887069175048364E-3,4.8427245269625589E-5,1.5149864040808177E-5,2.1345471788142244E-2]
[2004,1,12,24,6.1732837860895484E-3,1.0913155825582728E-2,2.5325125214408243E-4,2.6991459687388487E-3,4.4354838709677579E-7,1.765152426606254E-5,2.0056931905208367E-2,null,5.7628038328676719E-3,1.0634838670900742E-2,1.6237293379796024E-4,2.5193426981958097E-3,4.8427245269625589E-5,1.5149864040808177E-5,1.9142935245072615E-2]
[2004,1,13,1,5.924166252408017E-3,1.0014194113439045E-2,2.5325125214408243E-4,2.3661714768355708E-3,4.4354838709677579E-7,1.765152426606254E-5,1.8575878167479874E-2,null,5.5302508630577646E-3,9.7588030921222004E-3,1.6237293379796024E-4,2.2085492603537132E-3,4.8427245269625589E-5,1.5149864040808177E-5,1.7723553258642069E-2]
[2004,1,13,2,5.8257457305965973E-3,9.3626223062758061E-3,2.5325125214408243E-4,2.1200234619309154E-3,4.4354838709677579E-7,1.765152426606254E-5,1.7579737823600557E-2,null,5.4383746137258082E-3,9.1238482575688052E-3,1.6237293379796024E-4,1.9787983646230951E-3,4.8427245269625589E-5,1.5149864040808177E-5,1.6766971279026099E-2]
[2004,1,13,3,5.9563596896757996E-3,9.3126157037994872E-3,2.5325125214408243E-4,2.2587593682547656E-3,4.4354838709677579E-7,1.765152426606254E-5,1.7799081086527294E-2,null,5.5603036631733226E-3,9.0751169686258924E-3,1.6237293379796024E-4,2.1082923959288126E-3,4.8427245269625589E-5,1.5149864040808177E-5,1.6969663070836419E-2]
[2004,1,13,4,6.0591886820617596E-3,8.911092485188456E-3,2.5325125214408243E-4,1.9577187762772059E-3,4.4354838709677579E-7,1.765152426606254E-5,1.7199346268324662E-2,null,5.6562952507927056E-3,8.6838337577201125E-3,1.6237293379796024E-4,1.8273055852697448E-3,4.8427245269625589E-5,1.5149864040808177E-5,1.6393384636890954E-2]
[2004,1,13,5,6.3444098502035765E-3,8.966519301688302E-3,2.5325125214408243E-4,1.9225179972788985E-3,4.4354838709677579E-7,1.765152426606254E-5,1.7504793473968015E-2,null,5.9225512172989591E-3,8.7378470294939541E-3,1.6237293379796024E-4,1.7944497017542539E-3,4.8427245269625589E-5,1.5149864040808177E-5,1.668079799165556E-2]
[2004,1,13,6,6.6687799055324013E-3,9.3462371479932187E-3,2.5325125214408243E-4,1.9300265320775451E-3,4.4354838709677579E-7,1.765152426606254E-5,1.8216389910400407E-2,null,6.2253529453401291E-3,9.1078809683888973E-3,1.6237293379796024E-4,1.8014580564480011E-3,4.8427245269625589E-5,1.5149864040808177E-5,1.7360642013285417E-2]
[2004,1,13,7,7.4854431384108727E-3,1.0437476959906806E-2,1.5195075128644945E-4,2.0011066233278597E-3,4.4354838709677579E-7,1.0590914559637525E-5,2.0087011935878724E-2,null,6.9877138170691983E-3,1.0171290997205689E-2,9.7423760278776152E-5,1.8678031563249978E-3,4.8427245269625589E-5,9.0899184244849068E-6,1.9181748894572775E-2]
[2004,1,13,8,7.2908515155385659E-3,1.2430832676149417E-2,0,2.4043975433121036E-3,4.4354838709677579E-7,0,2.2126525283387179E-2,null,6.8060611684967577E-3,1.2113810355928949E-2,0,2.2442289022010925E-3,4.8427245269625589E-5,0,2.1212527671896422E-2]
[2004,1,13,9,7.6089834316642761E-3,1.4224750613572867E-2,0,3.2390395551246142E-3,4.4354838709677579E-7,0,2.5073217148748855E-2,null,7.1030395497171193E-3,1.3861978178165162E-2,0,3.0232713409654548E-3,4.8427245269625589E-5,0,2.403671631411736E-2]
[2004,1,13,10,7.0365198409135833E-3,1.44626880988242E-2,0,3.19622344319894E-3,4.4354838709677579E-7,0,2.469587493132382E-2,null,6.5686407614435243E-3,1.4093847566804872E-2,0,2.983307418971461E-3,4.8427245269625589E-5,0,2.3694222992489484E-2]
[2004,1,13,11,6.5564886919772551E-3,1.4416535320848693E-2,0,3.0623365538761018E-3,4.4354838709677579E-7,0,2.4035804115089147E-2,null,6.1205283077086763E-3,1.4048871818650261E-2,0,2.8583393880067458E-3,4.8427245269625589E-5,0,2.3076166759635308E-2]
[2004,1,13,12,6.3149956610720403E-3,1.4007094551708898E-2,0,2.911883449041551E-3,4.4354838709677579E-7,0,2.3234417210209586E-2,null,5.895092864865871E-3,1.3649872977739024E-2,0,2.7179086979011199E-3,4.8427245269625589E-5,0,2.2311301785775638E-2]
[2004,1,13,13,6.1378027339952738E-3,1.4120919076307728E-2,0,2.991445427466744E-3,4.4354838709677579E-7,0,2.3250610786156842E-2,null,5.729682021188804E-3,1.3760794646525503E-2,0,2.7921706651015E-3,4.8427245269625589E-5,0,2.233107457808543E-2]
[2004,1,13,14,5.7920757189276785E-3,1.4017209641888646E-2,0,2.8444853328013671E-3,4.4354838709677579E-7,0,2.2654214242004787E-2,null,5.4069434210216004E-3,1.3659730103754861E-2,0,2.655000298730253E-3,4.8427245269625589E-5,0,2.1770101068776339E-2]
[2004,1,13,15,5.9458502673858191E-3,1.3546922380195482E-2,0,2.6006705065063688E-3,4.4354838709677579E-7,0,2.2093886702474762E-2,null,5.5504930435497125E-3,1.320143653248906E-2,0,2.4274271665423752E-3,4.8427245269625589E-5,0,2.1227783987850773E-2]
[2004,1,13,16,6.5676498457367663E-3,1.3381715208596431E-2,5.4871104631217858E-5,2.6975633776404255E-3,4.4354838709677579E-7,3.8244969243135502E-6,2.2706067581916251E-2,null,6.1309473232429154E-3,1.3040442623365811E-2,3.5180802322891385E-5,2.5178655312051317E-3,4.8427245269625589E-5,3.282470542175105E-6,2.177614599594855E-2]
[2004,1,13,17,7.4581999733741595E-3,1.3307228548322097E-2,2.5325125214408243E-4,2.7398407390104452E-3,4.4354838709677579E-7,1.765152426606254E-5,2.3776615585503945E-2,null,6.9622821308980903E-3,1.2967855589164873E-2,1.6237293379796024E-4,2.5573265914442382E-3,4.8427245269625589E-5,1.5149864040808177E-5,2.2713414354615595E-2]
[2004,1,13,18,9.0306307680757744E-3,1.3325928044392182E-2,2.5325125214408243E-4,3.0886089556034289E-3,4.4354838709677579E-7,1.765152426606254E-5,2.5716514092868625E-2,null,8.4301573371285948E-3,1.2986078193800127E-2,1.6237293379796024E-4,2.882861656984564E-3,4.8427245269625589E-5,1.5149864040808177E-5,2.4525047231021679E-2]
[2004,1,13,19,9.8684907182794903E-3,1.2623727662457156E-2,2.5325125214408243E-4,2.6902758892136725E-3,4.4354838709677579E-7,1.765152426606254E-5,2.5453840594747559E-2,null,9.2123054935636384E-3,1.2301785960107484E-2,1.6237293379796024E-4,2.5110634979069084E-3,4.8427245269625589E-5,1.5149864040808177E-5,2.4251104994686419E-2]
[2004,1,13,20,9.4777790656867377E-3,1.1990129251159736E-2,2.5325125214408243E-4,2.4345846329694222E-3,4.4354838709677579E-7,1.765152426606254E-5,2.4173839274613137E-2,null,8.8475734178762779E-3,1.1684346147648168E-2,1.6237293379796024E-4,2.2724050826629007E-3,4.8427245269625589E-5,1.5149864040808177E-5,2.3030274691295739E-2]
[2004,1,13,21,8.6145788782164279E-3,1.1749881418537297E-2,2.5325125214408243E-4,2.4762396449144125E-3,4.4354838709677579E-7,1.765152426606254E-5,2.3112046266465378E-2,null,8.041769971727392E-3,1.1450225332202305E-2,1.6237293379796024E-4,2.3112852512059546E-3,4.8427245269625589E-5,1.5149864040808177E-5,2.2029230598244045E-2]
[2004,1,13,22,7.9475256679533077E-3,1.1243241800389249E-2,2.5325125214408243E-4,2.5029833323194531E-3,4.4354838709677579E-7,1.765152426606254E-5,2.196509712545925E-2,null,7.4190711083618336E-3,1.0956506495102906E-2,1.6237293379796024E-4,2.3362474112251109E-3,4.8427245269625589E-5,1.5149864040808177E-5,2.0937775057798244E-2]
[2004,1,13,23,7.342397649290797E-3,1.0620547982962372E-2,2.5325125214408243E-4,2.4629177930809371E-3,4.4354838709677579E-7,1.765152426606254E-5,2.0697209750131344E-2,null,6.8541798468938564E-3,1.0349693177714161E-2,1.6237293379796024E-4,2.2988508328633281E-3,4.8427245269625589E-5,1.5149864040808177E-5,1.9728673900579738E-2]
[2004,1,13,24,6.5185724968856856E-3,1.0160660038033969E-2,2.5325125214408243E-4,2.329829427264144E-3,4.4354838709677579E-7,1.765152426606254E-5,1.9280408286981035E-2,null,6.0851332729147441E-3,9.9015337104461764E-3,1.6237293379796024E-4,2.1746281318613461E-3,4.8427245269625589E-5,1.5149864040808177E-5,1.8387245158330658E-2]
[2004,1,14,1,6.3675673524621092E-3,9.514255062788789E-3,2.5325125214408243E-4,2.1767797097210044E-3,4.4354838709677579E-7,1.765152426606254E-5,1.8329948449769144E-2,null,5.9441689085309455E-3,9.271613938597505E-3,1.6237293379796024E-4,2.0317738020773956E-3,4.8427245269625589E-5,1.5149864040808177E-5,1.7473506692314237E-2]
[2004,1,14,2,6.366773415857346E-3,9.0470510193288237E-3,2.5325125214408243E-4,1.9721056149427257E-3,4.4354838709677579E-7,1.765152426606254E-5,1.7657276374926135E-2,null,5.9434277631264052E-3,8.816324954549308E-3,1.6237293379796024E-4,1.8407340464800268E-3,4.8427245269625589E-5,1.5149864040808177E-5,1.6826436807264131E-2]
[2004,1,14,3,6.270699658583909E-3,8.8531204228926054E-3,2.5325125214408243E-4,1.8848829601409245E-3,4.4354838709677579E-7,1.765152426606254E-5,1.7280049366414679E-2,null,5.8537422349961539E-3,8.6273401513069677E-3,1.6237293379796024E-4,1.7593217179000928E-3,4.8427245269625589E-5,1.5149864040808177E-5,1.6466354147311603E-2]
[2004,1,14,4,6.5902466128817828E-3,8.5771838547297544E-3,2.5325125214408243E-4,1.7044063513289352E-3,4.4354838709677579E-7,1.765152426606254E-5,1.7143183143737712E-2,null,6.1520415643026172E-3,8.3584407666821518E-3,1.6237293379796024E-4,1.5908675357729687E-3,4.8427245269625589E-5,1.5149864040808177E-5,1.632729990986613E-2]
[2004,1,14,5,6.8861519008766216E-3,8.6969012128395081E-3,2.5325125214408243E-4,1.6144569978218534E-3,4.4354838709677579E-7,1.765152426606254E-5,1.7468856436335223E-2,null,6.4282712318362804E-3,8.4751049846180024E-3,1.6237293379796024E-4,1.5069101471803898E-3,4.8427245269625589E-5,1.5149864040808177E-5,1.6636236406743065E-2]
[2004,1,14,6,7.0294589728924668E-3,8.949432097109581E-3,2.5325125214408243E-4,1.4249258919323846E-3,4.4354838709677579E-7,1.765152426606254E-5,1.7675163286731674E-2,null,6.5620493914846133E-3,8.7211955982365186E-3,1.6237293379796024E-4,1.3300046321642032E-3,4.8427245269625589E-5,1.5149864040808177E-5,1.6839199664993726E-2]
[2004,1,14,7,8.1320315919195894E-3,1.0364228739754146E-2,1.5195075128644945E-4,1.6531441595223676E-3,4.4354838709677579E-7,1.0590914559637525E-5,2.0312389705429288E-2,null,7.5913086860697598E-3,1.0099910819308104E-2,9.7423760278776152E-5,1.543020168451174E-3,4.8427245269625589E-5,9.0899184244849068E-6,1.9389180597801928E-2]
[2004,1,14,8,7.4131751153483898E-3,1.1924369125973486E-2,0,1.7559207599345047E-3,4.4354838709677579E-7,0,2.1093908549643478E-2,null,6.9202511092577275E-3,1.1620263096557247E-2,0,1.638950318503299E-3,4.8427245269625589E-5,0,2.0227891769587898E-2]
[2004,1,14,9,7.1920888993429162E-3,1.3099929694345137E-2,0,2.1507743692501199E-3,4.4354838709677579E-7,0,2.2443236511325269E-2,null,6.7138655716510705E-3,1.2765843457757425E-2,0,2.0075008041038809E-3,4.8427245269625589E-5,0,2.1535637078781998E-2]
[2004,1,14,10,6.7782866752141274E-3,1.3534809471018254E-2,0,2.3243556678864317E-3,4.4354838709677579E-7,0,{"$f":"SUM(E324:J324)","v":2.2637895362505909E-2},null,{"$f":"E324*V$5","v":6.327578285031916E-3},{"$f":"F324*W$5","v":1.3189632537659892E-2},{"$f":"G324*X$5","v":0},{"$f":"H324*AB$5","v":2.169519006278796E-3},{"$f":"I324*Z$5","v":4.8427245269625589E-5},{"$f":"J324*AA$5","v":0},{"$f":"SUM(M324:R324)","v":2.1735157074240227E-2}]
[2004,1,14,11,6.6140172680721927E-3,1.4004516579519363E-2,0,2.5490154617440288E-3,4.4354838709677579E-7,0,2.3167992857722679E-2,null,6.1742316381089993E-3,1.3647360751324231E-2,0,2.3792131161152379E-3,4.8427245269625589E-5,0,2.2249232750818092E-2]
[2004,1,14,12,6.494446514810963E-3,1.3965478326839403E-2,0,2.5384653006208348E-3,4.4354838709677579E-7,0,2.2998833690658294E-2,null,6.0626114989627356E-3,1.360931808741651E-2,0,2.3693657526534808E-3,4.8427245269625589E-5,0,2.2089722584302349E-2]
[2004,1,14,13,6.1914662146355381E-3,1.4010864666747841E-2,0,2.5510909609946504E-3,4.4354838709677579E-7,0,2.2753865390765127E-2,null,5.7797772577978168E-3,1.3653546943899747E-2,0,2.3811503562433099E-3,4.8427245269625589E-5,0,2.1862901803210499E-2]
[2004,1,14,14,6.0044774607651719E-3,1.3998765600271034E-2,0,2.5782020293533886E-3,4.4354838709677579E-7,0,2.2581888638776693E-2,null,5.6052219409119418E-3,1.3641756438741954E-2,0,2.4064554241799607E-3,4.8427245269625589E-5,0,2.1701861049103481E-2]
[2004,1,14,15,6.1719082471494227E-3,1.3596976544464318E-2,0,2.2884525455192386E-3,4.4354838709677579E-7,0,2.2057780885520073E-2,null,5.7615197575924867E-3,1.325021417026071E-2,0,2.1360075659099444E-3,4.8427245269625589E-5,0,2.1196168739032763E-2]
[2004,1,14,16,6.8045480622562294E-3,1.3268682891491853E-2,5.0650250428816476E-5,2.3312439444622898E-3,4.4354838709677579E-7,3.5303048532125075E-6,2.2459099001879496E-2,null,6.3520934745399157E-3,1.2930292958482685E-2,3.2474586759592039E-5,2.1759484211735566E-3,4.8427245269625589E-5,3.0299728081616349E-6,2.1542266659033537E-2]
[2004,1,14,17,8.3746305856479738E-3,1.3544011992633661E-2,2.5325125214408243E-4,2.8827153554249873E-3,4.4354838709677579E-7,1.765152426606254E-5,2.5072704258503858E-2,null,7.8177765529865613E-3,1.3198600368258985E-2,1.6237293379796024E-4,2.6906836331864773E-3,4.8427245269625589E-5,1.5149864040808177E-5,2.3933010597540418E-2]
[2004,1,14,18,9.7026395536959111E-3,1.3053978668061928E-2,2.5325125214408243E-4,2.8099534723487322E-3,4.4354838709677579E-7,1.765152426606254E-5,2.5837918018903814E-2,null,9.0574822649439734E-3,1.272106431604127E-2,1.6237293379796024E-4,2.6227687738353206E-3,4.8427245269625589E-5,1.5149864040808177E-5,2.4627265397928953E-2]
[2004,1,14,19,1.0727384179066412E-2,1.2321153359593629E-2,2.5325125214408243E-4,2.4077595351735641E-3,4.4354838709677579E-7,1.765152426606254E-5,2.5727643398630845E-2,null,1.0014088580063083E-2,1.2006928180346783E-2,1.6237293379796024E-4,2.2473669353959115E-3,4.8427245269625589E-5,1.5149864040808177E-5,2.4494333738914166E-2]
[2004,1,14,20,1.0338517981938283E-2,1.1699929994167635E-2,2.5325125214408243E-4,2.2279837542383478E-3,4.4354838709677579E-7,1.765152426606254E-5,2.4537778055141506E-2,null,9.6510792500315874E-3,1.1401547814164146E-2,1.6237293379796024E-4,2.0795668955843529E-3,4.8427245269625589E-5,1.5149864040808177E-5,2.3358144002888478E-2]
[2004,1,14,21,9.2910904396160399E-3,1.1400671920292071E-2,2.5325125214408243E-4,2.2329198181921181E-3,4.4354838709677579E-7,1.765152426606254E-5,2.3196028502897471E-2,null,8.6732982724022807E-3,1.1109921689925131E-2,1.6237293379796024E-4,2.0841741442562613E-3,4.8427245269625589E-5,1.5149864040808177E-5,2.2093344149692062E-2]
[2004,1,14,22,8.48272540733137E-3,1.1036525234486524E-2,2.5325125214408243E-4,2.2147348173666538E-3,4.4354838709677579E-7,1.765152426606254E-5,2.2005331783981785E-2,null,7.9186838292912547E-3,1.0755061801733403E-2,1.6237293379796024E-4,2.0672005349824641E-3,4.8427245269625589E-5,1.5149864040808177E-5,2.0966896209115512E-2]
[2004,1,14,23,7.8001152410518918E-3,1.0538460274084501E-2,2.5325125214408243E-4,2.1587909070067629E-3,4.4354838709677579E-7,1.765152426606254E-5,2.0768712746940397E-2,null,7.2814624380676965E-3,1.0269698943715086E-2,1.6237293379796024E-4,2.0149833212022229E-3,4.8427245269625589E-5,1.5149864040808177E-5,1.9792094746093395E-2]
[2004,1,14,24,6.8804764336478207E-3,1.0014745163429642E-2,2.5325125214408243E-4,1.9863851872482258E-3,4.4354838709677579E-7,1.765152426606254E-5,1.9152953109122926E-2,null,6.4229731432609346E-3,9.7593400887383257E-3,1.6237293379796024E-4,1.8540623868654228E-3,4.8427245269625589E-5,1.5149864040808177E-5,1.8262325661973073E-2]
[2004,1,15,1,6.4596622896650737E-3,9.6793498650746632E-3,2.5325125214408243E-4,2.1797336556549102E-3,4.4354838709677579E-7,1.765152426606254E-5,1.8590092135191888E-2,null,6.0301401801411787E-3,9.4324983441512744E-3,1.6237293379796024E-4,2.0345309712730018E-3,4.8427245269625589E-5,1.5149864040808177E-5,1.7723119538673848E-2]
[2004,1,15,2,6.7399349993872825E-3,9.4603655923467308E-3,2.5325125214408243E-4,2.2301629324088467E-3,4.4354838709677579E-7,1.765152426606254E-5,1.8701809848940099E-2,null,6.2917767259087383E-3,9.2190988060940286E-3,1.6237293379796024E-4,2.0816009080740442E-3,4.8427245269625589E-5,1.5149864040808177E-5,1.7818426483185205E-2]
[2004,1,15,3,6.5964753442756888E-3,9.0138037386761471E-3,2.5325125214408243E-4,2.09675930034359E-3,4.4354838709677579E-7,1.765152426606254E-5,1.7978384708092664E-2,null,6.157856128867361E-3,8.7839255760708557E-3,1.6237293379796024E-4,1.9570839422452416E-3,4.8427245269625589E-5,1.5149864040808177E-5,1.712481569029185E-2]
[2004,1,15,4,7.0506087201536805E-3,8.930172259720575E-3,2.5325125214408243E-4,2.030504700777E-3,4.4354838709677579E-7,1.765152426606254E-5,1.8282632005448496E-2,null,6.5817928293054615E-3,8.7024269426126608E-3,1.6237293379796024E-4,1.8952428845280236E-3,4.8427245269625589E-5,1.5149864040808177E-5,1.7405412699554534E-2]
[2004,1,15,5,7.2436713785735806E-3,8.9345364978321781E-3,2.5325125214408243E-4,1.835823645926563E-3,4.4354838709677579E-7,1.765152426606254E-5,1.8285377847129563E-2,null,6.7620181788079154E-3,8.7066798799829391E-3,1.6237293379796024E-4,1.7135304837556885E-3,4.8427245269625589E-5,1.5149864040808177E-5,1.7408178585654934E-2]
[2004,1,15,6,7.617425613354465E-3,9.4328381845243323E-3,2.5325125214408243E-4,1.8571395067030129E-3,4.4354838709677579E-7,1.765152426606254E-5,1.9178749629379051E-2,null,7.1109203857013022E-3,9.1922734270837667E-3,1.6237293379796024E-4,1.7334263911370886E-3,4.8427245269625589E-5,1.5149864040808177E-5,1.8262570247030548E-2]
[2004,1,15,7,8.2989487774387319E-3,1.0226978213890039E-2,1.4772989708404809E-4,1.6779768042586637E-3,4.4354838709677579E-7,1.0296722488536482E-5,2.0362373963547117E-2,null,7.7471270527304185E-3,9.9661605802948052E-3,9.4717544715476807E-5,1.5661985896695378E-3,4.8427245269625589E-5,8.8374206904714371E-6,1.9431468433370333E-2]
[2004,1,15,8,8.0308828084156916E-3,1.2482216577580746E-2,0,2.2266751633705333E-3,4.4354838709677579E-7,0,2.2740218097754065E-2,null,7.4968855852591944E-3,1.2163883818705191E-2,0,2.0783454763332503E-3,4.8427245269625589E-5,0,2.1787542125567258E-2]
[2004,1,15,9,8.0280286799702203E-3,1.400436232757417E-2,0,2.8335064663260966E-3,4.4354838709677579E-7,0,2.4866341022257581E-2,null,7.4942212362814065E-3,1.3647210433251438E-2,0,2.6447527880697373E-3,4.8427245269625589E-5,0,2.3834611702872207E-2]
[2004,1,15,10,7.3873796871030684E-3,1.4322430348904468E-2,0,2.8051284555755058E-3,4.4354838709677579E-7,0,2.4515382039970137E-2,null,6.8961708955637508E-3,1.3957166796679403E-2,0,2.6182651749499367E-3,4.8427245269625589E-5,0,2.3520030112462717E-2]
[2004,1,15,11,6.7185186300073307E-3,1.4281849985041461E-2,0,2.5684317103609176E-3,4.4354838709677579E-7,0,2.3569243873796806E-2,null,6.2717843944648157E-3,1.3917621349900584E-2,0,2.3973359537630919E-3,4.8427245269625589E-5,0,2.2635168943398117E-2]
[2004,1,15,12,6.7442367995128958E-3,1.4178664979600852E-2,0,2.6968836068586941E-3,4.4354838709677579E-7,0,2.3620228934359534E-2,null,6.2957924865818466E-3,1.3817067861647036E-2,0,2.5172310432688598E-3,4.8427245269625589E-5,0,2.2678518636767366E-2]
[2004,1,15,13,6.4071299658349E-3,1.4127698571076212E-2,0,2.6846227890015575E-3,4.4354838709677579E-7,0,2.3219894874299762E-2,null,5.9811008863701505E-3,1.376740124449637E-2,0,2.5057869782571704E-3,4.8427245269625589E-5,0,2.2302716354393314E-2]
[2004,1,15,14,6.2087748171383659E-3,1.4149381901847552E-2,0,2.704738367106988E-3,4.4354838709677579E-7,0,2.3063338634480002E-2,null,5.7959349599707895E-3,1.3788531587385858E-2,0,2.5245625596473031E-3,4.8427245269625589E-5,0,2.2157456352273574E-2]
[2004,1,15,15,6.3934881176094622E-3,1.3661729786616761E-2,0,2.4230266700881724E-3,4.4354838709677579E-7,0,2.2478688122701491E-2,null,5.9683661251045015E-3,1.3313316016758189E-2,0,2.2616170520309373E-3,4.8427245269625589E-5,0,2.1591726439163249E-2]
[2004,1,15,16,7.22898942804053E-3,1.3664376655694775E-2,5.0650250428816476E-5,2.6460241022141602E-3,4.4354838709677579E-7,3.5303048532125075E-6,2.3594014289618593E-2,null,6.7483124747227587E-3,1.3315895382990795E-2,3.2474586759592039E-5,2.469759538154251E-3,4.8427245269625589E-5,3.0299728081616349E-6,2.2617899200705185E-2]
[2004,1,15,17,8.4316316229120312E-3,1.3597584931674128E-2,2.5325125214408243E-4,2.8380438561613629E-3,4.4354838709677579E-7,1.765152426606254E-5,2.5138606735544761E-2,null,7.8709874221779188E-3,1.3250807041830508E-2,1.6237293379796024E-4,2.6489879202495977E-3,4.8427245269625589E-5,1.5149864040808177E-5,2.3996732427366416E-2]
[2004,1,15,18,9.5962246318355565E-3,1.2889188082524443E-2,2.5325125214408243E-4,2.5863571078054946E-3,4.4354838709677579E-7,1.765152426606254E-5,2.5343116146962733E-2,null,8.9581431869393269E-3,1.256047636882566E-2,1.6237293379796024E-4,2.4140672531026948E-3,4.8427245269625589E-5,1.5149864040808177E-5,2.415863685197607E-2]
[2004,1,15,19,1.0499034730620938E-2,1.1938779487873721E-2,2.5325125214408243E-4,2.0460606330447691E-3,4.4354838709677579E-7,1.765152426606254E-5,2.4755221176336668E-2,null,9.8009227638891968E-3,1.1634305952395431E-2,1.6237293379796024E-4,1.9097625603167116E-3,4.8427245269625589E-5,1.5149864040808177E-5,2.3570941319709732E-2]
[2004,1,15,20,1.0467198684540978E-2,1.1785063740239202E-2,2.5325125214408243E-4,2.2091838900538912E-3,4.4354838709677579E-7,1.765152426606254E-5,2.473279263963131E-2,null,9.7712035909611108E-3,1.1484510402565764E-2,1.6237293379796024E-4,2.0620193819971891E-3,4.8427245269625589E-5,1.5149864040808177E-5,2.3543683418632454E-2]
[2004,1,15,21,9.3859348762479061E-3,1.1441706489207257E-2,2.5325125214408243E-4,2.201147948780448E-3,4.4354838709677579E-7,1.765152426606254E-5,2.3300135639032851E-2,null,8.7618362210674459E-3,1.114990975820873E-2,1.6237293379796024E-4,2.0545187539448874E-3,4.8427245269625589E-5,1.5149864040808177E-5,2.2192214776329454E-2]
[2004,1,15,22,8.6530960319487968E-3,1.0988981907438921E-2,2.5325125214408243E-4,2.2652718132557311E-3,4.4354838709677579E-7,1.765152426606254E-5,2.217869607744069E-2,null,8.0777260056392325E-3,1.070873096754483E-2,1.6237293379796024E-4,2.1143710152219555E-3,4.8427245269625589E-5,1.5149864040808177E-5,2.1126778031514408E-2]
[2004,1,15,23,8.1521815309632834E-3,1.0617131648932202E-2,2.5325125214408243E-4,2.3863845444013153E-3,4.4354838709677579E-7,1.765152426606254E-5,2.1427044049094037E-2,null,7.6101187958876023E-3,1.0346363970119453E-2,1.6237293379796024E-4,2.2274158369559745E-3,4.8427245269625589E-5,1.5149864040808177E-5,2.040984864607142E-2]
[2004,1,15,24,7.0245395745617122E-3,1.0005106085016136E-2,2.5325125214408243E-4,2.0270240419424852E-3,4.4354838709677579E-7,1.765152426606254E-5,1.9328016026317573E-2,null,6.5574570985432526E-3,9.7499468348068198E-3,1.6237293379796024E-4,1.8919940893456931E-3,4.8427245269625589E-5,1.5149864040808177E-5,1.8425348065804155E-2]
[2004,1,16,1,8.0985600901447782E-3,1.2477644975364572E-2,2.5325125214408243E-4,4.1882103064487305E-3,4.4354838709677579E-7,1.765152426606254E-5,2.5035761696755317E-2,null,7.560062803747881E-3,1.215942880561699E-2,1.6237293379796024E-4,3.9092132016076749E-3,4.8427245269625589E-5,1.5149864040808177E-5,2.3854654854080934E-2]
[2004,1,16,2,7.8726012256970807E-3,1.2070765543151785E-2,2.5325125214408243E-4,3.9552080835967146E-3,4.4354838709677579E-7,1.765152426606254E-5,2.4169921177242818E-2,null,7.3491286145496116E-3,1.1762925980105504E-2,1.6237293379796024E-4,3.6917323926390897E-3,4.8427245269625589E-5,1.5149864040808177E-5,2.3029737030402599E-2]
[2004,1,16,3,7.9097925091312898E-3,1.1918239492306552E-2,2.5325125214408243E-4,3.9051556058825754E-3,4.4354838709677579E-7,1.765152426606254E-5,2.4004533932117655E-2,null,7.3838469392128771E-3,1.161428978634328E-2,1.6237293379796024E-4,3.6450141544570164E-3,4.8427245269625589E-5,1.5149864040808177E-5,2.2869100923121562E-2]
[2004,1,16,4,7.9693238532393355E-3,1.1614927481673171E-2,2.5325125214408243E-4,3.7025056524896791E-3,4.4354838709677579E-7,1.765152426606254E-5,2.3558103312199423E-2,null,7.4394198676395037E-3,1.1318713112502439E-2,1.6237293379796024E-4,3.4558637023202384E-3,4.8427245269625589E-5,1.5149864040808177E-5,2.2439946725570571E-2]
[2004,1,16,5,8.6813893706218469E-3,1.1847020695367865E-2,2.5325125214408243E-4,3.7811351028730327E-3,4.4354838709677579E-7,1.765152426606254E-5,2.4580891493659981E-2,null,8.1041380362860457E-3,1.1544887275476253E-2,1.6237293379796024E-4,3.5292552617174539E-3,4.8427245269625589E-5,1.5149864040808177E-5,2.3404230616588143E-2]
[2004,1,16,6,8.9884104505465068E-3,1.2090443915941534E-2,2.5325125214408243E-4,3.7312964850590075E-3,4.4354838709677579E-7,1.765152426606254E-5,2.5081497176344291E-2,null,8.3907443737668893E-3,1.1782102497262369E-2,1.6237293379796024E-4,3.4827366371850419E-3,4.8427245269625589E-5,1.5149864040808177E-5,2.3881533551322689E-2]
[2004,1,16,7,9.6509848197030498E-3,1.3174778564494906E-2,1.4772989708404809E-4,3.6764651818389856E-3,4.4354838709677579E-7,1.0296722488536482E-5,2.6660698733996624E-2,null,9.0092622074584277E-3,1.2838783464430471E-2,9.4717544715476807E-5,3.4315579143594415E-3,4.8427245269625589E-5,8.8374206904714371E-6,2.5431585796923912E-2]
[2004,1,16,8,9.7553444084992925E-3,1.5448052541452637E-2,0,4.3418748710006864E-3,4.4354838709677579E-7,0,2.9545715369339712E-2,null,9.1066826175919529E-3,1.5054082355611793E-2,0,4.0526414204439809E-3,4.8427245269625589E-5,0,2.8261833638917353E-2]
[2004,1,16,9,9.6900517917311874E-3,1.6692068237548291E-2,0,4.7033632878178758E-3,4.4354838709677579E-7,0,3.1085926865484448E-2,null,9.0457315006164055E-3,1.6266372040052282E-2,0,4.3900493316642369E-3,4.8427245269625589E-5,0,2.9750580117602548E-2]
[2004,1,16,10,9.8067561762666105E-3,1.6741976597461156E-2,0,4.5196298279570933E-3,4.4354838709677579E-7,0,3.1068806150071956E-2,null,9.1546758643970983E-3,1.6315007591902311E-2,0,4.2185552532128974E-3,4.8427245269625589E-5,0,2.973666595478193E-2]
[2004,1,16,11,8.9397937732345039E-3,1.6859822067024355E-2,0,4.4124360659039494E-3,4.4354838709677579E-7,0,3.0212495454549904E-2,null,8.3453603635604886E-3,1.6429847659883676E-2,0,4.1185021901890741E-3,4.8427245269625589E-5,0,2.8942137458902863E-2]
[2004,1,16,12,8.3484619996321285E-3,1.6675129654899264E-2,0,4.4114697553711982E-3,4.4354838709677579E-7,0,2.9435504958289685E-2,null,7.7933479938892694E-3,1.6249865440433879E-2,0,4.1176002503113974E-3,4.8427245269625589E-5,0,2.8209240929904168E-2]
[2004,1,16,13,8.1676485212680717E-3,1.6663221281587107E-2,0,4.4410118628424172E-3,4.4354838709677579E-7,0,2.9272325214084689E-2,null,7.6245573401210959E-3,1.6238260765211451E-2,0,4.1451744139946256E-3,4.8427245269625589E-5,0,2.8056419764596795E-2]
[2004,1,16,14,7.3078731534638158E-3,1.6349119823099282E-2,0,4.2538367939922821E-3,4.4354838709677579E-7,0,2.7911273318942473E-2,null,6.8219509872182536E-3,1.5932169805758456E-2,0,3.9704679889055756E-3,4.8427245269625589E-5,0,2.6773016027151906E-2]
[2004,1,16,15,7.6584815753268365E-3,1.5956210681913583E-2,0,4.1803333124017213E-3,4.4354838709677579E-7,0,2.7795469118029235E-2,null,7.1492464149613827E-3,1.5549280988296809E-2,0,3.901860932532232E-3,4.8427245269625589E-5,0,2.664881558106005E-2]
[2004,1,16,16,8.0533705932904695E-3,1.5377086696574265E-2,4.6429396226415107E-5,4.2497828938915698E-3,4.4354838709677579E-7,3.2361127821114651E-6,2.7730349241151923E-2,null,7.5178780906031226E-3,1.4984926345793216E-2,2.9768371196292708E-5,3.9666841388521761E-3,4.8427245269625589E-5,2.7774750741481656E-6,2.6550461666788577E-2]
[2004,1,16,17,8.7960684237099462E-3,1.5351271588287609E-2,2.5325125214408243E-4,4.4787812427514711E-3,4.4354838709677579E-7,1.765152426606254E-5,2.8897467579546268E-2,null,8.2111917389159003E-3,1.4959769597709694E-2,1.6237293379796024E-4,4.1804277913930028E-3,4.8427245269625589E-5,1.5149864040808177E-5,2.7577339171126987E-2]
[2004,1,16,18,1.1600798087499893E-2,1.5014522810695215E-2,2.5325125214408243E-4,4.3581893728655945E-3,4.4354838709677579E-7,1.765152426606254E-5,3.1244856595857941E-2,null,1.0829426606567246E-2,1.4631608891534958E-2,1.6237293379796024E-4,4.0678691338111323E-3,4.8427245269625589E-5,1.5149864040808177E-5,2.975485467502173E-2]
[2004,1,16,19,1.125190469963569E-2,1.4298172295897955E-2,2.5325125214408243E-4,4.0681140413602107E-3,4.4354838709677579E-7,1.765152426606254E-5,2.9889537361691098E-2,null,1.0503732175124361E-2,1.3933527394446213E-2,1.6237293379796024E-4,3.7971171341716773E-3,4.8427245269625589E-5,1.5149864040808177E-5,2.8460326746850641E-2]
[2004,1,16,20,1.1742476707554279E-2,1.3574726651035309E-2,2.5325125214408243E-4,3.7565575620694875E-3,4.4354838709677579E-7,1.765152426606254E-5,2.9345107245456317E-2,null,1.0961684594856167E-2,1.3228531713706066E-2,1.6237293379796024E-4,3.5063149507153215E-3,4.8427245269625589E-5,1.5149864040808177E-5,2.7922481302385945E-2]
[2004,1,16,21,1.059194337896755E-2,1.3558912305749245E-2,2.5325125214408243E-4,4.0792441220198475E-3,4.4354838709677579E-7,1.765152426606254E-5,2.8501446131533884E-2,null,9.8876536405750979E-3,1.3213120680134187E-2,1.6237293379796024E-4,3.8075057859026126E-3,4.8427245269625589E-5,1.5149864040808177E-5,2.7134230149720287E-2]
[2004,1,16,22,1.0204557510211588E-2,1.2820140450039121E-2,2.5325125214408243E-4,4.0252628229130675E-3,4.4354838709677579E-7,1.765152426606254E-5,2.7321307107961018E-2,null,9.5260262074906149E-3,1.2493189651415498E-2,1.6237293379796024E-4,3.7571204442727437E-3,4.8427245269625589E-5,1.5149864040808177E-5,2.6002286346287248E-2]
[2004,1,16,23,9.5087736515368625E-3,1.2414464617089185E-2,2.5325125214408243E-4,4.193854408751199E-3,4.4354838709677579E-7,1.765152426606254E-5,2.6388439002174489E-2,null,8.8765070817615702E-3,1.2097859729891585E-2,1.6237293379796024E-4,3.9144813227423893E-3,4.8427245269625589E-5,1.5149864040808177E-5,2.5114798177503936E-2]
[2004,1,16,24,8.2174580882647189E-3,1.1434993338788411E-2,2.5325125214408243E-4,3.850083554391192E-3,4.4354838709677579E-7,1.765152426606254E-5,2.3773881306241564E-2,null,7.6710549212380625E-3,1.1143367812613986E-2,1.6237293379796024E-4,3.5936107207759889E-3,4.8427245269625589E-5,1.5149864040808177E-5,2.2633983497736428E-2]
[2004,1,17,1,7.9640231667828746E-3,1.105528474816018E-2,2.5325125214408243E-4,4.2506161715635208E-3,4.4354838709677579E-7,1.765152426606254E-5,2.3541270411303813E-2,null,7.4344716395510829E-3,1.0773342893349103E-2,1.6237293379796024E-4,3.9674619078364079E-3,4.8427245269625589E-5,1.5149864040808177E-5,2.2401226483844985E-2]
[2004,1,17,2,7.3733279526307701E-3,1.0683460100578317E-2,2.5325125214408243E-4,4.1136612257034804E-3,4.4354838709677579E-7,1.765152426606254E-5,{"$f":"SUM(E388:J388)","v":2.2441795603709808E-2},null,{"$f":"E388*V$5","v":6.883053502603805E-3},{"$f":"F388*W$5","v":1.0411000853695649E-2},{"$f":"G388*X$5","v":1.6237293379796024E-4},{"$f":"H388*AB$5","v":3.8396301985363325E-3},{"$f":"I388*Z$5","v":4.8427245269625589E-5},{"$f":"J388*AA$5","v":1.5149864040808177E-5},{"$f":"SUM(M388:R388)","v":2.1359634597944179E-2}]
[2004,1,17,3,7.5317824239317724E-3,1.0287856351874991E-2,2.5325125214408243E-4,3.8364901613174595E-3,4.4354838709677579E-7,1.765152426606254E-5,2.1927475261921466E-2,null,7.0309718660210262E-3,1.0025486149030576E-2,1.6237293379796024E-4,3.5809228498788048E-3,4.8427245269625589E-5,1.5149864040808177E-5,2.0863330908038796E-2]
[2004,1,17,4,7.4050091285170127E-3,9.952241681489768E-3,2.5325125214408243E-4,3.5678339134112003E-3,4.4354838709677579E-7,1.765152426606254E-5,2.1196431048215222E-2,null,6.9126281031168073E-3,9.6984306270368921E-3,1.6237293379796024E-4,3.330163104268024E-3,4.8427245269625589E-5,1.5149864040808177E-5,2.0167171877530116E-2]
[2004,1,17,5,7.7236881155826071E-3,9.9607732812941364E-3,2.5325125214408243E-4,3.5755088725904554E-3,4.4354838709677579E-7,1.765152426606254E-5,2.1531316594264441E-2,null,7.2101171789072643E-3,9.7067446462788289E-3,1.6237293379796024E-4,3.3373267970031161E-3,4.8427245269625589E-5,1.5149864040808177E-5,2.0480138665297597E-2]
[2004,1,17,6,7.7596651509695752E-3,1.0303272880448414E-2,2.5325125214408243E-4,3.7521271953664397E-3,4.4354838709677579E-7,1.765152426606254E-5,2.2086411551581669E-2,null,7.2437019944782601E-3,1.0040509511370858E-2,1.6237293379796024E-4,3.5021797123351356E-3,4.8427245269625589E-5,1.5149864040808177E-5,2.1012341261292648E-2]
[2004,1,17,7,8.7377379503858835E-3,1.0612229488871651E-2,1.4772989708404809E-4,3.5523285463169517E-3,4.4354838709677579E-7,1.0296722488536482E-5,2.3060766153534168E-2,null,8.1567398318122056E-3,1.0341586829371523E-2,9.4717544715476807E-5,3.3156906252601575E-3,4.8427245269625589E-5,8.8374206904714371E-6,2.196599949711946E-2]
[2004,1,17,8,9.0417361194620564E-3,1.1229849123046668E-2,0,3.62071387842915E-3,4.4354838709677579E-7,0,2.3892742669324969E-2,null,8.4405242607549502E-3,1.0943455369911795E-2,0,3.3795204770414086E-3,4.8427245269625589E-5,0,2.2811927352977778E-2]
[2004,1,17,9,9.7589931117192576E-3,1.2079142672186287E-2,0,4.008499551791272E-3,4.4354838709677579E-7,0,2.5847078884083913E-2,null,9.1100887077102122E-3,1.1771089468030639E-2,0,3.7414738563565277E-3,4.8427245269625589E-5,0,2.4671079277367006E-2]
[2004,1,17,10,1.0467544901822263E-2,1.2373051081949266E-2,0,4.255315442726588E-3,4.4354838709677579E-7,0,2.709635497488521E-2,null,9.7715267872282401E-3,1.2057502360122131E-2,0,3.9718481376396992E-3,4.8427245269625589E-5,0,2.5849304530259694E-2]
[2004,1,17,11,1.1335413764777178E-2,1.2556694906696184E-2,0,4.3585693425766689E-3,4.4354838709677579E-7,0,2.8251121562437125E-2,null,1.0581688474778196E-2,1.2236462734215969E-2,0,4.068223791887508E-3,4.8427245269625589E-5,0,2.6934802246151298E-2]
[2004,1,17,12,1.0383815075096399E-2,1.2834306608467738E-2,0,4.6659359821360586E-3,4.4354838709677579E-7,0,2.7884501214087292E-2,null,9.6933644050827064E-3,1.2506994531679519E-2,0,4.3551152412613058E-3,4.8427245269625589E-5,0,2.6603901423293157E-2]
[2004,1,17,13,1.0002182158677802E-2,1.2395403786068911E-2,0,4.5875321058496989E-3,4.4354838709677579E-7,0,2.6985561598983507E-2,null,9.3371073934673896E-3,1.2079285005396337E-2,0,4.2819342293708741E-3,4.8427245269625589E-5,0,2.5746753873504225E-2]
[2004,1,17,14,8.4497986513369025E-3,1.2125186857918887E-2,0,4.3511427203595356E-3,4.4354838709677579E-7,0,2.4926571778002417E-2,null,7.887946470986687E-3,1.181595939335978E-2,0,4.0612918931789196E-3,4.8427245269625589E-5,0,2.3813625002795009E-2]
[2004,1,17,15,8.3807714442063405E-3,1.2157855129105315E-2,0,4.3988275685194365E-3,4.4354838709677579E-7,0,2.4937897690218189E-2,null,7.8235090876412929E-3,1.184779452879425E-2,0,4.1058002211528796E-3,4.8427245269625589E-5,0,2.3825531082858047E-2]
[2004,1,17,16,8.5182349211901775E-3,1.1500196524029605E-2,4.2208542024013739E-5,3.9787634008282315E-3,4.4354838709677579E-7,2.9419207110104232E-6,2.4042788857170132E-2,null,7.9518322102274941E-3,1.1206908127345259E-2,2.7062155632993376E-5,3.7137185753643746E-3,4.8427245269625589E-5,2.524977340134696E-6,2.2950473291179885E-2]
[2004,1,17,17,9.3703877189048775E-3,1.1632823129457985E-2,2.5325125214408243E-4,4.2430124868198657E-3,4.4354838709677579E-7,1.765152426606254E-5,2.5517569659979967E-2,null,8.7473228403399175E-3,1.1336152369317284E-2,1.6237293379796024E-4,3.9603647415993185E-3,4.8427245269625589E-5,1.5149864040808177E-5,2.426978999436491E-2]
[2004,1,17,18,1.0312906309196882E-2,1.1725181805647796E-2,2.5325125214408243E-4,4.4793362113853246E-3,4.4354838709677579E-7,1.765152426606254E-5,2.6788770651027242E-2,null,9.6271705733929278E-3,1.1426155631145003E-2,1.6237293379796024E-4,4.1809457908608414E-3,4.8427245269625589E-5,1.5149864040808177E-5,2.5460222038507164E-2]
[2004,1,17,19,1.0150764762539373E-2,1.1297025129814037E-2,2.5325125214408243E-4,4.2210658024704716E-3,4.4354838709677579E-7,1.765152426606254E-5,2.594020201962112E-2,null,9.4758102991981032E-3,1.1008918193493181E-2,1.6237293379796024E-4,3.9398800328782528E-3,4.8427245269625589E-5,1.5149864040808177E-5,2.4650558568677927E-2]
[2004,1,17,20,1.0340038159429439E-2,1.0815065500978053E-2,2.5325125214408243E-4,4.0631120735566155E-3,4.4354838709677579E-7,1.765152426606254E-5,2.548956205876135E-2,null,9.6524983464114453E-3,1.053924993433184E-2,1.6237293379796024E-4,3.7924483718266432E-3,4.8427245269625589E-5,1.5149864040808177E-5,2.4210146695678319E-2]
[2004,1,17,21,1.0108116329988743E-2,1.1575080215056759E-2,2.5325125214408243E-4,4.7789164590163608E-3,4.4354838709677579E-7,1.765152426606254E-5,2.6733459328859104E-2,null,9.4359976874528947E-3,1.1279882066862231E-2,1.6237293379796024E-4,4.4605695378290696E-3,4.8427245269625589E-5,1.5149864040808177E-5,2.5402399335252585E-2]
[2004,1,17,22,1.0697110780566715E-2,1.1763326362953535E-2,2.5325125214408243E-4,5.2131893894921877E-3,4.4354838709677579E-7,1.765152426606254E-5,2.7944972857809679E-2,null,9.9858281496417404E-3,1.1463327391504961E-2,1.6237293379796024E-4,4.8659134314494546E-3,4.8427245269625589E-5,1.5149864040808177E-5,2.6541019015704548E-2]
[2004,1,17,23,1.0560284537190403E-2,1.116007784093785E-2,2.5325125214408243E-4,4.8190537827456975E-3,4.4354838709677579E-7,1.765152426606254E-5,2.6810762485671189E-2,null,9.8580998891100204E-3,1.0875463458044307E-2,1.6237293379796024E-4,4.4980331187668109E-3,4.8427245269625589E-5,1.5149864040808177E-5,2.5457546509029531E-2]
[2004,1,17,24,8.4940776913487691E-3,1.1302792781876245E-2,2.5325125214408243E-4,5.1012040825701233E-3,4.4354838709677579E-7,1.765152426606254E-5,2.5169420880592378E-2,null,7.9292812662655095E-3,1.1014538753684184E-2,1.6237293379796024E-4,4.7613880117178412E-3,4.8427245269625589E-5,1.5149864040808177E-5,2.3931158074775926E-2]
[2004,1,18,1,6.9111552202519759E-3,1.04787144433298E-2,2.5325125214408243E-4,4.5008933615596153E-3,4.4354838709677579E-7,1.765152426606254E-5,2.2162109349938629E-2,null,6.451612006329004E-3,1.0211476805088082E-2,1.6237293379796024E-4,4.2010669141770759E-3,4.8427245269625589E-5,1.5149864040808177E-5,2.1090105768702551E-2]
[2004,1,18,2,7.0150975074223763E-3,1.0256321568036042E-2,2.5325125214408243E-4,4.4120422290080822E-3,4.4354838709677579E-7,1.765152426606254E-5,2.1954807629263742E-2,null,6.5486428624597975E-3,9.9947555937256877E-3,1.6237293379796024E-4,4.1181345886886827E-3,4.8427245269625589E-5,1.5149864040808177E-5,2.0887483087982561E-2]
[2004,1,18,3,6.7937814911306748E-3,1.0187338529818821E-2,2.5325125214408243E-4,4.4516975006829908E-3,4.4354838709677579E-7,1.765152426606254E-5,2.1704163846429723E-2,null,6.3420428046696928E-3,9.9275318232422711E-3,1.6237293379796024E-4,4.1551482294092078E-3,4.8427245269625589E-5,1.5149864040808177E-5,2.0650672900429563E-2]
[2004,1,18,4,7.0026008823974523E-3,9.8224177454686572E-3,2.5325125214408243E-4,4.204100373261398E-3,4.4354838709677579E-7,1.765152426606254E-5,2.130046532592475E-2,null,6.5369771751065259E-3,9.5719175782660402E-3,1.6237293379796024E-4,3.9240447536104152E-3,4.8427245269625589E-5,1.5149864040808177E-5,2.025888955009137E-2]
[2004,1,18,5,6.9996147789363472E-3,9.7170643836569925E-3,2.5325125214408243E-4,4.0254330955855093E-3,4.4354838709677579E-7,1.765152426606254E-5,2.101345858297609E-2,null,6.5341896265234253E-3,9.4692510330236825E-3,1.6237293379796024E-4,3.7572793742524434E-3,4.8427245269625589E-5,1.5149864040808177E-5,1.9986670076907943E-2]
[2004,1,18,6,7.3405380545097532E-3,1.0079864966977835E-2,2.5325125214408243E-4,4.2078996829673877E-3,4.4354838709677579E-7,1.765152426606254E-5,2.1899649029252219E-2,null,6.8524439020866655E-3,9.8227991482518293E-3,1.6237293379796024E-4,3.9275909727763394E-3,4.8427245269625589E-5,1.5149864040808177E-5,2.0828784066223228E-2]
[2004,1,18,7,7.6172943244722097E-3,1.0748304813264806E-2,1.4350904288164672E-4,4.451553962329052E-3,4.4354838709677579E-7,1.0002530417435439E-5,2.2971108221752246E-2,null,7.1107978266063228E-3,1.0474191837963016E-2,9.2011329152177476E-5,4.1550142528447333E-3,4.8427245269625589E-5,8.5849229564579674E-6,2.1889027414792331E-2]
[2004,1,18,8,8.3359319864565583E-3,1.0837933518413457E-2,0,4.3040811215425152E-3,4.4354838709677579E-7,0,2.3478390174799628E-2,null,7.7816511384625406E-3,1.0561534750936288E-2,0,4.0173652968709473E-3,4.8427245269625589E-5,0,2.2408978431539401E-2]
[2004,1,18,9,8.8165461178564032E-3,1.0803696135815064E-2,0,4.0532316040136403E-3,4.4354838709677579E-7,0,2.3673917406072206E-2,null,8.230307810427372E-3,1.0528170520986023E-2,0,3.7832260885243912E-3,4.8427245269625589E-5,0,2.2590131665207409E-2]
[2004,1,18,10,9.2568366947464453E-3,1.1449482320204396E-2,0,4.367617359882902E-3,4.4354838709677579E-7,0,2.5074379923220837E-2,null,8.6413221606496723E-3,1.1157487282942035E-2,0,4.0766690766544742E-3,4.8427245269625589E-5,0,2.3923905765515802E-2]
[2004,1,18,11,9.1545592947041461E-3,1.1842961342018907E-2,0,4.6900547802673897E-3,4.4354838709677579E-7,0,2.5688018965377542E-2,null,8.5458454883626106E-3,1.1540931447422085E-2,0,4.3776273686768601E-3,4.8427245269625589E-5,0,2.451283154973118E-2]
[2004,1,18,12,9.1109931113876191E-3,1.206506137027726E-2,0,4.8409395969167632E-3,4.4354838709677579E-7,0,2.6017437626968738E-2,null,8.5051761498226228E-3,1.1757367280198619E-2,0,4.5184610121688515E-3,4.8427245269625589E-5,0,2.4829431687459717E-2]
[2004,1,18,13,8.6049143278227862E-3,1.1717185064606533E-2,0,4.6509397875942561E-3,4.4354838709677579E-7,0,2.4973482728410674E-2,null,8.0327480459612514E-3,1.1418362830215006E-2,0,4.3411180163400965E-3,4.8427245269625589E-5,0,2.3840656137785979E-2]
[2004,1,18,14,8.6548773296661642E-3,1.1641709219483489E-2,0,4.6038959043007213E-3,4.4354838709677579E-7,0,2.4900926001837471E-2,null,8.0793888595867957E-3,1.1344811838250625E-2,0,4.2972079554382328E-3,4.8427245269625589E-5,0,2.3769835898545279E-2]
[2004,1,18,15,8.3431983315740161E-3,1.1519178110952294E-2,0,4.6253937355737514E-3,4.4354838709677579E-7,0,2.4488213726487157E-2,null,7.7884343227360682E-3,1.1225405628697459E-2,0,4.3172737113743812E-3,4.8427245269625589E-5,0,2.3379540908077531E-2]
[2004,1,18,16,8.5966272347145611E-3,1.1396320944877582E-2,3.7987687821612364E-5,4.6346834858298561E-3,4.4354838709677579E-7,2.6477286399093812E-6,2.4668710630270617E-2,null,8.0250119862591163E-3,1.1105681677014688E-2,2.4355940069694038E-5,4.325944626081049E-3,4.8427245269625589E-5,2.2724796061212267E-6,2.3531693954300291E-2]
[2004,1,18,17,9.5166193482496258E-3,1.1830685814050786E-2,2.5325125214408243E-4,5.0292815209746558E-3,4.4354838709677579E-7,1.765152426606254E-5,2.6647933008072309E-2,null,8.8838310948240688E-3,1.1528968981053276E-2,1.6237293379796024E-4,4.6942565625521845E-3,4.8427245269625589E-5,1.5149864040808177E-5,2.5333006681537922E-2]
[2004,1,18,18,1.0654771805291927E-2,1.1958283875015565E-2,2.5325125214408243E-4,5.3046933519054051E-3,4.4354838709677579E-7,1.765152426606254E-5,2.8189095357010134E-2,null,9.9463044184400374E-3,1.1653312921043497E-2,1.6237293379796024E-4,4.9513218688706567E-3,4.8427245269625589E-5,1.5149864040808177E-5,2.6776889251462582E-2]
[2004,1,18,19,1.0349947861000727E-2,1.1451888773373307E-2,2.5325125214408243E-4,4.9842993909554592E-3,4.4354838709677579E-7,1.765152426606254E-5,2.7057482350126734E-2,null,9.661749122526141E-3,1.1159832364569152E-2,1.6237293379796024E-4,4.6522709114885973E-3,4.8427245269625589E-5,1.5149864040808177E-5,2.5699802441692281E-2]
[2004,1,18,20,1.0057296648726864E-2,1.0632981489190155E-2,2.5325125214408243E-4,4.4230337526802938E-3,4.4354838709677579E-7,1.765152426606254E-5,2.538465821539455E-2,null,9.3885571575648974E-3,1.0361809593438395E-2,1.6237293379796024E-4,4.1283939133885516E-3,4.8427245269625589E-5,1.5149864040808177E-5,2.4104710707500233E-2]
[2004,1,18,21,9.834236627785516E-3,1.0769891513854849E-2,2.5325125214408243E-4,4.567958553537828E-3,4.4354838709677579E-7,1.765152426606254E-5,2.5443433019975432E-2,null,9.1803290591682407E-3,1.0495228015021349E-2,1.6237293379796024E-4,4.2636645667939715E-3,4.8427245269625589E-5,1.5149864040808177E-5,2.4165171684091949E-2]
[2004,1,18,22,9.5412288833451424E-3,1.0913439546270746E-2,2.5325125214408243E-4,4.6650683898778406E-3,4.4354838709677579E-7,1.765152426606254E-5,2.5391083144290966E-2,null,8.9068042689219619E-3,1.0635115155887569E-2,1.6237293379796024E-4,4.3543054435526722E-3,4.8427245269625589E-5,1.5149864040808177E-5,2.4122174911470597E-2]
[2004,1,18,23,7.6181959745623357E-3,1.0307875370046222E-2,2.5325125214408243E-4,4.0486279447745294E-3,4.4354838709677579E-7,1.765152426606254E-5,2.2246045614180327E-2,null,7.11163952330703E-3,1.0044994624122795E-2,1.6237293379796024E-4,3.7789291014687209E-3,4.8427245269625589E-5,1.5149864040808177E-5,2.1161513292006939E-2]
[2004,1,18,24,6.5885824505937593E-3,1.0413201561621687E-2,2.5325125214408243E-4,3.7109973650801746E-3,4.4354838709677579E-7,1.765152426606254E-5,2.0984127702092861E-2,null,6.1504880571021953E-3,1.0147634692048851E-2,1.6237293379796024E-4,3.4637897405404086E-3,4.8427245269625589E-5,1.5149864040808177E-5,1.9987862532799845E-2]
[2004,1,19,1,6.0858583711997354E-3,9.0049416613107603E-3,2.5325125214408243E-4,2.5620268814359804E-3,4.4354838709677579E-7,1.765152426606254E-5,1.7924173238743717E-2,null,5.6811915931789143E-3,8.7752895074050905E-3,1.6237293379796024E-4,2.3913577817145557E-3,4.8427245269625589E-5,1.5149864040808177E-5,1.7073788925406952E-2]
[2004,1,19,2,5.9139944333100455E-3,8.7022875206556778E-3,2.5325125214408243E-4,2.4155107249049629E-3,4.4354838709677579E-7,1.765152426606254E-5,1.7303139003667926E-2,null,5.5207553983883592E-3,8.4803539259482898E-3,1.6237293379796024E-4,2.2546017805944668E-3,4.8427245269625589E-5,1.5149864040808177E-5,1.6481661148039506E-2]
[2004,1,19,3,6.2340386227088688E-3,9.1776500873973869E-3,2.5325125214408243E-4,2.6564891154183001E-3,4.4354838709677579E-7,1.765152426606254E-5,1.8339524150321796E-2,null,5.8195189001587627E-3,8.9435933672501761E-3,1.6237293379796024E-4,2.4795274258149137E-3,4.8427245269625589E-5,1.5149864040808177E-5,1.7468589736332245E-2]
[2004,1,19,4,6.4479628776180058E-3,9.3700935481487863E-3,2.5325125214408243E-4,2.6386517680388518E-3,4.4354838709677579E-7,1.765152426606254E-5,1.8728054518602884E-2,null,6.019218696709773E-3,9.1311289610848459E-3,1.6237293379796024E-4,2.4628783110963821E-3,4.8427245269625589E-5,1.5149864040808177E-5,1.7839176011999393E-2]
[2004,1,19,5,6.82114848670621E-3,9.4319724033822723E-3,2.5325125214408243E-4,2.6737937346710369E-3,4.4354838709677579E-7,1.765152426606254E-5,1.9198260949556758E-2,null,6.3675900875197278E-3,9.1914297258742107E-3,1.6237293379796024E-4,2.4956793000241516E-3,4.8427245269625589E-5,1.5149864040808177E-5,1.8280649156526482E-2]
[2004,1,19,6,7.0326091414683002E-3,9.8408081116908748E-3,2.5325125214408243E-4,2.5560621029697959E-3,4.4354838709677579E-7,1.765152426606254E-5,1.9700825680926213E-2,null,6.5649900960062331E-3,9.5898389367619578E-3,1.6237293379796024E-4,2.3857903462185942E-3,4.8427245269625589E-5,1.5149864040808177E-5,1.8766569422095175E-2]
[2004,1,19,7,8.16289219352106E-3,1.1236939178545069E-2,1.4350904288164672E-4,2.7195933489315878E-3,4.4354838709677579E-7,1.0002530417435439E-5,2.2273379842683891E-2,null,7.6201172747165829E-3,1.0950364608412401E-2,9.2011329152177476E-5,2.5384279787187746E-3,4.8427245269625589E-5,8.5849229564579674E-6,2.1257933359226017E-2]
[2004,1,19,8,7.4312433943740782E-3,1.3064677151933563E-2,0,2.9033488047715268E-3,4.4354838709677579E-7,0,2.3399712899466265E-2,null,6.9371179748078235E-3,1.2731489957516247E-2,0,2.7099425878898743E-3,4.8427245269625589E-5,0,2.242697776548357E-2]
[2004,1,19,9,7.5506412510396546E-3,1.4598941833943278E-2,0,3.4235294596890488E-3,4.4354838709677579E-7,0,2.5573556093059075E-2,null,7.0485767137660115E-3,1.4226626436130844E-2,0,3.1954714736512836E-3,4.8427245269625589E-5,0,2.4519101868817762E-2]
[2004,1,19,10,7.1629536185423524E-3,1.4913438808344691E-2,0,3.5297837637270832E-3,4.4354838709677579E-7,0,2.5606619739001222E-2,null,6.6866675821065915E-3,1.4533102824693439E-2,0,3.2946476605379732E-3,4.8427245269625589E-5,0,2.4562845312607627E-2]
[2004,1,19,11,7.0911960531980381E-3,1.5352849882813938E-2,0,3.7271282456891883E-3,4.4354838709677579E-7,0,2.6171617730088258E-2,null,6.619681390165234E-3,1.4961307641143777E-2,0,3.4788460645586222E-3,4.8427245269625589E-5,0,2.510826234113726E-2]
[2004,1,19,12,7.0111898900260296E-3,1.5130844722017468E-2,0,3.6970200429506206E-3,4.4354838709677579E-7,0,2.5839498203381214E-2,null,6.5449950741368655E-3,1.4744964256433445E-2,0,3.4507435159733557E-3,4.8427245269625589E-5,0,2.4789130091813293E-2]
[2004,1,19,13,6.3154622412427419E-3,1.4676797142953921E-2,0,3.2619111117183248E-3,4.4354838709677579E-7,0,2.4254614044302084E-2,null,5.8955284207368192E-3,1.4302496208746055E-2,0,3.0446193116821551E-3,4.8427245269625589E-5,0,2.3291071186434652E-2]
[2004,1,19,14,6.0899456796683921E-3,1.4338290397393828E-2,0,2.9371854205038784E-3,4.4354838709677579E-7,0,2.3365865045953192E-2,null,5.6850071243816696E-3,1.3972622367890217E-2,0,2.7415251817044604E-3,4.8427245269625589E-5,0,2.2447581919245969E-2]
[2004,1,19,15,6.191044459369471E-3,1.4451030411325026E-2,0,3.1914626356262213E-3,4.4354838709677579E-7,0,2.3833981054707815E-2,null,5.7793835462906116E-3,1.4082487184179447E-2,0,2.9788637519987376E-3,4.8427245269625589E-5,0,2.288916172773842E-2]
[2004,1,19,16,6.3148406613477764E-3,1.4486400250123981E-2,3.3766833619210988E-5,3.3699838120514638E-3,4.4354838709677579E-7,2.3535365688083385E-6,2.4207788642098334E-2,null,5.8949481715331112E-3,1.4116954989409614E-2,2.16497245063947E-5,3.1454927626225703E-3,4.8427245269625589E-5,2.019981872107757E-6,2.322949287521342E-2]
[2004,1,19,17,7.6619165808578223E-3,1.4517968326085824E-2,2.5325125214408243E-4,3.7073391570185969E-3,4.4354838709677579E-7,1.765152426606254E-5,2.6158570388759482E-2,null,7.15245301678398E-3,1.4147717987791618E-2,1.6237293379796024E-4,3.4603752235505317E-3,4.8427245269625589E-5,1.5149864040808177E-5,2.4986496271234518E-2]
[2004,1,19,18,9.3518269615046039E-3,1.372883965708196E-2,2.5325125214408243E-4,3.2807374509682945E-3,4.4354838709677579E-7,1.765152426606254E-5,{"$f":"SUM(E452:J452)","v":2.6632750394352096E-2},null,{"$f":"E452*V$5","v":8.7299962427633982E-3},{"$f":"F452*W$5","v":1.3378714390705107E-2},{"$f":"G452*X$5","v":1.6237293379796024E-4},{"$f":"H452*AB$5","v":3.0621915367016598E-3},{"$f":"I452*Z$5","v":4.8427245269625589E-5},{"$f":"J452*AA$5","v":1.5149864040808177E-5},{"$f":"SUM(M452:R452)","v":2.5396852213278556E-2}]
[2004,1,19,19,1.0295316558588848E-2,1.2805471850801683E-2,2.5325125214408243E-4,2.9137869709411177E-3,4.4354838709677579E-7,1.765152426606254E-5,2.628592170512889E-2,null,9.6107504174863453E-3,1.2478895144041878E-2,1.6237293379796024E-4,2.7196854169278311E-3,4.8427245269625589E-5,1.5149864040808177E-5,2.5035281021564448E-2]
[2004,1,19,20,9.1366572740343693E-3,1.2558688373462332E-2,2.5325125214408243E-4,3.0243630165371961E-3,4.4354838709677579E-7,1.765152426606254E-5,2.4991054988831137E-2,null,8.5291338261571023E-3,1.2238405361792503E-2,1.6237293379796024E-4,2.8228954531001283E-3,4.8427245269625589E-5,1.5149864040808177E-5,2.3816384684158125E-2]
[2004,1,19,21,8.8301619176966023E-3,1.2376350385606708E-2,2.5325125214408243E-4,3.1057194824037839E-3,4.4354838709677579E-7,1.765152426606254E-5,2.4583578110504333E-2,null,8.2430182553421948E-3,1.2060717521958357E-2,1.6237293379796024E-4,2.8988323681858183E-3,4.8427245269625589E-5,1.5149864040808177E-5,2.3428518188594764E-2]
[2004,1,19,22,8.4034473096756164E-3,1.1782530109727067E-2,2.5325125214408243E-4,3.0297109892336851E-3,4.4354838709677579E-7,1.765152426606254E-5,2.3487034733433609E-2,null,7.844677167543012E-3,1.1482041386986873E-2,1.6237293379796024E-4,2.8278871712654656E-3,4.8427245269625589E-5,1.5149864040808177E-5,2.2380555768903743E-2]
[2004,1,19,23,7.5388520928210984E-3,1.1268226463197114E-2,2.5325125214408243E-4,2.999227017345913E-3,4.4354838709677579E-7,1.765152426606254E-5,2.2077651898161365E-2,null,7.0375714516523104E-3,1.0980853976478147E-2,1.6237293379796024E-4,2.7994338853457902E-3,4.8427245269625589E-5,1.5149864040808177E-5,2.104380935658464E-2]
[2004,1,19,24,6.2230284726798009E-3,1.0635563196601309E-2,2.5325125214408243E-4,2.6104934120514023E-3,4.4354838709677579E-7,1.765152426606254E-5,1.9740431406129751E-2,null,5.8092408476689457E-3,1.0364325459815811E-2,1.6237293379796024E-4,2.4365957204651963E-3,4.8427245269625589E-5,1.5149864040808177E-5,1.8836112071058345E-2]
[2004,1,20,1,6.679252376753435E-3,1.1045712738841083E-2,2.5325125214408243E-4,3.1582882697786651E-3,4.4354838709677579E-7,1.765152426606254E-5,2.1154599710170426E-2,null,6.2351290708809893E-3,1.0764014998055396E-2,1.6237293379796024E-4,2.9478992923758413E-3,4.8427245269625589E-5,1.5149864040808177E-5,2.0172993404420619E-2]
[2004,1,20,2,6.7932105448570458E-3,1.0833220249289406E-2,2.5325125214408243E-4,3.117313278604969E-3,4.4354838709677579E-7,1.765152426606254E-5,2.1015090397548661E-2,null,6.3415098223076234E-3,1.0556941683857624E-2,1.6237293379796024E-4,2.9096538451055991E-3,4.8427245269625589E-5,1.5149864040808177E-5,2.0034055394379236E-2]
[2004,1,20,3,6.5628181121341984E-3,1.0270284424323092E-2,2.5325125214408243E-4,2.9218098747652065E-3,4.4354838709677579E-7,1.765152426606254E-5,2.0026258736019736E-2,null,6.1264368659418892E-3,1.0008362356642941E-2,1.6237293379796024E-4,2.7271738760188337E-3,4.8427245269625589E-5,1.5149864040808177E-5,1.9087923141712055E-2]
[2004,1,20,4,7.1048287352824934E-3,1.0440433861039111E-2,2.5325125214408243E-4,3.0419698239634637E-3,4.4354838709677579E-7,1.765152426606254E-5,2.0858578745082304E-2,null,6.6324075947738073E-3,1.017417248877517E-2,1.6237293379796024E-4,2.8393293852555773E-3,4.8427245269625589E-5,1.5149864040808177E-5,1.9871859511912948E-2]
[2004,1,20,5,7.2158433687066308E-3,1.0520863969411754E-2,2.5325125214408243E-4,2.8539389869706249E-3,4.4354838709677579E-7,1.765152426606254E-5,2.0861992649886248E-2,null,6.736040535874393E-3,1.0252551395893952E-2,1.6237293379796024E-4,2.6638241989114337E-3,4.8427245269625589E-5,1.5149864040808177E-5,1.9878366173788169E-2]
[2004,1,20,6,7.7011386611346251E-3,1.1123274776231262E-2,2.5325125214408243E-4,3.0155628028100544E-3,4.4354838709677579E-7,1.765152426606254E-5,2.2111322564973182E-2,null,7.1890671045830093E-3,1.0839598978327838E-2,1.6237293379796024E-4,2.8146814645078791E-3,4.8427245269625589E-5,1.5149864040808177E-5,2.1069297590527118E-2]
[2004,1,20,7,8.2329657755752881E-3,1.1945146583871396E-2,1.3928818867924535E-4,2.8372701726873269E-3,4.4354838709677579E-7,9.7083383463343983E-6,2.3164822607546685E-2,null,7.6855314564126869E-3,1.1640510668961346E-2,8.9305113588878144E-5,2.648265775603253E-3,4.8427245269625589E-5,8.3324252224444994E-6,2.2120372685058232E-2]
[2004,1,20,8,8.1611128574791136E-3,1.4120847094505923E-2,0,3.3273218116572044E-3,4.4354838709677579E-7,0,2.5609725312029336E-2,null,7.6184562520068234E-3,1.3760724500468609E-2,0,3.1056726860396342E-3,4.8427245269625589E-5,0,2.4533280683784693E-2]
[2004,1,20,9,7.7489692663624101E-3,1.5133469555223801E-2,0,3.4722567002712598E-3,4.4354838709677579E-7,0,2.6355139070244567E-2,null,7.2337173109701131E-3,1.4747522148773069E-2,0,3.2409527552069387E-3,4.8427245269625589E-5,0,2.5270619460219742E-2]
[2004,1,20,10,7.4077834646014791E-3,1.5730707890802942E-2,0,3.6348876489855383E-3,4.4354838709677579E-7,0,2.6773822552777056E-2,null,6.915217965364393E-3,1.5329529172999014E-2,0,3.3927500636479545E-3,4.8427245269625589E-5,0,2.5685924447280985E-2]
[2004,1,20,11,6.9648202239019326E-3,1.5567467747668283E-2,0,3.5260980033045442E-3,4.4354838709677579E-7,0,2.6058829523261856E-2,null,6.5017086646782761E-3,1.5170452127403989E-2,0,3.2912074265842085E-3,4.8427245269625589E-5,0,2.5011795463936098E-2]
[2004,1,20,12,6.9642280954599258E-3,1.5504972340084824E-2,0,3.596265688683284E-3,4.4354838709677579E-7,0,2.6065909672615128E-2,null,6.5011559086130466E-3,1.510955053413944E-2,0,3.356700900392454E-3,4.8427245269625589E-5,0,2.5015834588414564E-2]
[2004,1,20,13,6.8237314990384178E-3,1.574275469003213E-2,0,3.7026388122815223E-3,4.4354838709677579E-7,0,2.6269568549739164E-2,null,6.3700013476989427E-3,1.5341268743875737E-2,0,3.4559879916892309E-3,4.8427245269625589E-5,0,2.5215685328533535E-2]
[2004,1,20,14,6.4851003189997612E-3,1.5432761866857983E-2,0,3.5584501007430631E-3,4.4354838709677579E-7,0,2.5476755834987902E-2,null,6.0538867594383851E-3,1.5039181637608465E-2,0,3.3214043931051171E-3,4.8427245269625589E-5,0,2.4462900035421592E-2]
[2004,1,20,15,6.46803686520363E-3,1.4846094080149223E-2,0,3.1640561906995067E-3,4.4354838709677579E-7,0,2.4478630684439454E-2,null,6.0379579053073179E-3,1.4467475582570171E-2,0,2.9532829839671792E-3,4.8427245269625589E-5,0,2.3507143717114293E-2]
[2004,1,20,16,7.310294928147291E-3,1.4864004479031617E-2,2.9545979416809617E-5,3.4758104362206648E-3,4.4354838709677579E-7,2.0593444977072961E-6,2.5682158715701182E-2,null,6.8242117309183442E-3,1.4484929214286785E-2,1.8943508943095361E-5,3.2442697594813065E-3,4.8427245269625589E-5,1.7674841380942871E-6,2.462254894303725E-2]
[2004,1,20,17,8.433963527377835E-3,1.4861850527867157E-2,2.5325125214408243E-4,3.7535319200979801E-3,4.4354838709677579E-7,1.765152426606254E-5,2.7320692300140215E-2,null,7.8731642713977291E-3,1.4482830195129987E-2,1.6237293379796024E-4,3.5034908615046764E-3,4.8427245269625589E-5,1.5149864040808177E-5,2.6085435371140782E-2]
[2004,1,20,18,9.7979391569252734E-3,1.464853248738264E-2,2.5325125214408243E-4,3.9365102602204995E-3,4.4354838709677579E-7,1.765152426606254E-5,2.8654328229325652E-2,null,9.1464451148292238E-3,1.4274952383944753E-2,1.6237293379796024E-4,3.6742801224245109E-3,4.8427245269625589E-5,1.5149864040808177E-5,2.7321627664306878E-2]
[2004,1,20,19,1.0530631641123908E-2,1.3845091146591423E-2,2.5325125214408243E-4,3.4663199135264414E-3,4.4354838709677579E-7,1.765152426606254E-5,2.8113389026039014E-2,null,9.8304187020742499E-3,1.3492001129751467E-2,1.6237293379796024E-4,3.235411446767332E-3,4.8427245269625589E-5,1.5149864040808177E-5,2.6783781321701439E-2]
[2004,1,20,20,1.0579650473585292E-2,1.353331710796599E-2,2.5325125214408243E-4,3.6094921199836122E-3,4.4354838709677579E-7,1.765152426606254E-5,2.7993806026332134E-2,null,9.8761781269410768E-3,1.3188178234197823E-2,1.6237293379796024E-4,3.3690462546287939E-3,4.8427245269625589E-5,1.5149864040808177E-5,2.6659352658876083E-2]
[2004,1,20,21,9.6323395241572976E-3,1.3162186069239067E-2,2.5325125214408243E-4,3.552949606119001E-3,4.4354838709677579E-7,1.765152426606254E-5,2.6618821524312605E-2,null,8.991856692928523E-3,1.2826512114359945E-2,1.6237293379796024E-4,3.3162703132413032E-3,4.8427245269625589E-5,1.5149864040808177E-5,2.5360589163638165E-2]
[2004,1,20,22,8.7993746589308131E-3,1.2608139601235024E-2,2.5325125214408243E-4,3.4123487217936383E-3,4.4354838709677579E-7,1.765152426606254E-5,2.5091209306756714E-2,null,8.214278132748323E-3,1.2286595439698999E-2,1.6237293379796024E-4,3.1850355392099888E-3,4.8427245269625589E-5,1.5149864040808177E-5,2.3911859154765701E-2]
[2004,1,20,23,8.194943429852079E-3,1.2038418186651896E-2,2.5325125214408243E-4,3.3646611423646939E-3,4.4354838709677579E-7,1.765152426606254E-5,2.3869369083665909E-2,null,7.6500373292575303E-3,1.1731403575101445E-2,1.6237293379796024E-4,3.14052466191013E-3,4.8427245269625589E-5,1.5149864040808177E-5,2.2747915609377497E-2]
[2004,1,20,24,7.5484155874402789E-3,1.1840051837465948E-2,2.5325125214408243E-4,3.3894480849491104E-3,4.4354838709677579E-7,1.765152426606254E-5,2.3049261834652578E-2,null,7.0464990411422358E-3,1.1538096143681582E-2,1.6237293379796024E-4,3.1636604254197359E-3,4.8427245269625589E-5,1.5149864040808177E-5,2.1974205653351946E-2]
[2004,1,21,1,5.9639164573500863E-3,9.580905717375663E-3,2.5325125214408243E-4,2.2889731395031826E-3,4.4354838709677579E-7,1.765152426606254E-5,1.810514163902617E-2,null,5.5673579589462785E-3,9.3365648080041084E-3,1.6237293379796024E-4,2.1364934805908711E-3,4.8427245269625589E-5,1.5149864040808177E-5,1.7266366290649648E-2]
[2004,1,21,2,5.8365796390541956E-3,9.0451060437661806E-3,2.5325125214408243E-4,2.0064954468816797E-3,4.4354838709677579E-7,1.765152426606254E-5,1.7159527454499293E-2,null,5.4484881434690982E-3,8.8144295815098181E-3,1.6237293379796024E-4,1.872833004072923E-3,4.8427245269625589E-5,1.5149864040808177E-5,1.6361700772160231E-2]
[2004,1,21,3,5.765222298091479E-3,8.6736028035795752E-3,2.5325125214408243E-4,1.9542346986367314E-3,4.4354838709677579E-7,1.765152426606254E-5,1.6664406125105027E-2,null,5.3818755638028598E-3,8.4524007524299886E-3,1.6237293379796024E-4,1.8240535990247852E-3,4.8427245269625589E-5,1.5149864040808177E-5,1.5884279958366023E-2]
[2004,1,21,4,6.0603738804199747E-3,8.4083895934660112E-3,2.5325125214408243E-4,1.8169796770564734E-3,4.4354838709677579E-7,1.765152426606254E-5,1.6557089475739698E-2,null,5.6574016417959543E-3,8.1939512490940593E-3,1.6237293379796024E-4,1.6959418035109993E-3,4.8427245269625589E-5,1.5149864040808177E-5,1.5773244737509403E-2]
[2004,1,21,5,6.7640122166999651E-3,8.8972758163092473E-3,2.5325125214408243E-4,2.1594106112981003E-3,4.4354838709677579E-7,1.765152426606254E-5,1.8092044969104552E-2,null,6.3142529776124053E-3,8.6703694540074139E-3,1.6237293379796024E-4,2.0155617439698331E-3,4.8427245269625589E-5,1.5149864040808177E-5,1.7226134218698043E-2]
[2004,1,21,6,6.410357250064243E-3,8.4828234358996588E-3,2.5325125214408243E-4,1.5297378504995109E-3,4.4354838709677579E-7,1.765152426606254E-5,1.6694264861260653E-2,null,5.984113578896698E-3,8.2664868124625798E-3,1.6237293379796024E-4,1.4278345552428242E-3,4.8427245269625589E-5,1.5149864040808177E-5,1.5904384989710491E-2]
[2004,1,21,7,7.3002434894918547E-3,9.5387944108371401E-3,1.3928818867924535E-4,1.6483315110560268E-3,4.4354838709677579E-7,9.7083383463343983E-6,1.8636809486797693E-2,null,6.8148286422387173E-3,9.2955274620323599E-3,8.9305113588878144E-5,1.5385281139594623E-3,4.8427245269625589E-5,8.3324252224444994E-6,1.7794949002311485E-2]
[2004,1,21,8,7.4797679569724848E-3,1.1929262186833461E-2,0,2.435885501682129E-3,4.4354838709677579E-7,0,2.1845359193875171E-2,null,6.982415995281213E-3,1.1625031370160631E-2,0,2.2736192941692911E-3,4.8427245269625589E-5,0,2.0929493904880758E-2]
[2004,1,21,9,7.1488625251714729E-3,1.3097447858605542E-2,0,2.6776098233760462E-3,4.4354838709677579E-7,0,2.2924363755540154E-2,null,6.6735134473379972E-3,1.2763424916034013E-2,0,2.4992411804581781E-3,4.8427245269625589E-5,0,2.1984606789099814E-2]
[2004,1,21,10,6.7872668174017818E-3,1.3496336996430379E-2,0,2.8442853041867585E-3,4.4354838709677579E-7,0,2.3128332666406012E-2,null,6.33596131092412E-3,1.3152141222860441E-2,0,2.6548135949967457E-3,4.8427245269625589E-5,0,2.2191343374050931E-2]
[2004,1,21,11,6.8394774501997144E-3,1.3978054121396083E-2,0,3.2185558332558919E-3,4.4354838709677579E-7,0,2.4036530953238787E-2,null,6.384700303854002E-3,1.3621573162704188E-2,0,3.0041521396626989E-3,4.8427245269625589E-5,0,2.3058852851490511E-2]
[2004,1,21,12,6.2902039109741931E-3,1.3260795238040891E-2,0,2.7862841325984136E-3,4.4354838709677579E-7,0,2.2337726830000595E-2,null,5.87194959178173E-3,1.2922606463092753E-2,0,2.6006761641870386E-3,4.8427245269625589E-5,0,2.1443659464331147E-2]
[2004,1,21,13,5.928992955270722E-3,1.3153376319008613E-2,0,2.7039021053507158E-3,4.4354838709677579E-7,0,2.1786714928017144E-2,null,5.5347566241277461E-3,1.2817927038335264E-2,0,2.5237820053631531E-3,4.8427245269625589E-5,0,2.0924892913095787E-2]
[2004,1,21,14,5.7359822686952446E-3,1.314488241450318E-2,0,2.7042075276692374E-3,4.4354838709677579E-7,0,2.1585515759254759E-2,null,5.354579790707594E-3,1.280964975305271E-2,0,2.5240670820121914E-3,4.8427245269625589E-5,0,2.0736723871042119E-2]
[2004,1,21,15,6.097989377374712E-3,1.2951073187787996E-2,0,2.6433116190189084E-3,4.4354838709677579E-7,0,2.169281773256871E-2,null,5.6925159727642533E-3,1.262078322425118E-2,0,2.4672277466872153E-3,4.8427245269625589E-5,0,2.0828954188972272E-2]
[2004,1,21,16,6.2661538941481193E-3,1.2384074360262422E-2,2.5325125214408238E-5,2.3053158522443945E-3,4.4354838709677579E-7,1.7651524266062537E-6,2.0983077932683048E-2,null,5.8494987319236214E-3,1.2068244512837485E-2,1.623729337979602E-5,2.1517475255703358E-3,4.8427245269625589E-5,1.5149864040808174E-6,2.0135670295384944E-2]
[2004,1,21,17,7.4593291522607229E-3,1.2467200489401923E-2,2.5325125214408243E-4,2.6060792492854138E-3,4.4354838709677579E-7,1.765152426606254E-5,2.2803955215745297E-2,null,6.9633362273305507E-3,1.2149250684366959E-2,1.6237293379796024E-4,2.4324756065988323E-3,4.8427245269625589E-5,1.5149864040808177E-5,2.1771012561404735E-2]
[2004,1,21,18,8.4274562849546431E-3,1.1761424868046372E-2,2.5325125214408243E-4,2.3549958498693922E-3,4.4354838709677579E-7,1.765152426606254E-5,2.2815223327667646E-2,null,7.8670897148282945E-3,1.1461474390238013E-2,1.6237293379796024E-4,2.1981180963777398E-3,4.8427245269625589E-5,1.5149864040808177E-5,2.1752632244552442E-2]
[2004,1,21,19,9.2648855656509814E-3,1.0940487145286835E-2,2.5325125214408243E-4,1.9225135231599967E-3,4.4354838709677579E-7,1.765152426606254E-5,2.239923255889505E-2,null,8.6488358382491755E-3,1.0661472962608977E-2,1.6237293379796024E-4,1.7944455256782223E-3,4.8427245269625589E-5,1.5149864040808177E-5,2.1330704369644765E-2]
[2004,1,21,20,9.2229395859998505E-3,1.072167882278121E-2,2.5325125214408243E-4,2.0058836400004445E-3,4.4354838709677579E-7,1.765152426606254E-5,2.2221848373578747E-2,null,8.6096789712262114E-3,1.0448244887532583E-2,1.6237293379796024E-4,1.8722619526304305E-3,4.8427245269625589E-5,1.5149864040808177E-5,2.1156135854497615E-2]
[2004,1,21,21,8.3689681178062258E-3,1.0460430207554057E-2,2.5325125214408243E-4,2.0817234536138168E-3,4.4354838709677579E-7,1.765152426606254E-5,2.1182468103771342E-2,null,7.8124905994304576E-3,1.0193658870404156E-2,1.6237293379796024E-4,1.9430497065615951E-3,4.8427245269625589E-5,1.5149864040808177E-5,2.0175149219504602E-2]
[2004,1,21,22,7.7694024926384889E-3,1.010644744056419E-2,2.5325125214408243E-4,2.1878015694818242E-3,4.4354838709677579E-7,1.765152426606254E-5,2.0334997827481743E-2,null,7.2527918714118305E-3,9.8487036915922317E-3,1.6237293379796024E-4,2.0420614420311304E-3,4.8427245269625589E-5,1.5149864040808177E-5,1.9369507048143584E-2]
[2004,1,21,23,7.0186024982570507E-3,9.4571200363021777E-3,2.5325125214408243E-4,2.0226709173649647E-3,4.4354838709677579E-7,1.765152426606254E-5,1.8769739776721434E-2,null,6.5519147960556162E-3,9.2159360211505319E-3,1.6237293379796024E-4,1.8879309476165197E-3,4.8427245269625589E-5,1.5149864040808177E-5,1.788173180793106E-2]
[2004,1,21,24,6.2415481293432058E-3,9.121871109320721E-3,2.5325125214408243E-4,1.9426386141843531E-3,4.4354838709677579E-7,1.765152426606254E-5,1.7577404177645521E-2,null,5.8265290774185243E-3,8.889236915042056E-3,1.6237293379796024E-4,1.8132299862853782E-3,4.8427245269625589E-5,1.5149864040808177E-5,1.6754946021854351E-2]
[2004,1,22,1,6.6343346125599216E-3,1.0790750946126632E-2,2.5325125214408243E-4,3.3786999465911681E-3,4.4354838709677579E-7,1.765152426606254E-5,2.1075131830074964E-2,null,6.1931980220862612E-3,1.0515555471214815E-2,1.6237293379796024E-4,3.1536282729519192E-3,4.8427245269625589E-5,1.5149864040808177E-5,2.0088331809361388E-2]
[2004,1,22,2,6.5920202591543877E-3,1.0346435592846681E-2,2.5325125214408243E-4,3.2136475023338915E-3,4.4354838709677579E-7,1.765152426606254E-5,2.0423449679132198E-2,null,6.1536972755726789E-3,1.0082571449300673E-2,1.6237293379796024E-4,2.9995707765901238E-3,4.8427245269625589E-5,1.5149864040808177E-5,1.9461789544571867E-2]
[2004,1,22,3,6.4297821927976799E-3,9.9920289245947237E-3,2.5325125214408243E-4,3.0880607564467118E-3,4.4354838709677579E-7,1.765152426606254E-5,1.9781218198636354E-2,null,6.0022468995597992E-3,9.7372031799394364E-3,1.6237293379796024E-4,2.8823499760459903E-3,4.8427245269625589E-5,1.5149864040808177E-5,1.8847750098653616E-2]
[2004,1,22,4,6.9242131992377836E-3,1.0024141648424058E-2,2.5325125214408243E-4,3.1993057441684659E-3,4.4354838709677579E-7,1.765152426606254E-5,2.0419006916627548E-2,null,6.463801721552931E-3,9.7684969360871832E-3,1.6237293379796024E-4,2.9861843928480703E-3,4.8427245269625589E-5,1.5149864040808177E-5,1.9444433093596575E-2]
[2004,1,22,5,6.9976398530698274E-3,1.00656534514374E-2,2.5325125214408243E-4,3.0044111529683643E-3,4.4354838709677579E-7,1.765152426606254E-5,2.0339050782272834E-2,null,6.5323460193367835E-3,9.8089500676140154E-3,1.6237293379796024E-4,2.8042726804232503E-3,4.8427245269625589E-5,1.5149864040808177E-5,1.9371518810482439E-2]
[2004,1,22,6,7.4779808831294189E-3,1.0742379159628456E-2,2.5325125214408243E-4,3.1737437342939058E-3,4.4354838709677579E-7,1.765152426606254E-5,2.1665450101849022E-2,null,6.9807477492796859E-3,1.0468417305696694E-2,1.6237293379796024E-4,2.9623251930587487E-3,4.8427245269625589E-5,1.5149864040808177E-5,2.0637440291143519E-2]
[2004,1,22,7,8.1716654841957892E-3,1.1806165721196272E-2,1.3928818867924535E-4,3.1938423593433169E-3,4.4354838709677579E-7,9.7083383463343983E-6,2.332111364014805E-2,null,7.6283072032666231E-3,1.1505074221748917E-2,8.9305113588878144E-5,2.9810849507185644E-3,4.8427245269625589E-5,8.3324252224444994E-6,2.2260531159815054E-2]
[2004,1,22,8,8.1989587875898953E-3,1.3975192708246587E-2,0,3.6944483553192726E-3,4.4354838709677579E-7,0,2.5869043399542851E-2,null,7.6537856939469951E-3,1.361878472389675E-2,0,3.4483431409913744E-3,4.8427245269625589E-5,0,2.4769340804104742E-2]
[2004,1,22,9,8.3012814677879028E-3,1.5529207397969523E-2,0,4.2915041784287976E-3,4.4354838709677579E-7,0,2.8122436592573321E-2,null,7.7493046355778788E-3,1.5133167527693179E-2,0,4.0056261652470383E-3,4.8427245269625589E-5,0,2.6936525573787718E-2]
[2004,1,22,10,7.9867998074128269E-3,1.5966113313069991E-2,0,4.4491832755893818E-3,4.4354838709677579E-7,0,{"$f":"SUM(E516:J516)","v":2.8402539944459293E-2},null,{"$f":"E516*V$5","v":7.455733793774076E-3},{"$f":"F516*W$5","v":1.5558931073611173E-2},{"$f":"G516*X$5","v":0},{"$f":"H516*AB$5","v":4.1528014891052132E-3},{"$f":"I516*Z$5","v":4.8427245269625589E-5},{"$f":"J516*AA$5","v":0},{"$f":"SUM(M516:R516)","v":2.7215893601760084E-2}]
[2004,1,22,11,7.2117262504056492E-3,1.5552174937287605E-2,0,4.0029298793743829E-3,4.4354838709677579E-7,0,2.6767274615454729E-2,null,6.7321971769835013E-3,1.5155549328083381E-2,0,3.7362752069698894E-3,4.8427245269625589E-5,0,2.5672448957306398E-2]
[2004,1,22,12,6.8630327775732834E-3,1.509179819996612E-2,0,3.7372788851434105E-3,4.4354838709677579E-7,0,2.5692553411069911E-2,null,6.4066893676288979E-3,1.4706913534047314E-2,0,3.4883205204373317E-3,4.8427245269625589E-5,0,2.4650350667383168E-2]
[2004,1,22,13,6.81245785662576E-3,1.5219941175466347E-2,0,3.9055616483198181E-3,4.4354838709677579E-7,0,2.593840422879902E-2,null,6.3594773232158244E-3,1.4831788491670429E-2,0,3.6453931484281732E-3,4.8427245269625589E-5,0,2.488508620858405E-2]
[2004,1,22,14,6.5176419457307544E-3,1.5032789143077442E-2,0,3.790819315440144E-3,4.4354838709677579E-7,0,2.5341693952635434E-2,null,6.0842645968667711E-3,1.4649409379413877E-2,0,3.5382943616777008E-3,4.8427245269625589E-5,0,2.4320395583227971E-2]
[2004,1,22,15,6.4645748128419195E-3,1.4366716262961621E-2,0,3.3884073090593232E-3,4.4354838709677579E-7,0,2.4220141933249957E-2,null,6.0347260550780105E-3,1.4000323291365123E-2,0,3.1626889806854524E-3,4.8427245269625589E-5,0,2.3246165572398211E-2]
[2004,1,22,16,7.259449391865555E-3,1.4449002837725263E-2,2.1104271012006869E-5,3.6839515862700221E-3,4.4354838709677579E-7,1.4709603555052116E-6,2.5415422595615449E-2,null,6.7767470651874644E-3,1.408051131959257E-2,1.3531077816496688E-5,3.4385456128972441E-3,4.8427245269625589E-5,1.262488670067348E-6,2.4359024809433468E-2]
[2004,1,22,17,8.6772622367620525E-3,1.4833125791173928E-2,2.5325125214408243E-4,4.2897499911106456E-3,4.4354838709677579E-7,1.765152426606254E-5,2.8071484343843864E-2,null,8.1002853278005597E-3,1.4454838022610971E-2,1.6237293379796024E-4,4.003988832897311E-3,4.8427245269625589E-5,1.5149864040808177E-5,2.6785062226417231E-2]
[2004,1,22,18,9.660064479805143E-3,1.4350132572061003E-2,2.5325125214408243E-4,4.2018720148350583E-3,4.4354838709677579E-7,1.765152426606254E-5,2.8483415391498446E-2,null,9.017738134023701E-3,1.3984162532725287E-2,1.6237293379796024E-4,3.9219648370014647E-3,4.8427245269625589E-5,1.5149864040808177E-5,2.7149815546858844E-2]
[2004,1,22,19,1.0228135616210013E-2,1.3445089236654132E-2,2.5325125214408243E-4,3.6557573333011024E-3,4.4354838709677579E-7,1.765152426606254E-5,2.7600328510962488E-2,null,9.5480365352720222E-3,1.3102200429731854E-2,1.6237293379796024E-4,3.4122295165575109E-3,4.8427245269625589E-5,1.5149864040808177E-5,2.6288416524669778E-2]
[2004,1,22,20,1.0114585223570833E-2,1.3114218385453937E-2,2.5325125214408243E-4,3.6151471696667242E-3,4.4354838709677579E-7,1.765152426606254E-5,2.7115297103488731E-2,null,9.4420364451094415E-3,1.2779767745762569E-2,1.6237293379796024E-4,3.3743245938857628E-3,4.8427245269625589E-5,1.5149864040808177E-5,2.5822078827866163E-2]
[2004,1,22,21,9.3396694605463789E-3,1.2725695702699895E-2,2.5325125214408243E-4,3.6605123963513939E-3,4.4354838709677579E-7,1.765152426606254E-5,2.5997223884394908E-2,null,8.7186471301115512E-3,1.2401153519308586E-2,1.6237293379796024E-4,3.4166678216784488E-3,4.8427245269625589E-5,1.5149864040808177E-5,2.4762418514206977E-2]
[2004,1,22,22,8.4929792473433224E-3,1.2060689518274853E-2,2.5325125214408243E-4,3.4693632752766236E-3,4.4354838709677579E-7,1.765152426606254E-5,2.4294378365692041E-2,null,7.9282558610607387E-3,1.1753106923113854E-2,1.6237293379796024E-4,3.2382520753558154E-3,4.8427245269625589E-5,1.5149864040808177E-5,2.3145564902638801E-2]
[2004,1,22,23,8.050940875875932E-3,1.1583348009851016E-2,2.5325125214408243E-4,3.5484861683482589E-3,4.4354838709677579E-7,1.765152426606254E-5,2.3454121378872449E-2,null,7.5156099323077218E-3,1.1287939008887646E-2,1.6237293379796024E-4,3.312104206818454E-3,4.8427245269625589E-5,1.5149864040808177E-5,2.2341603191122213E-2]
[2004,1,22,24,7.0402502597269913E-3,1.0956759511204534E-2,2.5325125214408243E-4,3.2121826706799231E-3,4.4354838709677579E-7,1.765152426606254E-5,2.1480538766408687E-2,null,6.5721231336429934E-3,1.067733033595674E-2,1.6237293379796024E-4,2.9982035245132619E-3,4.8427245269625589E-5,1.5149864040808177E-5,2.0473607037221384E-2]
[2004,1,23,1,7.712176341478777E-3,1.1174612487028592E-2,2.5325125214408243E-4,3.72012163932479E-3,4.4354838709677579E-7,1.765152426606254E-5,2.2878256792629399E-2,null,7.1993708568155856E-3,1.088962742846534E-2,1.6237293379796024E-4,3.4723062023993604E-3,4.8427245269625589E-5,1.5149864040808177E-5,2.1787254530788676E-2]
[2004,1,23,2,7.6552411761292389E-3,1.088578074346065E-2,2.5325125214408243E-4,3.6416789812220079E-3,4.4354838709677579E-7,1.765152426606254E-5,2.2454047225609137E-2,null,7.1462214795197281E-3,1.0608161732843239E-2,1.6237293379796024E-4,3.3990889921383487E-3,4.8427245269625589E-5,1.5149864040808177E-5,2.1379422247609706E-2]
[2004,1,23,3,7.4967450145599504E-3,1.0586547279418794E-2,2.5325125214408243E-4,3.405247171470257E-3,4.4354838709677579E-7,1.765152426606254E-5,2.1759885790246243E-2,null,6.9982641979438407E-3,1.0316559590815729E-2,1.6237293379796024E-4,3.1784070577716766E-3,4.8427245269625589E-5,1.5149864040808177E-5,2.071918088963964E-2]
[2004,1,23,4,7.6487585264618076E-3,1.0361006849385764E-2,2.5325125214408243E-4,3.2784696150219127E-3,4.4354838709677579E-7,1.765152426606254E-5,2.1559581315666723E-2,null,7.1401698804607651E-3,1.0096771096497334E-2,1.6237293379796024E-4,3.0600747723627188E-3,4.8427245269625589E-5,1.5149864040808177E-5,2.0522965792429206E-2]
[2004,1,23,5,8.2612554534397496E-3,1.0493445076078032E-2,2.5325125214408243E-4,3.2442550228709921E-3,4.4354838709677579E-7,1.765152426606254E-5,2.2270301877186014E-2,null,7.711940069668936E-3,1.0225831763937885E-2,1.6237293379796024E-4,3.0281393809813311E-3,4.8427245269625589E-5,1.5149864040808177E-5,2.1191861257696544E-2]
[2004,1,23,6,8.3567527820901551E-3,1.0680841323496056E-2,2.5325125214408243E-4,2.9904498231473923E-3,4.4354838709677579E-7,1.765152426606254E-5,2.2299390253530844E-2,null,7.8010874976253922E-3,1.0408448863031352E-2,1.6237293379796024E-4,2.791241382839147E-3,4.8427245269625589E-5,1.5149864040808177E-5,2.1226727786604282E-2]
[2004,1,23,7,9.0933254049671806E-3,1.1738611692505993E-2,1.3506733447684395E-4,2.9876036942386029E-3,4.4354838709677579E-7,9.4141462752333538E-6,2.396446582085095E-2,null,8.4886832216168745E-3,1.143924301690106E-2,8.6598898025578799E-5,2.7885848484510371E-3,4.8427245269625589E-5,8.0799274884310281E-6,2.2859617157752601E-2]
[2004,1,23,8,9.3144521876046566E-3,1.405246443259988E-2,0,3.7916970704117985E-3,4.4354838709677579E-7,0,2.7159057239003428E-2,null,8.6951066284598234E-3,1.369408579495753E-2,0,3.5391136451118888E-3,4.8427245269625589E-5,0,2.5976733313798864E-2]
[2004,1,23,9,9.2719286873886777E-3,1.5324667519306221E-2,0,4.183332197332316E-3,4.4354838709677579E-7,0,2.878037195241431E-2,null,8.655410641927699E-3,1.4933844009719524E-2,0,3.9046600471188925E-3,4.8427245269625589E-5,0,2.754234194403574E-2]
[2004,1,23,10,9.503734404731505E-3,1.5489040188783602E-2,0,4.0952096528991608E-3,4.4354838709677579E-7,0,2.9088427794801364E-2,null,8.8718029094262373E-3,1.5094024698947784E-2,0,3.8224077749426538E-3,4.8427245269625589E-5,0,2.7836662628586299E-2]
[2004,1,23,11,8.8403940606629171E-3,1.5666471661834148E-2,0,4.199036926818279E-3,4.4354838709677579E-7,0,2.8706346197702438E-2,null,8.2525700327669739E-3,1.5266931154348099E-2,0,3.9193186080177271E-3,4.8427245269625589E-5,0,2.7487247040402424E-2]
[2004,1,23,12,8.153413617234543E-3,1.5518550281915353E-2,0,4.1296615154557837E-3,4.4354838709677579E-7,0,2.7802068962992775E-2,null,7.6112689570874545E-3,1.512278219903623E-2,0,3.8545646309913941E-3,4.8427245269625589E-5,0,2.6637043032384702E-2]
[2004,1,23,13,7.9045084569858703E-3,1.5386496988275948E-2,0,4.0990988681804709E-3,4.4354838709677579E-7,0,2.7390547861829383E-2,null,7.3789142393708073E-3,1.4994096647738224E-2,0,3.8260379106352625E-3,4.8427245269625589E-5,0,2.6247476043013918E-2]
[2004,1,23,14,7.3219460072502631E-3,1.5338196927222918E-2,0,4.1884148133842728E-3,4.4354838709677579E-7,0,2.6849001296244547E-2,null,6.8350880952064968E-3,1.4947028378458179E-2,0,3.9094040853393276E-3,4.8427245269625589E-5,0,2.5739947804273626E-2]
[2004,1,23,15,7.4036916834640072E-3,1.4602042109525364E-2,0,3.8536144773394735E-3,4.4354838709677579E-7,0,2.5859791818715942E-2,null,6.9113982588938413E-3,1.422964764568542E-2,0,3.5969064317344446E-3,4.8427245269625589E-5,0,2.4786379581583331E-2]
[2004,1,23,16,8.219021769136815E-3,1.4638147625577819E-2,1.6883416809605494E-5,4.3097464768427022E-3,4.4354838709677579E-7,1.1767682844041692E-6,2.7185419605038442E-2,null,7.6725146283300001E-3,1.4264832366263436E-2,1.082486225319735E-5,4.0226532552376012E-3,4.8427245269625589E-5,1.0099909360538785E-6,2.6020262348289913E-2]
[2004,1,23,17,8.373549282333137E-3,1.4144611971363075E-2,2.5325125214408243E-4,3.9811570263201352E-3,4.4354838709677579E-7,1.765152426606254E-5,2.6770664604813588E-2,null,7.8167671487370301E-3,1.3783883303975947E-2,1.6237293379796024E-4,3.7159527497940222E-3,4.8427245269625589E-5,1.5149864040808177E-5,2.5542553245615392E-2]
[2004,1,23,18,1.0966189582061532E-2,1.3379906379435631E-2,2.5325125214408243E-4,3.5781567635668203E-3,4.4354838709677579E-7,1.765152426606254E-5,2.8195599049861225E-2,null,1.0237015103348922E-2,1.3038679924599682E-2,1.6237293379796024E-4,3.3397982990538335E-3,4.8427245269625589E-5,1.5149864040808177E-5,2.684144337011083E-2]
[2004,1,23,19,1.0883111713594405E-2,1.2931434915229148E-2,2.5325125214408243E-4,3.5449462434643305E-3,4.4354838709677579E-7,1.765152426606254E-5,2.7630839197085123E-2,null,1.0159461328823338E-2,1.2601645784652917E-2,1.6237293379796024E-4,3.3088000935871664E-3,4.8427245269625589E-5,1.5149864040808177E-5,2.6295857250171813E-2]
[2004,1,23,20,1.1283038445879377E-2,1.2089550245930968E-2,2.5325125214408243E-4,3.1238722110741184E-3,4.4354838709677579E-7,1.765152426606254E-5,2.6767807227681704E-2,null,1.05327957462158E-2,1.1781231618431415E-2,1.6237293379796024E-4,2.9157758551100568E-3,4.8427245269625589E-5,1.5149864040808177E-5,2.5455753262865664E-2]
[2004,1,23,21,1.0225165727534482E-2,1.2191446237959617E-2,2.5325125214408243E-4,3.576471618303659E-3,4.4354838709677579E-7,1.765152426606254E-5,2.6264429908594997E-2,null,9.5452641233052977E-3,1.1880528966857045E-2,1.6237293379796024E-4,3.3382254095312529E-3,4.8427245269625589E-5,1.5149864040808177E-5,2.4989968542801985E-2]
[2004,1,23,22,9.7904206324777969E-3,1.1430447164177248E-2,2.5325125214408243E-4,3.4826259626730845E-3,4.4354838709677579E-7,1.765152426606254E-5,2.4974840084125368E-2,null,9.1394265193774707E-3,1.1138937578653052E-2,1.6237293379796024E-4,3.2506312704929869E-3,4.8427245269625589E-5,1.5149864040808177E-5,2.3754945411631898E-2]
[2004,1,23,23,9.1196858665636132E-3,1.1019451156829511E-2,2.5325125214408243E-4,3.6955203975352876E-3,4.4354838709677579E-7,1.765152426606254E-5,2.4106003745725649E-2,null,8.5132908979181614E-3,1.0738423162623065E-2,1.6237293379796024E-4,3.4493437692494811E-3,4.8427245269625589E-5,1.5149864040808177E-5,2.2927007872899099E-2]
[2004,1,23,24,7.8245529441800851E-3,1.0013586850937901E-2,2.5325125214408243E-4,3.3664882682918288E-3,4.4354838709677579E-7,1.765152426606254E-5,2.1475974388207059E-2,null,7.3042752058155476E-3,9.7582113165777321E-3,1.6237293379796024E-4,3.1422300740725417E-3,4.8427245269625589E-5,1.5149864040808177E-5,2.0430666639574213E-2]
[2004,1,24,1,5.8237200336553902E-3,6.9308661051341869E-3,2.5325125214408243E-4,1.7392988346284252E-3,4.4354838709677579E-7,1.765152426606254E-5,1.4765231298215246E-2,null,5.4364836113838582E-3,6.7541088989976419E-3,1.6237293379796024E-4,1.6234356606689938E-3,4.8427245269625589E-5,1.5149864040808177E-5,1.403997821415889E-2]
[2004,1,24,2,5.3353082652824223E-3,6.7361029274425775E-3,2.5325125214408243E-4,1.755104089854398E-3,4.4354838709677579E-7,1.765152426606254E-5,1.4097861607376642E-2,null,4.980547790461501E-3,6.5643127477389256E-3,1.6237293379796024E-4,1.6381880507982613E-3,4.8427245269625589E-5,1.5149864040808177E-5,1.3408998632107082E-2]
[2004,1,24,3,5.4880382150708455E-3,6.2383478118576514E-3,2.5325125214408243E-4,1.3861562364313731E-3,4.4354838709677579E-7,1.765152426606254E-5,1.3383888588157113E-2,null,5.1231222727844564E-3,6.0792518325953832E-3,1.6237293379796024E-4,1.2938176124071066E-3,4.8427245269625589E-5,1.5149864040808177E-5,1.2722141760895341E-2]
[2004,1,24,4,5.3038170517048597E-3,5.7930829516340213E-3,2.5325125214408243E-4,1.0249269168986857E-3,4.4354838709677579E-7,1.765152426606254E-5,1.2393173245034811E-2,null,4.9511505210997134E-3,5.6453425189210661E-3,1.6237293379796024E-4,9.5665153873820659E-4,4.8427245269625589E-5,1.5149864040808177E-5,1.1779094621867381E-2]
[2004,1,24,5,5.5695057305785948E-3,5.7308695197013293E-3,2.5325125214408243E-4,9.3173585666096509E-4,4.4354838709677579E-7,1.765152426606254E-5,1.2503457431738132E-2,null,5.1991727714963678E-3,5.5847157101096088E-3,1.6237293379796024E-4,8.6966838930271093E-4,4.8427245269625589E-5,1.5149864040808177E-5,1.1879506914017081E-2]
[2004,1,24,6,5.5324766263148781E-3,6.062709432819161E-3,2.5325125214408243E-4,1.0734512314420667E-3,4.4354838709677579E-7,1.765152426606254E-5,1.2939983615373348E-2,null,5.1646058422294121E-3,5.9080927421044233E-3,1.6237293379796024E-4,1.0019434121476851E-3,4.8427245269625589E-5,1.5149864040808177E-5,1.2300592039589915E-2]
[2004,1,24,7,6.5720628922082899E-3,6.1706649607602988E-3,1.3506733447684395E-4,7.5064899930017486E-4,4.4354838709677579E-7,9.4141462752333538E-6,1.3638301881407938E-2,null,6.1350669331623597E-3,6.0132950906858071E-3,8.6598898025578799E-5,7.0064461025740889E-4,4.8427245269625589E-5,8.0799274884310281E-6,1.2992112704889211E-2]
[2004,1,24,8,7.0901589228788819E-3,6.9595259681034605E-3,0,9.9386945149662425E-4,4.4354838709677579E-7,0,1.5043997890866065E-2,null,6.6187132217178533E-3,6.7820378522609913E-3,0,9.2766296250284598E-4,4.8427245269625589E-5,0,1.4376841281751316E-2]
[2004,1,24,9,7.5118082242748557E-3,7.5403441670747577E-3,0,1.0862927904665592E-3,4.4354838709677579E-7,0,1.6138888730203266E-2,null,7.0123258101567687E-3,7.3480435010306079E-3,0,1.0139295323266251E-3,4.8427245269625589E-5,0,1.5422726088783627E-2]
[2004,1,24,10,8.3944503640301545E-3,8.1536519087879126E-3,0,1.4412552461655263E-3,4.4354838709677579E-7,0,1.7989801067370692E-2,null,7.836278455504761E-3,7.9457101148843121E-3,0,1.3452462085109394E-3,4.8427245269625589E-5,0,1.7175662024169636E-2]
[2004,1,24,11,9.0444697680159714E-3,7.9435180754123778E-3,0,1.2662880509897031E-3,4.4354838709677579E-7,0,1.8254719442805149E-2,null,8.4430761409065979E-3,7.7409353042829599E-3,0,1.1819344311208592E-3,4.8427245269625589E-5,0,1.7414373121580042E-2]
[2004,1,24,12,8.2219403966102556E-3,8.539501980732311E-3,0,1.8836141552674649E-3,4.4354838709677579E-7,0,1.8645500080997128E-2,null,7.6752391876040377E-3,8.3217198898629455E-3,0,1.7581374343043155E-3,4.8427245269625589E-5,0,1.7803523757040921E-2]
[2004,1,24,13,7.5711643545042324E-3,7.819974431981954E-3,0,1.6261820644862667E-3,4.4354838709677579E-7,0,1.701776439935955E-2,null,7.0677351751953265E-3,7.6205423824099068E-3,0,1.5178541499979369E-3,4.8427245269625589E-5,0,1.6254558952872793E-2]
[2004,1,24,14,6.5270713407796837E-3,8.1776669532715174E-3,0,2.0243389307494307E-3,4.4354838709677579E-7,0,1.6729520773187727E-2,null,6.0930670034647048E-3,7.9691127060173873E-3,0,1.8894878464983578E-3,4.8427245269625589E-5,0,1.6000094801250073E-2]
[2004,1,24,15,6.1426676273763393E-3,7.9659930516459559E-3,0,1.8205851551145542E-3,4.4354838709677579E-7,0,1.5929689382523943E-2,null,5.7342234333762803E-3,7.7628371033772355E-3,0,1.699307103099956E-3,4.8427245269625589E-5,0,1.5244794885123097E-2]
[2004,1,24,16,6.6443609112177013E-3,7.6078509324288227E-3,1.2662562607204119E-5,1.6605408752878058E-3,4.4354838709677579E-7,8.8257621330312687E-7,1.5926741406141934E-2,null,6.2025576424012581E-3,7.4138286478945305E-3,8.1186466898980099E-6,1.5499241529226004E-3,4.8427245269625589E-5,7.5749320204040872E-7,1.5223613828379954E-2]
[2004,1,24,17,7.2072621412167769E-3,7.4741697216013795E-3,2.5325125214408243E-4,1.5785544681709018E-3,4.4354838709677579E-7,1.765152426606254E-5,1.6531332655786296E-2,null,6.7280298996582723E-3,7.2835566960226606E-3,1.6237293379796024E-4,1.4733992600440614E-3,4.8427245269625589E-5,1.5149864040808177E-5,1.5710935898833385E-2]
[2004,1,24,18,8.1918220469643886E-3,7.5255123674037496E-3,2.5325125214408243E-4,1.7859712895122698E-3,4.4354838709677579E-7,1.765152426606254E-5,1.7774652028677645E-2,null,7.6471234963782506E-3,7.3335899553082489E-3,1.6237293379796024E-4,1.666999035818144E-3,4.8427245269625589E-5,1.5149864040808177E-5,1.6873662530613034E-2]
[2004,1,24,19,8.0205218517547805E-3,7.1118319671113128E-3,2.5325125214408243E-4,1.5587000781066244E-3,4.4354838709677579E-7,1.765152426606254E-5,1.6962400221769959E-2,null,7.4872135593445233E-3,6.9304596061465027E-3,1.6237293379796024E-4,1.4548674676864439E-3,4.8427245269625589E-5,1.5149864040808177E-5,1.6098490676285861E-2]
[2004,1,24,20,8.2057776132714519E-3,6.5924961283545854E-3,2.5325125214408243E-4,1.3216235645798419E-3,4.4354838709677579E-7,1.765152426606254E-5,1.6391243631003118E-2,null,7.6601511156795705E-3,6.4243683389213499E-3,1.6237293379796024E-4,1.2335837764059416E-3,4.8427245269625589E-5,1.5149864040808177E-5,1.5544053274115255E-2]
[2004,1,24,21,7.5141297691335325E-3,6.9271372409461232E-3,2.5325125214408243E-4,1.7393035229885242E-3,4.4354838709677579E-7,1.765152426606254E-5,1.6451916857865422E-2,null,7.0144929886104632E-3,6.750475131671348E-3,1.6237293379796024E-4,1.623440036714572E-3,4.8427245269625589E-5,1.5149864040808177E-5,1.5614358200104778E-2]
[2004,1,24,22,8.5795591541118921E-3,7.6766149861033466E-3,2.5325125214408243E-4,2.577083502423656E-3,4.4354838709677579E-7,1.765152426606254E-5,1.9104603967436136E-2,null,8.0090788129716043E-3,7.4808390185768046E-3,1.6237293379796024E-4,2.405411407781517E-3,4.8427245269625589E-5,1.5149864040808177E-5,1.8121279282438316E-2]
[2004,1,24,23,9.0657337921046799E-3,7.5290505765415487E-3,2.5325125214408243E-4,2.6962621286357193E-3,4.4354838709677579E-7,1.765152426606254E-5,1.9562392822079187E-2,null,8.4629262569496551E-3,7.3370379298415356E-3,1.6237293379796024E-4,2.5166509647398462E-3,4.8427245269625589E-5,1.5149864040808177E-5,1.8542565194639427E-2]
[2004,1,24,24,7.0206062355560196E-3,8.0270544472253059E-3,2.5325125214408243E-4,3.3135282290904511E-3,4.4354838709677579E-7,1.765152426606254E-5,1.8632535236669016E-2,null,6.5537852989170885E-3,7.8223412561067469E-3,1.6237293379796024E-4,3.0927979612474258E-3,4.8427245269625589E-5,1.5149864040808177E-5,1.7694874559379653E-2]
[2004,1,25,1,7.8925355806751824E-3,1.0546390162766411E-2,2.5325125214408243E-4,5.0189305165288236E-3,4.4354838709677579E-7,1.765152426606254E-5,2.3729202584767659E-2,null,7.3677374751259569E-3,1.0277426597214968E-2,1.6237293379796024E-4,4.6845950889706786E-3,4.8427245269625589E-5,1.5149864040808177E-5,2.2555709204419992E-2]
[2004,1,25,2,8.0591511638893488E-3,1.0330494798029069E-2,2.5325125214408243E-4,4.9179632151007098E-3,4.4354838709677579E-7,1.765152426606254E-5,{"$f":"SUM(E580:J580)","v":2.3578955501816365E-2},null,{"$f":"E580*V$5","v":7.5232742939136607E-3},{"$f":"F580*W$5","v":1.0067037191027386E-2},{"$f":"G580*X$5","v":1.6237293379796024E-4},{"$f":"H580*AB$5","v":4.590353711677435E-3},{"$f":"I580*Z$5","v":4.8427245269625589E-5},{"$f":"J580*AA$5","v":1.5149864040808177E-5},{"$f":"SUM(M580:R580)","v":2.2406615239726872E-2}]
[2004,1,25,3,7.7471087443606113E-3,1.0265335192059424E-2,2.5325125214408243E-4,4.9062534202237527E-3,4.4354838709677579E-7,1.765152426606254E-5,2.3190043681441029E-2,null,7.231980500595825E-3,1.0003539344169726E-2,1.6237293379796024E-4,4.5794239633191363E-3,4.8427245269625589E-5,1.5149864040808177E-5,2.2040893851193077E-2]
[2004,1,25,4,8.0703385121093617E-3,1.0017126878014884E-2,2.5325125214408243E-4,4.641322630111305E-3,4.4354838709677579E-7,1.765152426606254E-5,2.3000134345032792E-2,null,7.5337177621610119E-3,9.7616610626874763E-3,1.6237293379796024E-4,4.3321415045979791E-3,4.8427245269625589E-5,1.5149864040808177E-5,2.1853470372554858E-2]
[2004,1,25,5,8.0884210718937428E-3,9.8273971999907356E-3,2.5325125214408243E-4,4.441567427385276E-3,4.4354838709677579E-7,1.765152426606254E-5,2.2628732024066997E-2,null,7.5505979588997886E-3,9.5767700422423416E-3,1.6237293379796024E-4,4.1456929696750662E-3,4.8427245269625589E-5,1.5149864040808177E-5,2.1499011013925588E-2]
[2004,1,25,6,8.3693196993321686E-3,1.0037842218539168E-2,2.5325125214408243E-4,4.5354237547538803E-3,4.4354838709677579E-7,1.765152426606254E-5,2.3213931997422457E-2,null,7.8128188032577026E-3,9.7818481018913037E-3,1.6237293379796024E-4,4.2332970695548701E-3,4.8427245269625589E-5,1.5149864040808177E-5,2.2053914017812266E-2]
[2004,1,25,7,8.7651087842935578E-3,1.0716197195956097E-2,1.3084648027444259E-4,4.8990590329642042E-3,4.4354838709677579E-7,9.119954204132311E-6,2.452077499607953E-2,null,8.1822906977722897E-3,1.0442903058104792E-2,8.3892682462279454E-5,4.5727088292655286E-3,4.8427245269625589E-5,7.8274297544175567E-6,2.3338049942628933E-2]
[2004,1,25,8,9.5785678703255196E-3,1.0806544554170407E-2,0,4.6651064090358334E-3,4.4354838709677579E-7,0,2.5050662381918859E-2,null,8.9416604758844175E-3,1.0530946296404284E-2,0,4.3543409300692186E-3,4.8427245269625589E-5,0,2.3875374947627544E-2]
[2004,1,25,9,1.023351081732235E-2,1.0756939437768833E-2,0,4.4612238087784395E-3,4.4354838709677579E-7,0,2.5452117612256721E-2,null,9.5530543233157874E-3,1.0482606254475687E-2,0,4.1640399436843889E-3,4.8427245269625589E-5,0,2.4248127766745488E-2]
[2004,1,25,10,1.0636384700696278E-2,1.1335698045422681E-2,0,4.8000559791311348E-3,4.4354838709677579E-7,0,2.6772582273637189E-2,null,9.9291399269779874E-3,1.1046604837485487E-2,0,4.4803008514598779E-3,4.8427245269625589E-5,0,2.5504472861192978E-2]
[2004,1,25,11,1.0365841185101475E-2,1.1749000404877781E-2,0,5.0548212182167348E-3,4.4354838709677579E-7,0,2.7170106356583085E-2,null,9.6765856523566961E-3,1.144936678694871E-2,0,4.7180949360622424E-3,4.8427245269625589E-5,0,2.5892474620637273E-2]
[2004,1,25,12,1.028311098967321E-2,1.2019609135592703E-2,0,5.2330620424206695E-3,4.4354838709677579E-7,0,2.7536225716073677E-2,null,9.5993564330581777E-3,1.1713074209447347E-2,0,4.8844622700928656E-3,4.8427245269625589E-5,0,2.6245320157868016E-2]
[2004,1,25,13,9.9116855859621537E-3,1.1904367338746511E-2,0,5.2236410581622122E-3,4.4354838709677579E-7,0,2.7040137531257974E-2,null,9.2526282063478422E-3,1.1600771412970185E-2,0,4.8756688635204701E-3,4.8427245269625589E-5,0,2.5777495728108123E-2]
[2004,1,25,14,9.8485362343137227E-3,1.1702243239989051E-2,0,5.0335092051563479E-3,4.4354838709677579E-7,0,2.6584732227846217E-2,null,9.1936778424357348E-3,1.1403802065501711E-2,0,4.6982026200817822E-3,4.8427245269625589E-5,0,2.5344109773288853E-2]
[2004,1,25,15,9.3972000385537553E-3,1.1671555778045154E-2,0,5.0715694479555066E-3,4.4354838709677579E-7,0,2.6140768812941511E-2,null,8.7723523293112161E-3,1.1373897222923757E-2,0,4.7337274845752801E-3,4.8427245269625589E-5,0,2.4928404282079875E-2]
[2004,1,25,16,9.6876534732342617E-3,1.1554669954021754E-2,8.4417084048027471E-6,5.0738571053832535E-3,4.4354838709677579E-7,5.8838414220208461E-7,2.6325654173573371E-2,null,9.0434926534314324E-3,1.1259992326735052E-2,5.4124311265986749E-6,4.7358627499900887E-3,4.8427245269625589E-5,5.0499546802693925E-7,2.5093692402020824E-2]
[2004,1,25,17,1.0651148313172702E-2,1.1937219108297122E-2,2.5325125214408243E-4,5.4271760960036023E-3,4.4354838709677579E-7,1.765152426606254E-5,2.8286889842270665E-2,null,9.9429218630616364E-3,1.163278536702785E-2,1.6237293379796024E-4,5.065645440316094E-3,4.8427245269625589E-5,1.5149864040808177E-5,2.6867302713513973E-2]
[2004,1,25,18,1.1823703719614257E-2,1.2025329159343016E-2,2.5325125214408243E-4,5.6440338627908072E-3,4.4354838709677579E-7,1.765152426606254E-5,2.9764413066545321E-2,null,1.103751058190805E-2,1.1718648355986672E-2,1.6237293379796024E-4,5.2680572541379551E-3,4.8427245269625589E-5,1.5149864040808177E-5,2.8250166235141067E-2]
[2004,1,25,19,1.1108742965293149E-2,1.1107392173740537E-2,2.5325125214408243E-4,4.9789852191932929E-3,4.4354838709677579E-7,1.765152426606254E-5,2.7466466683024219E-2,null,1.0370089689216259E-2,1.0824121428308167E-2,1.6237293379796024E-4,4.6473107426125782E-3,4.8427245269625589E-5,1.5149864040808177E-5,2.6067471903245393E-2]
[2004,1,25,20,1.113580288053922E-2,1.046842892812554E-2,2.5325125214408243E-4,4.6000821518260423E-3,4.4354838709677579E-7,1.765152426606254E-5,2.6475660285288045E-2,null,1.0395350310418952E-2,1.0201453600380606E-2,1.6237293379796024E-4,4.2936482556068453E-3,4.8427245269625589E-5,1.5149864040808177E-5,2.5116402209514794E-2]
[2004,1,25,21,1.0509329568823981E-2,1.0228193704797696E-2,2.5325125214408243E-4,4.415412300335402E-3,4.4354838709677579E-7,1.765152426606254E-5,2.5424281898754317E-2,null,9.8105330677584167E-3,9.967345072655719E-3,1.6237293379796024E-4,4.1212801631367556E-3,4.8427245269625589E-5,1.5149864040808177E-5,2.4125108346659284E-2]
[2004,1,25,22,1.0579920915443956E-2,1.0793421836955813E-2,2.5325125214408243E-4,4.8961136462526101E-3,4.4354838709677579E-7,1.765152426606254E-5,2.6540802723449622E-2,null,9.876430586318239E-3,1.0518158246574196E-2,1.6237293379796024E-4,4.5699596491207122E-3,4.8427245269625589E-5,1.5149864040808177E-5,2.5190498525121535E-2]
[2004,1,25,23,8.2999237636579466E-3,1.0018810212499988E-2,2.5325125214408243E-4,4.1685762393290542E-3,4.4354838709677579E-7,1.765152426606254E-5,2.2758656540284229E-2,null,7.7480372092234252E-3,9.7633014672564526E-3,1.6237293379796024E-4,3.8908870554093069E-3,4.8427245269625589E-5,1.5149864040808177E-5,2.1628175774997576E-2]
[2004,1,25,24,7.2837679179481073E-3,1.0018305333189788E-2,2.5325125214408243E-4,3.8667104160838568E-3,4.4354838709677579E-7,1.765152426606254E-5,2.1440129992018993E-2,null,6.7994485803250021E-3,9.762809463834338E-3,1.6237293379796024E-4,3.6091299861601054E-3,4.8427245269625589E-5,1.5149864040808177E-5,2.0397338073427834E-2]
[2004,1,26,1,7.7800508667997589E-3,9.9659203292431688E-3,2.5325125214408243E-4,3.637120123066525E-3,4.4354838709677579E-7,1.765152426606254E-5,2.1654437643906694E-2,null,7.2627322035845789E-3,9.7117604295631679E-3,1.6237293379796024E-4,3.3948338217477335E-3,4.8427245269625589E-5,1.5149864040808177E-5,2.059527649800387E-2]
[2004,1,26,2,7.5809889401396505E-3,9.7887680257621578E-3,2.5325125214408243E-4,3.4539237941835525E-3,4.4354838709677579E-7,1.765152426606254E-5,2.1095027084882603E-2,null,7.0769064949852412E-3,9.5391260240979287E-3,1.6237293379796024E-4,3.2238410933614126E-3,4.8427245269625589E-5,1.5149864040808177E-5,2.0065823655552973E-2]
[2004,1,26,3,7.7057510471258374E-3,9.8922448019406056E-3,2.5325125214408243E-4,3.4898174430684297E-3,4.4354838709677579E-7,1.765152426606254E-5,2.1359159616932112E-2,null,7.1933727993460971E-3,9.6399638420884854E-3,1.6237293379796024E-4,3.2573436913227861E-3,4.8427245269625589E-5,1.5149864040808177E-5,2.0316630375865761E-2]
[2004,1,26,4,7.878121084909458E-3,9.844097133855376E-3,2.5325125214408243E-4,3.384292186808158E-3,4.4354838709677579E-7,1.765152426606254E-5,2.137785673037023E-2,null,7.3542814419471888E-3,9.5930440793131604E-3,1.6237293379796024E-4,3.1588479867874827E-3,4.8427245269625589E-5,1.5149864040808177E-5,2.0332123551156225E-2]
[2004,1,26,5,8.2118244388554515E-3,9.9275441459068213E-3,2.5325125214408243E-4,3.3276082638831203E-3,4.4354838709677579E-7,1.765152426606254E-5,2.1738323173442632E-2,null,7.6657958698913686E-3,9.6743629503087958E-3,1.6237293379796024E-4,3.1059400562864089E-3,4.8427245269625589E-5,1.5149864040808177E-5,2.0672048919594965E-2]
[2004,1,26,6,8.6292784576492785E-3,1.0504857288332843E-2,2.5325125214408243E-4,3.3693864222347305E-3,4.4354838709677579E-7,1.765152426606254E-5,2.2774868493014092E-2,null,8.055492132514502E-3,1.0236952931650297E-2,1.6237293379796024E-4,3.1449351678536339E-3,4.8427245269625589E-5,1.5149864040808177E-5,2.1663330275126826E-2]
[2004,1,26,7,9.6854962347689682E-3,1.1597427285355203E-2,1.2662562607204122E-4,3.3434847121432639E-3,4.4354838709677579E-7,8.8257621330312699E-6,2.4762303168859603E-2,null,9.0414788561515771E-3,1.1301659221994033E-2,8.1186466898980122E-5,3.1207588969347959E-3,4.8427245269625589E-5,7.5749320204040887E-6,2.3601085619269418E-2]
[2004,1,26,8,8.9719095419758029E-3,1.3714565488143175E-2,0,3.7413783489906355E-3,4.4354838709677579E-7,0,2.6428296927496708E-2,null,8.3753406595603076E-3,1.3364804254512485E-2,0,3.4921468990139781E-3,4.8427245269625589E-5,0,2.5280719058356396E-2]
[2004,1,26,9,8.6399794693515549E-3,1.4765363950361616E-2,0,3.8668984473144261E-3,4.4354838709677579E-7,0,2.727268541541469E-2,null,8.0654816022019959E-3,1.4388804305453478E-2,0,3.6093054917138078E-3,4.8427245269625589E-5,0,2.6112018644638909E-2]
[2004,1,26,10,8.4002898457416156E-3,1.5531355040383332E-2,0,4.1960555396464263E-3,4.4354838709677579E-7,0,2.8128143974158467E-2,null,7.8417296527532338E-3,1.5135260398990782E-2,0,3.916535825578802E-3,4.8427245269625589E-5,0,2.6941953122592441E-2]
[2004,1,26,11,8.3122607905337098E-3,1.5911129904885364E-2,0,4.4165095123459355E-3,4.4354838709677579E-7,0,2.8640343756152105E-2,null,7.7595539105819534E-3,1.550534990195329E-2,0,4.1223042845066719E-3,4.8427245269625589E-5,0,2.743563534231154E-2]
[2004,1,26,12,8.0815887157893573E-3,1.5659646486048701E-2,0,4.2640772443753592E-3,4.4354838709677579E-7,0,2.8005755994600513E-2,null,7.5442199064223387E-3,1.5260280040358816E-2,0,3.9800262729693661E-3,4.8427245269625589E-5,0,2.6832953465020147E-2]
[2004,1,26,13,7.6100007752356296E-3,1.54917916314275E-2,0,4.0871846971381031E-3,4.4354838709677579E-7,0,2.718942065218833E-2,null,7.1039892470962599E-3,1.5096705971816764E-2,0,3.8149174006042062E-3,4.8427245269625589E-5,0,2.6064039864786857E-2]
[2004,1,26,14,7.557645047343171E-3,1.5327108462232059E-2,0,3.903351707851934E-3,4.4354838709677579E-7,0,2.6788548765814258E-2,null,7.0551148068751408E-3,1.4936222701514642E-2,0,3.6433304228676833E-3,4.8427245269625589E-5,0,2.5683095176527088E-2]
[2004,1,26,15,7.6557767239844466E-3,1.5525536828759727E-2,0,4.1965846046882341E-3,4.4354838709677579E-7,0,2.7378341705819501E-2,null,7.1467214172092324E-3,1.5129590568653975E-2,0,3.9170296470191334E-3,4.8427245269625589E-5,0,2.6241768878151963E-2]
[2004,1,26,16,7.5389902656502385E-3,1.5174633509021235E-2,0,4.1799955043226441E-3,4.4354838709677579E-7,0,2.6894062827381215E-2,null,7.0377004369601235E-3,1.4787636302248813E-2,0,3.9015456274960197E-3,4.8427245269625589E-5,0,2.5775309611974582E-2]
[2004,1,26,17,8.7840041772341455E-3,1.4958394588298739E-2,2.5325125214408243E-4,4.2871244819206204E-3,4.4354838709677579E-7,1.765152426606254E-5,2.8300869572250746E-2,null,8.1999296799792828E-3,1.4576912101751048E-2,1.6237293379796024E-4,4.00153822167304E-3,4.8427245269625589E-5,1.5149864040808177E-5,2.7004330046511763E-2]
[2004,1,26,18,1.0930372188961257E-2,1.4277982167725564E-2,2.5325125214408243E-4,4.0150935342861873E-3,4.4354838709677579E-7,1.765152426606254E-5,2.9494794215770247E-2,null,1.0203579314975366E-2,1.3913852173154601E-2,1.6237293379796024E-4,3.7476285815336765E-3,4.8427245269625589E-5,1.5149864040808177E-5,2.8091010112772034E-2]
[2004,1,26,19,1.1935101369163462E-2,1.3444728397743589E-2,2.5325125214408243E-4,3.5647676849845837E-3,4.4354838709677579E-7,1.765152426606254E-5,2.9215943776688874E-2,null,1.1141501071255253E-2,1.3101848793261053E-2,1.6237293379796024E-4,3.3273011322638921E-3,4.8427245269625589E-5,1.5149864040808177E-5,2.779660103988859E-2]
[2004,1,26,20,1.0825705637969318E-2,1.3518211780331878E-2,2.5325125214408243E-4,3.891006172792975E-3,4.4354838709677579E-7,1.765152426606254E-5,2.8506269915891412E-2,null,1.0105872353473202E-2,1.3173458136269476E-2,1.6237293379796024E-4,3.6318072840799574E-3,4.8427245269625589E-5,1.5149864040808177E-5,2.7137087816931027E-2]
[2004,1,26,21,1.0374176934194238E-2,1.3216146556871391E-2,2.5325125214408243E-4,3.886313850084297E-3,4.4354838709677579E-7,1.765152426606254E-5,2.7747983665947166E-2,null,9.6843671327626092E-3,1.287909645290917E-2,1.6237293379796024E-4,3.627427539860637E-3,4.8427245269625589E-5,1.5149864040808177E-5,2.641684116864081E-2]
[2004,1,26,22,9.7244939235060536E-3,1.2435321373027148E-2,2.5325125214408243E-4,3.6295228628344372E-3,4.4354838709677579E-7,1.765152426606254E-5,2.6060684484164875E-2,null,9.0778834728700679E-3,1.2118184578005512E-2,1.6237293379796024E-4,3.3877426520541776E-3,4.8427245269625589E-5,1.5149864040808177E-5,2.4809760746038148E-2]
[2004,1,26,23,9.2068316586552852E-3,1.2361644113041049E-2,2.5325125214408243E-4,3.998481966017522E-3,4.4354838709677579E-7,1.765152426606254E-5,2.5838304062511096E-2,null,8.5946421077581839E-3,1.2046386302035753E-2,1.6237293379796024E-4,3.7321235908040354E-3,4.8427245269625589E-5,1.5149864040808177E-5,2.4599102043706363E-2]
[2004,1,26,24,7.7450632089181059E-3,1.158741757012707E-2,2.5325125214408243E-4,3.5554538572446013E-3,4.4354838709677579E-7,1.765152426606254E-5,2.3159280961087016E-2,null,7.2300709788733833E-3,1.1291904783562639E-2,1.6237293379796024E-4,3.3186077439919187E-3,4.8427245269625589E-5,1.5149864040808177E-5,2.2066533549536329E-2]
[2004,1,27,1,7.2843026492570686E-3,1.0872602941466874E-2,2.5325125214408243E-4,3.5056892538240176E-3,4.4354838709677579E-7,1.765152426606254E-5,2.19339411693452E-2,null,6.7999477557628427E-3,1.059532000305575E-2,1.6237293379796024E-4,3.2721582033934018E-3,4.8427245269625589E-5,1.5149864040808177E-5,2.0893376005320388E-2]
[2004,1,27,2,7.2211313855489803E-3,1.0556127682308722E-2,2.5325125214408243E-4,3.281880083076089E-3,4.4354838709677579E-7,1.765152426606254E-5,2.1330485475731031E-2,null,6.7409769367889321E-3,1.0286915781740718E-2,1.6237293379796024E-4,3.0632580525147492E-3,4.8427245269625589E-5,1.5149864040808177E-5,2.0317100814152788E-2]
[2004,1,27,3,7.1234721889709175E-3,1.0323720604983851E-2,2.5325125214408243E-4,3.2047762841953364E-3,4.4354838709677579E-7,1.765152426606254E-5,2.0923315402947347E-2,null,6.6498113899169427E-3,1.0060435759570451E-2,1.6237293379796024E-4,2.9912905135364314E-3,4.8427245269625589E-5,1.5149864040808177E-5,1.9927487706132216E-2]
[2004,1,27,4,7.3871154242177994E-3,9.9834432324876245E-3,2.5325125214408243E-4,3.0363132428188819E-3,4.4354838709677579E-7,1.765152426606254E-5,2.0678218224321546E-2,null,6.8959242043017122E-3,9.7288364479055194E-3,1.6237293379796024E-4,2.8340496165552525E-3,4.8427245269625589E-5,1.5149864040808177E-5,1.9684760311870875E-2]
[2004,1,27,5,7.851430958850077E-3,1.0357187791290325E-2,2.5325125214408243E-4,3.1542644159949359E-3,4.4354838709677579E-7,1.765152426606254E-5,2.1634229490932581E-2,null,7.3293660215511093E-3,1.0093049435470137E-2,1.6237293379796024E-4,2.944143487107784E-3,4.8427245269625589E-5,1.5149864040808177E-5,2.0592508987237423E-2]
[2004,1,27,6,7.9551433605338541E-3,1.0601025153695764E-2,2.5325125214408243E-4,2.9501436533362676E-3,4.4354838709677579E-7,1.765152426606254E-5,2.1777658492363128E-2,null,7.426182277963286E-3,1.0330668237269051E-2,1.6237293379796024E-4,2.7536202034802019E-3,4.8427245269625589E-5,1.5149864040808177E-5,2.0736420761820931E-2]
[2004,1,27,7,9.0355204161289334E-3,1.1924792671342268E-2,1.2662562607204122E-4,3.2437640624508051E-3,4.4354838709677579E-7,8.8257621330312699E-6,2.4339972086514172E-2,null,8.4347218579765779E-3,1.1620675840289564E-2,8.1186466898980122E-5,3.0276811258280246E-3,4.8427245269625589E-5,7.5749320204040887E-6,2.3220267468283179E-2]
[2004,1,27,8,8.9129410325246555E-3,1.4083728112878554E-2,0,3.7540722470355259E-3,4.4354838709677579E-7,0,2.6751184940825828E-2,null,8.3202931412444808E-3,1.3724552160629953E-2,0,3.5039951946309726E-3,4.8427245269625589E-5,0,2.5597267741775034E-2]
[2004,1,27,9,8.5949154838658344E-3,1.5178845943925212E-2,0,4.0092210005225918E-3,4.4354838709677579E-7,0,2.7783425976700735E-2,null,8.0234140548025735E-3,1.4791741307833948E-2,0,3.742147245870998E-3,4.8427245269625589E-5,0,2.6605729853777144E-2]
[2004,1,27,10,8.4280653315181621E-3,1.5968829462442616E-2,0,4.358924661974249E-3,4.4354838709677579E-7,0,2.8756263004322123E-2,null,7.8676582640789475E-3,1.5561577953289756E-2,0,4.0685554417279352E-3,4.8427245269625589E-5,0,2.7546218904366263E-2]
[2004,1,27,11,7.907783085862841E-3,1.5848032249764183E-2,0,4.2011813288245804E-3,4.4354838709677579E-7,0,2.7957440212838702E-2,null,7.3819711284589043E-3,1.5443861420211568E-2,0,3.9213201609530415E-3,4.8427245269625589E-5,0,2.679557995489314E-2]
[2004,1,27,12,7.3836503203957762E-3,1.5226769995455212E-2,0,3.7929336227034362E-3,4.4354838709677579E-7,0,2.6403797486941522E-2,null,6.8926895055127406E-3,1.4838443156925365E-2,0,3.5402678246275413E-3,4.8427245269625589E-5,0,2.5319827732335268E-2]
[2004,1,27,13,7.2728466718299037E-3,1.5411015667891425E-2,0,3.9450328230907113E-3,4.4354838709677579E-7,0,2.6629338711199133E-2,null,6.7892535202612649E-3,1.5017990029845244E-2,0,3.6822349558368788E-3,4.8427245269625589E-5,0,2.5537905751213012E-2]
[2004,1,27,14,6.8585058048973649E-3,1.5144099451487017E-2,0,3.7396870488625579E-3,4.4354838709677579E-7,0,2.5742735853634034E-2,null,6.4024634067963741E-3,1.4757880951822754E-2,0,3.4905682646320367E-3,4.8427245269625589E-5,0,2.4699339868520791E-2]
[2004,1,27,15,6.9551486629749202E-3,1.4618350576349443E-2,0,3.4301819028770796E-3,4.4354838709677579E-7,0,2.5004124690588537E-2,null,6.4926801945299267E-3,1.424554019926165E-2,0,3.2016807651698001E-3,4.8427245269625589E-5,0,2.3988328404231003E-2]
[2004,1,27,16,7.7404335551009527E-3,1.4570793597394466E-2,0,3.6657881532675585E-3,4.4354838709677579E-7,0,2.5977458854150072E-2,null,7.22574916447333E-3,1.4199196061328972E-2,0,3.4215921347086203E-3,4.8427245269625589E-5,0,2.4894964605780546E-2]
[2004,1,27,17,8.9774438088637207E-3,1.4597469497807849E-2,2.4903039794168104E-4,4.0045837974285381E-3,4.4354838709677579E-7,1.7357332194961494E-5,2.7846328382623846E-2,null,8.3805069366243348E-3,1.4225191648841094E-2,1.5966671823466089E-4,3.7378189494800792E-3,4.8427245269625589E-5,1.4897366306794704E-5,2.6566508864756585E-2]
[2004,1,27,18,1.018970062430052E-2,1.418031271659102E-2,2.5325125214408243E-4,3.9765933607079596E-3,4.4354838709677579E-7,1.765152426606254E-5,{"$f":"SUM(E644:J644)","v":2.861795302639674E-2},null,{"$f":"E644*V$5","v":9.5121571999997063E-3},{"$f":"F644*W$5","v":1.3818673576560537E-2},{"$f":"G644*X$5","v":1.6237293379796024E-4},{"$f":"H644*AB$5","v":3.7116930921948397E-3},{"$f":"I644*Z$5","v":4.8427245269625589E-5},{"$f":"J644*AA$5","v":1.5149864040808177E-5},{"$f":"SUM(M644:R644)","v":2.7268473911863475E-2}]
[2004,1,27,19,1.0945101710589078E-2,1.3254279133073399E-2,2.5325125214408243E-4,3.4636334772721999E-3,4.4354838709677579E-7,1.765152426606254E-5,2.7934360645731918E-2,null,1.0217329427012072E-2,1.2916256537718326E-2,1.6237293379796024E-4,3.2329039671275947E-3,4.8427245269625589E-5,1.5149864040808177E-5,2.6592439974966384E-2]
[2004,1,27,20,1.0812966797418999E-2,1.2963468961089793E-2,2.5325125214408243E-4,3.4646453362606384E-3,4.4354838709677579E-7,1.765152426606254E-5,2.7512427419566672E-2,null,1.00939805562234E-2,1.2632862869348581E-2,1.6237293379796024E-4,3.2338484212562895E-3,4.8427245269625589E-5,1.5149864040808177E-5,2.6186641889936663E-2]
[2004,1,27,21,1.0145247712561711E-2,1.298269960708256E-2,2.5325125214408243E-4,3.7171062574656937E-3,4.4354838709677579E-7,1.765152426606254E-5,2.7116399901907205E-2,null,9.4706600942408899E-3,1.2651603078041546E-2,1.6237293379796024E-4,3.4694916898250234E-3,4.8427245269625589E-5,1.5149864040808177E-5,2.5817704905215851E-2]
[2004,1,27,22,9.2572069011831806E-3,1.2388426004631555E-2,2.5325125214408243E-4,3.556339894194703E-3,4.4354838709677579E-7,1.765152426606254E-5,2.5473319124806677E-2,null,8.6416677509621367E-3,1.2072485177642285E-2,1.6237293379796024E-4,3.3194347577015972E-3,4.8427245269625589E-5,1.5149864040808177E-5,2.4259537729414409E-2]
[2004,1,27,23,8.7625343904110409E-3,1.1916636566517379E-2,2.5325125214408243E-4,3.6311580768151205E-3,4.4354838709677579E-7,1.765152426606254E-5,2.4581675358540781E-2,null,8.1798874829764768E-3,1.161272773981506E-2,1.6237293379796024E-4,3.3892689364604066E-3,4.8427245269625589E-5,1.5149864040808177E-5,2.3407834202360332E-2]
[2004,1,27,24,7.885495163016655E-3,1.1426373152249161E-2,2.5325125214408243E-4,3.459089384250776E-3,4.4354838709677579E-7,1.765152426606254E-5,2.3042304024313832E-2,null,7.3611651957243562E-3,1.1134967465856077E-2,1.6237293379796024E-4,3.2286625782934827E-3,4.8427245269625589E-5,1.5149864040808177E-5,2.1950745282982308E-2]
[2004,1,28,1,6.9742622146142623E-3,1.1460132417818517E-2,2.5325125214408243E-4,3.7437290416422807E-3,4.4354838709677579E-7,1.765152426606254E-5,2.2449469998872301E-2,null,6.5105228294165835E-3,1.1167865772149529E-2,1.6237293379796024E-4,3.4943410005691422E-3,4.8427245269625589E-5,1.5149864040808177E-5,2.1398679645243647E-2]
[2004,1,28,2,7.0100188008102391E-3,1.112722811359791E-2,2.5325125214408243E-4,3.6553916531164581E-3,4.4354838709677579E-7,1.765152426606254E-5,2.2063984892321847E-2,null,6.5439018541173033E-3,1.0843451494115012E-2,1.6237293379796024E-4,3.4118881961125525E-3,4.8427245269625589E-5,1.5149864040808177E-5,2.1025191587453258E-2]
[2004,1,28,3,6.9301300145381429E-3,1.0783358742847041E-2,2.5325125214408243E-4,3.6077206823741407E-3,4.4354838709677579E-7,1.765152426606254E-5,2.1592555764556563E-2,null,6.4693251102505506E-3,1.0508351790578579E-2,1.6237293379796024E-4,3.3673928211137415E-3,4.8427245269625589E-5,1.5149864040808177E-5,2.0571019765051261E-2]
[2004,1,28,4,7.2933901924071088E-3,1.0733134080802287E-2,2.5325125214408243E-4,3.6032546050153345E-3,4.4354838709677579E-7,1.765152426606254E-5,2.1901125203021968E-2,null,6.8084310412088169E-3,1.0459408003219258E-2,1.6237293379796024E-4,3.3632242509386563E-3,4.8427245269625589E-5,1.5149864040808177E-5,2.0857013338475124E-2]
[2004,1,28,5,7.402203490355975E-3,1.0785811716864022E-2,2.5325125214408243E-4,3.4465181334259886E-3,4.4354838709677579E-7,1.765152426606254E-5,2.1905879665443224E-2,null,6.9100090201605849E-3,1.0510742206637091E-2,1.6237293379796024E-4,3.21692875976739E-3,4.8427245269625589E-5,1.5149864040808177E-5,2.0863630029673456E-2]
[2004,1,28,6,7.8144383513994997E-3,1.1291269956231944E-2,2.5325125214408243E-4,3.5546546915846788E-3,4.4354838709677579E-7,1.765152426606254E-5,2.2931709324013363E-2,null,7.2948331623159121E-3,1.1003309793544826E-2,1.6237293379796024E-4,3.3178618146523079E-3,4.8427245269625589E-5,1.5149864040808177E-5,2.1841954813621438E-2]
[2004,1,28,7,8.543490957369549E-3,1.2340558728314835E-2,1.2240477186963985E-4,3.6164656550858498E-3,4.4354838709677579E-7,8.5315700619302272E-6,2.4631895231088902E-2,null,7.9754088976342011E-3,1.202583865583139E-2,7.8480251335680791E-5,3.3755552485638806E-3,4.8427245269625589E-5,7.322434286390619E-6,2.3511032732921169E-2]
[2004,1,28,8,8.5110523535744109E-3,1.4502193435795105E-2,0,4.0463489899404265E-3,4.4354838709677579E-7,0,2.7060038327697038E-2,null,7.9451272328410275E-3,1.4132345402998162E-2,0,3.7768019589253712E-3,4.8427245269625589E-5,0,2.5902701840034185E-2]
[2004,1,28,9,8.3191201976816724E-3,1.5632572943093847E-2,0,4.3641846444353949E-3,4.4354838709677579E-7,0,2.8316321333598009E-2,null,7.7659572153988407E-3,1.5233896951344398E-2,0,4.0734650311164324E-3,4.8427245269625589E-5,0,2.7121746443129296E-2]
[2004,1,28,10,7.8950257824282871E-3,1.6034365915206315E-2,0,4.4142304864029777E-3,4.4354838709677579E-7,0,2.8344065732424678E-2,null,7.3700620959768143E-3,1.5625443036254228E-2,0,4.1201770755913752E-3,4.8427245269625589E-5,0,2.7164109453092042E-2]
[2004,1,28,11,7.4546470832755904E-3,1.5912956736325576E-2,0,4.2747088106832093E-3,4.4354838709677579E-7,0,2.7642756178671471E-2,null,6.9589654830025365E-3,1.5507130143888444E-2,0,3.9899496188196028E-3,4.8427245269625589E-5,0,2.6504472490980209E-2]
[2004,1,28,12,7.3242068218494685E-3,1.5695731337290939E-2,0,4.2103293757729324E-3,4.4354838709677579E-7,0,2.7230711083300434E-2,null,6.8371985815358404E-3,1.5295444623139266E-2,0,3.9298588119000485E-3,4.8427245269625589E-5,0,2.611092926184478E-2]
[2004,1,28,13,7.2353079564372305E-3,1.5877785053105439E-2,0,4.3388724736578652E-3,4.4354838709677579E-7,0,2.7452409031587632E-2,null,6.754210865421181E-3,1.5472855440694584E-2,0,4.049839027423994E-3,4.8427245269625589E-5,0,2.6325332578809382E-2]
[2004,1,28,14,6.9358029141702183E-3,1.5704338709355978E-2,0,4.2176657835907632E-3,4.4354838709677579E-7,0,2.6858250955504058E-2,null,6.4746208019562943E-3,1.5303832482229258E-2,0,3.9367065058302422E-3,4.8427245269625589E-5,0,2.5763587035285421E-2]
[2004,1,28,15,6.9231858053377679E-3,1.5140650639748905E-2,0,3.8576458645659425E-3,4.4354838709677579E-7,0,2.5921925858039711E-2,null,6.4628426421212979E-3,1.4754520094795939E-2,0,3.6006692686058979E-3,4.8427245269625589E-5,0,2.4866459250792759E-2]
[2004,1,28,16,7.7003507261343617E-3,1.512499041214227E-2,0,4.1418307854618258E-3,4.4354838709677579E-7,0,2.6967615472125554E-2,null,7.1883315617184808E-3,1.4739259248455254E-2,0,3.86592324660062E-3,4.8427245269625589E-5,0,2.5841941302043977E-2]
[2004,1,28,17,8.7754890328425005E-3,1.5111605685056134E-2,2.448095437392797E-4,4.4382455122478556E-3,4.4354838709677579E-7,1.7063140123860454E-5,2.8587656462396728E-2,null,8.1919807328001224E-3,1.4726215870765971E-2,1.5696050267136158E-4,4.142592343498337E-3,4.8427245269625589E-5,1.4644868572781238E-5,2.7280821563578198E-2]
[2004,1,28,18,9.769166498028399E-3,1.4679232118433829E-2,2.5325125214408243E-4,4.3760233757691221E-3,4.4354838709677579E-7,1.765152426606254E-5,2.9095768317028592E-2,null,9.1195856353822671E-3,1.4304869085282439E-2,1.6237293379796024E-4,4.0845151268455874E-3,4.8427245269625589E-5,1.5149864040808177E-5,2.7734919890618683E-2]
[2004,1,28,19,1.0667997459139657E-2,1.4021052656023414E-2,2.5325125214408243E-4,4.152384981593084E-3,4.4354838709677579E-7,1.765152426606254E-5,2.9112781421553394E-2,null,9.9586506593268755E-3,1.3663475109872838E-2,1.6237293379796024E-4,3.8757743762788846E-3,4.8427245269625589E-5,1.5149864040808177E-5,2.7723850188586988E-2]
[2004,1,28,20,1.0469583212487E-2,1.354442563644661E-2,2.5325125214408243E-4,4.0267509850408613E-3,4.4354838709677579E-7,1.765152426606254E-5,2.8312106158771708E-2,null,9.7734295645698216E-3,1.3199003462953886E-2,1.6237293379796024E-4,3.7585094726668399E-3,4.8427245269625589E-5,1.5149864040808177E-5,2.6956892543298937E-2]
[2004,1,28,21,9.7789141286557368E-3,1.3396117750275481E-2,2.5325125214408243E-4,4.1398104691650521E-3,4.4354838709677579E-7,1.765152426606254E-5,2.7586188672893509E-2,null,9.1286851171308928E-3,1.3054477858421154E-2,1.6237293379796024E-4,3.8640375134208391E-3,4.8427245269625589E-5,1.5149864040808177E-5,2.6273150532081277E-2]
[2004,1,28,22,8.9688123624161592E-3,1.2866003984837731E-2,2.5325125214408243E-4,3.9758065648659155E-3,4.4354838709677579E-7,1.765152426606254E-5,2.6081969236917048E-2,null,8.3724494206579899E-3,1.25378835329339E-2,1.6237293379796024E-4,3.7109587086592388E-3,4.8427245269625589E-5,1.5149864040808177E-5,2.484724170535952E-2]
[2004,1,28,23,8.4553970669340259E-3,1.2368094545066721E-2,2.5325125214408243E-4,3.9839055713998296E-3,4.4354838709677579E-7,1.765152426606254E-5,2.5078743508197818E-2,null,7.8931726313219343E-3,1.2052672229319024E-2,1.6237293379796024E-4,3.7185182008875862E-3,4.8427245269625589E-5,1.5149864040808177E-5,2.3890313104636934E-2]
[2004,1,28,24,7.5825824659343571E-3,1.1883593975470608E-2,2.5325125214408243E-4,3.7720783531631392E-3,4.4354838709677579E-7,1.765152426606254E-5,2.3509601119365345E-2,null,7.0783940625223441E-3,1.1580527830763345E-2,1.6237293379796024E-4,3.5208018262548033E-3,4.8427245269625589E-5,1.5149864040808177E-5,2.2405673762648886E-2]
[2004,1,29,1,7.4460611630519057E-3,1.1672793123401021E-2,2.5325125214408243E-4,3.8921417195940328E-3,4.4354838709677579E-7,1.765152426606254E-5,2.32823423308442E-2,null,6.9509504660863796E-3,1.1375103012381009E-2,1.6237293379796024E-4,3.6328671865731308E-3,4.8427245269625589E-5,1.5149864040808177E-5,2.218487070814891E-2]
[2004,1,29,2,7.5922779601758491E-3,1.1418892506567002E-2,2.5325125214408243E-4,3.8828126463887917E-3,4.4354838709677579E-7,1.765152426606254E-5,2.3165329437928883E-2,null,7.0874448745880904E-3,1.1127677598355291E-2,1.6237293379796024E-4,3.6241595684106567E-3,4.8427245269625589E-5,1.5149864040808177E-5,2.2065232084462431E-2]
[2004,1,29,3,7.3907905906119703E-3,1.1065040221190182E-2,2.5325125214408243E-4,3.7147160666191007E-3,4.4354838709677579E-7,1.765152426606254E-5,2.2441893203218495E-2,null,6.8993549979792165E-3,1.078284957349649E-2,1.6237293379796024E-4,3.4672607212422194E-3,4.8427245269625589E-5,1.5149864040808177E-5,2.1375415335826316E-2]
[2004,1,29,4,7.9654342640051792E-3,1.1097643442012507E-2,2.5325125214408243E-4,3.8678926051990727E-3,4.4354838709677579E-7,1.765152426606254E-5,2.3202316636013999E-2,null,7.4357889087327735E-3,1.0814621317539984E-2,1.6237293379796024E-4,3.6102334238955224E-3,4.8427245269625589E-5,1.5149864040808177E-5,2.2086593693276674E-2]
[2004,1,29,5,8.0354959061496607E-3,1.1082278855462211E-2,2.5325125214408243E-4,3.6437733053833595E-3,4.4354838709677579E-7,1.765152426606254E-5,2.3032894391792472E-2,null,7.5011919444391518E-3,1.079964857255045E-2,1.6237293379796024E-4,3.4010438031580807E-3,4.8427245269625589E-5,1.5149864040808177E-5,2.1927834363256075E-2]
[2004,1,29,6,8.2802183144699403E-3,1.1462168111775235E-2,2.5325125214408243E-4,3.5821287118972581E-3,4.4354838709677579E-7,1.765152426606254E-5,2.3595861462939672E-2,null,7.7296420338120973E-3,1.1169849550000686E-2,1.6237293379796024E-4,3.3435056565438675E-3,4.8427245269625589E-5,1.5149864040808177E-5,2.2468947283465043E-2]
[2004,1,29,7,9.1970531016389561E-3,1.2609966048423005E-2,1.2240477186963985E-4,3.7661044424777881E-3,4.4354838709677579E-7,8.5315700619302272E-6,2.5704503482858413E-2,null,8.5855137560079224E-3,1.228837530718147E-2,7.8480251335680791E-5,3.515225866881311E-3,4.8427245269625589E-5,7.322434286390619E-6,2.4523344860962398E-2]
[2004,1,29,8,9.0673201904347151E-3,1.4802873001616802E-2,0,4.1961961183829017E-3,4.4354838709677579E-7,0,2.8066832858821514E-2,null,8.4644071709483581E-3,1.4425356767012062E-2,0,3.9166670396803592E-3,4.8427245269625589E-5,0,2.6854858222910401E-2]
[2004,1,29,9,8.9111680016051471E-3,1.6048368202320046E-2,0,4.5776663406369355E-3,4.4354838709677579E-7,0,2.9537646092949225E-2,null,8.318638004410862E-3,1.5639088224397614E-2,0,4.2727256708717199E-3,4.8427245269625589E-5,0,2.8278879144949823E-2]
[2004,1,29,10,8.4120160383378273E-3,1.6435543392790863E-2,0,4.5909011456667101E-3,4.4354838709677579E-7,0,2.9438904125182495E-2,null,7.85267613601562E-3,1.6016389323533393E-2,0,4.2850788410225679E-3,4.8427245269625589E-5,0,2.8202571545841205E-2]
[2004,1,29,11,8.0890775953822609E-3,1.6511145871951446E-2,0,4.5918950980586041E-3,4.4354838709677579E-7,0,2.9192562113779408E-2,null,7.551210828193846E-3,1.6090063719999735E-2,0,4.2860065814004046E-3,4.8427245269625589E-5,0,2.7975708374863611E-2]
[2004,1,29,12,7.9524564280180152E-3,1.6265919269437674E-2,0,4.5344625880596508E-3,4.4354838709677579E-7,0,2.8753281833902439E-2,null,7.4236740075617497E-3,1.5851091107748242E-2,0,4.2323999308595565E-3,4.8427245269625589E-5,0,2.7555592291439175E-2]
[2004,1,29,13,7.5960008795066189E-3,1.623713070227753E-2,0,4.4379849359690018E-3,4.4354838709677579E-7,0,2.8271560066140247E-2,null,7.0909202459677701E-3,1.5823036732624522E-2,0,4.1423491254756525E-3,4.8427245269625589E-5,0,2.7104733349337568E-2]
[2004,1,29,14,7.1978267810796186E-3,1.5915280061210523E-2,0,4.2374737580476432E-3,4.4354838709677579E-7,0,2.7351024148724881E-2,null,6.7192219246085226E-3,1.5509394217244163E-2,0,3.9551949745503332E-3,4.8427245269625589E-5,0,2.6232238361672645E-2]
[2004,1,29,15,7.3161670482032063E-3,1.5447482731694866E-2,0,3.971134331734686E-3,4.4354838709677579E-7,0,2.6735227660019855E-2,null,6.8296933962909197E-3,1.5053527077657015E-2,0,3.7065977157526822E-3,4.8427245269625589E-5,0,2.5638245434970241E-2]
[2004,1,29,16,8.1784289145217723E-3,1.5523472551494411E-2,0,4.3035863335131241E-3,4.4354838709677579E-7,0,2.8005931347916402E-2,null,7.6346209130451585E-3,1.5127578936451566E-2,0,4.0169034690841444E-3,4.8427245269625589E-5,0,2.6827530563850496E-2]
[2004,1,29,17,9.4425339801872971E-3,1.5636272839000147E-2,2.405886895368783E-4,4.7161466223056133E-3,4.4354838709677579E-7,1.6768948052759412E-5,3.0052754627469789E-2,null,8.8146718826733108E-3,1.5237502489164207E-2,1.5425428710806222E-4,4.4019811059266426E-3,4.8427245269625589E-5,1.4392370838767767E-5,2.8671229380980615E-2]
[2004,1,29,18,1.0559780016173885E-2,1.5258385956618402E-2,2.5325125214408243E-4,4.6754206361191882E-3,4.4354838709677579E-7,1.765152426606254E-5,3.0764932933708716E-2,null,9.8576289151926528E-3,1.4869252819297067E-2,1.6237293379796024E-4,4.3639680762076411E-3,4.8427245269625589E-5,1.5149864040808177E-5,2.9316799853805749E-2]
[2004,1,29,19,1.1272034469116321E-2,1.4355776191682648E-2,2.5325125214408243E-4,4.1918894141654093E-3,4.4354838709677579E-7,1.765152426606254E-5,3.0091046399761616E-2,null,1.0522523456513225E-2,1.3989662223663029E-2,1.6237293379796024E-4,3.9126472260247467E-3,4.8427245269625589E-5,1.5149864040808177E-5,2.8650782949309391E-2]
[2004,1,29,20,1.1061395483034028E-2,1.3906806085231427E-2,2.5325125214408243E-4,4.0907232816953902E-3,4.4354838709677579E-7,1.765152426606254E-5,2.9330271174758085E-2,null,1.0325890481518352E-2,1.3552142158296336E-2,1.6237293379796024E-4,3.8182202627945441E-3,4.8427245269625589E-5,1.5149864040808177E-5,2.7922202945717622E-2]
[2004,1,29,21,1.0331910083309585E-2,1.3831878393712275E-2,2.5325125214408243E-4,4.2328362276017146E-3,4.4354838709677579E-7,1.765152426606254E-5,2.8667971029420813E-2,null,9.6449107301863693E-3,1.3479125340427648E-2,1.6237293379796024E-4,3.9508663726140446E-3,4.8427245269625589E-5,1.5149864040808177E-5,2.7300852486336451E-2]
[2004,1,29,22,9.5301913047743311E-3,1.328138869372782E-2,2.5325125214408243E-4,4.1185721007288107E-3,4.4354838709677579E-7,1.765152426606254E-5,2.7201498424028202E-2,null,8.8965006116955153E-3,1.2942674725876412E-2,1.6237293379796024E-4,3.844213936237113E-3,4.8427245269625589E-5,1.5149864040808177E-5,2.5909339316917433E-2]
[2004,1,29,23,8.9560201379094689E-3,1.2718840414557477E-2,2.5325125214408243E-4,4.0972771202933489E-3,4.4354838709677579E-7,1.765152426606254E-5,2.6043483997557532E-2,null,8.3605077891094493E-3,1.2394473060914851E-2,1.6237293379796024E-4,3.8243375182554023E-3,4.8427245269625589E-5,1.5149864040808177E-5,2.4805268411388092E-2]
[2004,1,29,24,8.0801294843659104E-3,1.2236843401934329E-2,2.5325125214408243E-4,3.9067328265236494E-3,4.4354838709677579E-7,1.765152426606254E-5,2.4495052037621125E-2,null,7.5428577036253395E-3,1.1924768371361444E-2,1.6237293379796024E-4,3.6464863087426885E-3,4.8427245269625589E-5,1.5149864040808177E-5,2.3340062426837862E-2]
[2004,1,30,1,7.1334656604138472E-3,1.0820881793031565E-2,2.5325125214408243E-4,3.51194522839013E-3,4.4354838709677579E-7,1.765152426606254E-5,2.1737639006632781E-2,null,6.6591403657959942E-3,1.0544917894053166E-2,1.6237293379796024E-4,3.277997436997577E-3,4.8427245269625589E-5,1.5149864040808177E-5,2.070800573995513E-2]
[2004,1,30,2,7.0973563173716194E-3,1.0549975081323208E-2,2.5325125214408243E-4,3.4619302883092053E-3,4.4354838709677579E-7,1.765152426606254E-5,2.1380608011801274E-2,null,6.6254320400982543E-3,1.028092008994147E-2,1.6237293379796024E-4,3.2313142358839845E-3,4.8427245269625589E-5,1.5149864040808177E-5,2.0363616409032101E-2]
[2004,1,30,3,7.1226476527859349E-3,1.0432078633807304E-2,2.5325125214408243E-4,3.4091078235795554E-3,4.4354838709677579E-7,1.765152426606254E-5,2.1235180434970035E-2,null,6.6490416795890513E-3,1.0166030344093182E-2,1.6237293379796024E-4,3.1820105330243988E-3,4.8427245269625589E-5,1.5149864040808177E-5,2.0223032599815022E-2]
[2004,1,30,4,7.5114605759861322E-3,1.0539869793894409E-2,2.5325125214408243E-4,3.5345745300071479E-3,4.4354838709677579E-7,1.765152426606254E-5,2.1857251224684928E-2,null,7.0120012780341308E-3,1.0271072516677976E-2,1.6237293379796024E-4,3.2991192905225063E-3,4.8427245269625589E-5,1.5149864040808177E-5,2.0808143128343001E-2]
[2004,1,30,5,7.5161887752976516E-3,1.0061404966192403E-2,2.5325125214408243E-4,2.9954954453167821E-3,4.4354838709677579E-7,1.765152426606254E-5,2.0844435511604077E-2,null,7.016415085346275E-3,9.8048099310762121E-3,1.6237293379796024E-4,2.7959508915198672E-3,4.8427245269625589E-5,1.5149864040808177E-5,1.9843125951050745E-2]
[2004,1,30,6,7.7731767388833127E-3,1.0422977657836213E-2,2.5325125214408243E-4,2.9131946447979503E-3,4.4354838709677579E-7,1.765152426606254E-5,2.1380695366314713E-2,null,7.2563151568267774E-3,1.0157161469429686E-2,1.6237293379796024E-4,2.7191325485164809E-3,4.8427245269625589E-5,1.5149864040808177E-5,2.0358559217881336E-2]
[2004,1,30,7,8.4676782273569208E-3,1.1588814536157869E-2,1.1818391766723847E-4,2.923148163858553E-3,4.4354838709677579E-7,8.2373779908291844E-6,2.3106505771418505E-2,null,7.904637180953784E-3,1.1293266122904228E-2,7.5774035772381446E-5,2.7284230151518956E-3,4.8427245269625589E-5,7.0699365523771485E-6,2.2057597536604287E-2]
[2004,1,30,8,8.4592289577692017E-3,1.3593101787259448E-2,0,3.4217612956368927E-3,4.4354838709677579E-7,0,2.547453558905264E-2,null,7.8967497283674061E-3,1.324643823061307E-2,0,3.1938210956259359E-3,4.8427245269625589E-5,0,2.4385436299876037E-2]
[2004,1,30,9,8.2729439512933076E-3,1.4613056477320379E-2,0,3.6520687470743712E-3,4.4354838709677579E-7,0,2.6538512724075154E-2,null,7.7228513646239371E-3,1.4240381115126712E-2,0,3.4087866450401463E-3,4.8427245269625589E-5,0,2.5420446370060419E-2]
[2004,1,30,10,8.4947308287350847E-3,1.4741063972938624E-2,0,3.590297429304366E-3,4.4354838709677579E-7,0,{"$f":"SUM(E708:J708)","v":2.6826535779365172E-2},null,{"$f":"E708*V$5","v":7.9298909746093448E-3},{"$f":"F708*W$5","v":1.4365124047998137E-2},{"$f":"G708*X$5","v":0},{"$f":"H708*AB$5","v":3.351130215864325E-3},{"$f":"I708*Z$5","v":4.8427245269625589E-5},{"$f":"J708*AA$5","v":0},{"$f":"SUM(M708:R708)","v":2.5694572483741428E-2}]
[2004,1,30,11,7.7045824958618747E-3,1.4795466224829957E-2,0,3.5107544264241048E-3,4.4354838709677579E-7,0,2.6011246695503032E-2,null,7.1922819485224169E-3,1.4418138884535317E-2,0,3.2768859601553283E-3,4.8427245269625589E-5,0,2.4935734038482683E-2]
[2004,1,30,12,7.3142073407761708E-3,1.4812192300981067E-2,0,3.6542703801435619E-3,4.4354838709677579E-7,0,2.5781113570287895E-2,null,6.8278639956245732E-3,1.4434438397188408E-2,0,3.4108416165982659E-3,4.8427245269625589E-5,0,2.4721571254680871E-2]
[2004,1,30,13,6.9345855933604841E-3,1.4458203073971269E-2,0,3.4916471960941527E-3,4.4354838709677579E-7,0,2.4884879411813002E-2,null,6.4734844244186259E-3,1.4089476923105816E-2,0,3.2590515555799425E-3,4.8427245269625589E-5,0,2.3870440148374007E-2]
[2004,1,30,14,6.3467028871423319E-3,1.4315987776859777E-2,0,3.5203160081623656E-3,4.4354838709677579E-7,0,2.4183450220551569E-2,null,5.9246917834089021E-3,1.3950888528924779E-2,0,3.2858105983240246E-3,4.8427245269625589E-5,0,2.320981815592733E-2]
[2004,1,30,15,6.5402023313021855E-3,1.3895876942953755E-2,0,3.3226238380595955E-3,4.4354838709677579E-7,0,2.375914666070263E-2,null,6.1053248754716479E-3,1.3541491740874283E-2,0,3.1012876673646409E-3,4.8427245269625589E-5,0,2.2796531528980195E-2]
[2004,1,30,16,6.9517942015758687E-3,1.3426058093495516E-2,0,3.4181722401081644E-3,4.4354838709677579E-7,0,2.3796468083566644E-2,null,6.4895487812209806E-3,1.3083654635971607E-2,0,3.1904711245815966E-3,4.8427245269625589E-5,0,2.2812101787043806E-2]
[2004,1,30,17,7.5185470904554335E-3,1.3413233981058816E-2,2.3636783533447693E-4,3.5028422010536485E-3,4.4354838709677579E-7,1.6474755981658369E-5,2.4687909412271128E-2,null,7.0186165891328017E-3,1.307115757563072E-2,1.5154807154476289E-4,3.2695008066866357E-3,4.8427245269625589E-5,1.4139873104754297E-5,2.3573390161369299E-2]
[2004,1,30,18,9.8463983105537747E-3,1.2660251638177279E-2,2.5325125214408243E-4,3.1128935016679305E-3,4.4354838709677579E-7,1.765152426606254E-5,2.5890889775196227E-2,null,9.1916820755691651E-3,1.2337378468416845E-2,1.6237293379796024E-4,2.9055284910554863E-3,4.8427245269625589E-5,1.5149864040808177E-5,2.4660539078149888E-2]
[2004,1,30,19,9.9171517751751957E-3,1.2365087156696954E-2,2.5325125214408243E-4,3.1949379916915341E-3,4.4354838709677579E-7,1.765152426606254E-5,2.5748523248360924E-2,null,9.2577309324235624E-3,1.2049741538083202E-2,1.6237293379796024E-4,2.9821075976551722E-3,4.8427245269625589E-5,1.5149864040808177E-5,2.451553011127033E-2]
[2004,1,30,20,1.0305626660365092E-2,1.1600024732428323E-2,2.5325125214408243E-4,2.8399605538319502E-3,4.4354838709677579E-7,1.765152426606254E-5,2.5016958271422605E-2,null,9.6203749700085033E-3,1.1304190426626342E-2,1.6237293379796024E-4,2.6507769373449934E-3,4.8427245269625589E-5,1.5149864040808177E-5,2.380129237708823E-2]
[2004,1,30,21,9.2389221231699188E-3,1.156400791258495E-2,2.5325125214408243E-4,3.1508153278722801E-3,4.4354838709677579E-7,1.765152426606254E-5,2.4225091688424388E-2,null,8.6245987820844396E-3,1.1269092140246588E-2,1.6237293379796024E-4,2.9409241595582973E-3,4.8427245269625589E-5,1.5149864040808177E-5,2.3060565124997719E-2]
[2004,1,30,22,8.8559376497227005E-3,1.0858381501583598E-2,2.5325125214408243E-4,3.0921263885437303E-3,4.4354838709677579E-7,1.765152426606254E-5,2.3077791864647267E-2,null,8.267080082476997E-3,1.0581461251174649E-2,1.6237293379796024E-4,2.8861447765702315E-3,4.8427245269625589E-5,1.5149864040808177E-5,2.1960636153330267E-2]
[2004,1,30,23,8.1344136686543229E-3,1.0284411925049943E-2,2.5325125214408243E-4,3.1934578309498109E-3,4.4354838709677579E-7,1.765152426606254E-5,2.1883629749451315E-2,null,7.5935323714554923E-3,1.0022129565088814E-2,1.6237293379796024E-4,2.9807260376358159E-3,4.8427245269625589E-5,1.5149864040808177E-5,2.0822338017288514E-2]
[2004,1,30,24,6.8419240554244472E-3,9.1615740757925793E-3,2.5325125214408243E-4,2.8108207401669632E-3,4.4354838709677579E-7,1.765152426606254E-5,1.9085665196181233E-2,null,6.386984227038997E-3,8.9279273406103043E-3,1.6237293379796024E-4,2.6235782687164966E-3,4.8427245269625589E-5,1.5149864040808177E-5,1.8164439879474189E-2]
[2004,1,31,1,5.1301496729761267E-3,7.0564056639664799E-3,2.5325125214408243E-4,1.7990195952511309E-3,4.4354838709677579E-7,1.765152426606254E-5,1.4256921256990981E-2,null,4.7890308016017725E-3,6.876446834635631E-3,1.6237293379796024E-4,1.6791781303049777E-3,4.8427245269625589E-5,1.5149864040808177E-5,1.3570605809650776E-2]
[2004,1,31,2,4.7802022609060597E-3,6.8810785717047934E-3,2.5325125214408243E-4,1.8653834331496331E-3,4.4354838709677579E-7,1.765152426606254E-5,1.3798010590557729E-2,null,4.4623524311494453E-3,6.7055910922049948E-3,1.6237293379796024E-4,1.7411211494563136E-3,4.8427245269625589E-5,1.5149864040808177E-5,1.3135014715919147E-2]
[2004,1,31,3,4.8661394774412621E-3,6.4466328703793579E-3,2.5325125214408243E-4,1.5522666632813615E-3,4.4354838709677579E-7,1.765152426606254E-5,1.3136385335899226E-2,null,4.5425754272072297E-3,6.2822250174687138E-3,1.6237293379796024E-4,1.4488626139837508E-3,4.8427245269625589E-5,1.5149864040808177E-5,1.249961310176809E-2]
[2004,1,31,4,4.7437802801091463E-3,6.1204836580018608E-3,2.5325125214408243E-4,1.3020086596958304E-3,4.4354838709677579E-7,1.765152426606254E-5,1.2437618922604081E-2,null,4.4283522559088314E-3,5.9643935568251269E-3,1.6237293379796024E-4,1.2152755159533107E-3,4.8427245269625589E-5,1.5149864040808177E-5,1.1833971371795664E-2]
[2004,1,31,5,4.8878967810693664E-3,6.0010457163170309E-3,2.5325125214408243E-4,1.1658576186621404E-3,4.4354838709677579E-7,1.765152426606254E-5,1.2326146440845781E-2,null,4.5628860231696948E-3,5.8480016293842125E-3,1.6237293379796024E-4,1.0881941594602961E-3,4.8427245269625589E-5,1.5149864040808177E-5,1.1725031855122598E-2]
[2004,1,31,6,4.9502753723518478E-3,6.448724468300273E-3,2.5325125214408243E-4,1.3549567597513114E-3,4.4354838709677579E-7,1.765152426606254E-5,1.3025302925200676E-2,null,4.6211168768591996E-3,6.2842632735706913E-3,1.6237293379796024E-4,1.2646964849572376E-3,4.8427245269625589E-5,1.5149864040808177E-5,1.2396026678495521E-2]
[2004,1,31,7,6.1203207817717578E-3,6.8965561372631625E-3,1.1396306346483708E-4,1.4000263803204971E-3,4.4354838709677579E-7,7.9431859197281416E-6,1.4539253097127081E-2,null,5.7133624958323479E-3,6.7206739349099142E-3,7.3067820209082101E-5,1.3067637983987879E-3,4.8427245269625589E-5,6.8174388183636788E-6,1.386911273343812E-2]
[2004,1,31,8,6.3087135507490866E-3,7.4936127039758665E-3,0,1.3697126010220448E-3,4.4354838709677579E-7,0,1.5172482404134095E-2,null,5.8892284706954312E-3,7.3025038259031958E-3,0,1.2784693677104176E-3,4.8427245269625589E-5,0,1.451862890957867E-2]
[2004,1,31,9,6.7851797109163038E-3,8.1763429973729131E-3,0,1.5404005488742411E-3,4.4354838709677579E-7,0,1.6502366805550554E-2,null,6.3340129823406819E-3,7.9678225148376702E-3,0,1.4377869593012057E-3,4.8427245269625589E-5,0,1.5788049701749182E-2]
[2004,1,31,10,7.5610024701573721E-3,8.7563338812845122E-3,0,1.8696896063411311E-3,4.4354838709677579E-7,0,1.8187469506170111E-2,null,7.0582489846859574E-3,8.5330219474833244E-3,0,1.745140467460162E-3,4.8427245269625589E-5,0,1.7384838644899068E-2]
[2004,1,31,11,8.1975234716126135E-3,8.6531304609203819E-3,0,1.7848863923148985E-3,4.4354838709677579E-7,0,1.863598387323499E-2,null,7.6524458163871956E-3,8.4324505139402629E-3,0,1.6659864089116534E-3,4.8427245269625589E-5,0,1.7799309984508734E-2]
[2004,1,31,12,7.4497179004932926E-3,9.0646502151111724E-3,0,2.2127507743860417E-3,4.4354838709677579E-7,0,1.8727562438377601E-2,null,6.9543640562068432E-3,8.8334753197483566E-3,0,2.065348658776433E-3,4.8427245269625589E-5,0,1.7901615280001257E-2]
[2004,1,31,13,7.022899959779498E-3,8.5506691955330467E-3,0,2.0659810043633952E-3,4.4354838709677579E-7,0,1.7639993708063035E-2,null,6.5559265066121543E-3,8.3326023082675952E-3,0,1.9283559385956861E-3,4.8427245269625589E-5,0,1.686531199874506E-2]
[2004,1,31,14,6.0134314497668493E-3,8.7027455350079507E-3,0,2.2766305589445451E-3,4.4354838709677579E-7,0,1.6993251092106441E-2,null,5.6135805526210929E-3,8.480800259604954E-3,0,2.124973099489798E-3,4.8427245269625589E-5,0,1.6267781156985468E-2]
[2004,1,31,15,5.6097115152101765E-3,8.4137206483013878E-3,0,1.9969050915764823E-3,4.4354838709677579E-7,0,1.6020780803475142E-2,null,5.2367051542292695E-3,8.1991463465549662E-3,0,1.8638815090848465E-3,4.8427245269625589E-5,0,1.5348160255138708E-2]
[2004,1,31,16,6.0491455423780233E-3,8.0457553120662512E-3,0,1.8872763169723054E-3,4.4354838709677579E-7,0,1.5982620719803674E-2,null,5.6469199092615292E-3,7.8405651946052302E-3,0,1.7615556415660047E-3,4.8427245269625589E-5,0,1.529746799070239E-2]
[2004,1,31,17,6.7397070862793215E-3,8.1197554186689409E-3,2.2792612692967417E-4,2.029011237634435E-3,4.4354838709677579E-7,1.5886371839456283E-5,1.7132729789738923E-2,null,6.2915639674194753E-3,7.9126780836656259E-3,1.461356404181642E-4,1.8938489082455908E-3,4.8427245269625589E-5,1.3634877636727358E-5,1.6306288722655205E-2]
[2004,1,31,18,7.982726061236697E-3,8.6781992373893314E-3,2.5325125214408243E-4,2.5702650685876863E-3,4.4354838709677579E-7,1.765152426606254E-5,1.9502536692010953E-2,null,7.4519309230667826E-3,8.4568799638340478E-3,1.6237293379796024E-4,2.399047183061278E-3,4.8427245269625589E-5,1.5149864040808177E-5,1.85338081130705E-2]
[2004,1,31,19,8.1422685051303241E-3,8.4555444526487212E-3,2.5325125214408243E-4,2.5972885692108652E-3,4.4354838709677579E-7,1.765152426606254E-5,1.9466447851787153E-2,null,7.6008649165512565E-3,8.2399035224760241E-3,1.6237293379796024E-4,2.4242705165761031E-3,4.8427245269625589E-5,1.5149864040808177E-5,1.8490988998711776E-2]
[2004,1,31,20,8.5753888312681738E-3,8.2475813234596709E-3,2.5325125214408243E-4,2.6941426400956545E-3,4.4354838709677579E-7,1.765152426606254E-5,1.9788459119620738E-2,null,8.0051857872658633E-3,8.0372440568027993E-3,1.6237293379796024E-4,2.514672665663336E-3,4.8427245269625589E-5,1.5149864040808177E-5,1.878305255284039E-2]
[2004,1,31,21,7.7267689486916645E-3,8.1613589797799348E-3,2.5325125214408243E-4,2.787617054992681E-3,4.4354838709677579E-7,1.765152426606254E-5,1.894709130826152E-2,null,7.2129931582829909E-3,7.9532206331922421E-3,1.6237293379796024E-4,2.6019202941230083E-3,4.8427245269625589E-5,1.5149864040808177E-5,1.7994084128706633E-2]
[2004,1,31,22,8.2329914418195708E-3,8.3448171337115983E-3,2.5325125214408243E-4,3.1595618772999939E-3,4.4354838709677579E-7,1.765152426606254E-5,2.0008716777628405E-2,null,7.6855554160322427E-3,8.1320000716156235E-3,1.6237293379796024E-4,2.9490880586917016E-3,4.8427245269625589E-5,1.5149864040808177E-5,1.8992593589447958E-2]
[2004,1,31,23,8.5842503217685405E-3,8.2407969263500209E-3,2.5325125214408243E-4,3.2448418648782363E-3,4.4354838709677579E-7,1.765152426606254E-5,2.034123543779404E-2,null,8.0134580509734713E-3,8.0306326815146982E-3,1.6237293379796024E-4,3.0286871305817858E-3,4.8427245269625589E-5,1.5149864040808177E-5,1.9298727906178349E-2]
[2004,1,31,24,6.7043066915146027E-3,8.4168722460795375E-3,2.5325125214408243E-4,3.5851306898438758E-3,4.4354838709677579E-7,1.765152426606254E-5,1.8977655952235255E-2,null,6.2585174499250355E-3,8.2022175694406157E-3,1.6237293379796024E-4,3.3463076581056765E-3,4.8427245269625589E-5,1.5149864040808177E-5,1.8032992720579719E-2]
[2004,2,1,1,6.9688135152852831E-3,8.8317057876071952E-3,2.4278869434466363E-4,3.9808659061239477E-3,4.7413793103448329E-7,1.9332953773541564E-5,2.0043980995065665E-2,null,6.505436430270648E-3,8.6064716513884892E-3,1.5566482795232423E-4,3.7156810225332307E-3,5.1767055288220326E-5,1.65929931467453E-5,1.9051613980579658E-2]
[2004,2,1,2,7.0075153914321278E-3,8.5539042961247265E-3,2.4278869434466363E-4,3.8267369630064366E-3,4.7413793103448329E-7,1.9332953773541564E-5,1.9650752436612531E-2,null,6.541564903855609E-3,8.3357549044026195E-3,1.5566482795232423E-4,3.5718193596513338E-3,5.1767055288220326E-5,1.65929931467453E-5,1.867316404429685E-2]
[2004,2,1,3,6.7045605154206229E-3,8.4328898605648354E-3,2.4278869434466363E-4,3.8151479986448622E-3,4.7413793103448329E-7,1.9332953773541564E-5,1.9215194160679561E-2,null,6.2587543963265255E-3,8.217826688257053E-3,1.5566482795232423E-4,3.5610023926987739E-3,5.1767055288220326E-5,1.65929931467453E-5,1.8261608353669641E-2]
[2004,2,1,4,7.0207057850028808E-3,8.3048133193173931E-3,2.4278869434466363E-4,3.6387895412158993E-3,4.7413793103448329E-7,1.9332953773541564E-5,1.9226904431585416E-2,null,6.5538782290258937E-3,8.0930164706204157E-3,1.5566482795232423E-4,3.3963920318162413E-3,5.1767055288220326E-5,1.65929931467453E-5,1.8267311607849841E-2]
[2004,2,1,5,6.9814965528841311E-3,8.0315913533778628E-3,2.4278869434466363E-4,3.4191501349751683E-3,4.7413793103448329E-7,1.9332953773541564E-5,1.8694833827286404E-2,null,6.5172761350727731E-3,7.8267624579816761E-3,1.5566482795232423E-4,3.1913838771045512E-3,5.1767055288220326E-5,1.65929931467453E-5,1.7759447346546289E-2]
[2004,2,1,6,7.4090602079937831E-3,8.4265411099826385E-3,2.4278869434466363E-4,3.6699389712049157E-3,4.7413793103448329E-7,1.9332953773541564E-5,1.9768136075230577E-2,null,6.9164098143008274E-3,8.2116398492452641E-3,1.5566482795232423E-4,3.4254664464291188E-3,5.1767055288220326E-5,1.65929931467453E-5,1.8777540986362497E-2]
[2004,2,1,7,7.7852951266325033E-3,9.0625493425421123E-3,1.0925491245509861E-4,3.9955493756944366E-3,4.7413793103448329E-7,8.6998291980937034E-6,2.096182272445328E-2,null,7.2676277570228954E-3,8.8314280255286856E-3,7.0049172578545889E-5,3.7293863546179109E-3,5.1767055288220326E-5,7.4668469160353854E-6,1.9957725211952292E-2]
[2004,2,1,8,8.5070852425037213E-3,9.0934688933356662E-3,0,3.7876469957084285E-3,4.7413793103448329E-7,0,2.1388675269478848E-2,null,7.9414239067546587E-3,8.8615590380168741E-3,0,3.535333365627467E-3,5.1767055288220326E-5,0,2.039008336568722E-2]
[2004,2,1,9,9.0985675377230502E-3,9.1470963271936268E-3,0,3.5849973413899401E-3,4.7413793103448329E-7,0,2.183113534423765E-2,null,8.4935767894139674E-3,8.913818816629844E-3,0,3.3461831926422931E-3,5.1767055288220326E-5,0,2.0805345853974325E-2]
[2004,2,1,10,9.4091390342633079E-3,9.6752108315374952E-3,0,3.7678918389843332E-3,4.7413793103448329E-7,0,2.285271584271617E-2,null,8.7834974657766147E-3,9.4284648679850078E-3,0,3.5168941961935081E-3,5.1767055288220326E-5,0,2.1780623585243349E-2]
[2004,2,1,11,9.1977943114654754E-3,1.0083804830381645E-2,0,3.9976763669310918E-3,4.7413793103448329E-7,0,2.3279749646709248E-2,null,8.5862056805941275E-3,9.8266385337013335E-3,0,3.7313716565998177E-3,5.1767055288220326E-5,0,2.2195982926183497E-2]
[2004,2,1,12,9.1369016683882903E-3,1.0334468801197635E-2,0,4.1491088700472099E-3,4.7413793103448329E-7,0,2.3620953477564172E-2,null,8.529361970005386E-3,1.0070909845578535E-2,0,3.872716502493189E-3,5.1767055288220326E-5,0,2.2524755373365329E-2]
[2004,2,1,13,8.7491211227600785E-3,1.0196008351575308E-2,0,4.0793044291258275E-3,4.7413793103448329E-7,0,2.3024908041392251E-2,null,8.1673661032847771E-3,9.9359805393752863E-3,0,3.8075620756582835E-3,5.1767055288220326E-5,0,2.1962675773606565E-2]
[2004,2,1,14,8.6483868102453804E-3,1.0002558140900442E-2,0,3.8884298016714767E-3,4.7413793103448329E-7,0,2.2539848890748337E-2,null,8.0733299140577277E-3,9.747463870662814E-3,0,3.6294025375979352E-3,5.1767055288220326E-5,0,2.1501963377606695E-2]
[2004,2,1,15,8.301984985649425E-3,9.971210843441462E-3,0,3.9033858583472762E-3,4.7413793103448329E-7,0,2.2177055825369198E-2,null,7.7499613744496619E-3,9.7169160202909277E-3,0,3.6433622984320571E-3,5.1767055288220326E-5,0,2.1162006748460867E-2]
[2004,2,1,16,8.5518616934258888E-3,9.8956442512062228E-3,0,3.8949930646889103E-3,4.7413793103448329E-7,0,2.2342973147252056E-2,null,7.9832230386166873E-3,9.643276595529153E-3,0,3.6355285896717457E-3,5.1767055288220326E-5,0,2.1313795279105804E-2]
[2004,2,1,17,9.4476613742214728E-3,1.0214342394139451E-2,2.1446334667111949E-4,4.2267629410383681E-3,4.7413793103448329E-7,1.7077442499961714E-5,2.4120781636501408E-2,null,8.8194583410667118E-3,9.9538470106299171E-3,1.3750393135788638E-4,3.9451976572742187E-3,5.1767055288220326E-5,1.4657143946291682E-5,2.2922431139563243E-2]
[2004,2,1,18,1.0566314347628225E-2,1.0317056248178592E-2,2.4278869434466363E-4,4.4056613945908851E-3,4.7413793103448329E-7,1.9332953773541564E-5,2.5551627776446945E-2,null,9.8637287595631888E-3,1.00539413632105E-2,1.5566482795232423E-4,4.1121788127567597E-3,5.1767055288220326E-5,1.65929931467453E-5,2.4253873811917737E-2]
[2004,2,1,19,1.0060646043198436E-2,9.5546461501498127E-3,2.4278869434466363E-4,3.9106483151863771E-3,4.7413793103448329E-7,1.9332953773541564E-5,2.3788536294583863E-2,null,9.3916838408614044E-3,9.3109749359746134E-3,1.5566482795232423E-4,3.6501409676187035E-3,5.1767055288220326E-5,1.65929931467453E-5,2.2576824620842009E-2]
[2004,2,1,20,9.5193518952032524E-3,8.5162319637366469E-3,2.4278869434466363E-4,3.106265047529757E-3,4.7413793103448329E-7,1.9332953773541564E-5,2.1404444692518898E-2,null,8.8863819466241008E-3,8.2990433258540389E-3,1.5566482795232423E-4,2.8993415905592766E-3,5.1767055288220326E-5,1.65929931467453E-5,2.0308791739424705E-2]
[2004,2,1,21,9.2944802456027837E-3,8.7688793048799236E-3,2.4278869434466363E-4,3.2780225291717036E-3,4.7413793103448329E-7,1.9332953773541564E-5,2.1603977865703654E-2,null,8.6764626801324272E-3,8.5452474263574153E-3,1.5566482795232423E-4,3.0596574690804081E-3,5.1767055288220326E-5,1.65929931467453E-5,2.0505392451957538E-2]
[2004,2,1,22,9.2434165512222614E-3,9.1729357339696629E-3,2.4278869434466363E-4,3.6234660707822617E-3,4.7413793103448329E-7,1.9332953773541564E-5,2.2302414142023424E-2,null,8.6287943622819583E-3,8.9389992435207309E-3,1.5566482795232423E-4,3.3820893324457281E-3,5.1767055288220326E-5,1.65929931467453E-5,2.1173907814635708E-2]
[2004,2,1,23,7.4131996768411201E-3,8.6972585659804182E-3,2.4278869434466363E-4,3.1992143548303037E-3,4.7413793103448329E-7,1.9332953773541564E-5,1.9572268383701082E-2,null,6.92027403758394E-3,8.4754532242164154E-3,1.5566482795232423E-4,2.9860990913992201E-3,5.1767055288220326E-5,1.65929931467453E-5,1.8605851229586863E-2]
[2004,2,1,24,6.2675179337719098E-3,8.5589563299370165E-3,2.4278869434466363E-4,2.8293173378640133E-3,4.7413793103448329E-7,1.9332953773541564E-5,1.7918387387622182E-2,null,5.8507720725061293E-3,8.340678096686531E-3,1.5566482795232423E-4,2.6408427178753174E-3,5.1767055288220326E-5,1.65929931467453E-5,1.7056317763455269E-2]
[2004,2,2,1,6.2119332802159297E-3,8.20448366379079E-3,2.4278869434466363E-4,2.4658191333513332E-3,4.7413793103448329E-7,1.9332953773541564E-5,1.7144831863407296E-2,null,5.7988834074681117E-3,7.9952455125689229E-3,1.5566482795232423E-4,2.3015589007151084E-3,5.1767055288220326E-5,1.65929931467453E-5,1.6319712697139433E-2]
[2004,2,2,2,6.1592461889937149E-3,8.1357597332840231E-3,2.4278869434466363E-4,2.44722619508092E-3,4.7413793103448329E-7,1.9332953773541564E-5,{"$f":"SUM(E772:J772)","v":1.7004827903407901E-2},null,{"$f":"E772*V$5","v":5.7496996372480881E-3},{"$f":"F772*W$5","v":7.9282742417971491E-3},{"$f":"G772*X$5","v":1.5566482795232423E-4},{"$f":"H772*AB$5","v":2.2842045286981484E-3},{"$f":"I772*Z$5","v":5.1767055288220326E-5},{"$f":"J772*AA$5","v":1.65929931467453E-5},{"$f":"SUM(M772:R772)","v":1.6186203284130674E-2}]
[2004,2,2,3,6.3215848372971655E-3,8.3550546971011622E-3,2.4278869434466363E-4,2.5599848329216392E-3,4.7413793103448329E-7,1.9332953773541564E-5,1.7499220153369209E-2,null,5.9012439072156746E-3,8.1419765474188832E-3,1.5566482795232423E-4,2.3894517640061577E-3,5.1767055288220326E-5,1.65929931467453E-5,1.6656697095028004E-2]
[2004,2,2,4,6.6281532649844618E-3,8.4866260595944064E-3,2.4278869434466363E-4,2.6504185068343044E-3,4.7413793103448329E-7,1.9332953773541564E-5,1.8027793617462415E-2,null,6.1874276906493013E-3,8.270192458214011E-3,1.5566482795232423E-4,2.4738612100611802E-3,5.1767055288220326E-5,1.65929931467453E-5,1.7155506235311781E-2]
[2004,2,2,5,6.8794551868082421E-3,8.6927231668615899E-3,2.4278869434466363E-4,2.5997590880597245E-3,4.7413793103448329E-7,1.9332953773541564E-5,1.8434533227778799E-2,null,6.4220198021534532E-3,8.4710334909414795E-3,1.5566482795232423E-4,2.4265764621213665E-3,5.1767055288220326E-5,1.65929931467453E-5,1.7543654631603588E-2]
[2004,2,2,6,6.9448169026505658E-3,8.9015671258655116E-3,2.4278869434466363E-4,2.3512394829314845E-3,4.7413793103448329E-7,1.9332953773541564E-5,1.8460219297496801E-2,null,6.4830354236007784E-3,8.6745513227122293E-3,1.5566482795232423E-4,2.1946119593527816E-3,5.1767055288220326E-5,1.65929931467453E-5,1.7576223582053078E-2]
[2004,2,2,7,8.012091960110785E-3,1.0196299054915012E-2,1.052084342160209E-4,2.470416047189017E-3,4.7413793103448329E-7,8.3776133018680105E-6,2.0792867247663736E-2,null,7.4793441962049019E-3,9.9362638289359102E-3,6.7454758779340488E-5,2.3058495917134226E-3,5.1767055288220326E-5,7.190297030256297E-6,1.984786972795205E-2]
[2004,2,2,8,7.4285049821903168E-3,1.1963366284665648E-2,0,2.661387540067661E-3,4.7413793103448329E-7,0,2.2053732944854663E-2,null,6.9345616477742098E-3,1.1658265714493157E-2,0,2.4840995425199604E-3,5.1767055288220326E-5,0,2.1128693960075547E-2]
[2004,2,2,9,7.4376457035756098E-3,1.3417561462962668E-2,0,3.1005802452072693E-3,4.7413793103448329E-7,0,2.3956261549676582E-2,null,6.9430945754768107E-3,1.307537469418325E-2,0,2.8940354806312766E-3,5.1767055288220326E-5,0,2.2964271805579559E-2]
[2004,2,2,10,7.0595493065880068E-3,1.3942883225097572E-2,0,3.1918862330512806E-3,4.7413793103448329E-7,0,2.4194792902667895E-2,null,6.5901389296237258E-3,1.358729922636317E-2,0,2.9792591315343973E-3,5.1767055288220326E-5,0,2.3208464342809512E-2]
[2004,2,2,11,7.1908583247254753E-3,1.4493174495551545E-2,0,3.5493904868663362E-3,4.7413793103448329E-7,0,2.5233897445074389E-2,null,6.7127168215906901E-3,1.4123556471912994E-2,0,3.3129482842717477E-3,5.1767055288220326E-5,0,2.420098863306365E-2]
[2004,2,2,12,7.0669284511650906E-3,1.439549500743019E-2,0,3.471142471671399E-3,4.7413793103448329E-7,0,2.4934040068197716E-2,null,6.5970274129861671E-3,1.402836809430442E-2,0,3.2399127508056609E-3,5.1767055288220326E-5,0,2.3917075313384467E-2]
[2004,2,2,13,6.7248246830640575E-3,1.4298918061495827E-2,0,3.3583148635977921E-3,4.7413793103448329E-7,0,2.4382531746088711E-2,null,6.2776711393456291E-3,1.3934254140856365E-2,0,3.1346011397081867E-3,5.1767055288220326E-5,0,2.3398293475198399E-2]
[2004,2,2,14,6.5891443685341259E-3,1.4013130162810906E-2,0,3.1312028793255243E-3,4.7413793103448329E-7,0,2.3733951548601591E-2,null,6.1510126114516644E-3,1.365575466323642E-2,0,2.9226181918143232E-3,5.1767055288220326E-5,0,2.2781152521790627E-2]
[2004,2,2,15,6.3458783012933628E-3,1.3849220314412901E-2,0,3.0538916095081818E-3,4.7413793103448329E-7,0,2.3249464363145483E-2,null,5.9239220267193306E-3,1.3496024991806433E-2,0,2.8504570025498633E-3,5.1767055288220326E-5,0,2.2322171076363848E-2]
[2004,2,2,16,6.5058095512696389E-3,1.373442320335237E-2,0,3.2302722660833613E-3,4.7413793103448329E-7,0,2.3470979158636406E-2,null,6.073218973416547E-3,1.3384155540336465E-2,0,3.0150880837852682E-3,5.1767055288220326E-5,0,2.2524229652826501E-2]
[2004,2,2,17,7.9463194430118168E-3,1.3856416724553296E-2,2.104168684320418E-4,3.6779709705607663E-3,4.7413793103448329E-7,1.6755226603736021E-5,2.5708353371092691E-2,null,7.4179450888952111E-3,1.350303787259691E-2,1.3490951755868098E-4,3.4329633951541744E-3,5.1767055288220326E-5,1.4380594060512594E-5,2.455500352355371E-2]
[2004,2,2,18,9.5502613700725637E-3,1.2973287581579559E-2,2.4278869434466363E-4,3.2438713269961577E-3,4.7413793103448329E-7,1.9332953773541564E-5,2.6030016064697521E-2,null,8.9152361588101924E-3,1.2642431086512187E-2,1.5566482795232423E-4,3.0277812449591274E-3,5.1767055288220326E-5,1.65929931467453E-5,2.4809473366668795E-2]
[2004,2,2,19,1.0434978510186248E-2,1.2027658088408624E-2,2.4278869434466363E-4,2.8398622790093198E-3,4.7413793103448329E-7,1.9332953773541564E-5,2.5565094663653434E-2,null,9.7411258315868374E-3,1.1720917890600176E-2,1.5566482795232423E-4,2.6506852090873601E-3,5.1767055288220326E-5,1.65929931467453E-5,2.4336753807661659E-2]
[2004,2,2,20,9.5017767855174028E-3,1.2094608975532908E-2,2.4278869434466363E-4,3.1039643556687499E-3,4.7413793103448329E-7,1.9332953773541564E-5,2.4962945902768298E-2,null,8.869975458121352E-3,1.1786161335742904E-2,1.5566482795232423E-4,2.8971941589983462E-3,5.1767055288220326E-5,1.65929931467453E-5,2.3777355829249894E-2]
[2004,2,2,21,8.9042804268589584E-3,1.1529562215779164E-2,2.4278869434466363E-4,2.8990973867657303E-3,4.7413793103448329E-7,1.9332953773541564E-5,2.3595535815453095E-2,null,8.3122084049429192E-3,1.123552490870596E-2,1.5566482795232423E-4,2.7059743775618918E-3,5.1767055288220326E-5,1.65929931467453E-5,2.2477732567598059E-2]
[2004,2,2,22,8.4706261304034365E-3,1.0997056453491156E-2,2.4278869434466363E-4,2.8328945461880005E-3,4.7413793103448329E-7,1.9332953773541564E-5,2.2563172916131833E-2,null,7.9073890691811911E-3,1.0716599589232151E-2,1.5566482795232423E-4,2.6441816309149754E-3,5.1767055288220326E-5,1.65929931467453E-5,2.1492195165715607E-2]
[2004,2,2,23,7.7807084898681884E-3,1.0721452050603526E-2,2.4278869434466363E-4,2.9575389807125893E-3,4.7413793103448329E-7,1.9332953773541564E-5,2.1722295307233543E-2,null,7.2633460993442181E-3,1.0448023898703755E-2,1.5566482795232423E-4,2.7605228920498789E-3,5.1767055288220326E-5,1.65929931467453E-5,2.069591776648514E-2]
[2004,2,2,24,6.6124241015613899E-3,1.026389725788183E-2,2.4278869434466363E-4,2.7223288128358633E-3,4.7413793103448329E-7,1.9332953773541564E-5,1.9861245958328323E-2,null,6.1727444059659475E-3,1.0002138081488013E-2,1.5566482795232423E-4,2.5409812200377813E-3,5.1767055288220326E-5,1.65929931467453E-5,1.893988858387903E-2]
[2004,2,3,1,6.5000275788108493E-3,1.0229134087024699E-2,2.4278869434466363E-4,3.0251876091835295E-3,4.7413793103448329E-7,1.9332953773541564E-5,2.0016945061068318E-2,null,6.0678214614599234E-3,9.968261472405985E-3,1.5566482795232423E-4,2.823665115610636E-3,5.1767055288220326E-5,1.65929931467453E-5,1.9083772925863832E-2]
[2004,2,3,2,6.5754931307028105E-3,1.0007094433723818E-2,2.4278869434466363E-4,3.0016093755953245E-3,4.7413793103448329E-7,1.9332953773541564E-5,1.9846792726071195E-2,null,6.1382690849228891E-3,9.7518844748502378E-3,1.5566482795232423E-4,2.801657543098893E-3,5.1767055288220326E-5,1.65929931467453E-5,1.8915835979259308E-2]
[2004,2,3,3,6.3603608807706862E-3,9.6120062850623342E-3,2.4278869434466363E-4,2.8482862335838994E-3,4.7413793103448329E-7,1.9332953773541564E-5,1.9083249185466163E-2,null,5.9374416165217294E-3,9.3668722209291431E-3,1.5566482795232423E-4,2.6585480029833555E-3,5.1767055288220326E-5,1.65929931467453E-5,1.8186886716821518E-2]
[2004,2,3,4,6.9007783308778605E-3,9.751854174034312E-3,2.4278869434466363E-4,3.0213323070478817E-3,4.7413793103448329E-7,1.9332953773541564E-5,1.9936560598009294E-2,null,6.4419251071144981E-3,9.50315358275086E-3,1.5566482795232423E-4,2.8200666339437399E-3,5.1767055288220326E-5,1.65929931467453E-5,1.8989170200196387E-2]
[2004,2,3,5,6.9021124942503457E-3,9.6817370198267558E-3,2.4278869434466363E-4,2.7865600437895163E-3,4.7413793103448329E-7,1.9332953773541564E-5,1.963300534391586E-2,null,6.4431705580062833E-3,9.434824619527226E-3,1.5566482795232423E-4,2.6009336955887139E-3,5.1767055288220326E-5,1.65929931467453E-5,1.8702953749509511E-2]
[2004,2,3,6,7.1518554770608105E-3,1.0094906053529409E-2,2.4278869434466363E-4,2.7366054087013363E-3,4.7413793103448329E-7,1.9332953773541564E-5,2.0245962725340797E-2,null,6.6763073889770201E-3,9.8374566434317363E-3,1.5566482795232423E-4,2.5543067822583294E-3,5.1767055288220326E-5,1.65929931467453E-5,1.9292095691054376E-2]
[2004,2,3,7,8.04335147005001E-3,1.1384529270881044E-2,1.0116195597694317E-4,2.9445670735712636E-3,4.7413793103448329E-7,8.0553974056423193E-6,2.2482139305815937E-2,null,7.5085251685906608E-3,1.1094190724936549E-2,6.4860344980135088E-5,2.7484151068775777E-3,5.1767055288220326E-5,6.9137471444772094E-6,2.1474672147817616E-2]
[2004,2,3,8,7.8473330583403202E-3,1.3157426107558563E-2,0,3.1312447401184765E-3,4.7413793103448329E-7,0,2.4136478043948393E-2,null,7.3255406026034899E-3,1.2821873545520565E-2,0,2.9226572640557976E-3,5.1767055288220326E-5,0,2.3121838467468073E-2]
[2004,2,3,9,7.5967395382360173E-3,1.4273721356725206E-2,0,3.4008383431105237E-3,4.7413793103448329E-7,0,2.5271773376002782E-2,null,7.0916097890868718E-3,1.390970002520398E-2,0,3.1742919229607635E-3,5.1767055288220326E-5,0,2.4227368792539835E-2]
[2004,2,3,10,7.3380664825332172E-3,1.480176048363103E-2,0,3.6095357373333802E-3,4.7413793103448329E-7,0,2.5749836841428661E-2,null,6.850136672263263E-3,1.4424272621464592E-2,0,3.3690869664142718E-3,5.1767055288220326E-5,0,2.4695263315430347E-2]
[2004,2,3,11,7.0822290586254125E-3,1.4975881569687554E-2,0,3.628751086702331E-3,4.7413793103448329E-7,0,2.5687335852946334E-2,null,6.6113106376641303E-3,1.459395311434936E-2,0,3.3870222876924193E-3,5.1767055288220326E-5,0,2.4644053094994126E-2]
[2004,2,3,12,6.737102440631448E-3,1.4583578829579624E-2,0,3.3738813180872345E-3,4.7413793103448329E-7,0,2.4695036726229341E-2,null,6.2891325123879327E-3,1.4211655232977601E-2,0,3.1491306367820698E-3,5.1767055288220326E-5,0,2.3701685437435824E-2]
[2004,2,3,13,6.6086909223093751E-3,1.4703889936548545E-2,0,3.4545307082231493E-3,4.7413793103448329E-7,0,2.4767585705012106E-2,null,6.169259456877625E-3,1.4328898057453044E-2,0,3.2244075778982994E-3,5.1767055288220326E-5,0,2.3774332147517188E-2]
[2004,2,3,14,6.3513096477780841E-3,1.4555178757563908E-2,0,3.3770693816789327E-3,4.7413793103448329E-7,0,2.4284031924951956E-2,null,5.9289922268631039E-3,1.4183979445244315E-2,0,3.152106327917026E-3,5.1767055288220326E-5,0,2.3316845055312663E-2]
[2004,2,3,15,6.3301760946144602E-3,1.4022607747052204E-2,0,3.0228880214915577E-3,4.7413793103448329E-7,0,2.3376146001089258E-2,null,5.9092639063462547E-3,1.3664990541565931E-2,0,2.8215187146646593E-3,5.1767055288220326E-5,0,2.2447540217865065E-2]
[2004,2,3,16,7.0642227275588632E-3,1.400651151403212E-2,0,3.2545034773313543E-3,4.7413793103448329E-7,0,2.4325711856853373E-2,null,6.5945016009695892E-3,1.3649304809215574E-2,0,3.0377051359318018E-3,5.1767055288220326E-5,0,2.3333278601405185E-2]
[2004,2,3,17,8.2744287307257181E-3,1.4225942529469284E-2,2.0637039019296408E-4,3.670855959706227E-3,4.7413793103448329E-7,1.6433010707510331E-5,2.6394504758732742E-2,null,7.7242374166669901E-3,1.3863139696746064E-2,1.323151037594756E-4,3.4263223498563009E-3,5.1767055288220326E-5,1.4104044174733508E-5,2.5211885666491782E-2]
[2004,2,3,18,9.1931360858340406E-3,1.3718215866851569E-2,2.4278869434466363E-4,3.5651198942193867E-3,4.7413793103448329E-7,1.9332953773541564E-5,2.6739067632954236E-2,null,8.5818571942044876E-3,1.3368361537966686E-2,1.5566482795232423E-4,3.3276298791246454E-3,5.1767055288220326E-5,1.65929931467453E-5,2.5501873487683107E-2]
[2004,2,3,19,1.0035079205734343E-2,1.3054529793447189E-2,2.4278869434466363E-4,3.3069081108094717E-3,4.7413793103448329E-7,1.9332953773541564E-5,2.6659112896040248E-2,null,9.3678170182694507E-3,1.2721601386129279E-2,1.5566482795232423E-4,3.0866188413163275E-3,5.1767055288220326E-5,1.65929931467453E-5,2.5400062122102347E-2]
[2004,2,3,20,9.7816378847683013E-3,1.2388842820617554E-2,2.4278869434466363E-4,3.0941071138405911E-3,4.7413793103448329E-7,1.9332953773541564E-5,2.5527183605275686E-2,null,9.1312277626189632E-3,1.2072891363610614E-2,1.5566482795232423E-4,2.8879935560995984E-3,5.1767055288220326E-5,1.65929931467453E-5,2.4316137558716464E-2]
[2004,2,3,21,9.1088232996120212E-3,1.2097799841696368E-2,2.4278869434466363E-4,3.1993762941416809E-3,4.7413793103448329E-7,1.9332953773541564E-5,2.466859522149931E-2,null,8.5031506152691647E-3,1.1789270825556041E-2,1.5566482795232423E-4,2.9862502431436586E-3,5.1767055288220326E-5,1.65929931467453E-5,2.3502696560356154E-2]
[2004,2,3,22,8.5372538873555847E-3,1.1734499125013712E-2,2.4278869434466363E-4,3.2465045673913937E-3,4.7413793103448329E-7,1.9332953773541564E-5,2.3780853365809932E-2,null,7.969586548908985E-3,1.1435235331818706E-2,1.5566482795232423E-4,3.0302390723753424E-3,5.1767055288220326E-5,1.65929931467453E-5,2.2659085829490323E-2]
[2004,2,3,23,7.9596241929675814E-3,1.1354102060624259E-2,2.4278869434466363E-4,3.2130607698423654E-3,4.7413793103448329E-7,1.9332953773541564E-5,2.2789382809483442E-2,null,7.4303651665552067E-3,1.1064539496872167E-2,1.5566482795232423E-4,2.9990231292100116E-3,5.1767055288220326E-5,1.65929931467453E-5,2.1717952669024675E-2]
[2004,2,3,24,7.0964159328224391E-3,1.0917920955423431E-2,2.4278869434466363E-4,3.0353247440279324E-3,4.7413793103448329E-7,1.9332953773541564E-5,2.1312257418323044E-2,null,6.6245541845075884E-3,1.0639482276097231E-2,1.5566482795232423E-4,2.8331269664874175E-3,5.1767055288220326E-5,1.65929931467453E-5,2.0321188303479523E-2]
[2004,2,4,1,5.7886165697585276E-3,9.7827749323717642E-3,2.4278869434466363E-4,2.551099357790302E-3,4.7413793103448329E-7,1.9332953773541564E-5,1.8385086645969835E-2,null,5.4037142809429664E-3,9.5332857719870705E-3,1.5566482795232423E-4,2.381158193687471E-3,5.1767055288220326E-5,1.65929931467453E-5,1.7542183123004797E-2]
[2004,2,4,2,5.7867591747528709E-3,9.4185567101838282E-3,2.4278869434466363E-4,2.4715170423256854E-3,4.7413793103448329E-7,1.9332953773541564E-5,1.7939428713311625E-2,null,5.4019803896415705E-3,9.178356171798378E-3,1.5566482795232423E-4,2.3068772441970009E-3,5.1767055288220326E-5,1.65929931467453E-5,1.711123868202424E-2]
[2004,2,4,3,5.6095410000825772E-3,9.0632536788297115E-3,2.4278869434466363E-4,2.3565647593617356E-3,4.7413793103448329E-7,1.9332953773541564E-5,1.7291955224323266E-2,null,5.236545977158372E-3,8.8321143991962475E-3,1.5566482795232423E-4,2.1995824931608128E-3,5.1767055288220326E-5,1.65929931467453E-5,1.6492267745902723E-2]
[2004,2,4,4,5.8937777836972384E-3,8.9240911162644515E-3,2.4278869434466363E-4,2.3209471233905142E-3,4.7413793103448329E-7,1.9332953773541564E-5,1.7401411809401447E-2,null,5.5018830137850546E-3,8.6965008859683605E-3,1.5566482795232423E-4,2.1663375215474324E-3,5.1767055288220326E-5,1.65929931467453E-5,1.6588746297688136E-2]
[2004,2,4,5,5.9006283229792499E-3,8.916434254929953E-3,2.4278869434466363E-4,2.1092636430466443E-3,4.7413793103448329E-7,1.9332953773541564E-5,1.718892200700509E-2,null,5.5082780403867063E-3,8.6890392968259258E-3,1.5566482795232423E-4,1.9687553097257476E-3,5.1767055288220326E-5,1.65929931467453E-5,1.639009752332567E-2]
[2004,2,4,6,6.0908766417370639E-3,9.2083894939572787E-3,2.4278869434466363E-4,2.0134842738101909E-3,4.7413793103448329E-7,1.9332953773541564E-5,1.7575346195553777E-2,null,5.6858761840205092E-3,8.9735488297056232E-3,1.5566482795232423E-4,1.8793562711711916E-3,5.1767055288220326E-5,1.65929931467453E-5,1.6762806161284612E-2]
[2004,2,4,7,6.9793880355636991E-3,1.0534844972823417E-2,9.7115477737865429E-5,2.2493285706637165E-3,4.7413793103448329E-7,7.7331815094166247E-6,1.9868884376229148E-2,null,6.5153078193243164E-3,1.0266175843131459E-2,6.2265931180929674E-5,2.0994898297377468E-3,5.1767055288220326E-5,6.6371972586981192E-6,1.9001643675921373E-2]
[2004,2,4,8,6.8695181118264871E-3,1.2343446944169809E-2,0,2.4612240217052436E-3,4.7413793103448329E-7,0,2.1674663215632575E-2,null,6.4127434727675615E-3,1.2028653213797508E-2,0,2.2972698918556208E-3,5.1767055288220326E-5,0,2.0790433633708909E-2]
[2004,2,4,9,6.6191013062177851E-3,1.3456939660979276E-2,0,2.7134392133820748E-3,4.7413793103448329E-7,0,2.2789954318510171E-2,null,6.1789776234754722E-3,1.3113748633834667E-2,0,2.532683800137867E-3,5.1767055288220326E-5,0,2.1877177112736224E-2]
[2004,2,4,10,6.3623530366653282E-3,1.393388574324032E-2,0,2.9046946937086242E-3,4.7413793103448329E-7,0,2.3201407611545308E-2,null,5.9393013080608062E-3,1.3578531206413164E-2,0,2.7111988206040476E-3,5.1767055288220326E-5,0,2.2280798390366237E-2]
[2004,2,4,11,6.2362677847865164E-3,1.414162410869263E-2,0,3.0231355937878398E-3,4.7413793103448329E-7,0,2.3401501625198023E-2,null,5.8215998386366109E-3,1.3780971640477429E-2,0,2.821749794963442E-3,5.1767055288220326E-5,0,2.24760883293657E-2]
[2004,2,4,12,6.1522500724173921E-3,1.398911436537072E-2,0,2.9967972012144737E-3,4.7413793103448329E-7,0,2.3138635776933623E-2,null,5.7431687132183081E-3,1.3632351338349342E-2,0,2.7971659311115254E-3,5.1767055288220326E-5,0,2.2224453037967395E-2]
[2004,2,4,13,5.9765356514547294E-3,1.3979527503681583E-2,0,3.0206444075306072E-3,4.7413793103448329E-7,0,2.2977181700597954E-2,null,5.5791380653975329E-3,1.3623008969464147E-2,0,2.8194245587666246E-3,5.1767055288220326E-5,0,2.2073338648916523E-2]
[2004,2,4,14,5.7274477321342552E-3,1.3786969870675856E-2,0,2.9433578667085016E-3,4.7413793103448329E-7,0,2.2458249607449646E-2,null,5.3466127408019594E-3,1.3435362115099079E-2,0,2.7472864511784824E-3,5.1767055288220326E-5,0,2.1581028362367739E-2]
[2004,2,4,15,5.9139274106183946E-3,1.3494755888288423E-2,0,2.7931497956416311E-3,4.7413793103448329E-7,0,2.2202307232479485E-2,null,5.5206928322343125E-3,1.3150600437566096E-2,0,2.6070844719468019E-3,5.1767055288220326E-5,0,2.1330144797035433E-2]
[2004,2,4,16,6.3797135653629444E-3,1.3211898123625465E-2,0,2.8003811064263701E-3,4.7413793103448329E-7,0,2.2392466933345814E-2,null,5.9555074837018274E-3,1.2874956367044312E-2,0,2.613834069869596E-3,5.1767055288220326E-5,0,2.1496064975903954E-2]
[2004,2,4,17,7.4175192754792211E-3,1.3431418328868485E-2,1.982774337148086E-4,3.095688899112646E-3,4.7413793103448329E-7,1.5788578915058942E-5,2.415916665402125E-2,null,6.9243064132936379E-3,1.3088878169781685E-2,1.2712627616106478E-4,2.8894699709439307E-3,5.1767055288220326E-5,1.3550944403175328E-5,2.3095098829871714E-2]
[2004,2,4,18,8.3248417130713896E-3,1.2932853030140301E-2,2.4278869434466363E-4,3.0338858183986991E-3,4.7413793103448329E-7,1.9332953773541564E-5,{"$f":"SUM(E836:J836)","v":2.4554176347659631E-2},null,{"$f":"E836*V$5","v":7.7712982902562724E-3},{"$f":"F836*W$5","v":1.2603027733517017E-2},{"$f":"G836*X$5","v":1.5566482795232423E-4},{"$f":"H836*AB$5","v":2.8317838947086987E-3},{"$f":"I836*Z$5","v":5.1767055288220326E-5},{"$f":"J836*AA$5","v":1.65929931467453E-5},{"$f":"SUM(M836:R836)","v":2.3430134794869276E-2}]
[2004,2,4,19,9.0218331373800014E-3,1.2176546340348865E-2,2.4278869434466363E-4,2.694531826143673E-3,4.7413793103448329E-7,1.9332953773541564E-5,2.4155507089921781E-2,null,8.4219446869977198E-3,1.1866009059890095E-2,1.5566482795232423E-4,2.5150359261315253E-3,5.1767055288220326E-5,1.65929931467453E-5,2.3027014549406626E-2]
[2004,2,4,20,9.0939988597971231E-3,1.1797893143347773E-2,2.4278869434466363E-4,2.7551261410278852E-3,4.7413793103448329E-7,1.9332953773541564E-5,2.3909613930222021E-2,null,8.4893118964372346E-3,1.1497012618651029E-2,1.5566482795232423E-4,2.571593758321329E-3,5.1767055288220326E-5,1.65929931467453E-5,2.2781943149796882E-2]
[2004,2,4,21,8.5241251476703105E-3,1.1663635090712939E-2,2.4278869434466363E-4,2.9156320460702561E-3,4.7413793103448329E-7,1.9332953773541564E-5,2.3365988070502747E-2,null,7.9573307780744246E-3,1.1366178536112442E-2,1.5566482795232423E-4,2.7214075826084037E-3,5.1767055288220326E-5,1.65929931467453E-5,2.226894177318256E-2]
[2004,2,4,22,7.8365930178988762E-3,1.1202067090952575E-2,2.4278869434466363E-4,2.8337244910194774E-3,4.7413793103448329E-7,1.9332953773541564E-5,2.2134980385920169E-2,null,7.3155146993134816E-3,1.0916381860287948E-2,1.5566482795232423E-4,2.644956289075484E-3,5.1767055288220326E-5,1.65929931467453E-5,2.11008777250642E-2]
[2004,2,4,23,7.2325491388352267E-3,1.0578143244071039E-2,2.4278869434466363E-4,2.7606584736788032E-3,4.7413793103448329E-7,1.9332953773541564E-5,2.0833946642634309E-2,null,6.7516354897861203E-3,1.0308369882766439E-2,1.5566482795232423E-4,2.5767575553258286E-3,5.1767055288220326E-5,1.65929931467453E-5,1.986078780426568E-2]
[2004,2,4,24,6.128817380093461E-3,9.9627776648001688E-3,2.4278869434466363E-4,2.3516502270444556E-3,4.7413793103448329E-7,1.9332953773541564E-5,1.8705841057987328E-2,null,5.7212941301247782E-3,9.7086979121866878E-3,1.5566482795232423E-4,2.1949953417981275E-3,5.1767055288220326E-5,1.65929931467453E-5,1.7849012260496882E-2]
[2004,2,5,1,6.373123766032913E-3,1.0134514681330926E-2,2.4278869434466363E-4,2.670405438345382E-3,4.7413793103448329E-7,1.9332953773541564E-5,1.944063967175846E-2,null,5.9493558596792114E-3,9.8760551362396028E-3,1.5566482795232423E-4,2.4925167146337248E-3,5.1767055288220326E-5,1.65929931467453E-5,1.8541952586939827E-2]
[2004,2,5,2,6.5078582523460304E-3,9.8468550391169144E-3,2.4278869434466363E-4,2.6806451263139282E-3,4.7413793103448329E-7,1.9332953773541564E-5,1.9297954203826111E-2,null,6.0751314502804866E-3,9.595731649984271E-3,1.5566482795232423E-4,2.5020742870711333E-3,5.1767055288220326E-5,1.65929931467453E-5,1.8396962263723182E-2]
[2004,2,5,3,6.2238969739325991E-3,9.39683251637927E-3,2.4278869434466363E-4,2.4592744043257734E-3,4.7413793103448329E-7,1.9332953773541564E-5,1.8342599680686883E-2,null,5.8100515996968626E-3,9.1571860080016439E-3,1.5566482795232423E-4,2.2954501479936248E-3,5.1767055288220326E-5,1.65929931467453E-5,1.7486712632079422E-2]
[2004,2,5,4,6.6688739190862E-3,9.4009720051042266E-3,2.4278869434466363E-4,2.513666252984062E-3,4.7413793103448329E-7,1.9332953773541564E-5,1.8846107963223727E-2,null,6.2254407076538249E-3,9.1612199277470892E-3,1.5566482795232423E-4,2.3462186904680644E-3,5.1767055288220326E-5,1.65929931467453E-5,1.7956904202256267E-2]
[2004,2,5,5,6.8736074841259844E-3,9.4467454973576545E-3,2.4278869434466363E-4,2.436860539964674E-3,4.7413793103448329E-7,1.9332953773541564E-5,1.9019809307497554E-2,null,6.4165609305709215E-3,9.205826063066606E-3,1.5566482795232423E-4,2.2745293803988027E-3,5.1767055288220326E-5,1.65929931467453E-5,1.8120941250423621E-2]
[2004,2,5,6,7.0886495146445143E-3,9.7149350811379601E-3,2.4278869434466363E-4,2.3442719453286051E-3,4.7413793103448329E-7,1.9332953773541564E-5,1.9410452327160321E-2,null,6.6173041785149512E-3,9.4671760339002983E-3,1.5566482795232423E-4,2.1881085633943848E-3,5.1767055288220326E-5,1.65929931467453E-5,1.8496613652196923E-2]
[2004,2,5,7,7.7221540047099435E-3,1.0770950322798315E-2,9.7115477737865429E-5,2.2756100395441045E-3,4.7413793103448329E-7,7.7331815094166247E-6,2.0874037164230683E-2,null,7.2086850756177719E-3,1.0496259821263012E-2,6.2265931180929674E-5,2.1240205618613612E-3,5.1767055288220326E-5,6.6371972586981192E-6,1.9949635642469994E-2]
[2004,2,5,8,7.7997284457006141E-3,1.285965774891103E-2,0,2.7843821612058535E-3,4.7413793103448329E-7,0,2.3444242493748532E-2,null,7.2811013618868312E-3,1.2531699144446592E-2,0,2.598900892380504E-3,5.1767055288220326E-5,0,2.2463468454002149E-2]
[2004,2,5,9,7.4014662118755048E-3,1.3920718768287448E-2,0,2.9455490849760787E-3,4.7413793103448329E-7,0,2.4268208203070067E-2,null,6.9093207655135658E-3,1.3565700027545606E-2,0,2.7493317017156932E-3,5.1767055288220326E-5,0,2.3276119550063083E-2]
[2004,2,5,10,7.0648696222489621E-3,1.4340108380700375E-2,0,3.1111682686303516E-3,4.7413793103448329E-7,0,2.4516620409510723E-2,null,6.5951054817126008E-3,1.3974393987344801E-2,0,2.9039181842005586E-3,5.1767055288220326E-5,0,2.3525184708546181E-2]
[2004,2,5,11,6.7534913274675014E-3,1.4437646862905298E-2,0,3.105834981314688E-3,4.7413793103448329E-7,0,2.4297447309618522E-2,null,6.3044316535173367E-3,1.4069444955097156E-2,0,2.8989401731512429E-3,5.1767055288220326E-5,0,2.3324583837053953E-2]
[2004,2,5,12,6.6333794343814492E-3,1.4331730691807232E-2,0,3.0647224839274244E-3,4.7413793103448329E-7,0,2.4030306748047139E-2,null,6.1923063565386023E-3,1.3966229953839048E-2,0,2.8605663796266224E-3,5.1767055288220326E-5,0,2.3070869745292495E-2]
[2004,2,5,13,6.2800765784843818E-3,1.4221725423338912E-2,0,2.9622398097401228E-3,4.7413793103448329E-7,0,2.3464515949494454E-2,null,5.8624956556739298E-3,1.3859030139064366E-2,0,2.7649105759406903E-3,5.1767055288220326E-5,0,2.2538203425967206E-2]
[2004,2,5,14,6.2513730743090877E-3,1.425437981436635E-2,0,3.1017900459028029E-3,4.7413793103448329E-7,0,2.3608017072509275E-2,null,5.8357007326459544E-3,1.3890851748324193E-2,0,2.895164690605048E-3,5.1767055288220326E-5,0,2.2673484226863414E-2]
[2004,2,5,15,6.0381204783186765E-3,1.3487574146910927E-2,0,2.5506694912533264E-3,4.7413793103448329E-7,0,2.2076838254413964E-2,null,5.636627934419553E-3,1.3143601851442479E-2,0,2.380756962656E-3,5.1767055288220326E-5,0,2.1212753803806252E-2]
[2004,2,5,16,7.0418064154415556E-3,1.367573205993656E-2,0,3.0002932769834351E-3,4.7413793103448329E-7,0,2.3718305890292585E-2,null,6.5735758159474484E-3,1.3326961191459428E-2,0,2.8004291162311459E-3,5.1767055288220326E-5,0,2.2752733178926243E-2]
[2004,2,5,17,7.9777033875542431E-3,1.3451363022707205E-2,1.9423095547573086E-4,3.119407269384704E-3,4.7413793103448329E-7,1.5466363018833249E-5,2.4758645136071747E-2,null,7.4472422218582433E-3,1.3108314216027636E-2,1.2453186236185935E-4,2.9116083449518891E-3,5.1767055288220326E-5,1.3274394517396238E-5,2.3656738095005243E-2]
[2004,2,5,18,9.0643999125887571E-3,1.3112626923785576E-2,2.4278869434466363E-4,3.088213860852492E-3,4.7413793103448329E-7,1.9332953773541564E-5,2.5527836483276067E-2,null,8.4616810710399677E-3,1.2778216870986799E-2,1.5566482795232423E-4,2.8824928814209609E-3,5.1767055288220326E-5,1.65929931467453E-5,2.4346415699835016E-2]
[2004,2,5,19,9.9416767935388284E-3,1.2491561179805193E-2,2.4278869434466363E-4,2.7909834963343355E-3,4.7413793103448329E-7,1.9332953773541564E-5,2.5486817255727597E-2,null,9.2806252095578093E-3,1.217299010644533E-2,1.5566482795232423E-4,2.6050624803964557E-3,5.1767055288220326E-5,1.65929931467453E-5,2.4282702672786885E-2]
[2004,2,5,20,9.8800588328777396E-3,1.2060848956713627E-2,2.4278869434466363E-4,2.7810454349583781E-3,4.7413793103448329E-7,1.9332953773541564E-5,2.4984549010598985E-2,null,9.2231044099031177E-3,1.1753262295409586E-2,1.5566482795232423E-4,2.5957864417339603E-3,5.1767055288220326E-5,1.65929931467453E-5,2.3796178023433954E-2]
[2004,2,5,21,9.0428243155609503E-3,1.1699209419566037E-2,2.4278869434466363E-4,2.791557303004252E-3,4.7413793103448329E-7,1.9332953773541564E-5,2.3796186824180478E-2,null,8.4415400994668766E-3,1.1400845616306731E-2,1.5566482795232423E-4,2.6055980630069453E-3,5.1767055288220326E-5,1.65929931467453E-5,2.2672008655167841E-2]
[2004,2,5,22,8.4520059743498042E-3,1.1345964242727994E-2,2.4278869434466363E-4,2.8558683766971376E-3,4.7413793103448329E-7,1.9332953773541564E-5,2.2916434379824175E-2,null,7.8900070225439937E-3,1.1056609216956519E-2,1.5566482795232423E-4,2.6656250625830399E-3,5.1767055288220326E-5,1.65929931467453E-5,2.1836266178470842E-2]
[2004,2,5,23,7.9366904725330333E-3,1.1023041225912114E-2,2.4278869434466363E-4,2.9011654087012337E-3,4.7413793103448329E-7,1.9332953773541564E-5,2.2123492893195623E-2,null,7.4089563772298346E-3,1.0741921674522013E-2,1.5566482795232423E-4,2.7079046384752554E-3,5.1767055288220326E-5,1.65929931467453E-5,2.1082807566614393E-2]
[2004,2,5,24,7.0602167262972188E-3,1.0645541358157772E-2,2.4278869434466363E-4,2.7313573533571051E-3,4.7413793103448329E-7,1.9332953773541564E-5,2.0699711223861335E-2,null,6.5907619706164376E-3,1.0374049149285764E-2,1.5566482795232423E-4,2.5494083254633481E-3,5.1767055288220326E-5,1.65929931467453E-5,1.9738244321752838E-2]
[2004,2,6,1,6.7762864247625509E-3,1.0512089726198628E-2,2.4278869434466363E-4,3.0107774671184586E-3,4.7413793103448329E-7,1.9332953773541564E-5,2.0561749404128877E-2,null,6.3257110371670094E-3,1.0244000921354579E-2,1.5566482795232423E-4,2.8102149033538445E-3,5.1767055288220326E-5,1.65929931467453E-5,1.9603951738262723E-2]
[2004,2,6,2,6.7467008714798783E-3,1.0357206291444359E-2,2.4278869434466363E-4,2.9793919598974572E-3,4.7413793103448329E-7,1.9332953773541564E-5,2.0345894908870937E-2,null,6.2980927150935806E-3,1.0093067463816538E-2,1.5566482795232423E-4,2.7809201377642138E-3,5.1767055288220326E-5,1.65929931467453E-5,1.9396105193061619E-2]
[2004,2,6,3,6.5551685159200039E-3,1.0002211694859615E-2,2.4278869434466363E-4,2.7525653777534082E-3,4.7413793103448329E-7,1.9332953773541564E-5,1.9572541374582267E-2,null,6.1192959140740381E-3,9.7471262600017684E-3,1.5566482795232423E-4,2.5692035799715542E-3,5.1767055288220326E-5,1.65929931467453E-5,1.8659650630434652E-2]
[2004,2,6,4,6.6334710261254145E-3,9.7689782034641095E-3,2.4278869434466363E-4,2.6178630333527717E-3,4.7413793103448329E-7,1.9332953773541564E-5,1.9282908048991534E-2,null,6.1923918580757869E-3,9.5198408997187664E-3,1.5566482795232423E-4,2.4434744153668834E-3,5.1767055288220326E-5,1.65929931467453E-5,1.8379732049548726E-2]
[2004,2,6,5,7.2300515795015088E-3,9.94595557116916E-3,2.4278869434466363E-4,2.6714481810186535E-3,4.7413793103448329E-7,1.9332953773541564E-5,2.0110051117738566E-2,null,6.7493040005820121E-3,9.692304830778176E-3,1.5566482795232423E-4,2.4934899951344573E-3,5.1767055288220326E-5,1.65929931467453E-5,1.9159123702881937E-2]
[2004,2,6,6,7.333035282579733E-3,9.9363254128100424E-3,2.4278869434466363E-4,2.4576715757444038E-3,4.7413793103448329E-7,1.9332953773541564E-5,1.998962805718342E-2,null,6.8454400117207497E-3,9.6829202694137754E-3,1.5566482795232423E-4,2.2939540916373916E-3,5.1767055288220326E-5,1.65929931467453E-5,1.9046339249159206E-2]
[2004,2,6,7,8.1265527229760163E-3,1.1118263090484616E-2,9.3068999498787728E-5,2.5708521169896755E-3,4.7413793103448329E-7,7.4109656131909335E-6,2.1916622033493319E-2,null,7.586194123376409E-3,1.0834715105116764E-2,5.9671517381724287E-5,2.3995951253075174E-3,5.1767055288220326E-5,6.3606473729190325E-6,2.0938303573843558E-2]
[2004,2,6,8,8.2456143470860162E-3,1.3178825036321198E-2,0,3.0596921333532539E-3,4.7413793103448329E-7,0,2.4484605654691502E-2,null,7.6973389868791415E-3,1.2842726739478196E-2,0,2.855871125225719E-3,5.1767055288220326E-5,0,2.3447703906871276E-2]
[2004,2,6,9,7.967986291639452E-3,1.4128418423670599E-2,0,3.2114097953292917E-3,4.7413793103448329E-7,0,2.5308288648570376E-2,null,7.4381712444785411E-3,1.3768102738759853E-2,0,2.9974821341572826E-3,5.1767055288220326E-5,0,2.4255523172683896E-2]
[2004,2,6,10,8.2909228487139004E-3,1.4496731679878E-2,0,3.278275775486574E-3,4.7413793103448329E-7,0,2.606640444200951E-2,null,7.7396347918170282E-3,1.4127022937712541E-2,0,3.0598938454237412E-3,5.1767055288220326E-5,0,2.4978318630241532E-2]
[2004,2,6,11,7.5607851349018132E-3,1.467772212839456E-2,0,3.2288859894533885E-3,4.7413793103448329E-7,0,2.5467867390680795E-2,null,7.058046100696309E-3,1.4303397604372704E-2,0,3.0137941537993207E-3,5.1767055288220326E-5,0,2.4427004914156551E-2]
[2004,2,6,12,6.9224938522517016E-3,1.4387533509731654E-2,0,3.1029481307878241E-3,4.7413793103448329E-7,0,2.4413449630702213E-2,null,6.4621966990487415E-3,1.4020609637909598E-2,0,2.8962456298105448E-3,5.1767055288220326E-5,0,2.3430819022057105E-2]
[2004,2,6,13,6.683590982495379E-3,1.4238063966573093E-2,0,3.0627855462467446E-3,4.7413793103448329E-7,0,2.398491463324625E-2,null,6.2391791898558065E-3,1.3874952002014928E-2,0,2.8587584708068704E-3,5.1767055288220326E-5,0,2.3024656717965823E-2]
[2004,2,6,14,6.1399147806788911E-3,1.4085106551206209E-2,0,3.104648981085215E-3,4.7413793103448329E-7,0,2.3330144450901348E-2,null,5.7316536316226177E-3,1.3725895444778615E-2,0,2.8978331781784675E-3,5.1767055288220326E-5,0,2.2407149309867921E-2]
[2004,2,6,15,6.4194889440937217E-3,1.3645213788181574E-2,0,3.0150184224232491E-3,4.7413793103448329E-7,0,2.3080195292629582E-2,null,5.9926380794991544E-3,1.3297221224229404E-2,0,2.8141733479523376E-3,5.1767055288220326E-5,0,2.2155799706969116E-2]
[2004,2,6,16,7.0373810280681065E-3,1.3359850695079301E-2,0,3.2914993307469136E-3,4.7413793103448329E-7,0,2.3689205191825356E-2,null,6.5694446857092591E-3,1.3019135718416529E-2,0,3.0722365152071364E-3,5.1767055288220326E-5,0,2.2712583974621146E-2]
[2004,2,6,17,7.3453012518411107E-3,1.3030011096332939E-2,1.8613799899757546E-4,3.136685781829122E-3,4.7413793103448329E-7,1.4821931226381867E-5,2.3713432198158167E-2,null,6.8568903802964801E-3,1.2697707986969755E-2,1.1934303476344857E-4,2.9277358514545734E-3,5.1767055288220326E-5,1.2721294745838065E-5,2.2666165603518317E-2]
[2004,2,6,18,9.604622133296891E-3,1.2386584760832939E-2,2.4278869434466363E-4,2.8465275548839697E-3,4.7413793103448329E-7,1.9332953773541564E-5,2.5100330235063043E-2,null,8.9659823136156256E-3,1.2070690890905705E-2,1.5566482795232423E-4,2.6569064784446842E-3,5.1767055288220326E-5,1.65929931467453E-5,2.3917604559353302E-2]
[2004,2,6,19,9.6749998788562951E-3,1.2060092449420825E-2,2.4278869434466363E-4,2.8796086358411984E-3,4.7413793103448329E-7,1.9332953773541564E-5,2.4877296750167557E-2,null,9.031680434083084E-3,1.1752525081248908E-2,1.5566482795232423E-4,2.6877838673385348E-3,5.1767055288220326E-5,1.65929931467453E-5,2.3696014259057815E-2]
[2004,2,6,20,9.9883706306304748E-3,1.1412267579341231E-2,2.4278869434466363E-4,2.5175231356560739E-3,4.7413793103448329E-7,1.9332953773541564E-5,2.4180757131677021E-2,null,9.3242142348945976E-3,1.1121221626006086E-2,1.5566482795232423E-4,2.3498186473840926E-3,5.1767055288220326E-5,1.65929931467453E-5,2.3019279384672065E-2]
[2004,2,6,21,9.5001146501558584E-3,1.1808184183733493E-2,2.4278869434466363E-4,3.2543841237417811E-3,4.7413793103448329E-7,1.9332953773541564E-5,2.482527874368037E-2,null,8.8684238430710542E-3,1.1507041207631798E-2,1.5566482795232423E-4,3.0375937330666446E-3,5.1767055288220326E-5,1.65929931467453E-5,2.3637083660156787E-2]
[2004,2,6,22,9.1831712087226541E-3,1.1219937876105642E-2,2.4278869434466363E-4,3.2691336576142322E-3,4.7413793103448329E-7,1.9332953773541564E-5,2.3934838528491768E-2,null,8.5725549113350452E-3,1.0933796888540331E-2,1.5566482795232423E-4,3.0513607285880887E-3,5.1767055288220326E-5,1.65929931467453E-5,2.2781737404850753E-2]
[2004,2,6,23,8.483593515419479E-3,1.0664485686166399E-2,2.4278869434466363E-4,3.3540611866877891E-3,4.7413793103448329E-7,1.9332953773541564E-5,2.2764736174322907E-2,null,7.9194942142971677E-3,1.0392510341934374E-2,1.5566482795232423E-4,3.130630820952619E-3,5.1767055288220326E-5,1.65929931467453E-5,2.1666660253571449E-2]
[2004,2,6,24,7.2004077864069749E-3,9.5459330103593379E-3,2.4278869434466363E-4,2.9712381445277315E-3,4.7413793103448329E-7,1.9332953773541564E-5,1.9980174727343283E-2,null,6.7216313112345924E-3,9.302484006543231E-3,1.5566482795232423E-4,2.7733094877837854E-3,5.1767055288220326E-5,1.65929931467453E-5,1.9021449681948899E-2]
[2004,2,7,1,7.4652492875913121E-3,9.8660171585552292E-3,2.4278869434466363E-4,3.7494712587543342E-3,4.7413793103448329E-7,1.9332953773541564E-5,2.1343333490950116E-2,null,6.9688627152997397E-3,9.6144050797488563E-3,1.5566482795232423E-4,3.4997007006076944E-3,5.1767055288220326E-5,1.65929931467453E-5,2.0306993372043579E-2]
[2004,2,7,2,7.3792059574729792E-3,1.0045186799484617E-2,2.4278869434466363E-4,4.0442324058615631E-3,4.7413793103448329E-7,1.9332953773541564E-5,2.1731220948868403E-2,null,6.8885406614657748E-3,9.7890053747011659E-3,1.5566482795232423E-4,3.7748263708297434E-3,5.1767055288220326E-5,1.65929931467453E-5,2.0676397283383972E-2]
[2004,2,7,3,7.4208690556104634E-3,9.6397386288668337E-3,2.4278869434466363E-4,3.7405537676433636E-3,4.7413793103448329E-7,1.9332953773541564E-5,2.1063757238169899E-2,null,6.9274334566061593E-3,9.3938973094590279E-3,1.5566482795232423E-4,3.4913772470498467E-3,5.1767055288220326E-5,1.65929931467453E-5,2.0036732889502321E-2]
[2004,2,7,4,7.1528872906736892E-3,9.1900648487595223E-3,2.4278869434466363E-4,3.3885007033867039E-3,4.7413793103448329E-7,1.9332953773541564E-5,1.9994048628869159E-2,null,6.6772705942416966E-3,8.9556915161572541E-3,1.5566482795232423E-4,3.1627761535614157E-3,5.1767055288220326E-5,1.65929931467453E-5,1.9019763140347656E-2]
[2004,2,7,5,7.4854918901802077E-3,9.3701484097284578E-3,2.4278869434466363E-4,3.4520681747641042E-3,4.7413793103448329E-7,1.9332953773541564E-5,2.0570304260722011E-2,null,6.9877593271887584E-3,9.1311824235349726E-3,1.5566482795232423E-4,3.222109085797108E-3,5.1767055288220326E-5,1.65929931467453E-5,1.9565075712908126E-2]
[2004,2,7,6,8.4788648188982782E-3,1.0762639471003905E-2,2.4278869434466363E-4,4.4615980631785793E-3,4.7413793103448329E-7,1.9332953773541564E-5,2.3965698139130007E-2,null,7.9150799428362884E-3,1.0488160920315943E-2,1.5566482795232423E-4,4.1643892671745517E-3,5.1767055288220326E-5,1.65929931467453E-5,2.2791655006714071E-2]
[2004,2,7,7,9.68874437395046E-3,1.1380037748622545E-2,8.9022521259709986E-5,4.6084752758682951E-3,4.7413793103448329E-7,7.0887497169652389E-6,2.5773842807349009E-2,null,9.044511016922635E-3,1.1089813749534628E-2,5.7077103582518874E-5,4.3014822727425626E-3,5.1767055288220326E-5,6.0840974871399423E-6,2.4550735295557704E-2]
[2004,2,7,8,1.0027168184507603E-2,1.2022508667048041E-2,0,4.7123552872657664E-3,4.7413793103448329E-7,0,2.6762506276752446E-2,null,9.3604320243137092E-3,1.171589979443317E-2,0,4.3984423301954749E-3,5.1767055288220326E-5,0,2.5526541204230573E-2]
[2004,2,7,9,1.0462962051577632E-2,1.255854349496727E-2,0,4.8176623709351779E-3,4.7413793103448329E-7,0,2.7839642055411118E-2,null,9.76724866429232E-3,1.2238264178119651E-2,0,4.4967343956797247E-3,5.1767055288220326E-5,0,2.6554014293379915E-2]
[2004,2,7,10,1.0997382666883541E-2,1.2914333071696451E-2,0,4.9351704885698183E-3,4.7413793103448329E-7,0,{"$f":"SUM(E900:J900)","v":2.8847360365080846E-2},null,{"$f":"E900*V$5","v":1.0266134067420572E-2},{"$f":"F900*W$5","v":1.2584980087777328E-2},{"$f":"G900*X$5","v":0},{"$f":"H900*AB$5","v":4.6064147247802251E-3},{"$f":"I900*Z$5","v":5.1767055288220326E-5},{"$f":"J900*AA$5","v":0},{"$f":"SUM(M900:R900)","v":2.7509295935266347E-2}]
[2004,2,7,11,1.1654620772465304E-2,1.2788287041807678E-2,0,4.8729634450079048E-3,4.7413793103448329E-7,0,2.9316345397211924E-2,null,1.0879670461533514E-2,1.2462148597565096E-2,0,4.5483515956315328E-3,5.1767055288220326E-5,0,2.794193771001836E-2]
[2004,2,7,12,1.0867497182325164E-2,1.3032065868325062E-2,0,5.1878023700691785E-3,4.7413793103448329E-7,0,2.9087839558650439E-2,null,1.0144885054061827E-2,1.269971035631103E-2,0,4.8422175651446778E-3,5.1767055288220326E-5,0,2.7738580030805753E-2]
[2004,2,7,13,1.0550614940103731E-2,1.2732305257232035E-2,0,5.1170320735426274E-3,4.7413793103448329E-7,0,2.8400426408809427E-2,null,9.8490732522204406E-3,1.2407594511012475E-2,0,4.7761616230547338E-3,5.1767055288220326E-5,0,2.7084596441575869E-2]
[2004,2,7,14,9.4231461376700111E-3,1.2711128007218016E-2,0,5.1694247252738546E-3,4.7413793103448329E-7,0,2.7304173008092916E-2,null,8.796573195322923E-3,1.2386957342351833E-2,0,4.8250641448549375E-3,5.1767055288220326E-5,0,2.6060361737817915E-2]
[2004,2,7,15,9.2394230230320885E-3,1.259386618503602E-2,0,5.076364379209183E-3,4.7413793103448329E-7,0,2.691012772520833E-2,null,8.6250663756287527E-3,1.2272686037049107E-2,0,4.7382030020842293E-3,5.1767055288220326E-5,0,2.5687722470050307E-2]
[2004,2,7,16,9.485743078192839E-3,1.1912544302216613E-2,0,4.8121551656539275E-3,4.7413793103448329E-7,0,2.6210916683994414E-2,null,8.8550078795640065E-3,1.1608739840133896E-2,0,4.4915940521883108E-3,5.1767055288220326E-5,0,2.5007108827174433E-2]
[2004,2,7,17,1.021195993876409E-2,1.2029223255152688E-2,1.8209152075849771E-4,5.0120438126659813E-3,4.7413793103448329E-7,1.4499715330156174E-5,2.7450292380602447E-2,null,9.5329364266078711E-3,1.1722443141048552E-2,1.1674862096424316E-4,4.6781671420228531E-3,5.1767055288220326E-5,1.2444744860058977E-5,2.6114507130791796E-2]
[2004,2,7,18,1.1044728362419117E-2,1.2052259756246658E-2,2.4278869434466363E-4,5.1767625740467543E-3,4.7413793103448329E-7,1.9332953773541564E-5,2.853634647876177E-2,null,1.0310331607199484E-2,1.1744892144489162E-2,1.5566482795232423E-4,4.8319131837511577E-3,5.1767055288220326E-5,1.65929931467453E-5,2.7111161811827093E-2]
[2004,2,7,19,1.1054048067534884E-2,1.1645972185847783E-2,2.4278869434466363E-4,5.0050478520264549E-3,4.7413793103448329E-7,1.9332953773541564E-5,2.7967663891458362E-2,null,1.0319031617473329E-2,1.1348966086597145E-2,1.5566482795232423E-4,4.6716372164248348E-3,5.1767055288220326E-5,1.65929931467453E-5,2.6563659796882598E-2]
[2004,2,7,20,1.1032523301299415E-2,1.1067862220073336E-2,2.4278869434466363E-4,4.7231153512560216E-3,4.7413793103448329E-7,1.9332953773541564E-5,2.7086096658678012E-2,null,1.0298938096802393E-2,1.0785599603215798E-2,1.5566482795232423E-4,4.4084856138711026E-3,5.1767055288220326E-5,1.65929931467453E-5,2.5717048190276582E-2]
[2004,2,7,21,1.0334433588392379E-2,1.1178151767570916E-2,2.4278869434466363E-4,4.9127981328840999E-3,4.7413793103448329E-7,1.9332953773541564E-5,2.6687979274896634E-2,null,9.6472664399297244E-3,1.0893076447079226E-2,1.5566482795232423E-4,4.5855327007655738E-3,5.1767055288220326E-5,1.65929931467453E-5,2.5349900464161811E-2]
[2004,2,7,22,1.0158843881047867E-2,1.0739703618683712E-2,2.4278869434466363E-4,4.6917929224149623E-3,4.7413793103448329E-7,1.9332953773541564E-5,2.585293620819578E-2,null,9.4833522131486415E-3,1.0465809998813195E-2,1.5566482795232423E-4,4.3792497247030363E-3,5.1767055288220326E-5,1.65929931467453E-5,2.4552436813052161E-2]
[2004,2,7,23,9.9506659102071293E-3,1.0084268559649785E-2,2.4278869434466363E-4,4.310726899834175E-3,4.7413793103448329E-7,1.9332953773541564E-5,2.4608257155740332E-2,null,9.2890166131908165E-3,9.8270904365269189E-3,1.5566482795232423E-4,4.0235683674743295E-3,5.1767055288220326E-5,1.65929931467453E-5,2.3363700293579356E-2]
[2004,2,7,24,7.9792256374161142E-3,1.0067374214468629E-2,2.4278869434466363E-4,4.463448053987365E-3,4.7413793103448329E-7,1.9332953773541564E-5,2.2772643691921349E-2,null,7.4486632528107397E-3,9.8106269461925352E-3,1.5566482795232423E-4,4.1661160210773873E-3,5.1767055288220326E-5,1.65929931467453E-5,2.1649431096467952E-2]
[2004,2,8,1,7.3737502518957526E-3,9.7185415832275138E-3,2.4278869434466363E-4,4.2633363922263429E-3,4.7413793103448329E-7,1.9332953773541564E-5,2.161822401339885E-2,null,6.8834477219378229E-3,9.4706905597168132E-3,1.5566482795232423E-4,3.9793347725934382E-3,5.1767055288220326E-5,1.65929931467453E-5,2.0557497930635361E-2]
[2004,2,8,2,7.515689581724108E-3,9.441546237673841E-3,2.4278869434466363E-4,4.1876471641573128E-3,4.7413793103448329E-7,1.9332953773541564E-5,2.1407478769604502E-2,null,7.0159490846343946E-3,9.2007593995982948E-3,1.5566482795232423E-4,3.9086875729694463E-3,5.1767055288220326E-5,1.65929931467453E-5,2.0349420933589425E-2]
[2004,2,8,3,7.2007415547940016E-3,9.3598040119711699E-3,2.4278869434466363E-4,4.1721988849964409E-3,4.7413793103448329E-7,1.9332953773541564E-5,2.0995340237810856E-2,null,6.7219428863713746E-3,9.1211018379505071E-3,1.5566482795232423E-4,3.8942683789894264E-3,5.1767055288220326E-5,1.65929931467453E-5,1.9961337979698596E-2]
[2004,2,8,4,7.2783034757689796E-3,8.9494589750261193E-3,2.4278869434466363E-4,3.7542432671580856E-3,4.7413793103448329E-7,1.9332953773541564E-5,2.0244601504002424E-2,null,6.7943474851177282E-3,8.7212217906881568E-3,1.5566482795232423E-4,3.5041548222694945E-3,5.1767055288220326E-5,1.65929931467453E-5,1.9243748974462668E-2]
[2004,2,8,5,7.0826004490075201E-3,8.5808044016625305E-3,2.4278869434466363E-4,3.3846647520447393E-3,4.7413793103448329E-7,1.9332953773541564E-5,1.9310665388764029E-2,null,6.6116573331979275E-3,8.3619689791576152E-3,1.5566482795232423E-4,3.1591957336375063E-3,5.1767055288220326E-5,1.65929931467453E-5,1.8356846922380338E-2]
[2004,2,8,6,7.2241822424420777E-3,8.6566382469611611E-3,2.4278869434466363E-4,3.3702252079092841E-3,4.7413793103448329E-7,1.9332953773541564E-5,1.9513641483361762E-2,null,6.7438249331562283E-3,8.4358688412538227E-3,1.5566482795232423E-4,3.1457180779255653E-3,5.1767055288220326E-5,1.65929931467453E-5,1.8549436728722904E-2]
[2004,2,8,7,7.4312981698718443E-3,9.189671585605368E-3,8.4976043020632244E-5,3.5449572237852469E-3,4.7413793103448329E-7,6.766533820739546E-6,2.0258143694034867E-2,null,6.937169108120241E-3,8.9553082823551813E-3,5.448268978331346E-5,3.3088103424553806E-3,5.1767055288220326E-5,5.8075476013608539E-6,1.9313345025603692E-2]
[2004,2,8,8,8.13252535334851E-3,9.1581980105396171E-3,0,3.281718845388055E-3,4.7413793103448329E-7,0,2.0572916347207218E-2,null,7.5917696158364295E-3,8.924637374822084E-3,0,3.0631075556551029E-3,5.1767055288220326E-5,0,1.9631281601601838E-2]
[2004,2,8,9,8.7181609549237E-3,9.0724476830061386E-3,0,3.0495081335286502E-3,4.7413793103448329E-7,0,2.0840590909389525E-2,null,8.138464568857388E-3,8.8410739295757823E-3,0,2.8463655312735213E-3,5.1767055288220326E-5,0,1.9877671084994913E-2]
[2004,2,8,10,9.1069533137229739E-3,9.5894657768951473E-3,0,3.3155382606059958E-3,4.7413793103448329E-7,0,2.2012431489155153E-2,null,8.5014049702895698E-3,9.3449065611558059E-3,0,3.0946740947653908E-3,5.1767055288220326E-5,0,2.0992752681498989E-2]
[2004,2,8,11,8.8848952131285238E-3,1.002837833368311E-2,0,3.5543826013415456E-3,4.7413793103448329E-7,0,2.2468130286084211E-2,null,8.294112171583547E-3,9.7726255735729409E-3,0,3.317607849666632E-3,5.1767055288220326E-5,0,2.143611265011134E-2]
[2004,2,8,12,8.7673896832331129E-3,1.0255433246003618E-2,0,3.6680948579752505E-3,4.7413793103448329E-7,0,2.2691391925143016E-2,null,8.1844199329746091E-3,9.9938899264839075E-3,0,3.4237451785712066E-3,5.1767055288220326E-5,0,2.165382209331794E-2]
[2004,2,8,13,8.4349385996093235E-3,1.0206085388370489E-2,0,3.6598606604156068E-3,4.7413793103448329E-7,0,2.2301358786326456E-2,null,7.8740745081837989E-3,9.9458005824783324E-3,0,3.4160595010503713E-3,5.1767055288220326E-5,0,2.128770164700072E-2]
[2004,2,8,14,8.2771997638904169E-3,9.9473874359529181E-3,0,3.4095646804064702E-3,4.7413793103448329E-7,0,2.1634626018180843E-2,null,7.7268241956157425E-3,9.693700178853213E-3,0,3.1824369563910261E-3,5.1767055288220326E-5,0,2.0654728386148201E-2]
[2004,2,8,15,7.9613887124125263E-3,1.0026432913488415E-2,0,3.4829997609824204E-3,4.7413793103448329E-7,0,2.1471295524814398E-2,null,7.4320123578674561E-3,9.7707297672408079E-3,0,3.2509801682747779E-3,5.1767055288220326E-5,0,2.050548934867126E-2]
[2004,2,8,16,8.2374448411697138E-3,9.9638338667392724E-3,0,3.489531681840801E-3,4.7413793103448329E-7,0,2.1691284527680821E-2,null,7.6897126956476927E-3,9.7097271779101671E-3,0,3.257076966043534E-3,5.1767055288220326E-5,0,2.0708283894889615E-2]
[2004,2,8,17,9.2003042105524742E-3,1.0273916672609049E-2,1.7399856428034223E-4,3.8646822915944061E-3,4.7413793103448329E-7,1.3855283537704785E-5,2.3527231160505011E-2,null,8.5885486890447133E-3,1.001190197205311E-2,1.1155979336583233E-4,3.6072369649294243E-3,5.1767055288220326E-5,1.1891645088500797E-5,2.2382906119769799E-2]
[2004,2,8,18,1.0373046909383234E-2,1.0344940986601336E-2,2.4278869434466363E-4,4.0733950096705244E-3,4.7413793103448329E-7,1.9332953773541564E-5,2.5053978691704337E-2,null,9.6833122466537334E-3,1.0081114959853459E-2,1.5566482795232423E-4,3.8020463114396292E-3,5.1767055288220326E-5,1.65929931467453E-5,2.3790498394334111E-2]
[2004,2,8,19,1.0081631538789737E-2,9.8295471207030197E-3,2.4278869434466363E-4,3.779830066224728E-3,4.7413793103448329E-7,1.9332953773541564E-5,2.3953604511766726E-2,null,9.4112739485931567E-3,9.5788651337351954E-3,1.5566482795232423E-4,3.5280371599219736E-3,5.1767055288220326E-5,1.65929931467453E-5,2.2742201118637614E-2]
[2004,2,8,20,1.0265848700545446E-2,9.4640081405881447E-3,2.4278869434466363E-4,3.606584267431912E-3,4.7413793103448329E-7,1.9332953773541564E-5,2.3599036894614744E-2,null,9.5832419647465614E-3,9.22264845878089E-3,1.5566482795232423E-4,3.366332108310513E-3,5.1767055288220326E-5,1.65929931467453E-5,2.2396247408225253E-2]
[2004,2,8,21,9.6017063128000044E-3,9.2516699944382701E-3,2.4278869434466363E-4,3.391240240922965E-3,4.7413793103448329E-7,1.9332953773541564E-5,2.2507212334210481E-2,null,8.9632603746739436E-3,9.0157255517801099E-3,1.5566482795232423E-4,3.1653331971479236E-3,5.1767055288220326E-5,1.65929931467453E-5,2.1368343999989266E-2]
[2004,2,8,22,9.352602146236462E-3,9.4263769319376453E-3,2.4278869434466363E-4,3.5671858114656179E-3,4.7413793103448329E-7,1.9332953773541564E-5,2.2608760675688965E-2,null,8.7307198831626937E-3,9.1859769551951975E-3,1.5566482795232423E-4,3.3295581755523485E-3,5.1767055288220326E-5,1.65929931467453E-5,2.1470279890297529E-2]
[2004,2,8,23,7.7043260304260714E-3,9.3055937831239693E-3,2.4278869434466363E-4,3.3538778594837536E-3,4.7413793103448329E-7,1.9332953773541564E-5,2.0626393459083035E-2,null,7.1920425362342966E-3,9.0682741273123892E-3,1.5566482795232423E-4,3.1304597060673118E-3,5.1767055288220326E-5,1.65929931467453E-5,1.9614801246001286E-2]
[2004,2,8,24,6.5475597918746228E-3,9.2736222782619955E-3,2.4278869434466363E-4,2.978850058740966E-3,4.7413793103448329E-7,1.9332953773541564E-5,1.9062627914926824E-2,null,6.1121931166632408E-3,9.0371179886383716E-3,1.5566482795232423E-4,2.7804143352853695E-3,5.1767055288220326E-5,1.65929931467453E-5,1.8153750316974273E-2]
[2004,2,9,1,5.67651196956322E-3,8.839551041930644E-3,2.4278869434466363E-4,2.6626597714682928E-3,4.7413793103448329E-7,1.9332953773541564E-5,1.7441318569011398E-2,null,5.2990638481954302E-3,8.6141168289517456E-3,1.5566482795232423E-4,2.4852870243852313E-3,5.1767055288220326E-5,1.65929931467453E-5,1.6622492577919697E-2]
[2004,2,9,2,5.5339858838005284E-3,8.7332799821424612E-3,2.4278869434466363E-4,2.5782238050185455E-3,4.7413793103448329E-7,1.9332953773541564E-5,1.7108085457010775E-2,null,5.1660147447073262E-3,8.5105559896953686E-3,1.5566482795232423E-4,2.4064757492619116E-3,5.1767055288220326E-5,1.65929931467453E-5,1.6307071360051894E-2]
[2004,2,9,3,5.7663874789169126E-3,9.1133016033445296E-3,2.4278869434466363E-4,2.7855095573030221E-3,4.7413793103448329E-7,1.9332953773541564E-5,1.7927794425613708E-2,null,5.3829632682984678E-3,8.8808859563457212E-3,1.5566482795232423E-4,2.5999531871279068E-3,5.1767055288220326E-5,1.65929931467453E-5,1.7087827288159385E-2]
[2004,2,9,4,5.9014041513777843E-3,9.1236700472504557E-3,2.4278869434466363E-4,2.787128906731762E-3,4.7413793103448329E-7,1.9332953773541564E-5,1.8074798891409245E-2,null,5.5090022816533715E-3,8.8909899748322273E-3,1.5566482795232423E-4,2.6014646637973322E-3,5.1767055288220326E-5,1.65929931467453E-5,1.722548179667022E-2]
[2004,2,9,5,6.0600409640565629E-3,9.3278710312246042E-3,2.4278869434466363E-4,2.7271227331086695E-3,4.7413793103448329E-7,1.9332953773541564E-5,1.8377630514439077E-2,null,5.6570908620292085E-3,9.0899832409151206E-3,1.5566482795232423E-4,2.5454557939122244E-3,5.1767055288220326E-5,1.65929931467453E-5,1.7516554773243844E-2]
[2004,2,9,6,6.3629112491505775E-3,9.7207586440698351E-3,2.4278869434466363E-4,2.7370106670792497E-3,4.7413793103448329E-7,1.9332953773541564E-5,1.9083276346348904E-2,null,5.9398224033418625E-3,9.4728510790714794E-3,1.5566482795232423E-4,2.5546850444001716E-3,5.1767055288220326E-5,1.65929931467453E-5,1.8191383403200801E-2]
[2004,2,9,7,7.3000137234677312E-3,1.0850191165346253E-2,8.0929564781554542E-5,2.9013049189164585E-3,4.7413793103448329E-7,6.4443179245138547E-6,2.1139357828367546E-2,null,6.8146141540391851E-3,1.0573479792288081E-2,5.1888275984108073E-5,2.7080348552349716E-3,5.1767055288220326E-5,5.5309977155817671E-6,2.0205315130550145E-2]
[2004,2,9,8,7.14452561454554E-3,1.2643970016389091E-2,0,3.2124059543353484E-3,4.7413793103448329E-7,0,2.3001375723201014E-2,null,6.6694649107658975E-3,1.2321512075250158E-2,0,2.9984119341559552E-3,5.1767055288220326E-5,0,2.2041155975460233E-2]
[2004,2,9,9,7.0360027165603566E-3,1.3862128820957166E-2,0,3.5102932019957663E-3,4.7413793103448329E-7,0,2.4408898877444324E-2,null,6.5681580222226969E-3,1.3508604293960143E-2,0,3.2764554601344988E-3,5.1767055288220326E-5,0,2.3404984831605559E-2]
[2004,2,9,10,6.9069427135775661E-3,1.4340058577963844E-2,0,3.7117325823203761E-3,4.7413793103448329E-7,0,2.495920801179282E-2,null,6.4476796017206225E-3,1.3974345454722632E-2,0,3.4644759813762666E-3,5.1767055288220326E-5,0,2.3938268093107742E-2]
[2004,2,9,11,6.8579452156782468E-3,1.470809928234805E-2,0,3.8546306179897088E-3,4.7413793103448329E-7,0,2.5421149253947041E-2,null,6.4019400928175358E-3,1.433300005271484E-2,0,3.5978548823025727E-3,5.1767055288220326E-5,0,2.4384562083123167E-2]
[2004,2,9,12,6.8677875228320209E-3,1.4632537743472954E-2,0,3.8728115475834633E-3,4.7413793103448329E-7,0,2.5373610951819475E-2,null,6.4111279557694766E-3,1.4259365552437855E-2,0,3.6148246915492501E-3,5.1767055288220326E-5,0,2.4337085255044803E-2]
[2004,2,9,13,6.4187054109559848E-3,1.4332686744713753E-2,0,3.5966481066785458E-3,4.7413793103448329E-7,0,2.4348514400279318E-2,null,5.9919066458042538E-3,1.396716162462101E-2,0,3.357057843660873E-3,5.1767055288220326E-5,0,2.3367893169374356E-2]
[2004,2,9,14,6.2562420060950528E-3,1.4136608609012542E-2,0,3.3729953841842119E-3,4.7413793103448329E-7,0,2.3766320137222841E-2,null,5.8402459147128081E-3,1.3776084050599288E-2,0,3.1483037192550022E-3,5.1767055288220326E-5,0,2.2816400739855316E-2]
[2004,2,9,15,6.1739939816621786E-3,1.4130791644146757E-2,0,3.3847725923206655E-3,4.7413793103448329E-7,0,2.3690032356060636E-2,null,5.7634668054297403E-3,1.3770415435224358E-2,0,3.1592963901469623E-3,5.1767055288220326E-5,0,2.2744945686089278E-2]
[2004,2,9,16,6.3814503937760702E-3,1.4159790237344899E-2,0,3.5647996631787619E-3,4.7413793103448329E-7,0,2.4106514432230768E-2,null,5.9571288252411141E-3,1.3798674480112398E-2,0,3.3273309802346715E-3,5.1767055288220326E-5,0,2.3134901340876403E-2]
[2004,2,9,17,7.5375683542430096E-3,1.4241872671817148E-2,1.6995208604126449E-4,3.9381628662417626E-3,4.7413793103448329E-7,1.3533067641479092E-5,2.5901563183915698E-2,null,7.0363730726607466E-3,1.3878663574218505E-2,1.0896537956662692E-4,3.6758226403027154E-3,5.1767055288220326E-5,1.1615095202721708E-5,2.4763206817239536E-2]
[2004,2,9,18,9.0152765812109483E-3,1.3524002849789496E-2,2.4278869434466363E-4,3.7559182474583633E-3,4.7413793103448329E-7,1.9332953773541564E-5,2.655779346450805E-2,null,8.4158240956996866E-3,1.3179101516644325E-2,1.5566482795232423E-4,3.5057182239669202E-3,5.1767055288220326E-5,1.65929931467453E-5,2.5324668712698218E-2]
[2004,2,9,19,9.733537993679299E-3,1.2684323193139417E-2,2.4278869434466363E-4,3.3913075398286315E-3,4.7413793103448329E-7,1.9332953773541564E-5,2.6071764512696591E-2,null,9.0863261759864446E-3,1.2360836128847199E-2,1.5566482795232423E-4,3.1653960129454208E-3,5.1767055288220326E-5,1.65929931467453E-5,2.4836583194166352E-2]
[2004,2,9,20,8.8643084079248358E-3,1.265975170979931E-2,2.4278869434466363E-4,3.4838135212485887E-3,4.7413793103448329E-7,1.9332953773541564E-5,2.5270469425021976E-2,null,8.2748942441327397E-3,1.2336891289663816E-2,1.5566482795232423E-4,3.2517397200027679E-3,5.1767055288220326E-5,1.65929931467453E-5,2.4087550130186614E-2]
[2004,2,9,21,8.4116736856066684E-3,1.2252142993351613E-2,2.4278869434466363E-4,3.3434682837139833E-3,4.7413793103448329E-7,1.9332953773541564E-5,2.4269880748721502E-2,null,7.8523565473332148E-3,1.1939677778782539E-2,1.5566482795232423E-4,3.1207435628832735E-3,5.1767055288220326E-5,1.65929931467453E-5,2.3136802765386315E-2]
[2004,2,9,22,8.0779571118471689E-3,1.1758836367952377E-2,2.4278869434466363E-4,3.3310793985281955E-3,4.7413793103448329E-7,1.9332953773541564E-5,2.343046866437698E-2,null,7.5408297786001477E-3,1.1458951904410887E-2,1.5566482795232423E-4,3.1091799617319863E-3,5.1767055288220326E-5,1.65929931467453E-5,2.2332986521130308E-2]
[2004,2,9,23,7.3475184939622851E-3,1.1343122935644078E-2,2.4278869434466363E-4,3.3162089853020862E-3,4.7413793103448329E-7,1.9332953773541564E-5,2.2269446200957693E-2,null,6.8589601914111238E-3,1.105384037145162E-2,1.5566482795232423E-4,3.0953001392198835E-3,5.1767055288220326E-5,1.65929931467453E-5,2.1232125578469915E-2]
[2004,2,9,24,6.3821272730538968E-3,1.091146273878447E-2,2.4278869434466363E-4,3.1538894914446194E-3,4.7413793103448329E-7,1.9332953773541564E-5,2.0710075289332226E-2,null,5.9577606968076596E-3,1.0633188762730908E-2,1.5566482795232423E-4,2.9437935381094139E-3,5.1767055288220326E-5,1.65929931467453E-5,1.9758767874035271E-2]
[2004,2,10,1,6.1901993219343312E-3,1.0889251954712135E-2,2.4278869434466363E-4,3.4146203231404659E-3,4.7413793103448329E-7,1.9332953773541564E-5,2.0756667385836172E-2,null,5.7785946045508041E-3,1.0611544418130808E-2,1.5566482795232423E-4,3.1871558181176965E-3,5.1767055288220326E-5,1.65929931467453E-5,1.9801319717186596E-2]
[2004,2,10,2,6.0918408324536488E-3,1.0536327912174206E-2,2.4278869434466363E-4,3.2904187783740014E-3,4.7413793103448329E-7,1.9332953773541564E-5,{"$f":"SUM(E964:J964)","v":2.0181183309051096E-2},null,{"$f":"E964*V$5","v":5.6867762628358834E-3},{"$f":"F964*W$5","v":1.0267620963223797E-2},{"$f":"G964*X$5","v":1.5566482795232423E-4},{"$f":"H964*AB$5","v":3.0712279436951677E-3},{"$f":"I964*Z$5","v":5.1767055288220326E-5},{"$f":"J964*AA$5","v":1.65929931467453E-5},{"$f":"SUM(M964:R964)","v":1.9249650046142135E-2}]
[2004,2,10,3,6.1424810402197572E-3,1.0139350422625084E-2,2.4278869434466363E-4,3.0956821363136077E-3,4.7413793103448329E-7,1.9332953773541564E-5,1.9640109385207691E-2,null,5.7340492529532874E-3,9.8807675520924971E-3,1.5566482795232423E-4,2.8894636586479032E-3,5.1767055288220326E-5,1.65929931467453E-5,1.8728305340080974E-2]
[2004,2,10,4,6.0820781226512159E-3,1.0286705658665176E-2,2.4278869434466363E-4,3.2559403023157811E-3,4.7413793103448329E-7,1.9332953773541564E-5,1.9887319869681414E-2,null,5.6776627045712512E-3,1.00243648018381E-2,1.5566482795232423E-4,3.0390462469999046E-3,5.1767055288220326E-5,1.65929931467453E-5,1.8965098629796544E-2]
[2004,2,10,5,6.6041555429127326E-3,1.03371671999903E-2,2.4278869434466363E-4,3.1537969890000767E-3,4.7413793103448329E-7,1.9332953773541564E-5,2.035771551795235E-2,null,6.1650256483121776E-3,1.0073539427368477E-2,1.5566482795232423E-4,2.943707197703625E-3,5.1767055288220326E-5,1.65929931467453E-5,1.9406297149771566E-2]
[2004,2,10,6,6.5771708265608539E-3,1.0873568960092856E-2,2.4278869434466363E-4,3.1969396779316568E-3,4.7413793103448329E-7,1.9332953773541564E-5,2.0910275250634609E-2,null,6.1398352258061097E-3,1.0596261385402397E-2,1.5566482795232423E-4,2.9839759418171918E-3,5.1767055288220326E-5,1.65929931467453E-5,1.9944097429412989E-2]
[2004,2,10,7,7.7716796950129544E-3,1.2105516735655795E-2,7.68830865424768E-5,3.3669726582094182E-3,4.7413793103448329E-7,6.122102028288161E-6,2.3327648415379969E-2,null,7.2549176558446395E-3,1.1796790916317192E-2,4.9293862184902659E-5,3.1426821964164577E-3,5.1767055288220326E-5,5.2544478298026779E-6,2.2300706133881215E-2]
[2004,2,10,8,7.7440211907019701E-3,1.4034039234685908E-2,0,3.720336690446181E-3,4.7413793103448329E-7,0,2.5498871253765095E-2,null,7.2290982475397949E-3,1.3676130493079117E-2,0,3.4725069279172428E-3,5.1767055288220326E-5,0,2.4429502723824374E-2]
[2004,2,10,9,7.7771219368184662E-3,1.5129767768685024E-2,0,4.050674611053344E-3,4.7413793103448329E-7,0,2.6958038454487868E-2,null,7.2599980268470013E-3,1.4743914768537399E-2,0,3.7808394293297903E-3,5.1767055288220326E-5,0,2.5836519280002412E-2]
[2004,2,10,10,7.4859335403252448E-3,1.5567277820661592E-2,0,4.0820074790806939E-3,4.7413793103448329E-7,0,2.7135692977998564E-2,null,6.9881716107054077E-3,1.517026704408733E-2,0,3.8100850622790599E-3,5.1767055288220326E-5,0,2.6020290772360018E-2]
[2004,2,10,11,6.9110993849886134E-3,1.5434280849965946E-2,0,3.9501128671050557E-3,4.7413793103448329E-7,0,2.6295967239990652E-2,null,6.4515598837179495E-3,1.5040661882237533E-2,0,3.6869765933556647E-3,5.1767055288220326E-5,0,2.5230965414599366E-2]
[2004,2,10,12,6.5317771630976768E-3,1.555258543818628E-2,0,4.1054569797664853E-3,4.7413793103448329E-7,0,2.6190293718981475E-2,null,6.097459921696009E-3,1.5155949360017447E-2,0,3.8319724774145553E-3,5.1767055288220326E-5,0,2.513714881441623E-2]
[2004,2,10,13,6.3064828688704994E-3,1.5186133527803073E-2,0,3.7443739068236128E-3,4.7413793103448329E-7,0,2.5237464441428218E-2,null,5.8871461134727167E-3,1.4798843037166907E-2,0,3.4949429081372126E-3,5.1767055288220326E-5,0,2.4232699114065056E-2]
[2004,2,10,14,6.4098991685895583E-3,1.4821147764982634E-2,0,3.5688516222580516E-3,4.7413793103448329E-7,0,2.4800372693761279E-2,null,5.9836859566182558E-3,1.4443165470860029E-2,0,3.3311130185675469E-3,5.1767055288220326E-5,0,2.3809731501334051E-2]
[2004,2,10,15,6.2067955338179232E-3,1.4625597210182081E-2,0,3.4834285906914179E-3,4.7413793103448329E-7,0,2.4316295472622457E-2,null,5.7940872850702641E-3,1.4252602022894419E-2,0,3.2513804315464369E-3,5.1767055288220326E-5,0,2.3349836794799336E-2]
[2004,2,10,16,6.7466906340699229E-3,1.4702785136062851E-2,0,3.7361174066609833E-3,4.7413793103448329E-7,0,2.5186067314724791E-2,null,6.2980831583993842E-3,1.4327821432586997E-2,0,3.4872364136984946E-3,5.1767055288220326E-5,0,2.4164908059973095E-2]
[2004,2,10,17,7.6929158095724532E-3,1.456155980493911E-2,1.6185912956310908E-4,3.9155708909682993E-3,4.7413793103448329E-7,1.2888635849027709E-5,2.6345268408823036E-2,null,7.181391014815945E-3,1.419019775738713E-2,1.0377655196821615E-4,3.6547356266316416E-3,5.1767055288220326E-5,1.1061995431163534E-5,2.5192930001522319E-2]
[2004,2,10,18,9.4062821525901213E-3,1.3952049446197389E-2,2.4278869434466363E-4,3.7343455757082502E-3,4.7413793103448329E-7,1.9332953773541564E-5,2.7355272960544998E-2,null,8.78083054664139E-3,1.3596231682215201E-2,1.5566482795232423E-4,3.4855826130426927E-3,5.1767055288220326E-5,1.65929931467453E-5,2.6086669718286572E-2]
[2004,2,10,19,9.9508480190316408E-3,1.3454744544294753E-2,2.4278869434466363E-4,3.5770110504029151E-3,4.7413793103448329E-7,1.9332953773541564E-5,2.7245199399778552E-2,null,9.2891866130593252E-3,1.311160949899807E-2,1.5566482795232423E-4,3.3387289074288001E-3,5.1767055288220326E-5,1.65929931467453E-5,2.5963549895873485E-2]
[2004,2,10,20,9.1969661063826466E-3,1.3474748762967883E-2,2.4278869434466363E-4,3.7875408339039717E-3,4.7413793103448329E-7,1.9332953773541564E-5,2.6721851489303745E-2,null,8.5854325453242931E-3,1.3131103552022351E-2,1.5566482795232423E-4,3.5352342757783138E-3,5.1767055288220326E-5,1.65929931467453E-5,2.547579524951225E-2]
[2004,2,10,21,8.8613380146720672E-3,1.2958004001753079E-2,2.4278869434466363E-4,3.7205785115742469E-3,4.7413793103448329E-7,1.9332953773541564E-5,2.5802516314048632E-2,null,8.2721213611396151E-3,1.2627537282339849E-2,1.5566482795232423E-4,3.4727326401611594E-3,5.1767055288220326E-5,1.65929931467453E-5,2.4596416160027914E-2]
[2004,2,10,22,8.1941997526216101E-3,1.2282462143494455E-2,2.4278869434466363E-4,3.551012981483736E-3,4.7413793103448329E-7,1.9332953773541564E-5,2.4290270663649041E-2,null,7.6493431013323829E-3,1.1969223702579584E-2,1.5566482795232423E-4,3.314462696613485E-3,5.1767055288220326E-5,1.65929931467453E-5,2.3157054376912744E-2]
[2004,2,10,23,7.5255241977682068E-3,1.2254575928736383E-2,2.4278869434466363E-4,3.7835095878097943E-3,4.7413793103448329E-7,1.9332953773541564E-5,2.3826205500363625E-2,null,7.0251297678813598E-3,1.1942048667252132E-2,1.5566482795232423E-4,3.5314715706376422E-3,5.1767055288220326E-5,1.65929931467453E-5,2.2722674882158424E-2]
[2004,2,10,24,6.3861796409714171E-3,1.1610019242613356E-2,2.4278869434466363E-4,3.5031954348300615E-3,4.7413793103448329E-7,1.9332953773541564E-5,2.1761990104464075E-2,null,5.9615436107601817E-3,1.1313930047787375E-2,1.5566482795232423E-4,3.2698305098392885E-3,5.1767055288220326E-5,1.65929931467453E-5,2.0769329044774135E-2]
[2004,2,11,1,6.6263768210819583E-3,1.0405464742194528E-2,2.4278869434466363E-4,2.820854255333603E-3,4.7413793103448329E-7,1.9332953773541564E-5,2.011529160465933E-2,null,6.1857693677720522E-3,1.014009518397724E-2,1.5566482795232423E-4,2.6329434025273669E-3,5.1767055288220326E-5,1.65929931467453E-5,1.9182832830663948E-2]
[2004,2,11,2,6.6552788029612588E-3,9.9498594736637386E-3,2.4278869434466363E-4,2.7290484836525039E-3,4.7413793103448329E-7,1.9332953773541564E-5,1.9596782546326744E-2,null,6.2127495711326707E-3,9.6961091724260279E-3,1.5566482795232423E-4,2.5472532608248502E-3,5.1767055288220326E-5,1.65929931467453E-5,1.8680136880770838E-2]
[2004,2,11,3,6.5691195065622496E-3,9.6448586493406048E-3,2.4278869434466363E-4,2.6844596789643255E-3,4.7413793103448329E-7,1.9332953773541564E-5,1.916103362091642E-2,null,6.1323192619600689E-3,9.3988867545471855E-3,1.5566482795232423E-4,2.5056347337746336E-3,5.1767055288220326E-5,1.65929931467453E-5,1.8260865626669176E-2]
[2004,2,11,4,6.9976272297276824E-3,9.5470351957579955E-3,2.4278869434466363E-4,2.7133920709525583E-3,4.7413793103448329E-7,1.9332953773541564E-5,1.9520650282487475E-2,null,6.5323342353581079E-3,9.3035580830145553E-3,1.5566482795232423E-4,2.5326397980953864E-3,5.1767055288220326E-5,1.65929931467453E-5,1.8592556992855339E-2]
[2004,2,11,5,7.0849029457556731E-3,9.5338099729364734E-3,2.4278869434466363E-4,2.5220616665679106E-3,4.7413793103448329E-7,1.9332953773541564E-5,1.9403370371309299E-2,null,6.6138067301064769E-3,9.2906701417680929E-3,1.5566482795232423E-4,2.3540548446278507E-3,5.1767055288220326E-5,1.65929931467453E-5,1.848255659288971E-2]
[2004,2,11,6,7.4432780165179279E-3,9.9886070716831629E-3,2.4278869434466363E-4,2.5552795717065924E-3,4.7413793103448329E-7,1.9332953773541564E-5,2.0249760445956923E-2,null,6.948352379222208E-3,9.7338685942108347E-3,1.5566482795232423E-4,2.385059943177449E-3,5.1767055288220326E-5,1.65929931467453E-5,1.929130579299778E-2]
[2004,2,11,7,8.3500628002048816E-3,1.1386361212974134E-2,7.2836608303399099E-5,2.7192928981045967E-3,4.7413793103448329E-7,5.7998861320624698E-6,2.2534827543650108E-2,null,7.7948423524828439E-3,1.1095975947188096E-2,4.6699448385697273E-5,2.5381475423859813E-3,5.1767055288220326E-5,4.9778979440235911E-6,2.1532410243674863E-2]
[2004,2,11,8,7.9224717999601697E-3,1.2978604192099306E-2,0,2.7961393905038658E-3,4.7413793103448329E-7,0,2.3697689520494374E-2,null,7.3956831463788848E-3,1.2647612108029446E-2,0,2.6098749153218425E-3,5.1767055288220326E-5,0,2.2704937225018394E-2]
[2004,2,11,9,7.8022777659213366E-3,1.42700961809317E-2,0,3.2166645791376477E-3,4.7413793103448329E-7,0,2.528951266392172E-2,null,7.2834811702430077E-3,1.3906167301917172E-2,0,3.0023868712005944E-3,5.1767055288220326E-5,0,2.4243802398648994E-2]
[2004,2,11,10,7.4165872189921158E-3,1.4782646099062101E-2,0,3.3468441223029558E-3,4.7413793103448329E-7,0,2.554655157828821E-2,null,6.9234363320074925E-3,1.4405645709191645E-2,0,3.1238945204075858E-3,5.1767055288220326E-5,0,2.4504743616894944E-2]
[2004,2,11,11,7.2320974515473428E-3,1.4824878853332975E-2,0,3.4645034493990174E-3,4.7413793103448329E-7,0,2.5521953892210372E-2,null,6.751213836526028E-3,1.4446801405626005E-2,0,3.2337159861701792E-3,5.1767055288220326E-5,0,2.4483498283610433E-2]
[2004,2,11,12,7.0703080350379022E-3,1.4646934304949925E-2,0,3.3891572692100452E-3,4.7413793103448329E-7,0,2.5106873747128909E-2,null,6.6001822783010615E-3,1.4273394959803631E-2,0,3.1633889823346932E-3,5.1767055288220326E-5,0,2.4088733275727605E-2]
[2004,2,11,13,6.7646258161954739E-3,1.4677149789400922E-2,0,3.3362324047070068E-3,4.7413793103448329E-7,0,2.4778482148234436E-2,null,6.3148257770570919E-3,1.4302839861684917E-2,0,3.1139897010497943E-3,5.1767055288220326E-5,0,2.3783422395080026E-2]
[2004,2,11,14,6.4401946212231083E-3,1.4610388165758093E-2,0,3.2120198275788553E-3,4.7413793103448329E-7,0,2.4263076752491092E-2,null,6.0119669747286629E-3,1.4237780853255432E-2,0,2.99805152918497E-3,5.1767055288220326E-5,0,2.3299566412457284E-2]
[2004,2,11,15,6.4571887825479457E-3,1.4015464341027618E-2,0,2.8612794738240837E-3,4.7413793103448329E-7,0,2.333440673533068E-2,null,6.0278311438504237E-3,1.3658029313132435E-2,0,2.6706757001528077E-3,5.1767055288220326E-5,0,2.2408303212423888E-2]
[2004,2,11,16,7.346595661628352E-3,1.4145752302194777E-2,0,3.199315536342888E-3,4.7413793103448329E-7,0,2.469213763809705E-2,null,6.8580987209368414E-3,1.3784994553061036E-2,0,2.9861935327180201E-3,5.1767055288220326E-5,0,2.3681053862004118E-2]
[2004,2,11,17,8.3491667895406289E-3,1.391002130956993E-2,1.5781265132403132E-4,3.3625387910050887E-3,4.7413793103448329E-7,1.2566419952802015E-5,2.5792580099323517E-2,null,7.7940059202258527E-3,1.3555275385080341E-2,1.0118213816901072E-4,3.1385436907204445E-3,5.1767055288220326E-5,1.0785445545384445E-5,2.4651559635029251E-2]
[2004,2,11,18,9.4946622704555669E-3,1.3588606961982842E-2,2.4278869434466363E-4,3.3592723872869022E-3,4.7413793103448329E-7,1.9332953773541564E-5,2.670513740577455E-2,null,8.8633340082726123E-3,1.3242058036429591E-2,1.5566482795232423E-4,3.1354948780767111E-3,5.1767055288220326E-5,1.65929931467453E-5,2.5464911799166202E-2]
[2004,2,11,19,1.0275716798234746E-2,1.2768772308558997E-2,2.4278869434466363E-4,2.9519709094601018E-3,4.7413793103448329E-7,1.9332953773541564E-5,2.6259055802303085E-2,null,9.5924539033448095E-3,1.2443131546665953E-2,1.5566482795232423E-4,2.7553257371662762E-3,5.1767055288220326E-5,1.65929931467453E-5,2.5014936063564325E-2]
[2004,2,11,20,1.031955703818139E-2,1.2630679101770204E-2,2.4278869434466363E-4,3.0469512199477835E-3,4.7413793103448329E-7,1.9332953773541564E-5,2.625978314594862E-2,null,9.6333790756765354E-3,1.2308560117537868E-2,1.5566482795232423E-4,2.8439789461704992E-3,5.1767055288220326E-5,1.65929931467453E-5,2.5009943015772192E-2]
[2004,2,11,21,9.4410929035205499E-3,1.2359969400592717E-2,2.4278869434466363E-4,3.0377611668622531E-3,4.7413793103448329E-7,1.9332953773541564E-5,2.5101419257024759E-2,null,8.8133266274693783E-3,1.2044754299616581E-2,1.5566482795232423E-4,2.8354010873198787E-3,5.1767055288220326E-5,1.65929931467453E-5,2.3917506890793125E-2]
[2004,2,11,22,8.7646900832772639E-3,1.1933891131630601E-2,2.4278869434466363E-4,3.036033396878743E-3,4.7413793103448329E-7,1.9332953773541564E-5,2.3997210397835846E-2,null,8.1818998374287299E-3,1.1629542263427516E-2,1.5566482795232423E-4,2.8337884125173556E-3,5.1767055288220326E-5,1.65929931467453E-5,2.2869255389760892E-2]
[2004,2,11,23,8.3492072270059687E-3,1.1528101451123544E-2,2.4278869434466363E-4,3.178842654725381E-3,4.7413793103448329E-7,1.9332953773541564E-5,2.3318747118904137E-2,null,7.794043668884156E-3,1.123410139778969E-2,1.5566482795232423E-4,2.9670844495445032E-3,5.1767055288220326E-5,1.65929931467453E-5,2.221925439260564E-2]
[2004,2,11,24,7.3900162128014138E-3,1.1007901018271118E-2,2.4278869434466363E-4,2.9408034020985585E-3,4.7413793103448329E-7,1.9332953773541564E-5,2.1601316419220331E-2,null,6.8986321108466305E-3,1.0727167586128215E-2,1.5566482795232423E-4,2.7449021519084927E-3,5.1767055288220326E-5,1.65929931467453E-5,2.0594726725270626E-2]
[2004,2,12,1,7.7102812529691971E-3,1.1757783340227378E-2,2.4278869434466363E-4,3.6961738159198131E-3,4.7413793103448329E-7,1.9332953773541564E-5,2.3426834195165627E-2,null,7.1976017783631678E-3,1.1457925731949838E-2,1.5566482795232423E-4,3.4499536602501852E-3,5.1767055288220326E-5,1.65929931467453E-5,2.2329506046950481E-2]
[2004,2,12,2,7.9800300405900859E-3,1.1683824906631047E-2,2.4278869434466363E-4,3.8134169636351387E-3,4.7413793103448329E-7,1.9332953773541564E-5,2.373986769690551E-2,null,7.4494141688312508E-3,1.1385853453113161E-2,1.5566482795232423E-4,3.5593866703693489E-3,5.1767055288220326E-5,1.65929931467453E-5,2.2618679168701049E-2]
[2004,2,12,3,7.26941079563576E-3,1.0813923074970179E-2,2.4278869434466363E-4,3.2021478817983282E-3,4.7413793103448329E-7,1.9332953773541564E-5,2.1548077538453506E-2,null,6.7860461056684857E-3,1.0538136643503655E-2,1.5566482795232423E-4,2.9888372018357983E-3,5.1767055288220326E-5,1.65929931467453E-5,2.053704482739523E-2]
[2004,2,12,4,7.6947363766950109E-3,1.0726313298739409E-2,2.4278869434466363E-4,3.2141743690697316E-3,4.7413793103448329E-7,1.9332953773541564E-5,2.1897819830553389E-2,null,7.1830905270294457E-3,1.0452761170899863E-2,1.5566482795232423E-4,3.0000625461643646E-3,5.1767055288220326E-5,1.65929931467453E-5,2.0859939120480963E-2]
[2004,2,12,5,8.1727567730287796E-3,1.1089351864444645E-2,2.4278869434466363E-4,3.3646903216589552E-3,4.7413793103448329E-7,1.9332953773541564E-5,2.2889394745181622E-2,null,7.62932592906758E-3,1.0806541199270733E-2,1.5566482795232423E-4,3.1405518974293597E-3,5.1767055288220326E-5,1.65929931467453E-5,2.1800443902154961E-2]
[2004,2,12,6,8.3327563208870584E-3,1.1397475721782924E-2,2.4278869434466363E-4,3.2138123306379111E-3,4.7413793103448329E-7,1.9332953773541564E-5,2.3206640159357132E-2,null,7.778686632318006E-3,1.1106807003756601E-2,1.5566482795232423E-4,2.9997246248773218E-3,5.1767055288220326E-5,1.65929931467453E-5,2.2109243137339217E-2]
[2004,2,12,7,9.2487281281713359E-3,1.2610186366182184E-2,7.2836608303399099E-5,3.3672834910668187E-3,4.7413793103448329E-7,5.7998861320624698E-6,2.5305308617786834E-2,null,8.6337527567218308E-3,1.2288590006198202E-2,4.6699448385697273E-5,3.1429723231820054E-3,5.1767055288220326E-5,4.9778979440235911E-6,2.416875948771998E-2]
[2004,2,12,8,9.1317210052176707E-3,1.4522244574569187E-2,0,3.7571296583904239E-3,4.7413793103448329E-7,0,2.7411569376108315E-2,null,8.5245257844984573E-3,1.4151885179524612E-2,0,3.506848936911514E-3,5.1767055288220326E-5,0,2.6235026956222804E-2]
[2004,2,12,9,8.7240922739217561E-3,1.5537491854846697E-2,0,3.9287904113232165E-3,4.7413793103448329E-7,0,2.8190848678022705E-2,null,8.1440014968588159E-3,1.5141240706870025E-2,0,3.6670745302943334E-3,5.1767055288220326E-5,0,2.7004083789311392E-2]
[2004,2,12,10,8.5211241939675709E-3,1.6141763075098479E-2,0,4.2358614496860294E-3,4.7413793103448329E-7,0,2.8899222856683112E-2,null,7.9545293666863099E-3,1.573010125679284E-2,0,3.9536900699082295E-3,5.1767055288220326E-5,0,2.7690087748675596E-2]
[2004,2,12,11,7.8873778589377969E-3,1.5737062920372066E-2,0,3.9587458562026839E-3,4.7413793103448329E-7,0,2.7583660773443583E-2,null,7.3629227056083062E-3,1.5335722130865337E-2,0,3.6950344969661451E-3,5.1767055288220326E-5,0,2.6445446388728009E-2]
[2004,2,12,12,7.8532338066016494E-3,1.574770796598832E-2,0,4.0032481881425658E-3,4.7413793103448329E-7,0,2.7604664098663571E-2,null,7.3310489926071698E-3,1.5346095696915576E-2,0,3.7365723116393594E-3,5.1767055288220326E-5,0,2.6465484056450328E-2]
[2004,2,12,13,7.5878445884457997E-3,1.5713351984986718E-2,0,3.995392566978717E-3,4.7413793103448329E-7,0,2.7297063278342269E-2,null,7.0833062908968588E-3,1.5312615893165678E-2,0,3.7292399916951427E-3,5.1767055288220326E-5,0,2.6176929231045899E-2]
[2004,2,12,14,7.3924770186864688E-3,1.5780678113435309E-2,0,3.9922862205908705E-3,4.7413793103448329E-7,0,2.7165915490643684E-2,null,6.9009292904479141E-3,1.5378225009889609E-2,0,3.726340574182742E-3,5.1767055288220326E-5,0,2.6057261929808482E-2]
[2004,2,12,15,7.3595599757724133E-3,1.5098556765603533E-2,0,3.5863421227622619E-3,4.7413793103448329E-7,0,2.6044933002069243E-2,null,6.8702009993722255E-3,1.4713499736640708E-2,0,3.3474383915719796E-3,5.1767055288220326E-5,0,2.4982906182873136E-2]
[2004,2,12,16,8.2424437588509529E-3,1.5119426030104601E-2,0,3.9074160889840939E-3,4.7413793103448329E-7,0,2.7269760015870684E-2,null,7.6943792204620136E-3,1.4733836774313069E-2,0,3.6471240557599334E-3,5.1767055288220326E-5,0,2.6127107105823236E-2]
[2004,2,12,17,9.5243131284030967E-3,1.5063155741853247E-2,1.4971969484587586E-4,4.301576942354615E-3,4.7413793103448329E-7,1.1921988160350629E-5,2.905116163354822E-2,null,8.8910132927099931E-3,1.4679001541766001E-2,9.5993310570599905E-5,4.0150279332659116E-3,5.1767055288220326E-5,1.0232345773826266E-5,2.7743035479374553E-2]
[2004,2,12,18,1.0528659968532191E-2,1.4722138197621332E-2,2.4278869434466363E-4,4.1373883199516785E-3,4.7413793103448329E-7,1.9332953773541564E-5,{"$f":"SUM(E1028:J1028)","v":2.9650782272154442E-2},null,{"$f":"E1028*V$5","v":9.8285781318425188E-3},{"$f":"F1028*W$5","v":1.4346680934893375E-2},{"$f":"G1028*X$5","v":1.5566482795232423E-4},{"$f":"H1028*AB$5","v":3.8617767153738534E-3},{"$f":"I1028*Z$5","v":5.1767055288220326E-5},{"$f":"J1028*AA$5","v":1.65929931467453E-5},{"$f":"SUM(M1028:R1028)","v":2.8261060658497036E-2}]
[2004,2,12,19,1.1326131669566794E-2,1.3834664319121882E-2,2.4278869434466363E-4,3.7142282053819753E-3,4.7413793103448329E-7,1.9332953773541564E-5,2.9137619980119892E-2,null,1.0573023573615548E-2,1.3481840216651705E-2,1.5566482795232423E-4,3.4668053588202833E-3,5.1767055288220326E-5,1.65929931467453E-5,2.7745694025474825E-2]
[2004,2,12,20,1.121589979998336E-2,1.3533190678085377E-2,2.4278869434466363E-4,3.6828106519242961E-3,4.7413793103448329E-7,1.9332953773541564E-5,2.8694496916042277E-2,null,1.0470121348065672E-2,1.3188055028646194E-2,1.5566482795232423E-4,3.437480681750016E-3,5.1767055288220326E-5,1.65929931467453E-5,2.7319681934849172E-2]
[2004,2,12,21,1.0446018848609269E-2,1.345241923387222E-2,2.4278869434466363E-4,3.7949820764174415E-3,4.7413793103448329E-7,1.9332953773541564E-5,2.7956015944948169E-2,null,9.7514320651547332E-3,1.310934349074174E-2,1.5566482795232423E-4,3.54217982085403E-3,5.1767055288220326E-5,1.65929931467453E-5,2.6626980253137793E-2]
[2004,2,12,22,9.4839250140074348E-3,1.2839288964155432E-2,2.4278869434466363E-4,3.5501158393088472E-3,4.7413793103448329E-7,1.9332953773541564E-5,2.6135925603520953E-2,null,8.8533107038599422E-3,1.2511849822833288E-2,1.5566482795232423E-4,3.3136253174521771E-3,5.1767055288220326E-5,1.65929931467453E-5,2.4902810720532697E-2]
[2004,2,12,23,9.2330032417249925E-3,1.2550652964454415E-2,2.4278869434466363E-4,3.8513012463680034E-3,4.7413793103448329E-7,1.9332953773541564E-5,2.589755323859665E-2,null,8.6190734646263353E-3,1.2230574879041256E-2,1.5566482795232423E-4,3.5947472963543245E-3,5.1767055288220326E-5,1.65929931467453E-5,2.4668420516409207E-2]
[2004,2,12,24,8.1158400451365638E-3,1.1794977900735883E-2,2.4278869434466363E-4,3.4791632599817297E-3,4.7413793103448329E-7,1.9332953773541564E-5,2.3652576991903419E-2,null,7.5761937632678094E-3,1.1494171723188755E-2,1.5566482795232423E-4,3.2473992353075892E-3,5.1767055288220326E-5,1.65929931467453E-5,2.2541789598151441E-2]
[2004,2,13,1,7.1501213508491012E-3,1.1412569876087599E-2,2.4278869434466363E-4,3.7865679622970977E-3,4.7413793103448329E-7,1.9332953773541564E-5,2.2611854975283039E-2,null,6.6746885699617607E-3,1.1121516213307847E-2,1.5566482795232423E-4,3.5343262118916444E-3,5.1767055288220326E-5,1.65929931467453E-5,2.1554555871548541E-2]
[2004,2,13,2,7.1637926230187195E-3,1.1238117250096349E-2,2.4278869434466363E-4,3.806197334352098E-3,4.7413793103448329E-7,1.9332953773541564E-5,2.2470702993516407E-2,null,6.6874507986862501E-3,1.0951512635719156E-2,1.5566482795232423E-4,3.5526479757864815E-3,5.1767055288220326E-5,1.65929931467453E-5,2.1415636286579179E-2]
[2004,2,13,3,6.840093608421147E-3,1.0876941089529836E-2,2.4278869434466363E-4,3.4763083043095602E-3,4.7413793103448329E-7,1.9332953773541564E-5,2.1455938788309783E-2,null,6.3852754918873348E-3,1.0599547515749368E-2,1.5566482795232423E-4,3.2447344621498362E-3,5.1767055288220326E-5,1.65929931467453E-5,2.0453582346173827E-2]
[2004,2,13,4,6.8009947614058536E-3,1.0671201913648242E-2,2.4278869434466363E-4,3.277333728439199E-3,4.7413793103448329E-7,1.9332953773541564E-5,2.1012126189542533E-2,null,6.3487764432046609E-3,1.0399055286118074E-2,1.5566482795232423E-4,3.0590145527224022E-3,5.1767055288220326E-5,1.65929931467453E-5,2.0030871158432426E-2]
[2004,2,13,5,7.3282495283055584E-3,1.086485233137963E-2,2.4278869434466363E-4,3.3496339671836473E-3,4.7413793103448329E-7,1.9332953773541564E-5,2.1805331612918075E-2,null,6.8409724764461654E-3,1.0587767056025921E-2,1.5566482795232423E-4,3.1264985201210778E-3,5.1767055288220326E-5,1.65929931467453E-5,2.0779262928980451E-2]
[2004,2,13,6,7.6181820025548255E-3,1.1219918081957998E-2,2.4278869434466363E-4,3.3325607420643779E-3,4.7413793103448329E-7,1.9332953773541564E-5,2.2433256612626441E-2,null,7.11162648033975E-3,1.0933777599200915E-2,1.5566482795232423E-4,3.1105626257540969E-3,5.1767055288220326E-5,1.65929931467453E-5,2.1379991581682054E-2]
[2004,2,13,7,8.1136157487958702E-3,1.2244544849595097E-2,6.8790130064321357E-5,3.2452553712921496E-3,4.7413793103448329E-7,5.4776702358367769E-6,2.3678157907914311E-2,null,7.5741173669896297E-3,1.1932273409749391E-2,4.4105034586491859E-5,3.0290730913177426E-3,5.1767055288220326E-5,4.7013480582445027E-6,2.2636037305989717E-2]
[2004,2,13,8,8.6660520317711365E-3,1.4597006119502827E-2,0,4.0044780240788566E-3,4.7413793103448329E-7,0,2.7268010313283852E-2,null,8.0898205225968123E-3,1.4224740088028046E-2,0,3.737720222208835E-3,5.1767055288220326E-5,0,2.6104047888121915E-2]
[2004,2,13,9,8.389140956398115E-3,1.5563024842238992E-2,0,4.1206373948081687E-3,4.7413793103448329E-7,0,2.8073277331376309E-2,null,7.8313220861375987E-3,1.5166122528960997E-2,0,3.8461416510101264E-3,5.1767055288220326E-5,0,2.6895353321396941E-2]
[2004,2,13,10,8.4486851148311334E-3,1.557487892330626E-2,0,3.9967705482606879E-3,4.7413793103448329E-7,0,2.8020808724329115E-2,null,7.8869069768267158E-3,1.5177674296548394E-2,0,3.7305261789266565E-3,5.1767055288220326E-5,0,2.6846874507589984E-2]
[2004,2,13,11,7.8106125030955667E-3,1.5566433017482194E-2,0,3.9442801221533253E-3,4.7413793103448329E-7,0,2.7321799780662119E-2,null,7.2912617060158537E-3,1.516944378584149E-2,0,3.6815323959781343E-3,5.1767055288220326E-5,0,2.6194004943123697E-2]
[2004,2,13,12,7.4057561151215515E-3,1.5423556509030507E-2,0,3.9452150319029987E-3,4.7413793103448329E-7,0,2.6775001793986092E-2,null,6.9133254203659249E-3,1.5030211043128945E-2,0,3.6824050268319639E-3,5.1767055288220326E-5,0,2.5677708545615054E-2]
[2004,2,13,13,7.0450918113346495E-3,1.5177717805462006E-2,0,3.7814861317694557E-3,4.7413793103448329E-7,0,2.6004769886497147E-2,null,6.5766427561208245E-3,1.4790641940176564E-2,0,3.5295829068679205E-3,5.1767055288220326E-5,0,2.4948634658453529E-2]
[2004,2,13,14,6.6327041350018722E-3,1.5139242934142393E-2,0,3.8682742167715218E-3,4.7413793103448329E-7,0,2.5640695423846824E-2,null,6.1916759598181848E-3,1.4753148289768992E-2,0,3.6105896144608836E-3,5.1767055288220326E-5,0,2.460718091933628E-2]
[2004,2,13,15,6.7766226464330663E-3,1.4642004689319241E-2,0,3.6997155512555765E-3,4.7413793103448329E-7,0,2.5118817024938917E-2,null,6.3260249024611834E-3,1.4268591063682312E-2,0,3.4532594633302858E-3,5.1767055288220326E-5,0,2.4099642484761999E-2]
[2004,2,13,16,7.2529351638780208E-3,1.4263364897324163E-2,0,3.8689812898301686E-3,4.7413793103448329E-7,0,2.5385755488963387E-2,null,6.7706659875445855E-3,1.3899607685582691E-2,0,3.6112495859363146E-3,5.1767055288220326E-5,0,2.4333290314351809E-2]
[2004,2,13,17,7.8250395344530762E-3,1.4294153552428118E-2,1.456732166067982E-4,3.9913757575289407E-3,4.7413793103448329E-7,1.159977226412494E-5,2.626831597121209E-2,null,7.3047294412577199E-3,1.3929611140601357E-2,9.3398896771394545E-5,3.7254907615036146E-3,5.1767055288220326E-5,9.9557958880471822E-6,2.5114953091310354E-2]
[2004,2,13,18,9.8814101271526341E-3,1.3894296914515058E-2,2.4278869434466363E-4,3.8616023199168031E-3,4.7413793103448329E-7,1.9332953773541564E-5,2.7899905147633734E-2,null,9.2243658526127894E-3,1.353995200774763E-2,1.5566482795232423E-4,3.6043621651792482E-3,5.1767055288220326E-5,1.65929931467453E-5,2.6592704901926958E-2]
[2004,2,13,19,9.9102340205400232E-3,1.3346412541796204E-2,2.4278869434466363E-4,3.819974837585081E-3,4.7413793103448329E-7,1.9332953773541564E-5,2.7339217185970547E-2,null,9.2512731598169886E-3,1.3006040277053403E-2,1.5566482795232423E-4,3.5655076923677238E-3,5.1767055288220326E-5,1.65929931467453E-5,2.6046846005625405E-2]
[2004,2,13,20,1.0137768019479387E-2,1.2664622192460236E-2,2.4278869434466363E-4,3.4819156099843403E-3,4.7413793103448329E-7,1.9332953773541564E-5,2.6546901607973204E-2,null,9.46367774814162E-3,1.234163756087777E-2,1.5566482795232423E-4,3.2499682378596064E-3,5.1767055288220326E-5,1.65929931467453E-5,2.5279308423266287E-2]
[2004,2,13,21,9.5092393741418209E-3,1.2759302272215011E-2,2.4278869434466363E-4,3.9153997796288155E-3,4.7413793103448329E-7,1.9332953773541564E-5,2.6446537212034889E-2,null,8.8769418370888663E-3,1.2433903023740461E-2,1.5566482795232423E-4,3.6545759138525997E-3,5.1767055288220326E-5,1.65929931467453E-5,2.5189445651069214E-2]
[2004,2,13,22,9.3141953197926862E-3,1.2236202884160035E-2,2.4278869434466363E-4,4.0229735107024734E-3,4.7413793103448329E-7,1.9332953773541564E-5,2.5835967500704434E-2,null,8.6948668405507201E-3,1.1924144188649831E-2,1.5566482795232423E-4,3.75498363430824E-3,5.1767055288220326E-5,1.65929931467453E-5,2.4598019539896081E-2]
[2004,2,13,23,8.8259119548387104E-3,1.1733919488280623E-2,2.4278869434466363E-4,4.213796464184699E-3,4.7413793103448329E-7,1.9332953773541564E-5,2.5036223693353274E-2,null,8.2390508851230924E-3,1.1434670477505009E-2,1.5566482795232423E-4,3.9330949406516423E-3,5.1767055288220326E-5,1.65929931467453E-5,2.383084117966703E-2]
[2004,2,13,24,7.6576275876133644E-3,1.0830539241487108E-2,2.4278869434466363E-4,3.8605930759993429E-3,4.7413793103448329E-7,1.9332953773541564E-5,2.2611355691149054E-2,null,7.1484492114245058E-3,1.0554329049537308E-2,1.5566482795232423E-4,3.6034201519189058E-3,5.1767055288220326E-5,1.65929931467453E-5,2.153022328926801E-2]
[2004,2,14,1,6.5402744618790632E-3,8.8424244998530112E-3,2.4278869434466363E-4,2.9491684452133179E-3,4.7413793103448329E-7,1.9332953773541564E-5,1.8594463192994633E-2,null,6.1053922098724791E-3,8.616917005355381E-3,1.5566482795232423E-4,2.7527099587241828E-3,5.1767055288220326E-5,1.65929931467453E-5,1.7699044050339331E-2]
[2004,2,14,2,5.9311888358794546E-3,8.3751630009810518E-3,2.4278869434466363E-4,2.7674823133557844E-3,4.7413793103448329E-7,1.9332953773541564E-5,1.7336429936265534E-2,null,5.5368064941202838E-3,8.1615720311749903E-3,1.5566482795232423E-4,2.5831268257776575E-3,5.1767055288220326E-5,1.65929931467453E-5,1.6505530227460218E-2]
[2004,2,14,3,6.0134922621312157E-3,7.9138195204948338E-3,2.4278869434466363E-4,2.5064265178519323E-3,4.7413793103448329E-7,1.9332953773541564E-5,1.6696334086527223E-2,null,5.6136373213909402E-3,7.7119941487313664E-3,1.5566482795232423E-4,2.3394612293847262E-3,5.1767055288220326E-5,1.65929931467453E-5,1.5889117575894323E-2]
[2004,2,14,4,6.0825992260231795E-3,7.7964206229127215E-3,2.4278869434466363E-4,2.4615703752265015E-3,4.7413793103448329E-7,1.9332953773541564E-5,1.6603186010211643E-2,null,5.6781491582340556E-3,7.5975892638491613E-3,1.5566482795232423E-4,2.2975931730804533E-3,5.1767055288220326E-5,1.65929931467453E-5,1.579735647155096E-2]
[2004,2,14,5,6.2955725060899973E-3,7.6992103287680516E-3,2.4278869434466363E-4,2.4205807443997938E-3,4.7413793103448329E-7,1.9332953773541564E-5,1.6677959365307082E-2,null,5.8769612130812705E-3,7.5028581144087865E-3,1.5566482795232423E-4,2.2593340613758506E-3,5.1767055288220326E-5,1.65929931467453E-5,1.5863178265253196E-2]
[2004,2,14,6,6.4163637747249201E-3,8.1160115329266466E-3,2.4278869434466363E-4,2.6395491834905606E-3,4.7413793103448329E-7,1.9332953773541564E-5,1.7434520277191369E-2,null,5.9897207119131261E-3,7.9090296778783417E-3,1.5566482795232423E-4,2.4637159453302086E-3,5.1767055288220326E-5,1.65929931467453E-5,1.6586491211508965E-2]
[2004,2,14,7,7.2404771275347375E-3,8.4246396288244693E-3,6.4743651825243615E-5,2.4502461901010721E-3,4.7413793103448329E-7,5.1554543396110823E-6,1.8185736190556169E-2,null,6.7590363229970314E-3,8.2097868613766698E-3,4.1510620787286445E-5,2.2870233471283955E-3,5.1767055288220326E-5,4.4247981724654125E-6,1.7353549005750066E-2]
[2004,2,14,8,7.6557487116481323E-3,9.0647894030432795E-3,0,2.6252372524435187E-3,4.7413793103448329E-7,0,1.9346249505065968E-2,null,7.1466952674962645E-3,8.8336109579841299E-3,0,2.4503574017767848E-3,5.1767055288220326E-5,0,1.84824306825454E-2]
[2004,2,14,9,8.0958343060942434E-3,9.6755458273791051E-3,0,2.7357817875510383E-3,4.7413793103448329E-7,0,2.050763605895542E-2,null,7.5575182651654513E-3,9.4287913204601573E-3,0,2.5535380265277706E-3,5.1767055288220326E-5,0,1.9591614667441599E-2]
[2004,2,14,10,8.471673860375924E-3,9.9249410605002277E-3,0,2.7137225845527166E-3,4.7413793103448329E-7,0,2.1110811643359904E-2,null,7.9083671324795077E-3,9.6718262511368835E-3,0,2.5329482945734786E-3,5.1767055288220326E-5,0,2.0164908733478086E-2]
[2004,2,14,11,9.0627707764904288E-3,9.8138953193346763E-3,0,2.5969040142303102E-3,4.7413793103448329E-7,0,2.1474044247986449E-2,null,8.460160261033977E-3,9.563612498739266E-3,0,2.4239115786773985E-3,5.1767055288220326E-5,0,2.0499451393738863E-2]
[2004,2,14,12,8.0830332867801741E-3,9.9113554321355896E-3,0,2.7247696919239124E-3,4.7413793103448329E-7,0,2.0719632548770711E-2,null,7.5455684236023658E-3,9.6585870957349197E-3,0,2.5432595002711873E-3,5.1767055288220326E-5,0,1.9799182074896695E-2]
[2004,2,14,13,8.2316854764681001E-3,9.8655560323439827E-3,0,3.0696619276121919E-3,4.7413793103448329E-7,0,2.1167377574355311E-2,null,7.6843362881913995E-3,9.613955713594656E-3,0,2.8651767828891711E-3,5.1767055288220326E-5,0,2.0215235839963448E-2]
[2004,2,14,14,7.9217746685454459E-3,1.0630642314626959E-2,0,3.8496463426248855E-3,4.7413793103448329E-7,0,2.2402537463728327E-2,null,7.3950323693001063E-3,1.0359530074617236E-2,0,3.5932026338167185E-3,5.1767055288220326E-5,0,2.139953213302228E-2]
[2004,2,14,15,8.1943755575928853E-3,1.1090749132868978E-2,0,4.1659323104057226E-3,4.7413793103448329E-7,0,2.345153113879862E-2,null,7.6495072165095575E-3,1.0807902833293945E-2,0,3.8884192514799564E-3,5.1767055288220326E-5,0,2.2397596356571677E-2]
[2004,2,14,16,8.3980119779156655E-3,1.0612192252225757E-2,0,3.8685877738776448E-3,4.7413793103448329E-7,0,2.2879266141950103E-2,null,7.8396032471167824E-3,1.0341550542368199E-2,0,3.6108822839996664E-3,5.1767055288220326E-5,0,2.1843803128772869E-2]
[2004,2,14,17,9.0358883068912613E-3,1.0808453028284655E-2,1.3758026012864271E-4,3.9939109976506919E-3,4.7413793103448329E-7,1.0955340471673554E-5,2.398726207135796E-2,null,8.4350652865906959E-3,1.0532806098888276E-2,8.8210069172983718E-5,3.7278571169222846E-3,5.1767055288220326E-5,9.4026961164890053E-6,2.2845108322978952E-2]
[2004,2,14,18,9.7539677513712609E-3,1.0798486865776341E-2,2.4278869434466363E-4,4.0596716885672839E-3,4.7413793103448329E-7,1.9332953773541564E-5,2.4874722091764126E-2,null,9.1053974984804942E-3,1.0523094102455912E-2,1.5566482795232423E-4,3.7892371676523447E-3,5.1767055288220326E-5,1.65929931467453E-5,2.3641753644976039E-2]
[2004,2,14,19,9.7697498819794195E-3,1.044581007837503E-2,2.4278869434466363E-4,3.8910932458149508E-3,4.7413793103448329E-7,1.9332953773541564E-5,2.436924899221864E-2,null,9.1201302284036594E-3,1.0179411596961748E-2,1.5566482795232423E-4,3.6318885567434836E-3,5.1767055288220326E-5,1.65929931467453E-5,2.3155455258496181E-2]
[2004,2,14,20,9.7885775315453335E-3,9.8612980570372318E-3,2.4278869434466363E-4,3.6507673287124788E-3,4.7413793103448329E-7,1.9332953773541564E-5,2.3563238703344286E-2,null,9.1377059716939366E-3,9.6098063290192236E-3,1.5566482795232423E-4,3.4075719204993823E-3,5.1767055288220326E-5,1.65929931467453E-5,2.2379109097599832E-2]
[2004,2,14,21,9.1721141087866657E-3,9.8742102473455655E-3,2.4278869434466363E-4,3.9052886687041843E-3,4.7413793103448329E-7,1.9332953773541564E-5,2.3214208810885657E-2,null,8.562233030776906E-3,9.6223892209903236E-3,1.5566482795232423E-4,3.6451383533154347E-3,5.1767055288220326E-5,1.65929931467453E-5,2.2053785481469954E-2]
[2004,2,14,22,9.0361485799062956E-3,9.453583868672932E-3,2.4278869434466363E-4,3.7228454378628604E-3,4.7413793103448329E-7,1.9332953773541564E-5,2.2475173672491328E-2,null,8.4353082532808085E-3,9.2124900360614041E-3,1.5566482795232423E-4,3.4748485554390702E-3,5.1767055288220326E-5,1.65929931467453E-5,2.134667172116857E-2]
[2004,2,14,23,8.9036171494090138E-3,8.8079141648212383E-3,2.4278869434466363E-4,3.4147135033545158E-3,4.7413793103448329E-7,1.9332953773541564E-5,2.138884060363401E-2,null,8.3115892307783681E-3,8.5832867840511754E-3,1.5566482795232423E-4,3.1872427911434618E-3,5.1767055288220326E-5,1.65929931467453E-5,2.0306143682360295E-2]
[2004,2,14,24,7.0246093723403792E-3,8.8673830879506966E-3,2.4278869434466363E-4,3.6293778693456489E-3,4.7413793103448329E-7,1.9332953773541564E-5,1.9783966115685968E-2,null,6.5575222552605476E-3,8.6412390770012493E-3,1.5566482795232423E-4,3.3876073172884793E-3,5.1767055288220326E-5,1.65929931467453E-5,1.8810393525937563E-2]
[2004,2,15,1,8.0341173635422886E-3,1.049007226575808E-2,2.4278869434466363E-4,4.5820751693107049E-3,4.7413793103448329E-7,1.9332953773541564E-5,2.3368860584660315E-2,null,7.4999050652194673E-3,1.0222544970072434E-2,1.5566482795232423E-4,4.2768408059757493E-3,5.1767055288220326E-5,1.65929931467453E-5,2.2223315717654939E-2]
[2004,2,15,2,8.1678542688104032E-3,1.0270430767967019E-2,2.4278869434466363E-4,4.4495555640567848E-3,4.7413793103448329E-7,1.9332953773541564E-5,2.3150436386883445E-2,null,7.6247494068989461E-3,1.0008504968099107E-2,1.5566482795232423E-4,4.1531489776230023E-3,5.1767055288220326E-5,1.65929931467453E-5,2.2010428229008346E-2]
[2004,2,15,3,7.8261834151638673E-3,1.0193779251362145E-2,2.4278869434466363E-4,4.4332170775662066E-3,4.7413793103448329E-7,1.9332953773541564E-5,2.2715775530141459E-2,null,7.3057972619464985E-3,9.9338082876886842E-3,1.5566482795232423E-4,4.1378988773630148E-3,5.1767055288220326E-5,1.65929931467453E-5,2.1601529303385488E-2]
[2004,2,15,4,8.1651088288485357E-3,9.8626713170290592E-3,2.4278869434466363E-4,4.1645159110093727E-3,4.7413793103448329E-7,1.9332953773541564E-5,2.2454891842936208E-2,null,7.6221865193850415E-3,9.6111445668946548E-3,1.5566482795232423E-4,3.8870972053519398E-3,5.1767055288220326E-5,1.65929931467453E-5,2.1344453168018925E-2]
[2004,2,15,5,8.2144189357591206E-3,9.6506486762940723E-3,2.4278869434466363E-4,3.9877463435218077E-3,4.7413793103448329E-7,1.9332953773541564E-5,2.211540974162424E-2,null,7.6682178509988172E-3,9.4045291190047661E-3,1.5566482795232423E-4,3.7221031204558528E-3,5.1767055288220326E-5,1.65929931467453E-5,2.1018874966846724E-2]
[2004,2,15,6,8.6066941479595767E-3,9.8580542504411641E-3,2.4278869434466363E-4,4.1768848224768979E-3,4.7413793103448329E-7,1.9332953773541564E-5,2.2904229006926877E-2,null,8.0344095205769524E-3,9.6066452489081966E-3,1.5566482795232423E-4,3.898642163331704E-3,5.1767055288220326E-5,1.65929931467453E-5,2.1763721809204141E-2]
[2004,2,15,7,8.9332783597453128E-3,1.0455384665554863E-2,6.0697173586165907E-5,4.4658959078910272E-3,4.7413793103448329E-7,4.8332384433853911E-6,2.3920563483151788E-2,null,8.3392781792434745E-3,1.0188742004373259E-2,3.8916206988081058E-5,4.1684008114999385E-3,5.1767055288220326E-5,4.1482482866863249E-6,2.2791252505679656E-2]
[2004,2,15,8,9.7722094426634081E-3,1.0395971869742809E-2,0,4.2045305339824205E-3,4.7413793103448329E-7,0,2.4373185984319673E-2,null,9.1224262456009887E-3,1.0130844407331058E-2,0,3.9244462592288995E-3,5.1767055288220326E-5,0,2.3229483967449165E-2]
[2004,2,15,9,1.0459355846229231E-2,1.0403217301966226E-2,0,3.9830953518241331E-3,4.7413793103448329E-7,0,2.4846142637950624E-2,null,9.7638822462360643E-3,1.0137905059999128E-2,0,3.717761953987416E-3,5.1767055288220326E-5,0,2.3671316315510831E-2]
[2004,2,15,10,1.0822963389453185E-2,1.0984525582160939E-2,0,4.2679404879803241E-3,4.7413793103448329E-7,0,{"$f":"SUM(E1092:J1092)","v":2.6075903597525481E-2},null,{"$f":"E1092*V$5","v":1.0103312445196338E-2},{"$f":"F1092*W$5","v":1.0704388291498248E-2},{"$f":"G1092*X$5","v":0},{"$f":"H1092*AB$5","v":3.9836321670855962E-3},{"$f":"I1092*Z$5","v":5.1767055288220326E-5},{"$f":"J1092*AA$5","v":0},{"$f":"SUM(M1092:R1092)","v":2.4843099959068402E-2}]
[2004,2,15,11,1.0588510772409715E-2,1.1424096063837826E-2,0,4.5580479143876463E-3,4.7413793103448329E-7,0,2.657112888856622E-2,null,9.8844492782108103E-3,1.1132748449809668E-2,0,4.254414123629118E-3,5.1767055288220326E-5,0,2.5323378906937817E-2]
[2004,2,15,12,1.0459528338650027E-2,1.1700187241118435E-2,0,4.7061395761344759E-3,4.7413793103448329E-7,0,2.6866329293833972E-2,null,9.7640432691240685E-3,1.1401798500570907E-2,0,4.3926406778824556E-3,5.1767055288220326E-5,0,2.561024950286565E-2]
[2004,2,15,13,1.0062983636766488E-2,1.1560428264575704E-2,0,4.6786199400344767E-3,4.7413793103448329E-7,0,2.6302505979307701E-2,null,9.3938660008981763E-3,1.1265603783653376E-2,0,4.3669542588934398E-3,5.1767055288220326E-5,0,2.5078191098733212E-2]
[2004,2,15,14,1.0001477210946295E-2,1.1308736124430969E-2,0,4.488850972699185E-3,4.7413793103448329E-7,0,2.5799538446007481E-2,null,9.3364493198019195E-3,1.1020330523750109E-2,0,4.1898267275418434E-3,5.1767055288220326E-5,0,2.4598373626382092E-2]
[2004,2,15,15,9.5149412812604878E-3,1.1294428108765086E-2,0,4.5108621946308089E-3,4.7413793103448329E-7,0,2.5320705722587419E-2,null,8.8822646074873616E-3,1.1006387404020188E-2,0,4.2103716746821843E-3,5.1767055288220326E-5,0,2.4150790741477954E-2]
[2004,2,15,16,9.8284785812009657E-3,1.1173331782029377E-2,0,4.5221688962252087E-3,4.7413793103448329E-7,0,2.5524453397386588E-2,null,9.1749538821834977E-3,1.0888379385161519E-2,0,4.2209251817664417E-3,5.1767055288220326E-5,0,2.4336025504399679E-2]
[2004,2,15,17,1.0902877199428146E-2,1.1560303160962831E-2,1.2948730365048723E-4,4.9407462233759785E-3,4.7413793103448329E-7,1.0310908679222165E-5,2.7544198934027701E-2,null,1.0177912548865714E-2,1.1265481870545808E-2,8.302124157457289E-5,4.6116190327108331E-3,5.1767055288220326E-5,8.8495963449308251E-6,2.619865134533008E-2]
[2004,2,15,18,1.2026230695237273E-2,1.1686393106664788E-2,2.4278869434466363E-4,5.0413381016664299E-3,4.7413793103448329E-7,1.9332953773541564E-5,2.9016557689617729E-2,null,1.122657093808499E-2,1.1388356156590502E-2,1.5566482795232423E-4,4.7055099956316935E-3,5.1767055288220326E-5,1.65929931467453E-5,2.754446196669447E-2]
[2004,2,15,19,1.1872659845065522E-2,1.1351343662675194E-2,2.4278869434466363E-4,4.8986033145565046E-3,4.7413793103448329E-7,1.9332953773541564E-5,2.8385202608346462E-2,null,1.1083211469339894E-2,1.1061851446078493E-2,1.5566482795232423E-4,4.5722834684824628E-3,5.1767055288220326E-5,1.65929931467453E-5,2.694137126028814E-2]
[2004,2,15,20,1.1322722086626104E-2,1.0095207272361469E-2,2.4278869434466363E-4,3.9811306477900363E-3,4.7413793103448329E-7,1.9332953773541564E-5,2.5661655792826848E-2,null,1.0569840703959797E-2,9.8377501803091332E-3,1.5566482795232423E-4,3.715928128466401E-3,5.1767055288220326E-5,1.65929931467453E-5,2.4347543889122622E-2]
[2004,2,15,21,1.0693212702784363E-2,9.8342780618756506E-3,2.4278869434466363E-4,3.8295388313991795E-3,4.7413793103448329E-7,1.9332953773541564E-5,2.4619625382108431E-2,null,9.9821892666155671E-3,9.5834754221738976E-3,1.5566482795232423E-4,3.5744345819321284E-3,5.1767055288220326E-5,1.65929931467453E-5,2.3364124147108884E-2]
[2004,2,15,22,1.0532485350851453E-2,1.017244980687756E-2,2.4278869434466363E-4,4.1167030155459944E-3,4.7413793103448329E-7,1.9332953773541564E-5,2.5084233959324246E-2,null,9.8321491531426098E-3,9.9130228059582989E-3,1.5566482795232423E-4,3.8424693599295803E-3,5.1767055288220326E-5,1.65929931467453E-5,2.3811666195417778E-2]
[2004,2,15,23,8.5042055864278585E-3,9.7325474872843945E-3,2.4278869434466363E-4,3.7153543017326607E-3,4.7413793103448329E-7,1.9332953773541564E-5,2.2214703161494154E-2,null,7.9387357275543576E-3,9.4843392725607982E-3,1.5566482795232423E-4,3.4678564404036515E-3,5.1767055288220326E-5,1.65929931467453E-5,2.1114956316906096E-2]
[2004,2,15,24,7.4271680637719665E-3,9.7506390324877523E-3,2.4278869434466363E-4,3.4286298416787357E-3,4.7413793103448329E-7,1.9332953773541564E-5,2.0869032723987695E-2,null,6.9333136250277327E-3,9.50196943084132E-3,1.5566482795232423E-4,3.2002320943337326E-3,5.1767055288220326E-5,1.65929931467453E-5,1.9859540026590076E-2]
[2004,2,16,1,7.722607112088815E-3,9.7375990104706742E-3,2.4278869434466363E-4,3.1417862827961569E-3,4.7413793103448329E-7,1.9332953773541564E-5,2.0864588191404888E-2,null,7.2091080545427884E-3,9.4892619672411454E-3,1.5566482795232423E-4,2.9324965831887093E-3,5.1767055288220326E-5,1.65929931467453E-5,1.9854891481359931E-2]
[2004,2,16,2,7.4504032912567414E-3,9.5070980477775235E-3,2.4278869434466363E-4,2.9093768778113266E-3,4.7413793103448329E-7,1.9332953773541564E-5,2.0129474002894832E-2,null,6.9550038733050806E-3,9.2646394482459975E-3,1.5566482795232423E-4,2.7155691015993593E-3,5.1767055288220326E-5,1.65929931467453E-5,1.9159237299537724E-2]
[2004,2,16,3,7.6894537030634761E-3,9.6241844865019872E-3,2.4278869434466363E-4,3.0598271696232943E-3,4.7413793103448329E-7,1.9332953773541564E-5,2.0636061145237999E-2,null,7.1781591140397828E-3,9.3787398428785002E-3,1.5566482795232423E-4,2.8559971660715487E-3,5.1767055288220326E-5,1.65929931467453E-5,1.9636920999377118E-2]
[2004,2,16,4,7.7727331595614495E-3,9.5236986542199913E-3,2.4278869434466363E-4,2.8815715282038325E-3,4.7413793103448329E-7,1.9332953773541564E-5,2.044059912803451E-2,null,7.2559010724099916E-3,9.28081669103226E-3,1.5566482795232423E-4,2.6896160018723544E-3,5.1767055288220326E-5,1.65929931467453E-5,1.9450358641701897E-2]
[2004,2,16,5,8.0980446036102889E-3,9.6378153412965042E-3,2.4278869434466363E-4,2.8225042518630621E-3,4.7413793103448329E-7,1.9332953773541564E-5,2.0820959982819093E-2,null,7.5595815934423639E-3,9.3920230713050879E-3,1.5566482795232423E-4,2.6344834847447374E-3,5.1767055288220326E-5,1.65929931467453E-5,1.981011302587948E-2]
[2004,2,16,6,8.4032143310627996E-3,1.0013774564256903E-2,2.4278869434466363E-4,2.7462581601477407E-3,4.7413793103448329E-7,1.9332953773541564E-5,2.1425842841516683E-2,null,7.8444596803693405E-3,9.758394242662163E-3,1.5566482795232423E-4,2.5633165168764838E-3,5.1767055288220326E-5,1.65929931467453E-5,2.0390195316295278E-2]
[2004,2,16,7,9.5098429815225864E-3,1.108374187621319E-2,5.6650695347088178E-5,2.736299590898422E-3,4.7413793103448329E-7,4.5110225471596981E-6,2.3391520304459481E-2,null,8.8775053088241615E-3,1.0801074282025099E-2,3.6321793188875651E-5,2.554021336470042E-3,5.1767055288220326E-5,3.8716984009072365E-6,2.2324561474197303E-2]
[2004,2,16,8,8.7942587107463378E-3,1.3033310818763298E-2,0,3.0778710639808526E-3,4.7413793103448329E-7,0,2.4905914731421522E-2,null,8.2095023591361189E-3,1.2700923556898974E-2,0,2.8728390686671209E-3,5.1767055288220326E-5,0,2.3835032039990434E-2]
[2004,2,16,9,8.9345907954326773E-3,1.4485461346527903E-2,0,3.671014400337225E-3,4.7413793103448329E-7,0,2.7091540680228839E-2,null,8.3405033471883831E-3,1.4116040030580895E-2,0,3.4264702359845154E-3,5.1767055288220326E-5,0,2.593478066904201E-2]
[2004,2,16,10,8.3413551666077883E-3,1.4899241578809647E-2,0,3.6842012197293669E-3,4.7413793103448329E-7,0,2.6925272103077838E-2,null,7.7867137152765635E-3,1.4519267665726405E-2,0,3.43877861705497E-3,5.1767055288220326E-5,0,2.5796527053346157E-2]
[2004,2,16,11,8.1775041910213241E-3,1.5127131044534309E-2,0,3.8273978833849244E-3,4.7413793103448329E-7,0,2.7132507256871594E-2,null,7.6337576771536323E-3,1.4741345288506994E-2,0,3.5724362529016124E-3,5.1767055288220326E-5,0,2.5999306273850456E-2]
[2004,2,16,12,7.9271201326368609E-3,1.4914702456080595E-2,0,3.6596279093127032E-3,4.7413793103448329E-7,0,2.6501924635961193E-2,null,7.4000223976256911E-3,1.453433424574368E-2,0,3.415842254633027E-3,5.1767055288220326E-5,0,2.5401965953290619E-2]
[2004,2,16,13,7.6308619549198603E-3,1.5027936846938351E-2,0,3.6557160249017927E-3,4.7413793103448329E-7,0,2.631498896469104E-2,null,7.1234633050544114E-3,1.4644680830912655E-2,0,3.412190959912046E-3,5.1767055288220326E-5,0,2.5232102151167331E-2]
[2004,2,16,14,7.6954278530474941E-3,1.4916855304307955E-2,0,3.5815177506765363E-3,4.7413793103448329E-7,0,2.6194275045963021E-2,null,7.1837360250678493E-3,1.4536432190091477E-2,0,3.3429353944283194E-3,5.1767055288220326E-5,0,2.5114870664875864E-2]
[2004,2,16,15,7.5268413413014344E-3,1.4812997139365318E-2,0,3.6287318920138977E-3,4.7413793103448329E-7,0,2.5969044510611682E-2,null,7.0263593306334922E-3,1.4435222709857398E-2,0,3.3870043716557512E-3,5.1767055288220326E-5,0,2.4900353467434858E-2]
[2004,2,16,16,7.4934029249367311E-3,1.453086087703751E-2,0,3.6701847828966823E-3,4.7413793103448329E-7,0,2.5694922722801956E-2,null,6.9951443337746486E-3,1.4160281741266679E-2,0,3.4256958834058353E-3,5.1767055288220326E-5,0,2.4632889013735379E-2]
[2004,2,16,17,8.7386887307669657E-3,1.4277376220846752E-2,1.2544082541140952E-4,3.7567184028414057E-3,4.7413793103448329E-7,9.988692782996475E-6,2.6908687010580565E-2,null,8.15762739198507E-3,1.3913261679680275E-2,8.0426827775367503E-5,3.5064650770993693E-3,5.1767055288220326E-5,8.5730464591517392E-6,2.5718121078287449E-2]
[2004,2,16,18,1.0963806635204777E-2,1.3695474836722786E-2,2.4278869434466363E-4,3.5134666249682267E-3,4.7413793103448329E-7,1.9332953773541564E-5,2.8435343882945031E-2,null,1.0234790605698162E-2,1.3346200470123894E-2,1.5566482795232423E-4,3.2794174859332335E-3,5.1767055288220326E-5,1.65929931467453E-5,2.7084433438142579E-2]
[2004,2,16,19,1.1957033064935181E-2,1.2733921558162307E-2,2.4278869434466363E-4,3.0154110333211327E-3,4.7413793103448329E-7,1.9332953773541564E-5,2.7968961442467861E-2,null,1.1161974463510336E-2,1.2409169591576868E-2,1.5566482795232423E-4,2.8145398051244472E-3,5.1767055288220326E-5,1.65929931467453E-5,2.6609708736598941E-2]
[2004,2,16,20,1.0935419515745124E-2,1.292078534396859E-2,2.4278869434466363E-4,3.4318092068324935E-3,4.7413793103448329E-7,1.9332953773541564E-5,2.7550609852595449E-2,null,1.0208291030027466E-2,1.2591267808375441E-2,1.5566482795232423E-4,3.2031996664761021E-3,5.1767055288220326E-5,1.65929931467453E-5,2.6226783381266296E-2]
[2004,2,16,21,1.045903992395047E-2,1.2580124188483303E-2,2.4278869434466363E-4,3.4035116194416457E-3,4.7413793103448329E-7,1.9332953773541564E-5,2.6705271517924657E-2,null,9.7635873305668662E-3,1.2259294501301801E-2,1.5566482795232423E-4,3.1767871193240111E-3,5.1767055288220326E-5,1.65929931467453E-5,2.5423693827579964E-2]
[2004,2,16,22,9.7896832244377691E-3,1.1827153179698064E-2,2.4278869434466363E-4,3.1612850664025438E-3,4.7413793103448329E-7,1.9332953773541564E-5,2.5040717256587616E-2,null,9.1387381437856938E-3,1.1525526439131862E-2,1.5566482795232423E-4,2.9506964577680761E-3,5.1767055288220326E-5,1.65929931467453E-5,2.3838985917072921E-2]
[2004,2,16,23,9.0972124559794247E-3,1.1772908603504561E-2,2.4278869434466363E-4,3.3877775408269711E-3,4.7413793103448329E-7,1.9332953773541564E-5,2.4520494386360198E-2,null,8.492311811075598E-3,1.1472665257104483E-2,1.5566482795232423E-4,3.1621011643849974E-3,5.1767055288220326E-5,1.65929931467453E-5,2.3351103108952369E-2]
[2004,2,16,24,7.7996376688367246E-3,1.1343074741646021E-2,2.4278869434466363E-4,3.1475070938366961E-3,4.7413793103448329E-7,1.9332953773541564E-5,2.2552815290368681E-2,null,7.2810166210459295E-3,1.105379340654042E-2,1.5566482795232423E-4,2.9378363031185191E-3,5.1767055288220326E-5,1.65929931467453E-5,2.1496671207092158E-2]
[2004,2,17,1,5.7504115092672434E-3,8.8183791280096319E-3,2.4278869434466363E-4,1.7254976981821771E-3,4.7413793103448329E-7,1.9332953773541564E-5,1.6556884121508294E-2,null,5.3680495882667241E-3,8.5934848602982478E-3,1.5566482795232423E-4,1.6105538851980269E-3,5.1767055288220326E-5,1.65929931467453E-5,1.5796113210150287E-2]
[2004,2,17,2,6.1589157269773586E-3,8.7746777761756913E-3,2.4278869434466363E-4,1.951655218717094E-3,4.7413793103448329E-7,1.9332953773541564E-5,1.7147844507919386E-2,null,5.7493911486315805E-3,8.5508980198020518E-3,1.5566482795232423E-4,1.8216459508368225E-3,5.1767055288220326E-5,1.65929931467453E-5,1.6345959995657744E-2]
[2004,2,17,3,5.8993526899735679E-3,8.3923937130484776E-3,2.4278869434466363E-4,1.7429850443514245E-3,4.7413793103448329E-7,1.9332953773541564E-5,1.6297327233422712E-2,null,5.5070872280039932E-3,8.1783633100635626E-3,1.5566482795232423E-4,1.6268763139931249E-3,5.1767055288220326E-5,1.65929931467453E-5,1.5536351728447969E-2]
[2004,2,17,4,6.0275767410430227E-3,7.8366264785332783E-3,2.4278869434466363E-4,1.4595803884681769E-3,4.7413793103448329E-7,1.9332953773541564E-5,1.5586379394093717E-2,null,5.6267852815154694E-3,7.6367697534329175E-3,1.5566482795232423E-4,1.362350623754978E-3,5.1767055288220326E-5,1.65929931467453E-5,1.4849930535090655E-2]
[2004,2,17,5,6.4525908718859786E-3,8.1975236660043471E-3,2.4278869434466363E-4,1.5407214099079211E-3,4.7413793103448329E-7,1.9332953773541564E-5,1.6453431733847487E-2,null,6.0235389619089945E-3,7.9884630149310593E-3,1.5566482795232423E-4,1.4380864462173264E-3,5.1767055288220326E-5,1.65929931467453E-5,1.567411329944467E-2]
[2004,2,17,6,6.7285121319696842E-3,8.5814337518178851E-3,2.4278869434466363E-4,1.4851637724543625E-3,4.7413793103448329E-7,1.9332953773541564E-5,1.7057705442291175E-2,null,6.2811133988339637E-3,8.3625822790569914E-3,1.5566482795232423E-4,1.3862297738221568E-3,5.1767055288220326E-5,1.65929931467453E-5,1.6253950328100401E-2]
[2004,2,17,7,7.5907526141348446E-3,9.5006839856605803E-3,5.260421710801045E-5,1.5538003311164944E-3,4.7413793103448329E-7,4.1888066509340052E-6,1.8702504092601893E-2,null,7.0860209533305969E-3,9.258388963333199E-3,3.3727379389670244E-5,1.4502941167281928E-3,5.1767055288220326E-5,3.5951485151281485E-6,1.7883793616585011E-2]
[2004,2,17,8,7.5013399696474128E-3,1.1667705132211083E-2,0,2.0310166163048952E-3,4.7413793103448329E-7,0,2.1200535856094428E-2,null,7.0025536208356814E-3,1.1370144779736963E-2,0,1.8957206988671636E-3,5.1767055288220326E-5,0,2.0320186154728026E-2]
[2004,2,17,9,7.2118821810051824E-3,1.2939706344685852E-2,0,2.3302490651372384E-3,4.7413793103448329E-7,0,2.2482311728759308E-2,null,6.7323427392948715E-3,1.2609706268646334E-2,0,2.1750198156100992E-3,5.1767055288220326E-5,0,2.1568835878839527E-2]
[2004,2,17,10,6.9001044337146022E-3,1.3430484028011558E-2,0,2.5617861390089284E-3,4.7413793103448329E-7,0,2.2892848738666125E-2,null,6.4412960193728757E-3,1.3087967696308905E-2,0,2.3911330763141201E-3,5.1767055288220326E-5,0,2.1972163847284121E-2]
[2004,2,17,11,6.7610019446839682E-3,1.3723459892748785E-2,0,2.752891853334498E-3,4.7413793103448329E-7,0,2.3237827828698286E-2,null,6.3114428675133281E-3,1.3373471825980001E-2,0,2.5695083074227126E-3,5.1767055288220326E-5,0,2.2306190056204264E-2]
[2004,2,17,12,6.6430827785142737E-3,1.3582733579960012E-2,0,2.7304422620018907E-3,4.7413793103448329E-7,0,2.2956732758407213E-2,null,6.2013644965331184E-3,1.3236334442698901E-2,0,2.5485541928041131E-3,5.1767055288220326E-5,0,2.2038020187324352E-2]
[2004,2,17,13,6.4027527753047382E-3,1.3596964925831317E-2,0,2.7619226965859066E-3,4.7413793103448329E-7,0,2.2762114535652998E-2,null,5.9770147482241529E-3,1.3250202847936579E-2,0,2.5779375621823642E-3,5.1767055288220326E-5,0,2.1856922213631318E-2]
[2004,2,17,14,6.3345334585228922E-3,1.3833082334957832E-2,0,2.8823679742100801E-3,4.7413793103448329E-7,0,2.3050457905621841E-2,null,5.9133315362014209E-3,1.3480298577676375E-2,0,2.6903593927276792E-3,5.1767055288220326E-5,0,2.2135756561893698E-2]
[2004,2,17,15,6.3599128451725393E-3,1.3131029339740289E-2,0,2.5096082221353604E-3,4.7413793103448329E-7,0,2.2001024544979222E-2,null,5.9370233721396911E-3,1.2796149971912051E-2,0,2.3424309848359358E-3,5.1767055288220326E-5,0,2.1127371384175895E-2]
[2004,2,17,16,6.7944958012559039E-3,1.2821886052115729E-2,0,2.4043620359021521E-3,4.7413793103448329E-7,0,2.202121802720482E-2,null,6.3427096181955505E-3,1.2494890735571631E-2,0,2.2441957601128065E-3,5.1767055288220326E-5,0,2.1133563169168208E-2]
[2004,2,17,17,8.0811126542294429E-3,1.2923536680556428E-2,1.1734786893325406E-4,2.7616238004814892E-3,4.7413793103448329E-7,9.3442609905450875E-6,2.3893439403122198E-2,null,7.543775499607875E-3,1.2593948977893099E-2,7.5238000176956689E-5,2.5776585770044954E-3,5.1767055288220326E-5,8.0199466875935606E-6,2.285040805665824E-2]
[2004,2,17,18,8.9515864785509689E-3,1.2095426896306419E-2,2.4278869434466363E-4,2.4121433191104089E-3,4.7413793103448329E-7,1.9332953773541564E-5,2.3721752480017039E-2,null,8.3563689369150363E-3,1.1786958397162249E-2,1.5566482795232423E-4,2.2514586941150289E-3,5.1767055288220326E-5,1.65929931467453E-5,2.2618810904579605E-2]
[2004,2,17,19,9.860504474116405E-3,1.1217235223911656E-2,2.4278869434466363E-4,2.0305483076225087E-3,4.7413793103448329E-7,1.9332953773541564E-5,2.3370883791699808E-2,null,9.2048502784677529E-3,1.0931163161823149E-2,1.5566482795232423E-4,1.895283586508982E-3,5.1767055288220326E-5,1.65929931467453E-5,2.2255321903187172E-2]
[2004,2,17,20,9.5899962968472308E-3,1.0695840428831189E-2,2.4278869434466363E-4,1.8789757427482546E-3,4.7413793103448329E-7,1.9332953773541564E-5,2.2427408254475915E-2,null,8.9523289924219804E-3,1.0423065447637709E-2,1.5566482795232423E-4,1.7538080090539455E-3,5.1767055288220326E-5,1.65929931467453E-5,2.135322732550092E-2]
[2004,2,17,21,8.7863883503666307E-3,1.0686482278255541E-2,2.4278869434466363E-4,2.0054958348151544E-3,4.7413793103448329E-7,1.9332953773541564E-5,2.1740962249486566E-2,null,8.2021553223670628E-3,1.0413945957068654E-2,1.5566482795232423E-4,1.8718999810389721E-3,5.1767055288220326E-5,1.65929931467453E-5,2.0712026136861978E-2]
[2004,2,17,22,8.1721042444011446E-3,1.0445323149601629E-2,2.4278869434466363E-4,2.1036540307031652E-3,4.7413793103448329E-7,1.9332953773541564E-5,2.098367721075518E-2,null,7.6287167890042541E-3,1.0178937086285634E-2,1.5566482795232423E-4,1.9635193810057252E-3,5.1767055288220326E-5,1.65929931467453E-5,1.9995198132682902E-2]
[2004,2,17,23,7.5791252137441829E-3,9.7743956799432336E-3,2.4278869434466363E-4,2.1145264606028608E-3,4.7413793103448329E-7,1.9332953773541564E-5,1.9730643140339517E-2,null,7.0751666932869261E-3,9.5251202148206194E-3,1.5566482795232423E-4,1.9736675453498127E-3,5.1767055288220326E-5,1.65929931467453E-5,1.8797979329844648E-2]
[2004,2,17,24,6.4816200723863317E-3,9.1507024469994029E-3,2.4278869434466363E-4,1.7767416778988528E-3,4.7413793103448329E-7,1.9332953773541564E-5,1.7671659983333827E-2,null,6.0506379247471324E-3,8.9173329699119286E-3,1.5566482795232423E-4,1.6583842536260162E-3,5.1767055288220326E-5,1.65929931467453E-5,1.6850380024672366E-2]
[2004,2,18,1,5.3999242652955966E-3,8.8332584623360758E-3,2.4278869434466363E-4,1.8286769891710183E-3,4.7413793103448329E-7,1.9332953773541564E-5,1.6324455502851932E-2,null,5.040867280937473E-3,8.6079847284043359E-3,1.5566482795232423E-4,1.7068599006445401E-3,5.1767055288220326E-5,1.65929931467453E-5,1.5579736786373637E-2]
[2004,2,18,2,5.4334082392275915E-3,8.5359131192336204E-3,2.4278869434466363E-4,1.7505240126020657E-3,4.7413793103448329E-7,1.9332953773541564E-5,{"$f":"SUM(E1156:J1156)","v":1.5982441157112521E-2},null,{"$f":"E1156*V$5","v":5.0721248061058035E-3},{"$f":"F1156*W$5","v":8.3182225547510161E-3},{"$f":"G1156*X$5","v":1.5566482795232423E-4},{"$f":"H1156*AB$5","v":1.6339130748182749E-3},{"$f":"I1156*Z$5","v":5.1767055288220326E-5},{"$f":"J1156*AA$5","v":1.65929931467453E-5},{"$f":"SUM(M1156:R1156)","v":1.5248285312062385E-2}]
[2004,2,18,3,5.3557255311670465E-3,8.0711550339726754E-3,2.4278869434466363E-4,1.7164224273444424E-3,4.7413793103448329E-7,1.9332953773541564E-5,1.5405898778533404E-2,null,4.9996074517655413E-3,7.8653171498670928E-3,1.5566482795232423E-4,1.6020831623901458E-3,5.1767055288220326E-5,1.65929931467453E-5,1.4691032640410068E-2]
[2004,2,18,4,5.6021224833087083E-3,7.840543543348193E-3,2.4278869434466363E-4,1.5964758240270458E-3,4.7413793103448329E-7,1.9332953773541564E-5,1.5301737636733188E-2,null,5.2296207395733157E-3,7.6405869217237273E-3,1.5566482795232423E-4,1.4901267870251387E-3,5.1767055288220326E-5,1.65929931467453E-5,1.4584359324709471E-2]
[2004,2,18,5,5.8041373829726814E-3,8.0031741833332531E-3,2.4278869434466363E-4,1.5212375310961358E-3,4.7413793103448329E-7,1.9332953773541564E-5,1.5591144883451312E-2,null,5.4182030692409046E-3,7.7990700082688691E-3,1.5566482795232423E-4,1.419900483551536E-3,5.1767055288220326E-5,1.65929931467453E-5,1.4861198437448599E-2]
[2004,2,18,6,6.0992286191288627E-3,8.3305586189076665E-3,2.4278869434466363E-4,1.5027268362907908E-3,4.7413793103448329E-7,1.9332953773541564E-5,1.6195109860376561E-2,null,5.693672813657711E-3,8.1181051903319711E-3,1.5566482795232423E-4,1.4026228763615229E-3,5.1767055288220326E-5,1.65929931467453E-5,1.5438425756738493E-2]
[2004,2,18,7,6.862503997474627E-3,9.2312840520609799E-3,4.4511260629854993E-5,1.5580961315062203E-3,4.7413793103448329E-7,3.5443748584826194E-6,1.7700413954461199E-2,null,6.4061957476877337E-3,8.9958595101142774E-3,2.8538551791259437E-5,1.4543037529131599E-3,5.1767055288220326E-5,3.0420487435699712E-6,1.6939706666538219E-2]
[2004,2,18,8,6.863639657902534E-3,1.1221201554355985E-2,0,1.9861220340914778E-3,4.7413793103448329E-7,0,2.0071437384281035E-2,null,6.4072558946846247E-3,1.0935028339326806E-2,0,1.8538167636232422E-3,5.1767055288220326E-5,0,1.9247868052922893E-2]
[2004,2,18,9,6.6359203001108555E-3,1.2378555821401776E-2,0,2.2974615216116686E-3,4.7413793103448329E-7,0,2.1312411781055335E-2,null,6.1946782725676728E-3,1.2062866712738223E-2,0,2.1444164101886735E-3,5.1767055288220326E-5,0,2.045372845078279E-2]
[2004,2,18,10,6.2693144069255486E-3,1.2941633057311889E-2,0,2.4317074898654988E-3,4.7413793103448329E-7,0,2.1643129092033975E-2,null,5.8524490928301845E-3,1.2611583844507118E-2,0,2.2697196000863802E-3,5.1767055288220326E-5,0,2.0785519592711903E-2]
[2004,2,18,11,6.2230759916534406E-3,1.3468824957459916E-2,0,2.6619050820244042E-3,4.7413793103448329E-7,0,2.2354280169068794E-2,null,5.8092852069650536E-3,1.3125330820751775E-2,0,2.4845826084840955E-3,5.1767055288220326E-5,0,2.1470965691489145E-2]
[2004,2,18,12,5.9633740236292709E-3,1.3213334475306756E-2,0,2.493050961323488E-3,4.7413793103448329E-7,0,2.167023359819055E-2,null,5.5668515932527987E-3,1.2876356087587968E-2,0,2.3269766838786574E-3,5.1767055288220326E-5,0,2.0821951420007645E-2]
[2004,2,18,13,5.7945830982782352E-3,1.3225616461557857E-2,0,2.5541316383056027E-3,4.7413793103448329E-7,0,2.1574805336072731E-2,null,5.4092840772804948E-3,1.2888324847534792E-2,0,2.3839884792161464E-3,5.1767055288220326E-5,0,2.0733364459319652E-2]
[2004,2,18,14,5.639476469350195E-3,1.3147918309444333E-2,0,2.5778621463450899E-3,4.7413793103448329E-7,0,2.1365731063070652E-2,null,5.2644909482648106E-3,1.2812608223859594E-2,0,2.4061381824356776E-3,5.1767055288220326E-5,0,2.05350044098483E-2]
[2004,2,18,15,5.8513117577811873E-3,1.2818431078482299E-2,0,2.414417034159266E-3,4.7413793103448329E-7,0,2.1084634008353788E-2,null,5.462240679916147E-3,1.2491523873795717E-2,0,2.2535809459207704E-3,5.1767055288220326E-5,0,2.0259112554920855E-2]
[2004,2,18,16,6.1796339040686831E-3,1.2343218742438603E-2,0,2.2579038258055675E-3,4.7413793103448329E-7,0,2.0781230610243888E-2,null,5.7687317126634743E-3,1.2028430831872923E-2,0,2.1074938453326808E-3,5.1767055288220326E-5,0,1.9956423445157297E-2]
[2004,2,18,17,7.0985835635147803E-3,1.216376779320957E-2,1.0925491245509861E-4,2.3694191685434559E-3,4.7413793103448329E-7,8.6998291980937034E-6,2.1750199404852028E-2,null,6.6265776830044844E-3,1.1853556402799253E-2,7.0049172578545889E-5,2.2115806074853666E-3,5.1767055288220326E-5,7.4668469160353854E-6,2.0820997768071902E-2]
[2004,2,18,18,8.0733865107754949E-3,1.1634801891152544E-2,2.4278869434466363E-4,2.2491885913144046E-3,4.7413793103448329E-7,1.9332953773541564E-5,2.2219972779291684E-2,null,7.5365630903533347E-3,1.1338080666844245E-2,1.5566482795232423E-4,2.099359175095252E-3,5.1767055288220326E-5,1.65929931467453E-5,2.1198027808680121E-2]
[2004,2,18,19,8.9355475895458066E-3,1.1035981296757062E-2,2.4278869434466363E-4,1.9493710757041089E-3,4.7413793103448329E-7,1.9332953773541564E-5,2.2183495748056215E-2,null,8.3413965212224082E-3,1.0754531735995106E-2,1.5566482795232423E-4,1.8195139657244768E-3,5.1767055288220326E-5,1.65929931467453E-5,2.1139467099329283E-2]
[2004,2,18,20,8.7310190976488886E-3,1.0513413195935999E-2,2.4278869434466363E-4,1.8057132104928189E-3,4.7413793103448329E-7,1.9332953773541564E-5,2.1312741290126946E-2,null,8.1504677355265179E-3,1.0245290638771587E-2,1.5566482795232423E-4,1.6854258512059551E-3,5.1767055288220326E-5,1.65929931467453E-5,2.0305209101891347E-2]
[2004,2,18,21,7.9806374995343363E-3,1.0355665462606928E-2,2.4278869434466363E-4,1.8862972792771319E-3,4.7413793103448329E-7,1.9332953773541564E-5,2.0485196027467636E-2,null,7.4499812360281489E-3,1.009156593058752E-2,1.5566482795232423E-4,1.7606418223442357E-3,5.1767055288220326E-5,1.65929931467453E-5,1.9526213865347194E-2]
[2004,2,18,22,7.1911880983976679E-3,9.8971673151393644E-3,2.4278869434466363E-4,1.765769236309347E-3,4.7413793103448329E-7,1.9332953773541564E-5,1.9116720435895618E-2,null,6.7130246676330788E-3,9.6447608169105119E-3,1.5566482795232423E-4,1.6481427398583048E-3,5.1767055288220326E-5,1.65929931467453E-5,1.8229953100789186E-2]
[2004,2,18,23,6.8211242348671488E-3,9.4904140832396539E-3,2.4278869434466363E-4,1.9387853451892946E-3,4.7413793103448329E-7,1.9332953773541564E-5,1.8512919449345338E-2,null,6.3675674482573941E-3,9.2483809732377565E-3,1.5566482795232423E-4,1.8096334023216659E-3,5.1767055288220326E-5,1.65929931467453E-5,1.7649606700204105E-2]
[2004,2,18,24,5.9199220158047319E-3,9.0551323044397551E-3,2.4278869434466363E-4,1.7435307286466644E-3,4.7413793103448329E-7,1.9332953773541564E-5,1.6981180834940393E-2,null,5.526288838337611E-3,8.8242001434297637E-3,1.5566482795232423E-4,1.6273856475974037E-3,5.1767055288220326E-5,1.65929931467453E-5,1.6201899505752067E-2]
[2004,2,19,1,6.1986140226119816E-3,1.0732218300041695E-2,2.4278869434466363E-4,3.1827076185349402E-3,4.7413793103448329E-7,1.9332953773541564E-5,2.0376135727237857E-2,null,5.7864497868164999E-3,1.0458515577526592E-2,1.5566482795232423E-4,2.9706919492741134E-3,5.1767055288220326E-5,1.65929931467453E-5,1.9439682190004495E-2]
[2004,2,19,2,5.9692006569903354E-3,1.0165418991737262E-2,2.4278869434466363E-4,2.9206147745972247E-3,4.7413793103448329E-7,1.9332953773541564E-5,1.9317830209374064E-2,null,5.5722907964758095E-3,9.9061712970146907E-3,1.5566482795232423E-4,2.7260583872988128E-3,5.1767055288220326E-5,1.65929931467453E-5,1.8428545357176602E-2]
[2004,2,19,3,6.1707087777834223E-3,9.7739948501178106E-3,2.4278869434466363E-4,2.8188721443214164E-3,4.7413793103448329E-7,1.9332953773541564E-5,1.9026171558271888E-2,null,5.7604000445030988E-3,9.5247296073193623E-3,1.5566482795232423E-4,2.6310933295919268E-3,5.1767055288220326E-5,1.65929931467453E-5,1.8140247857801679E-2]
[2004,2,19,4,6.196181295465013E-3,1.0084488609070784E-2,2.4278869434466363E-4,3.079631221607653E-3,4.7413793103448329E-7,1.9332953773541564E-5,1.962289691219269E-2,null,5.7841788189147061E-3,9.8273048740488752E-3,1.5566482795232423E-4,2.874481973614135E-3,5.1767055288220326E-5,1.65929931467453E-5,1.8709990542965006E-2]
[2004,2,19,5,6.5578497785208807E-3,9.9188953897780714E-3,2.4278869434466363E-4,2.7553450807476349E-3,4.7413793103448329E-7,1.9332953773541564E-5,1.9494686035095826E-2,null,6.1217988915700794E-3,9.6659347625688563E-3,1.5566482795232423E-4,2.5717981133990776E-3,5.1767055288220326E-5,1.65929931467453E-5,1.8583556643925303E-2]
[2004,2,19,6,6.4303063209909753E-3,1.0448137984946248E-2,2.4278869434466363E-4,2.7355682999681847E-3,4.7413793103448329E-7,1.9332953773541564E-5,1.9876608391954646E-2,null,6.0027361769145913E-3,1.0181680135157436E-2,1.5566482795232423E-4,2.5533387603935021E-3,5.1767055288220326E-5,1.65929931467453E-5,1.8961779948852817E-2]
[2004,2,19,7,7.5489437007289252E-3,1.1403739098349767E-2,4.0464782390777271E-5,2.7391711568539238E-3,4.7413793103448329E-7,3.2221589622569274E-6,2.1736015035216685E-2,null,7.0469920386115664E-3,1.111291064603827E-2,2.5944137992054037E-5,2.5567016134191841E-3,5.1767055288220326E-5,2.7654988577908836E-6,2.0797080990207086E-2]
[2004,2,19,8,7.5491918424508038E-3,1.3399666544143282E-2,0,3.2205730770236193E-3,4.7413793103448329E-7,0,2.416990560154874E-2,null,7.0472236806541954E-3,1.3057936147743098E-2,0,3.006035004989571E-3,5.1767055288220326E-5,0,2.3162961888675084E-2]
[2004,2,19,9,7.4027350184655474E-3,1.4438042275419904E-2,0,3.39777881831899E-3,4.7413793103448329E-7,0,2.5239030250135474E-2,null,6.9105052053892672E-3,1.4069830283444749E-2,0,3.1714362080299029E-3,5.1767055288220326E-5,0,2.4203538752152139E-2]
[2004,2,19,10,7.2282809620945005E-3,1.4803645171754143E-2,0,3.5527853073040101E-3,4.7413793103448329E-7,0,2.5585185579083691E-2,null,6.7476511167792871E-3,1.4426109244569274E-2,0,3.3161169591712884E-3,5.1767055288220326E-5,0,2.454164437580807E-2]
[2004,2,19,11,6.5283344760143193E-3,1.4699419574643161E-2,0,3.3596388893146071E-3,4.7413793103448329E-7,0,2.4587867077903121E-2,null,6.0942461490902456E-3,1.4324541702753806E-2,0,3.135836965617758E-3,5.1767055288220326E-5,0,2.3606391872750029E-2]
[2004,2,19,12,6.2955247454279141E-3,1.4831139636679506E-2,0,3.7169242191846517E-3,4.7413793103448329E-7,0,2.4844062739223106E-2,null,5.8769166281673006E-3,1.4452902520822009E-2,0,3.4693217780012663E-3,5.1767055288220326E-5,0,2.3850907982278794E-2]
[2004,2,19,13,6.3116274233051863E-3,1.4791238329332958E-2,0,3.5563942625362363E-3,4.7413793103448329E-7,0,2.4659734153105416E-2,null,5.8919485912206889E-3,1.4414018812647164E-2,0,3.3194855043028708E-3,5.1767055288220326E-5,0,2.3677219963458944E-2]
[2004,2,19,14,6.4714833736650955E-3,1.4620009527159604E-2,0,3.3925982093661912E-3,4.7413793103448329E-7,0,2.4484565248121926E-2,null,6.0411752451964215E-3,1.4247156842010181E-2,0,3.1666007046934385E-3,5.1767055288220326E-5,0,2.3506699847188259E-2]
[2004,2,19,15,6.2541590009639074E-3,1.441021932702973E-2,0,3.3172777622144868E-3,4.7413793103448329E-7,0,2.3982130228139158E-2,null,5.8383014147724852E-3,1.4042716901009149E-2,0,3.096297719692167E-3,5.1767055288220326E-5,0,2.3029083090762022E-2]
[2004,2,19,16,7.0687315823101124E-3,1.4728222957471896E-2,0,3.8083281712092743E-3,4.7413793103448329E-7,0,2.5605756848922318E-2,null,6.5987106485920054E-3,1.435261051570356E-2,0,3.5546368672133804E-3,5.1767055288220326E-5,0,2.4557725086797166E-2]
[2004,2,19,17,8.0551700081920672E-3,1.4577717167789347E-2,1.052084342160209E-4,3.9576914777765849E-3,4.7413793103448329E-7,8.3776133018680105E-6,2.6704638839206922E-2,null,7.5195578570695877E-3,1.4205943060579509E-2,6.7454758779340488E-5,3.694050355826802E-3,5.1767055288220326E-5,7.190297030256297E-6,2.5545963384573715E-2]
[2004,2,19,18,9.5093306320351793E-3,1.3351392961669798E-2,2.4278869434466363E-4,3.3384660572044825E-3,4.7413793103448329E-7,1.9332953773541564E-5,2.64617854369587E-2,null,8.8770270269741599E-3,1.3010893681761952E-2,1.5566482795232423E-4,3.1160745590659952E-3,5.1767055288220326E-5,1.65929931467453E-5,2.5228020144189393E-2]
[2004,2,19,19,1.0079974945245354E-2,1.279174509045587E-2,2.4278869434466363E-4,3.1555353878941063E-3,4.7413793103448329E-7,1.9332953773541564E-5,2.6289851209644572E-2,null,9.4097275068681582E-3,1.2465518455933969E-2,1.5566482795232423E-4,2.9453297933731254E-3,5.1767055288220326E-5,1.65929931467453E-5,2.5044600632562541E-2]
[2004,2,19,20,9.2390508036620574E-3,1.2843712012750239E-2,2.4278869434466363E-4,3.4373493177618981E-3,4.7413793103448329E-7,1.9332953773541564E-5,2.5782707920223438E-2,null,8.6247189062288992E-3,1.2516160070848721E-2,1.5566482795232423E-4,3.2083707236100411E-3,5.1767055288220326E-5,1.65929931467453E-5,2.4573274577074953E-2]
[2004,2,19,21,8.8302370541313117E-3,1.2275501561646184E-2,2.4278869434466363E-4,3.316806446785941E-3,4.7413793103448329E-7,1.9332953773541564E-5,2.4685140848612678E-2,null,8.2430883957324529E-3,1.1962440635775165E-2,1.5566482795232423E-4,3.0958578008818448E-3,5.1767055288220326E-5,1.65929931467453E-5,2.3525411708776749E-2]
[2004,2,19,22,8.4988031107426521E-3,1.2065555121510063E-2,2.4278869434466363E-4,3.4807279128366824E-3,4.7413793103448329E-7,1.9332953773541564E-5,2.4307681931138636E-2,null,7.9336924785049882E-3,1.1757848439341613E-2,1.5566482795232423E-4,3.2488596590086382E-3,5.1767055288220326E-5,1.65929931467453E-5,2.3164425453242529E-2]
[2004,2,19,23,7.7686126723644638E-3,1.1934859320081041E-2,2.4278869434466363E-4,3.7316816326095031E-3,4.7413793103448329E-7,1.9332953773541564E-5,2.3697749411104248E-2,null,7.2520545686309851E-3,1.1630485760261797E-2,1.5566482795232423E-4,3.4830961281797149E-3,5.1767055288220326E-5,1.65929931467453E-5,2.2589661333459788E-2]
[2004,2,19,24,6.4342232437531611E-3,1.1229837697677124E-2,2.4278869434466363E-4,3.320468797557916E-3,4.7413793103448329E-7,1.9332953773541564E-5,2.1247125525037439E-2,null,6.0063926518619821E-3,1.0943444235922343E-2,1.5566482795232423E-4,3.099276184615985E-3,5.1767055288220326E-5,1.65929931467453E-5,2.0273137948787597E-2]
[2004,2,20,1,5.9166160955690687E-3,9.8026472440918208E-3,2.4278869434466363E-4,2.7671999155710145E-3,4.7413793103448329E-7,1.9332953773541564E-5,1.8749059041281144E-2,null,5.5232027385460928E-3,9.5526512820685115E-3,1.5566482795232423E-4,2.5828632398859396E-3,5.1767055288220326E-5,1.65929931467453E-5,1.7882742136887831E-2]
[2004,2,20,2,5.8208403600909448E-3,9.5283112481256496E-3,2.4278869434466363E-4,2.6905420501448377E-3,4.7413793103448329E-7,1.9332953773541564E-5,1.8302289444410674E-2,null,5.433795415857842E-3,9.2853116504028627E-3,1.5566482795232423E-4,2.5113119285609903E-3,5.1767055288220326E-5,1.65929931467453E-5,1.7454443871208983E-2]
[2004,2,20,3,5.7043225389570348E-3,9.2147812673120943E-3,2.4278869434466363E-4,2.5513651023679499E-3,4.7413793103448329E-7,1.9332953773541564E-5,1.7733064694686322E-2,null,5.3250252103246177E-3,8.979777594284432E-3,1.5566482795232423E-4,2.3814062357233731E-3,5.1767055288220326E-5,1.65929931467453E-5,1.6910233916719711E-2]
[2004,2,20,4,5.5047826126042925E-3,8.7972587408045536E-3,2.4278869434466363E-4,2.2165082874184587E-3,4.7413793103448329E-7,1.9332953773541564E-5,1.6781145426876545E-2,null,5.1387532856502901E-3,8.5729031042798449E-3,1.5566482795232423E-4,2.0688558655489585E-3,5.1767055288220326E-5,1.65929931467453E-5,1.6004537131866382E-2]
[2004,2,20,5,5.8363899836011745E-3,8.8150305780776393E-3,2.4278869434466363E-4,2.1296980344508412E-3,4.7413793103448329E-7,1.9332953773541564E-5,1.7043714382178898E-2,null,5.4483110987697996E-3,8.5902217081104352E-3,1.5566482795232423E-4,1.987828466706692E-3,5.1767055288220326E-5,1.65929931467453E-5,1.6250386149974216E-2]
[2004,2,20,6,6.0636589591983722E-3,9.2334222142260725E-3,2.4278869434466363E-4,2.0620451198927569E-3,4.7413793103448329E-7,1.9332953773541564E-5,1.7621722079366443E-2,null,5.6604682859405309E-3,8.9979431429370281E-3,1.5566482795232423E-4,1.9246822425759492E-3,5.1767055288220326E-5,1.65929931467453E-5,1.6807118547840796E-2]
[2004,2,20,7,6.671679197280532E-3,1.0132396618204257E-2,3.641830415169955E-5,2.0913712767971571E-3,4.7413793103448329E-7,2.8999430660312349E-6,1.8935239477430713E-2,null,6.2280594545785955E-3,9.8739910898714475E-3,2.3349724192848636E-5,1.9520548412123118E-3,5.1767055288220326E-5,2.4889489720117956E-6,1.8131711114115434E-2]
[2004,2,20,8,6.8446118696389724E-3,1.2059623450507933E-2,0,2.4814806743394561E-3,4.7413793103448329E-7,0,2.1386190132417399E-2,null,6.3894933205124581E-3,1.1752068043169809E-2,0,2.316177150112475E-3,5.1767055288220326E-5,0,2.0509505569082959E-2]
[2004,2,20,9,6.7992893565527388E-3,1.323939725575317E-2,0,2.7990082539983683E-3,4.7413793103448329E-7,0,2.2838169004235312E-2,null,6.3471844357796559E-3,1.2901754191472178E-2,0,2.6125526698340864E-3,5.1767055288220326E-5,0,2.1913258352374142E-2]
[2004,2,20,10,6.7968742065827523E-3,1.3297449831134543E-2,0,2.6294056310305096E-3,4.7413793103448329E-7,0,2.272420380667884E-2,null,6.3449298762962006E-3,1.2958326257653431E-2,0,2.4542481043464417E-3,5.1767055288220326E-5,0,2.180927129358429E-2]
[2004,2,20,11,6.4150486122750766E-3,1.3712541405948419E-2,0,2.7897030217429205E-3,4.7413793103448329E-7,0,2.2917767177897452E-2,null,5.988492998516266E-3,1.3362831792289649E-2,0,2.6038673044595224E-3,5.1767055288220326E-5,0,2.2006959150553659E-2]
[2004,2,20,12,6.0796296050676562E-3,1.3504028716402596E-2,0,2.8351504106239223E-3,4.7413793103448329E-7,0,2.241928287002521E-2,null,5.6753769961858406E-3,1.3159636781644135E-2,0,2.646287221224126E-3,5.1767055288220326E-5,0,2.1533068054342321E-2]
[2004,2,20,13,5.8642963094484172E-3,1.3415866392795449E-2,0,2.7997732525748146E-3,4.7413793103448329E-7,0,2.2080410092749716E-2,null,5.4743618502217451E-3,1.3073722853226121E-2,0,2.613266708126206E-3,5.1767055288220326E-5,0,2.1213118466862291E-2]
[2004,2,20,14,5.485743452227609E-3,1.3494233374883239E-2,0,2.9011504717999835E-3,4.7413793103448329E-7,0,2.1881601436841865E-2,null,5.1209800955305416E-3,1.3150091249769612E-2,0,2.7078906965938105E-3,5.1767055288220326E-5,0,2.1030729097182184E-2]
[2004,2,20,15,5.4442577862070674E-3,1.2816777816966248E-2,0,2.5745557099208696E-3,4.7413793103448329E-7,0,2.0836065451025218E-2,null,5.082252934519256E-3,1.248991277524778E-2,0,2.4030520038596072E-3,5.1767055288220326E-5,0,2.0026984768914863E-2]
[2004,2,20,16,5.9576382451075847E-3,1.2338525602436427E-2,0,2.781795181678458E-3,4.7413793103448329E-7,0,2.1078433167153503E-2,null,5.5614972036613572E-3,1.2023857380565089E-2,0,2.5964862441702147E-3,5.1767055288220326E-5,0,2.0233607883684879E-2]
[2004,2,20,17,6.6213006454596043E-3,1.2434612466256637E-2,9.7115477737865429E-5,2.9952615392484115E-3,4.7413793103448329E-7,7.7331815094166247E-6,2.2156497448142971E-2,null,6.181030722126322E-3,1.211749375041562E-2,6.2265931180929674E-5,2.795732567074936E-3,5.1767055288220326E-5,6.6371972586981192E-6,2.1214927223344726E-2]
[2004,2,20,18,8.4694002140605785E-3,1.1963581735732212E-2,2.4278869434466363E-4,2.7518696687015448E-3,4.7413793103448329E-7,1.9332953773541564E-5,{"$f":"SUM(E1220:J1220)","v":2.3447447404543575E-2},null,{"$f":"E1220*V$5","v":7.9062446676528963E-3},{"$f":"F1220*W$5","v":1.1658475670932063E-2},{"$f":"G1220*X$5","v":1.5566482795232423E-4},{"$f":"H1220*AB$5","v":2.5685542154910185E-3},{"$f":"I1220*Z$5","v":5.1767055288220326E-5},{"$f":"J1220*AA$5","v":1.65929931467453E-5},{"$f":"SUM(M1220:R1220)","v":2.2357299430463266E-2}]
[2004,2,20,19,8.7978824589342221E-3,1.1753837397540951E-2,2.4278869434466363E-4,2.9728963919082689E-3,4.7413793103448329E-7,1.9332953773541564E-5,2.3787212034432681E-2,null,8.2128851535564155E-3,1.1454080422257073E-2,1.5566482795232423E-4,2.7748572712228232E-3,5.1767055288220326E-5,1.65929931467453E-5,2.2665847723423602E-2]
[2004,2,20,20,8.6128369704463748E-3,1.0792008148030004E-2,2.4278869434466363E-4,2.2841342634635428E-3,4.7413793103448329E-7,1.9332953773541564E-5,2.1951575167989162E-2,null,8.040143888572689E-3,1.0516780610819966E-2,1.5566482795232423E-4,2.1319769456723697E-3,5.1767055288220326E-5,1.65929931467453E-5,2.0912926321452315E-2]
[2004,2,20,21,8.4810057524507005E-3,1.1409358639641962E-2,2.4278869434466363E-4,3.1280334618582119E-3,4.7413793103448329E-7,1.9332953773541564E-5,2.3280993640000115E-2,null,7.9170785193653018E-3,1.1118386872713864E-2,1.5566482795232423E-4,2.9196599046945131E-3,5.1767055288220326E-5,1.65929931467453E-5,2.2179150173160966E-2]
[2004,2,20,22,8.8878501251886521E-3,1.1658268532097348E-2,2.4278869434466363E-4,3.7756064911112198E-3,4.7413793103448329E-7,1.9332953773541564E-5,2.4584320934446457E-2,null,8.2968706027744584E-3,1.1360948840320784E-2,1.5566482795232423E-4,3.5240949377354979E-3,5.1767055288220326E-5,1.65929931467453E-5,2.3405939257218029E-2]
[2004,2,20,23,7.8276849141027047E-3,1.0607387502785504E-2,2.4278869434466363E-4,3.4313572783123752E-3,4.7413793103448329E-7,1.9332953773541564E-5,2.2129025481249825E-2,null,7.307198921766395E-3,1.0336868327986963E-2,1.5566482795232423E-4,3.202777843117731E-3,5.1767055288220326E-5,1.65929931467453E-5,2.1070869969258377E-2]
[2004,2,20,24,6.8643482932975843E-3,9.6381601363969734E-3,2.4278869434466363E-4,3.2472195844001342E-3,4.7413793103448329E-7,1.9332953773541564E-5,2.0012323800143932E-2,null,6.4079174108099494E-3,9.392359073129547E-3,1.5566482795232423E-4,3.0309064586156267E-3,5.1767055288220326E-5,1.65929931467453E-5,1.9055207818942412E-2]
[2004,2,21,1,6.9705137756777393E-3,1.0103478434075601E-2,2.4278869434466363E-4,4.0788142689750515E-3,4.7413793103448329E-7,1.9332953773541564E-5,2.141540226477763E-2,null,6.5070236353054461E-3,9.8458104033881926E-3,1.5566482795232423E-4,3.807104567464541E-3,5.1767055288220326E-5,1.65929931467453E-5,2.038396348254547E-2]
[2004,2,21,2,6.5719720555671331E-3,9.9221573548665433E-3,2.4278869434466363E-4,4.0049831761697725E-3,4.7413793103448329E-7,1.9332953773541564E-5,2.076170837265269E-2,null,6.1349821365189591E-3,9.6691135380780162E-3,1.5566482795232423E-4,3.7381917236565029E-3,5.1767055288220326E-5,1.65929931467453E-5,1.9766312274640766E-2]
[2004,2,21,3,6.7377915004727213E-3,9.6911834535411742E-3,2.4278869434466363E-4,3.9432919707022823E-3,4.7413793103448329E-7,1.9332953773541564E-5,2.0634862710765416E-2,null,6.2897757545961261E-3,9.4440301417587236E-3,1.5566482795232423E-4,3.6806100701122012E-3,5.1767055288220326E-5,1.65929931467453E-5,1.9638440842854338E-2]
[2004,2,21,4,6.6366307783426387E-3,9.4687773984195537E-3,2.4278869434466363E-4,3.8005795950807582E-3,4.7413793103448329E-7,1.9332953773541564E-5,2.0168583557892191E-2,null,6.1953415089940483E-3,9.2272960866923385E-3,1.5566482795232423E-4,3.5474044615128792E-3,5.1767055288220326E-5,1.65929931467453E-5,1.9194066933586554E-2]
[2004,2,21,5,6.9646881194215483E-3,9.6102411560424431E-3,2.4278869434466363E-4,3.9373646983100995E-3,4.7413793103448329E-7,1.9332953773541564E-5,2.077488975982333E-2,null,6.5015853442167071E-3,9.365152107823467E-3,1.5566482795232423E-4,3.675077642227821E-3,5.1767055288220326E-5,1.65929931467453E-5,1.9765839970655286E-2]
[2004,2,21,6,7.0673020648492832E-3,9.930427505843064E-3,2.4278869434466363E-4,4.092423490922893E-3,4.7413793103448329E-7,1.9332953773541564E-5,2.1352748847664482E-2,null,6.5973761839880976E-3,9.6771727761962075E-3,1.5566482795232423E-4,3.8198072127973689E-3,5.1767055288220326E-5,1.65929931467453E-5,2.0318381049368964E-2]
[2004,2,21,7,7.8662683244593475E-3,1.0438963646278663E-2,3.2371825912621808E-5,4.1388980561845893E-3,4.7413793103448329E-7,2.5777271698055411E-6,2.2479553717936064E-2,null,7.3432168067029974E-3,1.0172739768759181E-2,2.0755310393643222E-5,3.8631858807167572E-3,5.1767055288220326E-5,2.2123990862327063E-6,2.1453877220947031E-2]
[2004,2,21,8,8.0984908625914252E-3,1.1014232191266515E-2,0,4.1838863595861694E-3,4.7413793103448329E-7,0,2.3297083551375143E-2,null,7.5599981793399275E-3,1.0733337295832696E-2,0,3.9051772939236343E-3,5.1767055288220326E-5,0,2.2250279824384479E-2]
[2004,2,21,9,8.5265838428139548E-3,1.1596807000557974E-2,0,4.3121259350327023E-3,4.7413793103448329E-7,0,2.4435990916335665E-2,null,7.9596259872837544E-3,1.1301054756259832E-2,0,4.0248742061183866E-3,5.1767055288220326E-5,0,2.3337322004950194E-2]
[2004,2,21,10,8.988088986532099E-3,1.1950752572329866E-2,0,4.4449789501337083E-3,4.7413793103448329E-7,0,2.5384294646926708E-2,null,8.3904442848484872E-3,1.1645973688439819E-2,0,4.148877234263027E-3,5.1767055288220326E-5,0,2.4237062262839552E-2]
[2004,2,21,11,9.4966925410817429E-3,1.1844843248781147E-2,0,4.3614633150154342E-3,4.7413793103448329E-7,0,2.570347324280936E-2,null,8.8652292801816492E-3,1.1542765360098671E-2,0,4.0709249827148384E-3,5.1767055288220326E-5,0,2.4530686678283377E-2]
[2004,2,21,12,8.8939746582768833E-3,1.2111384262618638E-2,0,4.5580146630009406E-3,4.7413793103448329E-7,0,2.5563847721827498E-2,null,8.3025878974879973E-3,1.1802508804308923E-2,0,4.2543830872793717E-3,5.1767055288220326E-5,0,2.4411246844364513E-2]
[2004,2,21,13,8.7669154549356275E-3,1.1731079684045857E-2,0,4.5509436396336707E-3,4.7413793103448329E-7,0,2.504941291654619E-2,null,8.1839772375235167E-3,1.1431903096522242E-2,0,4.2477830992478137E-3,5.1767055288220326E-5,0,2.3915430488581791E-2]
[2004,2,21,14,7.7993799657557084E-3,1.16268036658144E-2,0,4.5061747436798867E-3,4.7413793103448329E-7,0,2.393283251318103E-2,null,7.2807760534072978E-3,1.1330286419471246E-2,0,4.2059964776890871E-3,5.1767055288220326E-5,0,2.2868826005855849E-2]
[2004,2,21,15,7.6863400420699498E-3,1.1535725196124176E-2,0,4.4132283881225289E-3,4.7413793103448329E-7,0,2.3635767764247691E-2,null,7.1752524896030161E-3,1.1241530715160908E-2,0,4.1192417319623293E-3,5.1767055288220326E-5,0,2.2587791992014473E-2]
[2004,2,21,16,7.8457802317717477E-3,1.0990364967228326E-2,0,4.1897548673364539E-3,4.7413793103448329E-7,0,2.302637420426756E-2,null,7.324091028080233E-3,1.0710078755294554E-2,0,3.9106548717653738E-3,5.1767055288220326E-5,0,2.1996591710428382E-2]
[2004,2,21,17,8.4494074047349217E-3,1.1189082583023795E-2,8.9022521259709986E-5,4.3940841213409992E-3,4.7413793103448329E-7,7.0887497169652389E-6,2.4129159518007426E-2,null,7.8875812395319822E-3,1.0903728495005661E-2,5.7077103582518874E-5,4.1013727581139482E-3,5.1767055288220326E-5,6.0840974871399423E-6,2.3007610749009474E-2]
[2004,2,21,18,9.1384733727620446E-3,1.1138258413699493E-2,2.4278869434466363E-4,4.531230326354798E-3,4.7413793103448329E-7,1.9332953773541564E-5,2.5070557898865576E-2,null,8.5308291670925535E-3,1.0854200489542802E-2,1.5566482795232423E-4,4.229382985863216E-3,5.1767055288220326E-5,1.65929931467453E-5,2.3838437518885858E-2]
[2004,2,21,19,9.1618729613888016E-3,1.0852857257373942E-2,2.4278869434466363E-4,4.3128624065861439E-3,4.7413793103448329E-7,1.9332953773541564E-5,2.459018841139813E-2,null,8.5526728476519442E-3,1.057607789122934E-2,1.5566482795232423E-4,4.0255616177115646E-3,5.1767055288220326E-5,1.65929931467453E-5,2.3378337232980138E-2]
[2004,2,21,20,9.1145032979654018E-3,1.0338524594461525E-2,2.4278869434466363E-4,4.1207893052204606E-3,4.7413793103448329E-7,1.9332953773541564E-5,2.3836412983696629E-2,null,8.5084529336811755E-3,1.0074862204340139E-2,1.5566482795232423E-4,3.8462834419293358E-3,5.1767055288220326E-5,1.65929931467453E-5,2.2653623456337937E-2]
[2004,2,21,21,8.5882530532790519E-3,1.034102439272252E-2,2.4278869434466363E-4,4.2700706291391973E-3,4.7413793103448329E-7,1.9332953773541564E-5,2.3461943861190007E-2,null,8.0171946289909427E-3,1.007729825048851E-2,1.5566482795232423E-4,3.9856204091580473E-3,5.1767055288220326E-5,1.65929931467453E-5,2.2304138165024787E-2]
[2004,2,21,22,8.4320339997691462E-3,9.9365082250783988E-3,2.4278869434466363E-4,4.1273229198169328E-3,4.7413793103448329E-7,1.9332953773541564E-5,2.2758460930713719E-2,null,7.8713630438040725E-3,9.6830984194385804E-3,1.5566482795232423E-4,3.8523818206080327E-3,5.1767055288220326E-5,1.65929931467453E-5,2.1630868160237973E-2]
[2004,2,21,23,8.2254666919719457E-3,9.3364984229823856E-3,2.4278869434466363E-4,3.8486723330310654E-3,4.7413793103448329E-7,1.9332953773541564E-5,2.1673233234034636E-2,null,7.678531009125667E-3,9.0983906091375716E-3,1.5566482795232423E-4,3.5922935077499609E-3,5.1767055288220326E-5,1.65929931467453E-5,2.0593240002400488E-2]
[2004,2,21,24,6.6849680375024329E-3,9.1949968077539232E-3,2.4278869434466363E-4,3.9169185491517433E-3,4.7413793103448329E-7,1.9332953773541564E-5,2.0059479180457338E-2,null,6.2404646803901316E-3,8.9604976958797128E-3,1.5566482795232423E-4,3.6559935107340377E-3,5.1767055288220326E-5,1.65929931467453E-5,1.9080980763391171E-2]
[2004,2,22,1,6.9850905173609425E-3,9.7526992093312764E-3,2.4278869434466363E-4,4.46934026564463E-3,4.7413793103448329E-7,1.9332953773541564E-5,2.146972577838609E-2,null,6.5206311261893045E-3,9.5039770671945956E-3,1.5566482795232423E-4,4.1716157237933144E-3,5.1767055288220326E-5,1.65929931467453E-5,2.0420248793564504E-2]
[2004,2,22,2,6.9817069720868354E-3,9.6542331133416433E-3,2.4278869434466363E-4,4.361460826452496E-3,4.7413793103448329E-7,1.9332953773541564E-5,2.1259996697930217E-2,null,6.517472562878439E-3,9.4080221425019254E-3,1.5566482795232423E-4,4.0709226599272086E-3,5.1767055288220326E-5,1.65929931467453E-5,2.022044224169486E-2]
[2004,2,22,3,6.7179892814087701E-3,9.5707400658216306E-3,2.4278869434466363E-4,4.3456715023892124E-3,4.7413793103448329E-7,1.9332953773541564E-5,2.0896996635668852E-2,null,6.271290243824992E-3,9.3266584100758117E-3,1.5566482795232423E-4,4.0561851397082236E-3,5.1767055288220326E-5,1.65929931467453E-5,1.9878158669996315E-2]
[2004,2,22,4,6.8679956258655642E-3,9.3411616393455459E-3,2.4278869434466363E-4,4.1673390021510987E-3,4.7413793103448329E-7,1.9332953773541564E-5,2.063909205341145E-2,null,6.4113222214149399E-3,9.1029348999460517E-3,1.5566482795232423E-4,3.8897322366309526E-3,5.1767055288220326E-5,1.65929931467453E-5,1.9628014234379234E-2]
[2004,2,22,5,6.8448837502298699E-3,9.2030354797246351E-3,2.4278869434466363E-4,4.0109037091361644E-3,4.7413793103448329E-7,1.9332953773541564E-5,2.0321418725139907E-2,null,6.3897471229562791E-3,8.9683313583787307E-3,1.5566482795232423E-4,3.7437178610610967E-3,5.1767055288220326E-5,1.65929931467453E-5,1.9325821218783398E-2]
[2004,2,22,6,7.1428135437929599E-3,9.4679943963792007E-3,2.4278869434466363E-4,4.1836295049619675E-3,4.7413793103448329E-7,1.9332953773541564E-5,2.1057033231183367E-2,null,6.6678666806768584E-3,9.2265330534770859E-3,1.5566482795232423E-4,3.9049375496380432E-3,5.1767055288220326E-5,1.65929931467453E-5,2.0023362160179276E-2]
[2004,2,22,7,7.4832255276133233E-3,1.0079234533564274E-2,2.8325347673544089E-5,4.4660488960798538E-3,4.7413793103448329E-7,2.2555112735798491E-6,2.2059563954135608E-2,null,6.9856436617925649E-3,9.8221847927204755E-3,1.8160896594437826E-5,4.1685436083997336E-3,5.1767055288220326E-5,1.9358492004536182E-6,2.1048235863995887E-2]
[2004,2,22,8,7.9921304256167416E-3,1.0226203983218878E-2,0,4.2747595286095445E-3,4.7413793103448329E-7,0,2.24935680753762E-2,null,7.4607099633592642E-3,9.9654060947533662E-3,0,3.9899969581776292E-3,5.1767055288220326E-5,0,2.1467880071578481E-2]
[2004,2,22,9,8.5663274421908398E-3,1.0370129734488715E-2,0,4.1944935762953115E-3,4.7413793103448329E-7,0,2.3131424890905902E-2,null,7.9967269168307095E-3,1.0105661321546226E-2,0,3.9150779122206292E-3,5.1767055288220326E-5,0,2.2069233205885781E-2]
[2004,2,22,10,8.8982060040253483E-3,1.0740692498751994E-2,0,4.3257579246779119E-3,4.7413793103448329E-7,0,2.3965130565386288E-2,null,8.3065378885045105E-3,1.0466773659568995E-2,0,4.0375981024812742E-3,5.1767055288220326E-5,0,2.2862676705842997E-2]
[2004,2,22,11,8.7933267294254217E-3,1.1113443794509207E-2,0,4.5452181908009785E-3,4.7413793103448329E-7,0,2.4452462852666643E-2,null,8.2086323480181408E-3,1.0830018715179249E-2,0,4.242439050471794E-3,5.1767055288220326E-5,0,2.3332857168957402E-2]
[2004,2,22,12,8.7797889114959206E-3,1.1303635465288593E-2,0,4.6631283757040285E-3,4.7413793103448329E-7,0,2.474702689041958E-2,null,8.1959946997654243E-3,1.1015359946223189E-2,0,4.3524946631799928E-3,5.1767055288220326E-5,0,2.3615616364456825E-2]
[2004,2,22,13,8.4987343767192261E-3,1.1130162585675627E-2,0,4.6238925840501868E-3,4.7413793103448329E-7,0,2.4253263684376074E-2,null,7.933628314810693E-3,1.084631112863591E-2,0,4.3158725588714865E-3,5.1767055288220326E-5,0,2.3147579057606307E-2]
[2004,2,22,14,8.3950246180254338E-3,1.0919022244094011E-2,0,4.4753635826617439E-3,4.7413793103448329E-7,0,2.3789884582712226E-2,null,7.8368145256482551E-3,1.0640555478709646E-2,0,4.1772377983019691E-3,5.1767055288220326E-5,0,2.2706374857948092E-2]
[2004,2,22,15,8.162020972457603E-3,1.0775120615133402E-2,0,4.4174550485762045E-3,4.7413793103448329E-7,0,2.3355070774098242E-2,null,7.6193039837262871E-3,1.0500323759037103E-2,0,4.1231868339594241E-3,5.1767055288220326E-5,0,2.2294581632011035E-2]
[2004,2,22,16,8.292405826716585E-3,1.0657746115633212E-2,0,4.3507091493969283E-3,4.7413793103448329E-7,0,2.3301335229677762E-2,null,7.7410191622127632E-3,1.0385942650014903E-2,0,4.0608872044916658E-3,5.1767055288220326E-5,0,2.2239616072007553E-2]
[2004,2,22,17,9.069876553125392E-3,1.103563318497958E-2,8.0929564781554542E-5,4.6733517753340574E-3,4.7413793103448329E-7,6.4443179245138547E-6,2.4866709534076135E-2,null,8.4667935534997688E-3,1.0754192502078526E-2,5.1888275984108073E-5,4.3620370323245129E-3,5.1767055288220326E-5,5.5309977155817671E-6,2.3692209416890715E-2]
[2004,2,22,18,9.9942005849161207E-3,1.1079373312804149E-2,2.4278869434466363E-4,4.7849747904092597E-3,4.7413793103448329E-7,1.9332953773541564E-5,2.6121144474178772E-2,null,9.3296565382240612E-3,1.0796817129665022E-2,1.5566482795232423E-4,4.4662242942352529E-3,5.1767055288220326E-5,1.65929931467453E-5,2.4816722838511624E-2]
[2004,2,22,19,9.5254067460044389E-3,1.0399338314381983E-2,2.4278869434466363E-4,4.2784277269931094E-3,4.7413793103448329E-7,1.9332953773541564E-5,2.4465768573428772E-2,null,8.8920341924325855E-3,1.0134124997859069E-2,1.5566482795232423E-4,3.9934207999854461E-3,5.1767055288220326E-5,1.65929931467453E-5,2.3243604866664391E-2]
[2004,2,22,20,9.1753538193907191E-3,9.6363842895936698E-3,2.4278869434466363E-4,3.7849064738156276E-3,4.7413793103448329E-7,1.9332953773541564E-5,2.2859240368849256E-2,null,8.5652573234116444E-3,9.3906285155750495E-3,1.5566482795232423E-4,3.5327754032572069E-3,5.1767055288220326E-5,1.65929931467453E-5,2.171268611863119E-2]
[2004,2,22,21,8.9062305818442856E-3,9.6341658803605311E-3,2.4278869434466363E-4,3.861329924564704E-3,4.7413793103448329E-7,1.9332953773541564E-5,2.266432217281876E-2,null,8.3140288883377465E-3,9.3884666822174456E-3,1.5566482795232423E-4,3.604107915409402E-3,5.1767055288220326E-5,1.65929931467453E-5,2.1530628362351884E-2]
[2004,2,22,22,8.673571710979322E-3,9.8943374016744745E-3,2.4278869434466363E-4,3.989213379643369E-3,4.7413793103448329E-7,1.9332953773541564E-5,2.2819718278346404E-2,null,8.0968401960258077E-3,9.6420030744542775E-3,1.5566482795232423E-4,3.7234724301499749E-3,5.1767055288220326E-5,1.65929931467453E-5,2.1686340577017352E-2]
[2004,2,22,23,6.9228249300602044E-3,9.1852048040446683E-3,2.4278869434466363E-4,3.3720145623595374E-3,4.7413793103448329E-7,1.9332953773541564E-5,1.9742640082513651E-2,null,6.4625057625115482E-3,8.9509554166914453E-3,1.5566482795232423E-4,3.1473882347532955E-3,5.1767055288220326E-5,1.65929931467453E-5,1.8784874290343576E-2]
[2004,2,22,24,5.9536008038827484E-3,9.3455842361024766E-3,2.4278869434466363E-4,3.1337776491301883E-3,4.7413793103448329E-7,1.9332953773541564E-5,1.8695558475164655E-2,null,5.5577282238814391E-3,9.1072447076467854E-3,1.5566482795232423E-4,2.9250214436510316E-3,5.1767055288220326E-5,1.65929931467453E-5,1.7814019251566546E-2]
[2004,2,23,1,6.4048732618105144E-3,9.0737884313105317E-3,2.4278869434466363E-4,2.7601110824710387E-3,4.7413793103448329E-7,1.9332953773541564E-5,1.8501368561641328E-2,null,5.9789942372913112E-3,8.8423804849061902E-3,1.5566482795232423E-4,2.5762466285147892E-3,5.1767055288220326E-5,1.65929931467453E-5,1.762164622709958E-2]
[2004,2,23,2,6.2602106654776161E-3,8.9679507775196135E-3,2.4278869434466363E-4,2.6611276492602524E-3,4.7413793103448329E-7,1.9332953773541564E-5,1.8151884878306726E-2,null,5.8439506861592003E-3,8.7392419985359605E-3,1.5566482795232423E-4,2.4838569643061267E-3,5.1767055288220326E-5,1.65929931467453E-5,1.7291074525388576E-2]
[2004,2,23,3,6.5516437366670705E-3,9.3143248123160102E-3,2.4278869434466363E-4,2.8960177686640654E-3,4.7413793103448329E-7,1.9332953773541564E-5,1.902458210369639E-2,null,6.1160055078505974E-3,9.0767824899136637E-3,1.5566482795232423E-4,2.7030999078342371E-3,5.1767055288220326E-5,1.65929931467453E-5,1.8119912781985787E-2]
[2004,2,23,4,6.6787948645015754E-3,9.3384042407177806E-3,2.4278869434466363E-4,2.8360303745093409E-3,4.7413793103448329E-7,1.9332953773541564E-5,1.9115825265777937E-2,null,6.2347019799760574E-3,9.1002478229880827E-3,1.5566482795232423E-4,2.6471085664255645E-3,5.1767055288220326E-5,1.65929931467453E-5,1.8206083245776994E-2]
[2004,2,23,5,7.0218745310825321E-3,9.5047770563248483E-3,2.4278869434466363E-4,2.8813955277975584E-3,4.7413793103448329E-7,1.9332953773541564E-5,1.9670642901254178E-2,null,6.5549692617113894E-3,9.2623776488132536E-3,1.5566482795232423E-4,2.6894517257110939E-3,5.1767055288220326E-5,1.65929931467453E-5,1.8730823512623028E-2]
[2004,2,23,6,7.1622595836951415E-3,9.798494368803758E-3,2.4278869434466363E-4,2.7083824410688846E-3,4.7413793103448329E-7,1.9332953773541564E-5,1.9931732179617027E-2,null,6.6860196956953655E-3,9.548604317156182E-3,1.5566482795232423E-4,2.5279638840787783E-3,5.1767055288220326E-5,1.65929931467453E-5,1.8986612773317615E-2]
[2004,2,23,7,8.1363192128614086E-3,1.0979610120661971E-2,2.4278869434466357E-5,2.7720363980740311E-3,4.7413793103448329E-7,1.9332953773541562E-6,2.1914652034340266E-2,null,7.5953112103750702E-3,1.0699598188537196E-2,1.5566482795232419E-5,2.5873775407129602E-3,5.1767055288220326E-5,1.6592993146745298E-6,2.0951279777023352E-2]
[2004,2,23,8,7.8501273009966652E-3,1.292181219453576E-2,0,3.1846688312790151E-3,4.7413793103448329E-7,0,2.3957082464742475E-2,null,7.3281490477759333E-3,1.2592268471272178E-2,0,2.9725225160769538E-3,5.1767055288220326E-5,0,2.2944707090413286E-2]
[2004,2,23,9,7.8637314529988074E-3,1.4316509639711348E-2,0,3.6217216965355428E-3,4.7413793103448329E-7,0,2.5802436927176733E-2,null,7.3408486193520068E-3,1.3951397082758655E-2,0,3.3804611594709095E-3,5.1767055288220326E-5,0,2.4724473916869792E-2]
[2004,2,23,10,7.5125814644120339E-3,1.4785546134115495E-2,0,3.7171221402597216E-3,4.7413793103448329E-7,0,{"$f":"SUM(E1284:J1284)","v":2.6015723876718282E-2},null,{"$f":"E1284*V$5","v":7.013047635263254E-3},{"$f":"F1284*W$5","v":1.4408471784932313E-2},{"$f":"G1284*X$5","v":0},{"$f":"H1284*AB$5","v":3.4695065145887169E-3},{"$f":"I1284*Z$5","v":5.1767055288220326E-5},{"$f":"J1284*AA$5","v":0},{"$f":"SUM(M1284:R1284)","v":2.4942792990072502E-2}]
[2004,2,23,11,7.5346691908922065E-3,1.5166084304216875E-2,0,3.9668368872562056E-3,4.7413793103448329E-7,0,2.6668064520296325E-2,null,7.0336666832820881E-3,1.4779305126985493E-2,0,3.7025865449997271E-3,5.1767055288220326E-5,0,2.5567325410555529E-2]
[2004,2,23,12,7.5913547562625411E-3,1.5204088144762495E-2,0,4.0474523822510095E-3,4.7413793103448329E-7,0,2.6843369421207079E-2,null,7.086583057241848E-3,1.481633975927122E-2,0,3.7778318488954242E-3,5.1767055288220326E-5,0,2.5732521720696712E-2]
[2004,2,23,13,7.0887854771144853E-3,1.4840590788658119E-2,0,3.7779005322493165E-3,4.7413793103448329E-7,0,2.5707750935952955E-2,null,6.617431100436934E-3,1.4462112640988265E-2,0,3.5262361616105911E-3,5.1767055288220326E-5,0,2.4657546958324009E-2]
[2004,2,23,14,6.9739475256309497E-3,1.4585157534752136E-2,0,3.574493682657773E-3,4.7413793103448329E-7,0,2.5134072880971893E-2,null,6.5102290650373594E-3,1.4213193676585198E-2,0,3.3363792338206104E-3,5.1767055288220326E-5,0,2.4111569030731386E-2]
[2004,2,23,15,6.8762943720594031E-3,1.456691461790496E-2,0,3.6187903873111465E-3,4.7413793103448329E-7,0,2.5062473515206542E-2,null,6.4190691593544553E-3,1.4195416007077211E-2,0,3.3777251190432447E-3,5.1767055288220326E-5,0,2.4043977340763131E-2]
[2004,2,23,16,7.0298048840764828E-3,1.4585794483352689E-2,0,3.782443450759088E-3,4.7413793103448329E-7,0,2.5398516956119291E-2,null,6.5623723020077898E-3,1.4213814381147362E-2,0,3.5304764541729968E-3,5.1767055288220326E-5,0,2.4358430192616368E-2]
[2004,2,23,17,8.5795670945899086E-3,1.4887022380779654E-2,7.2836608303399099E-5,4.3610337909107096E-3,4.7413793103448329E-7,5.7998861320624698E-6,2.7906733898646768E-2,null,8.0090862254636793E-3,1.4507360092718776E-2,4.6699448385697273E-5,4.0705240713045368E-3,5.1767055288220326E-5,4.9778979440235911E-6,2.6690414791104934E-2]
[2004,2,23,18,9.9281963563596642E-3,1.3953583613720583E-2,2.4278869434466363E-4,3.7607946248297448E-3,4.7413793103448329E-7,1.9332953773541564E-5,2.7905170380959233E-2,null,9.2680411266391084E-3,1.3597726724012832E-2,1.5566482795232423E-4,3.5102697620706478E-3,5.1767055288220326E-5,1.65929931467453E-5,2.6600062489109875E-2]
[2004,2,23,19,1.0869895551360904E-2,1.3216602435109137E-2,2.4278869434466363E-4,3.4417233222748568E-3,4.7413793103448329E-7,1.9332953773541564E-5,2.779081709479414E-2,null,1.014712394842514E-2,1.287954070492843E-2,1.5566482795232423E-4,3.2124533543603693E-3,5.1767055288220326E-5,1.65929931467453E-5,2.6463142884101225E-2]
[2004,2,23,20,9.759528875698727E-3,1.2936535605336967E-2,2.4278869434466363E-4,3.5053291101445638E-3,4.7413793103448329E-7,1.9332953773541564E-5,2.6463989377229498E-2,null,9.1105888471532358E-3,1.2606616392355571E-2,1.5566482795232423E-4,3.271822050640034E-3,5.1767055288220326E-5,1.65929931467453E-5,2.5213052166536128E-2]
[2004,2,23,21,9.2990426358398066E-3,1.2521360218786064E-2,2.4278869434466363E-4,3.4125404692578699E-3,4.7413793103448329E-7,1.9332953773541564E-5,2.5495539109932984E-2,null,8.680721703507345E-3,1.2202029183424928E-2,1.5566482795232423E-4,3.1852145134409139E-3,5.1767055288220326E-5,1.65929931467453E-5,2.4291990276760475E-2]
[2004,2,23,22,8.9868779005316864E-3,1.2067782731444031E-2,2.4278869434466363E-4,3.4496620063852548E-3,4.7413793103448329E-7,1.9332953773541564E-5,2.4766918424410214E-2,null,8.3893137275491726E-3,1.1760019238755465E-2,1.5566482795232423E-4,3.2198632040233571E-3,5.1767055288220326E-5,1.65929931467453E-5,2.3593221046715285E-2]
[2004,2,23,23,8.5121935761112155E-3,1.211637970359415E-2,2.4278869434466363E-4,3.7506060763741575E-3,4.7413793103448329E-7,1.9332953773541564E-5,2.4641775142128765E-2,null,7.9461925721056939E-3,1.1807376847037686E-2,1.5566482795232423E-4,3.5007599224939497E-3,5.1767055288220326E-5,1.65929931467453E-5,2.3478354218024616E-2]
[2004,2,23,24,7.1154675644195548E-3,1.14081660641389E-2,2.4278869434466363E-4,3.2895541140529677E-3,4.7413793103448329E-7,1.9332953773541564E-5,2.2075783528660662E-2,null,6.6423390165993249E-3,1.1117224711348201E-2,1.5566482795232423E-4,3.0704208788795498E-3,5.1767055288220326E-5,1.65929931467453E-5,2.1054009483214366E-2]
[2004,2,24,1,7.0894299784229706E-3,1.0985475335608671E-2,2.4278869434466363E-4,3.2979368797943099E-3,4.7413793103448329E-7,1.9332953773541564E-5,2.1635437979875195E-2,null,6.6180327469413753E-3,1.0705313823475907E-2,1.5566482795232423E-4,3.0782452277312734E-3,5.1767055288220326E-5,1.65929931467453E-5,2.0625616674535847E-2]
[2004,2,24,2,7.1832347435553147E-3,1.0709185733118064E-2,2.4278869434466363E-4,3.2695915618553913E-3,4.7413793103448329E-7,1.9332953773541564E-5,2.1424607824578012E-2,null,6.7056001549494161E-3,1.0436070407923558E-2,1.5566482795232423E-4,3.0517881295955918E-3,5.1767055288220326E-5,1.65929931467453E-5,2.0417483568855855E-2]
[2004,2,24,3,6.9571828027504791E-3,1.040617452921961E-2,2.4278869434466363E-4,3.1000579893652055E-3,4.7413793103448329E-7,1.9332953773541564E-5,2.0726011107384534E-2,null,6.4945790783171248E-3,1.0140786869372656E-2,1.5566482795232423E-4,2.8935480147967005E-3,5.1767055288220326E-5,1.65929931467453E-5,1.975293883887377E-2]
[2004,2,24,4,7.3244589951407127E-3,1.0219747819272618E-2,2.4278869434466363E-4,3.0816089482320879E-3,4.7413793103448329E-7,1.9332953773541564E-5,2.0888411548694662E-2,null,6.8374339870768269E-3,9.9591145817301222E-3,1.5566482795232423E-4,2.8763279542272637E-3,5.1767055288220326E-5,1.65929931467453E-5,1.9896901399421501E-2]
[2004,2,24,5,7.6038646078272322E-3,1.0274620394037157E-2,2.4278869434466363E-4,3.0701595638218566E-3,4.7413793103448329E-7,1.9332953773541564E-5,2.1211240351735487E-2,null,7.0982610916630181E-3,1.0012587746541882E-2,1.5566482795232423E-4,2.8656412691250755E-3,5.1767055288220326E-5,1.65929931467453E-5,2.0200514983717263E-2]
[2004,2,24,6,7.8854384568199602E-3,1.0641293549308742E-2,2.4278869434466363E-4,3.0367560560352626E-3,4.7413793103448329E-7,1.9332953773541564E-5,2.1826083848213204E-2,null,7.3611122600909093E-3,1.0369909671893867E-2,1.5566482795232423E-4,2.8344629318247023E-3,5.1767055288220326E-5,1.65929931467453E-5,2.078950974019677E-2]
[2004,2,24,7,8.6320687160074822E-3,1.1528003946033299E-2,2.0232391195388636E-5,3.0667406038720709E-3,4.7413793103448329E-7,1.6110794811284637E-6,2.3249130874520404E-2,null,8.058096858316606E-3,1.1234006379362307E-2,1.2972068996027018E-5,2.8624500627639979E-3,5.1767055288220326E-5,1.3827494288954418E-6,2.2220675174156053E-2]
[2004,2,24,8,8.6002783795589045E-3,1.3519897178803928E-2,0,3.4828230674357717E-3,4.7413793103448329E-7,0,2.5603472763729641E-2,null,8.0284203556509059E-3,1.317510055218774E-2,0,3.250815245146602E-3,5.1767055288220326E-5,0,2.4506103208273469E-2]
[2004,2,24,9,8.261596114095774E-3,1.4583403953937701E-2,0,3.6998523034402226E-3,4.7413793103448329E-7,0,2.6545326509404735E-2,null,7.7122580787873027E-3,1.4211484817172215E-2,0,3.4533871057852846E-3,5.1767055288220326E-5,0,2.5428897057033023E-2]
[2004,2,24,10,7.8986902584098802E-3,1.506928700857715E-2,0,3.843931479093668E-3,4.7413793103448329E-7,0,2.6812382884011735E-2,null,7.3734829100789876E-3,1.4684976443389243E-2,0,3.5878684652036422E-3,5.1767055288220326E-5,0,2.569809487396009E-2]
[2004,2,24,11,7.4739145714974014E-3,1.5050771364749643E-2,0,3.7382441778906566E-3,4.7413793103448329E-7,0,2.6263404252068735E-2,null,6.9769518187716099E-3,1.4666933002230655E-2,0,3.4892215103291577E-3,5.1767055288220326E-5,0,2.5184873386619643E-2]
[2004,2,24,12,7.5222092261790626E-3,1.5032065921245757E-2,0,3.850126149583466E-3,4.7413793103448329E-7,0,2.6404875434939322E-2,null,7.0220352185877064E-3,1.464870460183843E-2,0,3.593650478494866E-3,5.1767055288220326E-5,0,2.5316157354209223E-2]
[2004,2,24,13,7.3417962398842239E-3,1.5034271097309844E-2,0,3.9054679051302283E-3,4.7413793103448329E-7,0,2.6282009380255329E-2,null,6.8536184269829279E-3,1.4650853539511208E-2,0,3.6453056499294134E-3,5.1767055288220326E-5,0,2.5201544671711769E-2]
[2004,2,24,14,6.9995503176552122E-3,1.4872243793095801E-2,0,3.762611210365726E-3,4.7413793103448329E-7,0,2.5634879459047775E-2,null,6.5341294514641097E-3,1.4492958401923424E-2,0,3.5119653359887417E-3,5.1767055288220326E-5,0,2.4590820244664496E-2]
[2004,2,24,15,7.0787108586571309E-3,1.439766968691474E-2,0,3.4737525176296415E-3,4.7413793103448329E-7,0,2.4950607201132548E-2,null,6.6080263732491854E-3,1.4030487313148972E-2,0,3.2423489288793965E-3,5.1767055288220326E-5,0,2.3932629670565773E-2]
[2004,2,24,16,8.0703252214273276E-3,1.4664623946679256E-2,0,3.9103840919985791E-3,4.7413793103448329E-7,0,2.6645807398036195E-2,null,7.5337053552158558E-3,1.4290633464315448E-2,0,3.6498943456254574E-3,5.1767055288220326E-5,0,2.5526000220444978E-2]
[2004,2,24,17,9.5699130937315583E-3,1.518908892751936E-2,6.8790130064321357E-5,4.5347099391099665E-3,4.7413793103448329E-7,5.4776702358367769E-6,2.9368453898592078E-2,null,8.9335811810623209E-3,1.4801723065610839E-2,4.4105034586491859E-5,4.232630804650645E-3,5.1767055288220326E-5,4.7013480582445027E-6,2.8068508489256763E-2]
[2004,2,24,18,1.0081001094380494E-2,1.4119324997079725E-2,2.4278869434466363E-4,3.977208908343877E-3,4.7413793103448329E-7,1.9332953773541564E-5,2.8440130785853335E-2,null,9.4106854243030235E-3,1.3759241220945462E-2,1.5566482795232423E-4,3.7122676352021097E-3,5.1767055288220326E-5,1.65929931467453E-5,2.7106219156837887E-2]
[2004,2,24,19,1.0700899410294219E-2,1.3266773800280464E-2,2.4278869434466363E-4,3.4416748521058698E-3,4.7413793103448329E-7,1.9332953773541564E-5,2.7671943848729796E-2,null,9.989364862138932E-3,1.2928432554639319E-2,1.5566482795232423E-4,3.212408113025617E-3,5.1767055288220326E-5,1.65929931467453E-5,2.6354230406191156E-2]
[2004,2,24,20,1.0523125232256467E-2,1.2942014919453463E-2,2.4278869434466363E-4,3.329211812079489E-3,4.7413793103448329E-7,1.9332953773541564E-5,2.7056947749838661E-2,null,9.8234114166016739E-3,1.2611955968055529E-2,1.5566482795232423E-4,3.1074367843205784E-3,5.1767055288220326E-5,1.65929931467453E-5,2.5766829045365071E-2]
[2004,2,24,21,9.811896591129016E-3,1.266711275453309E-2,2.4278869434466363E-4,3.4579447584640894E-3,4.7413793103448329E-7,1.9332953773541564E-5,2.6199549890175436E-2,null,9.1594744778252316E-3,1.2344064606387612E-2,1.5566482795232423E-4,3.2275942016101711E-3,5.1767055288220326E-5,1.65929931467453E-5,2.4955158162210302E-2]
[2004,2,24,22,9.0986051492207183E-3,1.2226026081002879E-2,2.4278869434466363E-4,3.4144323315162257E-3,4.7413793103448329E-7,1.9332953773541564E-5,2.5001659347789064E-2,null,8.4936119000115738E-3,1.1914226923516664E-2,1.5566482795232423E-4,3.1869803495319527E-3,5.1767055288220326E-5,1.65929931467453E-5,2.3818844049447476E-2]
[2004,2,24,23,8.5872499193644768E-3,1.1731974761126668E-2,2.4278869434466363E-4,3.4651378096753113E-3,4.7413793103448329E-7,1.9332953773541564E-5,2.4046958276215696E-2,null,8.0162581964263457E-3,1.1432775346539064E-2,1.5566482795232423E-4,3.2343080886161439E-3,5.1767055288220326E-5,1.65929931467453E-5,2.2907366507968843E-2]
[2004,2,24,24,7.8287005681085056E-3,1.1494937955787217E-2,2.4278869434466363E-4,3.4034877611892594E-3,4.7413793103448329E-7,1.9332953773541564E-5,2.2989722071134221E-2,null,7.308147041924209E-3,1.1201783667858791E-2,1.5566482795232423E-4,3.1767648503861186E-3,5.1767055288220326E-5,1.65929931467453E-5,2.1910720436556407E-2]
[2004,2,25,1,5.5101450257611512E-3,9.2180084684017668E-3,2.4278869434466363E-4,2.1513566448686764E-3,4.7413793103448329E-7,1.9332953773541564E-5,1.7142105925080836E-2,null,5.1437591360476752E-3,8.9829224923776829E-3,1.5566482795232423E-4,2.008044291505058E-3,5.1767055288220326E-5,1.65929931467453E-5,1.6358750796317705E-2]
[2004,2,25,2,5.4855034757025486E-3,8.8724770579153289E-3,2.4278869434466363E-4,2.039019518600783E-3,4.7413793103448329E-7,1.9332953773541564E-5,1.6659595838267902E-2,null,5.1207560757565709E-3,8.6462031359438776E-3,1.5566482795232423E-4,1.9031904888292604E-3,5.1767055288220326E-5,1.65929931467453E-5,1.5894174576916997E-2]
[2004,2,25,3,5.2818966327573963E-3,8.4855973991030849E-3,2.4278869434466363E-4,1.8966077425114488E-3,4.7413793103448329E-7,1.9332953773541564E-5,1.5926697560421171E-2,null,4.9306876558393867E-3,8.2691900315514429E-3,1.5566482795232423E-4,1.7702654553619526E-3,5.1767055288220326E-5,1.65929931467453E-5,1.5194168019140072E-2]
[2004,2,25,4,5.4940524708600941E-3,8.2591491122983585E-3,2.4278869434466363E-4,1.7758599965101533E-3,4.7413793103448329E-7,1.9332953773541564E-5,1.5791657365717846E-2,null,5.1287366228637814E-3,8.0485168334445568E-3,1.5566482795232423E-4,1.6575613053325627E-3,5.1767055288220326E-5,1.65929931467453E-5,1.505883963802819E-2]
[2004,2,25,5,5.8519369914217826E-3,8.6037785663646213E-3,2.4278869434466363E-4,1.8653928150397614E-3,4.7413793103448329E-7,1.9332953773541564E-5,1.6583704158875407E-2,null,5.4628243399170977E-3,8.3843572359653014E-3,1.5566482795232423E-4,1.7411299063730063E-3,5.1767055288220326E-5,1.65929931467453E-5,1.5812336358642695E-2]
[2004,2,25,6,5.9086393993529555E-3,8.7115782138598424E-3,2.4278869434466363E-4,1.6420042278682686E-3,4.7413793103448329E-7,1.9332953773541564E-5,1.652481762713031E-2,null,5.515756436525859E-3,8.4894076795046635E-3,1.5566482795232423E-4,1.5326223219485381E-3,5.1767055288220326E-5,1.65929931467453E-5,1.5761811314366349E-2]
[2004,2,25,7,6.7333620469847508E-3,9.8291922847215819E-3,1.2139434717233179E-5,1.7933485968827476E-3,4.7413793103448329E-7,9.6664768867707808E-7,1.8369483148926027E-2,null,6.2856408286114333E-3,9.5785193471013812E-3,7.7832413976162093E-6,1.6738849047824088E-3,5.1767055288220326E-5,8.296496573372649E-7,1.7598425026838393E-2]
[2004,2,25,8,6.7468826109408154E-3,1.1904463378149457E-2,0,2.1629485201877336E-3,4.7413793103448329E-7,0,2.0814768647209041E-2,null,6.2982623701585937E-3,1.1600865003089551E-2,0,2.018863975502033E-3,5.1767055288220326E-5,0,1.9969758404038397E-2]
[2004,2,25,9,6.3932478882616633E-3,1.2970203592524751E-2,0,2.3373280273692085E-3,4.7413793103448329E-7,0,2.1701253646086657E-2,null,5.9681418693187261E-3,1.2639425748131166E-2,0,2.1816272136598795E-3,5.1767055288220326E-5,0,2.0840961886397991E-2]
[2004,2,25,10,6.3776581230744782E-3,1.3713536482735818E-2,0,2.7633041585911609E-3,4.7413793103448329E-7,0,2.2854972902332495E-2,null,5.9535887138690031E-3,1.3363801491730241E-2,0,2.579226998269216E-3,5.1767055288220326E-5,0,2.1948384259156677E-2]
[2004,2,25,11,6.1993633620843211E-3,1.3849971222215747E-2,0,2.8503910637197728E-3,4.7413793103448329E-7,0,2.2900199785950877E-2,null,5.7871493004842574E-3,1.3496756749280404E-2,0,2.6605126201234329E-3,5.1767055288220326E-5,0,2.1996185725176313E-2]
[2004,2,25,12,6.1857873466870193E-3,1.3776270969766446E-2,0,2.8941550696229509E-3,4.7413793103448329E-7,0,2.2856687524007453E-2,null,5.7744759946266955E-3,1.3424936067222002E-2,0,2.7013612922563769E-3,5.1767055288220326E-5,0,2.1952540409393297E-2]
[2004,2,25,13,5.8852158860045606E-3,1.3600843340316627E-2,0,2.8175685093217986E-3,4.7413793103448329E-7,0,2.2304101873574022E-2,null,5.4938904220705499E-3,1.3253982351593393E-2,0,2.6298765360744819E-3,5.1767055288220326E-5,0,2.1429516365026647E-2]
[2004,2,25,14,6.1963114792112769E-3,1.4086965264170411E-2,0,3.2527870642748351E-3,4.7413793103448329E-7,0,2.3536537945587559E-2,null,5.7843003463574653E-3,1.3727706755166345E-2,0,3.0361030615160003E-3,5.1767055288220326E-5,0,2.259987721832803E-2]
[2004,2,25,15,6.1040890382771853E-3,1.3487985625457612E-2,0,2.8363728416906028E-3,4.7413793103448329E-7,0,2.2428921643356435E-2,null,5.6982100491174527E-3,1.3144002836091693E-2,0,2.6474282201984526E-3,5.1767055288220326E-5,0,2.1541408160695819E-2]
[2004,2,25,16,6.4264821341996504E-3,1.2948246448069347E-2,0,2.6982747170149557E-3,4.7413793103448329E-7,0,2.2073477437214988E-2,null,5.9991662716482388E-3,1.2618028574601444E-2,0,2.5185294847963483E-3,5.1767055288220326E-5,0,2.1187491386334252E-2]
[2004,2,25,17,7.4587969516655434E-3,1.2975496673796136E-2,6.0697173586165907E-5,2.95812536813352E-3,4.7413793103448329E-7,4.8332384433853911E-6,2.3458423543555786E-2,null,6.9628394143318242E-3,1.2644583840464199E-2,3.8916206988081058E-5,2.7610702173462304E-3,5.1767055288220326E-5,4.1482482866863249E-6,2.2463324982705236E-2]
[2004,2,25,18,8.1674386689489769E-3,1.2247101603584262E-2,2.4278869434466363E-4,2.6691861735155093E-3,4.7413793103448329E-7,1.9332953773541564E-5,2.3346322232097989E-2,null,7.624361441505266E-3,1.193476495908952E-2,1.5566482795232423E-4,2.4913786709777376E-3,5.1767055288220326E-5,1.65929931467453E-5,2.2274529947959813E-2]
[2004,2,25,19,9.070197722889908E-3,1.1612704628096961E-2,2.4278869434466363E-4,2.4719529749241977E-3,4.7413793103448329E-7,1.9332953773541564E-5,2.3417451111960304E-2,null,8.467093367733828E-3,1.1316546948145417E-2,1.5566482795232423E-4,2.3072841372000791E-3,5.1767055288220326E-5,1.65929931467453E-5,2.2314949329466611E-2]
[2004,2,25,20,9.3519732512919781E-3,1.1665832537976987E-2,2.4278869434466363E-4,2.7401551344112297E-3,4.7413793103448329E-7,1.9332953773541564E-5,2.4020556709729433E-2,null,8.7301328053088108E-3,1.1368319942092019E-2,1.5566482795232423E-4,2.5576200434347884E-3,5.1767055288220326E-5,1.65929931467453E-5,2.2880097667222907E-2]
[2004,2,25,21,8.6796963516359623E-3,1.1406290318725025E-2,2.4278869434466363E-4,2.841332801234804E-3,4.7413793103448329E-7,1.9332953773541564E-5,2.3189915257645032E-2,null,8.1025575911552131E-3,1.1115396802887711E-2,1.5566482795232423E-4,2.6520577726590294E-3,5.1767055288220326E-5,1.65929931467453E-5,2.2094037043089244E-2]
[2004,2,25,22,7.4458132774731095E-3,1.0439488699483277E-2,2.4278869434466363E-4,2.2871792021757534E-3,4.7413793103448329E-7,1.9332953773541564E-5,2.0435076965181379E-2,null,6.9507190631551193E-3,1.0173251431582837E-2,1.5566482795232423E-4,2.1348190461737537E-3,5.1767055288220326E-5,1.65929931467453E-5,1.9482814417298999E-2]
[2004,2,25,23,6.9519309300113963E-3,1.003103548503393E-2,2.4278869434466363E-4,2.3274833857634927E-3,4.7413793103448329E-7,1.9332953773541564E-5,1.9573045586858059E-2,null,6.4896764181771975E-3,9.7752149598505471E-3,1.5566482795232423E-4,2.1724383716213353E-3,5.1767055288220326E-5,1.65929931467453E-5,1.866135462603637E-2]
[2004,2,25,24,5.9219195425776975E-3,9.3271247671796193E-3,2.4278869434466363E-4,1.9973612185855806E-3,4.7413793103448329E-7,1.9332953773541564E-5,1.7509001314392141E-2,null,5.5281535436293786E-3,9.0892560087697024E-3,1.5566482795232423E-4,1.8643072512503798E-3,5.1767055288220326E-5,1.65929931467453E-5,1.6705741680036749E-2]
[2004,2,26,1,5.5603042501511466E-3,9.1627126174754232E-3,2.4278869434466363E-4,2.2188112848714257E-3,4.7413793103448329E-7,1.9332953773541564E-5,1.7204423938547236E-2,null,5.1905831248005782E-3,8.9290368461750237E-3,1.5566482795232423E-4,2.0710054491151287E-3,5.1767055288220326E-5,1.65929931467453E-5,1.6414650296478019E-2]
[2004,2,26,2,5.5960387486523556E-3,8.9079326486548923E-3,2.4278869434466363E-4,2.162837187541932E-3,4.7413793103448329E-7,1.9332953773541564E-5,{"$f":"SUM(E1348:J1348)","v":1.6929404370898422E-2},null,{"$f":"E1348*V$5","v":5.2239415304828835E-3},{"$f":"F1348*W$5","v":8.6807545061912284E-3},{"$f":"G1348*X$5","v":1.5566482795232423E-4},{"$f":"H1348*AB$5","v":2.0187600592664829E-3},{"$f":"I1348*Z$5","v":5.1767055288220326E-5},{"$f":"J1348*AA$5","v":1.65929931467453E-5},{"$f":"SUM(M1348:R1348)","v":1.6147480972327884E-2}]
[2004,2,26,3,5.3733482447733518E-3,8.5330335409442657E-3,2.4278869434466363E-4,2.0037259476021092E-3,4.7413793103448329E-7,1.9332953773541564E-5,1.6172703519368968E-2,null,5.0160583788628485E-3,8.3154164140675172E-3,1.5566482795232423E-4,1.8702479946408823E-3,5.1767055288220326E-5,1.65929931467453E-5,1.5425747663958538E-2]
[2004,2,26,4,5.6386404351787666E-3,8.3771762470819053E-3,2.4278869434466363E-4,1.9339721282800786E-3,4.7413793103448329E-7,1.9332953773541564E-5,1.6212384596589993E-2,null,5.2637105044857036E-3,8.1635339336557748E-3,1.5566482795232423E-4,1.8051408172538297E-3,5.1767055288220326E-5,1.65929931467453E-5,1.5456410131782597E-2]
[2004,2,26,5,5.8290980869897813E-3,8.5504324261630859E-3,2.4278869434466363E-4,1.8746276690030047E-3,4.7413793103448329E-7,1.9332953773541564E-5,1.6516753968205115E-2,null,5.4415040619969716E-3,8.3323715772039147E-3,1.5566482795232423E-4,1.7497495816964836E-3,5.1767055288220326E-5,1.65929931467453E-5,1.5747650097284658E-2]
[2004,2,26,6,6.0541935536632466E-3,8.8314694964148309E-3,2.4278869434466363E-4,1.804407100623549E-3,4.7413793103448329E-7,1.9332953773541564E-5,1.695266593675087E-2,null,5.6516322633004597E-3,8.6062413863074883E-3,1.5566482795232423E-4,1.6842067476819896E-3,5.1767055288220326E-5,1.65929931467453E-5,1.6166105273677227E-2]
[2004,2,26,7,6.8213388001471444E-3,9.9639775346517974E-3,8.0929564781554519E-6,1.9077513660215705E-3,4.7413793103448329E-7,6.4443179245138528E-7,1.870227922702215E-2,null,6.3677677464553713E-3,9.7098671818738515E-3,5.1888275984108056E-6,1.7806667477880847E-3,5.1767055288220326E-5,5.5309977155817657E-7,1.7915810658775497E-2]
[2004,2,26,8,6.9672899860907835E-3,1.2094154677083975E-2,0,2.3900817901879854E-3,4.7413793103448329E-7,0,2.145200059129378E-2,null,6.5040142050521452E-3,1.1785718623223257E-2,0,2.230866791177778E-3,5.1767055288220326E-5,0,2.05723666747414E-2]
[2004,2,26,9,6.6127179110008448E-3,1.3210649150966477E-2,0,2.5613113321500437E-3,4.7413793103448329E-7,0,2.23851525320484E-2,null,6.1730186791441287E-3,1.287373924681392E-2,0,2.3906898986546534E-3,5.1767055288220326E-5,0,2.1489214879900922E-2]
[2004,2,26,10,6.4741487205348487E-3,1.3783425281899932E-2,0,2.8736679406115738E-3,4.7413793103448329E-7,0,2.3131716080977392E-2,null,6.0436633652455191E-3,1.343190792362696E-2,0,2.6822389107773472E-3,5.1767055288220326E-5,0,2.2209577254938044E-2]
[2004,2,26,11,6.2609841932897677E-3,1.3912027295388305E-2,0,2.9268907995314503E-3,4.7413793103448329E-7,0,2.3100376426140556E-2,null,5.8446727798122967E-3,1.3557230212436926E-2,0,2.7319163356183417E-3,5.1767055288220326E-5,0,2.2185586383155785E-2]
[2004,2,26,12,6.3067057477820057E-3,1.3909114611923653E-2,0,3.0232585145928271E-3,4.7413793103448329E-7,0,2.3239553012229519E-2,null,5.887354172504182E-3,1.3554391810856206E-2,0,2.8218645274144054E-3,5.1767055288220326E-5,0,2.2315377566063013E-2]
[2004,2,26,13,6.174804248320882E-3,1.3910486577039357E-2,0,3.0972023500612194E-3,4.7413793103448329E-7,0,2.3182967313352492E-2,null,5.7642231950544871E-3,1.3555728786878616E-2,0,2.8908826035471788E-3,5.1767055288220326E-5,0,2.2262601640768501E-2]
[2004,2,26,14,5.8895491606695688E-3,1.3901660520381101E-2,0,2.9927118859313828E-3,4.7413793103448329E-7,0,2.2784395704913089E-2,null,5.4979355644475527E-3,1.3547127820287381E-2,0,2.793352758594186E-3,5.1767055288220326E-5,0,2.1890183198617338E-2]
[2004,2,26,15,5.9934047919151931E-3,1.3453679060183516E-2,0,2.7555915687423188E-3,4.7413793103448329E-7,0,2.2203149558772062E-2,null,5.5948855266630907E-3,1.3110571187824794E-2,0,2.5720281816268772E-3,5.1767055288220326E-5,0,2.1329251951402981E-2]
[2004,2,26,16,6.3415576849674589E-3,1.3020101241109448E-2,0,2.6431240069042052E-3,4.7413793103448329E-7,0,2.2005257070912148E-2,null,5.919888700990911E-3,1.2688050861822989E-2,0,2.4670526323300277E-3,5.1767055288220326E-5,0,2.1126759250432149E-2]
[2004,2,26,17,7.5296586942521053E-3,1.3173604547060432E-2,5.260421710801045E-5,3.048270124660162E-3,4.7413793103448329E-7,4.1888066509340052E-6,2.3808800527662682E-2,null,7.0289893494282305E-3,1.2837639387848774E-2,3.3727379389670244E-5,2.8452099922107025E-3,5.1767055288220326E-5,3.5951485151281485E-6,2.2800928312680727E-2]
[2004,2,26,18,8.3252272759561739E-3,1.2487154557666096E-2,2.4278869434466363E-4,2.8449811001934407E-3,4.7413793103448329E-7,1.9332953773541564E-5,2.391995871986495E-2,null,7.771658215920998E-3,1.21686958659633E-2,1.5566482795232423E-4,2.6554630406396161E-3,5.1767055288220326E-5,1.65929931467453E-5,2.2819841998911204E-2]
[2004,2,26,19,8.8664819027619232E-3,1.1510940633453526E-2,2.4278869434466363E-4,2.3277024784671748E-3,4.7413793103448329E-7,1.9332953773541564E-5,2.2967720800731867E-2,null,8.27692321685E-3,1.1217378230788487E-2,1.5566482795232423E-4,2.1726428694920107E-3,5.1767055288220326E-5,1.65929931467453E-5,2.1890969193517788E-2]
[2004,2,26,20,8.8407290812625508E-3,1.1277281933081565E-2,2.4278869434466363E-4,2.3153544927613065E-3,4.7413793103448329E-7,1.9332953773541564E-5,2.2695961293154661E-2,null,8.2528827768530329E-3,1.0989678505592319E-2,1.5566482795232423E-4,2.1611174433069122E-3,5.1767055288220326E-5,1.65929931467453E-5,2.1627703602139552E-2]
[2004,2,26,21,8.1021829597341995E-3,1.1103267690146358E-2,2.4278869434466363E-4,2.3517058183265146E-3,4.7413793103448329E-7,1.9332953773541564E-5,2.1819752254256312E-2,null,7.5634447779903318E-3,1.0820102131019107E-2,1.5566482795232423E-4,2.1950472298738967E-3,5.1767055288220326E-5,1.65929931467453E-5,2.0802619015270623E-2]
[2004,2,26,22,7.3728059792932251E-3,1.0517362720752623E-2,2.4278869434466363E-4,2.2501396908992818E-3,4.7413793103448329E-7,1.9332953773541564E-5,2.040290417699437E-2,null,6.8825662368220113E-3,1.0249139439239829E-2,1.5566482795232423E-4,2.1002469173004418E-3,5.1767055288220326E-5,1.65929931467453E-5,1.9455977469749572E-2]
[2004,2,26,23,6.8720357825923159E-3,1.0033909047299035E-2,2.4278869434466363E-4,2.2821515536180052E-3,4.7413793103448329E-7,1.9332953773541564E-5,1.9450692169558595E-2,null,6.4150937361349952E-3,9.7780152379358769E-3,1.5566482795232423E-4,2.1301263137947874E-3,5.1767055288220326E-5,1.65929931467453E-5,1.8547260164252947E-2]
[2004,2,26,24,5.9320061845619856E-3,9.5345907094878026E-3,2.4278869434466363E-4,2.0314837593367425E-3,4.7413793103448329E-7,1.9332953773541564E-5,1.7760676439435772E-2,null,5.5375694948640846E-3,9.2914309672708674E-3,1.5566482795232423E-4,1.8961567232244709E-3,5.1767055288220326E-5,1.65929931467453E-5,1.6949182061746712E-2]
[2004,2,27,1,6.0608886918945889E-3,1.0087260628739089E-2,2.4278869434466363E-4,2.8246798435117844E-3,4.7413793103448329E-7,1.9332953773541564E-5,1.9235424950194705E-2,null,5.6578822219283294E-3,9.8300061991684045E-3,1.5566482795232423E-4,2.6365141496283505E-3,5.1767055288220326E-5,1.65929931467453E-5,1.8348427447112372E-2]
[2004,2,27,2,5.7997029894474098E-3,9.5444798532142525E-3,2.4278869434466363E-4,2.5966042699108126E-3,4.7413793103448329E-7,1.9332953773541564E-5,1.8203382898621716E-2,null,5.4140635316966461E-3,9.3010679091238922E-3,1.5566482795232423E-4,2.4236318017881904E-3,5.1767055288220326E-5,1.65929931467453E-5,1.7362788118996018E-2]
[2004,2,27,3,5.7761575257092987E-3,9.3988236427832404E-3,2.4278869434466363E-4,2.5387020314714521E-3,4.7413793103448329E-7,1.9332953773541564E-5,1.7976278986013235E-2,null,5.3920836756948236E-3,9.1591263549020297E-3,1.5566482795232423E-4,2.3695867137081433E-3,5.1767055288220326E-5,1.65929931467453E-5,1.7144821620692287E-2]
[2004,2,27,4,5.6463383376051737E-3,8.9393041904986675E-3,2.4278869434466363E-4,2.259881140907056E-3,4.7413793103448329E-7,1.9332953773541564E-5,1.710811945506014E-2,null,5.2708965505424074E-3,8.7113259826457172E-3,1.5566482795232423E-4,2.1093394418364129E-3,5.1767055288220326E-5,1.65929931467453E-5,1.6315586851411826E-2]
[2004,2,27,5,6.1821138274340453E-3,9.3115795754964495E-3,2.4278869434466363E-4,2.3439893618567033E-3,4.7413793103448329E-7,1.9332953773541564E-5,1.8100278550836436E-2,null,5.7710467385670835E-3,9.0741072646024854E-3,1.5566482795232423E-4,2.1878448041850601E-3,5.1767055288220326E-5,1.65929931467453E-5,1.7257023683741917E-2]
[2004,2,27,6,6.3500939750483227E-3,9.5314776870897532E-3,2.4278869434466363E-4,2.2181485543055876E-3,4.7413793103448329E-7,1.9332953773541564E-5,1.8362316002492905E-2,null,5.9278573878196808E-3,9.2883973359811408E-3,1.5566482795232423E-4,2.0703868662629034E-3,5.1767055288220326E-5,1.65929931467453E-5,1.7510666466451014E-2]
[2004,2,27,7,6.9822027704774725E-3,1.0629892696176641E-2,4.0464782390777259E-6,2.257793217718314E-3,4.7413793103448329E-7,3.2221589622569264E-7,1.9874731516438763E-2,null,6.5179353941631967E-3,1.035879957361356E-2,2.5944137992054028E-6,2.1073906053893018E-3,5.1767055288220326E-5,2.7654988577908828E-7,1.9038763592139261E-2]
[2004,2,27,8,7.2729047141526408E-3,1.2746448120830256E-2,0,2.7744425744993103E-3,4.7413793103448329E-7,0,2.2794269547413242E-2,null,6.7893077031777691E-3,1.2421376690531899E-2,0,2.5896234299971291E-3,5.1767055288220326E-5,0,2.1852074878995015E-2]
[2004,2,27,9,7.0979454352236874E-3,1.3661759105530975E-2,0,2.9808765901820308E-3,4.7413793103448329E-7,0,2.3741055268867731E-2,null,6.6259819857566018E-3,1.3313344587954978E-2,0,2.7823058695883832E-3,5.1767055288220326E-5,0,2.2773399498588181E-2]
[2004,2,27,10,7.695481877637628E-3,1.4217615072492492E-2,0,3.3454221450627164E-3,4.7413793103448329E-7,0,2.5258993233123871E-2,null,7.1837864574027105E-3,1.3855024614096968E-2,0,3.1225672680030517E-3,5.1767055288220326E-5,0,2.4213145394790948E-2]
[2004,2,27,11,7.3602158458047681E-3,1.4692172794825775E-2,0,3.5621304089170137E-3,4.7413793103448329E-7,0,2.5614993187478591E-2,null,6.8708132586603587E-3,1.4317479736859323E-2,0,3.32483953801115E-3,5.1767055288220326E-5,0,2.456489958881905E-2]
[2004,2,27,12,6.7525907470340867E-3,1.4285388088657022E-2,0,3.3756374258226878E-3,4.7413793103448329E-7,0,2.4414090399444831E-2,null,6.3035909553486921E-3,1.3921069221602756E-2,0,3.1507697616207412E-3,5.1767055288220326E-5,0,2.3427196993860408E-2]
[2004,2,27,13,6.3460257999857642E-3,1.4082991572064088E-2,0,3.1697562908042324E-3,4.7413793103448329E-7,0,2.3599247800785123E-2,null,5.9240597177860899E-3,1.372383440374445E-2,0,2.9586033726175698E-3,5.1767055288220326E-5,0,2.2658264549436331E-2]
[2004,2,27,14,6.1545700725126077E-3,1.4188497978055284E-2,0,3.4524132203923438E-3,4.7413793103448329E-7,0,2.3795955408891272E-2,null,5.7453344496244474E-3,1.382665009009547E-2,0,3.2224311462540518E-3,5.1767055288220326E-5,0,2.284618274126219E-2]
[2004,2,27,15,6.5388369633363613E-3,1.394328766340862E-2,0,3.5031914455071096E-3,4.7413793103448329E-7,0,2.3985790210183124E-2,null,6.104050294872509E-3,1.3587693350323192E-2,0,3.2698267862645851E-3,5.1767055288220326E-5,0,2.3013337486748504E-2]
[2004,2,27,16,6.8381613171252555E-3,1.3465181885871544E-2,0,3.5136099197943331E-3,4.7413793103448329E-7,0,2.3817427260722168E-2,null,6.3834716843722368E-3,1.3121780658064823E-2,0,3.2795512351924514E-3,5.1767055288220326E-5,0,2.2836570632917729E-2]
[2004,2,27,17,7.2352595427963226E-3,1.3146828255342559E-2,4.4511260629854993E-5,3.4798496549734177E-3,4.7413793103448329E-7,3.5443748584826194E-6,2.391046722653167E-2,null,6.7541656709468852E-3,1.2811545969301867E-2,2.8538551791259437E-5,3.2480399061829016E-3,5.1767055288220326E-5,3.0420487435699712E-6,2.2897099202254703E-2]
[2004,2,27,18,8.9522345172096725E-3,1.2403665694571566E-2,2.4278869434466363E-4,3.0608308573830036E-3,4.7413793103448329E-7,1.9332953773541564E-5,2.4679326855213485E-2,null,8.3569738855607846E-3,1.2087336211247674E-2,1.5566482795232423E-4,2.856933993296893E-3,5.1767055288220326E-5,1.65929931467453E-5,2.3525268966492638E-2]
[2004,2,27,19,9.0582158781884019E-3,1.2087958468443702E-2,2.4278869434466363E-4,3.0870302499750478E-3,4.7413793103448329E-7,1.9332953773541564E-5,2.4495800382656391E-2,null,8.4559082314330705E-3,1.1779680435891039E-2,1.5566482795232423E-4,2.8813881166338284E-3,5.1767055288220326E-5,1.65929931467453E-5,2.334100166034523E-2]
[2004,2,27,20,9.035794504862641E-3,1.113560156452988E-2,2.4278869434466363E-4,2.5282910579422632E-3,4.7413793103448329E-7,1.9332953773541564E-5,2.2962282913384025E-2,null,8.4349777217372409E-3,1.0851611397739904E-2,1.5566482795232423E-4,2.3598692658762547E-3,5.1767055288220326E-5,1.65929931467453E-5,2.1870483261740688E-2]
[2004,2,27,21,8.0637515315532884E-3,1.0940534096959508E-2,2.4278869434466363E-4,2.6425161435524084E-3,4.7413793103448329E-7,1.9332953773541564E-5,2.1909397558114444E-2,null,7.5275687694837112E-3,1.0661518716877694E-2,1.5566482795232423E-4,2.4664852617192544E-3,5.1767055288220326E-5,1.65929931467453E-5,2.0879597624467949E-2]
[2004,2,27,22,7.9148568665610101E-3,1.0428813836211189E-2,2.4278869434466363E-4,2.790907415123149E-3,4.7413793103448329E-7,1.9332953773541564E-5,2.1397173903944591E-2,null,7.3885745524926629E-3,1.0162848808313547E-2,1.5566482795232423E-4,2.6049914673256201E-3,5.1767055288220326E-5,1.65929931467453E-5,2.0380439704519117E-2]
[2004,2,27,23,6.7671737982895027E-3,9.5260913001276246E-3,2.4278869434466363E-4,2.3817289125880382E-3,4.7413793103448329E-7,1.9332953773541564E-5,1.8937589797054406E-2,null,6.3172043362625888E-3,9.2831483175233442E-3,1.5566482795232423E-4,2.2230703394726546E-3,5.1767055288220326E-5,1.65929931467453E-5,1.8047447869645877E-2]
[2004,2,27,24,5.4754581837723835E-3,8.2509207575074822E-3,2.4278869434466363E-4,1.9132687442689617E-3,4.7413793103448329E-7,1.9332953773541564E-5,1.590224347159807E-2,null,5.1113787250882158E-3,8.0404983255879421E-3,1.5566482795232423E-4,1.7858165865747746E-3,5.1767055288220326E-5,1.65929931467453E-5,1.516171851363822E-2]
[2004,2,28,1,4.1350179642494272E-3,6.9856575242625146E-3,2.4278869434466363E-4,1.5480019347192593E-3,4.7413793103448329E-7,1.9332953773541564E-5,1.2931273209280442E-2,null,3.8600683524461598E-3,6.8075029778775116E-3,1.5566482795232423E-4,1.4448819797805033E-3,5.1767055288220326E-5,1.65929931467453E-5,1.2336478186491464E-2]
[2004,2,28,2,3.9411810588842831E-3,6.8587744917574817E-3,2.4278869434466363E-4,1.65567990266859E-3,4.7413793103448329E-7,1.9332953773541564E-5,1.2718231239359595E-2,null,3.6791202379748097E-3,6.6838558310455699E-3,1.5566482795232423E-4,1.5453869933854032E-3,5.1767055288220326E-5,1.65929931467453E-5,1.2132387938793071E-2]
[2004,2,28,3,3.9457043085158313E-3,6.5615251607242797E-3,2.4278869434466363E-4,1.4534228905520408E-3,4.7413793103448329E-7,1.9332953773541564E-5,1.2223248145841394E-2,null,3.6833427233192292E-3,6.3941872208750127E-3,1.5566482795232423E-4,1.3566033067910785E-3,5.1767055288220326E-5,1.65929931467453E-5,1.1658158127372609E-2]
[2004,2,28,4,3.9553651073646412E-3,6.3450759059760966E-3,2.4278869434466363E-4,1.4131536642825553E-3,4.7413793103448329E-7,1.9332953773541564E-5,1.1976190463672534E-2,null,3.6923611469918838E-3,6.1832580504798205E-3,1.5566482795232423E-4,1.319016609984375E-3,5.1767055288220326E-5,1.65929931467453E-5,1.1418660683843368E-2]
[2004,2,28,5,3.9721751704512535E-3,6.2584009567959687E-3,2.4278869434466363E-4,1.2718233718009451E-3,4.7413793103448329E-7,1.9332953773541564E-5,1.1764995285097406E-2,null,3.7080534591134428E-3,6.0987935641230555E-3,1.5566482795232423E-4,1.187101017229757E-3,5.1767055288220326E-5,1.65929931467453E-5,1.1217972916853544E-2]
[2004,2,28,6,4.1079359801522112E-3,6.6005601805967486E-3,2.4278869434466363E-4,1.4548535074274311E-3,4.7413793103448329E-7,1.9332953773541564E-5,1.2425945454225632E-2,null,3.8347871298157065E-3,6.4322267344212184E-3,1.5566482795232423E-4,1.3579386233025506E-3,5.1767055288220326E-5,1.65929931467453E-5,1.1848977363926764E-2]
[2004,2,28,7,4.800869147519659E-3,7.0674332962603163E-3,0,1.41628110131302E-3,4.7413793103448329E-7,0,1.3285057683024031E-2,null,4.4816451151596416E-3,6.8871932302925175E-3,0,1.3219357131888786E-3,5.1767055288220326E-5,0,1.2742541113929258E-2]
[2004,2,28,8,4.9090347342267849E-3,7.5386126831700944E-3,0,1.3506654650975592E-3,4.7413793103448329E-7,0,1.3798787020425474E-2,null,4.5826184511116985E-3,7.3463561749920487E-3,0,1.2606910543592072E-3,5.1767055288220326E-5,0,1.3241432735751174E-2]
[2004,2,28,9,5.41076230532706E-3,8.2237371916910745E-3,0,1.5466128063828936E-3,4.7413793103448329E-7,0,1.5181586441332063E-2,null,5.0509846675340243E-3,8.0140080196143375E-3,0,1.4435853880542266E-3,5.1767055288220326E-5,0,1.4560345130490808E-2]
[2004,2,28,10,6.0962325729816969E-3,8.6965683633963425E-3,0,1.8850199798348898E-3,4.7413793103448329E-7,0,1.6678295054143963E-2,null,5.6908759835072424E-3,8.4747806238019072E-3,0,1.759449610044311E-3,5.1767055288220326E-5,0,1.5976873272641679E-2]
[2004,2,28,11,6.5285954552122844E-3,8.6283158353975004E-3,0,1.7371096684196154E-3,4.7413793103448329E-7,0,1.6894495096960435E-2,null,6.0944897750070904E-3,8.408268733405614E-3,0,1.6213923254929125E-3,5.1767055288220326E-5,0,1.6175917889193838E-2]
[2004,2,28,12,6.5506141327030479E-3,9.3039464940810421E-3,0,2.4867510248809906E-3,4.7413793103448329E-7,0,1.8341785789596117E-2,null,6.1150443653086696E-3,9.0666688489221721E-3,0,2.321096416912985E-3,5.1767055288220326E-5,0,1.7554576686432045E-2]
[2004,2,28,13,6.4679227749411235E-3,9.0800446836367052E-3,0,2.5154860662945856E-3,4.7413793103448329E-7,0,1.8063927662803448E-2,null,6.0378514012448372E-3,8.84847718463601E-3,0,2.3479172771429043E-3,5.1767055288220326E-5,0,1.7286012918311972E-2]
[2004,2,28,14,6.0591814237825658E-3,9.5933210641545655E-3,0,2.9659493792173596E-3,4.7413793103448329E-7,0,1.8618926005085523E-2,null,5.6562884751380285E-3,9.3486635273981253E-3,0,2.7683730329119572E-3,5.1767055288220326E-5,0,1.7825092090736329E-2]
[2004,2,28,15,5.9176378121916472E-3,9.4557253017615826E-3,0,2.8447237339959556E-3,4.7413793103448329E-7,0,1.8218560985880219E-2,null,5.5241565181993087E-3,9.2145768563896661E-3,0,2.655222818859132E-3,5.1767055288220326E-5,0,1.7445723248736326E-2]
[2004,2,28,16,6.1741053564748506E-3,8.9793788919872285E-3,0,2.7136355671716862E-3,4.7413793103448329E-7,0,1.7867593953564801E-2,null,5.7635707746007013E-3,8.7503786629085853E-3,0,2.5328670738443836E-3,5.1767055288220326E-5,0,1.709858356664189E-2]
[2004,2,28,17,6.796711211082173E-3,9.0108081734449098E-3,3.641830415169955E-5,2.939680138611614E-3,4.7413793103448329E-7,2.8999430660312349E-6,1.8786991908287465E-2,null,6.3447777188500136E-3,8.7810064064492068E-3,2.3349724192848636E-5,2.743853714478002E-3,5.1767055288220326E-5,2.4889489720117956E-6,1.7947243568230301E-2]
[2004,2,28,18,7.581209511322554E-3,9.1982174270947136E-3,2.4278869434466363E-4,3.1670974407366926E-3,4.7413793103448329E-7,1.9332953773541564E-5,{"$f":"SUM(E1412:J1412)","v":2.0209120165203202E-2},null,{"$f":"E1412*V$5","v":7.0771123997358243E-3},{"$f":"F1412*W$5","v":8.9636361800777848E-3},{"$f":"G1412*X$5","v":1.5566482795232423E-4},{"$f":"H1412*AB$5","v":2.9561216415141633E-3},{"$f":"I1412*Z$5","v":5.1767055288220326E-5},{"$f":"J1412*AA$5","v":1.65929931467453E-5},{"$f":"SUM(M1412:R1412)","v":1.922089509771506E-2}]
[2004,2,28,19,7.6912252650285142E-3,8.8387899466084094E-3,2.4278869434466363E-4,3.024623811048423E-3,4.7413793103448329E-7,1.9332953773541564E-5,1.9817234808734589E-2,null,7.1798128795940719E-3,8.613375143769704E-3,1.5566482795232423E-4,2.8231388748176638E-3,5.1767055288220326E-5,1.65929931467453E-5,1.884035177456873E-2]
[2004,2,28,20,7.4229022098791968E-3,8.1522766113506125E-3,2.4278869434466363E-4,2.6374305470858745E-3,4.7413793103448329E-7,1.9332953773541564E-5,1.8475205154364925E-2,null,6.9293314204158041E-3,7.9443698915241823E-3,1.5566482795232423E-4,2.4617384416241858E-3,5.1767055288220326E-5,1.65929931467453E-5,1.7559464629951463E-2]
[2004,2,28,21,6.931655029514372E-3,8.0862425251508295E-3,2.4278869434466363E-4,2.8105723892136447E-3,4.7413793103448329E-7,1.9332953773541564E-5,1.8091065729928087E-2,null,6.4707487224567473E-3,7.8800198662208869E-3,1.5566482795232423E-4,2.6233464616308186E-3,5.1767055288220326E-5,1.65929931467453E-5,1.7198139926695742E-2]
[2004,2,28,22,7.4299745527239914E-3,8.5564531568048299E-3,2.4278869434466363E-4,3.2615507689093383E-3,4.7413793103448329E-7,1.9332953773541564E-5,1.95105742644874E-2,null,6.935933502203325E-3,8.3382387617359811E-3,1.5566482795232423E-4,3.0442829730642435E-3,5.1767055288220326E-5,1.65929931467453E-5,1.8542480113390838E-2]
[2004,2,28,23,7.4415961394937924E-3,8.1791668800321772E-3,2.4278869434466363E-4,3.1840192319413955E-3,4.7413793103448329E-7,1.9332953773541564E-5,1.9067378037516607E-2,null,6.9467823351910332E-3,7.9705743802913308E-3,1.5566482795232423E-4,2.9719161897178241E-3,5.1767055288220326E-5,1.65929931467453E-5,1.8113297781587476E-2]
[2004,2,28,24,6.0740337698713684E-3,8.2156819458696281E-3,2.4278869434466363E-4,3.3897006269067473E-3,4.7413793103448329E-7,1.9332953773541564E-5,1.7942012128696984E-2,null,5.6701532446729224E-3,8.0061582059458933E-3,1.5566482795232423E-4,3.1638961443265045E-3,5.1767055288220326E-5,1.65929931467453E-5,1.706423247133261E-2]
[2004,2,29,1,5.244779177843507E-3,7.6197551964874094E-3,2.4278869434466363E-4,2.9579665916711927E-3,4.7413793103448329E-7,1.9332953773541564E-5,1.6085096752051352E-2,null,4.8960382506190985E-3,7.4254293186612847E-3,1.5566482795232423E-4,2.7609220177580488E-3,5.1767055288220326E-5,1.65929931467453E-5,1.530641446342572E-2]
[2004,2,29,2,5.1290198278675829E-3,7.2891424576859648E-3,2.4278869434466363E-4,2.7593871111642144E-3,4.7413793103448329E-7,1.9332953773541564E-5,1.5440145182767004E-2,null,4.7879760832464082E-3,7.1032481644752758E-3,1.5566482795232423E-4,2.5755708844658657E-3,5.1767055288220326E-5,1.65929931467453E-5,1.4690820008574839E-2]
[2004,2,29,3,4.88127291880322E-3,7.2523167759507845E-3,2.4278869434466363E-4,2.7529346851967308E-3,4.7413793103448329E-7,1.9332953773541564E-5,1.5149120165999976E-2,null,4.5567026011566411E-3,7.0673616445301006E-3,1.5566482795232423E-4,2.5695482860458091E-3,5.1767055288220326E-5,1.65929931467453E-5,1.4417637408119841E-2]
[2004,2,29,4,5.0276679598217433E-3,7.0789034646894155E-3,2.4278869434466363E-4,2.5903599085351078E-3,4.7413793103448329E-7,1.9332953773541564E-5,1.4959527119095506E-2,null,4.6933634015875851E-3,6.8983708761285257E-3,1.5566482795232423E-4,2.4178034077631987E-3,5.1767055288220326E-5,1.65929931467453E-5,1.4233562561866597E-2]
[2004,2,29,5,5.1931203096632758E-3,6.9998474703996715E-3,2.4278869434466363E-4,2.6105237398136392E-3,4.7413793103448329E-7,1.9332953773541564E-5,1.5066087305925827E-2,null,4.8478143338405669E-3,6.8213310391944471E-3,1.5566482795232423E-4,2.4366240279473515E-3,5.1767055288220326E-5,1.65929931467453E-5,1.4329794277369655E-2]
[2004,2,29,6,5.3109864392039026E-3,7.1322033602740417E-3,2.4278869434466363E-4,2.6255930234979703E-3,4.7413793103448329E-7,1.9332953773541564E-5,1.5331378609025155E-2,null,4.9578431947545189E-3,6.9503114696449833E-3,1.5566482795232423E-4,2.4506894731870172E-3,5.1767055288220326E-5,1.65929931467453E-5,1.4582869013973807E-2]
[2004,2,29,7,5.4790588422972174E-3,7.6048205776087785E-3,0,2.7509289108476982E-3,4.7413793103448329E-7,0,1.5835282468684729E-2,null,5.1147399651456579E-3,7.4108755759195837E-3,0,2.5676761261037421E-3,5.1767055288220326E-5,0,1.5145058722457203E-2]
[2004,2,29,8,6.1024617683649819E-3,7.7419630672500538E-3,0,2.6899077492618289E-3,4.7413793103448329E-7,0,1.6534806722807899E-2,null,5.6966909812093351E-3,7.5445205339473645E-3,0,2.5107198815518344E-3,5.1767055288220326E-5,0,1.5803698451996754E-2]
[2004,2,29,9,6.7158961173859402E-3,8.106267264726106E-3,0,2.6628102062659733E-3,4.7413793103448329E-7,0,1.7485447726309056E-2,null,6.2693362604878313E-3,7.8995339168047383E-3,0,2.4854274379877118E-3,5.1767055288220326E-5,0,1.67060646705685E-2]
[2004,2,29,10,6.9435053996613942E-3,8.4349899002207802E-3,0,2.6907748592413651E-3,4.7413793103448329E-7,0,1.8069744297054574E-2,null,6.4818111263361938E-3,8.2198731708053099E-3,0,2.51152922910872E-3,5.1767055288220326E-5,0,1.7264980581538442E-2]
[2004,2,29,11,6.9041818595972628E-3,8.8463739251298645E-3,0,2.9557819614042234E-3,4.7413793103448329E-7,0,1.8706811884062386E-2,null,6.4451023251120964E-3,8.6207657088224077E-3,0,2.7588829163626106E-3,5.1767055288220326E-5,0,1.7876518005585335E-2]
[2004,2,29,12,6.815748182918897E-3,8.8459601731336029E-3,0,2.9962325232803341E-3,4.7413793103448329E-7,0,1.8658415017263869E-2,null,6.3625488659523177E-3,8.6203625087031815E-3,0,2.7966388691272226E-3,5.1767055288220326E-5,0,1.7831317299070941E-2]
[2004,2,29,13,6.581946220568056E-3,8.7505659425769888E-3,0,2.9912294042510148E-3,4.7413793103448329E-7,0,1.8324215705327097E-2,null,6.1442930896986091E-3,8.5274011079572946E-3,0,2.7919690322452222E-3,5.1767055288220326E-5,0,1.7515430285189346E-2]
[2004,2,29,14,6.5414730515654653E-3,8.8407750687409109E-3,0,2.9056118796671635E-3,4.7413793103448329E-7,0,1.8288334137904576E-2,null,6.1065111017747755E-3,8.6153096395249745E-3,0,2.7120549083348689E-3,5.1767055288220326E-5,0,1.7485642704922838E-2]
[2004,2,29,15,6.2625146154226333E-3,8.6488212936291949E-3,0,2.7836751642209443E-3,4.7413793103448329E-7,0,1.7695485211203808E-2,null,5.8461014396372435E-3,8.428251242924607E-3,0,2.5982409919111681E-3,5.1767055288220326E-5,0,1.692436072976124E-2]
[2004,2,29,16,6.5114822533182213E-3,8.5512140314600339E-3,0,2.8304268614651445E-3,4.7413793103448329E-7,0,1.7893597284174435E-2,null,6.0785144806767104E-3,8.3331332492967737E-3,0,2.641878330700767E-3,5.1767055288220326E-5,0,1.7105293115962469E-2]
[2004,2,29,17,7.4285912960722535E-3,9.0323497529718657E-3,3.641830415169955E-5,3.2917752038603412E-3,4.7413793103448329E-7,2.8999430660312349E-6,1.9792508638053229E-2,null,6.9346422223900694E-3,8.8019986131625486E-3,2.3349724192848636E-5,3.0724940110676757E-3,5.1767055288220326E-5,2.4889489720117956E-6,1.888674057507337E-2]
[2004,2,29,18,8.3012994484470432E-3,9.0981635501425715E-3,2.4278869434466363E-4,3.3706726750016799E-3,4.7413793103448329E-7,1.9332953773541564E-5,2.1032731459640536E-2,null,7.7493214206496496E-3,8.8661339674465118E-3,1.5566482795232423E-4,3.1461357370536625E-3,5.1767055288220326E-5,1.65929931467453E-5,1.9985616001537112E-2]
[2004,2,29,19,7.6814866371864793E-3,8.0024562766473472E-3,2.4278869434466363E-4,2.7219350848929165E-3,4.7413793103448329E-7,1.9332953773541564E-5,1.8668473784775985E-2,null,7.170721802008847E-3,7.7983704102875528E-3,1.5566482795232423E-4,2.5406137202324255E-3,5.1767055288220326E-5,1.65929931467453E-5,1.7733730808916114E-2]
[2004,2,29,20,7.5914551758300974E-3,7.5742724653810999E-3,2.4278869434466363E-4,2.4810521243560832E-3,4.7413793103448329E-7,1.9332953773541564E-5,1.7909375551616522E-2,null,7.0866767996144425E-3,7.3811065292355479E-3,1.5566482795232423E-4,2.3157771479325536E-3,5.1767055288220326E-5,1.65929931467453E-5,1.7007585353169832E-2]
[2004,2,29,21,7.0292587930530772E-3,7.3186415335180933E-3,2.4278869434466363E-4,2.2856025409199528E-3,4.7413793103448329E-7,1.9332953773541564E-5,1.6896098653540366E-2,null,6.5618625221966192E-3,7.1319949282372241E-3,1.5566482795232423E-4,2.133347414009975E-3,5.1767055288220326E-5,1.65929931467453E-5,1.6051229740831108E-2]
[2004,2,29,22,6.9592551118967134E-3,7.649073453285261E-3,2.4278869434466363E-4,2.5535590678392455E-3,4.7413793103448329E-7,1.9332953773541564E-5,1.7424483419070463E-2,null,6.4965135934803055E-3,7.4539998747992515E-3,1.5566482795232423E-4,2.3834540504596709E-3,5.1767055288220326E-5,1.65929931467453E-5,1.6557992395126515E-2]
[2004,2,29,23,5.2004891664058153E-3,7.0410200686548425E-3,2.4278869434466363E-4,1.8951196954866789E-3,4.7413793103448329E-7,1.9332953773541564E-5,1.4399224716596578E-2,null,4.8546932134371033E-3,6.8614536166691593E-3,1.5566482795232423E-4,1.7688765344033067E-3,5.1767055288220326E-5,1.65929931467453E-5,1.3709048240896858E-2]
[2004,2,29,24,4.6704893723354488E-3,7.6791663479030868E-3,2.4278869434466363E-4,2.0501178386758351E-3,4.7413793103448329E-7,1.9332953773541564E-5,1.4662369344963613E-2,null,4.3599346780251883E-3,7.4833253132439922E-3,1.5566482795232423E-4,1.9135494957029742E-3,5.1767055288220326E-5,1.65929931467453E-5,1.3980834363359443E-2]
[2004,3,1,1,5.6420874044775604E-3,8.8227440808024728E-3,2.3515074203710472E-4,3.1758444400517821E-3,4.4354838709677579E-7,2.2362671675214194E-5,1.789863288743123E-2,null,5.2669282745696948E-3,8.5977384941233175E-3,1.5076772788317371E-4,2.9642859605657525E-3,4.8427245269625589E-5,1.9193324630898861E-5,1.7047341027042463E-2]
[2004,3,1,2,5.4447920828156098E-3,8.787131678224357E-3,2.3515074203710472E-4,3.118160299431971E-3,4.4354838709677579E-7,2.2362671675214194E-5,1.7608041022571352E-2,null,5.0827517041611989E-3,8.5630343111945274E-3,1.5076772788317371E-4,2.9104444417463299E-3,4.8427245269625589E-5,1.9193324630898861E-5,1.6774618754885753E-2]
[2004,3,1,3,5.4673059533428981E-3,8.7394171838089153E-3,2.3515074203710472E-4,3.0554387498778093E-3,4.4354838709677579E-7,2.2362671675214194E-5,1.7520118849129036E-2,null,5.1037685606452141E-3,8.5165366749028974E-3,1.5076772788317371E-4,2.851901080357603E-3,4.8427245269625589E-5,1.9193324630898861E-5,1.6690594613689411E-2]
[2004,3,1,4,5.7967754001432906E-3,8.6691981417032389E-3,2.3515074203710472E-4,2.9328153719910179E-3,4.4354838709677579E-7,2.2362671675214194E-5,1.7656745875936963E-2,null,5.4113306064906387E-3,8.4481084222183291E-3,1.5076772788317371E-4,2.7374462434257797E-3,4.8427245269625589E-5,1.9193324630898861E-5,1.6815273569918444E-2]
[2004,3,1,5,6.4530357636280334E-3,9.2632756989853952E-3,2.3515074203710472E-4,3.1859466957827451E-3,4.4354838709677579E-7,2.2362671675214194E-5,1.916021512049559E-2,null,6.0239542714792598E-3,9.0270352771696701E-3,1.5076772788317371E-4,2.9737152557968659E-3,4.8427245269625589E-5,1.9193324630898861E-5,1.8243093102229491E-2]
[2004,3,1,6,6.888164822415525E-3,9.9214586413677742E-3,2.2731238396920118E-4,3.1257183016177689E-3,4.4354838709677579E-7,2.1617249286040385E-5,2.0184714947043405E-2,null,6.4301503082503262E-3,9.6684326438018463E-3,1.4574213695373457E-4,2.9174989685634306E-3,4.8427245269625589E-5,1.8553547143202229E-5,1.9228804849982167E-2]
[2004,3,1,7,7.5814396698417816E-3,1.109956621056515E-2,0,3.0282022107453177E-3,4.4354838709677579E-7,0,2.1709651639539345E-2,null,7.077327254332297E-3,1.0816495049912696E-2,0,2.8264788998670722E-3,4.8427245269625589E-5,0,2.0768728449381692E-2]
[2004,3,1,8,7.4880767361617112E-3,1.2896616820441454E-2,0,3.5641111740701628E-3,4.4354838709677579E-7,0,2.3949248279060423E-2,null,6.9901722990924871E-3,1.2567715652359998E-2,0,3.3266883547417836E-3,4.8427245269625589E-5,0,2.2933003551463892E-2]
[2004,3,1,9,7.5119008404581659E-3,1.3667098408470446E-2,0,3.7347293773016162E-3,4.4354838709677579E-7,0,2.4914172174617322E-2,null,7.0124122680152862E-3,1.3318547723169379E-2,0,3.4859408477410014E-3,4.8427245269625589E-5,0,2.3865328084195291E-2]
[2004,3,1,10,7.1003793394931736E-3,1.391721132273166E-2,0,3.7229796568972852E-3,4.4354838709677579E-7,0,2.4741013867509213E-2,null,6.6282540525105446E-3,1.3562282032033681E-2,0,3.4749738334893328E-3,4.8427245269625589E-5,0,2.3713937163303184E-2]
[2004,3,1,11,6.9155953458701997E-3,1.4225376288140022E-2,0,3.8122821840693151E-3,4.4354838709677579E-7,0,2.4953697366466632E-2,null,6.455756894822349E-3,1.3862587896214508E-2,0,3.5583274840021309E-3,4.8427245269625589E-5,0,2.392509952030861E-2]
[2004,3,1,12,7.2589711091961126E-3,1.4255176008073309E-2,0,3.9947820456799014E-3,4.4354838709677579E-7,0,2.5509372711336416E-2,null,6.7763005849516347E-3,1.3891627636780259E-2,0,3.7286701401961584E-3,4.8427245269625589E-5,0,2.4445025607197673E-2]
[2004,3,1,13,6.6817547681073484E-3,1.4084120945295011E-2,0,3.7840233320581835E-3,4.4354838709677579E-7,0,2.4550342593847641E-2,null,6.2374650708099345E-3,1.3724934974679389E-2,0,3.5319510918772898E-3,4.8427245269625589E-5,0,2.3542778382636236E-2]
[2004,3,1,14,6.6738438061591859E-3,1.3010270922385669E-2,0,3.1957076812399567E-3,4.4354838709677579E-7,0,2.2880265958171907E-2,null,6.2300801321911615E-3,1.2678471244764296E-2,0,2.9828260144307579E-3,4.8427245269625589E-5,0,2.1939804636655836E-2]
[2004,3,1,15,6.5103187950494926E-3,1.3107382845345197E-2,0,3.3367075844921872E-3,4.4354838709677579E-7,0,2.2954852773273974E-2,null,6.0774283841999021E-3,1.2773106531770325E-2,0,3.1144332267931179E-3,4.8427245269625589E-5,0,2.2013395388032968E-2]
[2004,3,1,16,6.9910039436784106E-3,1.2840959197612389E-2,0,3.484400093664504E-3,4.4354838709677579E-7,0,2.33168067833424E-2,null,6.5261513512475588E-3,1.2513477460488368E-2,0,3.2522872179706862E-3,4.8427245269625589E-5,0,2.2340343274976238E-2]
[2004,3,1,17,7.8218925543013587E-3,1.2474882405566649E-2,2.7434253237662216E-5,3.3712737531503326E-3,4.4354838709677579E-7,2.6089783621083224E-6,2.3698535493005206E-2,null,7.3017917131524375E-3,1.2156736689368714E-2,1.7589568253036932E-5,3.1466967744567492E-3,4.8427245269625589E-5,2.2392212069382001E-6,2.2673481211707501E-2]
[2004,3,1,18,7.7994824668381384E-3,1.1540522620237673E-2,2.3515074203710472E-4,2.847663996842744E-3,4.4354838709677579E-7,2.2362671675214194E-5,2.244562604601797E-2,null,7.2808717388886677E-3,1.1246205791032485E-2,1.5076772788317371E-4,2.6579672164647548E-3,4.8427245269625589E-5,1.9193324630898861E-5,2.1403433044169601E-2]
[2004,3,1,19,8.6823621152786606E-3,1.172036811682509E-2,2.3515074203710472E-4,3.1157223812846124E-3,4.4354838709677579E-7,2.2362671675214194E-5,2.3776409575487777E-2,null,8.1050461002647855E-3,1.1421464705361518E-2,1.5076772788317371E-4,2.9081689252109214E-3,4.8427245269625589E-5,1.9193324630898861E-5,2.2653068028620924E-2]
[2004,3,1,20,8.5497391895286972E-3,1.170577638652298E-2,2.3515074203710472E-4,3.2480756912648084E-3,4.4354838709677579E-7,2.2362671675214194E-5,2.37615482294159E-2,null,7.9812416663004523E-3,1.1407245106542225E-2,1.5076772788317371E-4,3.0317055360287687E-3,4.8427245269625589E-5,1.9193324630898861E-5,2.2638580606655141E-2]
[2004,3,1,21,8.469548426921587E-3,1.0698474005940768E-2,2.3515074203710472E-4,2.8024181239252972E-3,4.4354838709677579E-7,2.2362671675214194E-5,2.2228397518887069E-2,null,7.9063830254010731E-3,1.0425631860885663E-2,1.5076772788317371E-4,2.6157353917030412E-3,4.8427245269625589E-5,1.9193324630898861E-5,2.1166138575773475E-2]
[2004,3,1,22,7.7197330691770785E-3,1.0856427813708219E-2,2.3515074203710472E-4,3.0623057888713185E-3,4.4354838709677579E-7,2.2362671675214194E-5,2.1896423633856028E-2,null,7.2064251152706782E-3,1.057955738801169E-2,1.5076772788317371E-4,2.8583106724089018E-3,4.8427245269625589E-5,1.9193324630898861E-5,2.0862681473474969E-2]
[2004,3,1,23,6.7405130520806203E-3,1.0484800392550626E-2,2.3515074203710472E-4,3.0933378954595549E-3,4.4354838709677579E-7,2.2362671675214194E-5,2.0576608302190217E-2,null,6.2923163421635866E-3,1.0217407544936134E-2,1.5076772788317371E-4,2.8872755791046431E-3,4.8427245269625589E-5,1.9193324630898861E-5,1.9615387763988062E-2]
[2004,3,1,24,5.6611410411121612E-3,1.0131636806675396E-2,2.3515074203710472E-4,3.0784815518223505E-3,4.4354838709677579E-7,2.2362671675214194E-5,1.912921636170932E-2,null,5.2847149783780255E-3,9.8732506557423216E-3,1.5076772788317371E-4,2.873408888937543E-3,4.8427245269625589E-5,1.9193324630898861E-5,1.8249762820841588E-2]
[2004,3,2,1,5.4449469298169179E-3,9.7639113774122144E-3,2.3515074203710472E-4,2.8822932506636376E-3,4.4354838709677579E-7,2.2362671675214194E-5,1.8349108519992184E-2,null,5.0828962549260047E-3,9.514903292440301E-3,1.5076772788317371E-4,2.6902896468809214E-3,4.8427245269625589E-5,1.9193324630898861E-5,1.7506477492030926E-2]
[2004,3,2,2,5.7686315411445647E-3,9.7310418053891817E-3,2.3515074203710472E-4,3.1359994899807365E-3,4.4354838709677579E-7,2.2362671675214194E-5,1.8893629798613896E-2,null,5.385058116171142E-3,9.482871989924941E-3,1.5076772788317371E-4,2.9270952768516855E-3,4.8427245269625589E-5,1.9193324630898861E-5,1.8013413680731467E-2]
[2004,3,2,3,5.4723236264833551E-3,9.3140674880900221E-3,2.3515074203710472E-4,2.9841488894107632E-3,4.4354838709677579E-7,2.2362671675214194E-5,1.8028496966083555E-2,null,5.1084525938126278E-3,9.0765317282024572E-3,1.5076772788317371E-4,2.7853601850139661E-3,4.8427245269625589E-5,1.9193324630898861E-5,1.7188732804812749E-2]
[2004,3,2,4,5.4676891576607824E-3,9.1534471143229056E-3,2.3515074203710472E-4,2.8516257343620898E-3,4.4354838709677579E-7,2.2362671675214194E-5,1.7730718968445192E-2,null,5.1041262845711501E-3,8.920007640250853E-3,1.5076772788317371E-4,2.6616650433355987E-3,4.8427245269625589E-5,1.9193324630898861E-5,1.6904187265941298E-2]
[2004,3,2,5,5.9837111487466245E-3,9.5267801020794025E-3,2.3515074203710472E-4,2.9326013471563097E-3,4.4354838709677579E-7,2.2362671675214194E-5,1.8701049560081753E-2,null,5.5858364425869379E-3,9.2838195530257454E-3,1.5076772788317371E-4,2.7372464758286213E-3,4.8427245269625589E-5,1.9193324630898861E-5,1.7825290769225E-2]
[2004,3,2,6,6.0810851975910693E-3,9.9085536371680497E-3,2.233932049352495E-4,2.907295369603977E-3,4.4354838709677579E-7,2.1244538091453483E-5,1.9142015495776894E-2,null,5.6767358020440653E-3,9.6558567546727245E-3,1.4322934148901502E-4,2.7136262528004592E-3,4.8427245269625589E-5,1.8233658399353917E-5,1.8256109054675243E-2]
[2004,3,2,7,6.8476368048072059E-3,1.1186056471374181E-2,0,2.8096445976309634E-3,4.4354838709677579E-7,0,2.0843781422199444E-2,null,6.3923171187672788E-3,1.090077955798798E-2,0,2.6224804747681783E-3,4.8427245269625589E-5,0,1.9964004396793061E-2]
[2004,3,2,8,6.8180927053801679E-3,1.2593681109594884E-2,0,2.9930828876641499E-3,4.4354838709677579E-7,0,2.24053002510263E-2,null,6.3647374941596425E-3,1.2272505681568999E-2,0,2.7936990460930059E-3,4.8427245269625589E-5,0,2.147936946709127E-2]
[2004,3,2,9,6.8274421979446082E-3,1.3648988326007984E-2,0,3.390370975817025E-3,4.4354838709677579E-7,0,2.3867245048156713E-2,null,6.3734653112263277E-3,1.3300899500383673E-2,0,3.1645218380281096E-3,4.8427245269625589E-5,0,2.2887313894907734E-2]
[2004,3,2,10,6.5392534620635689E-3,1.3933731154859335E-2,0,3.3571184505975576E-3,4.4354838709677579E-7,0,{"$f":"SUM(E1476:J1476)","v":2.3830546615907559E-2},null,{"$f":"E1476*V$5","v":6.1044390993637183E-3},{"$f":"F1476*W$5","v":1.3578380560484667E-2},{"$f":"G1476*X$5","v":0},{"$f":"H1476*AB$5","v":3.1334844256100695E-3},{"$f":"I1476*Z$5","v":4.8427245269625589E-5},{"$f":"J1476*AA$5","v":0},{"$f":"SUM(M1476:R1476)","v":2.286473133072808E-2}]
[2004,3,2,11,6.6907620364102631E-3,1.420260530040332E-2,0,3.5173386987648755E-3,4.4354838709677579E-7,0,2.4411149583965553E-2,null,6.2458734191215204E-3,1.3840397634769767E-2,0,3.283031622019034E-3,4.8427245269625589E-5,0,2.3417729921179947E-2]
[2004,3,2,12,6.1780528054465166E-3,1.3922025303931908E-2,0,3.2653821364753621E-3,4.4354838709677579E-7,0,2.3365903794240882E-2,null,5.7672557459793423E-3,1.3566973242738232E-2,0,3.047859114559872E-3,4.8427245269625589E-5,0,2.2430515348547071E-2]
[2004,3,2,13,5.8141720559154193E-3,1.3955610598752123E-2,0,3.2151042932534262E-3,4.4354838709677579E-7,0,2.2985330496308062E-2,null,5.4275705070098096E-3,1.3599702015041685E-2,0,3.0009305235650686E-3,4.8427245269625589E-5,0,2.2076630290886187E-2]
[2004,3,2,14,5.7096594625549888E-3,1.3441484238716451E-2,0,3.0215139398855513E-3,4.4354838709677579E-7,0,2.2173101189544086E-2,null,5.3300072660394885E-3,1.3098687369706971E-2,0,2.8202361673326844E-3,4.8427245269625589E-5,0,2.1297358048348768E-2]
[2004,3,2,15,5.7127382218101711E-3,1.3363592195223541E-2,0,3.0877864399514879E-3,4.4354838709677579E-7,0,2.2164560405372295E-2,null,5.3328813094580376E-3,1.3022781799445434E-2,0,2.8820939331097276E-3,4.8427245269625589E-5,0,2.1286184287282822E-2]
[2004,3,2,16,6.0262782929198112E-3,1.3066249184533106E-2,0,3.181172216266574E-3,4.4354838709677579E-7,0,2.2274143242106585E-2,null,5.6255731710600767E-3,1.2733021898720857E-2,0,2.9692588276354903E-3,4.8427245269625589E-5,0,2.1376281142686047E-2]
[2004,3,2,17,6.9427836893656072E-3,1.2537646771506237E-2,1.9595895169758728E-5,3.1813743919200631E-3,4.4354838709677579E-7,1.8635559729345162E-6,2.2683707852321697E-2,null,6.4811374046990717E-3,1.2217900381770518E-2,1.256397732359781E-5,2.9694475353831519E-3,4.8427245269625589E-5,1.5994437192415719E-6,2.1731075988165201E-2]
[2004,3,2,18,7.7652634295000402E-3,1.1813121042693569E-2,2.3515074203710472E-4,2.8783690086667596E-3,4.4354838709677579E-7,2.2362671675214194E-5,2.2714710442959783E-2,null,7.2489280268608182E-3,1.1511852162356583E-2,1.5076772788317371E-4,2.6866268177730139E-3,4.8427245269625589E-5,1.9193324630898861E-5,2.166579530477411E-2]
[2004,3,2,19,8.613378247001412E-3,1.1843521719706162E-2,2.3515074203710472E-4,3.0280109868334672E-3,4.4354838709677579E-7,2.2362671675214194E-5,2.3742867915640457E-2,null,8.0406491740437763E-3,1.1541477533851525E-2,1.5076772788317371E-4,2.8263004143121522E-3,4.8427245269625589E-5,1.9193324630898861E-5,2.2626815419991151E-2]
[2004,3,2,20,8.2058318778149356E-3,1.175503197116775E-2,2.3515074203710472E-4,3.0489153384434956E-3,4.4354838709677579E-7,2.2362671675214194E-5,2.3267736149525594E-2,null,7.6602017720125712E-3,1.1455244530788515E-2,1.5076772788317371E-4,2.8458122251586956E-3,4.8427245269625589E-5,1.9193324630898861E-5,2.2179646825743481E-2]
[2004,3,2,21,8.0838823534049465E-3,1.1954898927039034E-2,2.3515074203710472E-4,3.3699021459474097E-3,4.4354838709677579E-7,2.2362671675214194E-5,2.3666640388490805E-2,null,7.5463610332683305E-3,1.1650014299066945E-2,1.5076772788317371E-4,3.1454165366958061E-3,4.8427245269625589E-5,1.9193324630898861E-5,2.256018016681478E-2]
[2004,3,2,22,7.3912900904731472E-3,1.1004474047418833E-2,2.3515074203710472E-4,3.0765684267593206E-3,4.4354838709677579E-7,2.2362671675214194E-5,2.1730289526750716E-2,null,6.8998212846127565E-3,1.0723828012981235E-2,1.5076772788317371E-4,2.8716232064608994E-3,4.8427245269625589E-5,1.9193324630898861E-5,2.071366080183859E-2]
[2004,3,2,23,6.5971146093214096E-3,1.0369757786180394E-2,2.3515074203710472E-4,2.9626477207612802E-3,4.4354838709677579E-7,2.2362671675214194E-5,2.0187477078362496E-2,null,6.158452887283684E-3,1.010529885899954E-2,1.5076772788317371E-4,2.7652913140202785E-3,4.8427245269625589E-5,1.9193324630898861E-5,1.9247431358087198E-2]
[2004,3,2,24,6.1032803395878951E-3,1.0211106012916023E-2,2.3515074203710472E-4,3.0549249640734379E-3,4.4354838709677579E-7,2.2362671675214194E-5,1.9627268278676772E-2,null,5.6974551232031809E-3,9.9506931665229725E-3,1.5076772788317371E-4,2.8514215203302197E-3,4.8427245269625589E-5,1.9193324630898861E-5,1.871795810784007E-2]
[2004,3,3,1,5.37454842779267E-3,9.2294901060919581E-3,2.3515074203710472E-4,2.6877137426232819E-3,4.4354838709677579E-7,2.2362671675214194E-5,1.7549709238607325E-2,null,5.0171787581526281E-3,8.9941113149753296E-3,1.5076772788317371E-4,2.5086720283906362E-3,4.8427245269625589E-5,1.9193324630898861E-5,1.6738350399302292E-2]
[2004,3,3,2,5.4351349397274117E-3,9.0161244938309591E-3,2.3515074203710472E-4,2.7096904356659372E-3,4.4354838709677579E-7,2.2362671675214194E-5,1.7418906831323723E-2,null,5.0737366931667867E-3,8.7861871452320165E-3,1.5076772788317371E-4,2.5291847467796215E-3,4.8427245269625589E-5,1.9193324630898861E-5,1.6607496882962123E-2]
[2004,3,3,3,5.4145689442088333E-3,9.0311518202325965E-3,2.3515074203710472E-4,2.7833063884815726E-3,4.4354838709677579E-7,2.2362671675214194E-5,1.7486984115022416E-2,null,5.0545381917033909E-3,8.8008312311857566E-3,1.5076772788317371E-4,2.5978967821214723E-3,4.8427245269625589E-5,1.9193324630898861E-5,1.6671654502794318E-2]
[2004,3,3,4,5.2174536205707844E-3,8.6302286437622815E-3,2.3515074203710472E-4,2.4712200541320683E-3,4.4354838709677579E-7,2.2362671675214194E-5,1.657685928056455E-2,null,4.8705296507161868E-3,8.4101327596041685E-3,1.5076772788317371E-4,2.3066000398346931E-3,4.8427245269625589E-5,1.9193324630898861E-5,1.5805650747938747E-2]
[2004,3,3,5,5.6466117653958111E-3,8.8393225141077687E-3,2.3515074203710472E-4,2.4521498216586069E-3,4.4354838709677579E-7,2.2362671675214194E-5,1.71960410632616E-2,null,5.2711517973080668E-3,8.6138941292517746E-3,1.5076772788317371E-4,2.2888001685082231E-3,4.8427245269625589E-5,1.9193324630898861E-5,1.639223439285176E-2]
[2004,3,3,6,5.9788395479470719E-3,9.3363144580458669E-3,2.1947402590129773E-4,2.6052416712278852E-3,4.4354838709677579E-7,2.0871826896866579E-5,1.8161185078406084E-2,null,5.5812887689771287E-3,9.0982113358409871E-3,1.4071654602429545E-4,2.4316938236986696E-3,4.8427245269625589E-5,1.7913769655505601E-5,1.731825148946621E-2]
[2004,3,3,7,6.7250443421510691E-3,1.0468141294125358E-2,0,2.4666762972166386E-3,4.4354838709677579E-7,0,1.966030548188016E-2,null,6.2778761926482827E-3,1.0201173301882437E-2,0,2.3023589647169166E-3,4.8427245269625589E-5,0,1.8829835704517257E-2]
[2004,3,3,8,6.7497507847543636E-3,1.1923645259816059E-2,0,2.725462882483039E-3,4.4354838709677579E-7,0,2.1399302475440557E-2,null,6.3009398305862658E-3,1.1619557691088234E-2,0,2.5439065140280648E-3,4.8427245269625589E-5,0,2.0512831280972189E-2]
[2004,3,3,9,6.6640437796398645E-3,1.2892087078120623E-2,0,3.0642610383459735E-3,4.4354838709677579E-7,0,2.2620835444493555E-2,null,6.2209317385088538E-3,1.2563301431618289E-2,0,2.8601356731847672E-3,4.8427245269625589E-5,0,2.1692796088581535E-2]
[2004,3,3,10,6.4002140653166657E-3,1.3150665039106378E-2,0,3.0758027338727871E-3,4.4354838709677579E-7,0,2.2627125386682927E-2,null,5.9746448445947798E-3,1.2815284903941442E-2,0,2.8709085201100719E-3,4.8427245269625589E-5,0,2.1709265513915919E-2]
[2004,3,3,11,6.4481429912999965E-3,1.3341957345485036E-2,0,3.1547825345363367E-3,4.4354838709677579E-7,0,2.2945326419708464E-2,null,6.0193868340987049E-3,1.3001698701181702E-2,0,2.9446270912474619E-3,4.8427245269625589E-5,0,2.2014139871797494E-2]
[2004,3,3,12,6.0180863102986901E-3,1.3117484808432131E-2,0,2.9906571387301809E-3,4.4354838709677579E-7,0,2.2126671805848097E-2,null,5.617925897666594E-3,1.2782950865472322E-2,0,2.7914348881203617E-3,4.8427245269625589E-5,0,2.1240738896528902E-2]
[2004,3,3,13,5.7768878572302135E-3,1.3241890553319719E-2,0,3.0597718408111093E-3,4.4354838709677579E-7,0,2.2078993799748141E-2,null,5.3927654453062379E-3,1.2904183902712682E-2,0,2.8559455229812554E-3,4.8427245269625589E-5,0,2.1201322116269797E-2]
[2004,3,3,14,5.4863265344676018E-3,1.2666992322045458E-2,0,2.703238610033464E-3,4.4354838709677579E-7,0,2.085700101493362E-2,null,5.1215244069025669E-3,1.2343947245278033E-2,0,2.5231627087033337E-3,4.8427245269625589E-5,0,2.003706160615356E-2]
[2004,3,3,15,5.662280983175544E-3,1.2726525654759568E-2,0,2.9330795808204025E-3,4.4354838709677579E-7,0,2.1322329767142611E-2,null,5.2857791223117475E-3,1.2401962305181369E-2,0,2.7376928520170961E-3,4.8427245269625589E-5,0,2.0473861524779837E-2]
[2004,3,3,16,5.905726278176723E-3,1.243631091988328E-2,0,2.9621293284619685E-3,4.4354838709677579E-7,0,2.1304610074909067E-2,null,5.5130370174189926E-3,1.2119148888544136E-2,0,2.7648074543590384E-3,4.8427245269625589E-5,0,2.0445420605591791E-2]
[2004,3,3,17,6.7408252170506316E-3,1.1825782018814998E-2,1.1757537101855236E-5,2.8270838842038536E-3,4.4354838709677579E-7,1.1181335837607098E-6,2.1407010339142194E-2,null,6.2926077503586419E-3,1.1524190246831826E-2,7.5383863941586858E-6,2.6387580454509093E-3,4.8427245269625589E-5,9.596662315449432E-7,2.0512481340536702E-2]
[2004,3,3,18,7.6705328606017842E-3,1.1199807716379857E-2,2.3515074203710472E-4,2.527374504389663E-3,4.4354838709677579E-7,2.2362671675214194E-5,2.1655672043470721E-2,null,7.1604963745258441E-3,1.0914180106325848E-2,1.5076772788317371E-4,2.3590137684237301E-3,4.8427245269625589E-5,1.9193324630898861E-5,2.0652078547059121E-2]
[2004,3,3,19,8.3420597380204492E-3,1.0997246623114749E-2,2.3515074203710472E-4,2.5018528059275514E-3,4.4354838709677579E-7,2.2362671675214194E-5,2.2099116129162166E-2,null,7.7873714376457438E-3,1.0716784908978276E-2,1.5076772788317371E-4,2.3351921947071669E-3,4.8427245269625589E-5,1.9193324630898861E-5,2.1057736839114886E-2]
[2004,3,3,20,8.2945408863024737E-3,1.1332338129444515E-2,2.3515074203710472E-4,2.8688151701209037E-3,4.4354838709677579E-7,2.2362671675214194E-5,2.2753651147967305E-2,null,7.743012255352703E-3,1.1043330609118674E-2,1.5076772788317371E-4,2.6777094069849305E-3,4.8427245269625589E-5,1.9193324630898861E-5,2.1682440569240003E-2]
[2004,3,3,21,7.8054851651928646E-3,1.1056230609886553E-2,2.3515074203710472E-4,2.9092860528976069E-3,4.4354838709677579E-7,2.2362671675214194E-5,2.202895879007644E-2,null,7.2864753000215785E-3,1.0774264632855596E-2,1.5076772788317371E-4,2.715484326975888E-3,4.8427245269625589E-5,1.9193324630898861E-5,2.0994612557636759E-2]
[2004,3,3,22,7.3880643838202462E-3,1.0417527031900315E-2,2.3515074203710472E-4,2.8690774718253486E-3,4.4354838709677579E-7,2.2362671675214194E-5,2.0932625849645323E-2,null,6.8968100647649128E-3,1.0151849850278441E-2,1.5076772788317371E-4,2.6779542354941964E-3,4.8427245269625589E-5,1.9193324630898861E-5,1.9945002448321248E-2]
[2004,3,3,23,6.2969332534140625E-3,9.7617581594171086E-3,2.3515074203710472E-4,2.5333253469342083E-3,4.4354838709677579E-7,2.2362671675214194E-5,1.8849973721864796E-2,null,5.8782314802788282E-3,9.5128049877549088E-3,1.5076772788317371E-4,2.3645681963377261E-3,4.8427245269625589E-5,1.9193324630898861E-5,1.7973992962155159E-2]
[2004,3,3,24,6.0892885406048803E-3,9.8924296413098189E-3,2.3515074203710472E-4,2.8862851423600649E-3,4.4354838709677579E-7,2.2362671675214194E-5,1.9125960286374175E-2,null,5.6843936804440252E-3,9.64014396751719E-3,1.5076772788317371E-4,2.6940156192121183E-3,4.8427245269625589E-5,1.9193324630898861E-5,1.8236941564957029E-2]
[2004,3,4,1,5.1460292618958989E-3,8.9532243998661533E-3,2.3515074203710472E-4,2.5111550147529104E-3,4.4354838709677579E-7,2.2362671675214194E-5,1.6868365638614376E-2,null,4.8038545095442833E-3,8.7248911862636593E-3,1.5076772788317371E-4,2.3438747380570587E-3,4.8427245269625589E-5,1.9193324630898861E-5,1.6091008731648697E-2]
[2004,3,4,2,5.3070978574457257E-3,8.7770637851583254E-3,2.3515074203710472E-4,2.6185746377367686E-3,4.4354838709677579E-7,2.2362671675214194E-5,1.6960693242440233E-2,null,4.954213176333701E-3,8.5532231786289922E-3,1.5076772788317371E-4,2.444138616313994E-3,4.8427245269625589E-5,1.9193324630898861E-5,1.6169963269060384E-2]
[2004,3,4,3,5.2007748030620023E-3,8.6907642819829684E-3,2.3515074203710472E-4,2.6209443107593523E-3,4.4354838709677579E-7,2.2362671675214194E-5,1.6770440357903739E-2,null,4.854959857264622E-3,8.4691245633139491E-3,1.5076772788317371E-4,2.4463504338650649E-3,4.8427245269625589E-5,1.9193324630898861E-5,1.5988823152227334E-2]
[2004,3,4,4,5.0719041097782754E-3,8.2705088512692246E-3,2.3515074203710472E-4,2.3680585406613561E-3,4.4354838709677579E-7,2.2362671675214194E-5,1.5968428463808269E-2,null,4.7346581586980938E-3,8.0595868660940963E-3,1.5076772788317371E-4,2.2103106176591656E-3,4.8427245269625589E-5,1.9193324630898861E-5,1.5222943940235054E-2]
[2004,3,4,5,5.420218299747274E-3,8.7217083178784127E-3,2.3515074203710472E-4,2.2842447391659237E-3,4.4354838709677579E-7,2.2362671675214194E-5,1.6684128318891024E-2,null,5.0598119048321337E-3,8.499279436462847E-3,1.5076772788317371E-4,2.1320800620496776E-3,4.8427245269625589E-5,1.9193324630898861E-5,1.5909559701128357E-2]
[2004,3,4,6,5.5208883643285299E-3,9.2325747198579236E-3,2.1163566783339425E-4,2.2453218247645134E-3,4.4354838709677579E-7,2.0126404507692773E-5,1.7230990529679149E-2,null,5.1537881181614401E-3,8.9971172621355622E-3,1.3569095509485634E-4,2.095749992714631E-3,4.8427245269625589E-5,1.7273992167808973E-5,1.6448047565543921E-2]
[2004,3,4,7,6.34821835744377E-3,1.056971127571751E-2,0,2.1773674937620264E-3,4.4354838709677579E-7,0,1.9095740675310401E-2,null,5.9261064855940515E-3,1.0300152954084114E-2,0,2.0323224309581659E-3,4.8427245269625589E-5,0,1.8307009115905954E-2]
[2004,3,4,8,6.3098797086575823E-3,1.1878547238687275E-2,0,2.3800304698464309E-3,4.4354838709677579E-7,0,2.0568900965578382E-2,null,5.8903170873049497E-3,1.1575609800418774E-2,0,2.2214850382814887E-3,4.8427245269625589E-5,0,1.9735839171274836E-2]
[2004,3,4,9,6.1633516299066772E-3,1.2920503165678136E-2,0,2.6655294262856182E-3,4.4354838709677579E-7,0,2.1749827770257527E-2,null,5.7535320952151331E-3,1.2590992826450563E-2,0,2.4879655175064274E-3,4.8427245269625589E-5,0,2.0880917684441749E-2]
[2004,3,4,10,5.9030531562907374E-3,1.313224977663285E-2,0,2.6773441593013255E-3,4.4354838709677579E-7,0,2.1713090640612012E-2,null,5.5105416393375585E-3,1.2797339284120898E-2,0,2.4989932135625111E-3,4.8427245269625589E-5,0,2.0855301382290591E-2]
[2004,3,4,11,6.2080189529832219E-3,1.3480239613556938E-2,0,2.9711054367930765E-3,4.4354838709677579E-7,0,2.265980755172033E-2,null,5.7952293554657435E-3,1.3136454369981327E-2,0,2.7731856203582479E-3,4.8427245269625589E-5,0,2.1753296591074944E-2]
[2004,3,4,12,5.6565616973962484E-3,1.3068688137914043E-2,0,2.703201974403345E-3,4.4354838709677579E-7,0,2.1428895358100733E-2,null,5.2804401288113253E-3,1.2735398651710245E-2,0,2.5231285135511252E-3,4.8427245269625589E-5,0,2.0587394539342319E-2]
[2004,3,4,13,5.3699417395102773E-3,1.3084135255579702E-2,0,2.732426799827597E-3,4.4354838709677579E-7,0,2.1186947343304671E-2,null,5.0128783822407973E-3,1.2750451823032109E-2,0,2.5504065308911946E-3,4.8427245269625589E-5,0,2.0362163981433725E-2]
[2004,3,4,14,5.2511840038148017E-3,1.2632568940279814E-2,0,2.5206379103118173E-3,4.4354838709677579E-7,0,2.0404834402793531E-2,null,4.9020172007103605E-3,1.2310401759679242E-2,0,2.3527259317163807E-3,4.8427245269625589E-5,0,1.9613572137375607E-2]
[2004,3,4,15,5.1972888499882703E-3,1.2445461260739669E-2,0,2.5558075505718965E-3,4.4354838709677579E-7,0,2.0199001209686932E-2,null,4.8517056955525413E-3,1.2128065869145048E-2,0,2.3855527507967889E-3,4.8427245269625589E-5,0,1.9413751560764001E-2]
[2004,3,4,16,5.6291738266959065E-3,1.2260389248843605E-2,0,2.7433840756108572E-3,4.4354838709677579E-7,0,2.0633390699537464E-2,null,5.2548733588854623E-3,1.1947713730820425E-2,0,2.5606338891209432E-3,4.8427245269625589E-5,0,1.9811648224096454E-2]
[2004,3,4,17,6.4203506448819603E-3,1.1741254931762951E-2,3.919179033951745E-6,2.5789172616171468E-3,4.4354838709677579E-7,3.727111945869032E-7,2.0745258276877693E-2,null,5.9934424832455754E-3,1.1441818845883585E-2,2.5127954647195616E-6,2.4071230113360772E-3,4.8427245269625589E-5,3.1988874384831433E-7,1.9893644269943431E-2]
[2004,3,4,18,7.451036919397384E-3,1.1181387417188103E-2,2.3515074203710472E-4,2.3733627019393091E-3,4.4354838709677579E-7,2.2362671675214194E-5,2.126374400062421E-2,null,6.9555953696308669E-3,1.0896229578238013E-2,1.5076772788317371E-4,2.2152614428981236E-3,4.8427245269625589E-5,1.9193324630898861E-5,2.02854746885507E-2]
[2004,3,4,19,7.9638970599468263E-3,1.0755287468650617E-2,2.3515074203710472E-4,2.2178753997000693E-3,4.4354838709677579E-7,2.2362671675214194E-5,2.1195016890396927E-2,null,7.434353917932685E-3,1.0480996415365687E-2,1.5076772788317371E-4,2.0701319078172092E-3,4.8427245269625589E-5,1.9193324630898861E-5,2.0203870538899278E-2]
[2004,3,4,20,7.9571995041946599E-3,1.0851757401759045E-2,2.3515074203710472E-4,2.6141584326651594E-3,4.4354838709677579E-7,2.2362671675214194E-5,2.1681072300718276E-2,null,7.4281017025321222E-3,1.0575006085125528E-2,1.5076772788317371E-4,2.4400165961899426E-3,4.8427245269625589E-5,1.9193324630898861E-5,2.066151268163129E-2]
[2004,3,4,21,7.5183420557588271E-3,1.0720819746841822E-2,2.3515074203710472E-4,2.6937074728210861E-3,4.4354838709677579E-7,2.2362671675214194E-5,2.1190826237521151E-2,null,7.0184251878014489E-3,1.0447407720523565E-2,1.5076772788317371E-4,2.5142664870022426E-3,4.8427245269625589E-5,1.9193324630898861E-5,2.0198487693110952E-2]
[2004,3,4,22,7.120580232266558E-3,1.003872735513525E-2,2.3515074203710472E-4,2.6674905236004813E-3,4.4354838709677579E-7,2.2362671675214194E-5,2.0084755073101701E-2,null,6.6471117279934258E-3,9.7827106649346161E-3,1.5076772788317371E-4,2.4897959765693587E-3,4.8427245269625589E-5,1.9193324630898861E-5,1.9138006667281098E-2]
[2004,3,4,23,6.2222263317851211E-3,9.4483204456294965E-3,2.3515074203710472E-4,2.490307109072604E-3,4.4354838709677579E-7,2.2362671675214194E-5,1.8418810848586639E-2,null,5.808492043502065E-3,9.2073608455854068E-3,1.5076772788317371E-4,2.3244156130017009E-3,4.8427245269625589E-5,1.9193324630898861E-5,1.7558656799872868E-2]
[2004,3,4,24,5.7660477864308985E-3,9.4963728613777221E-3,2.3515074203710472E-4,2.6327005433451189E-3,4.4354838709677579E-7,2.2362671675214194E-5,1.8153078153253156E-2,null,5.3826461629736142E-3,9.2541877852348412E-3,1.5076772788317371E-4,2.4573235264900187E-3,4.8427245269625589E-5,1.9193324630898861E-5,1.7312545772482171E-2]
[2004,3,5,1,5.7181288726768564E-3,1.0081556502551613E-2,2.3515074203710472E-4,3.3472812380929413E-3,4.4354838709677579E-7,2.2362671675214194E-5,1.9404923575420827E-2,null,5.337913519956149E-3,9.8244475447579124E-3,1.5076772788317371E-4,3.1243025177839861E-3,4.8427245269625589E-5,1.9193324630898861E-5,1.8505051880281745E-2]
[2004,3,5,2,5.5450971183452456E-3,9.6008374690782182E-3,2.3515074203710472E-4,3.1444043230503282E-3,4.4354838709677579E-7,2.2362671675214194E-5,{"$f":"SUM(E1540:J1540)","v":1.8548295872573207E-2},null,{"$f":"E1540*V$5","v":5.1763871603034591E-3},{"$f":"F1540*W$5","v":9.3559882421759381E-3},{"$f":"G1540*X$5","v":1.5076772788317371E-4},{"$f":"H1540*AB$5","v":2.9349402230193521E-3},{"$f":"I1540*Z$5","v":4.8427245269625589E-5},{"$f":"J1540*AA$5","v":1.9193324630898861E-5},{"$f":"SUM(M1540:R1540)","v":1.7685703923282448E-2}]
[2004,3,5,3,5.43901928168987E-3,9.4816706654616868E-3,2.3515074203710472E-4,3.1613573197736386E-3,4.4354838709677579E-7,2.2362671675214194E-5,1.8340004229024608E-2,null,5.0773627537084821E-3,9.2398605379954615E-3,1.5076772788317371E-4,2.950763897989908E-3,4.8427245269625589E-5,1.9193324630898861E-5,1.7486375487477546E-2]
[2004,3,5,4,5.6766214870922638E-3,9.5819742617779813E-3,2.3515074203710472E-4,3.1403141424399378E-3,4.4354838709677579E-7,2.2362671675214194E-5,1.8656866853409598E-2,null,5.2991660835790622E-3,9.3376061014221589E-3,1.5076772788317371E-4,2.9311225092778816E-3,4.8427245269625589E-5,1.9193324630898861E-5,1.77862829920628E-2]
[2004,3,5,5,6.0173900031742821E-3,9.6685930551376285E-3,2.3515074203710472E-4,3.0717440806464751E-3,4.4354838709677579E-7,2.2362671675214194E-5,1.9015684101057799E-2,null,5.6172758900686227E-3,9.4220158640948883E-3,1.5076772788317371E-4,2.8671202335599395E-3,4.8427245269625589E-5,1.9193324630898861E-5,1.8124800285507146E-2]
[2004,3,5,6,6.6372688035172085E-3,9.684711803124621E-3,2.0771648879944248E-4,2.7737922139376655E-3,4.4354838709677579E-7,1.9753693313105869E-5,1.932368655107914E-2,null,6.1959371099819319E-3,9.4377235372151338E-3,1.3317815963013676E-4,2.5890163931228173E-3,4.8427245269625589E-5,1.695410342396066E-5,1.8421236548643607E-2]
[2004,3,5,7,7.4416012182487246E-3,1.1251793495168796E-2,0,3.0720207045957775E-3,4.4354838709677579E-7,0,2.1765858966400396E-2,null,6.9467870762444824E-3,1.0964840096839817E-2,0,2.8673784302395162E-3,4.8427245269625589E-5,0,2.0827432848593442E-2]
[2004,3,5,8,7.4963753943200805E-3,1.2600818334532618E-2,0,3.3501741636277741E-3,4.4354838709677579E-7,0,2.3447811440867571E-2,null,6.9979191548502724E-3,1.22794608865513E-2,0,3.127002731446758E-3,4.8427245269625589E-5,0,2.2452810018117955E-2]
[2004,3,5,9,7.6412262254774623E-3,1.3697729384886025E-2,0,3.7487740544132659E-3,4.4354838709677579E-7,0,2.5088173213163849E-2,null,7.1331384245149508E-3,1.3348397520763966E-2,0,3.4990499404464566E-3,4.8427245269625589E-5,0,2.4029013130994998E-2]
[2004,3,5,10,7.6951574366181334E-3,1.3712909089290553E-2,0,3.6198870304521413E-3,4.4354838709677579E-7,0,2.5028397104747926E-2,null,7.183483589429121E-3,1.3363190098639167E-2,0,3.3787487094387959E-3,4.8427245269625589E-5,0,2.3973849642776709E-2]
[2004,3,5,11,7.5431865451605533E-3,1.3887277373567307E-2,0,3.7064116533570791E-3,4.4354838709677579E-7,0,2.5137319120472037E-2,null,7.0416176933966925E-3,1.3533111485471927E-2,0,3.4595095054292227E-3,4.8427245269625589E-5,0,2.4082665929567468E-2]
[2004,3,5,12,7.2906148380877693E-3,1.3728082571502856E-2,0,3.6254752657023394E-3,4.4354838709677579E-7,0,2.4644616223680058E-2,null,6.8058402284318156E-3,1.3377976613006106E-2,0,3.3839646850979286E-3,4.8427245269625589E-5,0,2.3616208771805473E-2]
[2004,3,5,13,7.1967557409866297E-3,1.3704599781207041E-2,0,3.5906176626501049E-3,4.4354838709677579E-7,0,2.4492416733230871E-2,null,6.7182221011487719E-3,1.3355092702033888E-2,0,3.3514291169058578E-3,4.8427245269625589E-5,0,2.3473171165358141E-2]
[2004,3,5,14,6.6651722918152781E-3,1.3453406594163279E-2,0,3.5986378379230248E-3,4.4354838709677579E-7,0,2.3717660272288676E-2,null,6.221985212561767E-3,1.3110305670479046E-2,0,3.358915029207786E-3,4.8427245269625589E-5,0,2.2739633157518223E-2]
[2004,3,5,15,6.7125214922406327E-3,1.3004716733251213E-2,0,3.4789017661633337E-3,4.4354838709677579E-7,0,2.3196583540042275E-2,null,6.2661860241799375E-3,1.2673058703576701E-2,0,3.2471551608671441E-3,4.8427245269625589E-5,0,2.2234827133893409E-2]
[2004,3,5,16,6.5940556463490859E-3,1.2275479858452969E-2,0,3.2520638849924148E-3,4.4354838709677579E-7,0,2.2122042938181565E-2,null,6.1555973238344172E-3,1.1962419486076381E-2,0,3.0354280567308745E-3,4.8427245269625589E-5,0,2.1201872111911296E-2]
[2004,3,5,17,7.2475394323483454E-3,1.2176915345032329E-2,0,3.3228715292961271E-3,4.4354838709677579E-7,0,2.2747769855063896E-2,null,6.7656290342118387E-3,1.1866368653882901E-2,0,3.1015188586804832E-3,4.8427245269625589E-5,0,2.1781943792044844E-2]
[2004,3,5,18,7.4059477297263891E-3,1.1419974096772039E-2,2.3123156300315295E-4,2.9796781684999604E-3,4.4354838709677579E-7,2.1989960480627289E-5,2.2059265066869262E-2,null,6.9135042939472233E-3,1.1128731604870219E-2,1.4825493241845414E-4,2.7811872806165188E-3,4.8427245269625589E-5,1.8873435887050545E-5,2.1038978793009092E-2]
[2004,3,5,19,8.0142906763797286E-3,1.1374273083956322E-2,2.3515074203710472E-4,3.1524852070520916E-3,4.4354838709677579E-7,2.2362671675214194E-5,2.2799005929487554E-2,null,7.4813967133061906E-3,1.108419610055234E-2,1.5076772788317371E-4,2.9424827999457574E-3,4.8427245269625589E-5,1.9193324630898861E-5,2.1726463911587987E-2]
[2004,3,5,20,9.0533867243384192E-3,1.0866882546450112E-2,2.3515074203710472E-4,3.0180530441525871E-3,4.4354838709677579E-7,2.2362671675214194E-5,2.3196279277040533E-2,null,8.4514001823492273E-3,1.0589745494718347E-2,1.5076772788317371E-4,2.8170058187353708E-3,4.8427245269625589E-5,1.9193324630898861E-5,2.2076539793586644E-2]
[2004,3,5,21,8.8179633075970605E-3,9.9632876763314851E-3,2.3515074203710472E-4,2.6687278210889486E-3,4.4354838709677579E-7,2.2362671675214194E-5,2.1707935767116909E-2,null,8.231630767017795E-3,9.7091949169433815E-3,1.5076772788317371E-4,2.4909508516406473E-3,4.8427245269625589E-5,1.9193324630898861E-5,2.0650164833385522E-2]
[2004,3,5,22,8.6532889012340755E-3,9.9497018850240402E-3,2.3515074203710472E-4,3.1387059885733723E-3,4.4354838709677579E-7,2.2362671675214194E-5,2.1999653736930899E-2,null,8.0779060504735482E-3,9.6959556027541253E-3,1.5076772788317371E-4,2.9296214823796587E-3,4.8427245269625589E-5,1.9193324630898861E-5,2.092187143339103E-2]
[2004,3,5,23,6.7604857534588857E-3,9.09161697226883E-3,2.3515074203710472E-4,2.9487222476460165E-3,4.4354838709677579E-7,2.2362671675214194E-5,1.9058781935473144E-2,null,6.3109609993741858E-3,8.8597543463134094E-3,1.5076772788317371E-4,2.7522934845519249E-3,4.8427245269625589E-5,1.9193324630898861E-5,1.8141397128023217E-2]
[2004,3,5,24,6.0262441545884584E-3,8.3925676441248889E-3,2.3515074203710472E-4,2.9077915596799286E-3,4.4354838709677579E-7,2.2362671675214194E-5,1.758456032049269E-2,null,5.625541302687654E-3,8.1785328053926003E-3,1.5076772788317371E-4,2.7140893892366666E-3,4.8427245269625589E-5,1.9193324630898861E-5,1.6736551795100616E-2]
[2004,3,6,1,6.3219640876012503E-3,8.4718256657524433E-3,2.3515074203710472E-4,3.2898747136437447E-3,4.4354838709677579E-7,2.2362671675214194E-5,1.8341621429096851E-2,null,5.9015979400419191E-3,8.2557695173808843E-3,1.5076772788317371E-4,3.0707201217687538E-3,4.8427245269625589E-5,1.9193324630898861E-5,1.7446475876975256E-2]
[2004,3,6,2,5.7969614777368646E-3,7.9993175277137517E-3,2.3515074203710472E-4,3.0167694736867095E-3,4.4354838709677579E-7,2.2362671675214194E-5,1.7071005441236742E-2,null,5.4115043112329796E-3,7.7953117085636211E-3,1.5076772788317371E-4,2.8158077531552643E-3,4.8427245269625589E-5,1.9193324630898861E-5,1.6241012070735562E-2]
[2004,3,6,3,5.9622885342514725E-3,7.8943999055697527E-3,2.3515074203710472E-4,2.9867759441932506E-3,4.4354838709677579E-7,2.2362671675214194E-5,1.710142134611389E-2,null,5.5658382812840516E-3,7.6930697903624416E-3,1.5076772788317371E-4,2.7878122388712507E-3,4.8427245269625589E-5,1.9193324630898861E-5,1.6265108608301441E-2]
[2004,3,6,4,5.7352540097322397E-3,7.7611485645874001E-3,2.3515074203710472E-4,2.895338330758624E-3,4.4354838709677579E-7,2.2362671675214194E-5,1.6649697867177678E-2,null,5.3538999558435654E-3,7.5632167454066906E-3,1.5076772788317371E-4,2.7024657305997428E-3,4.8427245269625589E-5,1.9193324630898861E-5,1.5837970729633694E-2]
[2004,3,6,5,6.1345104926174123E-3,7.7735431602843292E-3,2.3515074203710472E-4,2.8202984900619196E-3,4.4354838709677579E-7,2.2362671675214194E-5,1.6986309105063074E-2,null,5.7266086907072512E-3,7.5752952429315665E-3,1.5076772788317371E-4,2.6324246594896274E-3,4.8427245269625589E-5,1.9193324630898861E-5,1.6152716890912144E-2]
[2004,3,6,6,6.0625803719500139E-3,8.3112018910748674E-3,2.0379730976549074E-4,2.9102611914831739E-3,4.4354838709677579E-7,1.9380982118518968E-5,1.7507665294779158E-2,null,5.6594614171581615E-3,8.0992421152519117E-3,1.3066536416541719E-4,2.7163945068267481E-3,4.8427245269625589E-5,1.6634214680112348E-5,1.6670824863351974E-2]
[2004,3,6,7,6.5999823138201252E-3,8.3929543683737267E-3,0,2.5811103721320402E-3,4.4354838709677579E-7,0,1.7574490602712989E-2,null,6.1611299096026593E-3,8.1789096670504234E-3,0,2.4091700280687864E-3,4.8427245269625589E-5,0,1.6797636849991492E-2]
[2004,3,6,8,7.4643094692178561E-3,9.1832886530243702E-3,0,2.9015667598885509E-3,4.4354838709677579E-7,0,1.9549608430517874E-2,null,6.9679853882380948E-3,8.9490881330847923E-3,0,2.7082792537035127E-3,4.8427245269625589E-5,0,1.8673780020296026E-2]
[2004,3,6,9,8.5429085052100891E-3,9.7833284958678303E-3,0,3.0915249075026581E-3,4.4354838709677579E-7,0,2.1418205456967671E-2,null,7.9748651744467845E-3,9.5338252180069798E-3,0,2.8855833631133533E-3,4.8427245269625589E-5,0,2.0442701000836741E-2]
[2004,3,6,10,9.0311858499774276E-3,9.9486222748827458E-3,0,3.0578389296706246E-3,4.4354838709677579E-7,0,2.2038090602917892E-2,null,8.4306755099878457E-3,9.6949035258055653E-3,0,2.8541413724742283E-3,4.8427245269625589E-5,0,2.1028147653537266E-2]
[2004,3,6,11,9.3147445518760256E-3,9.8769905031221537E-3,0,2.9943722194132223E-3,4.4354838709677579E-7,0,2.2186550822798499E-2,null,8.6953795525634304E-3,9.6250985721734669E-3,0,2.7949024891691489E-3,4.8427245269625589E-5,0,2.1163807859175668E-2]
[2004,3,6,12,9.2231595434791886E-3,1.0789818647193493E-2,0,3.7965496874294556E-3,4.4354838709677579E-7,0,2.3809971426489232E-2,null,8.6098843030801998E-3,1.0514646948610954E-2,0,3.5436430056548784E-3,4.8427245269625589E-5,0,2.2716601502615657E-2]
[2004,3,6,13,8.5155508245852544E-3,1.026551511199583E-2,0,3.6432535065654115E-3,4.4354838709677579E-7,0,2.2424762991533589E-2,null,7.9493265871687421E-3,1.0003714675625441E-2,0,3.4005586306732672E-3,4.8427245269625589E-5,0,2.1402027138737078E-2]
[2004,3,6,14,8.6908794782000337E-3,1.0563294751716995E-2,0,4.080615113248599E-3,4.4354838709677579E-7,0,2.3335232891552725E-2,null,8.1129971184570517E-3,1.0293900070072921E-2,0,3.8087854487224263E-3,4.8427245269625589E-5,0,2.2264109882522025E-2]
[2004,3,6,15,8.9221900386994707E-3,1.0870510809912711E-2,0,4.3664150952229886E-3,4.4354838709677579E-7,0,2.4159559492222267E-2,null,8.3289271535596995E-3,1.0593281226929723E-2,0,4.0755469007042544E-3,4.8427245269625589E-5,0,2.3046182526463298E-2]
[2004,3,6,16,8.8489776488439535E-3,1.0401297761659658E-2,0,4.2360579409321522E-3,4.4354838709677579E-7,0,2.3486776899822859E-2,null,8.2605828727049177E-3,1.0136034473542844E-2,0,3.9538734719146091E-3,4.8427245269625589E-5,0,2.2398918063431996E-2]
[2004,3,6,17,9.3386704803267301E-3,1.0251107143163289E-2,0,4.0920874198728911E-3,4.4354838709677579E-7,0,2.3682308591750006E-2,null,8.717714575050382E-3,9.9896741518247789E-3,0,3.819493529078258E-3,4.8427245269625589E-5,0,2.2575309501223044E-2]
[2004,3,6,18,9.6281166380126054E-3,9.5634381112278694E-3,2.1947402590129773E-4,3.7480526215112981E-3,4.4354838709677579E-7,2.0871826896866579E-5,2.3180396771937034E-2,null,8.9879145990116299E-3,9.3195426765219254E-3,1.4071654602429545E-4,3.4983765657068682E-3,4.8427245269625589E-5,1.7913769655505601E-5,2.2012891402189844E-2]
[2004,3,6,19,1.0067528537950624E-2,9.6443409535908204E-3,2.3515074203710472E-4,4.004908803483676E-3,4.4354838709677579E-7,2.2362671675214194E-5,2.3974735257124537E-2,null,9.3981086981192175E-3,9.398382261541903E-3,1.5076772788317371E-4,3.7381223052975728E-3,4.8427245269625589E-5,1.9193324630898861E-5,2.2753001562742389E-2]
[2004,3,6,20,1.0017487744043223E-2,9.8528561791909278E-3,2.3515074203710472E-4,4.1628592502441098E-3,4.4354838709677579E-7,2.2362671675214194E-5,2.4291160135577673E-2,null,9.3513952650547735E-3,9.6015797435649551E-3,1.5076772788317371E-4,3.8855509028359989E-3,4.8427245269625589E-5,1.9193324630898861E-5,2.3056914209239422E-2]
[2004,3,6,21,1.0135067653009632E-2,9.4517784119043623E-3,2.3515074203710472E-4,3.9259823426438835E-3,4.4354838709677579E-7,2.2362671675214194E-5,2.3770785369657293E-2,null,9.4611569370496185E-3,9.2107306236817125E-3,1.5076772788317371E-4,3.6644535207582631E-3,4.8427245269625589E-5,1.9193324630898861E-5,2.2554729379273292E-2]
[2004,3,6,22,9.3301239960899996E-3,9.0843789836295083E-3,2.3515074203710472E-4,3.844019902830129E-3,4.4354838709677579E-7,2.2362671675214194E-5,2.2516479844649051E-2,null,8.7097363719054119E-3,8.8527009473964285E-3,1.5076772788317371E-4,3.5879509986039768E-3,4.8427245269625589E-5,1.9193324630898861E-5,2.1368776615689516E-2]
[2004,3,6,23,8.4973541025918399E-3,9.2146069877359887E-3,2.3515074203710472E-4,4.1472290459846888E-3,4.4354838709677579E-7,2.2362671675214194E-5,2.2117147098411928E-2,null,7.9323398192048967E-3,8.979607759343455E-3,1.5076772788317371E-4,3.8709619026750775E-3,4.8427245269625589E-5,1.9193324630898861E-5,2.1001297779007125E-2]
[2004,3,6,24,7.7428119797474937E-3,8.804175466553401E-3,2.3515074203710472E-4,3.9962484317888269E-3,4.4354838709677579E-7,2.2362671675214194E-5,2.0801192840189137E-2,null,7.2279694406090483E-3,8.5796434334426894E-3,1.5076772788317371E-4,3.7300388431781551E-3,4.8427245269625589E-5,1.9193324630898861E-5,1.975604001501359E-2]
[2004,3,7,1,8.2603188807785916E-3,9.6811551249524549E-3,2.3515074203710472E-4,4.565050571769722E-3,4.4354838709677579E-7,2.2362671675214194E-5,2.2764481539600184E-2,null,7.7110657725025485E-3,9.4342575646614735E-3,1.5076772788317371E-4,4.2609502998670196E-3,4.8427245269625589E-5,1.9193324630898861E-5,2.1624661934814739E-2]
[2004,3,7,2,8.0425750887750634E-3,9.5420721991103987E-3,2.3515074203710472E-4,4.5444133486906369E-3,4.4354838709677579E-7,2.2362671675214194E-5,2.2387017598675511E-2,null,7.507800411209976E-3,9.2987216571891601E-3,1.5076772788317371E-4,4.2416878228177983E-3,4.8427245269625589E-5,1.9193324630898861E-5,2.1266598189000632E-2]
[2004,3,7,3,7.778255488788857E-3,9.6185699022637884E-3,2.3515074203710472E-4,4.504615398629932E-3,4.4354838709677579E-7,2.2362671675214194E-5,2.2159397751781992E-2,null,7.261056205583971E-3,9.3732684468376352E-3,1.5076772788317371E-4,4.2045410082142713E-3,4.8427245269625589E-5,1.9193324630898861E-5,2.1057253958419574E-2]
[2004,3,7,4,8.0110398030594776E-3,9.3661526831759385E-3,2.3515074203710472E-4,4.3148352470454955E-3,4.4354838709677579E-7,2.2362671675214194E-5,2.1949984695380325E-2,null,7.4783620001973713E-3,9.1272885996092241E-3,1.5076772788317371E-4,4.0274030376508856E-3,4.8427245269625589E-5,1.9193324630898861E-5,2.0851441935241178E-2]
[2004,3,7,5,7.9716782953233607E-3,9.612306455409279E-3,2.3515074203710472E-4,4.4166982308587628E-3,4.4354838709677579E-7,2.2362671675214194E-5,2.2258639943690817E-2,null,7.4416177558844377E-3,9.3671647360608398E-3,1.5076772788317371E-4,4.122480431559411E-3,4.8427245269625589E-5,1.9193324630898861E-5,2.1149651221288385E-2]
[2004,3,7,6,8.3986003722308234E-3,9.5882573861488865E-3,1.9595895169758728E-4,4.3180873033680563E-3,4.4354838709677579E-7,1.8635559729345166E-5,2.2519983121561792E-2,null,7.8401525173483356E-3,9.3437289878815603E-3,1.256397732359781E-4,4.0304384586489555E-3,4.8427245269625589E-5,1.5994437192415719E-5,2.1404381419576873E-2]
[2004,3,7,7,9.0126951721019085E-3,9.8722291295233171E-3,0,4.3503464253757344E-3,4.4354838709677579E-7,0,2.3235714275388057E-2,null,8.4134143321405747E-3,9.6204586274237711E-3,0,4.0605486432856996E-3,4.8427245269625589E-5,0,2.2142848848119668E-2]
[2004,3,7,8,9.3732099372544012E-3,1.0063875528064804E-2,0,4.1192900998815486E-3,4.4354838709677579E-7,0,2.3556819113587851E-2,null,8.7499574010187035E-3,9.8072174864487702E-3,0,3.8448841059662464E-3,4.8427245269625589E-5,0,2.2450486238703344E-2]
[2004,3,7,9,9.748822469033221E-3,9.9970519347160926E-3,0,3.869323170590939E-3,4.4354838709677579E-7,0,2.3615641122727349E-2,null,9.1005943412296227E-3,9.7420980887208027E-3,0,3.6115686923530389E-3,4.8427245269625589E-5,0,2.2502688367573086E-2]
[2004,3,7,10,1.0331965298807968E-2,1.0850180024495735E-2,0,4.360533813018804E-3,4.4354838709677579E-7,0,2.5543122684709603E-2,null,9.6449622742424568E-3,1.0573468935561593E-2,0,4.0700573993772606E-3,4.8427245269625589E-5,0,2.4336915854450938E-2]
[2004,3,7,11,9.889900386884011E-3,1.1527097648262234E-2,0,4.9487694368516898E-3,4.4354838709677579E-7,0,2.6366211020385031E-2,null,9.2322915697865687E-3,1.1233123194815406E-2,0,4.6191077808260539E-3,4.8427245269625589E-5,0,2.5132949790697651E-2]
[2004,3,7,12,9.9691070776271734E-3,1.1358665580888711E-2,0,4.8679709599545266E-3,4.4354838709677579E-7,0,2.6196187166857503E-2,null,9.3062315726796796E-3,1.1068986634121876E-2,0,4.5436916843444985E-3,4.8427245269625589E-5,0,2.496733713641568E-2]
[2004,3,7,13,9.5925061753468523E-3,1.0831143600751441E-2,0,4.3830964287878502E-3,4.4354838709677579E-7,0,2.4807189753273236E-2,null,8.9546719816541043E-3,1.0554917995885933E-2,0,4.0911170093236261E-3,4.8427245269625589E-5,0,2.3649134232133287E-2]
[2004,3,7,14,9.9981737073743821E-3,1.0733962178642753E-2,0,4.2540645957414086E-3,4.4354838709677579E-7,0,2.4986644030145638E-2,null,9.3333654759830079E-3,1.0460214982160806E-2,0,3.9706806156697243E-3,4.8427245269625589E-5,0,2.3812688319083161E-2]
[2004,3,7,15,1.0078683889445517E-2,1.0630757865385214E-2,0,4.2891196041821376E-3,4.4354838709677579E-7,0,2.4999004907399966E-2,null,9.4085222971986276E-3,1.035964267849571E-2,0,4.0034004391150671E-3,4.8427245269625589E-5,0,2.3819992660079028E-2]
[2004,3,7,16,1.0162353063503615E-2,1.0604341044578403E-2,0,4.4928624820662569E-3,4.4354838709677579E-7,0,2.5260000138535368E-2,null,9.4866280596522124E-3,1.033389956330808E-2,0,4.1935710107150123E-3,4.8427245269625589E-5,0,2.4062525878944929E-2]
[2004,3,7,17,1.1084778810260796E-2,1.0313171675534655E-2,0,4.3666891672552149E-3,4.4354838709677579E-7,0,2.5765083201437763E-2,null,1.0347718981946481E-2,1.0050155858445983E-2,0,4.0758027154623915E-3,4.8427245269625589E-5,0,2.4522104801124479E-2]
[2004,3,7,18,1.1454035672356517E-2,1.0181173244725544E-2,2.1163566783339425E-4,4.419768223635382E-3,4.4354838709677579E-7,2.0126404507692773E-5,{"$f":"SUM(E1604:J1604)","v":2.6287182761445625E-2},null,{"$f":"E1604*V$5","v":1.0692422859806899E-2},{"$f":"F1604*W$5","v":9.9215237708168303E-3},{"$f":"G1604*X$5","v":1.3569095509485634E-4},{"$f":"H1604*AB$5","v":4.1253459171518422E-3},{"$f":"I1604*Z$5","v":4.8427245269625589E-5},{"$f":"J1604*AA$5","v":1.7273992167808973E-5},{"$f":"SUM(M1604:R1604)","v":2.4940684740307858E-2}]
[2004,3,7,19,1.2088040032015555E-2,9.9922102640983435E-3,2.3515074203710472E-4,4.3779037255122282E-3,4.4354838709677579E-7,2.2362671675214194E-5,2.6716110983725543E-2,null,1.1284270388691087E-2,9.7373798947592814E-3,1.5076772788317371E-4,4.0862702173261375E-3,4.8427245269625589E-5,1.9193324630898861E-5,2.5326308798560206E-2]
[2004,3,7,20,1.1964610164750717E-2,9.3874643048439555E-3,2.3515074203710472E-4,3.9169355861411919E-3,4.4354838709677579E-7,2.2362671675214194E-5,2.5526967017835279E-2,null,1.116904773948015E-2,9.1480567130566032E-3,1.5076772788317371E-4,3.6560094128065684E-3,4.8427245269625589E-5,1.9193324630898861E-5,2.4191502163127019E-2]
[2004,3,7,21,1.1170378498116808E-2,1.0061290025646737E-2,2.3515074203710472E-4,4.4259731432176857E-3,4.4354838709677579E-7,2.2362671675214194E-5,2.5915598629080647E-2,null,1.04276268926083E-2,9.8046979218481354E-3,1.5076772788317371E-4,4.1311374967935586E-3,4.8427245269625589E-5,1.9193324630898861E-5,2.458185060903369E-2]
[2004,3,7,22,1.0103578059527343E-2,1.0008484265878182E-2,2.3515074203710472E-4,4.4444106719756229E-3,4.4354838709677579E-7,2.2362671675214194E-5,2.4814429959480563E-2,null,9.4317611800581631E-3,9.7532388622499511E-3,1.5076772788317371E-4,4.1483468118832453E-3,4.8427245269625589E-5,1.9193324630898861E-5,2.3551735151975058E-2]
[2004,3,7,23,8.4575141794148555E-3,9.7637831609333446E-3,2.3515074203710472E-4,4.13806326186317E-3,4.4354838709677579E-7,2.2362671675214194E-5,2.2617317564310783E-2,null,7.8951489707130753E-3,9.5147783458538575E-3,1.5076772788317371E-4,3.8624066961144717E-3,4.8427245269625589E-5,1.9193324630898861E-5,2.1490722310465098E-2]
[2004,3,7,24,7.3862799194097644E-3,9.9924145799340624E-3,2.3515074203710472E-4,4.0598868147702924E-3,4.4354838709677579E-7,2.2362671675214194E-5,2.1696538276213533E-2,null,6.8951442546870559E-3,9.7375789999480569E-3,1.5076772788317371E-4,3.7894379632502921E-3,4.8427245269625589E-5,1.9193324630898861E-5,2.0640549515669102E-2]
[2004,3,8,1,4.9922202348699936E-3,7.6938193757003928E-3,2.3515074203710472E-4,2.3818428140417679E-3,4.4354838709677579E-7,2.2362671675214194E-5,1.532583938671157E-2,null,4.6602727010306641E-3,7.4976046462944075E-3,1.5076772788317371E-4,2.2231766533953143E-3,4.8427245269625589E-5,1.9193324630898861E-5,1.4599442298504085E-2]
[2004,3,8,2,4.790624442000813E-3,7.5425750658216686E-3,2.3515074203710472E-4,2.3101046349924439E-3,4.4354838709677579E-7,2.2362671675214194E-5,1.4901261104914342E-2,null,4.472081610503718E-3,7.3502175053831243E-3,1.5076772788317371E-4,2.1562173041555902E-3,4.8427245269625589E-5,1.9193324630898861E-5,1.4196904717826132E-2]
[2004,3,8,3,4.933095325826118E-3,7.6929025380284392E-3,2.3515074203710472E-4,2.3245527699967926E-3,4.4354838709677579E-7,2.2362671675214194E-5,1.5208507595950766E-2,null,4.6050791825950196E-3,7.4967111906446889E-3,1.5076772788317371E-4,2.1697029784567695E-3,4.8427245269625589E-5,1.9193324630898861E-5,1.4489881649480176E-2]
[2004,3,8,4,5.1068109188986029E-3,7.3454730890510685E-3,2.3515074203710472E-4,1.9769230669187798E-3,4.4354838709677579E-7,2.2362671675214194E-5,1.4687164036967867E-2,null,4.767243910521959E-3,7.1581422012115163E-3,1.5076772788317371E-4,1.8452305844962539E-3,4.8427245269625589E-5,1.9193324630898861E-5,1.3989004994013428E-2]
[2004,3,8,5,5.6815655895044743E-3,7.7424369760141776E-3,2.3515074203710472E-4,2.1016738688675175E-3,4.4354838709677579E-7,2.2362671675214194E-5,1.5783633396485582E-2,null,5.3037814379542133E-3,7.5449823566622358E-3,1.5076772788317371E-4,1.9616711274026729E-3,4.8427245269625589E-5,1.9193324630898861E-5,1.502882321980282E-2]
[2004,3,8,6,6.0998030926190921E-3,8.2011245657471685E-3,1.9203977266363552E-4,1.9484982304422899E-3,4.4354838709677579E-7,1.8262848534758258E-5,1.6460172058394038E-2,null,5.6942090887012837E-3,7.9919720812769487E-3,1.2312697777125853E-4,1.8186992649404188E-3,4.8427245269625589E-5,1.5674548448567404E-5,1.5692109206408102E-2]
[2004,3,8,7,7.0275020890705085E-3,9.5904318706523557E-3,0,1.9662763812296801E-3,4.4354838709677579E-7,0,1.858465388933964E-2,null,6.5602226266734658E-3,9.3458480167176138E-3,0,1.8352931264404558E-3,4.8427245269625589E-5,0,1.7789791015101159E-2]
[2004,3,8,8,6.5512814339575903E-3,1.109167076804092E-2,0,2.3635566301045009E-3,4.4354838709677579E-7,0,2.0006952380490106E-2,null,6.1156672957231144E-3,1.0808800964093476E-2,0,2.2061086013100304E-3,4.8427245269625589E-5,0,1.9179004106396245E-2]
[2004,3,8,9,6.9533222250003981E-3,1.2374371078236624E-2,0,2.8699696890076786E-3,4.4354838709677579E-7,0,2.2198106540631795E-2,null,6.4909752018348253E-3,1.2058788692672183E-2,0,2.6787870177407075E-3,4.8427245269625589E-5,0,2.1276978157517338E-2]
[2004,3,8,10,6.7373351175113068E-3,1.2856595638161846E-2,0,3.0639425425896352E-3,4.4354838709677579E-7,0,2.2658316846649883E-2,null,6.2893497178917674E-3,1.2528715126410886E-2,0,2.8598383939833346E-3,4.8427245269625589E-5,0,2.1726330483555614E-2]
[2004,3,8,11,6.2791596848442138E-3,1.3084018058281931E-2,0,2.987197163976853E-3,4.4354838709677579E-7,0,2.2350818455490095E-2,null,5.8616397290120453E-3,1.2750337614605659E-2,0,2.7882053991517414E-3,4.8427245269625589E-5,0,2.1448609988039071E-2]
[2004,3,8,12,6.4463754653820669E-3,1.2854770530085444E-2,0,2.9927068834085823E-3,4.4354838709677579E-7,0,2.2294296427263192E-2,null,6.0177368362227786E-3,1.2526936563888761E-2,0,2.7933480893138152E-3,4.8427245269625589E-5,0,2.1386448734694977E-2]
[2004,3,8,13,5.8185372773469851E-3,1.2851202096024722E-2,0,2.841719998353E-3,4.4354838709677579E-7,0,2.1511902920111802E-2,null,5.4316454719180859E-3,1.252345913525583E-2,0,2.6524191766897067E-3,4.8427245269625589E-5,0,2.0655951029133247E-2]
[2004,3,8,14,6.3160155120016515E-3,1.2066115713357931E-2,0,2.5551512065290138E-3,4.4354838709677579E-7,0,2.0937725980275691E-2,null,5.8960449028815807E-3,1.175839473446995E-2,0,2.3849401290300925E-3,4.8427245269625589E-5,0,2.0087807011651245E-2]
[2004,3,8,15,5.8509242651029244E-3,1.1955410595048691E-2,0,2.5126047758851134E-3,4.4354838709677579E-7,0,2.0319383184423827E-2,null,5.461878952775636E-3,1.1650512918056972E-2,0,2.3452279235330743E-3,4.8427245269625589E-5,0,1.9506047039635308E-2]
[2004,3,8,16,6.4336112179471522E-3,1.1900868626356672E-2,0,2.708763710799839E-3,4.4354838709677579E-7,0,2.1043687103490756E-2,null,6.0058213214675121E-3,1.1597361927903125E-2,0,2.5283197555743728E-3,4.8427245269625589E-5,0,2.0179930250214632E-2]
[2004,3,8,17,7.3307453091279581E-3,1.118490971668383E-2,0,2.4981022835422321E-3,4.4354838709677579E-7,0,2.1014200857741118E-2,null,6.8433023053974494E-3,1.0899662048871288E-2,0,2.3316915129006589E-3,4.8427245269625589E-5,0,2.0123083112439023E-2]
[2004,3,8,18,7.5170743894340079E-3,1.0400586314895745E-2,2.0379730976549074E-4,2.1156575283165818E-3,4.4354838709677579E-7,1.9380982118518968E-5,2.0256940072917437E-2,null,7.0172418123713529E-3,1.0135341170736757E-2,1.3066536416541719E-4,1.9747232671294911E-3,4.8427245269625589E-5,1.6634214680112348E-5,1.9323033074352753E-2]
[2004,3,8,19,8.1285544071292588E-3,1.0243666308780078E-2,2.3515074203710472E-4,2.0844925007758278E-3,4.4354838709677579E-7,2.2362671675214194E-5,2.0714670178784578E-2,null,7.5880627096119044E-3,9.9824230803192433E-3,1.5076772788317371E-4,1.9456342939938309E-3,4.8427245269625589E-5,1.9193324630898861E-5,1.9734508381708676E-2]
[2004,3,8,20,8.3821020262600954E-3,1.0602756393879979E-2,2.3515074203710472E-4,2.5716708131466701E-3,4.4354838709677579E-7,2.2362671675214194E-5,2.181448619538616E-2,null,7.8247511953468546E-3,1.033235532580274E-2,1.5076772788317371E-4,2.4003592841225847E-3,4.8427245269625589E-5,1.9193324630898861E-5,2.0775854103055876E-2]
[2004,3,8,21,8.3759834591240288E-3,9.5861315089707366E-3,2.3515074203710472E-4,2.071377150186043E-3,4.4354838709677579E-7,2.2362671675214194E-5,2.0291449080380223E-2,null,7.819039469891622E-3,9.3416573267429207E-3,1.5076772788317371E-4,1.9333926208404181E-3,4.8427245269625589E-5,1.9193324630898861E-5,1.9312477715258656E-2]
[2004,3,8,22,7.3938836252296124E-3,9.4927620180429596E-3,2.3515074203710472E-4,2.3134951318205875E-3,4.4354838709677579E-7,2.2362671675214194E-5,1.9458097737192575E-2,null,6.9022423675490236E-3,9.2506690288874718E-3,1.5076772788317371E-4,2.159381943462308E-3,4.8427245269625589E-5,1.9193324630898861E-5,1.8530681637682497E-2]
[2004,3,8,23,6.3730863525399009E-3,9.4996024867444982E-3,2.3515074203710472E-4,2.4184333094750357E-3,4.4354838709677579E-7,2.2362671675214194E-5,1.8549079110858849E-2,null,5.949320933920344E-3,9.2573350457790925E-3,1.5076772788317371E-4,2.257329677559562E-3,4.8427245269625589E-5,1.9193324630898861E-5,1.7682373955042695E-2]
[2004,3,8,24,5.2034222196546097E-3,9.1896374332046601E-3,2.3515074203710472E-4,2.4606074273318341E-3,4.4354838709677579E-7,2.2362671675214194E-5,1.7111624042290517E-2,null,4.8574312392738938E-3,8.9552750009398371E-3,1.5076772788317371E-4,2.2966943718391456E-3,4.8427245269625589E-5,1.9193324630898861E-5,1.6327788909836573E-2]
[2004,3,9,1,5.3971718455205217E-3,8.7182918413698084E-3,2.3515074203710472E-4,2.4653740733183768E-3,4.4354838709677579E-7,2.2362671675214194E-5,1.683879472230812E-2,null,5.0382978777188479E-3,8.495950090023319E-3,1.5076772788317371E-4,2.3011434883004876E-3,4.8427245269625589E-5,1.9193324630898861E-5,1.6053779753826353E-2]
[2004,3,9,2,5.5082384321718863E-3,8.6433238785815231E-3,2.3515074203710472E-4,2.5096198693607282E-3,4.4354838709677579E-7,2.2362671675214194E-5,1.691913914221355E-2,null,5.1419793175224533E-3,8.4228940279197674E-3,1.5076772788317371E-4,2.3424418561828449E-3,4.8427245269625589E-5,1.9193324630898861E-5,1.6125703499408763E-2]
[2004,3,9,3,5.2692944394084418E-3,8.3838097982696959E-3,2.3515074203710472E-4,2.3902680660421358E-3,4.4354838709677579E-7,2.2362671675214194E-5,1.6301329265819686E-2,null,4.9189234197131396E-3,8.1699983100309327E-3,1.5076772788317371E-4,2.2310406582892418E-3,4.8427245269625589E-5,1.9193324630898861E-5,1.5538350685817012E-2]
[2004,3,9,4,5.3729108929449496E-3,8.4133407934613991E-3,2.3515074203710472E-4,2.2976831529449085E-3,4.4354838709677579E-7,2.2362671675214194E-5,1.634189180145067E-2,null,5.0156501078550087E-3,8.1987761791161226E-3,1.5076772788317371E-4,2.1446232775784169E-3,4.8427245269625589E-5,1.9193324630898861E-5,1.5577437862333248E-2]
[2004,3,9,5,5.7489617642504723E-3,8.4844797989449411E-3,2.3515074203710472E-4,2.1856050586268796E-3,4.4354838709677579E-7,2.2362671675214194E-5,1.6677003583921705E-2,null,5.366696241097077E-3,8.2681009334417497E-3,1.5076772788317371E-4,2.0400112514715966E-3,4.8427245269625589E-5,1.9193324630898861E-5,1.589319672379412E-2]
[2004,3,9,6,5.8857065241671187E-3,8.9953378055135716E-3,1.8420141459573201E-4,2.1421263336012467E-3,4.4354838709677579E-7,1.7517426145584452E-5,1.7225333052410349E-2,null,5.4943484362461031E-3,8.7659305778109327E-3,1.1810138684181939E-4,1.999428856266282E-3,4.8427245269625589E-5,1.5034770960870775E-5,1.6441271273395633E-2]
[2004,3,9,7,6.7040283465855449E-3,1.025620574378411E-2,0,2.0215241824373038E-3,4.4354838709677579E-7,0,1.8982201821194054E-2,null,6.2582576129760767E-3,9.9946427233284195E-3,0,1.8868606022923954E-3,4.8427245269625589E-5,0,1.8188188183866517E-2]
[2004,3,9,8,6.6872684128840062E-3,1.1723444206071578E-2,0,2.2987515347602386E-3,4.4354838709677579E-7,0,2.0709907702102917E-2,null,6.2426120969880589E-3,1.1424462345402267E-2,0,2.1456204892729715E-3,4.8427245269625589E-5,0,1.9861122176932922E-2]
[2004,3,9,9,6.7886764136587379E-3,1.29339502768824E-2,0,2.8320184319651017E-3,4.4354838709677579E-7,0,2.2555088670893335E-2,null,6.3372771789441014E-3,1.2604096997281862E-2,0,2.6433638789312703E-3,4.8427245269625589E-5,0,2.1633165300426856E-2]
[2004,3,9,10,6.4716777883830979E-3,1.3093677536755537E-2,0,2.842396251290024E-3,4.4354838709677579E-7,0,2.2408195124815754E-2,null,6.0413567327030539E-3,1.2759750748336511E-2,0,2.6530503811220559E-3,4.8427245269625589E-5,0,2.1502585107431246E-2]
[2004,3,9,11,6.176017056603542E-3,1.2935208890847091E-2,0,2.6433436026965774E-3,4.4354838709677579E-7,0,2.1755013098534306E-2,null,5.765355360116394E-3,1.2605323512936669E-2,0,2.4672575997762036E-3,4.8427245269625589E-5,0,2.0886363718098891E-2]
[2004,3,9,12,5.842234343817438E-3,1.2684251566901564E-2,0,2.5929414813294152E-3,4.4354838709677579E-7,0,2.1119870940435513E-2,null,5.4537668501368165E-3,1.2360766329286343E-2,0,2.4202130094092477E-3,4.8427245269625589E-5,0,2.0283173434102034E-2]
[2004,3,9,13,5.6820608895788672E-3,1.2866876975944535E-2,0,2.7594722879577052E-3,4.4354838709677579E-7,0,2.1308853701868202E-2,null,5.3042438040572532E-3,1.2538734260233168E-2,0,2.5756503872179292E-3,4.8427245269625589E-5,0,2.0467055696777977E-2]
[2004,3,9,14,5.671588158667383E-3,1.2543770852768484E-2,0,2.6251274524535162E-3,4.4354838709677579E-7,0,2.0840930012276479E-2,null,5.2944674360935308E-3,1.2223868281182236E-2,0,2.4502549160993598E-3,4.8427245269625589E-5,0,2.0017017878644749E-2]
[2004,3,9,15,5.722428874480455E-3,1.2580574387072802E-2,0,2.7834058087685752E-3,4.4354838709677579E-7,0,2.1086852618708928E-2,null,5.3419276018830085E-3,1.225973321852033E-2,0,2.597989579538512E-3,4.8427245269625589E-5,0,2.0248077645211478E-2]
[2004,3,9,16,5.6435487777225114E-3,1.2081617211765813E-2,0,2.5323891046388912E-3,4.4354838709677579E-7,0,2.0257998642514312E-2,null,5.2682924767721321E-3,1.1773500899667243E-2,0,2.3636943217056135E-3,4.8427245269625589E-5,0,1.9453914943414613E-2]
[2004,3,9,17,6.7571978484452927E-3,1.1532426762174829E-2,0,2.511474726407714E-3,4.4354838709677579E-7,0,2.0801542885414932E-2,null,6.3078917169191763E-3,1.1238316400852695E-2,0,2.344173152160033E-3,4.8427245269625589E-5,0,1.9938808515201526E-2]
[2004,3,9,18,7.7351209245712788E-3,1.0644270682683194E-2,1.9595895169758728E-4,2.0981221733508025E-3,4.4354838709677579E-7,1.8635559729345166E-5,2.0692551840419304E-2,null,7.220789786508558E-3,1.0372810879724586E-2,1.256397732359781E-4,1.9583560276378274E-3,4.8427245269625589E-5,1.5994437192415719E-5,1.9742018149568993E-2]
[2004,3,9,19,8.4359748172458497E-3,1.0497924021389802E-2,2.3515074203710472E-4,2.048796596280311E-3,4.4354838709677579E-7,2.2362671675214194E-5,2.1240652397015378E-2,null,7.8750418246355241E-3,1.0230196483141728E-2,1.5076772788317371E-4,1.9123162677040951E-3,4.8427245269625589E-5,1.9193324630898861E-5,2.0235942873265043E-2]
[2004,3,9,20,8.4085602044743791E-3,1.0884597350755462E-2,2.3515074203710472E-4,2.5115500157782151E-3,4.4354838709677579E-7,2.2362671675214194E-5,2.2062664533107471E-2,null,7.8494500907981771E-3,1.0607008520087448E-2,1.5076772788317371E-4,2.3442434261385509E-3,4.8427245269625589E-5,1.9193324630898861E-5,2.1019090334807873E-2]
[2004,3,9,21,7.6741498849087434E-3,1.0380567515945467E-2,2.3515074203710472E-4,2.3946714434159048E-3,4.4354838709677579E-7,2.2362671675214194E-5,2.0707345806369529E-2,null,7.1638728921560053E-3,1.0115832909274723E-2,1.5076772788317371E-4,2.2351507052309374E-3,4.8427245269625589E-5,1.9193324630898861E-5,1.9733244804445361E-2]
[2004,3,9,22,7.264411594197869E-3,9.8894678420116157E-3,2.3515074203710472E-4,2.4010052999184697E-3,4.4354838709677579E-7,2.2362671675214194E-5,1.9812841698227369E-2,null,6.7813793159653343E-3,9.6372577026992597E-3,1.5076772788317371E-4,2.2410626326761257E-3,4.8427245269625589E-5,1.9193324630898861E-5,1.8878087949124416E-2]
[2004,3,9,23,6.6847482806399842E-3,9.6055512136548442E-3,2.3515074203710472E-4,2.5419322500355272E-3,4.4354838709677579E-7,2.2362671675214194E-5,1.909018870642977E-2,null,6.2402595358134203E-3,9.360581772581757E-3,1.5076772788317371E-4,2.3726017516672729E-3,4.8427245269625589E-5,1.9193324630898861E-5,1.8191831357846147E-2]
[2004,3,9,24,5.8011574421496384E-3,9.1142557994363816E-3,2.3515074203710472E-4,2.3655795126728899E-3,4.4354838709677579E-7,2.2362671675214194E-5,1.7538949716358325E-2,null,5.4154212735237784E-3,8.8818158176671783E-3,1.5076772788317371E-4,2.2079967298095642E-3,4.8427245269625589E-5,1.9193324630898861E-5,1.6723622118784219E-2]
[2004,3,10,1,6.0711790813823907E-3,1.0099844120578527E-2,2.3515074203710472E-4,3.1192343549300973E-3,4.4354838709677579E-7,2.2362671675214194E-5,1.9548214518990428E-2,null,5.667488372890583E-3,9.8422687754357845E-3,1.5076772788317371E-4,2.9114469491720121E-3,4.8427245269625589E-5,1.9193324630898861E-5,1.8639592395282078E-2]
[2004,3,10,2,6.2110968549932092E-3,9.9230080334427699E-3,2.3515074203710472E-4,3.1950501295073029E-3,4.4354838709677579E-7,2.2362671675214194E-5,1.9587111980042697E-2,null,5.7981025986398732E-3,9.6699425218810114E-3,1.5076772788317371E-4,2.9822122654243927E-3,4.8427245269625589E-5,1.9193324630898861E-5,1.8668645683728974E-2]
[2004,3,10,3,5.8582088005594401E-3,9.4201405790644427E-3,2.3515074203710472E-4,2.9838938594137728E-3,4.4354838709677579E-7,2.2362671675214194E-5,1.8520200201137069E-2,null,5.4686791178586124E-3,9.1798996474245307E-3,1.5076772788317371E-4,2.7851221438082736E-3,4.8427245269625589E-5,1.9193324630898861E-5,1.7652089206875114E-2]
[2004,3,10,4,6.1239438671154122E-3,9.4833148243807248E-3,2.3515074203710472E-4,3.0391593097401763E-3,4.4354838709677579E-7,2.2362671675214194E-5,1.8904374963335729E-2,null,5.7167446714828938E-3,9.2414627660890349E-3,1.5076772788317371E-4,2.8367060930851564E-3,4.8427245269625589E-5,1.9193324630898861E-5,1.801330182844078E-2]
[2004,3,10,5,6.4143523152544032E-3,9.4980738595575216E-3,2.3515074203710472E-4,2.8732143532738093E-3,4.4354838709677579E-7,2.2362671675214194E-5,1.9043597490185148E-2,null,5.9878430003502021E-3,9.2558454030230216E-3,1.5076772788317371E-4,2.68181553910326E-3,4.8427245269625589E-5,1.9193324630898861E-5,1.8143892240260182E-2]
[2004,3,10,6,6.565038633689034E-3,9.8092668409411211E-3,1.8028223556178029E-4,2.8535080034086556E-3,4.4354838709677579E-7,1.7144714950997548E-5,1.9425683976938682E-2,null,6.1285097384309213E-3,9.5591020599813201E-3,1.1558859137709986E-4,2.6634219252654489E-3,4.8427245269625589E-5,1.471488221702246E-5,1.8529764442541442E-2]
[2004,3,10,7,7.4462019750119266E-3,1.1025153810809695E-2,0,2.8012397086625189E-3,4.4354838709677579E-7,0,2.1273039042871235E-2,null,6.9510819150414311E-3,1.0743980382371825E-2,0,2.6146354764253542E-3,4.8427245269625589E-5,0,2.0358125019108237E-2]
[2004,3,10,8,7.6430447504092867E-3,1.2666657318363216E-2,0,3.2378343117250769E-3,4.4354838709677579E-7,0,2.3547979928884674E-2,null,7.1348360303290391E-3,1.2343620785162211E-2,0,3.0221463847039777E-3,4.8427245269625589E-5,0,2.254903044546485E-2]
[2004,3,10,9,7.7559815835669928E-3,1.3927104254690643E-2,0,3.7668606923923981E-3,4.4354838709677579E-7,0,2.5450390079037127E-2,null,7.2402633584003175E-3,1.3571922665508312E-2,0,3.5159317393026065E-3,4.8427245269625589E-5,0,2.4376545008480858E-2]
[2004,3,10,10,7.2019404876031475E-3,1.3914035205470075E-2,0,3.5625863953943617E-3,4.4354838709677579E-7,0,{"$f":"SUM(E1668:J1668)","v":2.467900563685468E-2},null,{"$f":"E1668*V$5","v":6.7230620985811659E-3},{"$f":"F1668*W$5","v":1.3559186914982604E-2},{"$f":"G1668*X$5","v":0},{"$f":"H1668*AB$5","v":3.3252651490064383E-3},{"$f":"I1668*Z$5","v":4.8427245269625589E-5},{"$f":"J1668*AA$5","v":0},{"$f":"SUM(M1668:R1668)","v":2.3655941407839835E-2}]
[2004,3,10,11,7.3641222655308411E-3,1.4239194554411815E-2,0,3.7435497666228755E-3,4.4354838709677579E-7,0,2.5347310134952627E-2,null,6.8744599289496675E-3,1.3876053756581642E-2,0,3.4941736679326941E-3,4.8427245269625589E-5,0,2.429311459873363E-2]
[2004,3,10,12,6.9594718678143716E-3,1.3915970663786813E-2,0,3.6215654959459755E-3,4.4354838709677579E-7,0,2.4497451575934255E-2,null,6.4967159366539481E-3,1.3561073013493588E-2,0,3.3803153641640462E-3,4.8427245269625589E-5,0,2.3486531559581209E-2]
[2004,3,10,13,6.8742541872943482E-3,1.4137610901734519E-2,0,3.8400147494156529E-3,4.4354838709677579E-7,0,2.4852323386831614E-2,null,6.4171646325270467E-3,1.3777060781947178E-2,0,3.5842126479824175E-3,4.8427245269625589E-5,0,2.3826865307726267E-2]
[2004,3,10,14,6.3424365001284082E-3,1.33628203573863E-2,0,3.2734104547840264E-3,4.4354838709677579E-7,0,2.2979110860685832E-2,null,5.9207090811246275E-3,1.3022029645713704E-2,0,3.0553526274502388E-3,4.8427245269625589E-5,0,2.2046518599558196E-2]
[2004,3,10,15,6.2726697471923616E-3,1.3253632498606399E-2,0,3.3183390241155767E-3,4.4354838709677579E-7,0,2.2845084818301432E-2,null,5.8555813265683673E-3,1.2915626394307428E-2,0,3.0972882857646768E-3,4.8427245269625589E-5,0,2.1916923251910095E-2]
[2004,3,10,16,6.5526468073183004E-3,1.2974145747279356E-2,0,3.3717164293733223E-3,4.4354838709677579E-7,0,2.2898952532358074E-2,null,6.1169418813584167E-3,1.2643267366495367E-2,0,3.1471099618586053E-3,4.8427245269625589E-5,0,2.1955746454982012E-2]
[2004,3,10,17,7.5528626096068663E-3,1.2443328594936872E-2,0,3.2997703663817288E-3,4.4354838709677579E-7,0,2.3296405119312562E-2,null,7.0506503676119837E-3,1.2125987592511399E-2,0,3.079956576839381E-3,4.8427245269625589E-5,0,2.2305021782232388E-2]
[2004,3,10,18,8.5618176984322836E-3,1.1758121631198446E-2,1.8812059362968377E-4,2.9692728170616052E-3,4.4354838709677579E-7,1.7890137340171357E-5,2.3495666426049281E-2,null,7.99251703931372E-3,1.1458255395519078E-2,1.2061418230653897E-4,2.7714750803605878E-3,4.8427245269625589E-5,1.5354659704719091E-5,2.2406643602474272E-2]
[2004,3,10,19,9.1723445996954554E-3,1.1630119480308026E-2,2.3515074203710472E-4,2.8621089172748346E-3,4.4354838709677579E-7,2.2362671675214194E-5,2.3922529959377731E-2,null,8.5624481956613728E-3,1.1333517671069401E-2,1.5076772788317371E-4,2.6714498903320041E-3,4.8427245269625589E-5,1.9193324630898861E-5,2.2785804054846474E-2]
[2004,3,10,20,8.9627461704018998E-3,1.1875432756565612E-2,2.3515074203710472E-4,3.1430603782292661E-3,4.4354838709677579E-7,2.2362671675214194E-5,2.4239196267296193E-2,null,8.3667865877473328E-3,1.1572574746632622E-2,1.5076772788317371E-4,2.933685804914168E-3,4.8427245269625589E-5,1.9193324630898861E-5,2.3091435437077822E-2]
[2004,3,10,21,8.5880319499467457E-3,1.1842393572287863E-2,2.3515074203710472E-4,3.3097944474831109E-3,4.4354838709677579E-7,2.2362671675214194E-5,2.3998176931817133E-2,null,8.016988227475149E-3,1.154037815746743E-2,1.5076772788317371E-4,3.0893129050340693E-3,4.8427245269625589E-5,1.9193324630898861E-5,2.2865067587760343E-2]
[2004,3,10,22,8.1265786949935356E-3,1.1215133605041136E-2,2.3515074203710472E-4,3.2579912852985374E-3,4.4354838709677579E-7,2.2362671675214194E-5,2.2857660547432622E-2,null,7.5862183684374321E-3,1.0929115140334874E-2,1.5076772788317371E-4,3.0409606040082233E-3,4.8427245269625589E-5,1.9193324630898861E-5,2.1774682410564225E-2]
[2004,3,10,23,7.4127917473511299E-3,1.0799771797113188E-2,2.3515074203710472E-4,3.2687820924218731E-3,4.4354838709677579E-7,2.2362671675214194E-5,2.1739302598985606E-2,null,6.9198932325359435E-3,1.0524346264313485E-2,1.5076772788317371E-4,3.0510325828669725E-3,4.8427245269625589E-5,1.9193324630898861E-5,2.0713660377500099E-2]
[2004,3,10,24,6.7260886669360418E-3,1.0371976192725615E-2,2.3515074203710472E-4,3.2437191032161257E-3,4.4354838709677579E-7,2.2362671675214194E-5,2.0599740924977197E-2,null,6.2788510771801037E-3,1.0107460689737774E-2,1.5076772788317371E-4,3.0276391615471306E-3,4.8427245269625589E-5,1.9193324630898861E-5,1.9632339226248706E-2]
[2004,3,11,1,6.729887308172507E-3,1.067809998253505E-2,2.3515074203710472E-4,3.7579762214060078E-3,4.4354838709677579E-7,2.2362671675214194E-5,2.1423920474212977E-2,null,6.2823971354913251E-3,1.0405777434223024E-2,1.5076772788317371E-4,3.5076391062378773E-3,4.8427245269625589E-5,1.9193324630898861E-5,2.0414201973735922E-2]
[2004,3,11,2,6.7027501900631357E-3,1.0411504605513844E-2,2.3515074203710472E-4,3.7010042017050176E-3,4.4354838709677579E-7,2.2362671675214194E-5,2.1073215959381414E-2,null,6.2570644448727503E-3,1.0145981013248059E-2,1.5076772788317371E-4,3.454462270491487E-3,4.8427245269625589E-5,1.9193324630898861E-5,2.0075896026395996E-2]
[2004,3,11,3,6.4976800247282564E-3,1.0203242447405078E-2,2.3515074203710472E-4,3.6173016897146793E-3,4.4354838709677579E-7,2.2362671675214194E-5,2.0576181123947428E-2,null,6.0656300032127719E-3,9.9430301447606586E-3,1.5076772788317371E-4,3.3763355908506538E-3,4.8427245269625589E-5,1.9193324630898861E-5,1.9603384036607781E-2]
[2004,3,11,4,6.5176422310705712E-3,1.0053148585068609E-2,2.3515074203710472E-4,3.4782999941527504E-3,4.4354838709677579E-7,2.2362671675214194E-5,2.0307047772391344E-2,null,6.0842648632334967E-3,9.7967641116395287E-3,1.5076772788317371E-4,3.2465934758236525E-3,4.8427245269625589E-5,1.9193324630898861E-5,1.9346010748480375E-2]
[2004,3,11,5,6.9494922624834931E-3,1.0239499232078291E-2,2.3515074203710472E-4,3.4483199764392797E-3,4.4354838709677579E-7,2.2362671675214194E-5,2.0895268433100477E-2,null,6.4873999048880209E-3,9.9783622761704677E-3,1.5076772788317371E-4,3.2186105732340963E-3,4.8427245269625589E-5,1.9193324630898861E-5,1.9902761052076282E-2]
[2004,3,11,6,7.0550941422749223E-3,1.0702360338556866E-2,1.7244387749387678E-4,3.4026106298547551E-3,4.4354838709677579E-7,1.6399292561823742E-5,2.1349351829129341E-2,null,6.5859800024029571E-3,1.0429419080737941E-2,1.1056300044766071E-4,3.1759461490455704E-3,4.8427245269625589E-5,1.4075104729325831E-5,2.0364410582633077E-2]
[2004,3,11,7,8.0453637551994792E-3,1.1937761307805052E-2,0,3.4570410004477171E-3,4.4354838709677579E-7,0,2.3440609611839341E-2,null,7.5104036509306936E-3,1.1633313738874312E-2,0,3.2267506473208311E-3,4.8427245269625589E-5,0,2.2418895282395459E-2]
[2004,3,11,8,8.0390813530240249E-3,1.3473730583046356E-2,0,3.7042964973213132E-3,4.4354838709677579E-7,0,2.5217551981778788E-2,null,7.5045389843138924E-3,1.3130111338644623E-2,0,3.4575352502477807E-3,4.8427245269625589E-5,0,2.4140612818475921E-2]
[2004,3,11,9,8.0391747388431287E-3,1.4644910099704839E-2,0,4.1252186394371872E-3,4.4354838709677579E-7,0,2.680974702637225E-2,null,7.5046261606328355E-3,1.4271422377668607E-2,0,3.8504177166021475E-3,4.8427245269625589E-5,0,2.5674893500173216E-2]
[2004,3,11,10,7.8252842621033616E-3,1.4977735376907018E-2,0,4.1903864276053851E-3,4.4354838709677579E-7,0,2.6993849615002861E-2,null,7.3049578962405036E-3,1.4595759644103085E-2,0,3.9112443607261151E-3,4.8427245269625589E-5,0,2.5860389146339331E-2]
[2004,3,11,11,7.8837576274309509E-3,1.5198709725461749E-2,0,4.2808871655437711E-3,4.4354838709677579E-7,0,2.7363798066823566E-2,null,7.359543194034493E-3,1.4811098505276312E-2,0,3.9957164033451878E-3,4.8427245269625589E-5,0,2.6214785347925616E-2]
[2004,3,11,12,7.5439606558528492E-3,1.5154727442331973E-2,0,4.2013680800979565E-3,4.4354838709677579E-7,0,2.6900499726669875E-2,null,7.0423403311725028E-3,1.4768237898047872E-2,0,3.9214944718137384E-3,4.8427245269625589E-5,0,2.5780499946303739E-2]
[2004,3,11,13,7.175090120263114E-3,1.5335572777903816E-2,0,4.17150728852295E-3,4.4354838709677579E-7,0,2.6682613735076976E-2,null,6.6979970918225728E-3,1.4944471152564677E-2,0,3.8936228531283698E-3,4.8427245269625589E-5,0,2.5584518342785245E-2]
[2004,3,11,14,6.9777346949355884E-3,1.4747524666537327E-2,0,3.8896805034002273E-3,4.4354838709677579E-7,0,2.5615383413260237E-2,null,6.5137644142195354E-3,1.4371419975154539E-2,0,3.6305699239877203E-3,4.8427245269625589E-5,0,2.456418155863142E-2]
[2004,3,11,15,6.701956441818752E-3,1.4396685593059575E-2,0,3.75000847716695E-3,4.4354838709677579E-7,0,2.4849094060432373E-2,null,6.2563234753039492E-3,1.4029528316543959E-2,0,3.5002021322830595E-3,4.8427245269625589E-5,0,2.3834481169400592E-2]
[2004,3,11,16,7.1558350735020128E-3,1.4374226945410268E-2,0,3.9526947852788564E-3,4.4354838709677579E-7,0,2.5483200352578231E-2,null,6.6800223702445762E-3,1.4007642429607654E-2,0,3.6893865173737951E-3,4.8427245269625589E-5,0,2.4425478562495651E-2]
[2004,3,11,17,8.0816527163538633E-3,1.3709744081940011E-2,0,3.8612918290066491E-3,4.4354838709677579E-7,0,2.5653132175687619E-2,null,7.5442796513994397E-3,1.3360105808164149E-2,0,3.6040723575821742E-3,4.8427245269625589E-5,0,2.4556885062415389E-2]
[2004,3,11,18,8.954214067558669E-3,1.3002131033588136E-2,1.7636305652782853E-4,3.4718816086927963E-3,4.4354838709677579E-7,1.6772003756410643E-5,2.5621805318510937E-2,null,8.3588218097343445E-3,1.2670538946761374E-2,1.1307579591238027E-4,3.240602650306981E-3,4.8427245269625589E-5,1.4394993473174144E-5,2.4445861441457876E-2]
[2004,3,11,19,9.7777859145633059E-3,1.2906129971254862E-2,2.3515074203710472E-4,3.5606402793600805E-3,4.4354838709677579E-7,2.2362671675214194E-5,2.6502513127277662E-2,null,9.127631921340541E-3,1.2576986190210779E-2,1.5076772788317371E-4,3.3234486732479601E-3,4.8427245269625589E-5,1.9193324630898861E-5,2.5246455082582976E-2]
[2004,3,11,20,9.4835308640398401E-3,1.2845771180324681E-2,2.3515074203710472E-4,3.7422680910104539E-3,4.4354838709677579E-7,2.2362671675214194E-5,2.6329527097474388E-2,null,8.852942762093018E-3,1.2518166723672206E-2,1.5076772788317371E-4,3.4929773709806186E-3,4.8427245269625589E-5,1.9193324630898861E-5,2.5082475154529542E-2]
[2004,3,11,21,9.197356867382293E-3,1.2937247741454636E-2,2.3515074203710472E-4,3.9658492544458945E-3,4.4354838709677579E-7,2.2362671675214194E-5,2.6358410825382237E-2,null,8.5857973234658019E-3,1.2607310366934894E-2,1.5076772788317371E-4,3.7016647032253385E-3,4.8427245269625589E-5,1.9193324630898861E-5,2.5113160691409734E-2]
[2004,3,11,22,8.6518745492599972E-3,1.2117513778916306E-2,2.3515074203710472E-4,3.8292122747075425E-3,4.4354838709677579E-7,2.2362671675214194E-5,2.4856557564983263E-2,null,8.0765857429581853E-3,1.1808482000146881E-2,1.5076772788317371E-4,3.5741297787735917E-3,4.8427245269625589E-5,1.9193324630898861E-5,2.3677585819662356E-2]
[2004,3,11,23,7.6956779136875065E-3,1.1410787761929272E-2,2.3515074203710472E-4,3.6195824784230248E-3,4.4354838709677579E-7,2.2362671675214194E-5,2.2984005116139218E-2,null,7.1839694584340521E-3,1.1119779548234072E-2,1.5076772788317371E-4,3.3784644451049432E-3,4.8427245269625589E-5,1.9193324630898861E-5,2.1900601749556766E-2]
[2004,3,11,24,7.1689327239511233E-3,1.1273765465014952E-2,2.3515074203710472E-4,3.715215917836277E-3,4.4354838709677579E-7,2.2362671675214194E-5,2.2415871068901767E-2,null,6.6922491190585173E-3,1.0986251717669787E-2,1.5076772788317371E-4,3.4677272749331876E-3,4.8427245269625589E-5,1.9193324630898861E-5,2.1364616409445189E-2]
[2004,3,12,1,6.2972500888730668E-3,1.0834090587577618E-2,2.3515074203710472E-4,3.7648885022456492E-3,4.4354838709677579E-7,2.2362671675214194E-5,2.1154186140795748E-2,null,5.8785272484082078E-3,1.0557789825992875E-2,1.5076772788317371E-4,3.5140909263553961E-3,4.8427245269625589E-5,1.9193324630898861E-5,2.0168796298540174E-2]
[2004,3,12,2,6.1934610950258274E-3,1.0453443892598155E-2,2.3515074203710472E-4,3.6104540220689854E-3,4.4354838709677579E-7,2.2362671675214194E-5,2.0515315971792382E-2,null,5.7816394926727428E-3,1.0186850726761053E-2,1.5076772788317371E-4,3.3699440797272627E-3,4.8427245269625589E-5,1.9193324630898861E-5,1.9556822596944756E-2]
[2004,3,12,3,6.1031410107986964E-3,1.0307637226914863E-2,2.3515074203710472E-4,3.6451674346815329E-3,4.4354838709677579E-7,2.2362671675214194E-5,2.0313902634494504E-2,null,5.697325058798523E-3,1.004476255433262E-2,1.5076772788317371E-4,3.4023450627077207E-3,4.8427245269625589E-5,1.9193324630898861E-5,1.9362820973622564E-2]
[2004,3,12,4,6.1421780771632592E-3,1.0050072827663879E-2,2.3515074203710472E-4,3.4393751119150264E-3,4.4354838709677579E-7,2.2362671675214194E-5,1.988958297884158E-2,null,5.7337664348092168E-3,9.7937667949776104E-3,1.5076772788317371E-4,3.210261569739462E-3,4.8427245269625589E-5,1.9193324630898861E-5,1.8956183097309988E-2]
[2004,3,12,5,6.724625397443288E-3,1.0499678909852877E-2,2.3515074203710472E-4,3.5553205056898232E-3,4.4354838709677579E-7,2.2362671675214194E-5,2.1037581775085402E-2,null,6.2774851048170051E-3,1.0231906616854516E-2,1.5076772788317371E-4,3.3184832756342551E-3,4.8427245269625589E-5,1.9193324630898861E-5,2.0046263295089472E-2]
[2004,3,12,6,7.3968007407697097E-3,1.055155988329181E-2,1.2541372908645584E-4,3.2525277194090452E-3,4.4354838709677579E-7,1.1926758226780902E-5,2.1338672379170899E-2,null,6.9049655154226515E-3,1.0282464474859157E-2,8.0409454871025973E-5,3.0358609928759529E-3,4.8427245269625589E-5,1.0236439803146059E-5,2.0362364123101558E-2]
[2004,3,12,7,8.2699233139817176E-3,1.2227252874060181E-2,0,3.5948802131686441E-3,4.4354838709677579E-7,0,2.409249994959764E-2,null,7.7200315784485213E-3,1.1915422429789598E-2,0,3.3554077181556416E-3,4.8427245269625589E-5,0,2.3039288971663383E-2]
[2004,3,12,8,8.3383584355747695E-3,1.3671402868899283E-2,0,3.9167766993252889E-3,4.4354838709677579E-7,0,2.5926981552186437E-2,null,7.7839162457803337E-3,1.3322742407361338E-2,0,3.6558611102160007E-3,4.8427245269625589E-5,0,2.4810947008627297E-2]
[2004,3,12,9,8.2192172727689437E-3,1.4384700354791244E-2,0,4.1014246133280396E-3,4.4354838709677579E-7,0,2.6705785789275321E-2,null,7.6726971323456275E-3,1.4017848736644878E-2,0,3.8282087265612088E-3,4.8427245269625589E-5,0,2.5567181840821341E-2]
[2004,3,12,10,8.474198256539665E-3,1.4654453711012465E-2,0,4.1364471215759955E-3,4.4354838709677579E-7,0,2.7265542637515218E-2,null,7.9107236740531932E-3,1.4280722599182578E-2,0,3.860898214810048E-3,4.8427245269625589E-5,0,2.6100771733315441E-2]
[2004,3,12,11,8.1301518660913188E-3,1.4744915197097197E-2,0,4.0803956642606913E-3,4.4354838709677579E-7,0,2.6955906275836303E-2,null,7.5895539487883948E-3,1.436887705476048E-2,0,3.8085806183013543E-3,4.8427245269625589E-5,0,2.5815438867119851E-2]
[2004,3,12,12,7.8212925418343678E-3,1.4493076521550553E-2,0,3.9745184969192694E-3,4.4354838709677579E-7,0,2.6289331108691288E-2,null,7.3012315972944344E-3,1.4123460996533449E-2,0,3.709756445197482E-3,4.8427245269625589E-5,0,2.518287628429499E-2]
[2004,3,12,13,7.6948424154360592E-3,1.4375720042761215E-2,0,3.9075499336378673E-3,4.4354838709677579E-7,0,2.5978555940222237E-2,null,7.1831895149400164E-3,1.4009097448641657E-2,0,3.6472489843688647E-3,4.8427245269625589E-5,0,2.4887963193220165E-2]
[2004,3,12,14,7.2794805028263973E-3,1.439781234363589E-2,0,4.0324485943059613E-3,4.4354838709677579E-7,0,2.5710184989155345E-2,null,6.7954462481542117E-3,1.4030626331709596E-2,0,3.7638275364045748E-3,4.8427245269625589E-5,0,2.4638327361538006E-2]
[2004,3,12,15,7.2936880858994703E-3,1.3783569446544942E-2,0,3.8807121876888832E-3,4.4354838709677579E-7,0,2.4958413268520392E-2,null,6.8087091268791101E-3,1.3432048411655009E-2,0,3.6221990315038854E-3,4.8427245269625589E-5,0,2.3911383815307628E-2]
[2004,3,12,16,7.3213131283793136E-3,1.3240484628334551E-2,0,3.7735466750869816E-3,4.4354838709677579E-7,0,2.4335787980187942E-2,null,6.8344972983292382E-3,1.2902813832896067E-2,0,3.5221723360976489E-3,4.8427245269625589E-5,0,2.330791071259258E-2]
[2004,3,12,17,7.9182140787586869E-3,1.2914915152130004E-2,4.7030148407420944E-5,3.7698961164817622E-3,4.4354838709677579E-7,4.4725343350428392E-6,2.4654971578500013E-2,null,7.3917085336914724E-3,1.2585547323470033E-2,3.0153545576634743E-5,3.5187649589965529E-3,4.8427245269625589E-5,3.8386649261797728E-6,2.3578440271930495E-2]
[2004,3,12,18,8.0487817326350981E-3,1.2101854337694833E-2,2.3515074203710472E-4,3.376205182787204E-3,4.4354838709677579E-7,2.2362671675214194E-5,2.3784798215216549E-2,null,7.5135943569065028E-3,1.1793221920136255E-2,1.5076772788317371E-4,3.151299697526198E-3,4.8427245269625589E-5,1.9193324630898861E-5,2.2676504272352651E-2]
[2004,3,12,19,8.9618144980744448E-3,1.2281183399044E-2,2.3515074203710472E-4,3.7957662986347245E-3,4.4354838709677579E-7,2.2362671675214194E-5,2.5296721157852583E-2,null,8.3659168650769243E-3,1.1967977569824838E-2,1.5076772788317371E-4,3.5429118022065609E-3,4.8427245269625589E-5,1.9193324630898861E-5,2.409519453489202E-2]
[2004,3,12,20,1.0195259280236756E-2,1.1910272076545485E-2,2.3515074203710472E-4,3.7704511020829599E-3,4.4354838709677579E-7,2.2362671675214194E-5,2.6133939420964616E-2,null,9.5173462444118739E-3,1.1606525562813703E-2,1.5076772788317371E-4,3.5192829743014588E-3,4.8427245269625589E-5,1.9193324630898861E-5,2.4861543079310731E-2]
[2004,3,12,21,9.9411866939468404E-3,1.1128176920722477E-2,2.3515074203710472E-4,3.3819658523490293E-3,4.4354838709677579E-7,2.2362671675214194E-5,2.4709286429117759E-2,null,9.2801676981416718E-3,1.0844376103903495E-2,1.5076772788317371E-4,3.1566766208068922E-3,4.8427245269625589E-5,1.9193324630898861E-5,2.3499608720635758E-2]
[2004,3,12,22,9.8359719141004418E-3,1.1302620430706655E-2,2.3515074203710472E-4,3.943376862330223E-3,4.4354838709677579E-7,2.2362671675214194E-5,2.5339926169236734E-2,null,9.1819489611480124E-3,1.1014370797969757E-2,1.5076772788317371E-4,3.6806893066949824E-3,4.8427245269625589E-5,1.9193324630898861E-5,2.4095397363596449E-2]
[2004,3,12,23,7.7878543004350556E-3,1.0309073079694506E-2,2.3515074203710472E-4,3.6836516769271181E-3,4.4354838709677579E-7,2.2362671675214194E-5,2.2038536019156094E-2,null,7.2700167637670138E-3,1.004616178869807E-2,1.5076772788317371E-4,3.4382656819776434E-3,4.8427245269625589E-5,1.9193324630898861E-5,2.0972832532226423E-2]
[2004,3,12,24,7.1629388707099909E-3,9.736569147228669E-3,2.3515074203710472E-4,3.75543910215274E-3,4.4354838709677579E-7,2.2362671675214194E-5,2.0912904082190813E-2,null,6.6866538149013563E-3,9.4882583685015273E-3,1.5076772788317371E-4,3.5052709968658008E-3,4.8427245269625589E-5,1.9193324630898861E-5,1.9898571478052379E-2]
[2004,3,13,1,7.3671767530769467E-3,8.3653243645542916E-3,2.3515074203710472E-4,3.2103661801743833E-3,4.4354838709677579E-7,2.2362671675214194E-5,1.9200824259905033E-2,null,6.8773113145570823E-3,8.1519843085388882E-3,1.5076772788317371E-4,2.9965080392951684E-3,4.8427245269625589E-5,1.9193324630898861E-5,1.8244191960174835E-2]
[2004,3,13,2,6.9735432774131597E-3,8.2134178210378998E-3,2.3515074203710472E-4,3.1031219313795788E-3,4.4354838709677579E-7,2.2362671675214194E-5,{"$f":"SUM(E1732:J1732)","v":1.8548039991930051E-2},null,{"$f":"E1732*V$5","v":6.5098516964828537E-3},{"$f":"F1732*W$5","v":8.003951822870177E-3},{"$f":"G1732*X$5","v":1.5076772788317371E-4},{"$f":"H1732*AB$5","v":2.8964078526976548E-3},{"$f":"I1732*Z$5","v":4.8427245269625589E-5},{"$f":"J1732*AA$5","v":1.9193324630898861E-5},{"$f":"SUM(M1732:R1732)","v":1.7628599669834384E-2}]
[2004,3,13,3,6.9613433126331434E-3,7.7349218547226317E-3,2.3515074203710472E-4,2.7677336491582208E-3,4.4354838709677579E-7,2.2362671675214194E-5,1.7721955778613411E-2,null,6.498462943554704E-3,7.5376588927801857E-3,1.5076772788317371E-4,2.5833614188771033E-3,4.8427245269625589E-5,1.9193324630898861E-5,1.6837871552995688E-2]
[2004,3,13,4,6.7126310378558141E-3,7.6452293201210823E-3,2.3515074203710472E-4,2.696659902898706E-3,4.4354838709677579E-7,2.2362671675214194E-5,1.7312477222975017E-2,null,6.2662882857821766E-3,7.4502537781903615E-3,1.5076772788317371E-4,2.5170222413201395E-3,4.8427245269625589E-5,1.9193324630898861E-5,1.6451952603076372E-2]
[2004,3,13,5,7.3352808309662442E-3,7.467060350550345E-3,2.3515074203710472E-4,2.5886669137136836E-3,4.4354838709677579E-7,2.2362671675214194E-5,1.7648965057329689E-2,null,6.8475362469331722E-3,7.276628634572087E-3,1.5076772788317371E-4,2.4162231915796956E-3,4.8427245269625589E-5,1.9193324630898861E-5,1.6758776370868651E-2]
[2004,3,13,6,7.1995843206476492E-3,8.0125360460435863E-3,1.1365619198460059E-4,2.7680703926547361E-3,4.4354838709677579E-7,1.0808624643020192E-5,1.8105099124360688E-2,null,6.7208626001565809E-3,7.8081931163023971E-3,7.2871068476867284E-5,2.5836757302477873E-3,4.8427245269625589E-5,9.2767735716011145E-6,1.7243306534024859E-2]
[2004,3,13,7,7.3929424481937178E-3,8.4566426973200666E-3,0,2.5789178621836882E-3,4.4354838709677579E-7,0,1.8428946556084569E-2,null,6.9013637721664365E-3,8.240973758720023E-3,0,2.4071235718959539E-3,4.8427245269625589E-5,0,1.7597888348052038E-2]
[2004,3,13,8,8.3245755864775981E-3,9.107932662543233E-3,0,2.8047132177270355E-3,4.4354838709677579E-7,0,2.0237665015134961E-2,null,7.7710498592092206E-3,8.8756539391210091E-3,0,2.6178775981187193E-3,4.8427245269625589E-5,0,1.9313008641718574E-2]
[2004,3,13,9,8.8003286012187272E-3,9.7238100063635861E-3,0,2.990926480757025E-3,4.4354838709677579E-7,0,2.1515508636726435E-2,null,8.2151686445834527E-3,9.4758246227685684E-3,0,2.7916862879618322E-3,4.8427245269625589E-5,0,2.0531106800583478E-2]
[2004,3,13,10,9.5955201485389986E-3,9.9204633508760826E-3,0,3.0261115629636169E-3,4.4354838709677579E-7,0,2.2542538610765793E-2,null,8.9574855468271489E-3,9.6674627361070433E-3,0,2.8245275203254211E-3,4.8427245269625589E-5,0,2.1497903048529238E-2]
[2004,3,13,11,1.0086524908030069E-2,9.8896916895981797E-3,0,2.9398676659455419E-3,4.4354838709677579E-7,0,2.2916527811960886E-2,null,9.4158419431955385E-3,9.6374758415225317E-3,0,2.7440287497020746E-3,4.8427245269625589E-5,0,2.1845773779689766E-2]
[2004,3,13,12,1.0105673627537799E-2,9.9053647580215343E-3,0,3.1577480633389068E-3,4.4354838709677579E-7,0,2.3169229997285334E-2,null,9.4337174075346808E-3,9.6527492012018316E-3,0,2.9473950717203872E-3,4.8427245269625589E-5,0,2.2082288925726525E-2]
[2004,3,13,13,9.5049063134701982E-3,9.6885491356726878E-3,0,3.0840874552763311E-3,4.4354838709677579E-7,0,2.2277986452806313E-2,null,8.8728968944761927E-3,9.4414630066433653E-3,0,2.8786413558352765E-3,4.8427245269625589E-5,0,2.1241428502224456E-2]
[2004,3,13,14,9.2238970245296214E-3,9.4927332915825564E-3,0,3.0809758032938543E-3,4.4354838709677579E-7,0,2.1798049667793126E-2,null,8.6105727468277042E-3,9.2506410350352026E-3,0,2.8757369861597665E-3,4.8427245269625589E-5,0,2.0785378013292298E-2]
[2004,3,13,15,8.980135424827649E-3,9.2530924290490663E-3,0,3.0211355208477103E-3,4.4354838709677579E-7,0,2.1254806923111522E-2,null,8.3830195790576024E-3,9.0171117101789725E-3,0,2.8198829566316386E-3,4.8427245269625589E-5,0,2.0268441491137837E-2]
[2004,3,13,16,8.8444230719635138E-3,8.9246857250991022E-3,0,2.9410410091762814E-3,4.4354838709677579E-7,0,2.0710593354625995E-2,null,8.2563311431533247E-3,8.6970803305515647E-3,0,2.7451239308205018E-3,4.8427245269625589E-5,0,1.9746962649795016E-2]
[2004,3,13,17,9.3911168729888094E-3,8.434995950458336E-3,3.9191790339517455E-5,2.6110387225201847E-3,4.4354838709677579E-7,3.7271119458690324E-6,2.0480513996639811E-2,null,8.7666736514716136E-3,8.2198790667442449E-3,2.512795464719562E-5,2.4371047051454202E-3,4.8427245269625589E-5,3.1988874384831437E-6,1.9500411510716579E-2]
[2004,3,13,18,1.0182213687513967E-2,7.7700718985343007E-3,2.3515074203710472E-4,2.3309358476124634E-3,4.4354838709677579E-7,2.2362671675214194E-5,2.0541178395760144E-2,null,9.5051680918515902E-3,7.571912508433312E-3,1.5076772788317371E-4,2.1756608481567812E-3,4.8427245269625589E-5,1.9193324630898861E-5,1.947112974622538E-2]
[2004,3,13,19,1.0372923805995676E-2,7.8295900415966905E-3,2.3515074203710472E-4,2.4455273991559018E-3,4.4354838709677579E-7,2.2362671675214194E-5,2.0905998208847684E-2,null,9.6831973287756258E-3,7.6299127660651427E-3,1.5076772788317371E-4,2.2826188978508407E-3,4.8427245269625589E-5,1.9193324630898861E-5,1.9814117290475306E-2]
[2004,3,13,20,1.0258269735908591E-2,8.0302796495579001E-3,2.3515074203710472E-4,2.7709056618677396E-3,4.4354838709677579E-7,2.2362671675214194E-5,2.1317412009433646E-2,null,9.576166947952932E-3,7.8254842064170282E-3,1.5076772788317371E-4,2.5863221283573858E-3,4.8427245269625589E-5,1.9193324630898861E-5,2.0206361580511041E-2]
[2004,3,13,21,1.0687229440556795E-2,7.3621863799183153E-3,2.3515074203710472E-4,2.3322045465398963E-3,4.4354838709677579E-7,2.2362671675214194E-5,2.0639577329114422E-2,null,9.9766038492440576E-3,7.1744292546425999E-3,1.5076772788317371E-4,2.1768450328641126E-3,4.8427245269625589E-5,1.9193324630898861E-5,1.9546266434534467E-2]
[2004,3,13,22,9.8093725532806975E-3,7.4049161662356287E-3,2.3515074203710472E-4,2.4907940203829373E-3,4.4354838709677579E-7,2.2362671675214194E-5,1.9963039701998676E-2,null,9.1571182707415131E-3,7.21606930736332E-3,1.5076772788317371E-4,2.324870088776099E-3,4.8427245269625589E-5,1.9193324630898861E-5,1.8916445964664626E-2]
[2004,3,13,23,9.3380424612291568E-3,8.3967602909083942E-3,2.3515074203710472E-4,3.5252600722179535E-3,4.4354838709677579E-7,2.2362671675214194E-5,2.1518019786454918E-2,null,8.7171283148057502E-3,8.1826185275117817E-3,1.5076772788317371E-4,3.2904253141719702E-3,4.8427245269625589E-5,1.9193324630898861E-5,2.0408560454273198E-2]
[2004,3,13,24,8.5158111007291801E-3,8.2292633966366355E-3,2.3515074203710472E-4,3.5003456493351622E-3,4.4354838709677579E-7,2.2362671675214194E-5,2.0503377108800389E-2,null,7.9495695567796971E-3,8.0193932902910929E-3,1.5076772788317371E-4,3.2671705624480944E-3,4.8427245269625589E-5,1.9193324630898861E-5,1.9454521707302583E-2]
[2004,3,14,1,8.1962672307671867E-3,9.6887383353542345E-3,2.3515074203710472E-4,4.5431239934682127E-3,4.4354838709677579E-7,2.2362671675214194E-5,2.2686086521689051E-2,null,7.6512731067224712E-3,9.4416473811837816E-3,1.5076772788317371E-4,4.2404843578319777E-3,4.8427245269625589E-5,1.9193324630898861E-5,2.155179314352193E-2]
[2004,3,14,2,7.9510875268294021E-3,9.5909626624909265E-3,2.3515074203710472E-4,4.4979595431740198E-3,4.4354838709677579E-7,2.2362671675214194E-5,2.229796669459376E-2,null,7.4223961286742877E-3,9.3463652718234012E-3,1.5076772788317371E-4,4.1983285317356706E-3,4.8427245269625589E-5,1.9193324630898861E-5,2.1185478230017058E-2]
[2004,3,14,3,7.7295078533478195E-3,9.5942465592685731E-3,2.3515074203710472E-4,4.4921428598998807E-3,4.4354838709677579E-7,2.2362671675214194E-5,2.2073854234615688E-2,null,7.2155499450430481E-3,9.3495654196999942E-3,1.5076772788317371E-4,4.1928993260890914E-3,4.8427245269625589E-5,1.9193324630898861E-5,2.097640298861583E-2]
[2004,3,14,4,8.0006109882175686E-3,9.2787972908750169E-3,2.3515074203710472E-4,4.3425090971800171E-3,4.4354838709677579E-7,2.2362671675214194E-5,2.1879874338372018E-2,null,7.468626628193472E-3,9.0421610234065874E-3,1.5076772788317371E-4,4.0532333977258347E-3,4.8427245269625589E-5,1.9193324630898861E-5,2.0782409347109589E-2]
[2004,3,14,5,7.9821058237772406E-3,9.4519390484814909E-3,2.3515074203710472E-4,4.4583321185446261E-3,4.4354838709677579E-7,2.2362671675214194E-5,2.2150333952902772E-2,null,7.4513519270360635E-3,9.2108871635597934E-3,1.5076772788317371E-4,4.1613408830332129E-3,4.8427245269625589E-5,1.9193324630898861E-5,2.1041968271412765E-2]
[2004,3,14,6,8.368208678625557E-3,9.603038225716478E-3,1.0581783391669712E-4,4.3326838817243302E-3,4.4354838709677579E-7,1.0063202253846387E-5,2.2420255370624004E-2,null,7.8117816576139401E-3,9.3581328731310778E-3,6.7845477547428168E-5,4.0440626877667691E-3,4.8427245269625589E-5,8.6369960839044863E-6,2.1338886937412746E-2]
[2004,3,14,7,8.925379521256745E-3,9.7507515716000158E-3,0,4.3238862269496898E-3,4.4354838709677579E-7,0,2.3000460868193549E-2,null,8.3319045579595009E-3,9.5020790998795162E-3,0,4.0358510876627209E-3,4.8427245269625589E-5,0,2.1918261990771362E-2]
[2004,3,14,8,9.4016166429979845E-3,9.9202382783524154E-3,0,4.1968685586270633E-3,4.4354838709677579E-7,0,2.3519167028364558E-2,null,8.7764752606232059E-3,9.6672434035861201E-3,0,3.9172946854019036E-3,4.8427245269625589E-5,0,2.2409440594880852E-2]
[2004,3,14,9,9.9968711361097459E-3,1.0033784102683751E-2,0,4.1382118734391788E-3,4.4354838709677579E-7,0,2.416931066061977E-2,null,9.3321495165460972E-3,9.777893479771E-3,0,3.8625454079489635E-3,4.8427245269625589E-5,0,2.3021015649535688E-2]
[2004,3,14,10,1.032799853334632E-2,1.0643790440899577E-2,0,4.4144473227665107E-3,4.4354838709677579E-7,0,2.5386679845399503E-2,null,9.641259270784559E-3,1.0372342885500605E-2,0,4.1203794674277176E-3,4.8427245269625589E-5,0,2.4182408868982506E-2]
[2004,3,14,11,9.8165190852010364E-3,1.1337916454673382E-2,0,4.9258589079443508E-3,4.4354838709677579E-7,0,2.6080737996205864E-2,null,9.1637896085528473E-3,1.1048766670860204E-2,0,4.5977234339315146E-3,4.8427245269625589E-5,0,2.4858706958614189E-2]
[2004,3,14,12,9.8294520097709712E-3,1.1228814574220541E-2,0,4.792550364036966E-3,4.4354838709677579E-7,0,2.5851260496415576E-2,null,9.1758625846000124E-3,1.0942447205084051E-2,0,4.4732952219748608E-3,4.8427245269625589E-5,0,2.4640032256928547E-2]
[2004,3,14,13,9.79010704725378E-3,1.0876149882633641E-2,0,4.5920873487870391E-3,4.4354838709677579E-7,0,2.5258787827061556E-2,null,9.1391337853653134E-3,1.0598776486925917E-2,0,4.2861860253706509E-3,4.8427245269625589E-5,0,2.4072523542931504E-2]
[2004,3,14,14,1.0087775173987755E-2,1.0684653176191947E-2,0,4.3807577754487008E-3,4.4354838709677579E-7,0,2.5153629674015496E-2,null,9.4170090752605327E-3,1.0412163502417606E-2,0,4.0889341450836636E-3,4.8427245269625589E-5,0,2.3966533968031428E-2]
[2004,3,14,15,9.9815430908347224E-3,1.044594125452137E-2,0,4.2577931628358379E-3,4.4354838709677579E-7,0,2.4685721056579027E-2,null,9.3178406784751311E-3,1.0179539427735548E-2,0,3.974160804734294E-3,4.8427245269625589E-5,0,2.3519968156214599E-2]
[2004,3,14,16,1.0018434684473242E-2,1.0477773812730609E-2,0,4.4167730369261641E-3,4.4354838709677579E-7,0,2.4913425082517107E-2,null,9.3522792406063125E-3,1.0210560163299841E-2,0,4.1225502544300048E-3,4.8427245269625589E-5,0,2.3733816903605782E-2]
[2004,3,14,17,1.09756730381827E-2,1.0176774469169475E-2,2.7434253237662216E-5,4.3309992294187222E-3,4.4354838709677579E-7,2.6089783621083224E-6,2.5513933516757764E-2,null,1.024586797633802E-2,9.9172371768071824E-3,1.7589568253036932E-5,4.0424902583634358E-3,4.8427245269625589E-5,2.2392212069382001E-6,2.427385144623824E-2]
[2004,3,14,18,1.1415083891225052E-2,1.0222025939365801E-2,2.3515074203710472E-4,4.4508101830671365E-3,4.4354838709677579E-7,2.2362671675214194E-5,2.6345876975757406E-2,null,1.0656061098161139E-2,9.961334603147496E-3,1.5076772788317371E-4,4.1543200203451652E-3,4.8427245269625589E-5,1.9193324630898861E-5,2.4990104019437496E-2]
[2004,3,14,19,1.219335114731402E-2,1.033801599630645E-2,2.3515074203710472E-4,4.5853909408741581E-3,4.4354838709677579E-7,2.2362671675214194E-5,2.7374715046594042E-2,null,1.1382579055506806E-2,1.007436657691449E-2,1.5076772788317371E-4,4.2799356978319219E-3,4.8427245269625589E-5,1.9193324630898861E-5,2.5955269628036914E-2]
[2004,3,14,20,1.1860774136377423E-2,9.5480294653580364E-3,2.3515074203710472E-4,3.955167634444672E-3,4.4354838709677579E-7,2.2362671675214194E-5,2.5621928198279544E-2,null,1.1072116076683805E-2,9.3045269958534089E-3,1.5076772788317371E-4,3.6916946380022428E-3,4.8427245269625589E-5,1.9193324630898861E-5,2.4286726008323153E-2]
[2004,3,14,21,1.0622722006797435E-2,9.6479895539136017E-3,2.3515074203710472E-4,4.0254646827037992E-3,4.4354838709677579E-7,2.2362671675214194E-5,2.455413320551425E-2,null,9.9163857061296008E-3,9.4019378119644878E-3,1.5076772788317371E-4,3.7573088571988059E-3,4.8427245269625589E-5,1.9193324630898861E-5,2.329402067307659E-2]
[2004,3,14,22,9.802846945328611E-3,9.9009965982532269E-3,2.3515074203710472E-4,4.2406348903893873E-3,4.4354838709677579E-7,2.2362671675214194E-5,2.4202435396070639E-2,null,9.1510265698216842E-3,9.6484924421884784E-3,1.5076772788317371E-4,3.958145528457177E-3,4.8427245269625589E-5,1.9193324630898861E-5,2.2976052838251038E-2]
[2004,3,14,23,8.4896754424419324E-3,9.9968642463647145E-3,2.3515074203710472E-4,4.1998088392262451E-3,4.4354838709677579E-7,2.2362671675214194E-5,2.2944305490132308E-2,null,7.9251717359486423E-3,9.7419151869672475E-3,1.5076772788317371E-4,3.9200390995773457E-3,4.8427245269625589E-5,1.9193324630898861E-5,2.1805514320276932E-2]
[2004,3,14,24,7.2844972659766522E-3,1.0016254184011062E-2,2.3515074203710472E-4,4.0001150579591881E-3,4.4354838709677579E-7,2.2362671675214194E-5,2.1558823470046316E-2,null,6.8001294318393718E-3,9.760810624914202E-3,1.5076772788317371E-4,3.7336478945306107E-3,4.8427245269625589E-5,1.9193324630898861E-5,2.0512976249067883E-2]
[2004,3,15,1,5.1192041984733684E-3,8.1774394846590853E-3,2.3515074203710472E-4,2.6706659850322776E-3,4.4354838709677579E-7,2.2362671675214194E-5,1.6225266630264145E-2,null,4.7788131241706484E-3,7.9688910385149192E-3,1.5076772788317371E-4,2.4927599050357158E-3,4.8427245269625589E-5,1.9193324630898861E-5,1.5458852365504983E-2]
[2004,3,15,2,4.9238257974730526E-3,7.9685145088984194E-3,2.3515074203710472E-4,2.6117806982086855E-3,4.4354838709677579E-7,2.2362671675214194E-5,1.5762077966679573E-2,null,4.5964260126820653E-3,7.7652942561499154E-3,1.5076772788317371E-4,2.4377972542163908E-3,4.8427245269625589E-5,1.9193324630898861E-5,1.5017905820832071E-2]
[2004,3,15,3,5.1268442499384555E-3,8.1999078801775101E-3,2.3515074203710472E-4,2.6940458934571277E-3,4.4354838709677579E-7,2.2362671675214194E-5,1.6278754985672508E-2,null,4.7859451659480762E-3,7.9907864247213811E-3,1.5076772788317371E-4,2.5145823637900138E-3,4.8427245269625589E-5,1.9193324630898861E-5,1.5509702252243169E-2]
[2004,3,15,4,5.0715798361121583E-3,7.7653786262170104E-3,2.3515074203710472E-4,2.2236358684778277E-3,4.4354838709677579E-7,2.2362671675214194E-5,1.5318551292906412E-2,null,4.7343554469500603E-3,7.567338928184785E-3,1.5076772788317371E-4,2.075508643689042E-3,4.8427245269625589E-5,1.9193324630898861E-5,1.4595591316607585E-2]
[2004,3,15,5,5.6843690257570864E-3,8.2248418717705708E-3,2.3515074203710472E-4,2.424198036021963E-3,4.4354838709677579E-7,2.2362671675214194E-5,1.6591365895649034E-2,null,5.306398465413433E-3,8.0150845271448959E-3,1.5076772788317371E-4,2.2627103875698042E-3,4.8427245269625589E-5,1.9193324630898861E-5,1.580258167791183E-2]
[2004,3,15,6,6.1149139985494016E-3,8.7556204695828192E-3,9.4060296814841887E-5,2.3389600819404104E-3,4.4354838709677579E-7,8.9450686700856784E-6,1.7312943463944658E-2,null,5.7083152256667538E-3,8.5323267298510752E-3,6.0307091153269486E-5,2.183150549120294E-3,4.8427245269625589E-5,7.6773298523595456E-6,1.6540204170913377E-2]
[2004,3,15,7,6.6919079305688394E-3,9.9321031977999651E-3,0,2.1222004299233798E-3,4.4354838709677579E-7,0,1.8746655106679277E-2,null,6.246943119377968E-3,9.6788057331436365E-3,0,1.9808303141654843E-3,4.8427245269625589E-5,0,1.7955006411956714E-2]
[2004,3,15,8,6.5666594313704011E-3,1.1636012143051738E-2,0,2.680339328448092E-3,4.4354838709677579E-7,0,2.0883454451257326E-2,null,6.1300227644660327E-3,1.1339260053806621E-2,0,2.5017888598918179E-3,4.8427245269625589E-5,0,2.0019498923434097E-2]
[2004,3,15,9,6.9154266090348804E-3,1.2913984647057735E-2,0,3.1283211299707328E-3,4.4354838709677579E-7,0,2.2958175934450445E-2,null,6.4555993777998021E-3,1.2584640548978385E-2,0,2.9199284098317593E-3,4.8427245269625589E-5,0,2.2008595581879568E-2]
[2004,3,15,10,6.8477506694215665E-3,1.351012821977002E-2,0,3.4159577592496114E-3,4.4354838709677579E-7,0,2.3774280196828292E-2,null,6.3924234121856289E-3,1.3165580729968698E-2,0,3.1884041610879934E-3,4.8427245269625589E-5,0,2.2794835548511944E-2]
[2004,3,15,11,6.548891501892631E-3,1.3705154757427481E-2,0,3.4266056348763825E-3,4.4354838709677579E-7,0,2.3681095442583591E-2,null,6.1134362773313669E-3,1.3355633524749598E-2,0,3.198342729813914E-3,4.8427245269625589E-5,0,2.2715839777164504E-2]
[2004,3,15,12,6.5521135497290332E-3,1.3345566103598848E-2,0,3.3161702616150818E-3,4.4354838709677579E-7,0,2.3214293463330055E-2,null,6.1164440816482753E-3,1.3005215425487307E-2,0,3.0952639951064374E-3,4.8427245269625589E-5,0,2.2265350747511643E-2]
[2004,3,15,13,6.0200555374246064E-3,1.3482779925302979E-2,0,3.1707083959696472E-3,4.4354838709677579E-7,0,2.2673987407084328E-2,null,5.6197641850388004E-3,1.3138929896403263E-2,0,2.9594920534166758E-3,4.8427245269625589E-5,0,2.1766613380128363E-2]
[2004,3,15,14,6.3286638528127276E-3,1.2688943599258389E-2,0,2.8149195091527676E-3,4.4354838709677579E-7,0,2.1832970509610979E-2,null,5.9078522179882879E-3,1.2365338701196996E-2,0,2.627403998719829E-3,4.8427245269625589E-5,0,2.0949022163174739E-2]
[2004,3,15,15,6.0554749259107473E-3,1.2692792441850441E-2,0,2.8826033456834932E-3,4.4354838709677579E-7,0,2.1631314261831777E-2,null,5.6528284333057762E-3,1.2369089387129677E-2,0,2.6905790849598796E-3,4.8427245269625589E-5,0,2.0760924150664956E-2]
[2004,3,15,16,6.7302047966112779E-3,1.2616654058630175E-2,0,3.1829601426627547E-3,4.4354838709677579E-7,0,2.2530262546291303E-2,null,6.2826935131819091E-3,1.2294892753712917E-2,0,2.9709276515387912E-3,4.8427245269625589E-5,0,2.159694116370324E-2]
[2004,3,15,17,7.4334884036537626E-3,1.1893217388794342E-2,1.9595895169758728E-5,2.921784847973119E-3,4.4354838709677579E-7,1.8635559729345162E-6,2.2270393639951012E-2,null,6.9392137067602316E-3,1.1589905819110345E-2,1.256397732359781E-5,2.7271505163833656E-3,4.8427245269625589E-5,1.5994437192415719E-6,2.1318860708566402E-2]
[2004,3,15,18,7.5702305107540682E-3,1.1119898176694985E-2,2.3515074203710472E-4,2.5224739251529524E-3,4.4354838709677579E-7,2.2362671675214194E-5,{"$f":"SUM(E1796:J1796)","v":2.1470559574701419E-2},null,{"$f":"E1796*V$5","v":7.0668634254865449E-3},{"$f":"F1796*W$5","v":1.0836308491882078E-2},{"$f":"G1796*X$5","v":1.5076772788317371E-4},{"$f":"H1796*AB$5","v":2.3544396406588999E-3},{"$f":"I1796*Z$5","v":4.8427245269625589E-5},{"$f":"J1796*AA$5","v":1.9193324630898861E-5},{"$f":"SUM(M1796:R1796)","v":2.0475999855811219E-2}]
[2004,3,15,19,8.2853389687265345E-3,1.1152794067276813E-2,2.3515074203710472E-4,2.6306544501986146E-3,4.4354838709677579E-7,2.2362671675214194E-5,2.2326744448301378E-2,null,7.734422200575723E-3,1.0868365441756581E-2,1.5076772788317371E-4,2.4554137335821226E-3,4.8427245269625589E-5,1.9193324630898861E-5,2.1276589673698124E-2]
[2004,3,15,20,8.2946247031163486E-3,1.1106794012551519E-2,2.3515074203710472E-4,2.8903123602253681E-3,4.4354838709677579E-7,2.2362671675214194E-5,2.2549688037992652E-2,null,7.7430904989379641E-3,1.0823538521965945E-2,1.5076772788317371E-4,2.6977745644638771E-3,4.8427245269625589E-5,1.9193324630898861E-5,2.1482791883151484E-2]
[2004,3,15,21,8.2414795721216221E-3,1.0282699077172429E-2,2.3515074203710472E-4,2.4359645235621404E-3,4.4354838709677579E-7,2.2362671675214194E-5,2.1218100134955606E-2,null,7.6934791453687696E-3,1.0020460399804611E-2,1.5076772788317371E-4,2.2736930520166655E-3,4.8427245269625589E-5,1.9193324630898861E-5,2.0206020894973743E-2]
[2004,3,15,22,7.4872916373745985E-3,1.0323444604023329E-2,2.3515074203710472E-4,2.7397085408542516E-3,4.4354838709677579E-7,2.2362671675214194E-5,2.0808401744351591E-2,null,6.9894394038528826E-3,1.006016679743566E-2,1.5076772788317371E-4,2.5572031996516568E-3,4.8427245269625589E-5,1.9193324630898861E-5,1.9825197698723897E-2]
[2004,3,15,23,6.5088563387936298E-3,1.016923105462067E-2,2.3515074203710472E-4,2.8006139358276809E-3,4.4354838709677579E-7,2.2362671675214194E-5,1.9736658291341393E-2,null,6.0760631709991615E-3,9.9098861412280689E-3,1.5076772788317371E-4,2.6140513893695085E-3,4.8427245269625589E-5,1.9193324630898861E-5,1.8818388999380434E-2]
[2004,3,15,24,5.4103369554828499E-3,9.6253271558087196E-3,2.3515074203710472E-4,2.8053615113149263E-3,4.4354838709677579E-7,2.2362671675214194E-5,1.8098982584705912E-2,null,5.0505876004628414E-3,9.379853370800717E-3,1.5076772788317371E-4,2.6184827057104745E-3,4.8427245269625589E-5,1.9193324630898861E-5,1.726731197475773E-2]
[2004,3,16,1,6.26073064502994E-3,9.3956964478374254E-3,2.3515074203710472E-4,2.7340071307715686E-3,4.4354838709677579E-7,2.2362671675214194E-5,1.8648391185738349E-2,null,5.844436090728467E-3,9.156078912505649E-3,1.5076772788317371E-4,2.5518815882873262E-3,4.8427245269625589E-5,1.9193324630898861E-5,1.7770784889305141E-2]
[2004,3,16,2,6.3235529458477314E-3,9.1633689929564843E-3,2.3515074203710472E-4,2.7000490235181717E-3,4.4354838709677579E-7,2.2362671675214194E-5,1.8444927924421803E-2,null,5.9030811503899246E-3,8.9296764821758454E-3,1.5076772788317371E-4,2.5201855960941479E-3,4.8427245269625589E-5,1.9193324630898861E-5,1.7571331526443613E-2]
[2004,3,16,3,6.2699211601257784E-3,9.0398506943685786E-3,2.3515074203710472E-4,2.7171868435343196E-3,4.4354838709677579E-7,2.2362671675214194E-5,1.828491566012809E-2,null,5.8530155012100757E-3,8.8093082587782489E-3,1.5076772788317371E-4,2.5361817823770444E-3,4.8427245269625589E-5,1.9193324630898861E-5,1.7416893840149064E-2]
[2004,3,16,4,6.400981442746723E-3,8.7813635348881498E-3,2.3515074203710472E-4,2.5862982104196057E-3,4.4354838709677579E-7,2.2362671675214194E-5,1.8026600150153893E-2,null,5.9753611968229332E-3,8.5574132722584378E-3,1.5076772788317371E-4,2.4140122791587882E-3,4.8427245269625589E-5,1.9193324630898861E-5,1.7165175046023856E-2]
[2004,3,16,5,6.9454283909627301E-3,8.9722662460473331E-3,2.3515074203710472E-4,2.5238680184735082E-3,4.4354838709677579E-7,2.2362671675214194E-5,1.8699519617582986E-2,null,6.4836062522409636E-3,8.7434474100883241E-3,1.5076772788317371E-4,2.3557408666275668E-3,4.8427245269625589E-5,1.9193324630898861E-5,1.7801182826740553E-2]
[2004,3,16,6,7.1803456491359363E-3,9.5537880245564252E-3,8.6221938746938392E-5,2.5008843849448448E-3,4.4354838709677579E-7,8.1996462809118712E-6,1.9329883192052151E-2,null,6.7029031649890602E-3,9.3101386950750157E-3,5.5281500223830356E-5,2.3342882849668942E-3,4.8427245269625589E-5,7.0375523646629157E-6,1.8458076442889087E-2]
[2004,3,16,7,8.0136358176739579E-3,1.0673345086404046E-2,0,2.3127396109570222E-3,4.4354838709677579E-7,0,2.1000164063422123E-2,null,7.4807853980985361E-3,1.0401143801746929E-2,0,2.1586767515264131E-3,4.8427245269625589E-5,0,2.0089033196641501E-2]
[2004,3,16,8,7.9256881850767198E-3,1.2226780282064555E-2,0,2.6306113206082398E-3,4.4354838709677579E-7,0,2.2783523336136612E-2,null,7.3986856645069836E-3,1.1914961890261805E-2,0,2.4553734770640071E-3,4.8427245269625589E-5,0,2.1817448277102421E-2]
[2004,3,16,9,7.7087561812523176E-3,1.3211691605512884E-2,0,2.968145443662403E-3,4.4354838709677579E-7,0,2.3889036778814703E-2,null,7.1961781131891743E-3,1.2874755115743127E-2,0,2.7704228067991295E-3,4.8427245269625589E-5,0,2.2889783281001056E-2]
[2004,3,16,10,7.4878097209414452E-3,1.3600779482663122E-2,0,3.140837242212014E-3,4.4354838709677579E-7,0,2.4229869994203679E-2,null,6.9899230385063712E-3,1.3253920122495431E-2,0,2.9316107628241778E-3,4.8427245269625589E-5,0,2.3223881169095604E-2]
[2004,3,16,11,7.4513275955771568E-3,1.3619937562717909E-2,0,3.1776254830903111E-3,4.4354838709677579E-7,0,2.4249334189772473E-2,null,6.9558667178890978E-3,1.3272589615892496E-2,0,2.9659483596454093E-3,4.8427245269625589E-5,0,2.3242831938696629E-2]
[2004,3,16,12,6.9886362500380748E-3,1.3372902356035178E-2,0,3.0815164684962386E-3,4.4354838709677579E-7,0,2.3443498622956586E-2,null,6.5239410925816074E-3,1.3031854524128774E-2,0,2.8762416350174317E-3,4.8427245269625589E-5,0,2.2480464496997438E-2]
[2004,3,16,13,6.5694362878961554E-3,1.3375396175336552E-2,0,3.0866490089699215E-3,4.4354838709677579E-7,0,2.3031925020589726E-2,null,6.1326149795632879E-3,1.3034284743798351E-2,0,2.8810322719504946E-3,4.8427245269625589E-5,0,2.2096359240581759E-2]
[2004,3,16,14,6.444989522575926E-3,1.2987429590700416E-2,0,2.8331815971974015E-3,4.4354838709677579E-7,0,2.2266044258860841E-2,null,6.0164430488654956E-3,1.2656212433345901E-2,0,2.6444495600573487E-3,4.8427245269625589E-5,0,2.1365532287538368E-2]
[2004,3,16,15,6.2832448013807485E-3,1.2851836714219415E-2,0,2.8760746598442744E-3,4.4354838709677579E-7,0,2.2011599723831536E-2,null,5.8654532140307485E-3,1.2524077568844248E-2,0,2.6844853067098892E-3,4.8427245269625589E-5,0,2.112244333485451E-2]
[2004,3,16,16,6.5418851325881652E-3,1.2444242887191006E-2,0,2.8891110144549565E-3,4.4354838709677579E-7,0,2.1875682582621223E-2,null,6.1068957823077552E-3,1.2126878567658841E-2,0,2.6966532461914503E-3,4.8427245269625589E-5,0,2.0978854841427669E-2]
[2004,3,16,17,7.7903118865849628E-3,1.1878520550524496E-2,1.1757537101855236E-5,2.7561910495410521E-3,4.4354838709677579E-7,1.1181335837607098E-6,2.2438342705723219E-2,null,7.2723109377228912E-3,1.1575583792881622E-2,7.5383863941586858E-6,2.5725877280873095E-3,4.8427245269625589E-5,9.596662315449432E-7,2.1477407756587148E-2]
[2004,3,16,18,9.0979171371939616E-3,1.089342593281402E-2,2.3515074203710472E-4,2.3286191521489038E-3,4.4354838709677579E-7,2.2362671675214194E-5,2.25779191842563E-2,null,8.4929696359456013E-3,1.0615611947673947E-2,1.5076772788317371E-4,2.1734984790712777E-3,4.8427245269625589E-5,1.9193324630898861E-5,2.1500468360474524E-2]
[2004,3,16,19,1.0028327579034246E-2,1.0823195152812624E-2,2.3515074203710472E-4,2.3804286681341599E-3,4.4354838709677579E-7,2.2362671675214194E-5,2.3489908362080446E-2,null,9.3615143272586989E-3,1.0547172256444073E-2,1.5076772788317371E-4,2.2218567106401695E-3,4.8427245269625589E-5,1.9193324630898861E-5,2.2348931592126638E-2]
[2004,3,16,20,9.5446436253556702E-3,1.1009633380239109E-2,2.3515074203710472E-4,2.6096999480489983E-3,4.4354838709677579E-7,2.2362671675214194E-5,2.3421933915743189E-2,null,8.9099919546056922E-3,1.0728855767836937E-2,1.5076772788317371E-4,2.4358551129679026E-3,4.8427245269625589E-5,1.9193324630898861E-5,2.2293091133194227E-2]
[2004,3,16,21,9.0564223910955099E-3,1.0986775429622727E-2,2.3515074203710472E-4,2.7901198857956926E-3,4.4354838709677579E-7,2.2362671675214194E-5,2.309127466861334E-2,null,8.4542339986177235E-3,1.0706580761318403E-2,1.5076772788317371E-4,2.6042563991656464E-3,4.8427245269625589E-5,1.9193324630898861E-5,2.1983459456885471E-2]
[2004,3,16,22,8.4510473110694668E-3,1.03392279464572E-2,2.3515074203710472E-4,2.7081378100871625E-3,4.4354838709677579E-7,2.2362671675214194E-5,2.1756370029713246E-2,null,7.8891121036292321E-3,1.0075547618818079E-2,1.5076772788317371E-4,2.5277355491592551E-3,4.8427245269625589E-5,1.9193324630898861E-5,2.0710783569390264E-2]
[2004,3,16,23,7.4162614854289067E-3,9.6729950959568E-3,2.3515074203710472E-4,2.5583338205075168E-3,4.4354838709677579E-7,2.2362671675214194E-5,1.9905547363992637E-2,null,6.9231322574352548E-3,9.4263056400939495E-3,1.5076772788317371E-4,2.3879107335771535E-3,4.8427245269625589E-5,1.9193324630898861E-5,1.8955736928890056E-2]
[2004,3,16,24,6.974536616544816E-3,9.6344609545288128E-3,2.3515074203710472E-4,2.8222612735903049E-3,4.4354838709677579E-7,2.2362671675214194E-5,1.968921580676335E-2,null,6.5107789855487061E-3,9.3887542311378303E-3,1.5076772788317371E-4,2.6342566924391778E-3,4.8427245269625589E-5,1.9193324630898861E-5,1.8752178206909411E-2]
[2004,3,17,1,5.9781840159728039E-3,8.9746904240989439E-3,2.3515074203710472E-4,2.6615486888018668E-3,4.4354838709677579E-7,2.2362671675214194E-5,1.7872380090973028E-2,null,5.5806768252685971E-3,8.7458097645621777E-3,1.5076772788317371E-4,2.4842499563514264E-3,4.8427245269625589E-5,1.9193324630898861E-5,1.7029124843965897E-2]
[2004,3,17,2,6.1223624331667214E-3,8.7556878496628989E-3,2.3515074203710472E-4,2.7094072213869336E-3,4.4354838709677579E-7,2.2362671675214194E-5,1.7845414466315969E-2,null,5.7152683917690919E-3,8.5323923915435057E-3,1.5076772788317371E-4,2.5289203987843307E-3,4.8427245269625589E-5,1.9193324630898861E-5,1.6994969479880623E-2]
[2004,3,17,3,6.0351452165595667E-3,8.6256601652355304E-3,2.3515074203710472E-4,2.7051896887660808E-3,4.4354838709677579E-7,2.2362671675214194E-5,1.7623952032660595E-2,null,5.6338505066415171E-3,8.4056807905422432E-3,1.5076772788317371E-4,2.5249838165706195E-3,4.8427245269625589E-5,1.9193324630898861E-5,1.6782903411538076E-2]
[2004,3,17,4,6.0316150297743884E-3,8.3675525645517789E-3,2.3515074203710472E-4,2.4836524463536002E-3,4.4354838709677579E-7,2.2362671675214194E-5,1.7140777002779183E-2,null,5.6305550524486927E-3,8.1541556829679267E-3,1.5076772788317371E-4,2.3182042498059892E-3,4.8427245269625589E-5,1.9193324630898861E-5,1.6321303283006305E-2]
[2004,3,17,5,6.4605279050866729E-3,8.4987183292427604E-3,2.3515074203710472E-4,2.3574353663027062E-3,4.4354838709677579E-7,2.2362671675214194E-5,1.7574638562731552E-2,null,6.0309482382253738E-3,8.2819763398822091E-3,1.5076772788317371E-4,2.200395104729485E-3,4.8427245269625589E-5,1.9193324630898861E-5,1.6731707980620767E-2]
[2004,3,17,6,6.7137462967083901E-3,9.0494698128044358E-3,7.8383580679034911E-5,2.3720944721713701E-3,4.4354838709677579E-7,7.4542238917380648E-6,1.8221591934642064E-2,null,6.2673293877650053E-3,8.8186820617694815E-3,5.025590929439124E-5,2.2140776960972849E-3,4.8427245269625589E-5,6.3977748769662875E-6,1.7405170075072751E-2]
[2004,3,17,7,7.4742868108635015E-3,1.0079208657754786E-2,0,2.1519064616379426E-3,4.4354838709677579E-7,0,1.9705845478643323E-2,null,6.9772993068379354E-3,9.8221595768192473E-3,0,2.008557482299124E-3,4.8427245269625589E-5,0,1.8856443611225931E-2]
[2004,3,17,8,7.4825949899462356E-3,1.1768114923459024E-2,0,2.5142203497799049E-3,4.4354838709677579E-7,0,2.1765373811572258E-2,null,6.9850550504455787E-3,1.1467993829816265E-2,0,2.3467358761752729E-3,4.8427245269625589E-5,0,2.084821200170674E-2]
[2004,3,17,9,7.2594813760564177E-3,1.2735180882600144E-2,0,2.820923866215332E-3,4.4354838709677579E-7,0,2.2816029673258988E-2,null,6.776776922654589E-3,1.2410396799585693E-2,0,2.6330083762889311E-3,4.8427245269625589E-5,0,2.1868609343798837E-2]
[2004,3,17,10,6.9473377065421924E-3,1.3161012619607681E-2,0,2.887646063292496E-3,4.4354838709677579E-7,0,2.2996439937829467E-2,null,6.48538861176318E-3,1.2825368591100708E-2,0,2.6952858825671396E-3,4.8427245269625589E-5,0,2.2054470330700654E-2]
[2004,3,17,11,6.9502316491463073E-3,1.3495347947243779E-2,0,2.9506954573342119E-3,4.4354838709677579E-7,0,2.3396718602111396E-2,null,6.4880901275380862E-3,1.3151177397299331E-2,0,2.7541352491239563E-3,4.8427245269625589E-5,0,2.2441830019230998E-2]
[2004,3,17,12,6.5387858595563775E-3,1.3368906611328705E-2,0,2.8750261637859806E-3,4.4354838709677579E-7,0,2.2783162183058158E-2,null,6.1040025891344668E-3,1.302796068251205E-2,0,2.6835066560851571E-3,4.8427245269625589E-5,0,2.1863897173001298E-2]
[2004,3,17,13,6.1655987670279112E-3,1.3359954261182073E-2,0,2.8986166213029632E-3,4.4354838709677579E-7,0,2.2424613197900043E-2,null,5.755629813522593E-3,1.3019236643283024E-2,0,2.7055256382301938E-3,4.8427245269625589E-5,0,2.1528819340305434E-2]
[2004,3,17,14,5.9917688339435806E-3,1.2815151085447594E-2,0,2.6122939321351893E-3,4.4354838709677579E-7,0,2.1419657399913458E-2,null,5.5933583483904091E-3,1.2488327530105288E-2,0,2.4382762991291811E-3,4.8427245269625589E-5,0,2.05683894228945E-2]
[2004,3,17,15,5.9282819307349471E-3,1.2792122147700312E-2,0,2.7148628870943192E-3,4.4354838709677579E-7,0,2.1435710513916673E-2,null,5.5340928777227521E-3,1.2465885897124071E-2,0,2.5340126360041361E-3,4.8427245269625589E-5,0,2.0582418656120583E-2]
[2004,3,17,16,6.1768207400888933E-3,1.2419766049636448E-2,0,2.7262178058405327E-3,4.4354838709677579E-7,0,2.1323248143952971E-2,null,5.7661056043025165E-3,1.2103025960518718E-2,0,2.5446111482606798E-3,4.8427245269625589E-5,0,2.0462169958351539E-2]
[2004,3,17,17,7.4537669246740219E-3,1.1987709873937977E-2,0,2.6984278438769655E-3,4.4354838709677579E-7,0,2.2140348190876059E-2,null,6.9581438487575529E-3,1.1681988471569069E-2,0,2.5186724111316301E-3,4.8427245269625589E-5,0,2.1207231976727876E-2]
[2004,3,17,18,8.4798335137803282E-3,1.0877188960302511E-2,2.3515074203710472E-4,2.1398285761810324E-3,4.4354838709677579E-7,2.2362671675214194E-5,2.1754808012363284E-2,null,7.9159842263218042E-3,1.0599789065097766E-2,1.5076772788317371E-4,1.9972841636687389E-3,4.8427245269625589E-5,1.9193324630898861E-5,2.0731445752872005E-2]
[2004,3,17,19,9.3472864025741509E-3,1.0702464652463606E-2,2.3515074203710472E-4,2.1718248159869158E-3,4.4354838709677579E-7,2.2362671675214194E-5,2.2479532833124087E-2,null,8.7257575990667101E-3,1.0429520734337233E-2,1.5076772788317371E-4,2.0271489779686261E-3,4.8427245269625589E-5,1.9193324630898861E-5,2.1400815609156264E-2]
[2004,3,17,20,8.9643648182267614E-3,1.0858612311812177E-2,2.3515074203710472E-4,2.4317764344607543E-3,4.4354838709677579E-7,2.2362671675214194E-5,2.2512710526599106E-2,null,8.3682976068762769E-3,1.0581686175072352E-2,1.5076772788317371E-4,2.2697839519460607E-3,4.8427245269625589E-5,1.9193324630898861E-5,2.1438156031678385E-2]
[2004,3,17,21,8.5295120685191135E-3,1.0823130769203883E-2,2.3515074203710472E-4,2.6240592825288421E-3,4.4354838709677579E-7,2.2362671675214194E-5,2.2234659082351255E-2,null,7.9623595065746091E-3,1.0547109514804262E-2,1.5076772788317371E-4,2.4492579021803914E-3,4.8427245269625589E-5,1.9193324630898861E-5,2.1177115221342961E-2]
[2004,3,17,22,7.9432965888726111E-3,1.0075060066513174E-2,2.3515074203710472E-4,2.5308237823020519E-3,4.4354838709677579E-7,2.2362671675214194E-5,2.0807137399787252E-2,null,7.4151232332956242E-3,9.8181167866977486E-3,1.5076772788317371E-4,2.3622332731201303E-3,4.8427245269625589E-5,1.9193324630898861E-5,1.9813861590897198E-2]
[2004,3,17,23,7.0932011636703164E-3,9.7559375642371389E-3,2.3515074203710472E-4,2.5030511781904208E-3,4.4354838709677579E-7,2.2362671675214194E-5,1.961014686819729E-2,null,6.6215531748936478E-3,9.5071328346493442E-3,1.5076772788317371E-4,2.3363107375518844E-3,4.8427245269625589E-5,1.9193324630898861E-5,1.8683385044878573E-2]
[2004,3,17,24,6.5447295222480495E-3,9.5727818475466707E-3,2.3515074203710472E-4,2.6522475261243589E-3,4.4354838709677579E-7,2.2362671675214194E-5,1.9027715858018494E-2,null,6.1095510400607017E-3,9.3286481204395266E-3,1.5076772788317371E-4,2.475568389460378E-3,4.8427245269625589E-5,1.9193324630898861E-5,1.8132155847744302E-2]
[2004,3,18,1,5.6417618521391721E-3,8.7033686690828217E-3,2.3515074203710472E-4,2.3227537718446887E-3,4.4354838709677579E-7,2.2362671675214194E-5,1.6925841255166097E-2,null,5.2666243691721019E-3,8.4814075019519451E-3,1.5076772788317371E-4,2.1680238203411794E-3,4.8427245269625589E-5,1.9193324630898861E-5,1.6134443989248924E-2]
[2004,3,18,2,5.855872279805838E-3,8.6432301944859655E-3,2.3515074203710472E-4,2.4244924995315926E-3,4.4354838709677579E-7,2.2362671675214194E-5,1.7181551935922811E-2,null,5.4664979593016744E-3,8.4228027330406127E-3,1.5076772788317371E-4,2.2629852354296319E-3,4.8427245269625589E-5,1.9193324630898861E-5,1.6370674225555618E-2]
[2004,3,18,3,5.6476450305909653E-3,8.3297821183380607E-3,2.3515074203710472E-4,2.3165200827312341E-3,4.4354838709677579E-7,2.2362671675214194E-5,1.6551904193759674E-2,null,5.2721163576350061E-3,8.1173484927810884E-3,1.5076772788317371E-4,2.1622053876470251E-3,4.8427245269625589E-5,1.9193324630898861E-5,1.5770058535846818E-2]
[2004,3,18,4,5.7789006398857624E-3,8.2016404298124995E-3,2.3515074203710472E-4,2.2002689627059037E-3,4.4354838709677579E-7,2.2362671675214194E-5,1.6438766994503581E-2,null,5.3946443920716959E-3,7.9924747893110482E-3,1.5076772788317371E-4,2.0536983214175745E-3,4.8427245269625589E-5,1.9193324630898861E-5,1.5659205800584018E-2]
[2004,3,18,5,6.2349361420420725E-3,8.397419518843291E-3,2.3515074203710472E-4,2.0853471893198653E-3,4.4354838709677579E-7,2.2362671675214194E-5,1.6975659812304644E-2,null,5.8203567407688304E-3,8.1832609432205845E-3,1.5076772788317371E-4,1.9464320475675876E-3,4.8427245269625589E-5,1.9193324630898861E-5,1.61684380293407E-2]
[2004,3,18,6,6.4731486850499644E-3,8.8908954734386956E-3,6.6626043577179675E-5,2.0797101983427552E-3,4.4354838709677579E-7,6.3360903079773556E-6,1.7517160039103669E-2,null,6.0427298250868306E-3,8.6641518284023365E-3,4.2717522900232551E-5,1.9411705640381832E-3,4.8427245269625589E-5,5.4381086454213442E-6,1.6744635094342628E-2]
[2004,3,18,7,7.2541343109362574E-3,1.0238923846733222E-2,0,1.8666440143789409E-3,4.4354838709677579E-7,0,1.9360145720435516E-2,null,6.7717853997574101E-3,9.9778015648220534E-3,0,1.7422977572249638E-3,4.8427245269625589E-5,0,1.854031196707405E-2]
[2004,3,18,8,7.0304989229319839E-3,1.1568734705374863E-2,0,2.0471294740667233E-3,4.4354838709677579E-7,0,2.0646806650760664E-2,null,6.5630201921607831E-3,1.1273698386098378E-2,0,1.9107602006278989E-3,4.8427245269625589E-5,0,1.9795906024156682E-2]
[2004,3,18,9,6.9173562995036957E-3,1.2679157890268447E-2,0,2.4548661300645624E-3,4.4354838709677579E-7,0,2.2051823868223804E-2,null,6.4574007574245314E-3,1.2355802556194425E-2,0,2.2913355303700307E-3,4.8427245269625589E-5,0,2.1152966089258613E-2]
[2004,3,18,10,6.9039594041138547E-3,1.3259251823114561E-2,0,2.7821624675839251E-3,4.4354838709677579E-7,0,{"$f":"SUM(E1860:J1860)","v":2.2945817243199437E-2},null,{"$f":"E1860*V$5","v":6.4448946613537388E-3},{"$f":"F1860*W$5","v":1.292110240972761E-2},{"$f":"G1860*X$5","v":0},{"$f":"H1860*AB$5","v":2.5968290633711045E-3},{"$f":"I1860*Z$5","v":4.8427245269625589E-5},{"$f":"J1860*AA$5","v":0},{"$f":"SUM(M1860:R1860)","v":2.2011253379722078E-2}]
[2004,3,18,11,6.6144628171907905E-3,1.2930072233578425E-2,0,2.6025236431759576E-3,4.4354838709677579E-7,0,2.2147502242332272E-2,null,6.1746475613448908E-3,1.2600317855340182E-2,0,2.4291568567448908E-3,4.8427245269625589E-5,0,2.1252549518699589E-2]
[2004,3,18,12,6.3078718863425389E-3,1.2900236438946854E-2,0,2.622511281439989E-3,4.4354838709677579E-7,0,2.183106315511648E-2,null,5.888442771052241E-3,1.2571242960085679E-2,0,2.4478130209901298E-3,4.8427245269625589E-5,0,2.0955925997397675E-2]
[2004,3,18,13,5.8869142513122514E-3,1.306573069295351E-2,0,2.6130283420790551E-3,4.4354838709677579E-7,0,2.1566116834731912E-2,null,5.4954758580303912E-3,1.2732516630181732E-2,0,2.4389617864466473E-3,4.8427245269625589E-5,0,2.0715381519928393E-2]
[2004,3,18,14,5.7217430673358986E-3,1.2521488821366954E-2,0,2.3310098078849497E-3,4.4354838709677579E-7,0,2.0574685244974897E-2,null,5.3412873960900784E-3,1.2202154506266669E-2,0,2.1757298815749818E-3,4.8427245269625589E-5,0,1.9767599029201353E-2]
[2004,3,18,15,5.6369155631702901E-3,1.2377759158037863E-2,0,2.4235405133162398E-3,4.4354838709677579E-7,0,2.0438658782911488E-2,null,5.2621003243342492E-3,1.206209036660282E-2,0,2.2620966656567445E-3,4.8427245269625589E-5,0,1.9634714601863435E-2]
[2004,3,18,16,5.9791570467231155E-3,1.2202523122862487E-2,0,2.5110689723016263E-3,4.4354838709677579E-7,0,2.0693192690274323E-2,null,5.581585156317629E-3,1.1891323359038454E-2,0,2.3437944273128871E-3,4.8427245269625589E-5,0,1.9865130187938593E-2]
[2004,3,18,17,7.1776808433136026E-3,1.144977737078438E-2,0,2.3894437058011443E-3,4.4354838709677579E-7,0,2.1017345468286222E-2,null,6.7004155500115349E-3,1.1157774808875691E-2,0,2.2302712127024232E-3,4.8427245269625589E-5,0,2.0136888816859273E-2]
[2004,3,18,18,8.3520524304283965E-3,1.049024957076691E-2,2.2731238396920118E-4,1.9188112260314718E-3,4.4354838709677579E-7,2.1617249286040385E-5,2.1010486408869114E-2,null,7.7966996862901599E-3,1.0222717753288818E-2,1.4574213695373457E-4,1.790989856609069E-3,4.8427245269625589E-5,1.8553547143202229E-5,2.0023130225554606E-2]
[2004,3,18,19,9.1992287900966811E-3,1.0371907154927128E-2,2.3515074203710472E-4,1.922411912022695E-3,4.4354838709677579E-7,2.2362671675214194E-5,2.1751504819145919E-2,null,8.5875447764854757E-3,1.0107393412603569E-2,1.5076772788317371E-4,1.7943506833541015E-3,4.8427245269625589E-5,1.9193324630898861E-5,2.0707677170226844E-2]
[2004,3,18,20,8.7560776126588517E-3,1.0417358739981361E-2,2.3515074203710472E-4,2.1505003810607781E-3,4.4354838709677579E-7,2.2362671675214194E-5,2.1581893695800401E-2,null,8.1738600355323581E-3,1.0151685850291975E-2,1.5076772788317371E-4,2.0072450676034454E-3,4.8427245269625589E-5,1.9193324630898861E-5,2.0551179251211475E-2]
[2004,3,18,21,8.3039657927540464E-3,1.0268095794086586E-2,2.3515074203710472E-4,2.3396945835685648E-3,4.4354838709677579E-7,2.2362671675214194E-5,2.1169713132508611E-2,null,7.7518104718134351E-3,1.0006229542831107E-2,1.5076772788317371E-4,2.1838361220145115E-3,4.8427245269625589E-5,1.9193324630898861E-5,2.016026443444275E-2]
[2004,3,18,22,7.8041753307949192E-3,9.7134414419044537E-3,2.3515074203710472E-4,2.3283352788640204E-3,4.4354838709677579E-7,2.2362671675214194E-5,2.0103909013662807E-2,null,7.2852525603986397E-3,9.4657204868033133E-3,1.5076772788317371E-4,2.1732335159697011E-3,4.8427245269625589E-5,1.9193324630898861E-5,1.9142594860955351E-2]
[2004,3,18,23,6.8314072651800128E-3,9.1718087571599251E-3,2.3515074203710472E-4,2.2090965254034636E-3,4.4354838709677579E-7,2.2362671675214194E-5,1.8470269509842815E-2,null,6.3771667293780832E-3,8.9379010078912795E-3,1.5076772788317371E-4,2.0619378371320041E-3,4.8427245269625589E-5,1.9193324630898861E-5,1.7595393872185065E-2]
[2004,3,18,24,6.2854941516083873E-3,9.1634184561341266E-3,2.3515074203710472E-4,2.3691870950951631E-3,4.4354838709677579E-7,2.2362671675214194E-5,1.8076056664937092E-2,null,5.8675529982886027E-3,8.9297246838988646E-3,1.5076772788317371E-4,2.2113639935807563E-3,4.8427245269625589E-5,1.9193324630898861E-5,1.7227029973551921E-2]
[2004,3,19,1,5.1864095629828274E-3,9.2195272524263697E-3,2.3515074203710472E-4,2.7610634517911065E-3,4.4354838709677579E-7,2.2362671675214194E-5,1.7424957229299716E-2,null,4.8415498046156776E-3,8.9844025430005948E-3,1.5076772788317371E-4,2.5771355558719187E-3,4.8427245269625589E-5,1.9193324630898861E-5,1.6621476201271888E-2]
[2004,3,19,2,5.0604187283149523E-3,8.8298635851222478E-3,2.3515074203710472E-4,2.5776964632672028E-3,4.4354838709677579E-7,2.2362671675214194E-5,1.6725935738803818E-2,null,4.7239364743219556E-3,8.6046764304148621E-3,1.5076772788317371E-4,2.4059835363152661E-3,4.8427245269625589E-5,1.9193324630898861E-5,1.5952984738835781E-2]
[2004,3,19,3,4.9908524431546437E-3,8.7127011615979535E-3,2.3515074203710472E-4,2.6347115238643409E-3,4.4354838709677579E-7,2.2362671675214194E-5,1.6596222090716352E-2,null,4.6589958578442964E-3,8.4905019888155114E-3,1.5076772788317371E-4,2.4592005457939E-3,4.8427245269625589E-5,1.9193324630898861E-5,1.5827086690237406E-2]
[2004,3,19,4,5.1074908564233022E-3,8.5257584131504961E-3,2.3515074203710472E-4,2.4741666211010693E-3,4.4354838709677579E-7,2.2362671675214194E-5,1.6365372852774281E-2,null,4.76787863698347E-3,8.3083268231523445E-3,1.5076772788317371E-4,2.309350321614217E-3,4.8427245269625589E-5,1.9193324630898861E-5,1.560394407953373E-2]
[2004,3,19,5,5.5511644227347699E-3,8.885310011108755E-3,2.3515074203710472E-4,2.4544122371588928E-3,4.4354838709677579E-7,2.2362671675214194E-5,1.7148843633101832E-2,null,5.1820510316242475E-3,8.6587088115765293E-3,1.5076772788317371E-4,2.2909118734834059E-3,4.8427245269625589E-5,1.9193324630898861E-5,1.6350060014467881E-2]
[2004,3,19,6,6.5132244500718337E-3,9.0470335596437978E-3,5.878768550927618E-5,2.3420892377909127E-3,4.4354838709677579E-7,5.5906679188035484E-6,1.796716914932172E-2,null,6.0801408335995986E-3,8.816307940136936E-3,3.7691931970793428E-5,2.1860712566458538E-3,4.8427245269625589E-5,4.7983311577247152E-6,1.717343753878053E-2]
[2004,3,19,7,6.8884638785810595E-3,1.0239993936275825E-2,0,2.2526490750594133E-3,4.4354838709677579E-7,0,1.9381550438303391E-2,null,6.430429479284204E-3,9.9788443639748266E-3,0,2.102589139149136E-3,4.8427245269625589E-5,0,1.856029022767779E-2]
[2004,3,19,8,6.9823020178538669E-3,1.1740092598948679E-2,0,2.6306399311075502E-3,4.4354838709677579E-7,0,2.1353478096297191E-2,null,6.5180280422870978E-3,1.1440686155930354E-2,0,2.4554001816784903E-3,4.8427245269625589E-5,0,2.0462541625165566E-2]
[2004,3,19,9,6.8381830548601185E-3,1.2423265877947724E-2,0,2.8021923113447744E-3,4.4354838709677579E-7,0,2.2064084792539712E-2,null,6.3834919767006195E-3,1.2106436533047979E-2,0,2.6155246215992787E-3,4.8427245269625589E-5,0,2.1153880376617504E-2]
[2004,3,19,10,7.1247488276423541E-3,1.2625457796265976E-2,0,2.8587597744500893E-3,4.4354838709677579E-7,0,2.2609409946745516E-2,null,6.6510031410957106E-3,1.2303471970481563E-2,0,2.6683238502369297E-3,4.8427245269625589E-5,0,2.1671226207083828E-2]
[2004,3,19,11,6.7548426082408809E-3,1.2686447919803476E-2,0,2.8008484911085873E-3,4.4354838709677579E-7,0,2.224258256754004E-2,null,6.3056930836232483E-3,1.2362906668813196E-2,0,2.6142703197797636E-3,4.8427245269625589E-5,0,2.1331297317485832E-2]
[2004,3,19,12,6.4823940103969939E-3,1.2539828673897392E-2,0,2.7494391215257493E-3,4.4354838709677579E-7,0,2.1772105354207233E-2,null,6.0513604013234237E-3,1.2220026639316589E-2,0,2.5662855789108257E-3,4.8427245269625589E-5,0,2.0886099864820463E-2]
[2004,3,19,13,6.4852204593715043E-3,1.2485075527101564E-2,0,2.7856294277313351E-3,4.4354838709677579E-7,0,2.1756368962591498E-2,null,6.0539989113203903E-3,1.2166669856713636E-2,0,2.6000650724026554E-3,4.8427245269625589E-5,0,2.0869161085706307E-2]
[2004,3,19,14,5.9507073315171822E-3,1.2311471212610859E-2,0,2.8316827031300011E-3,4.4354838709677579E-7,0,2.1094304795645138E-2,null,5.5550271470775261E-3,1.1997492956219559E-2,0,2.6430505146304581E-3,4.8427245269625589E-5,0,2.0243997863197166E-2]
[2004,3,19,15,6.180641991461084E-3,1.2012275529278931E-2,0,2.8561661108308244E-3,4.4354838709677579E-7,0,2.1049527179957936E-2,null,5.7696727693344616E-3,1.1705927631384195E-2,0,2.6659029631947127E-3,4.8427245269625589E-5,0,2.0189930609182994E-2]
[2004,3,19,16,6.1174559083639595E-3,1.14417333577358E-2,0,2.6699379643363762E-3,4.4354838709677579E-7,0,2.022957077882323E-2,null,5.7106881163566563E-3,1.1149935941511795E-2,0,2.4920803813472613E-3,4.8427245269625589E-5,0,1.9401131684485335E-2]
[2004,3,19,17,6.7651991721915826E-3,1.1083028033848303E-2,0,2.6797469199961064E-3,4.4354838709677579E-7,0,2.0528417674423087E-2,null,6.3153610089120432E-3,1.0800378644712815E-2,0,2.5012359146546407E-3,4.8427245269625589E-5,0,1.9665402813549126E-2]
[2004,3,19,18,6.972508009570757E-3,1.0293953388250959E-2,2.1947402590129773E-4,2.3210835428377104E-3,4.4354838709677579E-7,2.0871826896866579E-5,1.9828334341844688E-2,null,6.5088852666706221E-3,1.0031427693279128E-2,1.4071654602429545E-4,2.1664648534302448E-3,4.8427245269625589E-5,1.7913769655505601E-5,1.8913835374329419E-2]
[2004,3,19,19,7.5036262034169771E-3,1.0151503021926859E-2,2.3515074203710472E-4,2.4113660325878012E-3,4.4354838709677579E-7,2.2362671675214194E-5,2.0324452220031052E-2,null,7.0046878361393365E-3,9.8926102248328152E-3,1.5076772788317371E-4,2.2507331864367419E-3,4.8427245269625589E-5,1.9193324630898861E-5,1.9366419545192592E-2]
[2004,3,19,20,8.6031605485973554E-3,9.6698396520731224E-3,2.3515074203710472E-4,2.215910427184848E-3,4.4354838709677579E-7,2.2362671675214194E-5,2.074686758995474E-2,null,8.0311108807194567E-3,9.4232306691896285E-3,1.5076772788317371E-4,2.0682978316999062E-3,4.8427245269625589E-5,1.9193324630898861E-5,1.9741027679392689E-2]
[2004,3,19,21,8.5223051749708269E-3,9.0128682790384419E-3,2.3515074203710472E-4,1.9472161281165851E-3,4.4354838709677579E-7,2.2362671675214194E-5,1.9740346544225268E-2,null,7.9556318207590435E-3,8.7830139733695717E-3,1.5076772788317371E-4,1.8175025697005117E-3,4.8427245269625589E-5,1.9193324630898861E-5,1.8774536661612821E-2]
[2004,3,19,22,8.728666852643124E-3,9.5470902977605483E-3,2.3515074203710472E-4,2.8145668268200149E-3,4.4354838709677579E-7,2.2362671675214194E-5,2.1348280939323103E-2,null,8.1482718982695945E-3,9.3036117797560807E-3,1.5076772788317371E-4,2.6270748102764866E-3,4.8427245269625589E-5,1.9193324630898861E-5,2.029734678608586E-2]
[2004,3,19,23,6.9725940594125031E-3,8.9177681395762615E-3,2.3515074203710472E-4,2.8646807402791753E-3,4.4354838709677579E-7,2.2362671675214194E-5,1.9012999901367355E-2,null,6.5089655948031063E-3,8.6903391635414582E-3,1.5076772788317371E-4,2.6738503916691235E-3,4.8427245269625589E-5,1.9193324630898861E-5,1.8091543447797384E-2]
[2004,3,19,24,6.3734225699719664E-3,8.5746105497468382E-3,2.3515074203710472E-4,2.9807868718614949E-3,4.4354838709677579E-7,2.2362671675214194E-5,1.8186776953679713E-2,null,5.9496347952578948E-3,8.3559330884466609E-3,1.5076772788317371E-4,2.7822221278425295E-3,4.8427245269625589E-5,1.9193324630898861E-5,1.7306178309330782E-2]
[2004,3,20,1,6.7570538191485821E-3,8.6920687882141093E-3,2.3515074203710472E-4,3.4649513049856916E-3,4.4354838709677579E-7,2.2362671675214194E-5,1.9172030874447795E-2,null,6.3077572645576958E-3,8.4703958008491859E-3,1.5076772788317371E-4,3.234134007913057E-3,4.8427245269625589E-5,1.9193324630898861E-5,1.8230675371103636E-2]
[2004,3,20,2,6.4924938927972903E-3,8.4358194235437823E-3,2.3515074203710472E-4,3.4211582496965392E-3,4.4354838709677579E-7,2.2362671675214194E-5,1.8607428528137026E-2,null,6.060788712579597E-3,8.2206815388754517E-3,1.5076772788317371E-4,3.193258221515346E-3,4.8427245269625589E-5,1.9193324630898861E-5,1.7693116770754091E-2]
[2004,3,20,3,6.49490382871281E-3,8.0972694604066007E-3,2.3515074203710472E-4,3.2235709365653676E-3,4.4354838709677579E-7,2.2362671675214194E-5,1.8073701187784192E-2,null,6.0630384047065354E-3,7.8907655826162028E-3,1.5076772788317371E-4,3.0088331624935349E-3,4.8427245269625589E-5,1.9193324630898861E-5,1.718102544759997E-2]
[2004,3,20,4,6.3569526111995353E-3,8.1319500075375823E-3,2.3515074203710472E-4,3.2144273638009284E-3,4.4354838709677579E-7,2.2362671675214194E-5,1.7961286944637462E-2,null,5.9342599729056795E-3,7.924561675116959E-3,1.5076772788317371E-4,3.0002986876832395E-3,4.8427245269625589E-5,1.9193324630898861E-5,1.7077508633489575E-2]
[2004,3,20,5,6.7335802330452735E-3,8.046868346906523E-3,2.3515074203710472E-4,3.076751966082412E-3,4.4354838709677579E-7,2.2362671675214194E-5,1.8115157508133622E-2,null,6.2858445068334984E-3,7.8416498438259093E-3,1.5076772788317371E-4,2.8717945193349778E-3,4.8427245269625589E-5,1.9193324630898861E-5,1.7217677167778084E-2]
[2004,3,20,6,6.7631322272452762E-3,8.5985085265540342E-3,5.0949327441372684E-5,3.2800983697706182E-3,4.4354838709677579E-7,4.845245529629742E-6,1.8697977244928027E-2,null,6.3134315012672243E-3,8.3792215974689242E-3,3.2666341041354298E-5,3.0615950278178989E-3,4.8427245269625589E-5,4.1585536700280869E-6,1.7839500266535052E-2]
[2004,3,20,7,7.4365997535977297E-3,8.736337363497616E-3,0,2.9856993896465534E-3,4.4354838709677579E-7,0,1.9159080055128994E-2,null,6.9421181738159804E-3,8.5135353989503216E-3,0,2.786807398870805E-3,4.8427245269625589E-5,0,1.829088821690673E-2]
[2004,3,20,8,8.0783661480415651E-3,9.3032685120188301E-3,0,3.089685710842113E-3,4.4354838709677579E-7,0,2.0471763919289603E-2,null,7.541211616764491E-3,9.0660081573707436E-3,0,2.8838666843079255E-3,4.8427245269625589E-5,0,1.9539513703712784E-2]
[2004,3,20,9,9.0658212337959773E-3,9.7322661378327711E-3,0,3.1385041330352671E-3,4.4354838709677579E-7,0,2.1937035053051109E-2,null,8.4630078843834847E-3,9.4840650983369548E-3,0,2.9294330734229348E-3,4.8427245269625589E-5,0,2.0924933301413002E-2]
[2004,3,20,10,9.6925685288944251E-3,1.0057950326246052E-2,0,3.183496563666518E-3,4.4354838709677579E-7,0,2.293445896719409E-2,null,9.0480808924592541E-3,9.8014433944773882E-3,0,2.9714283389245949E-3,4.8427245269625589E-5,0,2.186937987113086E-2]
[2004,3,20,11,1.0155736574463165E-2,1.0241884570788139E-2,0,3.2315372772846337E-3,4.4354838709677579E-7,0,2.362960197092303E-2,null,9.4804515205972033E-3,9.9806867818185239E-3,0,3.0162688264238559E-3,4.8427245269625589E-5,0,2.2525834374109207E-2]
[2004,3,20,12,9.2676930229243365E-3,1.0409356545646141E-2,0,3.4947485027298454E-3,4.4354838709677579E-7,0,2.3172241619687419E-2,null,8.6514566193595394E-3,1.0143887735142847E-2,0,3.261946269062648E-3,4.8427245269625589E-5,0,2.2105717868834657E-2]
[2004,3,20,13,8.7980535241994721E-3,1.013741651002289E-2,0,3.5717511068836549E-3,4.4354838709677579E-7,0,2.2507664689493116E-2,null,8.2130448441846797E-3,9.8788829598758492E-3,0,3.3338193543880797E-3,4.8427245269625589E-5,0,2.1474174403718231E-2]
[2004,3,20,14,8.4822051480634656E-3,1.0131993407509005E-2,0,3.6188398882311132E-3,4.4354838709677579E-7,0,2.2233481992190676E-2,null,7.9181981636055263E-3,9.8735981622194539E-3,0,3.3777713224656301E-3,4.8427245269625589E-5,0,2.1217994893560233E-2]
[2004,3,20,15,8.2246854345500529E-3,9.9453459874577071E-3,0,3.5054136189903297E-3,4.4354838709677579E-7,0,2.1675888589385184E-2,null,7.6778016998275125E-3,9.6917107932210003E-3,0,3.2719009299396269E-3,4.8427245269625589E-5,0,2.0689840668257763E-2]
[2004,3,20,16,8.2378047366902327E-3,9.5430659766310797E-3,0,3.4677617829527094E-3,4.4354838709677579E-7,0,2.1249076044661117E-2,null,7.6900486606473499E-3,9.2996900904981049E-3,0,3.2367572662424147E-3,4.8427245269625589E-5,0,2.0274923262657493E-2]
[2004,3,20,17,8.7798323063700851E-3,9.2573082984263987E-3,0,3.3212676137347767E-3,4.4354838709677579E-7,0,2.1358851766918357E-2,null,8.1960352091856661E-3,9.0212200626484228E-3,0,3.1000217877533041E-3,4.8427245269625589E-5,0,2.036570430485702E-2]
[2004,3,20,18,9.185177027284358E-3,8.4832050467656701E-3,2.1163566783339425E-4,3.0036452376134165E-3,4.4354838709677579E-7,2.0126404507692773E-5,2.0904232932391627E-2,null,8.5744273570699178E-3,8.2668586911436824E-3,1.3569095509485634E-4,2.8035577864237143E-3,4.8427245269625589E-5,1.7273992167808973E-5,1.9846236027169603E-2]
[2004,3,20,19,9.6305348531900929E-3,8.4722007639431787E-3,2.3515074203710472E-4,3.2786051623041167E-3,4.4354838709677579E-7,2.2362671675214194E-5,2.1639297741536799E-2,null,8.990172019887846E-3,8.2561350494788389E-3,1.5076772788317371E-4,3.0602012901797008E-3,4.8427245269625589E-5,1.9193324630898861E-5,2.0524896657330084E-2]
[2004,3,20,20,9.5563164581485421E-3,8.6984324448018645E-3,2.3515074203710472E-4,3.4602496172938249E-3,4.4354838709677579E-7,2.2362671675214194E-5,2.1972955482343647E-2,null,8.9208886261163654E-3,8.4765971657201188E-3,1.5076772788317371E-4,3.2297455225577297E-3,4.8427245269625589E-5,1.9193324630898861E-5,2.0845619612177908E-2]
[2004,3,20,21,9.7557077756378029E-3,8.3283459853872744E-3,2.3515074203710472E-4,3.2001306928292404E-3,4.4354838709677579E-7,2.2362671675214194E-5,2.1542141415953734E-2,null,9.107021823371423E-3,8.1159489853896722E-3,1.5076772788317371E-4,2.9869543876571616E-3,4.8427245269625589E-5,1.9193324630898861E-5,2.0428313494201957E-2]
[2004,3,20,22,9.3534388560940693E-3,8.4651902904653315E-3,2.3515074203710472E-4,3.5154447757345286E-3,4.4354838709677579E-7,2.2362671675214194E-5,2.1592030884393341E-2,null,8.7315009576996016E-3,8.249303363426233E-3,1.5076772788317371E-4,3.281263862434072E-3,4.8427245269625589E-5,1.9193324630898861E-5,2.0480456481343605E-2]
[2004,3,20,23,8.482223426975544E-3,8.7576585526456061E-3,2.3515074203710472E-4,3.8714153561571949E-3,4.4354838709677579E-7,2.2362671675214194E-5,2.1369254297877758E-2,null,7.9182152270985129E-3,8.5343128358791615E-3,1.5076772788317371E-4,3.61352150723992E-3,4.8427245269625589E-5,1.9193324630898861E-5,2.0284437868001288E-2]
[2004,3,20,24,7.7490759389528905E-3,8.361331922275941E-3,2.3515074203710472E-4,3.774623891804771E-3,4.4354838709677579E-7,2.2362671675214194E-5,2.0142988715133016E-2,null,7.2338168905835866E-3,8.1480936851287822E-3,1.5076772788317371E-4,3.5231777941587424E-3,4.8427245269625589E-5,1.9193324630898861E-5,1.9123476667654807E-2]
[2004,3,21,1,8.1389844675890388E-3,9.2861621784586599E-3,2.3515074203710472E-4,4.376411758320869E-3,4.4354838709677579E-7,2.2362671675214194E-5,2.2059515366467979E-2,null,7.597799244408847E-3,9.049338084976417E-3,1.5076772788317371E-4,4.0848776373423089E-3,4.8427245269625589E-5,1.9193324630898861E-5,2.095040326451127E-2]
[2004,3,21,2,7.8883084621602356E-3,9.199397191996939E-3,2.3515074203710472E-4,4.3323859456495962E-3,4.4354838709677579E-7,2.2362671675214194E-5,{"$f":"SUM(E1924:J1924)","v":2.1678048561906187E-2},null,{"$f":"E1924*V$5","v":7.3637914302616637E-3},{"$f":"F1924*W$5","v":8.9647858575501206E-3},{"$f":"G1924*X$5","v":1.5076772788317371E-4},{"$f":"H1924*AB$5","v":4.0437845986663265E-3},{"$f":"I1924*Z$5","v":4.8427245269625589E-5},{"$f":"J1924*AA$5","v":1.9193324630898861E-5},{"$f":"SUM(M1924:R1924)","v":2.0590750184261809E-2}]
[2004,3,21,3,7.6687575110773436E-3,9.2042898682801501E-3,2.3515074203710472E-4,4.3351277493537798E-3,4.4354838709677579E-7,2.2362671675214194E-5,2.1466132090810684E-2,null,7.1588390732582139E-3,8.9695537563845643E-3,1.5076772788317371E-4,4.0463437574602646E-3,4.8427245269625589E-5,1.9193324630898861E-5,2.0393124884886739E-2]
[2004,3,21,4,7.9204395858067031E-3,8.9323689306931367E-3,2.3515074203710472E-4,4.139173187894263E-3,4.4354838709677579E-7,2.2362671675214194E-5,2.1249938666493516E-2,null,7.3937860601734533E-3,8.7045675920984378E-3,1.5076772788317371E-4,3.863442684562061E-3,4.8427245269625589E-5,1.9193324630898861E-5,2.018018463461765E-2]
[2004,3,21,5,7.8859822568576408E-3,9.1588668352246879E-3,2.3515074203710472E-4,4.2547800338605859E-3,4.4354838709677579E-7,2.2362671675214194E-5,2.1557586088042327E-2,null,7.3616199012507925E-3,8.9252891425360727E-3,1.5076772788317371E-4,3.9713483949682269E-3,4.8427245269625589E-5,1.9193324630898861E-5,2.047664573653879E-2]
[2004,3,21,6,8.3490738142108587E-3,9.2049605053019842E-3,3.9191790339517455E-5,4.1668421378059702E-3,4.4354838709677579E-7,3.7271119458690324E-6,2.1764238907991295E-2,null,7.7939191271015895E-3,8.9702072902154671E-3,2.512795464719562E-5,3.8892684708419249E-3,4.8427245269625589E-5,3.1988874384831437E-6,2.0730148975514284E-2]
[2004,3,21,7,8.8641554086083575E-3,9.3761037760481079E-3,0,4.0979286586795387E-3,4.4354838709677579E-7,0,2.23386313917231E-2,null,8.274751418194717E-3,9.1369859107249124E-3,0,3.8249456544936244E-3,4.8427245269625589E-5,0,2.1285110228682881E-2]
[2004,3,21,8,9.3049568866978172E-3,9.5647870591185954E-3,0,3.914800564587202E-3,4.4354838709677579E-7,0,2.2784988058790711E-2,null,8.6862426982799949E-3,9.3208572223254134E-3,0,3.6540166154459099E-3,4.8427245269625589E-5,0,2.1709543781320943E-2]
[2004,3,21,9,9.9388766716579056E-3,9.6484599771539704E-3,0,3.8614255110173711E-3,4.4354838709677579E-7,0,2.3449205708216344E-2,null,9.2780112760878723E-3,9.4023962380465776E-3,0,3.6041971343825003E-3,4.8427245269625589E-5,0,2.2333031893786576E-2]
[2004,3,21,10,1.0266792828775026E-2,1.0249609015319851E-2,0,4.1491388470175673E-3,4.4354838709677579E-7,0,2.466598423949954E-2,null,9.5841233150892116E-3,9.9882142305904465E-3,0,3.8727444825514216E-3,4.8427245269625589E-5,0,2.34935092735007E-2]
[2004,3,21,11,9.7122659625144495E-3,1.0911557089245693E-2,0,4.6942326003510462E-3,4.4354838709677579E-7,0,2.5318499200498286E-2,null,9.0664685852814945E-3,1.0633280706981468E-2,0,4.3815268837990645E-3,4.8427245269625589E-5,0,2.4129703421331652E-2]
[2004,3,21,12,9.7407033667816258E-3,1.0843922946637601E-2,0,4.5625992198742079E-3,4.4354838709677579E-7,0,2.5147669081680528E-2,null,9.0930151021736821E-3,1.0567371431353275E-2,0,4.2586622444709061E-3,4.8427245269625589E-5,0,2.3967476023267487E-2]
[2004,3,21,13,9.6760443150195555E-3,1.0538123454921087E-2,0,4.3342115321836714E-3,4.4354838709677579E-7,0,2.4548822850511409E-2,null,9.0326554225873198E-3,1.0269370714418132E-2,0,4.0454885739821542E-3,4.8427245269625589E-5,0,2.339594195625723E-2]
[2004,3,21,14,1.0028264639070479E-2,1.0253414731483487E-2,0,4.1379179539473626E-3,4.4354838709677579E-7,0,2.4420040872888425E-2,null,9.3614555723598464E-3,9.9919228899438325E-3,0,3.8622710678672709E-3,4.8427245269625589E-5,0,2.3264076775440574E-2]
[2004,3,21,15,9.9050537102124865E-3,1.0073847347051561E-2,0,4.0064532208642055E-3,4.4354838709677579E-7,0,2.3985797826515349E-2,null,9.2464373036915595E-3,9.8169349951029578E-3,0,3.7395638415077918E-3,4.8427245269625589E-5,0,2.2851363385571935E-2]
[2004,3,21,16,9.9249394489382033E-3,1.0111993965859146E-2,0,4.1719874788550366E-3,4.4354838709677579E-7,0,2.4209364442039482E-2,null,9.2650007806543699E-3,9.8541087643904818E-3,0,3.8940710556416456E-3,4.8427245269625589E-5,0,2.3061607845956122E-2]
[2004,3,21,17,1.0893183124166343E-2,9.8480577819007806E-3,0,4.053456949886943E-3,4.4354838709677579E-7,0,2.4795141404341164E-2,null,1.0168863061427488E-2,9.5969037193355585E-3,0,3.7834364230105765E-3,4.8427245269625589E-5,0,2.3597630449043248E-2]
[2004,3,21,18,1.1373507728161375E-2,9.7905788800916015E-3,2.0379730976549074E-4,4.177850558043073E-3,4.4354838709677579E-7,1.9380982118518968E-5,2.5565559006567151E-2,null,1.0617249457523594E-2,9.5408906963850206E-3,1.3066536416541719E-4,3.8995435665441312E-3,4.8427245269625589E-5,1.6634214680112348E-5,2.4253410544567901E-2]
[2004,3,21,19,1.1507585073540268E-2,9.0920828605237126E-3,2.3515074203710472E-4,3.7009440199199484E-3,4.4354838709677579E-7,2.2362671675214194E-5,2.4558568916083344E-2,null,1.0742411602440901E-2,8.8602083530653093E-3,1.5076772788317371E-4,3.4544060977084899E-3,4.8427245269625589E-5,1.9193324630898861E-5,2.3275414350998398E-2]
[2004,3,21,20,1.2006478050605332E-2,9.1268777369542513E-3,2.3515074203710472E-4,3.7450195112868562E-3,4.4354838709677579E-7,2.2362671675214194E-5,2.5136332260945853E-2,null,1.120813170539481E-2,8.8941158591365824E-3,1.5076772788317371E-4,3.495545505740022E-3,4.8427245269625589E-5,1.9193324630898861E-5,2.3816181368055109E-2]
[2004,3,21,21,1.1043269304168109E-2,9.6882608249048013E-3,2.3515074203710472E-4,4.1594339014921159E-3,4.4354838709677579E-7,2.2362671675214194E-5,2.5148920992664442E-2,null,1.0308969566060174E-2,9.441182048637033E-3,1.5076772788317371E-4,3.8823537332619718E-3,4.8427245269625589E-5,1.9193324630898861E-5,2.3850893645742877E-2]
[2004,3,21,22,9.9371542399799093E-3,9.6941642758540461E-3,2.3515074203710472E-4,4.1728316714621481E-3,4.4354838709677579E-7,2.2362671675214194E-5,2.4062107149395516E-2,null,9.2764033740020853E-3,9.4469349444492243E-3,1.5076772788317371E-4,3.8948590124639995E-3,4.8427245269625589E-5,1.9193324630898861E-5,2.2836585628699006E-2]
[2004,3,21,23,8.4317138563393419E-3,9.7158775604527098E-3,2.3515074203710472E-4,4.0211348015462963E-3,4.4354838709677579E-7,2.2362671675214194E-5,2.2426683180437761E-2,null,7.8710641876606861E-3,9.4680944772564824E-3,1.5076772788317371E-4,3.753267410532138E-3,4.8427245269625589E-5,1.9193324630898861E-5,2.1310814373233004E-2]
[2004,3,21,24,7.2195507646377489E-3,9.737651608484171E-3,2.3515074203710472E-4,3.8502645814138775E-3,4.4354838709677579E-7,2.2362671675214194E-5,2.1065423916635212E-2,null,6.7395014160513168E-3,9.4893132238526058E-3,1.5076772788317371E-4,3.5937796887062379E-3,4.8427245269625589E-5,1.9193324630898861E-5,2.0040982626393856E-2]
[2004,3,22,1,5.9262507261733681E-3,8.0937148223765628E-3,2.3515074203710472E-4,2.6731528425943374E-3,4.4354838709677579E-7,2.2362671675214194E-5,1.695107535324368E-2,null,5.532196733978448E-3,7.8873015981751234E-3,1.5076772788317371E-4,2.4950811008928467E-3,4.8427245269625589E-5,1.9193324630898861E-5,1.6132967730830113E-2]
[2004,3,22,2,5.7737942977136563E-3,7.9787921228031862E-3,2.3515074203710472E-4,2.6220041682142787E-3,4.4354838709677579E-7,2.2362671675214194E-5,1.6632547550830535E-2,null,5.3898775857396022E-3,7.7753097610639733E-3,1.5076772788317371E-4,2.4473396890484162E-3,4.8427245269625589E-5,1.9193324630898861E-5,1.5830915333635689E-2]
[2004,3,22,3,5.8796815396431439E-3,7.9850725151769421E-3,2.3515074203710472E-4,2.5597871252400596E-3,4.4354838709677579E-7,2.2362671675214194E-5,1.6682498142159559E-2,null,5.4887240708174521E-3,7.7814299852000824E-3,1.5076772788317371E-4,2.3892672265970164E-3,4.8427245269625589E-5,1.9193324630898861E-5,1.5877809580398246E-2]
[2004,3,22,4,6.096494901918199E-3,7.3643947605783492E-3,2.3515074203710472E-4,2.0621198948841883E-3,4.4354838709677579E-7,2.2362671675214194E-5,1.578096651948015E-2,null,5.6911208694145048E-3,7.1765813151848257E-3,1.5076772788317371E-4,1.9247520364406945E-3,4.8427245269625589E-5,1.9193324630898861E-5,1.5010842518823724E-2]
[2004,3,22,5,6.709160394877357E-3,7.6701602723487344E-3,2.3515074203710472E-4,2.1002733948861257E-3,4.4354838709677579E-7,2.2362671675214194E-5,1.6737551024211633E-2,null,6.2630484161517157E-3,7.4745489187611099E-3,1.5076772788317371E-4,1.9603639458200921E-3,4.8427245269625589E-5,1.9193324630898861E-5,1.5916349578516616E-2]
[2004,3,22,6,7.3323748353067032E-3,8.09720429994246E-3,3.135343227161396E-5,1.9636335105742814E-3,4.4354838709677579E-7,2.9816895566952256E-6,1.7427991316038848E-2,null,6.8448234795462533E-3,7.8907020839330596E-3,2.0102363717756493E-5,1.8328263102826525E-3,4.8427245269625589E-5,2.5591099507865146E-6,1.6639440592700134E-2]
[2004,3,22,7,8.2209564232671381E-3,9.3133315159963787E-3,0,1.788753718628375E-3,4.4354838709677579E-7,0,1.9323485206278988E-2,null,7.6743206415676585E-3,9.0758145255337448E-3,0,1.6695961137672786E-3,4.8427245269625589E-5,0,1.8468158526138305E-2]
[2004,3,22,8,7.7015849182268843E-3,1.1339016659281496E-2,0,2.5088375413528262E-3,4.4354838709677579E-7,0,2.1549882667248301E-2,null,7.1894836887172924E-3,1.1049838817056894E-2,0,2.3417116428571748E-3,4.8427245269625589E-5,0,2.0629461393900983E-2]
[2004,3,22,9,8.0508042297726696E-3,1.2568939047832864E-2,0,3.0081321031525288E-3,4.4354838709677579E-7,0,2.3628318929145155E-2,null,7.5154823722092534E-3,1.2248394614208655E-2,0,2.8077457599770786E-3,4.8427245269625589E-5,0,2.2620049991664611E-2]
[2004,3,22,10,7.5104664778723627E-3,1.2896649125768144E-2,0,3.0127879214466718E-3,4.4354838709677579E-7,0,2.3420347073474273E-2,null,7.0110732804531369E-3,1.2567747133807074E-2,0,2.812091431518865E-3,4.8427245269625589E-5,0,2.2439339091048699E-2]
[2004,3,22,11,7.4202768168624934E-3,1.3617176817614717E-2,0,3.3686294090227512E-3,4.4354838709677579E-7,0,2.4406526591887058E-2,null,6.9268805975695362E-3,1.326989927780394E-2,0,3.1442285829819277E-3,4.8427245269625589E-5,0,2.338943570362503E-2]
[2004,3,22,12,7.5405455709213146E-3,1.312611945411242E-2,0,3.2769343867154518E-3,4.4354838709677579E-7,0,2.3944042960136282E-2,null,7.039152325369601E-3,1.2791365302621198E-2,0,3.0586418130975506E-3,4.8427245269625589E-5,0,2.2937586686357973E-2]
[2004,3,22,13,6.7247881949818308E-3,1.3226286974493379E-2,0,3.1698075691088514E-3,4.4354838709677579E-7,0,2.3121326286971156E-2,null,6.277637077464239E-3,1.2888978260443945E-2,0,2.9586512350243512E-3,4.8427245269625589E-5,0,2.217369381820216E-2]
[2004,3,22,14,7.2959267364131278E-3,1.2454474252065891E-2,0,2.7050739204885401E-3,4.4354838709677579E-7,0,2.2455918457354652E-2,null,6.8107989228787091E-3,1.2136849003027542E-2,0,2.524875760182383E-3,4.8427245269625589E-5,0,2.1520950931358258E-2]
[2004,3,22,15,6.8045948386921762E-3,1.2408342795821344E-2,0,2.7767986474056933E-3,4.4354838709677579E-7,0,2.1990179830306308E-2,null,6.3521371406718647E-3,1.2091894032837855E-2,0,2.5918225534020357E-3,4.8427245269625589E-5,0,2.1084280972181381E-2]
[2004,3,22,16,7.4314255432942969E-3,1.2111025299739116E-2,0,2.9370344214562577E-3,4.4354838709677579E-7,0,2.2479928812876766E-2,null,6.9372880121059558E-3,1.1802158996024907E-2,0,2.741384241439479E-3,4.8427245269625589E-5,0,2.1529258494839967E-2]
[2004,3,22,17,8.594528952005619E-3,1.1459061278072953E-2,0,2.6477249591471044E-3,4.4354838709677579E-7,0,2.2701758737612772E-2,null,8.0230532245924684E-3,1.116682194957702E-2,0,2.4713470927157002E-3,4.8427245269625589E-5,0,2.1709649512154813E-2]
[2004,3,22,18,8.8176767679888184E-3,1.0550599029638879E-2,1.9595895169758728E-4,2.2296293669476401E-3,4.4354838709677579E-7,1.8635559729345166E-5,2.1812943224389366E-2,null,8.2313632802781828E-3,1.0281528125763755E-2,1.256397732359781E-4,2.0811028860091875E-3,4.8427245269625589E-5,1.5994437192415719E-5,2.0784055747749147E-2]
[2004,3,22,19,9.8414615025154591E-3,1.0647733180794469E-2,2.3515074203710472E-4,2.4025256214117567E-3,4.4354838709677579E-7,2.2362671675214194E-5,2.31496772668211E-2,null,9.1870735305433493E-3,1.0376185074082316E-2,1.5076772788317371E-4,2.2424816781436122E-3,4.8427245269625589E-5,1.9193324630898861E-5,2.2024128580552974E-2]
[2004,3,22,20,9.5125102244498893E-3,1.0498599923244971E-2,2.3515074203710472E-4,2.4630828564973263E-3,4.4354838709677579E-7,2.2362671675214194E-5,2.2732149966291602E-2,null,8.8799951988563167E-3,1.0230855147537434E-2,1.5076772788317371E-4,2.2990049006009145E-3,4.8427245269625589E-5,1.9193324630898861E-5,2.1628243544778363E-2]
[2004,3,22,21,9.898654220462072E-3,9.5995797279916622E-3,2.3515074203710472E-4,2.0615692068259245E-3,4.4354838709677579E-7,2.2362671675214194E-5,2.1817760117379074E-2,null,9.2404633350000199E-3,9.3547625771383397E-3,1.5076772788317371E-4,1.9242380323984385E-3,4.8427245269625589E-5,1.9193324630898861E-5,2.0737852242320495E-2]
[2004,3,22,22,8.6043959901999506E-3,9.5978374917078998E-3,2.3515074203710472E-4,2.3905855738900689E-3,4.4354838709677579E-7,2.2362671675214194E-5,2.0850776017897334E-2,null,8.0322641741447098E-3,9.3530647729375624E-3,1.5076772788317371E-4,2.231337015391664E-3,4.8427245269625589E-5,1.9193324630898861E-5,1.9835054260257633E-2]
[2004,3,22,23,7.3340770718653804E-3,9.6543942874826004E-3,2.3515074203710472E-4,2.5006761230813019E-3,4.4354838709677579E-7,2.2362671675214194E-5,1.9747104444528697E-2,null,6.8464125293461178E-3,9.408179206234395E-3,1.5076772788317371E-4,2.334093896441299E-3,4.8427245269625589E-5,1.9193324630898861E-5,1.8807073929805507E-2]
[2004,3,22,24,5.9362446867528493E-3,9.5570020696917578E-3,2.3515074203710472E-4,2.6130756911220084E-3,4.4354838709677579E-7,2.2362671675214194E-5,1.8364279409666031E-2,null,5.5415261664699105E-3,9.313270772728954E-3,1.5076772788317371E-4,2.4390059813390367E-3,4.8427245269625589E-5,1.9193324630898861E-5,1.7512191218321597E-2]
[2004,3,23,1,5.5814520400661559E-3,8.8787635364814509E-3,2.3515074203710472E-4,2.4181427031170809E-3,4.4354838709677579E-7,2.2362671675214194E-5,1.7136315241764101E-2,null,5.2103247354249775E-3,8.6523292910567796E-3,1.5076772788317371E-4,2.2570584299077337E-3,4.8427245269625589E-5,1.9193324630898861E-5,1.6338100754173187E-2]
[2004,3,23,2,5.5810593082354643E-3,8.5584455517716714E-3,2.3515074203710472E-4,2.3522451613134689E-3,4.4354838709677579E-7,2.2362671675214194E-5,1.6749706983420019E-2,null,5.2099581174988264E-3,8.340180344847202E-3,1.5076772788317371E-4,2.1955506445953473E-3,4.8427245269625589E-5,1.9193324630898861E-5,1.5964077404725073E-2]
[2004,3,23,3,5.5887122104505936E-3,8.4727701405862624E-3,2.3515074203710472E-4,2.4312069043301073E-3,4.4354838709677579E-7,2.2362671675214194E-5,1.6750646217466379E-2,null,5.217102155541802E-3,8.2566899053646108E-3,1.5076772788317371E-4,2.2692523609937126E-3,4.8427245269625589E-5,1.9193324630898861E-5,1.5961432719683824E-2]
[2004,3,23,4,5.5310176694305414E-3,8.0981921194912387E-3,2.3515074203710472E-4,2.1762776458158425E-3,4.4354838709677579E-7,2.2362671675214194E-5,1.6063444396837039E-2,null,5.163243895716603E-3,7.8916647112156832E-3,1.5076772788317371E-4,2.0313051830963746E-3,4.8427245269625589E-5,1.9193324630898861E-5,1.530460208781236E-2]
[2004,3,23,5,6.0037436175589456E-3,8.3306475747487452E-3,2.3515074203710472E-4,2.1046762085826171E-3,4.4354838709677579E-7,2.2362671675214194E-5,1.6697024362989723E-2,null,5.6045368931175905E-3,8.1181918775408615E-3,1.5076772788317371E-4,1.9644734666338015E-3,4.8427245269625589E-5,1.9193324630898861E-5,1.590559053507595E-2]
[2004,3,23,6,6.2175720422815439E-3,8.8943629234566543E-3,2.3515074203710472E-5,2.0984162842070607E-3,4.4354838709677579E-7,2.2362671675214196E-6,1.7236546139703584E-2,null,5.8041472315154647E-3,8.6675308483787541E-3,1.5076772788317372E-5,1.9586305463362439E-3,4.8427245269625589E-5,1.9193324630898864E-6,1.6495731976751495E-2]
[2004,3,23,7,6.9680094259393392E-3,1.0079636898711731E-2,0,1.8854351307679227E-3,4.4354838709677579E-7,0,1.8933525003806087E-2,null,6.5046858072108082E-3,9.8225768963885983E-3,0,1.7598371057499526E-3,4.8427245269625589E-5,0,1.8135527054618985E-2]
[2004,3,23,8,6.8011880613744772E-3,1.1251383320063016E-2,0,2.0813633410977079E-3,4.4354838709677579E-7,0,2.0134378270922296E-2,null,6.3489568900849079E-3,1.0964440382389981E-2,0,1.94271358289563E-3,4.8427245269625589E-5,0,1.9304538100640145E-2]
[2004,3,23,9,6.8380865776106166E-3,1.2569334204003489E-2,0,2.5920523241176005E-3,4.4354838709677579E-7,0,2.1999916654118802E-2,null,6.3834019145096559E-3,1.2248779692749782E-2,0,2.4193830832936994E-3,4.8427245269625589E-5,0,2.1099991935822762E-2]
[2004,3,23,10,6.4377835959858951E-3,1.2854215563980947E-2,0,2.5688848409846071E-3,4.4354838709677579E-7,0,2.1861327549338547E-2,null,6.0097162657122621E-3,1.2526395751031007E-2,0,2.3977588991470548E-3,4.8427245269625589E-5,0,2.098229816115995E-2]
[2004,3,23,11,6.446914580953339E-3,1.3002315579976501E-2,0,2.6335102000526536E-3,4.4354838709677579E-7,0,2.2083183909369589E-2,null,6.0182401044003219E-3,1.2670718786681094E-2,0,2.4580792480174197E-3,4.8427245269625589E-5,0,2.1195465384368461E-2]
[2004,3,23,12,6.1849152221801103E-3,1.2941389580069594E-2,0,2.6708794387953422E-3,4.4354838709677579E-7,0,2.1797627789432141E-2,null,5.773661860265583E-3,1.2611346576641322E-2,0,2.4929591396030968E-3,4.8427245269625589E-5,0,2.0926394821779624E-2]
[2004,3,23,13,5.6540694027991641E-3,1.2808935004253371E-2,0,2.5514600877656734E-3,4.4354838709677579E-7,0,2.1014908043205306E-2,null,5.2781135542758935E-3,1.2482269977026937E-2,0,2.3814948936807276E-3,4.8427245269625589E-5,0,2.0190305670253185E-2]
[2004,3,23,14,5.5936020817866847E-3,1.2487601501290607E-2,0,2.3647553248733926E-3,4.4354838709677579E-7,0,2.0446402456337779E-2,null,5.2216668848259718E-3,1.2169131411227899E-2,0,2.2072274451770714E-3,4.8427245269625589E-5,0,1.9646452986500567E-2]
[2004,3,23,15,5.2873920203165324E-3,1.2223189172903609E-2,0,2.2516429053461946E-3,4.4354838709677579E-7,0,1.9762667646953433E-2,null,4.9358176387765467E-3,1.1911462364809531E-2,0,2.1016499953053049E-3,4.8427245269625589E-5,0,1.8997357244161007E-2]
[2004,3,23,16,5.8486574013991858E-3,1.2167351292980759E-2,0,2.5287351766822542E-3,4.4354838709677579E-7,0,2.0545187419449294E-2,null,5.4597628195646652E-3,1.18570485129233E-2,0,2.3602837997020228E-3,4.8427245269625589E-5,0,1.9725522377459611E-2]
[2004,3,23,17,6.8772602071583483E-3,1.1339557908243113E-2,0,2.3368603724258866E-3,4.4354838709677579E-7,0,2.0554122036214442E-2,null,6.419970773212328E-3,1.1050366262598732E-2,0,2.1811907114920167E-3,4.8427245269625589E-5,0,1.96999549925727E-2]
[2004,3,23,18,8.0501580851589857E-3,1.0520697666009729E-2,1.8420141459573201E-4,1.9581549987996551E-3,4.4354838709677579E-7,1.7517426145584452E-5,{"$f":"SUM(E1988:J1988)","v":2.0731173139096781E-2},null,{"$f":"E1988*V$5","v":7.5148791916678512E-3},{"$f":"F1988*W$5","v":1.025238933371146E-2},{"$f":"G1988*X$5","v":1.1810138684181939E-4},{"$f":"H1988*AB$5","v":1.8277127488835136E-3},{"$f":"I1988*Z$5","v":4.8427245269625589E-5},{"$f":"J1988*AA$5","v":1.5034770960870775E-5},{"$f":"SUM(M1988:R1988)","v":1.9776544677335139E-2}]
[2004,3,23,19,8.8537724805009734E-3,1.0435793442580029E-2,2.3515074203710472E-4,1.95450944367213E-3,4.4354838709677579E-7,2.2362671675214194E-5,2.1502032328852547E-2,null,8.2650588817802326E-3,1.0169650414458031E-2,1.5076772788317371E-4,1.8243100419540724E-3,4.8427245269625589E-5,1.9193324630898861E-5,2.0477407635976032E-2]
[2004,3,23,20,8.5009424633614612E-3,1.0479328724632742E-2,2.3515074203710472E-4,2.2105435905299294E-3,4.4354838709677579E-7,2.2362671675214194E-5,2.1448771740623547E-2,null,7.9356895792213542E-3,1.0212075420434527E-2,1.5076772788317371E-4,2.0632885061963669E-3,4.8427245269625589E-5,1.9193324630898861E-5,2.0429441803635946E-2]
[2004,3,23,21,8.2053458740355967E-3,1.0525602324161054E-2,2.3515074203710472E-4,2.5017130598237397E-3,4.4354838709677579E-7,2.2362671675214194E-5,2.1490618220119804E-2,null,7.6597480840663486E-3,1.0257168908841596E-2,1.5076772788317371E-4,2.3350617577725524E-3,4.8427245269625589E-5,1.9193324630898861E-5,2.0470367048464194E-2]
[2004,3,23,22,7.595743797711366E-3,9.8305328916609529E-3,2.3515074203710472E-4,2.3740791221076181E-3,4.4354838709677579E-7,2.2362671675214194E-5,2.0058312773579352E-2,null,7.0906802583037684E-3,9.5798257646719856E-3,1.5076772788317371E-4,2.2159301388266781E-3,4.8427245269625589E-5,1.9193324630898861E-5,1.9104824459586129E-2]
[2004,3,23,23,6.7431903877219965E-3,9.2387276394913266E-3,2.3515074203710472E-4,2.3265048458225232E-3,4.4354838709677579E-7,2.2362671675214194E-5,1.856637983513526E-2,null,6.2948156538153149E-3,9.0031132644562539E-3,1.5076772788317371E-4,2.1715250169959364E-3,4.8427245269625589E-5,1.9193324630898861E-5,1.7687842233051202E-2]
[2004,3,23,24,6.4306626490740438E-3,9.4847764704342682E-3,2.3515074203710472E-4,2.6597196514986658E-3,4.4354838709677579E-7,2.2362671675214194E-5,1.8833115733106393E-2,null,6.0030688116862975E-3,9.2428871359250212E-3,1.5076772788317371E-4,2.4825427601390263E-3,4.8427245269625589E-5,1.9193324630898861E-5,1.794688700553404E-2]
[2004,3,24,1,5.3833618147516686E-3,8.6832602007854715E-3,2.3515074203710472E-4,2.3480900289717696E-3,4.4354838709677579E-7,2.2362671675214194E-5,1.6672669006608323E-2,null,5.0254061168660425E-3,8.461811857971499E-3,1.5076772788317371E-4,2.1916723058740114E-3,4.8427245269625589E-5,1.9193324630898861E-5,1.5897278578495249E-2]
[2004,3,24,2,5.3050906088139378E-3,8.278899156454609E-3,2.3515074203710472E-4,2.2248967088445413E-3,4.4354838709677579E-7,2.2362671675214194E-5,1.6066843436212504E-2,null,4.9523393956183463E-3,8.0677631941400135E-3,1.5076772788317371E-4,2.076685493332692E-3,4.8427245269625589E-5,1.9193324630898861E-5,1.531517638087475E-2]
[2004,3,24,3,5.2315596923295802E-3,8.1629091244893714E-3,2.3515074203710472E-4,2.2397915524798896E-3,4.4354838709677579E-7,2.2362671675214194E-5,1.5892217331398256E-2,null,4.8836977679152481E-3,7.9547312447114851E-3,1.5076772788317371E-4,2.0905881188253831E-3,4.8427245269625589E-5,1.9193324630898861E-5,1.5147405429235814E-2]
[2004,3,24,4,5.4296642816495629E-3,8.1319606546796444E-3,2.3515074203710472E-4,2.2121446672297503E-3,4.4354838709677579E-7,2.2362671675214194E-5,1.603172656565837E-2,null,5.0686297953743392E-3,7.9245720507259889E-3,1.5076772788317371E-4,2.0647829273724213E-3,4.8427245269625589E-5,1.9193324630898861E-5,1.5276373071256448E-2]
[2004,3,24,5,5.7861343433272044E-3,8.1814953857870937E-3,2.3515074203710472E-4,2.0624085905923831E-3,4.4354838709677579E-7,2.2362671675214194E-5,1.6287995281806095E-2,null,5.4013971051110844E-3,7.9728435023897933E-3,1.5076772788317371E-4,1.9250215007204574E-3,4.8427245269625589E-5,1.9193324630898861E-5,1.5517650406005034E-2]
[2004,3,24,6,6.1047214853334978E-3,8.5993346741149376E-3,1.567671613580698E-5,2.1569602973393561E-3,4.4354838709677579E-7,1.4908447783476128E-6,1.6878627566089044E-2,null,5.6988004428927099E-3,8.3800266758687E-3,1.0051181858878247E-5,2.0132746573684611E-3,4.8427245269625589E-5,1.2795549753932573E-6,1.6151859758233765E-2]
[2004,3,24,7,6.7500263508668097E-3,9.7432658795718347E-3,0,1.8727662881068748E-3,4.4354838709677579E-7,0,1.8366502066932612E-2,null,6.3011970734903732E-3,9.4947843147291811E-3,0,1.7480121964555449E-3,4.8427245269625589E-5,0,1.7592420829944725E-2]
[2004,3,24,11,6.3167808501456806E-3,1.2603602380097181E-2,0,2.6371453939499378E-3,4.4354838709677579E-7,0,2.1557972172579896E-2,null,5.8967593514218835E-3,1.2282173930871823E-2,0,2.4614722839286741E-3,4.8427245269625589E-5,0,2.0688832811492006E-2]
[2004,3,24,14,5.3831494527126454E-3,1.2087902922989814E-2,0,2.2811861970708927E-3,4.4354838709677579E-7,0,1.9752682121160447E-2,null,5.0252078754090086E-3,1.1779626307007476E-2,0,2.1292252643531151E-3,4.8427245269625589E-5,0,1.8982486692039224E-2]
[2004,3,24,18,7.8708500523630431E-3,1.036278722853105E-2,1.7636305652782853E-4,2.0000963781312362E-3,4.4354838709677579E-7,1.6772003756410643E-5,2.0427312267696666E-2,null,7.3474938819257617E-3,1.0098506070805936E-2,1.1307579591238027E-4,1.8668602084855781E-3,4.8427245269625589E-5,1.4394993473174144E-5,1.9488758195872452E-2]
[2004,3,24,21,7.8509655505453173E-3,1.0186640085412075E-2,2.3515074203710472E-4,2.3656062162609368E-3,4.4354838709677579E-7,2.2362671675214194E-5,2.0661168814317742E-2,null,7.3289315596252597E-3,9.9268511911954974E-3,1.5076772788317371E-4,2.208021654541439E-3,4.8427245269625589E-5,1.9193324630898861E-5,1.9682192703145893E-2]
[2004,3,24,24,6.0471820751274528E-3,9.0826937637937064E-3,2.3515074203710472E-4,2.4494046761045743E-3,4.4354838709677579E-7,2.2362671675214194E-5,1.7837237477125147E-2,null,5.645086998773469E-3,8.8510587055586707E-3,1.5076772788317371E-4,2.2862378904813449E-3,4.8427245269625589E-5,1.9193324630898861E-5,1.7000771892597182E-2]
[2004,3,25,4,4.4102275667525477E-3,7.7505127674742831E-3,2.3515074203710472E-4,1.9785060116468498E-3,4.4354838709677579E-7,2.2362671675214194E-5,1.4397203307973096E-2,null,4.1169784520143516E-3,7.5528521919959093E-3,1.5076772788317371E-4,1.846708081559584E-3,4.8427245269625589E-5,1.9193324630898861E-5,1.3734927023353544E-2]
[2004,3,25,5,4.8989778850042909E-3,8.1668762829441525E-3,2.3515074203710472E-4,2.0387071284032662E-3,4.4354838709677579E-7,2.2362671675214194E-5,1.5362518258451125E-2,null,4.5732303116296684E-3,7.9585972291089224E-3,1.5076772788317371E-4,1.9028989084656132E-3,4.8427245269625589E-5,1.9193324630898861E-5,1.4653114746987904E-2]
[2004,3,25,9,5.7744070168953944E-3,1.2504849375558029E-2,0,2.5223694484124348E-3,4.4354838709677579E-7,0,2.0802069389252956E-2,null,5.3904495634051917E-3,1.2185939414630547E-2,0,2.3543421236233626E-3,4.8427245269625589E-5,0,1.9979158346928726E-2]
[2004,3,25,12,5.3421892957387232E-3,1.2631648060285076E-2,0,2.5756680992207884E-3,4.4354838709677579E-7,0,2.0549949003631683E-2,null,4.9869712807888052E-3,1.2309504364797703E-2,0,2.4040902914856787E-3,4.8427245269625589E-5,0,1.9748993182341811E-2]
[2004,3,25,15,4.9779198270158368E-3,1.2427621432737783E-2,0,2.4805922330998044E-3,4.4354838709677579E-7,0,1.9886577041240517E-2,null,4.6469231697197589E-3,1.211068100854662E-2,0,2.315347892274694E-3,4.8427245269625589E-5,0,1.9121379315810698E-2]
[2004,3,25,19,7.1018782734237808E-3,1.0048052112381326E-2,2.3515074203710472E-4,1.7841817220786325E-3,4.4354838709677579E-7,2.2362671675214194E-5,1.9192069069983154E-2,null,6.6296533178772177E-3,9.7917976138009438E-3,1.5076772788317371E-4,1.6653286801948911E-3,4.8427245269625589E-5,1.9193324630898861E-5,1.830516790965675E-2]
[2004,3,25,21,6.8775025828085234E-3,1.0244552180081197E-2,2.3515074203710472E-4,2.3763083945096746E-3,4.4354838709677579E-7,2.2362671675214194E-5,1.9756320119498811E-2,null,6.4201970325864673E-3,9.9832863593304812E-3,1.5076772788317371E-4,2.2180109085269675E-3,4.8427245269625589E-5,1.9193324630898861E-5,1.8839882598227612E-2]
[2004,3,26,2,4.1923646328947024E-3,8.5594890515091476E-3,2.3515074203710472E-4,2.4242334005352287E-3,4.4354838709677579E-7,2.2362671675214194E-5,1.5434044047038494E-2,null,3.9136018709628141E-3,8.3411972323120705E-3,1.5076772788317371E-4,2.2627433962804492E-3,4.8427245269625589E-5,1.9193324630898861E-5,1.4735930797339033E-2]
[2004,3,26,3,4.061214289237355E-3,8.3236682495222078E-3,2.3515074203710472E-4,2.395802795129868E-3,4.4354838709677579E-7,2.2362671675214194E-5,1.5038642295988848E-2,null,3.7911721027390484E-3,8.1113905453687341E-3,1.5076772788317371E-4,2.236206692092217E-3,4.8427245269625589E-5,1.9193324630898861E-5,1.4357157637983698E-2]
[2004,3,26,6,5.0192095970440749E-3,8.8119516634154911E-3,0,2.2618033635505488E-3,4.4354838709677579E-7,0,1.6093408172397211E-2,null,4.6854674604444339E-3,8.587221314710328E-3,0,2.1111336158593365E-3,4.8427245269625589E-5,0,1.5432249636283724E-2]
[2004,3,26,10,5.7240276975655769E-3,1.2279811698534419E-2,0,2.6971296393818217E-3,4.4354838709677579E-7,0,{"$f":"SUM(E2052:J2052)","v":2.0701412583868914E-2},null,{"$f":"E2052*V$5","v":5.3434201144779711E-3},{"$f":"F2052*W$5","v":1.1966640851660328E-2},{"$f":"G2052*X$5","v":0},{"$f":"H2052*AB$5","v":2.5174606863662837E-3},{"$f":"I2052*Z$5","v":4.8427245269625589E-5},{"$f":"J2052*AA$5","v":0},{"$f":"SUM(M2052:R2052)","v":1.9875948897774207E-2}]
[2004,3,26,13,5.2973304058230647E-3,1.2047580155222228E-2,0,2.5363740609982595E-3,4.4354838709677579E-7,0,1.9881728170430647E-2,null,4.9450951915465348E-3,1.1740331886875838E-2,0,2.3674138206963608E-3,4.8427245269625589E-5,0,1.9101268144388357E-2]
[2004,3,26,18,5.6767171553617941E-3,1.0072820783363395E-2,1.6068634039202154E-4,2.2911598772142228E-3,4.4354838709677579E-7,1.5281158978063032E-5,1.8217108863696589E-2,null,5.2992553905815325E-3,9.8159346117689759E-3,1.0302461405350202E-4,2.1385345490432571E-3,4.8427245269625589E-5,1.3115438497780887E-5,1.7418291849214673E-2]
[2004,3,26,21,7.2801094173490701E-3,9.6144980925389166E-3,2.3515074203710472E-4,2.5998762133156257E-3,4.4354838709677579E-7,2.2362671675214194E-5,1.9752440685303026E-2,null,6.7960333442844707E-3,9.3693004800812999E-3,1.5076772788317371E-4,2.4266857850930197E-3,4.8427245269625589E-5,1.9193324630898861E-5,1.8810407907242487E-2]
[2004,3,26,24,6.0344064556553771E-3,9.0983699843163977E-3,2.3515074203710472E-4,3.4757869931218246E-3,4.4354838709677579E-7,2.2362671675214194E-5,1.8866520395193015E-2,null,5.6331608681415291E-3,8.866335136949623E-3,1.5076772788317371E-4,3.2442478780415587E-3,4.8427245269625589E-5,1.9193324630898861E-5,1.7962132180916409E-2]
[2004,3,27,1,5.8872949444929946E-3,8.3355623550705697E-3,2.3515074203710472E-4,3.4351653265852571E-3,4.4354838709677579E-7,2.2362671675214194E-5,1.7915979588248233E-2,null,5.4958312377921441E-3,8.1229813166967656E-3,1.5076772788317371E-4,3.2063322187320092E-3,4.8427245269625589E-5,1.9193324630898861E-5,1.7043533071004615E-2]
[2004,3,27,4,5.3950193111791736E-3,7.8559154285578678E-3,2.3515074203710472E-4,3.1530034542779114E-3,4.4354838709677579E-7,2.2362671675214194E-5,1.6661895156114367E-2,null,5.0362884717717812E-3,7.6555667792356369E-3,1.5076772788317371E-4,2.9429665241975582E-3,4.8427245269625589E-5,1.9193324630898861E-5,1.5853210072988674E-2]
[2004,3,27,7,6.0620295408819252E-3,8.7028190199274214E-3,0,2.9274224070178667E-3,4.4354838709677579E-7,0,1.7692714516214309E-2,null,5.6589472124819401E-3,8.4808718704456505E-3,0,2.7324125301386531E-3,4.8427245269625589E-5,0,1.6920658858335866E-2]
[2004,3,27,11,8.3142377313492697E-3,1.0025975268121427E-2,0,3.4130489656074604E-3,4.4354838709677579E-7,0,2.1753705513465251E-2,null,7.7613993987376952E-3,9.7702837931592321E-3,0,3.1856891363698839E-3,4.8427245269625589E-5,0,2.0765799573536435E-2]
[2004,3,27,15,6.9668080310952779E-3,9.6323196379923676E-3,0,3.4712080647589581E-3,4.4354838709677579E-7,0,2.0070779282233699E-2,null,6.503564296674107E-3,9.3866675243893527E-3,0,3.2399739744179102E-3,4.8427245269625589E-5,0,1.9178633040750993E-2]
[2004,3,27,18,7.6738077113611891E-3,8.4212099421942192E-3,1.5284798232411803E-4,3.1138017228552477E-3,4.4354838709677579E-7,1.4535736588889223E-5,1.9376646643710759E-2,null,7.1635534707427543E-3,8.206444641711946E-3,9.7999023124062881E-5,2.9063762112021977E-3,4.8427245269625589E-5,1.2475661010084257E-5,1.843527625306067E-2]
[2004,3,27,22,7.4724109988993023E-3,7.9291031531156988E-3,2.3515074203710472E-4,3.2231881295202488E-3,4.4354838709677579E-7,2.2362671675214194E-5,1.8882659243634664E-2,null,6.9755482231762082E-3,7.7268880043516808E-3,1.5076772788317371E-4,3.0084758560917665E-3,4.8427245269625589E-5,1.9193324630898861E-5,1.7929300381403352E-2]
[2004,3,28,1,6.3718096668972934E-3,8.2503833358171554E-3,2.3515074203710472E-4,3.6140130195402953E-3,4.4354838709677579E-7,2.2362671675214194E-5,1.8494162984354159E-2,null,5.9481291388936578E-3,8.0399746097108652E-3,1.5076772788317371E-4,3.3732659950279128E-3,4.8427245269625589E-5,1.9193324630898861E-5,1.7579758041416132E-2]
[2004,3,28,2,6.158328459784335E-3,8.151009707443941E-3,2.3515074203710472E-4,3.5663879612794552E-3,4.4354838709677579E-7,2.2362671675214194E-5,1.8133683090607144E-2,null,5.7488429305764671E-3,7.9431352973449807E-3,1.5076772788317371E-4,3.3288134740563778E-3,4.8427245269625589E-5,1.9193324630898861E-5,1.7239179999761524E-2]
[2004,3,28,5,6.0911229576361397E-3,8.0951600317036663E-3,2.1555484686734599E-4,3.4951565514934613E-3,4.4354838709677579E-7,2.0499115702279678E-5,1.7917937051789991E-2,null,5.6861061216447097E-3,7.8887099504689109E-3,1.3820375055957591E-4,3.2623271357089981E-3,4.8427245269625589E-5,1.7593880911657288E-5,1.7041368084563475E-2]
[2004,3,28,8,7.1152842383523053E-3,8.3783568070493423E-3,0,3.2968140775241979E-3,4.4354838709677579E-7,0,1.879089867131294E-2,null,6.64216788042616E-3,8.1646843859168507E-3,0,3.0771972207937139E-3,4.8427245269625589E-5,0,1.793247673240635E-2]
[2004,3,28,13,6.9713282701343166E-3,8.5337768233191696E-3,0,3.0499405521480466E-3,4.4354838709677579E-7,0,1.8555489193988629E-2,null,6.5077839716092441E-3,8.3161407405840972E-3,0,2.8467691443807624E-3,4.8427245269625589E-5,0,1.7719121101843729E-2]
[2004,3,28,16,6.8096068413246525E-3,7.7913343809971943E-3,0,2.5687123705413675E-3,4.4354838709677579E-7,0,1.7170097141250312E-2,null,6.3568158803801967E-3,7.592632735867951E-3,0,2.3975979178007837E-3,4.8427245269625589E-5,0,1.6395473779318555E-2]
[2004,3,28,19,8.4038198654301146E-3,7.5171856078319966E-3,2.3515074203710472E-4,2.6742946024706673E-3,4.4354838709677579E-7,2.2362671675214194E-5,1.8853257037832194E-2,null,7.8450249509601326E-3,7.3254755522783399E-3,1.5076772788317371E-4,2.4961468025780612E-3,4.8427245269625589E-5,1.9193324630898861E-5,1.7885035603600229E-2]
[2004,3,28,23,6.503386533098638E-3,8.2261360604709705E-3,2.3515074203710472E-4,3.1926455298048836E-3,4.4354838709677579E-7,2.2362671675214194E-5,1.8180125085473908E-2,null,6.0709570689121053E-3,8.016345710276377E-3,1.5076772788317371E-4,2.9799678478298879E-3,4.8427245269625589E-5,1.9193324630898861E-5,1.7285658924802067E-2]
[2004,3,29,2,4.5648301487685771E-3,7.759875863818301E-3,2.3515074203710472E-4,2.5809992342145068E-3,4.4354838709677579E-7,2.2362671675214194E-5,{"$f":"SUM(E2116:J2116)","v":1.5163662208900799E-2},null,{"$f":"E2116*V$5","v":4.2613010496925612E-3},{"$f":"F2116*W$5","v":7.5619765022018823E-3},{"$f":"G2116*X$5","v":1.5076772788317371E-4},{"$f":"H2116*AB$5","v":2.4090662935897056E-3},{"$f":"I2116*Z$5","v":4.8427245269625589E-5},{"$f":"J2116*AA$5","v":1.9193324630898861E-5},{"$f":"SUM(M2116:R2116)","v":1.4450732143267848E-2}]
[2004,3,29,5,5.3110963577123306E-3,8.1333168823688341E-3,2.0771648879944248E-4,2.5663425307276633E-3,4.4354838709677579E-7,1.9753693313105869E-5,1.6238669501308471E-2,null,4.9579458044552256E-3,7.9258936906719465E-3,1.3317815963013676E-4,2.3953859445693623E-3,4.8427245269625589E-5,1.695410342396066E-5,1.5477784948020257E-2]
[2004,3,29,7,6.0766943771304533E-3,9.7860726359408901E-3,0,2.2278102869119562E-3,4.4354838709677579E-7,0,1.8091020848370394E-2,null,5.6726369402621251E-3,9.5364993745418788E-3,0,2.0794049837621759E-3,4.8427245269625589E-5,0,1.7336968543835804E-2]
[2004,3,29,10,6.0037552576398256E-3,1.2871731266925E-2,0,3.0774111614517209E-3,4.4354838709677579E-7,0,2.1953341234403644E-2,null,5.6045477592149597E-3,1.254346475270152E-2,0,2.8724098024873481E-3,4.8427245269625589E-5,0,2.1068849559673451E-2]
[2004,3,29,14,5.7388360910835797E-3,1.1985983412387437E-2,0,2.6746999026192853E-3,4.4354838709677579E-7,0,2.0399962954477397E-2,null,5.3572438539788922E-3,1.1680306039800024E-2,0,2.4965251037080572E-3,4.8427245269625589E-5,0,1.9582502242756598E-2]
[2004,3,29,17,6.6479811633419284E-3,1.1256728774617248E-2,0,2.7432200516663463E-3,4.4354838709677579E-7,0,2.0648373538012618E-2,null,6.2059371732215412E-3,1.096964951233511E-2,0,2.560480791610946E-3,4.8427245269625589E-5,0,1.9784494722437224E-2]
[2004,3,29,21,7.276558219801439E-3,9.8166617196686397E-3,2.3515074203710472E-4,2.3055761644677382E-3,4.4354838709677579E-7,2.2362671675214194E-5,1.965675306603723E-2,null,6.792718276397121E-3,9.5663083478337921E-3,1.5076772788317371E-4,2.1519904971275352E-3,4.8427245269625589E-5,1.9193324630898861E-5,1.8729405419142146E-2]
[2004,3,29,24,4.750629478113313E-3,9.1863993943376264E-3,2.3515074203710472E-4,2.4960258739335334E-3,4.4354838709677579E-7,2.2362671675214194E-5,1.6691011708483885E-2,null,4.4347460304181817E-3,8.9521195414640105E-3,1.5076772788317371E-4,2.329753423057899E-3,4.8427245269625589E-5,1.9193324630898861E-5,1.5935007292723787E-2]
[2004,3,30,2,4.6047587079310996E-3,8.7501574383669865E-3,2.3515074203710472E-4,2.655327748401931E-3,4.4354838709677579E-7,2.2362671675214194E-5,1.626820085679943E-2,null,4.2985746405002868E-3,8.5270030217905451E-3,1.5076772788317371E-4,2.4784434231168375E-3,4.8427245269625589E-5,1.9193324630898861E-5,1.5522409383191367E-2]
[2004,3,30,5,4.6754875913581958E-3,8.7547574202216615E-3,1.99878130731539E-4,2.403066032000059E-3,4.4354838709677579E-7,1.9008270923932063E-5,1.6052640993622483E-2,null,4.3646005506368935E-3,8.5314856907540773E-3,1.2815256870069765E-4,2.2429860893482803E-3,4.8427245269625589E-5,1.6314325936264032E-5,1.5331966470645839E-2]
[2004,3,30,8,5.7855223647450271E-3,1.1869401806985804E-2,0,2.5129860017988593E-3,4.4354838709677579E-7,0,2.0168353721916787E-2,null,5.4008258188003935E-3,1.1566697603775079E-2,0,2.3455837541303385E-3,4.8427245269625589E-5,0,1.9361534421975437E-2]
[2004,3,30,11,5.2694500456723506E-3,1.3204752205651822E-2,0,2.8601382493778022E-3,4.4354838709677579E-7,0,2.1334784049089069E-2,null,4.9190686792549235E-3,1.2867992690723751E-2,0,2.669610498230036E-3,4.8427245269625589E-5,0,2.0505099113478333E-2]
[2004,3,30,15,5.0076678851996648E-3,1.273602110426934E-2,0,2.8583671846241551E-3,4.4354838709677579E-7,0,2.0602499722480253E-2,null,4.6746931912613624E-3,1.2411215593163143E-2,0,2.6679574127330642E-3,4.8427245269625589E-5,0,1.9802293442427194E-2]
[2004,3,30,18,6.3405296005788064E-3,1.1300264908417613E-2,1.2933290812040758E-4,2.5957437022306453E-3,4.4354838709677579E-7,1.2299469421367807E-5,2.0378614137155936E-2,null,5.9189289769832785E-3,1.1012075348337218E-2,8.2922250335745531E-5,2.4228285607162206E-3,4.8427245269625589E-5,1.0556328546994374E-5,1.949573871018908E-2]
[2004,3,30,23,5.468607772935557E-3,9.5129822146752755E-3,2.3515074203710472E-4,2.5212708002637294E-3,4.4354838709677579E-7,2.2362671675214194E-5,1.7760817749973977E-2,null,5.1049838183910481E-3,9.2703735518059917E-3,1.5076772788317371E-4,2.3533166617834382E-3,4.8427245269625589E-5,1.9193324630898861E-5,1.6947062329764177E-2]
[2004,3,31,2,4.1733897576217722E-3,8.1458734715473286E-3,2.3515074203710472E-4,2.2603736715652183E-3,4.4354838709677579E-7,2.2362671675214194E-5,1.4837593862833735E-2,null,3.8958886914395546E-3,7.9381300503743365E-3,1.5076772788317371E-4,2.1097991626264885E-3,4.8427245269625589E-5,1.9193324630898861E-5,1.416220620222408E-2]
[2004,3,31,5,4.7191849743222717E-3,8.4272159498824245E-3,1.9203977266363552E-4,2.3911824480643278E-3,4.4354838709677579E-7,1.8262848534758258E-5,1.5748329541854515E-2,null,4.4053923649706346E-3,8.2122974787685304E-3,1.2312697777125853E-4,2.2318941288675845E-3,4.8427245269625589E-5,1.5674548448567404E-5,1.5036812744096203E-2]
[2004,3,31,6,5.5520638752873767E-3,8.5404633987175779E-3,0,2.0850173029756756E-3,4.4354838709677579E-7,0,1.6177988125367727E-2,null,5.1828906769082255E-3,8.3226567888985709E-3,0,1.9461241365608861E-3,4.8427245269625589E-5,0,1.5500098847637308E-2]
[2004,3,31,9,5.9328237269174232E-3,1.2673698356409337E-2,0,2.9952455070493393E-3,4.4354838709677579E-7,0,2.1602211138763195E-2,null,5.5383326764029059E-3,1.2350482256297868E-2,0,2.7957176028587964E-3,4.8427245269625589E-5,0,2.0732959780829195E-2]
[2004,3,31,13,5.1893205849131959E-3,1.256289144647532E-2,0,2.7743041951945116E-3,4.4354838709677579E-7,0,2.0526959774970124E-2,null,4.8442672640617648E-3,1.2242501244242048E-2,0,2.5894942688123824E-3,4.8427245269625589E-5,0,1.9724690022385818E-2]
[2004,3,31,16,5.5240328328661804E-3,1.2181065068254223E-2,0,2.8889659492467952E-3,4.4354838709677579E-7,0,2.0594507398754295E-2,null,5.1567235016573253E-3,1.1870412547115902E-2,0,2.6965178444839557E-3,4.8427245269625589E-5,0,1.9772081138526808E-2]
[2004,3,31,20,6.7396157358852312E-3,1.0330850244268729E-2,2.3515074203710472E-4,2.2292686070301245E-3,4.4354838709677579E-7,2.2362671675214194E-5,1.9557691549283499E-2,null,6.2914786911840975E-3,1.0067383572356066E-2,1.5076772788317371E-4,2.0807661580683791E-3,4.8427245269625589E-5,1.9193324630898861E-5,1.865801671939224E-2]
[2004,3,31,24,4.3200621566803765E-3,8.7934304579941718E-3,2.3515074203710472E-4,2.2198111023014879E-3,4.4354838709677579E-7,2.2362671675214194E-5,1.5591260679075453E-2,null,4.0328084075516562E-3,8.5691724537947152E-3,1.5076772788317371E-4,2.0719386638323504E-3,4.8427245269625589E-5,1.9193324630898861E-5,1.4892307822962421E-2]
[2004,4,1,3,4.2479970054731626E-3,7.4833541217529907E-3,2.2718071827613841E-4,1.9713252736698241E-3,4.5833333333333443E-7,2.6702537909018322E-5,1.3957017990414468E-2,null,3.9655350820439386E-3,7.292506867307892E-3,1.4565771903010281E-4,1.8400056875432539E-3,5.0041486778613048E-5,2.2918123827070095E-5,1.331666496653087E-2]
[2004,4,1,6,5.8239258517200285E-3,8.2470732353968242E-3,0,1.9566607682355848E-3,4.5833333333333443E-7,0,1.6028118188685773E-2,null,5.4366757439947783E-3,8.036748926460547E-3,0,1.8263180563012629E-3,5.0041486778613048E-5,0,1.53497842135352E-2]
[2004,4,1,7,6.0255984371161905E-3,1.0031059735033012E-2,0,2.177004369651978E-3,4.5833333333333443E-7,0,1.8234120875134516E-2,null,5.6249385208857671E-3,9.775238591404254E-3,0,2.0319834963152144E-3,5.0041486778613048E-5,0,1.7482202095383852E-2]
[2004,4,1,13,5.2612229060599617E-3,1.2352725626036452E-2,0,2.5394441440871381E-3,4.5833333333333443E-7,0,2.0153851009516888E-2,null,4.9113885865628227E-3,1.2037695262340336E-2,0,2.3702793905849115E-3,5.0041486778613048E-5,0,1.9369404726266685E-2]
[2004,4,1,15,4.9981560422106041E-3,1.2000864500562758E-2,0,2.5744706111215493E-3,4.5833333333333443E-7,0,1.9573949487228244E-2,null,4.6658138189314344E-3,1.1694807617026751E-2,0,2.402972573906142E-3,5.0041486778613048E-5,0,1.8813635496642941E-2]
[2004,4,1,18,6.2799306676510529E-3,1.0473552958020216E-2,1.0980401383346689E-4,2.2403730239637393E-3,4.5833333333333443E-7,1.290622665602552E-5,1.9117025223457835E-2,null,5.8623594468847828E-3,1.0206446952637796E-2,7.0401230864549692E-5,2.0911308556591864E-3,5.0041486778613048E-5,1.1077093183083876E-5,1.8291457066008016E-2]
[2004,4,1,21,6.9724331411040669E-3,9.5125925783143012E-3,2.2718071827613841E-4,2.1911613615045321E-3,4.5833333333333443E-7,2.6702537909018322E-5,1.8930528670441392E-2,null,6.5088153764303949E-3,9.2699938523033449E-3,1.4565771903010281E-4,2.0451974219291799E-3,5.0041486778613048E-5,2.2918123827070095E-5,1.8042623980298707E-2]
[2004,4,2,1,4.4250053649489435E-3,8.3636710945032416E-3,2.2718071827613841E-4,2.3730367372533459E-3,4.5833333333333443E-7,2.6702537909018322E-5,1.541605478622402E-2,null,4.1307736305673665E-3,8.1503732016736195E-3,1.4565771903010281E-4,2.2149571923088772E-3,5.0041486778613048E-5,2.2918123827070095E-5,1.471472135418565E-2]
[2004,4,2,4,4.1891713470052832E-3,7.6271466971082821E-3,2.2718071827613841E-4,2.1121053993207019E-3,4.5833333333333443E-7,2.6702537909018322E-5,1.4182765032952759E-2,null,3.9106209161257057E-3,7.4326323145586376E-3,1.4565771903010281E-4,1.9714077627616404E-3,5.0041486778613048E-5,2.2918123827070095E-5,1.3533278323081771E-2]
[2004,4,2,7,5.7173224541557932E-3,9.6681770715348544E-3,0,2.1744951856993103E-3,4.5833333333333443E-7,0,1.7560453044723291E-2,null,5.337160722594954E-3,9.4216104892815931E-3,0,2.0296414613371885E-3,5.0041486778613048E-5,0,1.6838454159992352E-2]
[2004,4,2,10,6.2932834006273353E-3,1.2099932852221445E-2,0,2.7821958779559786E-3,4.5833333333333443E-7,0,2.1175870464138095E-2,null,5.874824317031911E-3,1.1791349438120553E-2,0,2.5968602481154096E-3,5.0041486778613048E-5,0,2.0313075490046489E-2]
[2004,4,2,12,5.6875796660367317E-3,1.175839380174174E-2,0,2.5448505842028285E-3,4.5833333333333443E-7,0,1.9991282385314637E-2,null,5.3093956206958764E-3,1.1458520624923401E-2,0,2.3753256813696449E-3,5.0041486778613048E-5,0,1.9193283413767536E-2]
[2004,4,2,16,5.0814819638624756E-3,1.0498852521466744E-2,0,2.2500528202101344E-3,4.5833333333333443E-7,0,1.7830845638872689E-2,null,4.74359915284961E-3,1.0231101303771254E-2,0,2.1001658334913681E-3,5.0041486778613048E-5,0,1.7124907776890845E-2]
[2004,4,2,19,6.4174169813891267E-3,9.7165463035955892E-3,2.2718071827613841E-4,2.3376052011221267E-3,4.5833333333333443E-7,2.6702537909018322E-5,1.8725910075625334E-2,null,5.9907038877416814E-3,9.4687461655078436E-3,1.4565771903010281E-4,2.1818859235179732E-3,5.0041486778613048E-5,2.2918123827070095E-5,1.7859953306403286E-2]
[2004,4,2,22,8.0036284855058999E-3,9.7831406334156993E-3,2.2718071827613841E-4,3.1457270640778989E-3,4.5833333333333443E-7,2.6702537909018322E-5,2.1186837772517991E-2,null,7.4714434831350904E-3,9.5336421465927468E-3,1.4565771903010281E-4,2.9361748498190916E-3,5.0041486778613048E-5,2.2918123827070095E-5,2.0159877809182717E-2]
[2004,4,3,2,5.9190633043429012E-3,8.0618297123864167E-3,2.2718071827613841E-4,3.0888536017256102E-3,4.5833333333333443E-7,2.6702537909018322E-5,1.7324088207973421E-2,null,5.5254872251484172E-3,7.8562296510528967E-3,1.4565771903010281E-4,2.8830900060359669E-3,5.0041486778613048E-5,2.2918123827070095E-5,1.6483424211873071E-2]
[2004,4,3,3,5.8136794613608059E-3,7.7444374153432007E-3,2.2718071827613841E-4,2.8958769918121618E-3,4.5833333333333443E-7,2.6702537909018322E-5,1.670833545803466E-2,null,5.4271106665285136E-3,7.5469317789810496E-3,1.4565771903010281E-4,2.7029685088146857E-3,5.0041486778613048E-5,2.2918123827070095E-5,1.5895628283960038E-2]
[2004,4,3,7,6.495119961137069E-3,8.4263121653326313E-3,0,2.6936581641552777E-3,4.5833333333333443E-7,0,1.7615548623958314E-2,null,6.0632401658447053E-3,8.2114167433484635E-3,0,2.5142204630270296E-3,5.0041486778613048E-5,0,1.6838918858998814E-2]
[2004,4,3,10,8.19242123445354E-3,9.288690900682222E-3,0,2.7826927882058459E-3,4.5833333333333443E-7,0,{"$f":"SUM(E2244:J2244)","v":2.0264263256674943E-2},null,{"$f":"E2244*V$5","v":7.6476828421136386E-3},{"$f":"F2244*W$5","v":9.0518023174423427E-3},{"$f":"G2244*X$5","v":0},{"$f":"H2244*AB$5","v":2.5973240567512376E-3},{"$f":"I2244*Z$5","v":5.0041486778613048E-5},{"$f":"J2244*AA$5","v":0},{"$f":"SUM(M2244:R2244)","v":1.9346850703085831E-2}]
[2004,4,3,13,7.5221510591338293E-3,9.4090725084889464E-3,0,3.0349114521102524E-3,4.5833333333333443E-7,0,1.9966593353066366E-2,null,7.0219809192418742E-3,9.1691138447795601E-3,0,2.8327412059590542E-3,5.0041486778613048E-5,0,1.9073877456759102E-2]
[2004,4,3,17,7.5994565638762964E-3,8.6656204390106809E-3,0,2.8946118632216323E-3,4.5833333333333443E-7,0,1.9160147199441944E-2,null,7.0941461516317271E-3,8.4446219613305788E-3,0,2.7017876566067115E-3,5.0041486778613048E-5,0,1.8290597256347633E-2]
[2004,4,3,20,8.0517135752332727E-3,7.7878421966583291E-3,2.2718071827613841E-4,2.8708721992275034E-3,4.5833333333333443E-7,2.6702537909018322E-5,1.8964769560637595E-2,null,7.5163312525924255E-3,7.5892296123676144E-3,1.4565771903010281E-4,2.6796294073553103E-3,5.0041486778613048E-5,2.2918123827070095E-5,1.8003807601951138E-2]
[2004,4,3,24,5.8750562043269087E-3,6.6677296417732923E-3,2.2718071827613841E-4,2.5887331891882195E-3,4.5833333333333443E-7,2.6702537909018322E-5,1.5385860624806911E-2,null,5.4844062877683793E-3,6.4976831793433481E-3,1.4565771903010281E-4,2.4162850521217989E-3,5.0041486778613048E-5,2.2918123827070095E-5,1.4616991848869313E-2]
[2004,4,4,4,5.5817556338229688E-3,6.3995495488691819E-3,2.2718071827613841E-4,2.3511465974402276E-3,4.5833333333333443E-7,2.6702537909018322E-5,1.4586793369650868E-2,null,5.2106081423322279E-3,6.2363424573409574E-3,1.4565771903010281E-4,2.1945252614168874E-3,5.0041486778613048E-5,2.2918123827070095E-5,1.3860093190725859E-2]
[2004,4,4,7,6.4346416264827334E-3,6.8839281007003501E-3,0,2.3433787492793184E-3,4.5833333333333443E-7,0,1.5662406809795738E-2,null,6.0067832150826487E-3,6.7083679499389199E-3,0,2.1872748674880167E-3,5.0041486778613048E-5,0,1.4952467519288198E-2]
[2004,4,4,8,6.8958155900789098E-3,7.2196224926993477E-3,0,2.271225048098297E-3,4.5833333333333443E-7,0,1.638712146420989E-2,null,6.4372923536742356E-3,7.0355011604137938E-3,0,2.1199276760713393E-3,5.0041486778613048E-5,0,1.5642762676937982E-2]
[2004,4,4,11,7.5051731909855863E-3,8.8281441130051343E-3,0,3.0184904906340819E-3,4.5833333333333443E-7,0,1.9352266127958137E-2,null,7.0061319599150603E-3,8.6030008098284001E-3,0,2.8174141247743066E-3,5.0041486778613048E-5,0,1.8476588381296382E-2]
[2004,4,4,14,7.2651196342786847E-3,7.6516675139259418E-3,0,2.2639892639434167E-3,4.5833333333333443E-7,0,1.7181234745481378E-2,null,6.7820402763606336E-3,7.4565277793629805E-3,0,2.1131739027713957E-3,5.0041486778613048E-5,0,1.6401783445273623E-2]
[2004,4,4,18,7.5511720094082425E-3,6.0242272691294479E-3,9.0872287310455355E-5,1.6579076466780561E-3,4.5833333333333443E-7,1.0681015163607327E-5,1.5335318561023143E-2,null,7.0490721804360714E-3,5.8705919853033594E-3,5.8263087612041117E-5,1.5474663365067833E-3,5.0041486778613048E-5,9.1672495308280365E-6,1.4584602326167694E-2]
[2004,4,4,21,7.5598646598781464E-3,6.2343862012854594E-3,2.2718071827613841E-4,1.8694420947378589E-3,4.5833333333333443E-7,2.6702537909018322E-5,1.5918034545419957E-2,null,7.0571868307877398E-3,6.0753912545934239E-3,1.4565771903010281E-4,1.7449094438113321E-3,5.0041486778613048E-5,2.2918123827070095E-5,1.5096104858828282E-2]
[2004,4,5,1,5.0072243723288043E-3,7.082855175540614E-3,2.2718071827613841E-4,2.0955570871678928E-3,4.5833333333333443E-7,2.6702537909018322E-5,1.44399782245558E-2,null,4.6742791688770555E-3,6.9022218068811158E-3,1.4565771903010281E-4,1.9559618143496233E-3,5.0041486778613048E-5,2.2918123827070095E-5,1.3751080119743582E-2]
[2004,4,5,5,5.7404291544349726E-3,6.8202730304163812E-3,1.4766746687948994E-4,1.7282778519224803E-3,4.5833333333333443E-7,1.7356649640861902E-5,1.4454462486627519E-2,null,5.3587309898219092E-3,6.6463362687392506E-3,9.46775173695668E-5,1.6131488393452333E-3,5.0041486778613048E-5,1.4896780487595556E-5,1.3777831882542169E-2]
[2004,4,5,8,6.5581757212412944E-3,1.0292805976734343E-2,0,2.0019955001658904E-3,4.5833333333333443E-7,0,1.8853435531474862E-2,null,6.1221031613920389E-3,1.0030309544087146E-2,0,1.8686328207438267E-3,5.0041486778613048E-5,0,1.8071087013001627E-2]
[2004,4,5,9,6.8379399729385166E-3,1.1319392161535508E-2,0,2.3375452580833068E-3,4.5833333333333443E-7,0,2.0495335725890667E-2,null,6.3832650580171362E-3,1.1030714800973774E-2,0,2.1818299735771739E-3,5.0041486778613048E-5,0,1.9645851319346697E-2]
[2004,4,5,12,6.8232552448876565E-3,1.2342323756383174E-2,0,2.8321240972053758E-3,4.5833333333333443E-7,0,2.1998161431809542E-2,null,6.369556761099569E-3,1.202755867056007E-2,0,2.6434625052948022E-3,5.0041486778613048E-5,0,2.1090619423733054E-2]
[2004,4,5,18,7.6646314008021414E-3,9.5055434659440368E-3,8.3299596701250724E-5,1.8882305739630289E-3,4.5833333333333443E-7,9.7909305666400476E-6,1.915195430131043E-2,null,7.1549873202961436E-3,9.2631245127622504E-3,5.3407830311037677E-5,1.7624463308468458E-3,5.0041486778613048E-5,8.4033120699256979E-6,1.8292410793064817E-2]
[2004,4,5,20,8.3252381639932829E-3,9.6107688594804144E-3,2.2718071827613841E-4,2.1290679589787073E-3,4.5833333333333443E-7,2.6702537909018322E-5,2.0319416571970898E-2,null,7.7716683799802181E-3,9.3656663532918349E-3,1.4565771903010281E-4,1.9872403636331947E-3,5.0041486778613048E-5,2.2918123827070095E-5,1.9343192426541034E-2]
[2004,4,5,23,6.4248777404935587E-3,8.8074591201219628E-3,2.2718071827613841E-4,2.1285667812471296E-3,4.5833333333333443E-7,2.6702537909018322E-5,1.7615245231381145E-2,null,5.9976685588394212E-3,8.582843344312736E-3,1.4565771903010281E-4,1.9867725717934159E-3,5.0041486778613048E-5,2.2918123827070095E-5,1.6785901804581362E-2]
[2004,4,6,3,5.8288677469450403E-3,8.8700482579681175E-3,2.2718071827613841E-4,2.7512252457883996E-3,4.5833333333333443E-7,2.6702537909018322E-5,1.770448284022005E-2,null,5.4412890379451559E-3,8.6438362774461791E-3,1.4565771903010281E-4,2.5679527207294953E-3,5.0041486778613048E-5,2.2918123827070095E-5,1.6871695365756618E-2]
[2004,4,6,6,6.4120695690583467E-3,9.4173642566185781E-3,0,2.5624495526052875E-3,4.5833333333333443E-7,0,1.8392341711615551E-2,null,5.9857120407209464E-3,9.1771941292607597E-3,0,2.3917522966968741E-3,5.0041486778613048E-5,0,1.7604699953457193E-2]
[2004,4,6,9,6.8230862503508632E-3,1.2620330224673574E-2,0,2.821793283755235E-3,4.5833333333333443E-7,0,2.2265668092113007E-2,null,6.3693990035108838E-3,1.2298475166850219E-2,0,2.633819877688339E-3,5.0041486778613048E-5,0,2.1351735534828054E-2]
[2004,4,6,11,6.5371509567321391E-3,1.304071403925708E-2,0,2.8685462138117956E-3,4.5833333333333443E-7,0,2.2446869543134348E-2,null,6.1024763958492786E-3,1.2708137973778453E-2,0,2.6774583671666571E-3,5.0041486778613048E-5,0,2.1538114223573001E-2]
[2004,4,6,14,5.759120574106831E-3,1.2448480799039893E-2,0,2.624420793163731E-3,4.5833333333333443E-7,0,2.0832480499643792E-2,null,5.3761795615479393E-3,1.2131008400452831E-2,0,2.4495953308296295E-3,5.0041486778613048E-5,0,2.0006824779609016E-2]
[2004,4,6,17,7.061497599770779E-3,1.1702412913997826E-2,0,2.7643612259867674E-3,4.5833333333333443E-7,0,2.1528730073088708E-2,null,6.591957675012773E-3,1.1403967412330697E-2,0,2.5802136492526998E-3,5.0041486778613048E-5,0,2.0626180223374781E-2]
[2004,4,6,21,7.8421907413021505E-3,1.0605450012253971E-2,2.2718071827613841E-4,2.6497968657970229E-3,4.5833333333333443E-7,2.6702537909018322E-5,2.1351779208871637E-2,null,7.3207402134809032E-3,1.0334980249088563E-2,1.4565771903010281E-4,2.4732809795637144E-3,5.0041486778613048E-5,2.2918123827070095E-5,2.034761877176897E-2]
[2004,4,6,24,6.1162725120927639E-3,9.4900570196120269E-3,2.2718071827613841E-4,2.608366221780456E-3,4.5833333333333443E-7,2.6702537909018322E-5,1.8469037343003737E-2,null,5.7095834076143145E-3,9.2480330157691977E-3,1.4565771903010281E-4,2.4346102327076425E-3,5.0041486778613048E-5,2.2918123827070095E-5,1.7610843985726942E-2]
[2004,4,7,4,5.4517389926889643E-3,8.6161292630562575E-3,2.2718071827613841E-4,2.6455557980182101E-3,4.5833333333333443E-7,2.6702537909018322E-5,1.6967765643281923E-2,null,5.0892366933876724E-3,8.3963929540369579E-3,1.4565771903010281E-4,2.4693224299836419E-3,5.0041486778613048E-5,2.2918123827070095E-5,1.617356940704406E-2]
[2004,4,7,8,6.7436809911099061E-3,1.1772341847367605E-2,0,2.794816306968644E-3,4.5833333333333443E-7,0,2.1311297478779488E-2,null,6.2952736355284889E-3,1.1472112954894325E-2,0,2.608639968830556E-3,5.0041486778613048E-5,0,2.0426068046031986E-2]
[2004,4,7,11,6.7092053153713534E-3,1.3367325976384056E-2,0,3.280464691115286E-3,4.5833333333333443E-7,0,2.3357454316204031E-2,null,6.2630903497488009E-3,1.3026420358347108E-2,0,3.0619369467120867E-3,5.0041486778613048E-5,0,2.2401489141586611E-2]
[2004,4,7,12,6.3444228751819379E-3,1.3158385024787353E-2,0,3.1691772279189212E-3,4.5833333333333443E-7,0,2.2672443461221548E-2,null,5.9225633762078674E-3,1.2822808007576264E-2,0,2.9580628839338155E-3,5.0041486778613048E-5,0,2.1753475754496564E-2]
[2004,4,7,15,5.8182115611687402E-3,1.2562142574028193E-2,0,2.9652169467086265E-3,4.5833333333333443E-7,0,2.1346029415238894E-2,null,5.4313414135748342E-3,1.2241771470216316E-2,0,2.7676893913030297E-3,5.0041486778613048E-5,0,2.0490843761872792E-2]
[2004,4,7,19,8.3762518812777308E-3,1.1218198254732531E-2,2.2718071827613841E-4,2.7871995787748308E-3,4.5833333333333443E-7,2.6702537909018322E-5,2.2635991304303583E-2,null,7.8192900438599968E-3,1.0932101632562393E-2,1.4565771903010281E-4,2.6015306280311062E-3,5.0041486778613048E-5,2.2918123827070095E-5,2.1571539634089285E-2]
[2004,4,7,22,7.1739803715656402E-3,1.0394484820852366E-2,2.2718071827613841E-4,2.8254429462459805E-3,4.5833333333333443E-7,2.6702537909018322E-5,2.064824972818248E-2,null,6.6969611336082863E-3,1.0129395282504255E-2,1.4565771903010281E-4,2.6372264183695138E-3,5.0041486778613048E-5,2.2918123827070095E-5,1.9682200164117845E-2]
[2004,4,8,1,5.3816287523873263E-3,9.0303469642397834E-3,2.2718071827613841E-4,2.6795895302080082E-3,4.5833333333333443E-7,2.6702537909018322E-5,1.7345906836353609E-2,null,5.0237882909597827E-3,8.8000469013572741E-3,1.4565771903010281E-4,2.5010890093675581E-3,5.0041486778613048E-5,2.2918123827070095E-5,1.6543541531320403E-2]
[2004,4,8,5,5.5121894352841341E-3,8.5214924144370614E-3,1.2494939505187613E-4,2.4144046579453187E-3,4.5833333333333443E-7,1.4686395849960075E-5,1.6588180631901685E-2,null,5.1456676067163244E-3,8.3041696197903893E-3,8.0111745466556546E-5,2.2535693941467647E-3,5.0041486778613048E-5,1.260496810488855E-5,1.5846164821003539E-2]
[2004,4,8,9,6.282155578906979E-3,1.2499478190419105E-2,0,2.792625684400364E-3,4.5833333333333443E-7,0,2.1574717787059782E-2,null,5.8644364171906568E-3,1.2180705210305334E-2,0,2.6065952743102084E-3,5.0041486778613048E-5,0,2.0701778388584814E-2]
[2004,4,8,12,5.9957683325048113E-3,1.2890893895956391E-2,0,2.9310507920389151E-3,4.5833333333333443E-7,0,2.1818171353833453E-2,null,5.5970919084269884E-3,1.2562138679063079E-2,0,2.7357992107461095E-3,5.0041486778613048E-5,0,2.0945071285014792E-2]
[2004,4,8,13,5.5216251915088579E-3,1.2734742666071195E-2,0,2.7868877701606094E-3,4.5833333333333443E-7,0,2.1043713961073997E-2,null,5.154475951516602E-3,1.2409969758850385E-2,0,2.6012395905086563E-3,5.0041486778613048E-5,0,2.0215726787654258E-2]
[2004,4,8,16,5.6581789619933364E-3,1.191056034205807E-2,0,2.7205903442590836E-3,4.5833333333333443E-7,0,2.0289787981643825E-2,null,5.281949856687413E-3,1.1606806476718875E-2,0,2.5393585593274383E-3,5.0041486778613048E-5,0,1.9478156379512338E-2]
[2004,4,8,20,8.5471601890603783E-3,1.175642279670842E-2,2.2718071827613841E-4,3.2328931167021403E-3,4.5833333333333443E-7,2.6702537909018322E-5,2.3790817691989433E-2,null,7.9788341512243947E-3,1.1456599886240301E-2,1.4565771903010281E-4,3.0175343467684326E-3,5.0041486778613048E-5,2.2918123827070095E-5,2.2671585713868916E-2]
[2004,4,8,22,8.7479792618045272E-3,1.2204791767911631E-2,2.2718071827613841E-4,3.9718332713759592E-3,4.5833333333333443E-7,2.6702537909018322E-5,2.5178945890610607E-2,null,8.1663001680517197E-3,1.1893534147052917E-2,1.4565771903010281E-4,3.7072500956173188E-3,5.0041486778613048E-5,2.2918123827070095E-5,2.3985701740357742E-2]
[2004,4,9,3,6.6382780437560275E-3,1.0633969097408037E-2,2.2718071827613841E-4,3.880534621771954E-3,4.5833333333333443E-7,2.6702537909018322E-5,2.140712335245451E-2,null,6.1968792428431577E-3,1.0362772014779673E-2,1.4565771903010281E-4,3.6220332941182655E-3,5.0041486778613048E-5,2.2918123827070095E-5,2.0400301881376884E-2]
[2004,4,9,7,8.1701008959060538E-3,1.183847255310902E-2,0,3.6475850436836774E-3,4.5833333333333443E-7,0,2.3656616826032085E-2,null,7.6268466490939371E-3,1.1536557135660451E-2,0,3.4046016229890793E-3,5.0041486778613048E-5,0,2.2618046894522084E-2]
[2004,4,9,10,8.5422553651661563E-3,1.4220550337288718E-2,0,4.1675903674086414E-3,4.5833333333333443E-7,0,2.6930854403196852E-2,null,7.9742554636220431E-3,1.3857885021119752E-2,0,3.8899668572233564E-3,5.0041486778613048E-5,0,2.5772148828743766E-2]
[2004,4,9,13,8.0042228518772823E-3,1.3982042301977481E-2,0,4.0815935555096969E-3,4.5833333333333443E-7,0,2.6068317042697797E-2,null,7.4719983283231331E-3,1.3625459633102986E-2,0,3.8096987121748862E-3,5.0041486778613048E-5,0,2.4957198160379619E-2]
[2004,4,9,14,7.6251312581722373E-3,1.3866075142605763E-2,0,4.1517151251215401E-3,4.5833333333333443E-7,0,2.5643379859232873E-2,null,7.1181136593347991E-3,1.3512449972950442E-2,0,3.8751491422122693E-3,5.0041486778613048E-5,0,2.4555754261276128E-2]
[2004,4,9,19,8.8663259562607385E-3,1.1835207192763018E-2,2.2718071827613841E-4,3.8422335844976153E-3,4.5833333333333443E-7,2.6702537909018322E-5,2.4798108323039861E-2,null,8.2767776396943261E-3,1.1533375051482685E-2,1.4565771903010281E-4,3.5862836756433833E-3,5.0041486778613048E-5,2.2918123827070095E-5,2.3615053696456181E-2]
[2004,4,9,22,8.8588045197855077E-3,1.0154448192664828E-2,2.2718071827613841E-4,3.4475980711133722E-3,4.5833333333333443E-7,2.6702537909018322E-5,2.2715192373082199E-2,null,8.2697563258441846E-3,9.8954802851670721E-3,1.4565771903010281E-4,3.2179367575410293E-3,5.0041486778613048E-5,2.2918123827070095E-5,2.1601790698188076E-2]
[2004,4,10,1,6.7267114009295819E-3,8.7722732719487245E-3,2.2718071827613841E-4,3.4461002118474087E-3,4.5833333333333443E-7,2.6702537909018322E-5,1.9199426474244205E-2,null,6.2794324037429477E-3,8.5485548374132012E-3,1.4565771903010281E-4,3.2165386779824078E-3,5.0041486778613048E-5,2.2918123827070095E-5,1.8263143248774344E-2]
[2004,4,10,4,6.3323381791744685E-3,8.103908304599703E-3,2.2718071827613841E-4,3.2333286259192528E-3,4.5833333333333443E-7,2.6702537909018322E-5,1.7923916699211916E-2,null,5.91128222748961E-3,7.8972351170096718E-3,1.4565771903010281E-4,3.0179408445936105E-3,5.0041486778613048E-5,2.2918123827070095E-5,1.7045075518728681E-2]
[2004,4,10,8,7.7244280950057179E-3,9.2999506786706192E-3,0,3.1116917282802245E-3,4.5833333333333443E-7,0,2.0136528835289897E-2,null,7.2108079549032351E-3,9.0627749384046552E-3,0,2.9044067736514372E-3,5.0041486778613048E-5,0,1.9228031153737942E-2]
[2004,4,10,11,9.4510396996405725E-3,1.0239782183680518E-2,0,3.2454606507578607E-3,4.5833333333333443E-7,0,2.2936740867412285E-2,null,8.8226120316062147E-3,9.9786380116854232E-3,0,3.029264696117564E-3,5.0041486778613048E-5,0,2.1880556226187817E-2]
[2004,4,10,12,8.8783258481859185E-3,1.0543821787042116E-2,0,3.5199913712234744E-3,4.5833333333333443E-7,0,2.2942597339784845E-2,null,8.2879796232053146E-3,1.0274923722527692E-2,0,3.2855075870341453E-3,5.0041486778613048E-5,0,2.1898452419545768E-2]
[2004,4,10,16,7.9239436388317507E-3,9.4256872417710809E-3,0,3.4244041567348944E-3,4.5833333333333443E-7,0,2.0774493370671061E-2,null,7.3970571183173892E-3,9.1853048541300671E-3,0,3.1962879028630074E-3,5.0041486778613048E-5,0,1.982869136208908E-2]
[2004,4,10,19,8.9384360508355104E-3,8.5435519914430769E-3,2.2718071827613841E-4,3.1869135144365428E-3,4.5833333333333443E-7,2.6702537909018322E-5,2.092324314623362E-2,null,8.3440929201517595E-3,8.3256666135433175E-3,1.4565771903010281E-4,2.9746176699471695E-3,5.0041486778613048E-5,2.2918123827070095E-5,1.9862994533278035E-2]
[2004,4,10,23,7.6459214254370536E-3,8.4166153834521092E-3,2.2718071827613841E-4,3.3771913670178244E-3,4.5833333333333443E-7,2.6702537909018322E-5,1.9694069765425478E-2,null,7.1375214266999757E-3,8.2019672575558648E-3,1.4565771903010281E-4,3.1522201872178504E-3,5.0041486778613048E-5,2.2918123827070095E-5,1.8710326201109479E-2]
[2004,4,11,2,5.773609053944662E-3,7.3563676429572343E-3,2.2718071827613841E-4,2.9187298449443112E-3,4.5833333333333443E-7,2.6702537909018322E-5,1.6303048131364701E-2,null,5.3897046593783709E-3,7.1687589123659474E-3,1.4565771903010281E-4,2.7242990219985734E-3,5.0041486778613048E-5,2.2918123827070095E-5,1.5501379923378676E-2]
[2004,4,11,5,5.7807965584876306E-3,7.4306968851948754E-3,1.0601766852886459E-4,2.886820865522798E-3,4.5833333333333443E-7,1.2461184357541882E-5,1.6217251495425043E-2,null,5.3964142454211031E-3,7.2411925431471154E-3,6.7973602214047978E-5,2.6945156552434842E-3,5.0041486778613048E-5,1.0695124452632709E-5,1.5460832657256996E-2]
[2004,4,11,9,7.7881347206835254E-3,8.5247277804632749E-3,0,3.0313824671786391E-3,4.5833333333333443E-7,0,1.9344703301658776E-2,null,7.2702785380412398E-3,8.3073224745905967E-3,0,2.8294473039165288E-3,5.0041486778613048E-5,0,1.8457089803326981E-2]
[2004,4,11,13,7.6764391848187724E-3,9.0285485218535334E-3,0,3.2913773093762415E-3,4.5833333333333443E-7,0,1.9996823349381881E-2,null,7.1660099697233486E-3,8.7982943244727906E-3,0,3.0721226222747838E-3,5.0041486778613048E-5,0,1.9086468403249537E-2]
[2004,4,11,14,7.5935087363209579E-3,8.5637509121835199E-3,0,2.9612346931653048E-3,4.5833333333333443E-7,0,1.9118952675003117E-2,null,7.0885938127759661E-3,8.3453504031669717E-3,0,2.7639724150805771E-3,5.0041486778613048E-5,0,1.8247958117802131E-2]
[2004,4,11,17,8.3185784334775126E-3,8.2134173413325497E-3,0,2.9184523897800838E-3,4.5833333333333443E-7,0,1.9450906497923484E-2,null,7.7654514747038678E-3,8.0039513553987057E-3,0,2.7240400494753501E-3,5.0041486778613048E-5,0,1.8543484366356538E-2]
[2004,4,11,20,8.4531757503030092E-3,6.9183350072904593E-3,2.2718071827613841E-4,2.278622989352093E-3,4.5833333333333443E-7,2.6702537909018322E-5,1.7904475336464054E-2,null,7.8910990166236959E-3,6.7418973805269799E-3,1.4565771903010281E-4,2.1268328043953701E-3,5.0041486778613048E-5,2.2918123827070095E-5,1.6978446531181832E-2]
[2004,4,11,24,4.6723455876179366E-3,6.8065815795325746E-3,2.2718071827613841E-4,2.1396826434422161E-3,4.5833333333333443E-7,2.6702537909018322E-5,1.3872951400111218E-2,null,4.3616674680467087E-3,6.6329939895995622E-3,1.4565771903010281E-4,1.9971479522210354E-3,5.0041486778613048E-5,2.2918123827070095E-5,1.3210426739503093E-2]
[2004,4,12,3,4.8091765477308373E-3,7.4911638744674207E-3,2.2718071827613841E-4,2.4523512478877179E-3,4.5833333333333443E-7,2.6702537909018322E-5,1.5007033259604466E-2,null,4.4894001316852089E-3,7.3001174486562207E-3,1.4565771903010281E-4,2.2889881767543178E-3,5.0041486778613048E-5,2.2918123827070095E-5,1.4297123086731535E-2]
[2004,4,12,6,5.7405334777804332E-3,8.0290546162753787E-3,0,2.2631291107912317E-3,4.5833333333333443E-7,0,1.6033175538180379E-2,null,5.358828376398634E-3,7.8242904150395091E-3,0,2.1123710486136782E-3,5.0041486778613048E-5,0,1.5345531326830435E-2]
[2004,4,12,11,6.8100522529709537E-3,1.3216228992527591E-2,0,3.5329664803328089E-3,4.5833333333333443E-7,0,2.355970605916469E-2,null,6.3572316752847323E-3,1.2879176786216825E-2,0,3.2976183608757577E-3,5.0041486778613048E-5,0,2.2584068309155929E-2]
[2004,4,12,14,6.1299538386304702E-3,1.1605775713723957E-2,0,2.7376728592217918E-3,4.5833333333333443E-7,0,2.0473860744909554E-2,null,5.7223550221621291E-3,1.1309794741203713E-2,0,2.5553031246961012E-3,5.0041486778613048E-5,0,1.963749437484056E-2]
[2004,4,12,15,6.0816516706450694E-3,1.1822969098534799E-2,0,2.9123837777340639E-3,4.5833333333333443E-7,0,2.0817462880247266E-2,null,5.6772646086241489E-3,1.152144906418474E-2,0,2.7183756972604649E-3,5.0041486778613048E-5,0,1.9967130856847971E-2]
[2004,4,12,18,7.2762558647118218E-3,1.0277526589958914E-2,3.7863453046023073E-5,2.5808392148797443E-3,4.5833333333333443E-7,4.4504229848363867E-6,2.0177393878914675E-2,null,6.7924360257944098E-3,1.0015419826030884E-2,2.4276286505017138E-5,2.4089169339228801E-3,5.0041486778613048E-5,3.8196873045116822E-6,1.9294910246336318E-2]
[2004,4,12,21,7.8486236677304845E-3,9.5762122528851388E-3,2.2718071827613841E-4,2.5576709904795718E-3,4.5833333333333443E-7,2.6702537909018322E-5,2.0236848500613688E-2,null,7.3267453955464506E-3,9.3319910404833228E-3,1.4565771903010281E-4,2.3872920578884771E-3,5.0041486778613048E-5,2.2918123827070095E-5,1.9264645823554041E-2]
[2004,4,13,3,4.6160701477684319E-3,7.5236952279602075E-3,2.2718071827613841E-4,2.1300435961684135E-3,4.5833333333333443E-7,2.6702537909018322E-5,1.4524150561415542E-2,null,4.3091339491451788E-3,7.3318191581957124E-3,1.4565771903010281E-4,1.9881510088737421E-3,5.0041486778613048E-5,2.2918123827070095E-5,1.3847721445850421E-2]
[2004,4,13,5,5.1401590960507377E-3,7.9095011138899402E-3,9.0872287310455355E-5,2.0950699202652162E-3,4.5833333333333443E-7,1.0681015163607327E-5,1.5246741766013289E-2,null,4.7983746684411906E-3,7.7077858740313265E-3,5.8263087612041117E-5,1.9555071000091333E-3,5.0041486778613048E-5,9.1672495308280365E-6,1.4579139466403131E-2]
[2004,4,13,9,6.0979381235170644E-3,1.2114308499302931E-2,0,2.6103326326823561E-3,4.5833333333333443E-7,0,2.0823037588835684E-2,null,5.692468126927655E-3,1.1805358464468644E-2,0,2.4364456513936757E-3,5.0041486778613048E-5,0,1.9984313729568593E-2]
[2004,4,13,12,5.5653544047883181E-3,1.2314848478045851E-2,0,2.5850288578423168E-3,4.5833333333333443E-7,0,2.0465690074009821E-2,null,5.195297479673627E-3,1.2000784091581682E-2,0,2.4128274843444033E-3,5.0041486778613048E-5,0,1.9658950542378328E-2]
[2004,4,13,15,5.2135065152956444E-3,1.1877574264512032E-2,0,2.511224396679224E-3,4.5833333333333443E-7,0,1.9602763509820237E-2,null,4.8668450001806704E-3,1.1574661639909565E-2,0,2.3439394981150437E-3,5.0041486778613048E-5,0,1.8835487624983892E-2]
[2004,4,13,16,5.742846199057846E-3,1.1970968461223957E-2,0,2.7500285612516171E-3,4.5833333333333443E-7,0,2.0464301554866754E-2,null,5.3609873179771596E-3,1.1665674013479944E-2,0,2.5668357531832033E-3,5.0041486778613048E-5,0,1.9643538571418921E-2]
[2004,4,13,19,7.3168378742811523E-3,9.639768001000297E-3,2.2718071827613841E-4,1.9734804840174044E-3,4.5833333333333443E-7,2.6702537909018322E-5,1.9184427948817348E-2,null,6.8303196171528033E-3,9.3939259325178191E-3,1.4565771903010281E-4,1.8420173288235472E-3,5.0041486778613048E-5,2.2918123827070095E-5,1.8284880208129958E-2]
[2004,4,13,24,4.9181288112326903E-3,8.2396711949413066E-3,2.2718071827613841E-4,2.0049887989956371E-3,4.5833333333333443E-7,2.6702537909018322E-5,1.5417130394688124E-2,null,4.5911078359580776E-3,8.0295356595249303E-3,1.4565771903010281E-4,1.8714267213470475E-3,5.0041486778613048E-5,2.2918123827070095E-5,1.4710687546465841E-2]
[2004,4,14,3,4.0179508877606698E-3,7.1048692220030754E-3,2.2718071827613841E-4,1.8186712749011799E-3,4.5833333333333443E-7,2.6702537909018322E-5,1.3195832974183416E-2,null,3.7507854131761074E-3,6.9236744312515261E-3,1.4565771903010281E-4,1.6975207157772139E-3,5.0041486778613048E-5,2.2918123827070095E-5,1.2590597889840634E-2]
[2004,4,14,6,5.3714651725925208E-3,7.6225399406087855E-3,0,1.6566799634663532E-3,4.5833333333333443E-7,0,1.4651143410000992E-2,null,5.014300517737832E-3,7.4281430437233929E-3,0,1.5463204352584167E-3,5.0041486778613048E-5,0,1.4038805483498255E-2]
[2004,4,14,10,5.4530375174030813E-3,1.1689823116173234E-2,0,2.4575402950253351E-3,4.5833333333333443E-7,0,1.9600859261934986E-2,null,5.0904488753412136E-3,1.139169869089909E-2,0,2.2938315561669763E-3,5.0041486778613048E-5,0,1.8826020609185895E-2]
[2004,4,14,13,4.9637917591623497E-3,1.1903813159975268E-2,0,2.3373203372025753E-3,4.5833333333333443E-7,0,1.9205383589673528E-2,null,4.6337345190115981E-3,1.1600231367366402E-2,0,2.1816200357727329E-3,5.0041486778613048E-5,0,1.8465627408929351E-2]
[2004,4,14,16,5.0470423129453899E-3,1.1411387508931545E-2,0,2.2813108425512457E-3,4.5833333333333443E-7,0,1.8740198997761515E-2,null,4.7114494964941352E-3,1.112036399994671E-2,0,2.129341606590411E-3,5.0041486778613048E-5,0,1.8011196589809871E-2]
[2004,4,14,17,5.694565409365214E-3,1.0634680243163263E-2,0,2.0952898287559716E-3,4.5833333333333443E-7,0,1.842499381461778E-2,null,5.3159168612258393E-3,1.0363465024253669E-2,0,1.9557123593233285E-3,5.0041486778613048E-5,0,1.7685135731581453E-2]
[2004,4,14,21,6.6397129033007292E-3,9.1303686075585797E-3,2.2718071827613841E-4,1.9746409502169799E-3,4.5833333333333443E-7,2.6702537909018322E-5,1.799906405059478E-2,null,6.1982186943199333E-3,8.897517702406427E-3,1.4565771903010281E-4,1.8431004907126279E-3,5.0041486778613048E-5,2.2918123827070095E-5,1.7157454217074777E-2]
[2004,4,15,1,4.9585508605790923E-3,8.8215283032006299E-3,2.2718071827613841E-4,2.5853318516979502E-3,4.5833333333333443E-7,2.6702537909018322E-5,1.6619752604996166E-2,null,4.6288421033233189E-3,8.5965537223797513E-3,1.4565771903010281E-4,2.4131102943023047E-3,5.0041486778613048E-5,2.2918123827070095E-5,1.5857123449641162E-2]
[2004,4,15,4,5.0027815744981639E-3,8.3672288433912726E-3,2.2718071827613841E-4,2.3969308407524631E-3,4.5833333333333443E-7,2.6702537909018322E-5,1.6021282848160394E-2,null,4.6701317858546245E-3,8.1538402176367826E-3,1.4565771903010281E-4,2.2372595930969913E-3,5.0041486778613048E-5,2.2918123827070095E-5,1.5279848926224186E-2]
[2004,4,15,7,6.1350259054401106E-3,1.0256244113249784E-2,0,2.2330753846499679E-3,4.5833333333333443E-7,0,1.86248037366732E-2,null,5.7270898322022926E-3,9.9946801142613319E-3,0,2.0843193476740118E-3,5.0041486778613048E-5,0,1.7856130780916253E-2]
[2004,4,15,11,5.6095328663142187E-3,1.2708369467407879E-2,0,2.7804790710748034E-3,4.5833333333333443E-7,0,2.1098839738130235E-2,null,5.2365383842284015E-3,1.2384269153314954E-2,0,2.5952578061095325E-3,5.0041486778613048E-5,0,2.0266106830431504E-2]
[2004,4,15,14,5.1316049588593622E-3,1.2531602929384236E-2,0,2.6897205877081994E-3,4.5833333333333443E-7,0,2.0353386809285133E-2,null,4.7903893212092345E-3,1.2212010675168033E-2,0,2.5105451877416511E-3,5.0041486778613048E-5,0,1.9562986670897533E-2]
[2004,4,15,18,6.741647565110454E-3,1.0987476566233806E-2,1.8931726523011537E-5,2.5510127740707208E-3,4.5833333333333443E-7,2.2252114924181934E-6,2.0301752176763745E-2,null,6.2933754180563061E-3,1.0707264016910484E-2,1.2138143252508569E-5,2.3810773777315219E-3,5.0041486778613048E-5,1.9098436522558411E-6,1.9445806286381692E-2]
[2004,4,15,19,7.1156133684347721E-3,1.0765123061341746E-2,2.2718071827613841E-4,2.5195918664131746E-3,4.5833333333333443E-7,2.6702537909018322E-5,2.0654669885708184E-2,null,6.6424751256730129E-3,1.0490581171890251E-2,1.4565771903010281E-4,2.3517495699009916E-3,5.0041486778613048E-5,2.2918123827070095E-5,1.9703423197100042E-2]
[2004,4,15,22,6.5139191188577552E-3,9.7302838529158518E-3,2.2718071827613841E-4,2.5396941835986115E-3,4.5833333333333443E-7,2.6702537909018322E-5,1.9038238744890707E-2,null,6.0807893117970704E-3,9.4821333674400335E-3,1.4565771903010281E-4,2.3705127737456543E-3,5.0041486778613048E-5,2.2918123827070095E-5,1.8152052782618545E-2]
[2004,4,16,2,4.6055314809038067E-3,8.4871609268945842E-3,2.2718071827613841E-4,2.5348336966155051E-3,4.5833333333333443E-7,2.6702537909018322E-5,1.5881867693932392E-2,null,4.2992960295054521E-3,8.2707136848453027E-3,1.4565771903010281E-4,2.365976067493978E-3,5.0041486778613048E-5,2.2918123827070095E-5,1.515460311148052E-2]
[2004,4,16,5,4.8872073270653923E-3,8.6442845104849758E-3,7.1940560787443818E-5,2.4598789567532873E-3,4.5833333333333443E-7,8.4558036711891339E-6,1.6072225492095624E-2,null,4.5622424130078486E-3,8.4238301609209469E-3,4.612494435953255E-5,2.2960144282369215E-3,5.0041486778613048E-5,7.257405878572195E-6,1.5385510839182433E-2]
[2004,4,16,8,6.178811513695176E-3,1.1445014237719047E-2,0,2.7332806875683528E-3,4.5833333333333443E-7,0,2.0357564772315914E-2,null,5.7679640054656882E-3,1.1153133149531003E-2,0,2.5512035370070796E-3,5.0041486778613048E-5,0,1.9522342178782386E-2]
[2004,4,16,11,6.1417690648716749E-3,1.2393184098336821E-2,0,2.8930426094677607E-3,4.5833333333333443E-7,0,2.142845410600959E-2,null,5.7333846189583171E-3,1.2077121926145217E-2,0,2.7003229384950493E-3,5.0041486778613048E-5,0,2.0560870970377201E-2]
[2004,4,16,16,5.4925547378059285E-3,1.0982907723995908E-2,0,2.6158496406695608E-3,4.5833333333333443E-7,0,1.9091770435804734E-2,null,5.1273384785237132E-3,1.0702811693413103E-2,0,2.4415951445850149E-3,5.0041486778613048E-5,0,1.8321786803300447E-2]
[2004,4,16,19,6.658129705821956E-3,1.0276934847974196E-2,2.2718071827613841E-4,2.6318504129675974E-3,4.5833333333333443E-7,2.6702537909018322E-5,1.9821256556282238E-2,null,6.215410909004385E-3,1.0014843175184616E-2,1.4565771903010281E-4,2.4565300274410865E-3,5.0041486778613048E-5,2.2918123827070095E-5,1.8905401441265877E-2]
[2004,4,16,20,8.4237697880067651E-3,1.1083098364572753E-2,2.2718071827613841E-4,3.3030718217758686E-3,4.5833333333333443E-7,2.6702537909018322E-5,2.3064281563873877E-2,null,7.8636483439992154E-3,1.0800447181799622E-2,1.4565771903010281E-4,3.0830381061960656E-3,5.0041486778613048E-5,2.2918123827070095E-5,2.1965750961630691E-2]
[2004,4,16,23,6.5821626999829057E-3,9.388145822792732E-3,2.2718071827613841E-4,3.170665620135371E-3,4.5833333333333443E-7,2.6702537909018322E-5,1.9395315732429499E-2,null,6.144495174754936E-3,9.1487208503192238E-3,1.4565771903010281E-4,2.959452127089241E-3,5.0041486778613048E-5,2.2918123827070095E-5,1.8471285481799188E-2]
[2004,4,17,3,5.4682072772858342E-3,8.0228118548846487E-3,2.2718071827613841E-4,3.0207565909203312E-3,4.5833333333333443E-7,2.6702537909018322E-5,1.6766117312609307E-2,null,5.104609952885226E-3,7.8182068621871145E-3,1.4565771903010281E-4,2.8195292690738971E-3,5.0041486778613048E-5,2.2918123827070095E-5,1.5960963413782024E-2]
[2004,4,17,8,6.1109526672891426E-3,8.8663551139885211E-3,0,2.7067531168569144E-3,4.5833333333333443E-7,0,1.7684519231467914E-2,null,5.7046172950740732E-3,8.6402373193593413E-3,0,2.5264430970950574E-3,5.0041486778613048E-5,0,1.6921339198307087E-2]
[2004,4,17,10,7.4979678507451257E-3,9.7462620449891204E-3,0,3.0468546365026729E-3,4.5833333333333443E-7,0,2.0291542865570254E-2,null,6.9994057241232746E-3,9.4977040692303932E-3,0,2.8438887966194841E-3,5.0041486778613048E-5,0,1.9391040076751766E-2]
[2004,4,17,14,6.852715815036812E-3,9.4445909326934026E-3,0,3.2785244160410108E-3,4.5833333333333443E-7,0,1.9576289497104563E-2,null,6.3970584105388162E-3,9.2037264460560417E-3,0,3.0601259228187952E-3,5.0041486778613048E-5,0,1.8710952266192266E-2]
[2004,4,17,17,7.1220337962053671E-3,8.7422801606122941E-3,0,3.0902416541984368E-3,4.5833333333333443E-7,0,1.8955013944349432E-2,null,6.6484686401536543E-3,8.519326637486507E-3,0,2.8843855935672194E-3,5.0041486778613048E-5,0,1.8102222357985996E-2]
[2004,4,17,18,7.3850498250918059E-3,8.4190947993974686E-3,7.5726906092046123E-6,3.0118196998045236E-3,4.5833333333333443E-7,8.900845969672772E-7,1.8824885432833307E-2,null,6.8939959529896204E-3,8.2043834411968178E-3,4.8552573010034262E-6,2.811187707840104E-3,5.0041486778613048E-5,7.6393746090233631E-7,1.7965227783567062E-2]
[2004,4,17,21,7.7544046784409244E-3,8.2660604757091305E-3,2.2718071827613841E-4,3.1499880450662826E-3,4.5833333333333443E-7,2.6702537909018322E-5,1.942479478873483E-2,null,7.2387913063742867E-3,8.0552519370245164E-3,1.4565771903010281E-4,2.9401519860927745E-3,5.0041486778613048E-5,2.2918123827070095E-5,1.8452812559127365E-2]
[2004,4,18,1,5.1726369008327812E-3,7.4477836959989975E-3,2.2718071827613841E-4,2.8122627607798929E-3,4.5833333333333443E-7,2.6702537909018322E-5,1.5687024947130163E-2,null,4.8286929276313527E-3,7.2578435906723478E-3,1.4565771903010281E-4,2.6249242293069604E-3,5.0041486778613048E-5,2.2918123827070095E-5,1.4930078077246446E-2]
[2004,4,18,5,4.9681793561103492E-3,7.3931539530133032E-3,6.0581524873636898E-5,2.751414983716856E-3,4.5833333333333443E-7,7.1206767757382176E-6,1.5180908827823218E-2,null,4.6378303716218382E-3,7.2046070647241254E-3,3.8842058408027409E-5,2.5681298192896189E-3,5.0041486778613048E-5,6.1114996872186904E-6,1.4505562300509442E-2]
[2004,4,18,8,5.911111475743999E-3,8.1049165025997745E-3,0,2.7774565600194308E-3,4.5833333333333443E-7,0,1.6793942871696541E-2,null,5.5180641372237511E-3,7.8982176030339205E-3,0,2.592436639249436E-3,5.0041486778613048E-5,0,1.6058759866285723E-2]
[2004,4,18,11,6.8635427532423889E-3,9.5488494275550537E-3,0,3.4282392459596576E-3,4.5833333333333443E-7,0,1.9841089760090438E-2,null,6.4071654335028198E-3,9.3053260466340344E-3,0,3.1998675180995449E-3,5.0041486778613048E-5,0,1.8962400485015015E-2]
[2004,4,18,15,5.9765046370755517E-3,7.743759281464405E-3,0,2.4475273365466678E-3,4.5833333333333443E-7,0,1.6168249588419958E-2,null,5.5791091132564368E-3,7.5462709394848006E-3,0,2.2844856096628841E-3,5.0041486778613048E-5,0,1.5459907149182734E-2]
[2004,4,18,18,6.3420896761049268E-3,6.9945897816236675E-3,3.7863453046023062E-6,2.2266320123772092E-3,4.5833333333333443E-7,4.450422984836386E-7,1.5568001191042225E-2,null,5.9203853184593902E-3,6.8162074367454162E-3,2.4276286505017131E-6,2.0783051998379399E-3,5.0041486778613048E-5,3.8196873045116815E-7,1.4867749039202313E-2]
[2004,4,18,22,5.9391592291456619E-3,7.3165791172072371E-3,2.2718071827613841E-4,2.4685318792342795E-3,4.5833333333333443E-7,2.6702537909018322E-5,1.5978611815105671E-2,null,5.54424691229245E-3,7.129985109529534E-3,1.4565771903010281E-4,2.3040909373709304E-3,5.0041486778613048E-5,2.2918123827070095E-5,1.5196940288828701E-2]
[2004,4,18,23,5.0109220668316488E-3,7.3430964879285443E-3,2.2718071827613841E-4,2.3202435859866464E-3,4.5833333333333443E-7,2.6702537909018322E-5,1.4928603730265329E-2,null,4.677730992702453E-3,7.1558262103169415E-3,1.4565771903010281E-4,2.1656808501995797E-3,5.0041486778613048E-5,2.2918123827070095E-5,1.4217855382854762E-2]
[2004,4,19,2,3.9047003518208876E-3,7.4468380312826248E-3,2.2718071827613841E-4,2.3152874822138839E-3,4.5833333333333443E-7,2.6702537909018322E-5,1.3921167454835886E-2,null,3.6450652413513958E-3,7.2569220431515282E-3,1.4565771903010281E-4,2.1610548966587107E-3,5.0041486778613048E-5,2.2918123827070095E-5,1.3281659510797421E-2]
[2004,4,19,6,4.1949301979894611E-3,7.920401225184219E-3,0,2.0482510122295993E-3,4.5833333333333443E-7,0,1.4164040768736614E-2,null,3.9159968440231584E-3,7.7184080008443406E-3,0,1.9118070276665678E-3,5.0041486778613048E-5,0,1.3596253359312681E-2]
[2004,4,19,9,5.0181794195693448E-3,1.1370794094264591E-2,0,2.4962939633203004E-3,4.5833333333333443E-7,0,1.8885725810487572E-2,null,4.6845057825262264E-3,1.1080805835197332E-2,0,2.3300036537037541E-3,5.0041486778613048E-5,0,1.8145356758205927E-2]
[2004,4,19,13,4.6382258516275343E-3,1.1796643534649917E-2,0,2.4783598708278728E-3,4.5833333333333443E-7,0,1.8913687590438662E-2,null,4.3298164545253499E-3,1.1495794878602609E-2,0,2.3132642385358237E-3,5.0041486778613048E-5,0,1.8188917058442399E-2]
[2004,4,19,16,5.0010637696069156E-3,1.1049357490621478E-2,0,2.4815789431590408E-3,4.5833333333333443E-7,0,1.853245853672077E-2,null,4.6685282029068085E-3,1.0767566798084598E-2,0,2.3162688727669549E-3,5.0041486778613048E-5,0,1.7802405360536976E-2]
[2004,4,19,19,6.1963362596251237E-3,9.9553027179129592E-3,2.2339437297153608E-4,2.4262318885700921E-3,4.5833333333333443E-7,2.6257495610534677E-5,1.882798106802358E-2,null,5.7843234790480791E-3,9.701413598145036E-3,1.4323009037960107E-4,2.2646087552852523E-3,5.0041486778613048E-5,2.253615509661892E-5,1.7966153564733203E-2]
[2004,4,19,21,5.7528260761319106E-3,9.1989843035897838E-3,2.2718071827613841E-4,2.183537378666642E-3,4.5833333333333443E-7,2.6702537909018322E-5,1.7389689347906828E-2,null,5.3703036034172622E-3,8.9643834989959724E-3,1.4565771903010281E-4,2.0380813097528594E-3,5.0041486778613048E-5,2.2918123827070095E-5,1.659138574180188E-2]
[2004,4,19,24,4.2403049561030295E-3,8.7169168646891986E-3,2.2718071827613841E-4,2.3693049409972645E-3,4.5833333333333443E-7,2.6702537909018322E-5,1.558086835130798E-2,null,3.958354499856433E-3,8.4946101792396506E-3,1.4565771903010281E-4,2.2114739891928538E-3,5.0041486778613048E-5,2.2918123827070095E-5,1.4883055997924723E-2]
[2004,4,20,3,3.5990624354574931E-3,6.7367284531888501E-3,2.2718071827613841E-4,1.5429176879033335E-3,4.5833333333333443E-7,2.6702537909018322E-5,1.2133050166068166E-2,null,3.3597500967831964E-3,6.5649223207627531E-3,1.4565771903010281E-4,1.4401364194292366E-3,5.0041486778613048E-5,2.2918123827070095E-5,1.1583426166610972E-2]
[2004,4,20,7,5.1132203677997671E-3,9.2992322434669594E-3,0,1.5820746115620438E-3,4.5833333333333443E-7,0,1.5994985556162106E-2,null,4.773227176150769E-3,9.0620748253843215E-3,0,1.4766849095242261E-3,5.0041486778613048E-5,0,1.5362028397837929E-2]
[2004,4,20,10,4.9295468395773355E-3,1.1815465505061823E-2,0,2.1086713658681738E-3,4.5833333333333443E-7,0,1.8854142043840665E-2,null,4.6017666457242156E-3,1.151413683412842E-2,0,1.9682024870173172E-3,5.0041486778613048E-5,0,1.813414745364857E-2]
[2004,4,20,12,4.5104856864132715E-3,1.1657360871624924E-2,0,1.9187775807293671E-3,4.5833333333333443E-7,0,1.8087082472100897E-2,null,4.2105701118630096E-3,1.1360064327825365E-2,0,1.7909584525845489E-3,5.0041486778613048E-5,0,1.7411634379051539E-2]
[2004,4,20,18,5.4116359568757884E-3,9.8118819075372048E-3,0,1.672071944625577E-3,4.5833333333333443E-7,0,1.6896048142371906E-2,null,5.0518002273994148E-3,9.5616504347876084E-3,0,1.5606870815211146E-3,5.0041486778613048E-5,0,1.6224179230486753E-2]
[2004,4,20,21,6.116426755545165E-3,8.7376028388164075E-3,2.2718071827613841E-4,1.6435638668919007E-3,4.5833333333333443E-7,2.6702537909018322E-5,1.6751935050771966E-2,null,5.7097273949619715E-3,8.514768600974781E-3,1.4565771903010281E-4,1.5340780658140115E-3,5.0041486778613048E-5,2.2918123827070095E-5,1.5977191391386553E-2]
[2004,4,20,22,5.1615668196533203E-3,8.2089634329401175E-3,2.2718071827613841E-4,1.6339658465714909E-3,4.5833333333333443E-7,2.6702537909018322E-5,1.5258837688683418E-2,null,4.8183589289911314E-3,7.9996110346000748E-3,1.4565771903010281E-4,1.5251194164147507E-3,5.0041486778613048E-5,2.2918123827070095E-5,1.4561706709641742E-2]
[2004,4,21,1,3.5844534954993946E-3,7.5098804330242762E-3,2.2718071827613841E-4,1.8576521389094159E-3,4.5833333333333443E-7,2.6702537909018322E-5,1.3206327656951577E-2,null,3.3461125485832631E-3,7.3183566806352988E-3,1.4565771903010281E-4,1.7339048744132875E-3,5.0041486778613048E-5,2.2918123827070095E-5,1.2616991433267636E-2]
[2004,4,21,4,3.6170133609079152E-3,7.1962771210476676E-3,2.2718071827613841E-4,1.7849151506018324E-3,4.5833333333333443E-7,2.6702537909018322E-5,1.2852547222075905E-2,null,3.3765074119453983E-3,7.0127511635113549E-3,1.4565771903010281E-4,1.6660132514689063E-3,5.0041486778613048E-5,2.2918123827070095E-5,1.2273889156561446E-2]
[2004,4,21,9,4.4890690422947311E-3,1.1291910528776761E-2,0,2.0227645962731535E-3,4.5833333333333443E-7,0,1.780420250067798E-2,null,4.1905775239486822E-3,1.1003934029630154E-2,0,1.888018386115976E-3,5.0041486778613048E-5,0,1.7132571426473429E-2]
[2004,4,21,12,4.6150670811404811E-3,1.194377699837983E-2,0,2.2720775816571252E-3,4.5833333333333443E-7,0,1.8831379994510771E-2,null,4.3081975793931191E-3,1.1639176011875751E-2,0,2.1207234182139562E-3,5.0041486778613048E-5,0,1.8118138496261444E-2]
[2004,4,21,16,4.6643314968864329E-3,1.1641491137291331E-2,0,2.26688595892275E-3,4.5833333333333443E-7,0,1.8573166926433848E-2,null,4.3541862579833503E-3,1.1344599317787465E-2,0,2.115877634777595E-3,5.0041486778613048E-5,0,1.7864704697327025E-2]
[2004,4,21,19,5.3144489411224918E-3,9.6710130492114275E-3,2.1203533705772918E-4,1.7540390138919403E-3,4.5833333333333443E-7,2.4922368715083764E-5,1.6976917043332006E-2,null,4.9610754646483343E-3,9.4243741412945083E-3,1.3594720442809596E-4,1.6371939247376041E-3,5.0041486778613048E-5,2.1390248905265417E-5,1.6230022470792423E-2]
[2004,4,21,22,4.8371459294869797E-3,8.3895260654226773E-3,2.2718071827613841E-4,1.7673144823005466E-3,4.5833333333333443E-7,2.6702537909018322E-5,1.5248328066728694E-2,null,4.5155097462716036E-3,8.1755687957770651E-3,1.4565771903010281E-4,1.6495850494813978E-3,5.0041486778613048E-5,2.2918123827070095E-5,1.4559280921165853E-2]
[2004,4,21,23,4.3609301885050439E-3,8.0801386996929171E-3,2.2718071827613841E-4,1.8257145823453455E-3,4.5833333333333443E-7,2.6702537909018322E-5,1.4521125060061795E-2,null,4.0709590026970872E-3,7.8740717060316913E-3,1.4565771903010281E-4,1.7040948341784123E-3,5.0041486778613048E-5,2.2918123827070095E-5,1.3867742872542978E-2]
[2004,4,22,2,3.4598036125716605E-3,7.2027277814826181E-3,2.2718071827613841E-4,1.8175898103417092E-3,4.5833333333333443E-7,2.6702537909018322E-5,{"$f":"SUM(E2692:J2692)","v":1.2734462793914478E-2},null,{"$f":"E2692*V$5","v":3.2297510061702777E-3},{"$f":"F2692*W$5","v":7.0190373133788061E-3},{"$f":"G2692*X$5","v":1.4565771903010281E-4},{"$f":"H2692*AB$5","v":1.6965112928438802E-3},{"$f":"I2692*Z$5","v":5.0041486778613048E-5},{"$f":"J2692*AA$5","v":2.2918123827070095E-5},{"$f":"SUM(M2692:R2692)","v":1.216391694202875E-2}]
[2004,4,22,6,4.5003054634642839E-3,7.8631200322546047E-3,0,1.6948643031791596E-3,4.5833333333333443E-7,0,1.4058748132231381E-2,null,4.2010668021395733E-3,7.6625876446229845E-3,0,1.5819611299652079E-3,5.0041486778613048E-5,0,1.349565706350638E-2]
[2004,4,22,10,4.7170122943059143E-3,1.1849874844075025E-2,0,2.2889383537028326E-3,4.5833333333333443E-7,0,1.8856283825417108E-2,null,4.4033641528942562E-3,1.1547668635105724E-2,0,2.1364610120422531E-3,5.0041486778613048E-5,0,1.8137535286820848E-2]
[2004,4,22,13,4.1780173900001875E-3,1.1848219998956211E-2,0,2.0765309315533432E-3,4.5833333333333443E-7,0,1.8103226653843077E-2,null,3.9002086188123296E-3,1.1546055993341492E-2,0,1.938203083707631E-3,5.0041486778613048E-5,0,1.7434509182640067E-2]
[2004,4,22,17,4.8838021493689621E-3,1.0626689402403418E-2,0,1.9558172871407225E-3,4.5833333333333443E-7,0,1.7466767172246437E-2,null,4.5590636556785968E-3,1.0355677973130785E-2,0,1.8255307635938588E-3,5.0041486778613048E-5,0,1.6790313879181857E-2]
[2004,4,22,20,5.6684177584736062E-3,9.5640367804497028E-3,2.2718071827613841E-4,1.8468861506132556E-3,4.5833333333333443E-7,2.6702537909018322E-5,1.7333682279055056E-2,null,5.2915078452142657E-3,9.320126077940652E-3,1.4565771903010281E-4,1.7238560610786512E-3,5.0041486778613048E-5,2.2918123827070095E-5,1.6554107313869356E-2]
[2004,4,22,23,4.4892409025859836E-3,8.4589021444908073E-3,2.2718071827613841E-4,1.9366719999211377E-3,4.5833333333333443E-7,2.6702537909018322E-5,1.5139156636516419E-2,null,4.190737956739311E-3,8.2431755834286857E-3,1.4565771903010281E-4,1.8076608372837751E-3,5.0041486778613048E-5,2.2918123827070095E-5,1.4460191707087558E-2]
[2004,4,23,3,3.6042604740940658E-3,7.2439499728485911E-3,2.2718071827613841E-4,1.7875994091514891E-3,4.5833333333333443E-7,2.6702537909018322E-5,1.2890151445612636E-2,null,3.3646025024097991E-3,7.059208219196025E-3,1.4565771903010281E-4,1.6685186984715769E-3,5.0041486778613048E-5,2.2918123827070095E-5,1.2310946749713187E-2]
[2004,4,23,4,3.3597874230826409E-3,6.7137694010814906E-3,2.2718071827613841E-4,1.4693181550515491E-3,4.5833333333333443E-7,2.6702537909018322E-5,1.179721656873417E-2,null,3.1363851898384737E-3,6.5425487911347606E-3,1.4565771903010281E-4,1.371439710237402E-3,5.0041486778613048E-5,2.2918123827070095E-5,1.1268991020846423E-2]
[2004,4,23,8,5.1780407629903975E-3,1.0318918058476475E-2,0,1.8302733104447789E-3,4.5833333333333443E-7,0,1.7327690465244985E-2,null,4.8337374709624681E-3,1.005575569194091E-2,0,1.7083498831766456E-3,5.0041486778613048E-5,0,1.6647884532858637E-2]
[2004,4,23,11,5.1547105460750782E-3,1.1450359369134942E-2,0,2.0279647670271529E-3,4.5833333333333443E-7,0,1.8633493015570508E-2,null,4.8119585493836175E-3,1.1158341964578759E-2,0,1.8928721481467051E-3,5.0041486778613048E-5,0,1.7913214148887694E-2]
[2004,4,23,14,4.6192995659046594E-3,1.1185039683336687E-2,0,2.0884532255066343E-3,4.5833333333333443E-7,0,1.7893250808081317E-2,null,4.3121486336888124E-3,1.08997887009972E-2,0,1.9493311755429171E-3,5.0041486778613048E-5,0,1.7211309997007544E-2]
[2004,4,23,18,5.5803367015181821E-3,9.3689275561580909E-3,0,1.9015096906926827E-3,4.5833333333333443E-7,0,1.6851232281702291E-2,null,5.209283559045934E-3,9.1299927052748142E-3,0,1.7748408608792379E-3,5.0041486778613048E-5,0,1.6164158611978601E-2]
[2004,4,23,20,6.7517415531712331E-3,8.7176571159211409E-3,2.2718071827613841E-4,1.8312972282001592E-3,4.5833333333333443E-7,2.6702537909018322E-5,1.7555037486811025E-2,null,6.3027982269050833E-3,8.4953315519162142E-3,1.4565771903010281E-4,1.7093055927790335E-3,5.0041486778613048E-5,2.2918123827070095E-5,1.6726052701236119E-2]
[2004,4,24,1,4.1904094058098059E-3,6.3905219431289609E-3,2.2718071827613841E-4,1.9614783179645484E-3,4.5833333333333443E-7,2.6702537909018322E-5,1.2796751256421804E-2,null,3.9117766527273657E-3,6.2275450817544488E-3,1.4565771903010281E-4,1.8308146855586019E-3,5.0041486778613048E-5,2.2918123827070095E-5,1.2188753749676203E-2]
[2004,4,24,2,3.936152597778385E-3,6.2884822292477499E-3,2.2718071827613841E-4,1.8877559920084397E-3,4.5833333333333443E-7,2.6702537909018322E-5,1.2366732408553065E-2,null,3.6744261341657815E-3,6.1281076768007255E-3,1.4565771903010281E-4,1.7620033631097032E-3,5.0041486778613048E-5,2.2918123827070095E-5,1.1783154503711998E-2]
[2004,4,24,5,4.0769813381825318E-3,5.9585853770972906E-3,2.6504417132216147E-5,1.7294835698248767E-3,4.5833333333333443E-7,3.1152960893854705E-6,1.1795128331659634E-2,null,3.8058907538237466E-3,5.8066241520778675E-3,1.6993400553511995E-5,1.6142742385006209E-3,5.0041486778613048E-5,2.6737811131581772E-6,1.1296497812847518E-2]
[2004,4,24,9,6.4505964933424418E-3,8.6653310378527037E-3,0,2.3403668793573157E-3,4.5833333333333443E-7,0,1.7456752743885796E-2,null,6.0216771955115423E-3,8.4443399407422692E-3,0,2.1844636329035236E-3,5.0041486778613048E-5,0,1.6700522255935948E-2]
[2004,4,24,12,6.898210747391869E-3,9.3054219874274032E-3,0,2.698417703367421E-3,4.5833333333333443E-7,0,1.8902508771520027E-2,null,6.4395282498717413E-3,9.068106712904811E-3,0,2.5186629461308582E-3,5.0041486778613048E-5,0,1.8076339395686026E-2]
[2004,4,24,17,6.8647533241323055E-3,8.6894815538709671E-3,0,2.742588580233918E-3,4.5833333333333443E-7,0,1.8297281791570526E-2,null,6.4082955099428645E-3,8.4678745484925919E-3,0,2.5598913855688745E-3,5.0041486778613048E-5,0,1.7486102930782944E-2]
[2004,4,24,20,7.2806087119501742E-3,7.8284314516395472E-3,2.2718071827613841E-4,2.7096374755477301E-3,4.5833333333333443E-7,2.6702537909018322E-5,1.8073019228655944E-2,null,6.7964994393062894E-3,7.6287837235153181E-3,1.4565771903010281E-4,2.5291353145930535E-3,5.0041486778613048E-5,2.2918123827070095E-5,1.717303580705045E-2]
[2004,4,24,23,5.5638578368213806E-3,6.8661270008188325E-3,2.2718071827613841E-4,2.3483417032504018E-3,4.5833333333333443E-7,2.6702537909018322E-5,1.5032668130409103E-2,null,5.1939004229506801E-3,6.6910208297813623E-3,1.4565771903010281E-4,2.1919072149021038E-3,5.0041486778613048E-5,2.2918123827070095E-5,1.4295445797269933E-2]
[2004,4,24,24,5.2541844272151438E-3,6.6696012895981786E-3,2.2718071827613841E-4,2.4245980572383113E-3,4.5833333333333443E-7,2.6702537909018322E-5,1.4602725363570124E-2,null,4.9048181170574558E-3,6.499507094715265E-3,1.4565771903010281E-4,2.2630837614229424E-3,5.0041486778613048E-5,2.2918123827070095E-5,1.388602630283145E-2]
[2004,4,25,3,5.2335204216875722E-3,7.1165118636840859E-3,2.2718071827613841E-4,2.6304701907899778E-3,4.5833333333333443E-7,2.6702537909018322E-5,1.5234844065680125E-2,null,4.8855281225613301E-3,6.9350201517708286E-3,1.4565771903010281E-4,2.4552417485909071E-3,5.0041486778613048E-5,2.2918123827070095E-5,1.4494407352558851E-2]
[2004,4,25,6,5.7486370273128699E-3,7.2513360646334572E-3,0,2.5538826999346115E-3,4.5833333333333443E-7,0,1.5554314125214271E-2,null,5.3663930968818529E-3,7.0664059441983918E-3,0,2.3837561238435503E-3,5.0041486778613048E-5,0,1.4866596651702408E-2]
[2004,4,25,10,7.6484266027090648E-3,8.7412641235540753E-3,0,2.8647068832913301E-3,4.5833333333333443E-7,0,1.9254855942887804E-2,null,7.1398600273030605E-3,8.5183365123228504E-3,0,2.6738747931677989E-3,5.0041486778613048E-5,0,1.8382112819572326E-2]
[2004,4,25,14,7.1153182007326881E-3,8.3815693428565055E-3,0,2.5849410787214893E-3,4.5833333333333443E-7,0,1.8082286955644018E-2,null,6.6421995845471152E-3,8.1678149927348689E-3,0,2.4127455526187125E-3,5.0041486778613048E-5,0,1.7272801616679313E-2]
[2004,4,25,17,7.7964469274725582E-3,8.0170976225452974E-3,0,2.5079758517124371E-3,4.5833333333333443E-7,0,1.8321978735063627E-2,null,7.2780380415410411E-3,7.8126383593609579E-3,0,2.3409073545642227E-3,5.0041486778613048E-5,0,1.7481625242244836E-2]
[2004,4,25,21,7.4370518531529876E-3,7.1912961626505179E-3,2.2718071827613841E-4,2.2663045629784436E-3,4.5833333333333443E-7,2.6702537909018322E-5,1.7148994168300444E-2,null,6.9425402119305656E-3,7.0078972340131638E-3,1.4565771903010281E-4,2.1153349684512783E-3,5.0041486778613048E-5,2.2918123827070095E-5,1.6284389744030795E-2]
[2004,4,25,24,4.2137018315408694E-3,6.4762014084029564E-3,2.2718071827613841E-4,1.7942423215173752E-3,4.5833333333333443E-7,2.6702537909018322E-5,1.273848715097969E-2,null,3.9335202959699172E-3,6.3110394719345991E-3,1.4565771903010281E-4,1.6747190940624716E-3,5.0041486778613048E-5,2.2918123827070095E-5,1.2137896191602774E-2]
[2004,4,26,1,4.0778744666553207E-3,6.9477727032048464E-3,2.2718071827613841E-4,2.1479171298046584E-3,4.5833333333333443E-7,2.6702537909018322E-5,1.3427905889183314E-2,null,3.8067244955347348E-3,6.7705843297372762E-3,1.4565771903010281E-4,2.0048338993061076E-3,5.0041486778613048E-5,2.2918123827070095E-5,1.2800760054213906E-2]
[2004,4,26,4,3.954878930932406E-3,6.8017794873479562E-3,2.2718071827613841E-4,1.8821698492706234E-3,4.5833333333333443E-7,2.6702537909018322E-5,1.2893169857069476E-2,null,3.691907297872968E-3,6.6283143647062302E-3,1.4565771903010281E-4,1.7567893405705027E-3,5.0041486778613048E-5,2.2918123827070095E-5,1.2295628332785486E-2]
[2004,4,26,7,5.169771064048403E-3,8.9619780308119699E-3,0,1.8838925797932424E-3,4.5833333333333443E-7,0,1.601610000798695E-2,null,4.8260176488368481E-3,8.7334215742083769E-3,0,1.7583973116151908E-3,5.0041486778613048E-5,0,1.5367878021439027E-2]
[2004,4,26,12,5.0615082014047923E-3,1.1753645641311618E-2,0,2.4941299170089842E-3,4.5833333333333443E-7,0,1.9309742093058729E-2,null,4.7249535051139121E-3,1.145389355636826E-2,0,2.3279837650663424E-3,5.0041486778613048E-5,0,1.855687231332713E-2]
[2004,4,26,15,4.8674530341297657E-3,1.1226674122196714E-2,0,2.2918088579125116E-3,4.5833333333333443E-7,0,1.8386394347572325E-2,null,4.5438016416145853E-3,1.0940361340800611E-2,0,2.1391402979736378E-3,5.0041486778613048E-5,0,1.7673344767167448E-2]
[2004,4,26,19,6.4925996787310305E-3,9.8220864919562768E-3,1.8553091992551301E-4,2.1803773664294986E-3,4.5833333333333443E-7,2.1807072625698292E-5,1.8702859863001353E-2,null,6.0608874644927672E-3,9.571594772679862E-3,1.1895380387458395E-4,2.0351318013349887E-3,5.0041486778613048E-5,1.8716467792107241E-5,1.7855325796952922E-2]
[2004,4,26,22,5.8977763855085057E-3,9.2555203683836133E-3,2.2718071827613841E-4,2.2670923321518339E-3,4.5833333333333443E-7,2.6702537909018322E-5,1.7674730675562446E-2,null,5.5056157366992365E-3,9.0194777300121286E-3,1.4565771903010281E-4,2.1160702604798793E-3,5.0041486778613048E-5,2.2918123827070095E-5,1.6859781056827033E-2]
[2004,4,27,1,3.5284773287956204E-3,7.3903739457086472E-3,2.2718071827613841E-4,1.6735348888635099E-3,4.5833333333333443E-7,2.6702537909018322E-5,1.2846727752886266E-2,null,3.2938584032681508E-3,7.2018979556761602E-3,1.4565771903010281E-4,1.5620525719119236E-3,5.0041486778613048E-5,2.2918123827070095E-5,1.227642626049202E-2]
[2004,4,27,4,3.6762145330836633E-3,7.0344497496088593E-3,2.2718071827613841E-4,1.6141780844541019E-3,4.5833333333333443E-7,2.6702537909018322E-5,1.2579183956665114E-2,null,3.4317721225510275E-3,6.8550508598326284E-3,1.4565771903010281E-4,1.5066498135916872E-3,5.0041486778613048E-5,2.2918123827070095E-5,1.201209012561113E-2]
[2004,4,27,6,4.7469925583930785E-3,7.6887535581589648E-3,0,1.4564694171838835E-3,4.5833333333333443E-7,0,1.389267386706926E-2,null,4.4313509402797973E-3,7.4926680218064647E-3,0,1.3594468894330275E-3,5.0041486778613048E-5,0,1.3333507338297903E-2]
[2004,4,27,9,4.7173082113425181E-3,1.1417777253785883E-2,0,1.956212993316362E-3,4.5833333333333443E-7,0,1.8091756791778098E-2,null,4.4036403935291991E-3,1.1126590787757695E-2,0,1.8259001098521845E-3,5.0041486778613048E-5,0,1.7406172777917693E-2]
[2004,4,27,13,4.3071966503397752E-3,1.1827541349444526E-2,0,1.979495052666775E-3,4.5833333333333443E-7,0,1.811469138578441E-2,null,4.0207983668957472E-3,1.1525904709422925E-2,0,1.8476312377358796E-3,5.0041486778613048E-5,0,1.7444375800833165E-2]
[2004,4,27,16,4.6694398842647014E-3,1.1266552146546555E-2,0,2.1132592970392662E-3,4.5833333333333443E-7,0,1.8049709661183858E-2,null,4.3589549735297819E-3,1.0979222359762756E-2,0,1.9724847937282498E-3,5.0041486778613048E-5,0,1.7360703613799402E-2]
[2004,4,27,20,5.7929145219117965E-3,9.0117098365806413E-3,2.2718071827613841E-4,1.5858822769826721E-3,4.5833333333333443E-7,2.6702537909018322E-5,1.6644848224993604E-2,null,5.4077264495068266E-3,8.7818850745574294E-3,1.4565771903010281E-4,1.4802389277899055E-3,5.0041486778613048E-5,2.2918123827070095E-5,1.5888467781489949E-2]
[2004,4,27,23,4.4496041060181589E-3,8.0103411325171958E-3,2.2718071827613841E-4,1.6917332676867657E-3,4.5833333333333443E-7,2.6702537909018322E-5,1.440602009574061E-2,null,4.1537367283657894E-3,7.8060541794428119E-3,1.4565771903010281E-4,1.5790386680098656E-3,5.0041486778613048E-5,2.2918123827070095E-5,1.3757446905454253E-2]
[2004,4,28,1,3.9381189447028012E-3,7.6985617405053268E-3,2.2718071827613841E-4,1.8448865932255314E-3,4.5833333333333443E-7,2.6702537909018322E-5,1.3735908867952149E-2,null,3.6762617328496309E-3,7.5022260670296274E-3,1.4565771903010281E-4,1.7219897039557942E-3,5.0041486778613048E-5,2.2918123827070095E-5,1.3119094833470839E-2]
[2004,4,28,4,4.0273123339338128E-3,7.0519031917151082E-3,2.2718071827613841E-4,1.684640611112296E-3,4.5833333333333443E-7,2.6702537909018322E-5,1.3018197726279705E-2,null,3.7595243890205898E-3,6.8720591884974449E-3,1.4565771903010281E-4,1.5724184878644955E-3,5.0041486778613048E-5,2.2918123827070095E-5,1.2422619395018318E-2]
[2004,4,28,7,5.413994905621237E-3,9.4237301387487052E-3,0,1.6977918687494241E-3,4.5833333333333443E-7,0,1.65359752464527E-2,null,5.0540023226444842E-3,9.1833976629162734E-3,0,1.5846936761217912E-3,5.0041486778613048E-5,0,1.5872135148461163E-2]
[2004,4,28,10,5.1963369737280342E-3,1.2011850841388005E-2,0,2.2329116005504824E-3,4.5833333333333443E-7,0,1.9441557748999857E-2,null,4.8508171123687795E-3,1.1705513774267366E-2,0,2.0841664740317936E-3,5.0041486778613048E-5,0,1.8690538847446557E-2]
[2004,4,28,14,4.6848400533344818E-3,1.2381503176612716E-2,0,2.3616264763141673E-3,4.5833333333333443E-7,0,1.94284280395947E-2,null,4.3733311396704213E-3,1.2065738901835047E-2,0,2.2043070244726188E-3,5.0041486778613048E-5,0,1.8693418552756701E-2]
[2004,4,28,17,5.7689238720797491E-3,1.1092728867689821E-2,0,2.0987947933267374E-3,4.5833333333333443E-7,0,1.8960905866429643E-2,null,5.385331009155188E-3,1.0809832079129642E-2,0,1.9589838411183348E-3,5.0041486778613048E-5,0,1.820418841618178E-2]
[2004,4,28,22,5.5252905976322323E-3,8.6937841032996392E-3,2.2718071827613841E-4,1.8163681439371875E-3,4.5833333333333443E-7,2.6702537909018322E-5,1.6289784434387552E-2,null,5.1578976339126704E-3,8.4720673704204372E-3,1.4565771903010281E-4,1.6953710075938383E-3,5.0041486778613048E-5,2.2918123827070095E-5,1.5543953341562732E-2]
[2004,4,29,1,3.2337456272486659E-3,7.6538143558362789E-3,2.2718071827613841E-4,1.8080579824908327E-3,4.5833333333333443E-7,2.6702537909018322E-5,1.2949959555094266E-2,null,3.0187242869377726E-3,7.4586198705722745E-3,1.4565771903010281E-4,1.6876144265110876E-3,5.0041486778613048E-5,2.2918123827070095E-5,1.238357591365692E-2]
[2004,4,29,4,3.3065408579984737E-3,7.3344589197331476E-3,2.2718071827613841E-4,1.8613027301519359E-3,4.5833333333333443E-7,2.6702537909018322E-5,1.2756644097402046E-2,null,3.0866791468333698E-3,7.1474089251855766E-3,1.4565771903010281E-4,1.7373122819775539E-3,5.0041486778613048E-5,2.2918123827070095E-5,1.2190017683632287E-2]
[2004,4,29,5,3.4443184382784808E-3,7.6294373186817574E-3,0,1.8790922931073359E-3,4.5833333333333443E-7,0,1.2953306383400908E-2,null,3.2152954870557277E-3,7.434864518632265E-3,0,1.7539167954254587E-3,5.0041486778613048E-5,0,1.2454118287892064E-2]
[2004,4,29,8,4.4398159665617861E-3,1.1213218732781197E-2,0,2.0612513052737495E-3,4.5833333333333443E-7,0,1.7714744337950068E-2,null,4.1445994313403503E-3,1.092724910287648E-2,0,1.9239413078183331E-3,5.0041486778613048E-5,0,1.7045831328813776E-2]
[2004,4,29,12,4.5418700973216498E-3,1.2612466316836079E-2,0,2.4757428975078931E-3,4.5833333333333443E-7,0,1.9630537644998957E-2,null,4.2398676801819381E-3,1.2290811811491676E-2,0,2.3108215945656851E-3,5.0041486778613048E-5,0,1.8891542573017915E-2]
[2004,4,29,15,4.1561447608692769E-3,1.2229023487521083E-2,0,2.3127943474328646E-3,4.5833333333333443E-7,0,1.8698420929156558E-2,null,3.8797903656818756E-3,1.1917147887467117E-2,0,2.1587278417387746E-3,5.0041486778613048E-5,0,1.8005707581666381E-2]
[2004,4,29,19,4.8653777506513039E-3,1.0104726877471375E-2,1.703855387071038E-4,1.8440933920267017E-3,4.5833333333333443E-7,2.002690343176374E-5,1.7005068795621581E-2,null,4.5418643498913508E-3,9.8470270078531152E-3,1.0924328927257711E-4,1.7212493417554477E-3,5.0041486778613048E-5,1.718859287030257E-5,1.6286614068421409E-2]
[2004,4,29,23,4.1566666764497121E-3,8.5036689413859768E-3,2.2718071827613841E-4,1.9563769221451542E-3,4.5833333333333443E-7,2.6702537909018322E-5,1.4871054129499333E-2,null,3.8802775775469999E-3,8.2868006970440392E-3,1.4565771903010281E-4,1.8260531185825845E-3,5.0041486778613048E-5,2.2918123827070095E-5,1.4211748722809409E-2]
[2004,4,30,2,3.8096042986740155E-3,8.1075927662661272E-3,2.2718071827613841E-4,2.3216248597563403E-3,4.5833333333333443E-7,2.6702537909018322E-5,{"$f":"SUM(E2884:J2884)","v":1.4493163514214973E-2},null,{"$f":"E2884*V$5","v":3.5562924068997782E-3},{"$f":"F2884*W$5","v":7.9008256142075288E-3},{"$f":"G2884*X$5","v":1.4565771903010281E-4},{"$f":"H2884*AB$5","v":2.1669701105901597E-3},{"$f":"I2884*Z$5","v":5.0041486778613048E-5},{"$f":"J2884*AA$5","v":2.2918123827070095E-5},{"$f":"SUM(M2884:R2884)","v":1.3842705461333253E-2}]
[2004,4,30,5,3.9344802824685856E-3,8.5209019118562615E-3,0,2.3907833025075564E-3,4.5833333333333443E-7,0,1.4846623830165736E-2,null,3.6728650160621898E-3,8.3035941767396412E-3,0,2.2315215723420702E-3,5.0041486778613048E-5,0,1.4258022251922515E-2]
[2004,4,30,6,4.0887695859018729E-3,8.87395750857084E-3,0,2.3216794293374103E-3,4.5833333333333443E-7,0,1.5284864857143457E-2,null,3.8168951659800269E-3,8.6476458308098938E-3,0,2.1670210450254234E-3,5.0041486778613048E-5,0,1.4681603528593956E-2]
[2004,4,30,9,4.6488264294804226E-3,1.1894414690704701E-2,0,2.6054329324062433E-3,4.5833333333333443E-7,0,1.9149132385924701E-2,null,4.3397121685080581E-3,1.1591072586346196E-2,0,2.4318723440375934E-3,5.0041486778613048E-5,0,1.8412698585670465E-2]
[2004,4,30,12,4.7410092793270572E-3,1.1745662100505393E-2,0,2.4490767877518821E-3,4.5833333333333443E-7,0,1.8936206500917669E-2,null,4.4257655071894735E-3,1.1446113619028987E-2,0,2.2859318443701872E-3,5.0041486778613048E-5,0,1.8207852457367262E-2]
[2004,4,30,17,4.6477903521802673E-3,1.0455854481466548E-2,0,2.3791083302559268E-3,4.5833333333333443E-7,0,1.7483211497236077E-2,null,4.3387449830613219E-3,1.018919983861531E-2,0,2.2206243269042754E-3,5.0041486778613048E-5,0,1.6798610635359524E-2]
[2004,4,30,20,5.8270049268186923E-3,9.998467955159223E-3,2.2718071827613841E-4,2.6442822113169032E-3,4.5833333333333443E-7,2.6702537909018322E-5,1.8724096682813308E-2,null,5.4395500822554382E-3,9.7434779965318939E-3,1.4565771903010281E-4,2.4681336831008805E-3,5.0041486778613048E-5,2.2918123827070095E-5,1.7869779091524002E-2]
[2004,4,30,24,3.9442111945318555E-3,7.3820227911333778E-3,2.2718071827613841E-4,2.2349730278221286E-3,4.5833333333333443E-7,2.6702537909018322E-5,1.3815548603005851E-2,null,3.6819488909136701E-3,7.1937597797861437E-3,1.4565771903010281E-4,2.0860905795840063E-3,5.0041486778613048E-5,2.2918123827070095E-5,1.3180416579919606E-2]
[2004,5,1,3,3.9708636724233911E-3,6.5041112290390533E-3,2.1653054000234125E-4,2.0556204474074902E-3,4.4354838709677579E-7,2.7474105767974018E-5,1.2775043543027347E-2,null,3.7068291664802749E-3,6.3382375111216563E-3,1.3882931965538268E-4,1.9186855488433684E-3,4.8427245269625589E-5,2.3580341320882244E-5,1.2174589132691189E-2]
[2004,5,1,4,3.8970674602165317E-3,6.4113890702174048E-3,2.0931285533559656E-4,2.0339756355059243E-3,4.4354838709677579E-7,2.6558302242374885E-5,1.257874687190493E-2,null,3.6379398833543174E-3,6.2478800365244119E-3,1.3420167566686995E-4,1.8984826033748392E-3,4.8427245269625589E-5,2.2794329943519503E-5,1.1989725774133585E-2]
[2004,5,1,9,5.1554785042299475E-3,8.7700248017363383E-3,0,2.3660467720846611E-3,4.4354838709677579E-7,0,1.6291993626438041E-2,null,4.8126754437224674E-3,8.546363709718589E-3,0,2.2084328627941614E-3,4.8427245269625589E-5,0,1.5615899261504843E-2]
[2004,5,1,11,5.5709529266018184E-3,9.2432218299579802E-3,0,2.5566094190120035E-3,4.4354838709677579E-7,0,1.7371227723958896E-2,null,5.2005237391626099E-3,9.0074928400192735E-3,0,2.3863012028712211E-3,4.8427245269625589E-5,0,1.6642745027322728E-2]
[2004,5,1,15,5.0373917577743333E-3,8.4400130374503671E-3,0,2.3429507259497238E-3,4.4354838709677579E-7,0,1.582079906956152E-2,null,4.7024406353667102E-3,8.2247682034532667E-3,0,2.1868753568788975E-3,4.8427245269625589E-5,0,1.5162511440968501E-2]
[2004,5,1,18,5.3396796699756114E-3,7.4028614416044337E-3,0,2.220755849770661E-3,4.4354838709677579E-7,0,1.4963740509737804E-2,null,4.9846285274879913E-3,7.214066984175131E-3,0,2.0728204770672277E-3,4.8427245269625589E-5,0,1.4319943233999976E-2]
[2004,5,1,21,6.7359967191295876E-3,8.7206737408982611E-3,2.1653054000234125E-4,3.1328314853223361E-3,4.4354838709677579E-7,2.7474105767974018E-5,1.8833950139507595E-2,null,6.2881003135890762E-3,8.4982712441990897E-3,1.3882931965538268E-4,2.9241383084266988E-3,4.8427245269625589E-5,2.3580341320882244E-5,1.7921346772460756E-2]
[2004,5,2,1,5.0928581985120814E-3,6.7885140215359534E-3,2.1653054000234125E-4,2.2996605609451682E-3,4.4354838709677579E-7,2.7474105767974018E-5,1.4425480975150616E-2,null,4.7542189479074818E-3,6.6153872067823702E-3,1.3882931965538268E-4,2.1464689607924802E-3,4.8427245269625589E-5,2.3580341320882244E-5,1.3726912021728222E-2]
[2004,5,2,2,4.8902017295317799E-3,6.6236980417896628E-3,2.1653054000234125E-4,2.2492728884229152E-3,4.4354838709677579E-7,2.7474105767974018E-5,1.4007620853901769E-2,null,4.5650377087707505E-3,6.4547745129839972E-3,1.3882931965538268E-4,2.0994378567624401E-3,4.8427245269625589E-5,2.3580341320882244E-5,1.3330086984763076E-2]
[2004,5,2,6,5.0987417907340776E-3,6.7732910194589976E-3,0,2.2055193837993577E-3,4.4354838709677579E-7,0,1.4077995742379531E-2,null,4.7597113226277802E-3,6.600552435451084E-3,0,2.0585989863676911E-3,4.8427245269625589E-5,0,1.3467289989716181E-2]
[2004,5,2,9,6.4509576227416094E-3,7.7638654904502481E-3,0,2.4027060038733913E-3,4.4354838709677579E-7,0,1.6617972665452344E-2,null,6.0220143123455956E-3,7.5658643817727413E-3,0,2.2426500444501641E-3,4.8427245269625589E-5,0,1.5878955983838126E-2]
[2004,5,2,12,6.6695425083603873E-3,8.4565625457141344E-3,0,2.7278151001171157E-3,4.4354838709677579E-7,0,1.7854363702578733E-2,null,6.2260648404436677E-3,8.2408956512127242E-3,0,2.5461020389791465E-3,4.8427245269625589E-5,0,1.7061489775905162E-2]
[2004,5,2,16,6.7066451036719901E-3,7.6265125237997798E-3,0,2.4344139561483244E-3,4.4354838709677579E-7,0,1.6768015132007191E-2,null,6.2607003741207094E-3,7.4320143145105207E-3,0,2.2722457754568571E-3,4.8427245269625589E-5,0,1.6013387709357712E-2]
[2004,5,2,19,6.7285741425787251E-3,5.9847703177215118E-3,1.5157137800163889E-4,1.7593282438458685E-3,4.4354838709677579E-7,1.9231874037581815E-5,1.4643919504572422E-2,null,6.2811712861736424E-3,5.8321413007007168E-3,9.7180523758767884E-5,1.6421308133008163E-3,4.8427245269625589E-5,1.6506238924617572E-5,1.3917557408128186E-2]
[2004,5,2,23,4.5846594740747634E-3,6.3209181216000972E-3,2.1653054000234125E-4,1.6061364767492518E-3,4.4354838709677579E-7,2.7474105767974018E-5,1.2756162266581524E-2,null,4.2798118643314672E-3,6.1597163597359849E-3,1.3882931965538268E-4,1.4991438965765969E-3,4.8427245269625589E-5,2.3580341320882244E-5,1.2149509026889939E-2]
[2004,5,3,3,3.798918901188054E-3,5.8355369926987553E-3,2.1653054000234125E-4,1.3724337095128284E-3,4.4354838709677579E-7,2.7474105767974018E-5,1.1251337797557048E-2,null,3.5463175131930334E-3,5.6867138586936409E-3,1.3882931965538268E-4,1.2810092099000039E-3,4.8427245269625589E-5,2.3580341320882244E-5,1.0724877488032566E-2]
[2004,5,3,6,5.1284046501963512E-3,6.7596223483798422E-3,0,1.4422902140387673E-3,4.4354838709677579E-7,0,1.3330760761002059E-2,null,4.7874018105635843E-3,6.5872323551648976E-3,0,1.3462122321289713E-3,4.8427245269625589E-5,0,1.2769273643127079E-2]
[2004,5,3,7,6.0126649100348201E-3,8.3444602937976023E-3,0,1.5292384608448278E-3,4.4354838709677579E-7,0,1.5886807213064343E-2,null,5.6128649823899398E-3,8.131652332155348E-3,0,1.4273684323674214E-3,4.8427245269625589E-5,0,1.5220312992182334E-2]
[2004,5,3,10,5.5035450706449711E-3,1.0969895479479731E-2,0,2.0030421679018326E-3,4.4354838709677579E-7,0,1.8476926266413628E-2,null,5.137598031527261E-3,1.0690131298906917E-2,0,1.8696097648396718E-3,4.8427245269625589E-5,0,1.7745766340543475E-2]
[2004,5,3,13,5.2569345479633609E-3,1.1349957490751988E-2,0,2.0892881196559357E-3,4.4354838709677579E-7,0,1.869662370675838E-2,null,4.907385374118339E-3,1.1060500625563416E-2,0,1.950110453323063E-3,4.8427245269625589E-5,0,1.7966423698274444E-2]
[2004,5,3,17,6.2875992303418823E-3,9.7297274010782562E-3,0,1.7887737523829134E-3,4.4354838709677579E-7,0,1.7806543932190146E-2,null,5.8695181040919692E-3,9.4815911067396876E-3,0,1.6696148129757683E-3,4.8427245269625589E-5,0,1.706915126907705E-2]
[2004,5,3,20,6.861603187434377E-3,8.7419587503884764E-3,2.1653054000234125E-4,1.6716596229637626E-3,4.4354838709677579E-7,2.7474105767974018E-5,1.7519669754944026E-2,null,6.4053548351794935E-3,8.5190134241564571E-3,1.3882931965538268E-4,1.5603022266151439E-3,4.8427245269625589E-5,2.3580341320882244E-5,1.6695507392196985E-2]
[2004,5,4,1,4.3444268708172406E-3,7.4621668590574321E-3,2.1653054000234125E-4,1.785207680362368E-3,4.4354838709677579E-7,2.7474105767974018E-5,1.3836249604394451E-2,null,4.055553039562748E-3,7.2718599413181557E-3,1.3882931965538268E-4,1.6662862943960936E-3,4.8427245269625589E-5,2.3580341320882244E-5,1.3204536181522886E-2]
[2004,5,4,4,4.502990325673621E-3,6.9565813435129402E-3,1.9487748600210714E-4,1.7032764760006112E-3,4.4354838709677579E-7,2.4726695191176618E-5,1.3382895874767554E-2,null,4.2035731398954298E-3,6.7791683241458381E-3,1.2494638768984441E-4,1.5898129269480837E-3,4.8427245269625589E-5,2.1222307188794019E-5,1.2767150331137617E-2]
[2004,5,4,7,5.9165574025831615E-3,9.4795307489859322E-3,0,1.725565097866606E-3,4.4354838709677579E-7,0,1.7122096797822794E-2,null,5.5231479482309434E-3,9.2377751956020625E-3,0,1.6106167950609217E-3,4.8427245269625589E-5,0,1.6419967184163553E-2]
[2004,5,4,8,6.0948838860281846E-3,1.087519275720372E-2,0,2.0162201470982281E-3,4.4354838709677579E-7,0,1.898674033871723E-2,null,5.689616974750419E-3,1.0597843770973015E-2,0,1.8819098946029121E-3,4.8427245269625589E-5,0,1.8217797885595972E-2]
[2004,5,4,11,5.3599036716382893E-3,1.1929212259368559E-2,0,2.1973439743398263E-3,4.4354838709677579E-7,0,1.9486903453733769E-2,null,5.0035077752815594E-3,1.1624982715991024E-2,0,2.0509681807850439E-3,4.8427245269625589E-5,0,1.8727885917327252E-2]
[2004,5,4,17,6.1839202423049806E-3,1.0438768580428054E-2,0,2.0103302291865433E-3,4.4354838709677579E-7,0,1.8633462600306672E-2,null,5.7727330395541581E-3,1.0172549677654042E-2,0,1.8764123328349914E-3,4.8427245269625589E-5,0,1.7870122295312815E-2]
[2004,5,4,19,6.5649498426695431E-3,9.351440061768735E-3,1.4074485100152179E-4,1.737598796180722E-3,4.4354838709677579E-7,1.7858168749183112E-5,1.7813035268756799E-2,null,6.1284268513897332E-3,9.1129511927589644E-3,9.0239057775998735E-5,1.6218488700694936E-3,4.8427245269625589E-5,1.5327221858573458E-5,1.7017220439122387E-2]
[2004,5,4,22,5.9685631786392402E-3,8.3755047918123993E-3,2.1653054000234125E-4,1.7697826977016676E-3,4.4354838709677579E-7,2.7474105767974018E-5,1.6358298862310716E-2,null,5.5716957059514854E-3,8.1619051053479115E-3,1.3882931965538268E-4,1.6518888450228054E-3,4.8427245269625589E-5,2.3580341320882244E-5,1.5596326562568093E-2]
[2004,5,5,2,4.4464639339670507E-3,7.6047861101474091E-3,2.1653054000234125E-4,1.9516216875152387E-3,4.4354838709677579E-7,2.7474105767974018E-5,1.424731992578711E-2,null,4.1508053556703096E-3,7.4108419874785387E-3,1.3882931965538268E-4,1.8216146533117778E-3,4.8427245269625589E-5,2.3580341320882244E-5,1.3594098902706514E-2]
[2004,5,5,5,4.9170383786346977E-3,7.6827024694959695E-3,0,1.9931135502458345E-3,4.4354838709677579E-7,0,1.45932979467636E-2,null,4.5900899094585123E-3,7.4867712534708187E-3,0,1.8603425408049137E-3,4.8427245269625589E-5,0,1.3985630949003871E-2]
[2004,5,5,8,6.183901485571526E-3,1.0808628263023807E-2,0,2.2118293148122559E-3,4.4354838709677579E-7,0,1.9204802611794681E-2,null,5.7727155300115567E-3,1.053297686463287E-2,0,2.0644885821167092E-3,4.8427245269625589E-5,0,1.8418608222030758E-2]
[2004,5,5,10,5.8593104925162747E-3,1.1931554572700145E-2,0,2.4209300039490906E-3,4.4354838709677579E-7,0,{"$f":"SUM(E3012:J3012)","v":2.0212238617552603E-2},null,{"$f":"E3012*V$5","v":5.469707555048847E-3},{"$f":"F3012*W$5","v":1.1627265293532868E-2},{"$f":"G3012*X$5","v":0},{"$f":"H3012*AB$5","v":2.2596600550440281E-3},{"$f":"I3012*Z$5","v":4.8427245269625589E-5},{"$f":"J3012*AA$5","v":0},{"$f":"SUM(M3012:R3012)","v":1.9405060148895367E-2}]
[2004,5,5,13,5.3925673816883866E-3,1.1808236285863933E-2,0,2.3012495086098118E-3,4.4354838709677579E-7,0,1.9502496724549227E-2,null,5.033999578346977E-3,1.1507091981006658E-2,0,2.1479520609075163E-3,4.8427245269625589E-5,0,1.8737470865530775E-2]
[2004,5,5,16,5.6220953585385761E-3,1.1285831350505097E-2,0,2.3227396670902826E-3,4.4354838709677579E-7,0,1.9231109924521053E-2,null,5.2482655590756081E-3,1.0998009888052405E-2,0,2.168010655173221E-3,4.8427245269625589E-5,0,1.8462713347570856E-2]
[2004,5,5,20,7.028311413797437E-3,9.6729177766545493E-3,2.1653054000234125E-4,1.9927339826951154E-3,4.4354838709677579E-7,2.7474105767974018E-5,1.8938411367304512E-2,null,6.5609781369982767E-3,9.4262302926583653E-3,1.3882931965538268E-4,1.8599882580990312E-3,4.8427245269625589E-5,2.3580341320882244E-5,1.8058033594001564E-2]
[2004,5,5,23,5.615157441182351E-3,8.70025491050915E-3,2.1653054000234125E-4,2.0830583793212637E-3,4.4354838709677579E-7,2.7474105767974018E-5,1.6642918925170176E-2,null,5.2417889644271222E-3,8.4783731532612101E-3,1.3882931965538268E-4,1.9442957063602875E-3,4.8427245269625589E-5,2.3580341320882244E-5,1.587529473029451E-2]
[2004,5,6,3,4.1128477334039541E-3,6.9634332213734038E-3,2.1653054000234125E-4,1.7533353223822574E-3,4.4354838709677579E-7,2.7474105767974018E-5,1.3074064471317029E-2,null,3.8393722860220396E-3,6.7858454592297094E-3,1.3882931965538268E-4,1.6365371095496762E-3,4.8427245269625589E-5,2.3580341320882244E-5,1.2472591761047314E-2]
[2004,5,6,6,5.2930368822341686E-3,7.9688008610739099E-3,0,1.7033944751395076E-3,4.4354838709677579E-7,0,1.4965675766834684E-2,null,4.9410871570786637E-3,7.7655733055136443E-3,0,1.5899230655891262E-3,4.8427245269625589E-5,0,1.434501077345106E-2]
[2004,5,6,7,5.5175439097964463E-3,9.558967672795007E-3,0,1.8119399041068586E-3,4.4354838709677579E-7,0,1.6888895035085408E-2,null,5.1506660463331898E-3,9.3151862472468806E-3,0,1.6912377544050115E-3,4.8427245269625589E-5,0,1.6205517293254708E-2]
[2004,5,6,11,5.1604225069775862E-3,1.1928447665281363E-2,0,2.2535080398612592E-3,4.4354838709677579E-7,0,1.9342821760507303E-2,null,4.81729070506004E-3,1.1624237621272685E-2,0,2.1033908841183229E-3,4.8427245269625589E-5,0,1.8593346455720673E-2]
[2004,5,6,14,4.6330632426773728E-3,1.1509339337199208E-2,0,2.0876309606434216E-3,4.4354838709677579E-7,0,1.8230477088907099E-2,null,4.3249971227601993E-3,1.1215817772237251E-2,0,1.9485636857505492E-3,4.8427245269625589E-5,0,1.7537805826017626E-2]
[2004,5,6,18,6.1972895332047606E-3,1.033053462362947E-2,0,2.0983209752145544E-3,4.4354838709677579E-7,0,1.8626588680435881E-2,null,5.7852133666393283E-3,1.0067076000959362E-2,0,1.9585415863403325E-3,4.8427245269625589E-5,0,1.7859258199208645E-2]
[2004,5,6,21,6.7594990165898332E-3,9.2314438912870483E-3,2.1653054000234125E-4,2.0386235124211314E-3,4.4354838709677579E-7,2.7474105767974018E-5,1.8274014614455426E-2,null,6.3100398735669097E-3,8.9960152729760632E-3,1.3882931965538268E-4,1.9028208625516524E-3,4.8427245269625589E-5,2.3580341320882244E-5,1.7419712915340516E-2]
[2004,5,6,24,4.4886487921407536E-3,8.1446590884996072E-3,2.1653054000234125E-4,1.9569169101951987E-3,4.4354838709677579E-7,2.7474105767974018E-5,1.4834672984992971E-2,null,4.1901852174741983E-3,7.9369466376197125E-3,1.3882931965538268E-4,1.8265571353963282E-3,4.8427245269625589E-5,2.3580341320882244E-5,1.4164525896736131E-2]
[2004,5,7,4,4.5610858336017834E-3,7.6919953222956538E-3,1.8405095900199007E-4,2.1038941387362259E-3,4.4354838709677579E-7,2.3352989902777918E-5,1.4564822791925528E-2,null,4.2578057051494691E-3,7.4958271115467563E-3,1.1800492170707529E-4,1.9637434942722455E-3,4.8427245269625589E-5,2.0043290122749908E-5,1.390385176806792E-2]
[2004,5,7,8,5.9278291309638785E-3,1.0648977784032674E-2,0,2.2009737385487605E-3,4.4354838709677579E-7,0,1.8778224201932411E-2,null,5.5336701859517827E-3,1.0377397936324837E-2,0,2.0543561487059575E-3,4.8427245269625589E-5,0,1.8013851516252202E-2]
[2004,5,7,11,5.8786208582015543E-3,1.1634351664189982E-2,0,2.3253490802772137E-3,4.4354838709677579E-7,0,1.9838765151055843E-2,null,5.4877339172316386E-3,1.1337641921976246E-2,0,2.1704462426276267E-3,4.8427245269625589E-5,0,1.9044249327105134E-2]
[2004,5,7,12,5.6874136639819871E-3,1.1442196128051923E-2,0,2.2200679956946925E-3,4.4354838709677579E-7,0,1.9350121336115699E-2,null,5.3092406566102304E-3,1.1150386909841424E-2,0,2.0721784443043516E-3,4.8427245269625589E-5,0,1.8580233256025629E-2]
[2004,5,7,15,5.5220235561872664E-3,1.0978527446096313E-2,0,2.3141907228081682E-3,4.4354838709677579E-7,0,1.8815185273478842E-2,null,5.1548478277457146E-3,1.069854312531599E-2,0,2.1600311977433987E-3,4.8427245269625589E-5,0,1.8061849396074726E-2]
[2004,5,7,19,6.4776072334667961E-3,9.3991574797847779E-3,1.2991832400140475E-4,2.1358873954594043E-3,4.4354838709677579E-7,1.6484463460784409E-5,1.8159498444560263E-2,null,6.0468919113922485E-3,9.1594516780908932E-3,8.3297591793229613E-5,1.9936055242071081E-3,4.8427245269625589E-5,1.4148204792529344E-5,1.7345822155545632E-2]
[2004,5,7,21,8.4466970016357328E-3,9.8460163503058563E-3,2.1653054000234125E-4,2.8708299235609431E-3,4.4354838709677579E-7,2.7474105767974018E-5,2.1407991469659941E-2,null,7.8850510591758141E-3,9.5949143501726265E-3,1.3882931965538268E-4,2.6795899478769813E-3,4.8427245269625589E-5,2.3580341320882244E-5,2.0370392263471312E-2]
[2004,5,8,2,6.9543435955158996E-3,7.0306290934762719E-3,2.1653054000234125E-4,3.5004528927354474E-3,4.4354838709677579E-7,2.7474105767974018E-5,{"$f":"SUM(E3076:J3076)","v":1.7729873775885027E-2},null,{"$f":"E3076*V$5","v":6.4919286583946505E-3},{"$f":"F3076*W$5","v":6.8513276415228704E-3},{"$f":"G3076*X$5","v":1.3882931965538268E-4},{"$f":"H3076*AB$5","v":3.2672706618427057E-3},{"$f":"I3076*Z$5","v":4.8427245269625589E-5},{"$f":"J3076*AA$5","v":2.3580341320882244E-5},{"$f":"SUM(M3076:R3076)","v":1.6821363868006117E-2}]
[2004,5,8,6,4.5575816085347276E-3,6.3527976767164358E-3,0,1.7520029990324422E-3,4.4354838709677579E-7,0,1.2662825832670704E-2,null,4.2545344864031087E-3,6.1907828936498118E-3,0,1.6352935387528877E-3,4.8427245269625589E-5,0,1.2129038164075434E-2]
[2004,5,8,9,6.36227584552737E-3,7.9121492859283334E-3,0,1.8558326545677171E-3,4.4354838709677579E-7,0,1.6130701334410517E-2,null,5.9392292495906145E-3,7.7103665099950399E-3,0,1.7322065947930555E-3,4.8427245269625589E-5,0,1.5430229599648336E-2]
[2004,5,8,10,6.5628621435034435E-3,7.8233602205378047E-3,0,1.7273477621135417E-3,4.4354838709677579E-7,0,1.6114013674541888E-2,null,6.1264779695347658E-3,7.6238418235285649E-3,0,1.6122807073523902E-3,4.8427245269625589E-5,0,1.5411027745685348E-2]
[2004,5,8,13,5.8580235920482589E-3,7.745651028404299E-3,0,1.7998214137710667E-3,4.4354838709677579E-7,0,1.540393958261072E-2,null,5.4685062244107978E-3,7.548114441385945E-3,0,1.6799265357846642E-3,4.8427245269625589E-5,0,1.4744974446851035E-2]
[2004,5,8,18,6.1358679716287806E-3,6.1099702424006249E-3,0,1.5137210308647784E-3,4.4354838709677579E-7,0,1.3760002793281281E-2,null,5.72787590691192E-3,5.9541482638423978E-3,0,1.4128846940413802E-3,4.8427245269625589E-5,0,1.3143336110065323E-2]
[2004,5,8,21,7.5554448262141688E-3,6.9667143220940629E-3,2.1653054000234125E-4,2.3028241123738487E-3,4.4354838709677579E-7,2.7474105767974018E-5,1.7069431454839492E-2,null,7.0530608849764028E-3,6.7890428823568849E-3,1.3882931965538268E-4,2.1494217726390871E-3,4.8427245269625589E-5,2.3580341320882244E-5,1.6202362446218265E-2]
[2004,5,8,24,5.7068755190361814E-3,6.4476524110306669E-3,2.1653054000234125E-4,2.3058717927932565E-3,4.4354838709677579E-7,2.7474105767974018E-5,1.4704847917017516E-2,null,5.3274084351843743E-3,6.2832185568736654E-3,1.3882931965538268E-4,2.1522664322091867E-3,4.8427245269625589E-5,2.3580341320882244E-5,1.3973730330513115E-2]
[2004,5,9,3,5.1082110711422315E-3,7.2200646680850812E-3,2.1653054000234125E-4,2.6080309778381949E-3,4.4354838709677579E-7,2.7474105767974018E-5,1.5180754911222919E-2,null,4.7685509624890762E-3,7.035932059043546E-3,1.3882931965538268E-4,2.4342973209985938E-3,4.8427245269625589E-5,2.3580341320882244E-5,1.4449617248777106E-2]
[2004,5,9,7,5.7187661156507807E-3,7.7905055146454075E-3,0,2.6159779021501586E-3,4.4354838709677579E-7,0,1.6125693080833441E-2,null,5.3385083907542281E-3,7.5918250080143522E-3,0,2.4417148619431525E-3,4.8427245269625589E-5,0,1.5420475505981359E-2]
[2004,5,9,10,6.9319924968037974E-3,9.2032651009289253E-3,0,2.898665477119926E-3,4.4354838709677579E-7,0,1.9034366623239745E-2,null,6.4710637505449344E-3,8.968555123575717E-3,0,2.7055712395230307E-3,4.8427245269625589E-5,0,1.8193617358913308E-2]
[2004,5,9,11,6.9596888151551052E-3,9.6925144438849073E-3,0,3.1372707006152227E-3,4.4354838709677579E-7,0,1.9789917508042331E-2,null,6.4969184585223789E-3,9.4453271879847978E-3,0,2.9282818059490198E-3,4.8427245269625589E-5,0,1.891895469772582E-2]
[2004,5,9,15,6.4422780480835442E-3,8.6269102745743665E-3,0,2.5092806878340562E-3,4.4354838709677579E-7,0,1.7578912558879063E-2,null,6.0139118683562448E-3,8.406899018463844E-3,0,2.3421252691910774E-3,4.8427245269625589E-5,0,1.6811363401280789E-2]
[2004,5,9,18,6.8968348880399854E-3,7.5781061630954463E-3,0,2.4113196222085177E-3,4.4354838709677579E-7,0,1.6886704221731046E-2,null,6.4382438754899277E-3,7.3848424565288694E-3,0,2.2506898676790598E-3,4.8427245269625589E-5,0,1.6122203444967481E-2]
[2004,5,9,22,5.9261298855068489E-3,7.1162452874188988E-3,2.1653054000234125E-4,2.2095724538521338E-3,4.4354838709677579E-7,2.7474105767974018E-5,1.5496395820935293E-2,null,5.532083928366344E-3,6.9347603739742802E-3,1.3882931965538268E-4,2.0623820616666932E-3,4.8427245269625589E-5,2.3580341320882244E-5,1.4740063270253206E-2]
[2004,5,10,1,3.682103615687095E-3,5.9999848055554035E-3,2.1653054000234125E-4,1.5840746055329593E-3,4.4354838709677579E-7,2.7474105767974018E-5,1.1510611220932868E-2,null,3.4372696225810121E-3,5.8469677749268542E-3,1.3882931965538268E-4,1.4785516741473398E-3,4.8427245269625589E-5,2.3580341320882244E-5,1.0973625977901096E-2]
[2004,5,10,4,3.7282380082076625E-3,5.9921159764191037E-3,1.6961558966850065E-4,1.4950839094294538E-3,4.4354838709677579E-7,2.1521382851579648E-5,1.1407018414963398E-2,null,3.4803364024759563E-3,5.8392996237769121E-3,1.0874963373004977E-4,1.3954890821155043E-3,4.8427245269625589E-5,1.8471267368024425E-5,1.0890773254736072E-2]
[2004,5,10,8,5.0850040834527011E-3,9.8751740567007504E-3,0,1.875118796802241E-3,4.4354838709677579E-7,0,1.6835740485342789E-2,null,4.7468870762592073E-3,9.6233284504089918E-3,0,1.7502079930789053E-3,4.8427245269625589E-5,0,1.6168850765016729E-2]
[2004,5,10,12,4.8930342040996964E-3,1.1177231985661534E-2,0,2.0546818238414656E-3,4.4354838709677579E-7,0,1.8125391561989793E-2,null,4.5676818437015423E-3,1.0892180122278682E-2,0,1.9178094515685984E-3,4.8427245269625589E-5,0,1.7426098662818447E-2]
[2004,5,10,13,4.6643604561163888E-3,1.1119950155864679E-2,0,1.9645594626165296E-3,4.4354838709677579E-7,0,1.7749313622984691E-2,null,4.354213291628193E-3,1.0836359145432047E-2,0,1.8336905801456149E-3,4.8427245269625589E-5,0,1.707269026247548E-2]
[2004,5,10,16,5.2949221488225989E-3,1.0740857251538123E-2,0,2.0956287842348056E-3,4.4354838709677579E-7,0,1.8131851732982623E-2,null,4.9428470666986078E-3,1.0466934210680796E-2,0,1.9560287353254063E-3,4.8427245269625589E-5,0,1.7414237257974436E-2]
[2004,5,10,19,5.9653932035557741E-3,8.9028559691602029E-3,1.190917970012877E-4,1.5591083183936246E-3,4.4354838709677579E-7,1.5110758172385712E-5,1.6562003594670371E-2,null,5.5687365119156864E-3,8.6758072967613644E-3,7.6356125810460478E-5,1.4552485130978723E-3,4.8427245269625589E-5,1.2969187726485236E-5,1.5837544880581492E-2]
[2004,5,10,23,4.4209464387962513E-3,7.5082457476649666E-3,2.1653054000234125E-4,1.4999364319765853E-3,4.4354838709677579E-7,2.7474105767974018E-5,1.3673576812595215E-2,null,4.126984594456185E-3,7.3167636844981782E-3,1.3882931965538268E-4,1.4000183544811103E-3,4.8427245269625589E-5,2.3580341320882244E-5,1.3054603539681364E-2]
[2004,5,11,2,3.8830994375999481E-3,7.4867157522844358E-3,2.1653054000234125E-4,1.939984116806664E-3,4.4354838709677579E-7,2.7474105767974018E-5,1.355424750084846E-2,null,3.6249006360004519E-3,7.2957827665018982E-3,1.3882931965538268E-4,1.8107523179179332E-3,4.8427245269625589E-5,2.3580341320882244E-5,1.2942272626666173E-2]
[2004,5,11,5,4.2095946734833928E-3,7.8156520231046477E-3,0,2.0993475615549485E-3,4.4354838709677579E-7,0,1.4125037806530086E-2,null,3.9296862350363905E-3,7.6163302075070187E-3,0,1.9594997867602775E-3,4.8427245269625589E-5,0,1.3553943474573312E-2]
[2004,5,11,10,4.9430442247307659E-3,1.1812714900884525E-2,0,2.3548054204947846E-3,4.4354838709677579E-7,0,1.9111008094497173E-2,null,4.6143665496960933E-3,1.1511456378342708E-2,0,2.1979403524320634E-3,4.8427245269625589E-5,0,1.8372190525740486E-2]
[2004,5,11,13,4.7638710211684214E-3,1.1843912560955865E-2,0,2.3354624517725737E-3,4.4354838709677579E-7,0,1.8943689582283957E-2,null,4.4471071039918616E-3,1.1541858407514741E-2,0,2.1798859131478845E-3,4.8427245269625589E-5,0,1.8217278669924109E-2]
[2004,5,11,14,4.4852635219985674E-3,1.1438213701008108E-2,0,2.1779907937880386E-3,4.4354838709677579E-7,0,1.8101911565181809E-2,null,4.1870250439868494E-3,1.1146506046248299E-2,0,2.032904209931036E-3,4.8427245269625589E-5,0,1.7414862545435807E-2]
[2004,5,11,17,5.3005999888001776E-3,1.0603304170108423E-2,0,2.2189580615832004E-3,4.4354838709677579E-7,0,1.8123305768878897E-2,null,4.9481473702516262E-3,1.0332889132147152E-2,0,2.0711424483146378E-3,4.8427245269625589E-5,0,1.7400606195983041E-2]
[2004,5,11,20,5.8799704989093747E-3,9.4194541137287528E-3,2.1653054000234125E-4,2.0713023810527212E-3,4.4354838709677579E-7,2.7474105767974018E-5,1.7615175187848258E-2,null,5.4889938163248161E-3,9.1792306889477253E-3,1.3882931965538268E-4,1.9333228324435452E-3,4.8427245269625589E-5,2.3580341320882244E-5,1.6812384243961975E-2]
[2004,5,11,24,4.1150329041850101E-3,7.7670609887882588E-3,2.1653054000234125E-4,1.927100063627135E-3,4.4354838709677579E-7,2.7474105767974018E-5,1.4053642150757816E-2,null,3.841412158315116E-3,7.5689783856265312E-3,1.3882931965538268E-4,1.7987265343267704E-3,4.8427245269625589E-5,2.3580341320882244E-5,1.3419953984514309E-2]
[2004,5,12,2,3.7565468903021449E-3,7.0634618334449381E-3,2.1653054000234125E-4,1.8572635302968482E-3,4.4354838709677579E-7,2.7474105767974018E-5,1.2921720448201342E-2,null,3.5067629430159987E-3,6.8833230513081749E-3,1.3882931965538268E-4,1.7335421529147588E-3,4.8427245269625589E-5,2.3580341320882244E-5,1.2334465053484822E-2]
[2004,5,12,8,4.9269453046931408E-3,1.0712824613259274E-2,0,2.1015021799971004E-3,4.4354838709677579E-7,0,1.7741715646336607E-2,null,4.599338094612446E-3,1.0439616486057421E-2,0,1.9615108755648486E-3,4.8427245269625589E-5,0,1.704889270150434E-2]
[2004,5,12,11,4.6124293222122789E-3,1.1587455460494922E-2,0,2.2038010305921031E-3,4.4354838709677579E-7,0,1.8404129361686401E-2,null,4.3057352128814943E-3,1.1291941707616113E-2,0,2.0569951010440523E-3,4.8427245269625589E-5,0,1.7703099266811285E-2]
[2004,5,12,14,4.2958995635996537E-3,1.1279826830146363E-2,0,2.054213769642349E-3,4.4354838709677579E-7,0,1.7630383711775461E-2,null,4.0102524569680508E-3,1.0992158500394074E-2,0,1.9173725767413156E-3,4.8427245269625589E-5,0,1.6968210779373064E-2]
[2004,5,12,15,4.4438468278733398E-3,1.1316974694365149E-2,0,2.0709752062891378E-3,4.4354838709677579E-7,0,1.7832240276914723E-2,null,4.1483622687249399E-3,1.102835898623422E-2,0,1.9330174523858475E-3,4.8427245269625589E-5,0,1.7158165952614629E-2]
[2004,5,12,18,5.0748386215562968E-3,9.8925143881840264E-3,0,1.9433920641045415E-3,4.4354838709677579E-7,0,1.6911188622231961E-2,null,4.7373975460821768E-3,9.6402265531000831E-3,0,1.8139332452335297E-3,4.8427245269625589E-5,0,1.6239984589685414E-2]
[2004,5,12,23,4.6569508015162986E-3,8.085292353091118E-3,2.1653054000234125E-4,1.9743549249390266E-3,4.4354838709677579E-7,2.7474105767974018E-5,1.4961046273703855E-2,null,4.3472963269446897E-3,7.8790939263070695E-3,1.3882931965538268E-4,1.8428335189727306E-3,4.8427245269625589E-5,2.3580341320882244E-5,1.4280060678470381E-2]
[2004,5,13,2,3.5734608322248338E-3,6.9336691959599626E-3,2.1653054000234125E-4,1.7375900315857837E-3,4.4354838709677579E-7,2.7474105767974018E-5,1.2489168253927992E-2,null,3.3358508201017686E-3,6.7568405028699263E-3,1.3882931965538268E-4,1.6218406893269491E-3,4.8427245269625589E-5,2.3580341320882244E-5,1.1925368918544534E-2]
[2004,5,13,5,3.9103253082301975E-3,7.4887464015758725E-3,0,1.9205416172748345E-3,4.4354838709677579E-7,0,1.3320056875468002E-2,null,3.6503161777214888E-3,7.297761628341384E-3,0,1.7926049780565487E-3,4.8427245269625589E-5,0,1.2789110029389048E-2]
[2004,5,13,9,4.5830424973029426E-3,1.1472264113012436E-2,0,2.1089636566543717E-3,4.4354838709677579E-7,0,1.8164713815356847E-2,null,4.2783024051422907E-3,1.1179688073897426E-2,0,1.9684753068894122E-3,4.8427245269625589E-5,0,1.7474893031198754E-2]
[2004,5,13,12,4.4827778041788219E-3,1.1621900438533263E-2,0,2.0791672848062192E-3,4.4354838709677579E-7,0,1.8184289075905399E-2,null,4.1847046089193195E-3,1.1325508238719953E-2,0,1.9406638166188641E-3,4.8427245269625589E-5,0,1.7499303909527763E-2]
[2004,5,13,15,4.2338046495473394E-3,1.1213883991931805E-2,0,1.9336819431038472E-3,4.4354838709677579E-7,0,1.7381814132970089E-2,null,3.9522864179680943E-3,1.0927897395987485E-2,0,1.804869962726757E-3,4.8427245269625589E-5,0,1.6733481021951959E-2]
[2004,5,13,16,4.5676422595727498E-3,1.1040854284686076E-2,0,2.0144133762991867E-3,4.4354838709677579E-7,0,1.7623353468945106E-2,null,4.2639261749066737E-3,1.075928044858554E-2,0,1.8802234816142863E-3,4.8427245269625589E-5,0,1.6951857350376125E-2]
[2004,5,13,20,5.5505009744427789E-3,9.4471936855665614E-3,2.1653054000234125E-4,1.9115709425539264E-3,4.4354838709677579E-7,2.7474105767974018E-5,1.7153713796720677E-2,null,5.1814316979774443E-3,9.206262821175086E-3,1.3882931965538268E-4,1.7842318837082761E-3,4.8427245269625589E-5,2.3580341320882244E-5,1.6382763309106697E-2]
[2004,5,13,24,3.8899395014857911E-3,7.8271697114244455E-3,2.1653054000234125E-4,1.7799686254352707E-3,4.4354838709677579E-7,2.7474105767974018E-5,1.3741526032502919E-2,null,3.6312858837461034E-3,7.6275541613385614E-3,1.3882931965538268E-4,1.661396238456586E-3,4.8427245269625589E-5,2.3580341320882244E-5,1.3131073189787141E-2]
[2004,5,14,3,4.1305239565446895E-3,7.6024828507408049E-3,2.1653054000234125E-4,2.1243861045748538E-3,4.4354838709677579E-7,2.7474105767974018E-5,1.4101841106017759E-2,null,3.8558731646460855E-3,7.4085974678732153E-3,1.3882931965538268E-4,1.9828703903738846E-3,4.8427245269625589E-5,2.3580341320882244E-5,1.3458177929139076E-2]
[2004,5,14,6,4.7223345098537789E-3,8.3451230897173406E-3,0,2.0601680406989353E-3,4.4354838709677579E-7,0,1.5128069188657152E-2,null,4.4083324785409231E-3,8.1322982248550214E-3,0,1.9229302047774526E-3,4.8427245269625589E-5,0,1.4511988153443024E-2]
[2004,5,14,10,5.4970186198258393E-3,1.2184352425084121E-2,0,2.6044256100239459E-3,4.4354838709677579E-7,0,2.0286240203320999E-2,null,5.1315055437851191E-3,1.1873616066803368E-2,0,2.4309321243095898E-3,4.8427245269625589E-5,0,1.9484480980167702E-2]
[2004,5,14,13,5.0254165523809392E-3,1.1460380622975856E-2,0,2.2578562239559453E-3,4.4354838709677579E-7,0,1.8744096947699837E-2,null,4.6912616969067714E-3,1.116810764735481E-2,0,2.1074494144743073E-3,4.8427245269625589E-5,0,1.8015246004005513E-2]
[2004,5,14,17,5.1050805868941328E-3,1.0033513335412523E-2,0,2.1045597491659474E-3,4.4354838709677579E-7,0,1.7243597219859699E-2,null,4.7656286334258431E-3,9.7776296178512315E-3,0,1.9643647651465825E-3,4.8427245269625589E-5,0,1.6556050261693281E-2]
[2004,5,14,18,5.2151439519034677E-3,9.5973146233177247E-3,0,2.0661444734436461E-3,4.4354838709677579E-7,0,1.6879046597051934E-2,null,4.8683735587706552E-3,9.352555239209236E-3,0,1.9285085182036363E-3,4.8427245269625589E-5,0,1.6197864561453151E-2]
[2004,5,14,21,5.9188239671796065E-3,8.9314621144119949E-3,2.1653054000234125E-4,2.2274737821591094E-3,4.4354838709677579E-7,2.7474105767974018E-5,1.7322208057908121E-2,null,5.5252638022231524E-3,8.7036839022649731E-3,1.3882931965538268E-4,2.0790908952312806E-3,4.8427245269625589E-5,2.3580341320882244E-5,1.6518875505965296E-2]
[2004,5,15,1,3.7867387755712192E-3,6.2680650523810194E-3,2.1653054000234125E-4,1.8245843126397979E-3,4.4354838709677579E-7,2.7474105767974018E-5,1.2123836334749449E-2,null,3.534947280263248E-3,6.1082111972156072E-3,1.3882931965538268E-4,1.7030398572476929E-3,4.8427245269625589E-5,2.3580341320882244E-5,1.1557035240972438E-2]
[2004,5,15,4,3.5567935998220071E-3,6.0452518830589981E-3,1.5518022033501121E-4,1.7638508370974226E-3,4.4354838709677579E-7,1.9689775800381379E-5,1.1541209864500921E-2,null,3.3202918414280947E-3,5.8910804105427924E-3,9.949434575302424E-5,1.6463521345695346E-3,4.8427245269625589E-5,1.6899244613298942E-5,1.1022545222176371E-2]
[2004,5,15,7,4.1406226978266255E-3,7.1487638735309913E-3,0,1.8010315663933168E-3,4.4354838709677579E-7,0,1.3090861686138031E-2,null,3.865300410660244E-3,6.9664496417383487E-3,0,1.6810560742415981E-3,4.8427245269625589E-5,0,1.2561233371909817E-2]
[2004,5,15,10,4.951580377136949E-3,8.4546119824280321E-3,0,2.0840416007365998E-3,4.4354838709677579E-7,0,1.5490677508688678E-2,null,4.622335108004581E-3,8.238994832952944E-3,0,1.9452134306042247E-3,4.8427245269625589E-5,0,1.4854970616831376E-2]
[2004,5,15,15,4.4735757146621945E-3,7.7299371440590209E-3,0,1.9744145347332103E-3,4.4354838709677579E-7,0,1.4178370941841522E-2,null,4.1761143936344973E-3,7.5328013067092209E-3,0,1.8428891578679428E-3,4.8427245269625589E-5,0,1.3600232103481286E-2]
[2004,5,15,16,4.7698323452318543E-3,7.5240167534299214E-3,0,2.0081407944128457E-3,4.4354838709677579E-7,0,1.4302433441461719E-2,null,4.4526720419328534E-3,7.3321324838325529E-3,0,1.8743687469844389E-3,4.8427245269625589E-5,0,1.3707600518019471E-2]
[2004,5,15,19,5.2153373075008429E-3,6.3686765549180431E-3,1.0104758533442592E-4,1.8369247779033897E-3,4.4354838709677579E-7,1.2821249358387876E-5,1.3535251023402188E-2,null,4.8685540575807325E-3,6.206256814360548E-3,6.478701583917859E-5,1.7145582639638349E-3,4.8427245269625589E-5,1.100415928307838E-5,1.2913587556296999E-2]
[2004,5,15,22,5.9725216334678118E-3,7.5350908504689621E-3,2.1653054000234125E-4,2.6449335833113917E-3,4.4354838709677579E-7,2.7474105767974018E-5,1.6396994261405576E-2,null,5.5753909513749549E-3,7.3429241592487529E-3,1.3882931965538268E-4,2.4687416640315637E-3,4.8427245269625589E-5,2.3580341320882244E-5,1.5597893680901162E-2]
[2004,5,16,2,4.8327443922900155E-3,7.0334345379703391E-3,2.1653054000234125E-4,2.5278874112605126E-3,4.4354838709677579E-7,2.7474105767974018E-5,{"$f":"SUM(E3268:J3268)","v":1.463851453567828E-2},null,{"$f":"E3268*V$5","v":4.5114008803409092E-3},{"$f":"F3268*W$5","v":6.8540615390380727E-3},{"$f":"G3268*X$5","v":1.3882931965538268E-4},{"$f":"H3268*AB$5","v":2.3594925080676378E-3},{"$f":"I3268*Z$5","v":4.8427245269625589E-5},{"$f":"J3268*AA$5","v":2.3580341320882244E-5},{"$f":"SUM(M3268:R3268)","v":1.393579183369251E-2}]
[2004,5,16,7,5.1974034019165215E-3,7.5389488406999213E-3,0,2.5563021327576181E-3,4.4354838709677579E-7,0,1.5293097923761158E-2,null,4.8518126305832415E-3,7.3466837595289923E-3,0,2.3860143864521729E-3,4.8427245269625589E-5,0,1.4632938021834033E-2]
[2004,5,16,9,5.7511757309832868E-3,8.5770586467122031E-3,0,2.7910246009123208E-3,4.4354838709677579E-7,0,1.7119702526994907E-2,null,5.3687629946136501E-3,8.3583187518325303E-3,0,2.6051008467981281E-3,4.8427245269625589E-5,0,1.6380609838513933E-2]
[2004,5,16,13,6.0548262665038174E-3,8.7858870822950762E-3,0,2.7976055511210888E-3,4.4354838709677579E-7,0,1.7638762448307078E-2,null,5.6522229051871918E-3,8.5618214560745313E-3,0,2.6112434078332382E-3,4.8427245269625589E-5,0,1.6873715014364587E-2]
[2004,5,16,16,6.1552365519219193E-3,8.5645382919294858E-3,0,2.6618267545257856E-3,4.4354838709677579E-7,0,1.7382045146764287E-2,null,5.745956612840589E-3,8.3461177024436346E-3,0,2.4845094987619842E-3,4.8427245269625589E-5,0,1.6625011059315832E-2]
[2004,5,16,17,6.4850329857554295E-3,8.1277658516990779E-3,0,2.6017137419616808E-3,4.4354838709677579E-7,0,1.7214956127803285E-2,null,6.0538239033812273E-3,7.9204842273990321E-3,0,2.4284009069985338E-3,4.8427245269625589E-5,0,1.6451136283048416E-2]
[2004,5,16,20,6.0241766638734666E-3,7.0360926952041042E-3,2.1653054000234125E-4,2.1618172453103865E-3,4.4354838709677579E-7,2.7474105767974018E-5,1.5466534798545369E-2,null,5.6236112855639273E-3,6.856651905545688E-3,1.3882931965538268E-4,2.0178080603589078E-3,4.8427245269625589E-5,2.3580341320882244E-5,1.4708908157714414E-2]
[2004,5,16,24,3.838995051433829E-3,6.5542382249477475E-3,2.1653054000234125E-4,1.7356193215199431E-3,4.4354838709677579E-7,2.7474105767974018E-5,1.2373300792058931E-2,null,3.5837288813150275E-3,6.387086123114916E-3,1.3882931965538268E-4,1.6200012578652427E-3,4.8427245269625589E-5,2.3580341320882244E-5,1.1801653168541076E-2]
[2004,5,17,4,3.3783991711840138E-3,6.4065206274563028E-3,1.4796253566826654E-4,1.6331520098797347E-3,4.4354838709677579E-7,1.8773972274782249E-5,1.1585251864850198E-2,null,3.153759387593102E-3,6.2431357531869134E-3,9.4866701764511515E-5,1.5243597933522538E-3,4.8427245269625589E-5,1.6113233235936203E-5,1.1080662114402342E-2]
[2004,5,17,7,4.5862963747373437E-3,9.1431756062836621E-3,0,2.0077869492982374E-3,4.4354838709677579E-7,0,1.5737702478706338E-2,null,4.2813399226127981E-3,8.9099980854850224E-3,0,1.8740384732178084E-3,4.8427245269625589E-5,0,1.5113803726585256E-2]
[2004,5,17,10,4.6410883267602523E-3,1.1396972863537637E-2,0,2.1965937806374355E-3,4.4354838709677579E-7,0,1.823509851932242E-2,null,4.3324885951943866E-3,1.1106316969856377E-2,0,2.0502679611421495E-3,4.8427245269625589E-5,0,1.7537500771462537E-2]
[2004,5,17,14,4.7020318005870781E-3,1.103889003757498E-2,0,2.0560421486807505E-3,4.4354838709677579E-7,0,1.7797407535229903E-2,null,4.3893797566454257E-3,1.075736629547803E-2,0,1.9190791585391438E-3,4.8427245269625589E-5,0,1.7114252455932222E-2]
[2004,5,17,17,5.1800948223654428E-3,1.0421482103757877E-2,0,2.1078990357739319E-3,4.4354838709677579E-7,0,1.7709919510284347E-2,null,4.8356549498358879E-3,1.0155704056321973E-2,0,1.9674816055955413E-3,4.8427245269625589E-5,0,1.7007267857023028E-2]
[2004,5,17,18,5.2560831203858245E-3,9.688420994221781E-3,0,1.8832703071084867E-3,4.4354838709677579E-7,0,1.6828217970103188E-2,null,4.9065905604863637E-3,9.4413381331714535E-3,0,1.7578164915473683E-3,4.8427245269625589E-5,0,1.615417243047481E-2]
[2004,5,17,21,5.3737697223615313E-3,8.7972795646376577E-3,2.1653054000234125E-4,1.9966586518819721E-3,4.4354838709677579E-7,2.7474105767974018E-5,1.6412156133038574E-2,null,5.0164518311557917E-3,8.5729233970447526E-3,1.3882931965538268E-4,1.8636514859397106E-3,4.8427245269625589E-5,2.3580341320882244E-5,1.5663863620386145E-2]
[2004,5,18,1,3.6202025513542872E-3,7.2974466876121503E-3,2.1653054000234125E-4,1.7130019857587841E-3,4.4354838709677579E-7,2.7474105767974018E-5,1.2875099418882634E-2,null,3.3794845436576179E-3,7.1113406124309825E-3,1.3882931965538268E-4,1.5988905730921835E-3,4.8427245269625589E-5,2.3580341320882244E-5,1.2300552635426674E-2]
[2004,5,18,5,3.7482357639125512E-3,7.2541066652023617E-3,0,1.8274293860948635E-3,4.4354838709677579E-7,0,1.2830215363596872E-2,null,3.499004448076673E-3,7.0691058864096748E-3,0,1.7056954064909966E-3,4.8427245269625589E-5,0,1.232223298624697E-2]
[2004,5,18,8,4.641480048535181E-3,1.044679091730048E-2,0,1.9551946624073438E-3,4.4354838709677579E-7,0,1.7043909176630099E-2,null,4.3328542702263792E-3,1.0180367421647202E-2,0,1.8249496149290881E-3,4.8427245269625589E-5,0,1.6386598552072296E-2]
[2004,5,18,12,4.4155459863160383E-3,1.1298673934463216E-2,0,2.0372488999602636E-3,4.4354838709677579E-7,0,1.7751912369126613E-2,null,4.121943234082907E-3,1.1010524948837291E-2,0,1.901537819727646E-3,4.8427245269625589E-5,0,1.7082433247917469E-2]
[2004,5,18,15,4.5678466202162251E-3,1.1373292059506442E-2,0,2.152027194326655E-3,4.4354838709677579E-7,0,1.8093609422436419E-2,null,4.2641169470046874E-3,1.1083240095073868E-2,0,2.0086701723949036E-3,4.8427245269625589E-5,0,1.7404454459743084E-2]
[2004,5,18,18,5.0233941182229493E-3,9.986709132414737E-3,0,1.9564680773883751E-3,4.4354838709677579E-7,0,{"$f":"SUM(E3332:J3332)","v":1.6967014876413156E-2},null,{"$f":"E3332*V$5","v":4.6893737403959036E-3},{"$f":"F3332*W$5","v":9.7320190579035116E-3},{"$f":"G3332*X$5","v":0},{"$f":"H3332*AB$5","v":1.8261382015306987E-3},{"$f":"I3332*Z$5","v":4.8427245269625589E-5},{"$f":"J3332*AA$5","v":0},{"$f":"SUM(M3332:R3332)","v":1.6295958245099738E-2}]
[2004,5,18,20,5.4828135819363884E-3,9.2974556789156473E-3,2.1653054000234125E-4,1.9098046499377254E-3,4.4354838709677579E-7,2.7474105767974018E-5,1.6934522104947173E-2,null,5.1182450410070324E-3,9.0603435683864735E-3,1.3882931965538268E-4,1.782583252453412E-3,4.8427245269625589E-5,2.3580341320882244E-5,1.617200876809281E-2]
[2004,5,18,23,4.5033225111482658E-3,7.9544734358757575E-3,2.1653054000234125E-4,1.8836829382525857E-3,4.4354838709677579E-7,2.7474105767974018E-5,1.458592707943402E-2,null,4.2038832373723703E-3,7.7516112712508727E-3,1.3882931965538268E-4,1.7582016353195E-3,4.8427245269625589E-5,2.3580341320882244E-5,1.3924533050188632E-2]
[2004,5,19,2,3.8700198641339117E-3,7.1887280079427993E-3,2.1653054000234125E-4,1.9314347038433455E-3,4.4354838709677579E-7,2.7474105767974018E-5,1.3234630770077468E-2,null,3.6126907621773507E-3,7.0053945747059008E-3,1.3882931965538268E-4,1.8027724230280466E-3,4.8427245269625589E-5,2.3580341320882244E-5,1.2631694666157187E-2]
[2004,5,19,6,4.5449313752463708E-3,8.1716958408481599E-3,0,1.9858869897547639E-3,4.4354838709677579E-7,0,1.4702957754236391E-2,null,4.2427254046555497E-3,7.9632938742950944E-3,0,1.8535973767355707E-3,4.8427245269625589E-5,0,1.410804390095584E-2]
[2004,5,19,9,4.8093902233533074E-3,1.1362971975814106E-2,0,2.241879222467145E-3,4.4354838709677579E-7,0,1.8414684970021654E-2,null,4.4895995993816298E-3,1.1073183203475116E-2,0,2.0925367189379928E-3,4.8427245269625589E-5,0,1.7703746767064363E-2]
[2004,5,19,11,4.7156188118878378E-3,1.1709019040866079E-2,0,2.271250444214131E-3,4.4354838709677579E-7,0,1.869633184535514E-2,null,4.4020633272562025E-3,1.1410405063786077E-2,0,2.1199513804280984E-3,4.8427245269625589E-5,0,1.7980847016739999E-2]
[2004,5,19,17,5.1749541931589427E-3,1.0668130800215885E-2,0,2.1453479086918086E-3,4.4354838709677579E-7,0,1.7988876450453731E-2,null,4.8308561363160354E-3,1.0396062494993752E-2,0,2.0024358265358032E-3,4.8427245269625589E-5,0,1.7277781703115214E-2]
[2004,5,19,20,5.7907440012871167E-3,9.6412837747710031E-3,2.1653054000234125E-4,2.0289088153878057E-3,4.4354838709677579E-7,2.7474105767974018E-5,1.7705384785603337E-2,null,5.405700253237767E-3,9.3954030496570477E-3,1.3882931965538268E-4,1.8937533088440887E-3,4.8427245269625589E-5,2.3580341320882244E-5,1.6905693517984793E-2]
[2004,5,19,21,5.570132616878264E-3,9.0269094421974068E-3,2.1653054000234125E-4,1.9545482770615698E-3,4.4354838709677579E-7,2.7474105767974018E-5,1.6796038530294651E-2,null,5.1997579742661879E-3,8.7966970461061805E-3,1.3882931965538268E-4,1.8243462884621399E-3,4.8427245269625589E-5,2.3580341320882244E-5,1.6031638215080399E-2]
[2004,5,19,24,3.9264870981318267E-3,7.7723252458904999E-3,2.1653054000234125E-4,1.8038578216200774E-3,4.4354838709677579E-7,2.7474105767974018E-5,1.3747118359799816E-2,null,3.6654033222653665E-3,7.5741083888904116E-3,1.3882931965538268E-4,1.6836940588305174E-3,4.8427245269625589E-5,2.3580341320882244E-5,1.3134042676232185E-2]
[2004,5,20,4,3.7752040156760602E-3,7.207284494440312E-3,1.3713600866814945E-4,1.8962718496150848E-3,4.4354838709677579E-7,1.7400266986383545E-5,1.3033740183773086E-2,null,3.5241795007736974E-3,7.0234778169278415E-3,8.7925235781742352E-5,1.7699519379287972E-3,4.8427245269625589E-5,1.4934216169892087E-5,1.2468895952851597E-2]
[2004,5,20,8,5.1094336827604801E-3,1.1226117167337776E-2,0,2.2130133468864829E-3,4.4354838709677579E-7,0,1.8549007745371833E-2,null,4.7696922790337049E-3,1.0939818589907429E-2,0,2.065593740042654E-3,4.8427245269625589E-5,0,1.7823531854253411E-2]
[2004,5,20,11,5.2195070675515823E-3,1.2612591764377569E-2,0,2.6006150673206696E-3,4.4354838709677579E-7,0,2.0433157447636918E-2,null,4.8724465579152686E-3,1.2290934059756682E-2,0,2.4273754204310856E-3,4.8427245269625589E-5,0,1.963918328337266E-2]
[2004,5,20,15,4.431815823829858E-3,1.1410598432460452E-2,0,2.0631111867017889E-3,4.4354838709677579E-7,0,1.7905968991379195E-2,null,4.1371312418326967E-3,1.1119595047216336E-2,0,1.9256772934780602E-3,4.8427245269625589E-5,0,1.7230830827796719E-2]
[2004,5,20,18,5.2802787618141528E-3,1.0368403727286687E-2,0,2.0686676824253876E-3,4.4354838709677579E-7,0,1.7717793719913322E-2,null,4.9291773619348986E-3,1.0103979332538485E-2,0,1.9308636439351811E-3,4.8427245269625589E-5,0,1.7012447583678189E-2]
[2004,5,20,21,5.5267257889246441E-3,9.1414583593494043E-3,2.1653054000234125E-4,1.9325845318480771E-3,4.4354838709677579E-7,2.7474105767974018E-5,1.6845216874279537E-2,null,5.1592373950782675E-3,8.9083246333327946E-3,1.3882931965538268E-4,1.8038456553843001E-3,4.8427245269625589E-5,2.3580341320882244E-5,1.6082244590041251E-2]
[2004,5,20,22,5.0522716599921925E-3,8.5696180230422168E-3,2.1653054000234125E-4,1.9275612092578295E-3,4.4354838709677579E-7,2.7474105767974018E-5,1.579389908644965E-2,null,4.7163311287418885E-3,8.3510678856664206E-3,1.3882931965538268E-4,1.7991569607990511E-3,4.8427245269625589E-5,2.3580341320882244E-5,1.5077392881453249E-2]
[2004,5,21,1,3.9817330153109429E-3,7.7485514977570988E-3,2.1653054000234125E-4,1.968828456308155E-3,4.4354838709677579E-7,2.7474105767974018E-5,1.3943561163533609E-2,null,3.7169757745131472E-3,7.5509409403501223E-3,1.3882931965538268E-4,1.8376751953573167E-3,4.8427245269625589E-5,2.3580341320882244E-5,1.3316428816466476E-2]
[2004,5,21,5,3.8555958219211673E-3,7.5721141849934611E-3,0,1.8977399115626598E-3,4.4354838709677579E-7,0,1.3325893466864386E-2,null,3.5992258173231464E-3,7.3790032912633289E-3,0,1.7713222051136618E-3,4.8427245269625589E-5,0,1.2797978558969763E-2]
[2004,5,21,9,4.8598169789353628E-3,1.1521284622668444E-2,0,2.2941595209440536E-3,4.4354838709677579E-7,0,1.8675704670934955E-2,null,4.5366733303839474E-3,1.1227458418249597E-2,0,2.1413343718818378E-3,4.8427245269625589E-5,0,1.7953893365785008E-2]
[2004,5,21,12,5.1399337941871728E-3,1.1714843346832846E-2,0,2.244178709046737E-3,4.4354838709677579E-7,0,1.9099399398453853E-2,null,4.7981643475669376E-3,1.1416080833042606E-2,0,2.0946830255071784E-3,4.8427245269625589E-5,0,1.8357355451386347E-2]
[2004,5,21,16,5.0231081100496769E-3,1.0828774697036574E-2,0,2.243851792037167E-3,4.4354838709677579E-7,0,1.8096178147510512E-2,null,4.6891067497545728E-3,1.0552609506092773E-2,0,2.0943778860332426E-3,4.8427245269625589E-5,0,1.7384521387150211E-2]
[2004,5,21,19,5.3139479473137668E-3,9.4372383480694193E-3,8.3003373667564154E-5,2.0835379793356871E-3,4.4354838709677579E-7,1.0531740544390041E-5,1.6928702937317922E-2,null,4.96060778340425E-3,9.1965613736846828E-3,5.3217905867896701E-5,1.9447433578798372E-3,4.8427245269625589E-5,9.0391308396715262E-6,1.6212596796945963E-2]
[2004,5,21,22,6.5014398016044091E-3,9.6777512493602114E-3,2.1653054000234125E-4,2.8781890548784952E-3,4.4354838709677579E-7,2.7474105767974018E-5,1.9301828300000524E-2,null,6.0691397813702969E-3,9.4309404977783572E-3,1.3882931965538268E-4,2.6864588515838088E-3,4.8427245269625589E-5,2.3580341320882244E-5,1.8397376036978354E-2]
[2004,5,22,2,5.4405735875978694E-3,8.323501192823447E-3,2.1653054000234125E-4,2.9633817383343049E-3,4.4354838709677579E-7,2.7474105767974018E-5,1.697190471291303E-2,null,5.0788137092054979E-3,8.111227749100761E-3,1.3882931965538268E-4,2.7659764351046384E-3,4.8427245269625589E-5,2.3580341320882244E-5,1.6166854799656787E-2]
[2004,5,22,3,5.2208822322858317E-3,8.099386495260914E-3,2.1653054000234125E-4,2.8713544967022384E-3,4.4354838709677579E-7,2.7474105767974018E-5,1.6436071418406393E-2,null,4.8737302838666357E-3,7.892828626935933E-3,1.3882931965538268E-4,2.6800795766441909E-3,4.8427245269625589E-5,2.3580341320882244E-5,1.5657475393692652E-2]
[2004,5,22,7,5.6206343068707053E-3,9.3849775801959339E-3,0,2.9227632408725173E-3,4.4354838709677579E-7,0,1.7928818676326251E-2,null,5.2469016570676373E-3,9.1456334071061216E-3,0,2.7280637337623492E-3,4.8427245269625589E-5,0,1.7169026043205731E-2]
[2004,5,22,10,6.6863603858319191E-3,1.0700639878970396E-2,0,3.253105539012157E-3,4.4354838709677579E-7,0,2.0640549352201568E-2,null,6.2417644473485101E-3,1.0427742497865457E-2,0,3.0364003210985959E-3,4.8427245269625589E-5,0,1.9754334511582188E-2]
[2004,5,22,13,6.4694361966379536E-3,1.0357503450856667E-2,0,3.1682977395212347E-3,4.4354838709677579E-7,0,1.9995680935402951E-2,null,6.039264191043176E-3,1.009335704480117E-2,0,2.9572419825455534E-3,4.8427245269625589E-5,0,1.9138290463659526E-2]
[2004,5,22,17,6.5922008340375286E-3,9.2701043436831717E-3,0,3.0297570886968044E-3,4.4354838709677579E-7,0,1.8892505814804599E-2,null,6.1538658434961285E-3,9.0336897716039484E-3,0,2.8279301998186245E-3,4.8427245269625589E-5,0,1.8063913060188324E-2]
[2004,5,22,19,6.714312132839695E-3,8.5003101707555838E-3,7.9394531334191806E-5,2.9565062727602096E-3,4.4354838709677579E-7,1.0073838781590474E-5,1.8261040494858369E-2,null,6.2678575997732735E-3,8.2835275848153062E-3,5.0904083873640325E-5,2.7595589778083634E-3,4.8427245269625589E-5,8.646125150990157E-6,1.7418921616691199E-2]
[2004,5,22,22,6.324159705734328E-3,7.9952450315832792E-3,2.1653054000234125E-4,2.951091779681332E-3,4.4354838709677579E-7,2.7474105767974018E-5,1.751494471115635E-2,null,5.9036475650115867E-3,7.7913430729070208E-3,1.3882931965538268E-4,2.7545051705075763E-3,4.8427245269625589E-5,2.3580341320882244E-5,1.6660332714672075E-2]
[2004,5,23,1,5.3680690149225992E-3,7.3271085176478288E-3,2.1653054000234125E-4,2.8249078626973951E-3,4.4354838709677579E-7,2.7474105767974018E-5,1.5764533589425232E-2,null,5.0111301806667671E-3,7.1402459796918111E-3,1.3882931965538268E-4,2.636726979344479E-3,4.8427245269625589E-5,2.3580341320882244E-5,1.4998940045948948E-2]
[2004,5,23,4,4.9677952717686047E-3,7.2172931321060211E-3,1.2991832400140475E-4,2.7048145432445772E-3,4.4354838709677579E-7,1.6484463460784409E-5,1.5036749282968489E-2,null,4.6374718261874403E-3,7.0332312052777818E-3,8.3297591793229613E-5,2.5246336613210306E-3,4.8427245269625589E-5,1.4148204792529344E-5,1.4341209734641638E-2]
[2004,5,23,8,5.5970977284763128E-3,8.4038382107574725E-3,0,2.83252933524809E-3,4.4354838709677579E-7,0,1.6833908822868969E-2,null,5.2249300955966695E-3,8.1895159398573513E-3,0,2.6438407484560716E-3,4.8427245269625589E-5,0,1.6106714029179719E-2]
[2004,5,23,11,6.7787988466817863E-3,9.8333036513104308E-3,0,3.3166459893937262E-3,4.4354838709677579E-7,0,1.9929192035773039E-2,null,6.328056400699231E-3,9.5825258619068269E-3,0,3.0957080323387094E-3,4.8427245269625589E-5,0,1.9054717540214393E-2]
[2004,5,23,14,6.138516820802061E-3,8.9176565471221995E-3,0,2.8618834683010498E-3,4.4354838709677579E-7,0,1.7918500384612405E-2,null,5.7303486262453261E-3,8.69023041701893E-3,0,2.6712394596133627E-3,4.8427245269625589E-5,0,1.7140245748147244E-2]
[2004,5,23,16,6.5543458961399058E-3,8.9487547004043107E-3,0,2.9227030445744579E-3,4.4354838709677579E-7,0,1.8426247189505768E-2,null,6.118527992723586E-3,8.7205354771137285E-3,0,2.7280075474331433E-3,4.8427245269625589E-5,0,1.7615498262540084E-2]
[2004,5,23,22,7.3307043413298693E-3,9.2603911664020794E-3,2.1653054000234125E-4,3.5485821876260616E-3,4.4354838709677579E-7,2.7474105767974018E-5,2.0384125889515419E-2,null,6.8432640616697942E-3,9.0242243085410911E-3,1.3882931965538268E-4,3.3121938297840958E-3,4.8427245269625589E-5,2.3580341320882244E-5,1.9390519106240872E-2]
[2004,5,23,23,6.5576567683660542E-3,8.7519413776280808E-3,2.1653054000234125E-4,3.2937217334066335E-3,4.4354838709677579E-7,2.7474105767974018E-5,1.8847768073558178E-2,null,6.1216187152330513E-3,8.5287414654216659E-3,1.3882931965538268E-4,3.0743108727921144E-3,4.8427245269625589E-5,2.3580341320882244E-5,1.7935507959692721E-2]
[2004,5,24,2,5.238244866431643E-3,7.9374937794183704E-3,2.1653054000234125E-4,2.8690632963560745E-3,4.4354838709677579E-7,2.7474105767974018E-5,{"$f":"SUM(E3460:J3460)","v":1.6289250136363499E-2},null,{"$f":"E3460*V$5","v":4.8899384249583549E-3},{"$f":"F3460*W$5","v":7.735064645325463E-3},{"$f":"G3460*X$5","v":1.3882931965538268E-4},{"$f":"H3460*AB$5","v":2.677941004322032E-3},{"$f":"I3460*Z$5","v":4.8427245269625589E-5},{"$f":"J3460*AA$5","v":2.3580341320882244E-5},{"$f":"SUM(M3460:R3460)","v":1.551378098085174E-2}]
[2004,5,24,5,5.4546109277177641E-3,8.4917200699246714E-3,0,2.9471648957430123E-3,4.4354838709677579E-7,0,1.6893939441772542E-2,null,5.0919176649362359E-3,8.2751565564928315E-3,0,2.7508398754508253E-3,4.8427245269625589E-5,0,1.6166341342149518E-2]
[2004,5,24,9,6.937718669267047E-3,1.2419945787464659E-2,0,3.555070462149664E-3,4.4354838709677579E-7,0,2.2913178467268463E-2,null,6.4764091728132626E-3,1.2103201114510527E-2,0,3.3182498887131969E-3,4.8427245269625589E-5,0,2.1946287421306609E-2]
[2004,5,24,13,6.6697033139710288E-3,1.303484488833313E-2,0,3.3907492630950945E-3,4.4354838709677579E-7,0,2.309574101378635E-2,null,6.2262149536121952E-3,1.2702418503241338E-2,0,3.1648749257465443E-3,4.8427245269625589E-5,0,2.2141935627869702E-2]
[2004,5,24,16,7.0851504377527734E-3,1.257206810933117E-2,0,3.5339424148317722E-3,4.4354838709677579E-7,0,2.3191604510302812E-2,null,6.614037765626456E-3,1.225144387555502E-2,0,3.2985292836203431E-3,4.8427245269625589E-5,0,2.2212438170071444E-2]
[2004,5,24,20,6.0582257495418014E-3,9.1886825729043959E-3,2.1653054000234125E-4,2.3636225572558436E-3,4.4354838709677579E-7,2.7474105767974018E-5,1.7854979073859453E-2,null,5.6553963465127317E-3,8.9543444923492095E-3,1.3882931965538268E-4,2.206170136732446E-3,4.8427245269625589E-5,2.3580341320882244E-5,1.7026747881840276E-2]
[2004,5,24,23,4.3275745048772015E-3,7.2049550245129462E-3,2.1653054000234125E-4,1.7943215280636715E-3,4.4354838709677579E-7,2.7474105767974018E-5,1.3571299251611232E-2,null,4.039821237429987E-3,7.0212077552461259E-3,1.3882931965538268E-4,1.67479302427461E-3,4.8427245269625589E-5,2.3580341320882244E-5,1.2946658923196613E-2]
[2004,5,24,24,3.7292287131775203E-3,6.8179490378642328E-3,2.1653054000234125E-4,1.6704155379432396E-3,4.4354838709677579E-7,2.7474105767974018E-5,1.2462041483142405E-2,null,3.4812612325332433E-3,6.6440715447437836E-3,1.3882931965538268E-4,1.5591410161623969E-3,4.8427245269625589E-5,2.3580341320882244E-5,1.1895310699685312E-2]
[2004,5,25,3,3.6899368497871291E-3,6.7369874943677254E-3,2.1653054000234125E-4,1.8754534792449985E-3,4.4354838709677579E-7,2.7474105767974018E-5,1.2546826017557265E-2,null,3.4445820017068745E-3,6.5651747556395648E-3,1.3882931965538268E-4,1.7505203806926694E-3,4.8427245269625589E-5,2.3580341320882244E-5,1.1971114044284997E-2]
[2004,5,25,6,4.0009890034425925E-3,7.9235204484171314E-3,0,1.9053010291988988E-3,4.4354838709677579E-7,0,1.3830254029445719E-2,null,3.7349513748671718E-3,7.7214476748296403E-3,0,1.778379639845863E-3,4.8427245269625589E-5,0,1.3283205934812302E-2]
[2004,5,25,11,5.036623491753117E-3,1.2549309740005184E-2,0,2.4810739203735299E-3,4.4354838709677579E-7,0,2.0067450700518928E-2,null,4.7017234536324594E-3,1.222926591071489E-2,0,2.3157974920110284E-3,4.8427245269625589E-5,0,1.9295214101628003E-2]
[2004,5,25,14,4.5101854248910086E-3,1.2034043293391788E-2,0,2.1942808998998663E-3,4.4354838709677579E-7,0,1.8738953166569757E-2,null,4.2102898156201477E-3,1.172714025431988E-2,0,2.0481091526651425E-3,4.8427245269625589E-5,0,1.8033966467874796E-2]
[2004,5,25,18,5.2062244280077609E-3,1.0509223287230226E-2,0,2.1577957430923712E-3,4.4354838709677579E-7,0,1.7873687006717452E-2,null,4.8600471204803307E-3,1.0241207584901206E-2,0,2.0140544500073087E-3,4.8427245269625589E-5,0,1.7163736400658467E-2]
[2004,5,25,21,5.461954806776882E-3,9.1932686488238949E-3,2.1653054000234125E-4,2.1081519079813866E-3,4.4354838709677579E-7,2.7474105767974018E-5,1.7007823557739575E-2,null,5.0987732276896224E-3,8.9588136100192828E-3,1.3882931965538268E-4,1.9677176327525777E-3,4.8427245269625589E-5,2.3580341320882244E-5,1.6236141376707373E-2]
[2004,5,25,24,4.1575859169984842E-3,7.8714277234444366E-3,2.1653054000234125E-4,1.9549146770256871E-3,4.4354838709677579E-7,2.7474105767974018E-5,1.422837651162602E-2,null,3.8811356950645727E-3,7.6706834655700671E-3,1.3882931965538268E-4,1.8246882807385523E-3,4.8427245269625589E-5,2.3580341320882244E-5,1.3587344347619081E-2]
[2004,5,26,3,3.9567261772254312E-3,7.0966171601909503E-3,2.1653054000234125E-4,1.9615381155659033E-3,4.4354838709677579E-7,2.7474105767974018E-5,1.3259329647139696E-2,null,3.6936317152797432E-3,6.9156328209715266E-3,1.3882931965538268E-4,1.8308704997502343E-3,4.8427245269625589E-5,2.3580341320882244E-5,1.2650971942247393E-2]
[2004,5,26,5,4.1023970312797624E-3,7.5893746126078319E-3,0,1.9942809672369301E-3,4.4354838709677579E-7,0,1.3686496159511622E-2,null,3.8296164820861901E-3,7.3958235278661346E-3,0,1.8614321904594081E-3,4.8427245269625589E-5,0,1.3135299445681359E-2]
[2004,5,26,8,5.046321211858577E-3,1.1239338328168119E-2,0,2.1565990679677212E-3,4.4354838709677579E-7,0,1.8442702156381514E-2,null,4.7107763435578756E-3,1.0952702572755279E-2,0,2.0129374912461607E-3,4.8427245269625589E-5,0,1.7724843652828941E-2]
[2004,5,26,12,5.2318769780520984E-3,1.2233623261909056E-2,0,2.3465746027388559E-3,4.4354838709677579E-7,0,1.9812518391087105E-2,null,4.8839939563687842E-3,1.1921630354254953E-2,0,2.190257829569742E-3,4.8427245269625589E-5,0,1.9044309385463105E-2]
[2004,5,26,15,5.1264605058052599E-3,1.2066213437190413E-2,0,2.2421456833862361E-3,4.4354838709677579E-7,0,1.9435263174769006E-2,null,4.7855869381007513E-3,1.1758489966061011E-2,0,2.0927854295963427E-3,4.8427245269625589E-5,0,1.8685289579027733E-2]
[2004,5,26,19,5.7242998747745241E-3,9.9348688096409336E-3,7.2176846667447098E-5,1.8946681019400625E-3,4.4354838709677579E-7,9.158035255991341E-6,1.7635615216666053E-2,null,5.3436741938168277E-3,9.6815008138540302E-3,4.6276439885127573E-5,1.7684550237042197E-3,4.8427245269625589E-5,7.8601137736274153E-6,1.6896193830303458E-2]
[2004,5,26,22,5.4478306015321651E-3,8.8625673741815226E-3,2.1653054000234125E-4,2.0012973416996586E-3,4.4354838709677579E-7,2.7474105767974018E-5,1.6556143511570757E-2,null,5.0855881827539147E-3,8.6365461779133127E-3,1.3882931965538268E-4,1.8679811700163535E-3,4.8427245269625589E-5,2.3580341320882244E-5,1.5800952436929472E-2]
[2004,5,26,24,4.2915621393448591E-3,8.0444099902005749E-3,2.1653054000234125E-4,1.8801451049365494E-3,4.4354838709677579E-7,2.7474105767974018E-5,1.4460565428639395E-2,null,4.0062034409197962E-3,7.8392541823526264E-3,1.3882931965538268E-4,1.7548994743265714E-3,4.8427245269625589E-5,2.3580341320882244E-5,1.3811194003844885E-2]
[2004,5,27,3,3.9722941432992556E-3,7.2828880678913422E-3,2.1653054000234125E-4,1.8508377050398806E-3,4.4354838709677579E-7,2.7474105767974018E-5,1.3350468110387891E-2,null,3.7081645211038245E-3,7.0971532797770463E-3,1.3882931965538268E-4,1.7275443832022199E-3,4.8427245269625589E-5,2.3580341320882244E-5,1.2743699090328979E-2]
[2004,5,27,6,4.5312920266099973E-3,8.5049123479303997E-3,0,1.9484343936544111E-3,4.4354838709677579E-7,0,1.4985082316581907E-2,null,4.2299929767738728E-3,8.2880123931119432E-3,0,1.8186396806321669E-3,4.8427245269625589E-5,0,1.4385072295787608E-2]
[2004,5,27,10,5.2908295372860077E-3,1.2053412938875015E-2,0,2.1818886797171713E-3,4.4354838709677579E-7,0,1.952657470426529E-2,null,4.9390265850446377E-3,1.1746015917612781E-2,0,2.0365424386773489E-3,4.8427245269625589E-5,0,1.8770012186604394E-2]
[2004,5,27,13,5.3666742769077095E-3,1.2332597520201155E-2,0,2.1473416541248516E-3,4.4354838709677579E-7,0,1.9847056999620812E-2,null,5.0098281829202571E-3,1.2018080481636171E-2,0,2.0042967588666119E-3,4.8427245269625589E-5,0,1.9080632668692664E-2]
[2004,5,27,16,5.7369464547302601E-3,1.1728452124319076E-2,0,2.0775677029157744E-3,4.4354838709677579E-7,0,1.9543409830352205E-2,null,5.3554798651526897E-3,1.1429342547196358E-2,0,1.9391707906756465E-3,4.8427245269625589E-5,0,1.877242044829432E-2]
[2004,5,27,21,6.3019475723695029E-3,9.4269381987659925E-3,2.1653054000234125E-4,1.9127418900132995E-3,4.4354838709677579E-7,2.7474105767974018E-5,1.7886075855306202E-2,null,5.8829123822909382E-3,9.1865239080900531E-3,1.3882931965538268E-4,1.7853248286493462E-3,4.8427245269625589E-5,2.3580341320882244E-5,1.7065598025276227E-2]
[2004,5,27,24,4.4560916252639245E-3,7.9478245153914578E-3,2.1653054000234125E-4,1.7655885383446133E-3,4.4354838709677579E-7,2.7474105767974018E-5,1.4413952873157408E-2,null,4.1597928732103771E-3,7.7451319175408841E-3,1.3882931965538268E-4,1.6479740790658528E-3,4.8427245269625589E-5,2.3580341320882244E-5,1.3763735776063003E-2]
[2004,5,28,3,3.8961624088620309E-3,7.4269166827551827E-3,2.1653054000234125E-4,1.9732968730391495E-3,4.4354838709677579E-7,2.7474105767974018E-5,1.3540824158813775E-2,null,3.6370950115493937E-3,7.2375087468436452E-3,1.3882931965538268E-4,1.8418459490676048E-3,4.8427245269625589E-5,2.3580341320882244E-5,1.2927286613706533E-2]
[2004,5,28,4,3.4876500896425435E-3,7.0042165224061632E-3,1.190917970012877E-4,1.7347035789578406E-3,4.4354838709677579E-7,1.5110758172385712E-5,1.2361216294567318E-2,null,3.2557458883685575E-3,6.8255886676913203E-3,7.6356125810460478E-5,1.6191465173791852E-3,4.8427245269625589E-5,1.2969187726485236E-5,1.1838233632245634E-2]
[2004,5,28,7,4.765683055711136E-3,1.0069743278075551E-2,0,2.2388152095399426E-3,4.4354838709677579E-7,0,1.7074685091713726E-2,null,4.4487986509820672E-3,9.8129355918000379E-3,0,2.0896768148480588E-3,4.8427245269625589E-5,0,1.6399838302899789E-2]
[2004,5,28,11,5.1887040847217059E-3,1.2064880282092502E-2,0,2.3527453631580425E-3,4.4354838709677579E-7,0,1.9606773278359343E-2,null,4.843691756796979E-3,1.1757190810288275E-2,0,2.1960175255567125E-3,4.8427245269625589E-5,0,1.8845327337911593E-2]
[2004,5,28,14,5.244013753803181E-3,1.1972462630386831E-2,0,2.4734351160920699E-3,4.4354838709677579E-7,0,1.9690355048669176E-2,null,4.8953237218939977E-3,1.1667130076991558E-2,0,2.3086675457197449E-3,4.8427245269625589E-5,0,1.8919548589874925E-2]
[2004,5,28,18,5.4049375125300465E-3,1.0248364842498013E-2,0,2.2658126223423568E-3,4.4354838709677579E-7,0,1.7919558525757513E-2,null,5.0455471824905002E-3,9.9870017877874261E-3,0,2.1148757983790309E-3,4.8427245269625589E-5,0,1.7195852013926583E-2]
[2004,5,28,22,5.4873187995033001E-3,8.2061554528906275E-3,2.1653054000234125E-4,2.1743683735948533E-3,4.4354838709677579E-7,2.7474105767974018E-5,1.6112290820146192E-2,null,5.1224506932922879E-3,7.996874666193473E-3,1.3882931965538268E-4,2.029523096805182E-3,4.8427245269625589E-5,2.3580341320882244E-5,1.5359685362536834E-2]
[2004,5,29,1,4.7427118873429128E-3,7.0410696205209077E-3,2.1653054000234125E-4,2.264271256265478E-3,4.4354838709677579E-7,2.7474105767974018E-5,1.429250095828671E-2,null,4.4273549037472269E-3,6.8615019048187901E-3,1.3882931965538268E-4,2.1134371102102525E-3,4.8427245269625589E-5,2.3580341320882244E-5,1.3613130825022159E-2]
[2004,5,29,4,4.3869888638530929E-3,6.8262456154936264E-3,1.1548295466791533E-4,2.2125127673742959E-3,4.4354838709677579E-7,1.4652856409586142E-5,1.3556326606185614E-2,null,4.0952849594129556E-3,6.6521565355584815E-3,7.4042303816204095E-5,2.0651265065719559E-3,4.8427245269625589E-5,1.2576182037803862E-5,1.2947613732667028E-2]
[2004,5,29,5,4.2931862215136053E-3,6.7042421411837375E-3,0,2.081636186586233E-3,4.4354838709677579E-7,0,1.3079508097670672E-2,null,4.0077195330469771E-3,6.5332645040222436E-3,0,1.9429682528161205E-3,4.8427245269625589E-5,0,1.2532379535154967E-2]
[2004,5,29,8,5.0776107897389268E-3,8.5242811443697799E-3,0,2.242180456392628E-3,4.4354838709677579E-7,0,1.5844515938888429E-2,null,4.739985384578151E-3,8.3068872290140792E-3,0,2.0928178862032699E-3,4.8427245269625589E-5,0,1.5188117745065127E-2]
[2004,5,29,11,6.0831621541213108E-3,9.4513754496987276E-3,0,2.5232277298161232E-3,4.4354838709677579E-7,0,1.8058208882023256E-2,null,5.6786746555729023E-3,9.2103379381821299E-3,0,2.3551432307188746E-3,4.8427245269625589E-5,0,1.7292583069743531E-2]
[2004,5,29,16,6.039439628684435E-3,8.1293430792610498E-3,0,2.3566505469951901E-3,4.4354838709677579E-7,0,1.6525876803327771E-2,null,5.6378593705639678E-3,7.9220212310794486E-3,0,2.1996625660618127E-3,4.8427245269625589E-5,0,1.5807970412974853E-2]
[2004,5,29,19,6.3067545777254382E-3,6.9270167658600189E-3,6.4959162000702376E-5,2.082159655952548E-3,4.4354838709677579E-7,8.2422317303922044E-6,1.5389575941656197E-2,null,5.8873997555998116E-3,6.7503577290496811E-3,4.1648795896614807E-5,1.9434568513361818E-3,4.8427245269625589E-5,7.0741023962646719E-6,1.467836447954818E-2]
[2004,5,29,23,6.0539659246628564E-3,7.4060706216181136E-3,2.1653054000234125E-4,2.7108253896106671E-3,4.4354838709677579E-7,2.7474105767974018E-5,1.6415310130049047E-2,null,5.6514197700276124E-3,7.2171943207821419E-3,1.3882931965538268E-4,2.5302440959095165E-3,4.8427245269625589E-5,2.3580341320882244E-5,1.560969509296516E-2]
[2004,5,30,2,5.1584709669682868E-3,7.2770734870235216E-3,2.1653054000234125E-4,2.7407973358297495E-3,4.4354838709677579E-7,2.7474105767974018E-5,1.542078998397897E-2,null,4.8154689287355935E-3,7.0914869876012102E-3,1.3882931965538268E-4,2.5582194646862721E-3,4.8427245269625589E-5,2.3580341320882244E-5,1.4676012287268966E-2]
[2004,5,30,3,5.0290296008748125E-3,7.2506013503213732E-3,2.1653054000234125E-4,2.706998723822642E-3,4.4354838709677579E-7,2.7474105767974018E-5,1.5231077869176239E-2,null,4.6946345030874541E-3,7.0656899672341573E-3,1.3882931965538268E-4,2.5266723429835341E-3,4.8427245269625589E-5,2.3580341320882244E-5,1.4497833719551035E-2]
[2004,5,30,8,5.4427221860805603E-3,8.4534336177348943E-3,0,2.7535098887224809E-3,4.4354838709677579E-7,0,1.6650109240925033E-2,null,5.0808194410008264E-3,8.2378465199803002E-3,0,2.5700851724607559E-3,4.8427245269625589E-5,0,1.5937178378711506E-2]
[2004,5,30,10,6.3390214508777867E-3,9.503625323117321E-3,0,3.0772216153189371E-3,4.4354838709677579E-7,0,1.8920311937701138E-2,null,5.9175211086301086E-3,9.2612552881460256E-3,0,2.8722328829464522E-3,4.8427245269625589E-5,0,1.8099436524992209E-2]
[2004,5,30,14,5.9716546367409203E-3,8.9416151373422573E-3,0,2.7528146425320563E-3,4.4354838709677579E-7,0,1.7666527965002329E-2,null,5.5745816038325546E-3,8.7135779936360659E-3,0,2.5694362400082021E-3,4.8427245269625589E-5,0,1.6906023082746448E-2]
[2004,5,30,17,6.7209992128633364E-3,8.5439502780384063E-3,0,2.8347750452667039E-3,4.4354838709677579E-7,0,1.8100168084555543E-2,null,6.2741000360075792E-3,8.3260547426742323E-3,0,2.6459368607831507E-3,4.8427245269625589E-5,0,1.7294518884734586E-2]
[2004,5,30,20,6.3456928344644264E-3,7.5651522197018612E-3,2.1653054000234125E-4,2.5193814401033971E-3,4.4354838709677579E-7,2.7474105767974018E-5,1.6674674688427094E-2,null,5.9237488921300742E-3,7.3722188762974017E-3,1.3882931965538268E-4,2.3515531611134764E-3,4.8427245269625589E-5,2.3580341320882244E-5,1.5858357835786843E-2]
[2004,5,30,24,4.0430352182357129E-3,6.7418075654877823E-3,2.1653054000234125E-4,1.8689893929235209E-3,4.4354838709677579E-7,2.7474105767974018E-5,1.2898280370804429E-2,null,3.7742018121001662E-3,6.5698719009532891E-3,1.3882931965538268E-4,1.7444868986716392E-3,4.8427245269625589E-5,2.3580341320882244E-5,1.2299397517970984E-2]
[2004,5,31,1,3.4207389399315219E-3,5.4294973469125249E-3,2.1653054000234125E-4,1.5520430379981076E-3,4.4354838709677579E-7,2.7474105767974018E-5,1.0646727518999565E-2,null,3.1932838595071702E-3,5.2910294026169164E-3,1.3882931965538268E-4,1.4486538854707237E-3,4.8427245269625589E-5,2.3580341320882244E-5,1.01438040538407E-2]
[2004,5,31,5,3.1289905838859261E-3,5.3908436779508857E-3,0,1.4616080737135213E-3,4.4354838709677579E-7,0,9.9818858839374296E-3,null,2.9209347171850722E-3,5.2533615144262436E-3,0,1.3642432350017438E-3,4.8427245269625589E-5,0,9.5869667118826853E-3]
[2004,5,31,8,3.5644685429690112E-3,6.5245053294584387E-3,0,1.5257966084297513E-3,4.4354838709677579E-7,0,1.1615214029244298E-2,null,3.3274564548359956E-3,6.3581115027758293E-3,0,1.4241558585197601E-3,4.8427245269625589E-5,0,1.1158151061401212E-2]
[2004,5,31,11,4.7785366942866888E-3,7.9868415500592409E-3,0,2.0091823155875938E-3,4.4354838709677579E-7,0,1.4775004108320621E-2,null,4.4607976129958345E-3,7.7831539045573354E-3,0,1.8753408873566188E-3,4.8427245269625589E-5,0,1.4167719650179414E-2]
[2004,5,31,15,4.0945754557630415E-3,6.7970999120580307E-3,0,1.4377847785142961E-3,4.4354838709677579E-7,0,1.2329903694722465E-2,null,3.8223149863298488E-3,6.6237541321711065E-3,0,1.3420069256274958E-3,4.8427245269625589E-5,0,1.1836503289398077E-2]
[2004,5,31,18,4.7567251807337776E-3,6.586020669133579E-3,0,1.671373268647063E-3,4.4354838709677579E-7,0,1.3014562666901517E-2,null,4.4404364116872866E-3,6.418058022708879E-3,0,1.5600349477553751E-3,4.8427245269625589E-5,0,1.2466956627421167E-2]
[2004,5,31,22,5.487411660908062E-3,7.663560962444315E-3,2.1653054000234125E-4,2.3593455794515012E-3,4.4354838709677579E-7,2.7474105767974018E-5,1.575476639696129E-2,null,5.1225373800667549E-3,7.4681179104171946E-3,1.3882931965538268E-4,2.2021780692686958E-3,4.8427245269625589E-5,2.3580341320882244E-5,1.5003670265998534E-2]
[2004,6,1,2,4.3197270801426579E-3,7.2318170990119529E-3,2.1766663927058068E-4,2.0546067432497838E-3,4.5833333333333443E-7,3.0284963850359284E-5,{"$f":"SUM(E3652:J3652)","v":1.3854560858858668E-2},null,{"$f":"E3652*V$5","v":4.0324956112470023E-3},{"$f":"F3652*W$5","v":7.0473847688642191E-3},{"$f":"G3652*X$5","v":1.3955773370944154E-4},{"$f":"H3652*AB$5","v":1.917739372461125E-3},{"$f":"I3652*Z$5","v":5.0041486778613048E-5},{"$f":"J3652*AA$5","v":2.5992830868202376E-5},{"$f":"SUM(M3652:R3652)","v":1.3213211803928603E-2}]
[2004,6,1,5,4.4424332511438149E-3,7.9230949768042437E-3,0,2.3754462987773351E-3,4.5833333333333443E-7,0,1.4741432860058726E-2,null,4.1470426849058205E-3,7.7210330539780343E-3,0,2.2172062411938294E-3,5.0041486778613048E-5,0,1.4135323466856298E-2]
[2004,6,1,6,4.4444956711308034E-3,8.5547782298083502E-3,0,2.3348913532219222E-3,4.5833333333333443E-7,0,1.5334623587494409E-2,null,4.1489679684692908E-3,8.3366065502402612E-3,0,2.1793528582556339E-3,5.0041486778613048E-5,0,1.4714968863743799E-2]
[2004,6,1,9,5.498382080972297E-3,1.2035627515796567E-2,0,2.9149172660605607E-3,4.5833333333333443E-7,0,2.044938519616276E-2,null,5.1327783443549675E-3,1.1728684074454305E-2,0,2.7207404175795024E-3,5.0041486778613048E-5,0,1.9632244323167389E-2]
[2004,6,1,12,5.8822840162791566E-3,1.2826016695639826E-2,0,3.1578219944388714E-3,4.5833333333333443E-7,0,2.1866581039691191E-2,null,5.4911535010611677E-3,1.2498916035694516E-2,0,2.9474640779093902E-3,5.0041486778613048E-5,0,2.0987575101443688E-2]
[2004,6,1,16,6.2296741500953365E-3,1.2458788398724016E-2,0,3.2203855571808354E-3,4.5833333333333443E-7,0,2.1909306439333524E-2,null,5.815444634277387E-3,1.2141053126421822E-2,0,3.0058599767576206E-3,5.0041486778613048E-5,0,2.101239922423544E-2]
[2004,6,1,19,6.0349652120562569E-3,1.0547360090689411E-2,5.8044437138821515E-5,2.6835562275875466E-3,4.5833333333333443E-7,8.0759903600958096E-6,1.9332460291165466E-2,null,5.6336824711716513E-3,1.0278371789160209E-2,3.7215395655851074E-5,2.5047914656981291E-3,5.0041486778613048E-5,6.9314215648539677E-6,1.8511034030029311E-2]
[2004,6,1,24,4.7204100681544894E-3,7.7645789015539342E-3,2.1766663927058068E-4,2.1574756336238772E-3,4.5833333333333443E-7,3.0284963850359284E-5,1.4890874539786573E-2,null,4.4065359986794617E-3,7.5665595988222353E-3,1.3955773370944154E-4,2.0137556645909533E-3,5.0041486778613048E-5,2.5992830868202376E-5,1.420244331344891E-2]
[2004,6,2,3,4.1225240766145227E-3,6.9892379782703334E-3,2.1766663927058068E-4,2.0801340435784564E-3,4.5833333333333443E-7,3.0284963850359284E-5,1.3440306034917585E-2,null,3.8484052204657243E-3,6.8109921199139946E-3,1.3955773370944154E-4,1.9415661748766098E-3,5.0041486778613048E-5,2.5992830868202376E-5,1.2816555566612587E-2]
[2004,6,2,6,4.0886840323564027E-3,8.2001311131711142E-3,0,2.0939628718634417E-3,4.5833333333333443E-7,0,1.4383236350724292E-2,null,3.8168153011436069E-3,7.9910039646255981E-3,0,1.9544737974979457E-3,5.0041486778613048E-5,0,1.3812334550045765E-2]
[2004,6,2,7,4.451009499847009E-3,9.6720217941066722E-3,0,2.2564753270814687E-3,4.5833333333333443E-7,0,1.6379964954368484E-2,null,4.1550486733895765E-3,9.4253571602665159E-3,0,2.1061605058721169E-3,5.0041486778613048E-5,0,1.5736607826306825E-2]
[2004,6,2,10,5.099192177975013E-3,1.1725392818028566E-2,0,2.6447836537911531E-3,4.5833333333333443E-7,0,1.9469826983128068E-2,null,4.7601317622849018E-3,1.1426361262097489E-2,0,2.468601722047532E-3,5.0041486778613048E-5,0,1.8705136233208536E-2]
[2004,6,2,16,5.7427368090362443E-3,1.1826758268473627E-2,0,2.8906687595454234E-3,4.5833333333333443E-7,0,2.0460622170388628E-2,null,5.3608852016226215E-3,1.1525141599290085E-2,0,2.6981072222878786E-3,5.0041486778613048E-5,0,1.9634175509979198E-2]
[2004,6,2,18,5.5987603054253312E-3,1.0600278484119586E-2,0,2.5639547904535934E-3,4.5833333333333443E-7,0,1.8763451913331848E-2,null,5.2264821228719793E-3,1.0329940609934663E-2,0,2.3931572633144999E-3,5.0041486778613048E-5,0,1.7999621482899755E-2]
[2004,6,2,21,5.648761400856574E-3,9.3480043043990338E-3,2.1766663927058068E-4,2.4548003393692489E-3,4.5833333333333443E-7,3.0284963850359284E-5,1.7699975981079131E-2,null,5.2731584971297185E-3,9.1096030571762698E-3,1.3955773370944154E-4,2.2912741223136425E-3,5.0041486778613048E-5,2.5992830868202376E-5,1.6889627727975889E-2]
[2004,6,3,1,4.4611200222713383E-3,7.3524116247411682E-3,2.1766663927058068E-4,2.0001313048268847E-3,4.5833333333333443E-7,3.0284963850359284E-5,1.4062072888293664E-2,null,4.164486917183019E-3,7.1649037840987983E-3,1.3955773370944154E-4,1.8668928085437719E-3,5.0041486778613048E-5,2.5992830868202376E-5,1.3411875561181848E-2]
[2004,6,3,4,3.9611680337887124E-3,7.0299523372311943E-3,1.0883331963529034E-4,2.0069552729708863E-3,4.5833333333333443E-7,1.5142481925179642E-5,1.3122509778884595E-2,null,3.6977782196224731E-3,6.8506681445266804E-3,6.9778866854720771E-5,1.8732621989048066E-3,5.0041486778613048E-5,1.2996415434101188E-5,1.2554525332121395E-2]
[2004,6,3,7,4.741898213889522E-3,1.0233730544304724E-2,0,2.4534429596186937E-3,4.5833333333333443E-7,0,1.7429530051146273E-2,null,4.4265953338556768E-3,9.9727407066817538E-3,0,2.2900071642451103E-3,5.0041486778613048E-5,0,1.6739384691561155E-2]
[2004,6,3,9,5.760057870543899E-3,1.2566771142458603E-2,0,3.0921041360767497E-3,4.5833333333333443E-7,0,2.1419391482412585E-2,null,5.3770545343642282E-3,1.2246281996714915E-2,0,2.8861240064485508E-3,5.0041486778613048E-5,0,2.0559502024306307E-2]
[2004,6,3,12,5.5223171677199548E-3,1.2726081537064676E-2,0,2.9140799221966693E-3,4.5833333333333443E-7,0,2.1162936960314637E-2,null,5.1551219161765369E-3,1.2401529513776979E-2,0,2.7199588532721966E-3,5.0041486778613048E-5,0,2.0326651770004329E-2]
[2004,6,3,16,5.7180747442675955E-3,1.2014799324099915E-2,0,2.8739694918307936E-3,4.5833333333333443E-7,0,2.0607301893531639E-2,null,5.3378629907054028E-3,1.1708387062110612E-2,0,2.6825203741998789E-3,5.0041486778613048E-5,0,1.9778811913794509E-2]
[2004,6,3,19,5.6245655693186753E-3,1.0344983445670952E-2,5.4416659817645171E-5,2.4056649168496189E-3,4.5833333333333443E-7,7.571240962589821E-6,1.8437660165952819E-2,null,5.250571518212563E-3,1.0081156336093539E-2,3.4889433427360386E-5,2.2454118498091901E-3,5.0041486778613048E-5,6.4982077170505939E-6,1.7668568832038316E-2]
[2004,6,3,22,5.4572942465651716E-3,8.895148152742241E-3,2.1766663927058068E-4,2.359007501616538E-3,4.5833333333333443E-7,3.0284963850359284E-5,1.6959859837378227E-2,null,5.0944225619528752E-3,8.6682960520380204E-3,1.3955773370944154E-4,2.201862512446352E-3,5.0041486778613048E-5,2.5992830868202376E-5,1.6180173177793508E-2]
[2004,6,4,2,3.7262541936341287E-3,6.3542890636616861E-3,2.1766663927058068E-4,1.5139355042165545E-3,4.5833333333333443E-7,3.0284963850359284E-5,1.1842888697966642E-2,null,3.4784844976188008E-3,6.1922362458984295E-3,1.3955773370944154E-4,1.4130848802776982E-3,5.0041486778613048E-5,2.5992830868202376E-5,1.1299397675151188E-2]
[2004,6,4,5,3.3102956179409939E-3,6.8573811555569979E-3,0,1.48955840574185E-3,4.5833333333333443E-7,0,1.1657693512573175E-2,null,3.0901842416480633E-3,6.6824980289630839E-3,0,1.3903316591637833E-3,5.0041486778613048E-5,0,1.1213055416553543E-2]
[2004,6,4,6,3.5021237646188893E-3,7.5759977583344656E-3,0,1.5447134227734797E-3,4.5833333333333443E-7,0,1.2623293279060166E-2,null,3.2692571657566656E-3,7.3827878222100397E-3,0,1.4418125316459881E-3,5.0041486778613048E-5,0,1.2143899006391306E-2]
[2004,6,4,10,4.8145588611738337E-3,1.1220935283812039E-2,0,2.2400393428684529E-3,4.5833333333333443E-7,0,1.8275991821187661E-2,null,4.4944245591396681E-3,1.093476885945472E-2,0,2.0908194026882567E-3,5.0041486778613048E-5,0,1.7570054308061262E-2]
[2004,6,4,13,4.9100436034592281E-3,1.137858196053535E-2,0,2.2270396360880981E-3,4.5833333333333443E-7,0,1.8516123533416012E-2,null,4.5835602376358637E-3,1.108839508826984E-2,0,2.0786856697463975E-3,5.0041486778613048E-5,0,1.7800682482430715E-2]
[2004,6,4,17,5.0718546086696561E-3,1.0021730936654979E-2,0,2.1279792592808853E-3,4.5833333333333443E-7,0,1.7222023137938858E-2,null,4.7346119490650424E-3,9.766147704466566E-3,0,1.9862241875293445E-3,5.0041486778613048E-5,0,1.6537025327839568E-2]
[2004,6,4,20,5.4562445756629295E-3,9.042526625315371E-3,2.1766663927058068E-4,2.1787965210325545E-3,4.5833333333333443E-7,3.0284963850359284E-5,1.6925977658465131E-2,null,5.0934426867829822E-3,8.8119159457176119E-3,1.3955773370944154E-4,2.0336562637561046E-3,5.0041486778613048E-5,2.5992830868202376E-5,1.6154606947612959E-2]
[2004,6,4,23,4.4877074238518855E-3,6.7015154505952234E-3,2.1766663927058068E-4,1.7672041235492722E-3,4.5833333333333443E-7,3.0284963850359284E-5,1.3204836934450655E-2,null,4.1893064435556153E-3,6.5306073519593791E-3,1.3955773370944154E-4,1.6494820422645134E-3,5.0041486778613048E-5,2.5992830868202376E-5,1.2584987889135767E-2]
[2004,6,5,3,3.4681337698991409E-3,5.5308490150581596E-3,2.1766663927058068E-4,1.5392998774736242E-3,4.5833333333333443E-7,3.0284963850359284E-5,1.0786692598885197E-2,null,3.2375272666239712E-3,5.3897963089987316E-3,1.3955773370944154E-4,1.4367596089880424E-3,5.0041486778613048E-5,2.5992830868202376E-5,1.0279675235967003E-2]
[2004,6,5,7,3.6810469749914759E-3,6.8193643109966343E-3,0,1.6479166708383427E-3,4.5833333333333443E-7,0,1.2148786290159785E-2,null,3.4362832410599811E-3,6.64545072430274E-3,0,1.5381409082709057E-3,5.0041486778613048E-5,0,1.1669916360412239E-2]
[2004,6,5,10,4.8697199459198258E-3,8.4751366153350046E-3,0,2.185390829752532E-3,4.5833333333333443E-7,0,1.5530705724340696E-2,null,4.5459178197144751E-3,8.2589960281373321E-3,0,2.0398112934268738E-3,5.0041486778613048E-5,0,1.4894766628057294E-2]
[2004,6,5,11,4.9483208084587435E-3,8.4847493687620814E-3,0,2.173415429069151E-3,4.5833333333333443E-7,0,1.560694393962331E-2,null,4.6192922777179533E-3,8.2683636284459853E-3,0,2.0286336325596693E-3,5.0041486778613048E-5,0,1.4966331025502221E-2]
[2004,6,5,14,5.7046881889309493E-3,8.9127591020965371E-3,0,2.6217278581173007E-3,4.5833333333333443E-7,0,1.7239633482478121E-2,null,5.3253665471469924E-3,8.6854578710588125E-3,0,2.4470817853139305E-3,5.0041486778613048E-5,0,1.6507947690298352E-2]
[2004,6,5,18,5.8348162197430819E-3,7.8538702766369796E-3,0,2.4854868171859698E-3,4.5833333333333443E-7,0,1.6174631646899366E-2,null,5.4468419791395177E-3,7.6535737846258516E-3,0,2.3199164242551809E-3,5.0041486778613048E-5,0,1.5470373674799164E-2]
[2004,6,5,20,5.88050500614097E-3,7.2411632206319868E-3,2.1766663927058068E-4,2.3727996245563334E-3,4.5833333333333443E-7,3.0284963850359284E-5,1.5742877787783566E-2,null,5.4894927825848592E-3,7.056492537250947E-3,1.3955773370944154E-4,2.2147358748444692E-3,5.0041486778613048E-5,2.5992830868202376E-5,1.4976313246036535E-2]
[2004,6,6,1,5.3986220105210897E-3,6.6222516493771614E-3,2.1766663927058068E-4,2.5157214603145411E-3,4.5833333333333443E-7,3.0284963850359284E-5,1.4785005056667066E-2,null,5.039651616946323E-3,6.4533650077769232E-3,1.3955773370944154E-4,2.3481369904197118E-3,5.0041486778613048E-5,2.5992830868202376E-5,1.4056745666499218E-2]
[2004,6,6,5,4.904493937131672E-3,6.4844521018316116E-3,0,2.3914418598820616E-3,4.5833333333333443E-7,0,1.378084623217868E-2,null,4.5783795850866246E-3,6.3190797487288801E-3,0,2.2321362599995805E-3,5.0041486778613048E-5,0,1.3179637080593698E-2]
[2004,6,6,8,5.3508972247272987E-3,7.9408414209338474E-3,0,2.6334543363474455E-3,4.5833333333333443E-7,0,1.5925651315341929E-2,null,4.9951001937451125E-3,7.7383269122640189E-3,0,2.458027105665935E-3,5.0041486778613048E-5,0,1.5241495698453679E-2]
[2004,6,6,9,5.7837408121586059E-3,8.2400422432616117E-3,0,2.7393532524004876E-3,4.5833333333333443E-7,0,1.6763594641154039E-2,null,5.3991627269307759E-3,8.0298972450359059E-3,0,2.5568715786937275E-3,5.0041486778613048E-5,0,1.6035973037439023E-2]
[2004,6,6,12,6.9376330266139718E-3,9.5051060363714242E-3,0,3.1891609700013691E-3,4.5833333333333443E-7,0,1.9632358366320102E-2,null,6.4763292247942668E-3,9.2626982389136057E-3,0,2.9767154115411189E-3,5.0041486778613048E-5,0,1.8765784362027606E-2]
[2004,6,6,15,6.6115654970221056E-3,8.8987946735302418E-3,0,2.7307180666993783E-3,4.5833333333333443E-7,0,1.8241536570585061E-2,null,6.1719428925897032E-3,8.6718495759599973E-3,0,2.5488116248062321E-3,5.0041486778613048E-5,0,1.7442645580134548E-2]
[2004,6,6,21,6.9081965394086602E-3,7.5553105966116732E-3,2.1766663927058068E-4,2.5818333630658842E-3,4.5833333333333443E-7,3.0284963850359284E-5,1.7293750435540493E-2,null,6.4488500569524808E-3,7.3626282431664605E-3,1.3955773370944154E-4,2.4098448570521532E-3,5.0041486778613048E-5,2.5992830868202376E-5,1.6436915208527355E-2]
[2004,6,6,23,5.2742562080350629E-3,6.385845503305493E-3,2.1766663927058068E-4,1.8482565059627137E-3,4.5833333333333443E-7,3.0284963850359284E-5,1.3756768153757542E-2,null,4.9235552656236945E-3,6.2229879047222859E-3,1.3955773370944154E-4,1.7251351303781911E-3,5.0041486778613048E-5,2.5992830868202376E-5,1.3087270352080431E-2]
[2004,6,7,2,4.108518235116378E-3,5.9983337719081656E-3,2.1766663927058068E-4,1.5655545941318379E-3,4.5833333333333443E-7,3.0284963850359284E-5,1.1920816537610655E-2,null,3.8353306689199299E-3,5.8453588474306076E-3,1.3955773370944154E-4,1.461265370985411E-3,5.0041486778613048E-5,2.5992830868202376E-5,1.1357546938692207E-2]
[2004,6,7,6,4.0818490411201561E-3,7.4784656336731054E-3,0,1.7168660971399285E-3,4.5833333333333443E-7,0,1.3277639105266524E-2,null,3.8104347887520308E-3,7.2877430498654314E-3,0,1.6024972771777912E-3,5.0041486778613048E-5,0,1.2750716602573866E-2]
[2004,6,7,9,5.4896462226183664E-3,1.1327536071952297E-2,0,2.3894971189170498E-3,4.5833333333333443E-7,0,1.9207137746821049E-2,null,5.1246233591396659E-3,1.1038651018032985E-2,0,2.2303210677103048E-3,5.0041486778613048E-5,0,1.844363693166157E-2]
[2004,6,7,10,5.9209628817620905E-3,1.1935448543624553E-2,0,2.6087178268022048E-3,4.5833333333333443E-7,0,2.0465587585522187E-2,null,5.5272604940295273E-3,1.163105995689442E-2,0,2.4349384156049183E-3,5.0041486778613048E-5,0,1.9643300353307483E-2]
[2004,6,7,14,5.8767439289185933E-3,1.1946225034284469E-2,0,2.368188878757426E-3,4.5833333333333443E-7,0,2.019161617529382E-2,null,5.4859817905449889E-3,1.1641561615758121E-2,0,2.2104322732992955E-3,5.0041486778613048E-5,0,1.9388017166381021E-2]
[2004,6,7,17,6.7691284288608862E-3,1.1218214080815308E-2,0,2.4971970080038836E-3,4.5833333333333443E-7,0,2.048499785101341E-2,null,6.3190289976484768E-3,1.0932117055034116E-2,0,2.3308465421788792E-3,5.0041486778613048E-5,0,1.9632034081640087E-2]
[2004,6,7,21,6.7661894800928948E-3,8.9785691451623739E-3,2.1766663927058068E-4,2.135882834024026E-3,4.5833333333333443E-7,3.0284963850359284E-5,1.8129051395733568E-2,null,6.3162854683030505E-3,8.7495895669784784E-3,1.3955773370944154E-4,1.9936012666311761E-3,5.0041486778613048E-5,2.5992830868202376E-5,1.7275068353268964E-2]
[2004,6,7,24,5.0791596857080405E-3,7.5397688913438014E-3,2.1766663927058068E-4,1.8591539818235906E-3,4.5833333333333443E-7,3.0284963850359284E-5,1.4726492495329705E-2,null,4.7414312898591679E-3,7.3474828965008291E-3,1.3955773370944154E-4,1.735306672249894E-3,5.0041486778613048E-5,2.5992830868202376E-5,1.4039812909966148E-2]
[2004,6,8,4,4.5262645292284704E-3,7.763152659482569E-3,1.0157776499293767E-4,2.1015418066468107E-3,4.5833333333333443E-7,1.4132983130167668E-5,1.4507128076814289E-2,null,4.2252997726083229E-3,7.5651697300641021E-3,6.5126942397739394E-5,1.9615478624902529E-3,5.0041486778613048E-5,1.2129987738494444E-5,1.3879315782077526E-2]
[2004,6,8,7,5.5575619934269743E-3,1.0595757694314204E-2,0,2.4749438382466538E-3,4.5833333333333443E-7,0,1.8628721859321167E-2,null,5.1880232088614506E-3,1.0325535113393271E-2,0,2.3100757645370222E-3,5.0041486778613048E-5,0,1.787367557357036E-2]
[2004,6,8,11,6.5514799545168412E-3,1.308174706973432E-2,0,2.8478169847776973E-3,4.5833333333333443E-7,0,2.2481502342362191E-2,null,6.1158526160614299E-3,1.274812454285874E-2,0,2.6581100131275884E-3,5.0041486778613048E-5,0,2.1572128658826371E-2]
[2004,6,8,12,6.9546887994562066E-3,1.3578361478798992E-2,0,3.1249519335118897E-3,4.5833333333333443E-7,0,2.3658460545100426E-2,null,6.4922509087008496E-3,1.3232073842809791E-2,0,2.9167836519729097E-3,5.0041486778613048E-5,0,2.2691149890262163E-2]
[2004,6,8,15,7.2291120167955929E-3,1.3354376141433944E-2,0,3.0923585440477365E-3,4.5833333333333443E-7,0,2.367630503561061E-2,null,6.7484269121878132E-3,1.3013800781781876E-2,0,2.8863614670644241E-3,5.0041486778613048E-5,0,2.2698630647812728E-2]
[2004,6,8,18,7.4042264367966569E-3,1.125201262794443E-2,0,2.5563071036857716E-3,4.5833333333333443E-7,0,2.1213004501760193E-2,null,6.9118974548909497E-3,1.0965053641093524E-2,0,2.3860190262425703E-3,5.0041486778613048E-5,0,2.0313011609005657E-2]
[2004,6,8,22,7.1857172816549072E-3,9.7601531814743188E-3,2.1766663927058068E-4,2.6378953281313098E-3,4.5833333333333443E-7,3.0284963850359284E-5,1.9832175727714806E-2,null,6.7079176217258191E-3,9.5112409414089463E-3,1.3955773370944154E-4,2.4621722613385102E-3,5.0041486778613048E-5,2.5992830868202376E-5,1.8896922875829534E-2]
[2004,6,9,1,5.2253763755000472E-3,7.5727705008989928E-3,2.1766663927058068E-4,2.0356228619511259E-3,4.5833333333333443E-7,3.0284963850359284E-5,1.5082179674804439E-2,null,4.8779255981657608E-3,7.37964286920797E-3,1.3955773370944154E-4,1.9000201000367676E-3,5.0041486778613048E-5,2.5992830868202376E-5,1.4373180618766756E-2]
[2004,6,9,4,4.7059344462316768E-3,7.670795863447084E-3,1.0157776499293767E-4,2.2485083972062034E-3,4.5833333333333443E-7,1.4132983130167668E-5,1.4741407788341402E-2,null,4.3930229038031338E-3,7.4751683004413167E-3,6.5126942397739394E-5,2.0987242920323499E-3,5.0041486778613048E-5,1.2129987738494444E-5,1.4094213913191649E-2]
[2004,6,9,9,5.6743315509140829E-3,1.165205005687355E-2,0,2.4119373090963291E-3,4.5833333333333443E-7,0,1.9738777250217297E-2,null,5.2970284120509243E-3,1.1354888954267563E-2,0,2.2512664074322269E-3,5.0041486778613048E-5,0,1.8953225260529328E-2]
[2004,6,9,12,6.4335003548773662E-3,1.2451753095654713E-2,0,2.6095667358607207E-3,4.5833333333333443E-7,0,2.1495278519726133E-2,null,6.0057178300121335E-3,1.2134197244004424E-2,0,2.4357307746928577E-3,5.0041486778613048E-5,0,2.062568733548803E-2]
[2004,6,9,13,6.3755085564501058E-3,1.236903748917857E-2,0,2.5499373784532379E-3,4.5833333333333443E-7,0,2.1294941757415246E-2,null,5.9515820783066055E-3,1.2053591125618636E-2,0,2.380073619458366E-3,5.0041486778613048E-5,0,2.0435288310162222E-2]
[2004,6,9,16,7.0251997584043378E-3,1.1917944494563638E-2,0,2.562924681895238E-3,4.5833333333333443E-7,0,2.1506527268196549E-2,null,6.5580733848036145E-3,1.1614002311899196E-2,0,2.3921957753087011E-3,5.0041486778613048E-5,0,2.0614312958790126E-2]
[2004,6,9,19,6.9288544637411426E-3,1.0128339811727255E-2,4.7161105175292478E-5,2.1501897264409159E-3,4.5833333333333443E-7,6.5617421675778446E-6,1.9261565182585517E-2,null,6.46813437461022E-3,9.8700377437366069E-3,3.0237508970378998E-5,2.0069551072021646E-3,5.0041486778613048E-5,5.6317800214438481E-6,1.8431038001319427E-2]
[2004,6,9,23,5.7697526452879563E-3,8.2988626624680203E-3,2.1766663927058068E-4,2.0712314639340507E-3,4.5833333333333443E-7,3.0284963850359284E-5,1.6388256708144304E-2,null,5.3861046747740596E-3,8.0872175727955894E-3,1.3955773370944154E-4,1.9332566394598498E-3,5.0041486778613048E-5,2.5992830868202376E-5,1.5622170938385756E-2]
[2004,6,10,1,4.6256613185048879E-3,7.0254796198386963E-3,2.1766663927058068E-4,1.8318374484279434E-3,4.5833333333333443E-7,3.0284963850359284E-5,1.3731388323225801E-2,null,4.3180873744852362E-3,6.8463094944120877E-3,1.3955773370944154E-4,1.7098098263040257E-3,5.0041486778613048E-5,2.5992830868202376E-5,1.3089798746557609E-2]
[2004,6,10,7,4.5584271839652843E-3,9.767700889606979E-3,0,2.0576492294958589E-3,4.5833333333333443E-7,0,1.6384235636401456E-2,null,4.2553238370147189E-3,9.5185961610730618E-3,0,1.9205791838670979E-3,5.0041486778613048E-5,0,1.5744540668733494E-2]
[2004,6,10,10,5.5205129614618893E-3,1.2172351191562455E-2,0,2.5649575620741529E-3,4.5833333333333443E-7,0,2.0258280048431835E-2,null,5.1534376769451096E-3,1.1861920899576347E-2,0,2.3940932354291886E-3,5.0041486778613048E-5,0,1.9459493298729261E-2]
[2004,6,10,13,6.5060784258422662E-3,1.3211072669422379E-2,0,3.0112367319327258E-3,4.5833333333333443E-7,0,2.2728846160530707E-2,null,6.0734699697211694E-3,1.2874151964319715E-2,0,2.8106435743000487E-3,5.0041486778613048E-5,0,2.1808306995119549E-2]
[2004,6,10,14,6.4209836965326362E-3,1.3128459310429759E-2,0,2.9597868528728768E-3,4.5833333333333443E-7,0,2.2509688193168606E-2,null,5.9940334414139229E-3,1.2793645485809791E-2,0,2.7626210224878352E-3,5.0041486778613048E-5,0,2.1600341436490162E-2]
[2004,6,10,17,6.8780036572638117E-3,1.1949474234533689E-2,0,2.937287779900332E-3,4.5833333333333443E-7,0,2.1765224005031166E-2,null,6.4206647891146855E-3,1.1644727951968487E-2,0,2.7416207224425435E-3,5.0041486778613048E-5,0,2.0857054950304332E-2]
[2004,6,10,22,6.248118663475871E-3,9.3387297616900865E-3,2.1766663927058068E-4,2.4808084033536219E-3,4.5833333333333443E-7,3.0284963850359284E-5,1.8316066764973854E-2,null,5.8326627172439012E-3,9.1005650422306007E-3,1.3955773370944154E-4,2.3155496623741361E-3,5.0041486778613048E-5,2.5992830868202376E-5,1.7464369473204896E-2]
[2004,6,11,1,4.7311232405692896E-3,7.2305739950589811E-3,2.1766663927058068E-4,1.7882834422203004E-3,4.5833333333333443E-7,3.0284963850359284E-5,1.3998390614302844E-2,null,4.4165368204776272E-3,7.0461733676708055E-3,1.3955773370944154E-4,1.669157164763209E-3,5.0041486778613048E-5,2.5992830868202376E-5,1.3347459404267899E-2]
[2004,6,11,4,3.3901210313823358E-3,6.3558121528220343E-3,9.7949987671761305E-5,1.4023940418345074E-3,4.5833333333333443E-7,1.3628233732661678E-5,1.1260363780776635E-2,null,3.1647018265315878E-3,6.1937204918636277E-3,6.2800980169248685E-5,1.3089737384376766E-3,5.0041486778613048E-5,1.1696773890691069E-5,1.0791935297671444E-2]
[2004,6,11,8,4.8052589430081817E-3,1.0400034007301337E-2,0,2.0701760455468852E-3,4.5833333333333443E-7,0,1.7275927329189738E-2,null,4.4857430201229237E-3,1.0134802948589369E-2,0,1.9322715276363165E-3,5.0041486778613048E-5,0,1.6602858983127224E-2]
[2004,6,11,11,5.6269978704502439E-3,1.198875161675295E-2,0,2.6026889139911594E-3,4.5833333333333443E-7,0,2.0218896734527689E-2,null,5.2528420884259842E-3,1.1683003646918058E-2,0,2.4293111180654441E-3,5.0041486778613048E-5,0,1.9415198340188098E-2]
[2004,6,11,14,5.4643663561853963E-3,1.1396070434970287E-2,0,2.3148104886319969E-3,4.5833333333333443E-7,0,1.9175705613121014E-2,null,5.1010244260236192E-3,1.1105437555837264E-2,0,2.1606096779445208E-3,5.0041486778613048E-5,0,1.8417113146584018E-2]
[2004,6,11,15,5.5203784026525279E-3,1.1269492040518761E-2,0,2.4803069291076045E-3,4.5833333333333443E-7,0,1.927063570561223E-2,null,5.1533120653501786E-3,1.0982087277904095E-2,0,2.3150815937721895E-3,5.0041486778613048E-5,0,1.8500522423805076E-2]
[2004,6,11,19,5.8167659397814955E-3,9.3561775185474864E-3,4.3533327854116141E-5,2.1682637770744258E-3,4.5833333333333443E-7,6.0569927700718568E-6,1.739125588936093E-2,null,5.4299919158423537E-3,9.1175678306369187E-3,2.7911546741888309E-5,2.0238251572171442E-3,5.0041486778613048E-5,5.1985661736404752E-6,1.6654536503390559E-2]
[2004,6,11,23,5.223479618332587E-3,7.1279088392840369E-3,2.1766663927058068E-4,2.0145605038232521E-3,4.5833333333333443E-7,3.0284963850359284E-5,1.4614358897894149E-2,null,4.8761549620094762E-3,6.9461264714073111E-3,1.3955773370944154E-4,1.880360808256769E-3,5.0041486778613048E-5,2.5992830868202376E-5,1.3918234293029816E-2]
[2004,6,12,2,4.2065937400037725E-3,5.83578628810048E-3,2.1766663927058068E-4,1.9426495313870748E-3,4.5833333333333443E-7,3.0284963850359284E-5,1.2233439495945599E-2,null,3.9268848425267015E-3,5.6869567963389123E-3,1.3955773370944154E-4,1.8132401762400083E-3,5.0041486778613048E-5,2.5992830868202376E-5,1.1642673866461881E-2]
[2004,6,12,5,3.8390398667200007E-3,5.8131509573221872E-3,0,1.9190660658383347E-3,4.5833333333333443E-7,0,1.1571715223213857E-2,null,3.5837707166998679E-3,5.6648987322063249E-3,0,1.7912277202941256E-3,5.0041486778613048E-5,0,1.1089938655978931E-2]
[2004,6,12,9,5.1683289776789862E-3,8.6255809911077903E-3,0,2.6761254343247109E-3,4.5833333333333443E-7,0,1.6470493736444821E-2,null,4.8246714510683719E-3,8.4056036355846034E-3,0,2.4978556737975249E-3,5.0041486778613048E-5,0,1.5778172247229116E-2]
[2004,6,12,12,5.6736296700771452E-3,8.802560127444627E-3,0,2.7737524004803425E-3,4.5833333333333443E-7,0,1.7250400531335447E-2,null,5.2963732013531044E-3,8.5780692901705549E-3,0,2.5889792318339656E-3,5.0041486778613048E-5,0,1.6513463210136241E-2]
[2004,6,12,16,6.3557703854443433E-3,9.2017158239919745E-3,0,3.3271408495710452E-3,4.5833333333333443E-7,0,1.8885085392340697E-2,null,5.9331563568482603E-3,8.9670453576982424E-3,0,3.1055037787201725E-3,5.0041486778613048E-5,0,1.8055746980045289E-2]
[2004,6,12,17,6.2114850274444617E-3,8.777205396034023E-3,0,3.1892945277305507E-3,4.5833333333333443E-7,0,1.8178443284542371E-2,null,5.7984649603532506E-3,8.5533611780162604E-3,0,2.9768400723389041E-3,5.0041486778613048E-5,0,1.737870769748703E-2]
[2004,6,12,20,6.4176438607423843E-3,7.9375417966745798E-3,2.1766663927058068E-4,3.0820976949733408E-3,4.5833333333333443E-7,3.0284963850359284E-5,1.7685693288844579E-2,null,5.9909156812136578E-3,7.7351114380022441E-3,1.3955773370944154E-4,2.8767841431655812E-3,5.0041486778613048E-5,2.5992830868202376E-5,1.6818403313737743E-2]
[2004,6,12,24,5.1182659352653342E-3,6.1623350080881609E-3,2.1766663927058068E-4,2.414480098609268E-3,4.5833333333333443E-7,3.0284963850359284E-5,1.3943490978417036E-2,null,4.7779372488668623E-3,6.005177575988843E-3,1.3955773370944154E-4,2.2536398093403369E-3,5.0041486778613048E-5,2.5992830868202376E-5,1.3252346685552299E-2]
[2004,6,13,3,4.8681386059747566E-3,6.4355133656373298E-3,2.1766663927058068E-4,2.5315815104799424E-3,4.5833333333333443E-7,3.0284963850359284E-5,1.4083643418546303E-2,null,4.544441627753716E-3,6.2713890923777726E-3,1.3955773370944154E-4,2.3629405253303829E-3,5.0041486778613048E-5,2.5992830868202376E-5,1.3394363296818129E-2]
[2004,6,13,6,4.7150358241358353E-3,6.5961669156779888E-3,0,2.4722045829831327E-3,4.5833333333333443E-7,0,1.378386565613029E-2,null,4.4015191040893808E-3,6.4279455105116312E-3,0,2.3075189844196913E-3,5.0041486778613048E-5,0,1.3187025085799317E-2]
[2004,6,13,9,5.7502058239123363E-3,8.0587039468562726E-3,0,2.9616365170488938E-3,4.5833333333333443E-7,0,1.6771004621150838E-2,null,5.3678575795412711E-3,7.8531836016179357E-3,0,2.7643474715165037E-3,5.0041486778613048E-5,0,1.6035430139454326E-2]
[2004,6,13,14,6.3922956160309087E-3,8.7350960110309604E-3,0,2.9743945233218802E-3,4.5833333333333443E-7,0,1.8102244483717084E-2,null,5.9672529164937005E-3,8.5123257045752396E-3,0,2.7762556048000113E-3,5.0041486778613048E-5,0,1.7305875712647564E-2]
[2004,6,13,15,6.4100401074339867E-3,8.6971339094317687E-3,0,2.9007404528327008E-3,4.5833333333333443E-7,0,1.8008372803031792E-2,null,5.9838175240207944E-3,8.4753317467716367E-3,0,2.7075079909886636E-3,5.0041486778613048E-5,0,1.721669874855971E-2]
[2004,6,13,18,6.1681420119166757E-3,7.2358080688475802E-3,0,2.5012091071117092E-3,4.5833333333333443E-7,0,1.5905617521209302E-2,null,5.7580039505136576E-3,7.0512739573831652E-3,0,2.3345913758072959E-3,5.0041486778613048E-5,0,1.5193910770482731E-2]
[2004,6,13,21,6.8888581008954442E-3,7.9241336474577054E-3,2.1766663927058068E-4,2.9847619279144274E-3,4.5833333333333443E-7,3.0284963850359284E-5,1.8046163612721853E-2,null,6.4307974885873661E-3,7.7220452355145491E-3,1.3955773370944154E-4,2.7859323860345139E-3,5.0041486778613048E-5,2.5992830868202376E-5,1.7154367161492691E-2]
[2004,6,14,1,4.8284762721713956E-3,6.6958959507288293E-3,2.1766663927058068E-4,1.9864868852287158E-3,4.5833333333333443E-7,3.0284963850359284E-5,1.3759269044583213E-2,null,4.5074165601912105E-3,6.5251311656531093E-3,1.3955773370944154E-4,1.8541573102476838E-3,5.0041486778613048E-5,2.5992830868202376E-5,1.3102297087448261E-2]
[2004,6,14,6,4.0300879525449543E-3,7.4969281716903242E-3,0,1.7769008324522025E-3,4.5833333333333443E-7,0,1.3304375290020815E-2,null,3.7621154485158472E-3,7.3057347395660598E-3,0,1.6585328061187342E-3,5.0041486778613048E-5,0,1.2776424480979253E-2]
[2004,6,14,8,4.8546290704740511E-3,1.011631225277035E-2,0,2.1232897928067742E-3,4.5833333333333443E-7,0,1.7094689449384512E-2,null,4.5318303813472001E-3,9.8583169224493693E-3,0,1.9818471092768832E-3,5.0041486778613048E-5,0,1.6422035899852069E-2]
[2004,6,14,12,5.8028261716638113E-3,1.2128713719162231E-2,0,2.5421176449821853E-3,4.5833333333333443E-7,0,2.0474115869141562E-2,null,5.4169790442619332E-3,1.1819396309402864E-2,0,2.3727747965527866E-3,5.0041486778613048E-5,0,1.9659191636996198E-2]
[2004,6,14,15,5.9604992311434717E-3,1.1864822937226849E-2,0,2.5105412188404929E-3,4.5833333333333443E-7,0,2.033632172054415E-2,null,5.5641679542480288E-3,1.1562235508487536E-2,0,2.3433018300824471E-3,5.0041486778613048E-5,0,1.9519746779596624E-2]
[2004,6,14,16,6.3239633055288845E-3,1.1714751235963577E-2,0,2.6381568846896861E-3,4.5833333333333443E-7,0,2.0677329759515483E-2,null,5.9034642240384638E-3,1.1415991071267903E-2,0,2.4624163943395192E-3,5.0041486778613048E-5,0,1.98319131764245E-2]
[2004,6,14,19,6.5917782865450095E-3,9.6966314988079279E-3,3.9905550532939791E-5,1.9950454402809727E-3,4.5833333333333443E-7,5.552243372565869E-6,1.8329371352872752E-2,null,6.1534713924399588E-3,9.4493392460553802E-3,2.5585584513397614E-5,1.8621457382273993E-3,5.0041486778613048E-5,4.7653523258371022E-6,1.7545348800340584E-2]
[2004,6,14,23,5.201474794426883E-3,7.4758893841057172E-3,2.1766663927058068E-4,1.7091324458327472E-3,4.5833333333333443E-7,3.0284963850359284E-5,1.4634906560819621E-2,null,4.8556133041269866E-3,7.28523250214092E-3,1.3955773370944154E-4,1.5952788020835214E-3,5.0041486778613048E-5,2.5992830868202376E-5,1.3951716659707687E-2]
[2004,6,15,3,4.0358077334731891E-3,7.0517605674957516E-3,2.1766663927058068E-4,1.8927899845244084E-3,4.5833333333333443E-7,3.0284963850359284E-5,1.3228768221947622E-2,null,3.767454904241286E-3,6.871920201609723E-3,1.3955773370944154E-4,1.7667020168449083E-3,5.0041486778613048E-5,2.5992830868202376E-5,1.2621669174052174E-2]
[2004,6,15,6,4.3445964943370358E-3,8.4544249165471076E-3,0,2.0799579422323324E-3,4.5833333333333443E-7,0,1.4879437686449809E-2,null,4.0557113843114898E-3,8.2388125377950393E-3,0,1.9414018044995949E-3,5.0041486778613048E-5,0,1.4285967213384735E-2]
[2004,6,15,10,5.3264232496424329E-3,1.1928075432154767E-2,0,2.5367360413686962E-3,4.5833333333333443E-7,0,1.9791693056499228E-2,null,4.9722535658705963E-3,1.1623874881171418E-2,0,2.3677516877897717E-3,5.0041486778613048E-5,0,1.9013921621610402E-2]
[2004,6,15,13,5.4084994128879909E-3,1.2300162971520329E-2,0,2.5421307680662431E-3,4.5833333333333443E-7,0,2.0251251485807899E-2,null,5.0488722415265534E-3,1.1986473108104908E-2,0,2.3727870454442438E-3,5.0041486778613048E-5,0,1.9458173881854321E-2]
[2004,6,15,16,5.9916450053499595E-3,1.1720739149051222E-2,0,2.7006270552009516E-3,4.5833333333333443E-7,0,2.0413469542935467E-2,null,5.5932427535273395E-3,1.1421826275188769E-2,0,2.5207251222687985E-3,5.0041486778613048E-5,0,1.9585835637763518E-2]
[2004,6,15,17,5.8910723882126901E-3,1.115551143523703E-2,0,2.4991439808614191E-3,4.5833333333333443E-7,0,1.9546186137644476E-2,null,5.4993575080723722E-3,1.0871013508945234E-2,0,2.3326638176834379E-3,5.0041486778613048E-5,0,1.8753076321479656E-2]
[2004,6,15,20,6.2426836976950907E-3,9.5541373414511493E-3,2.1766663927058068E-4,2.1586103569110689E-3,4.5833333333333443E-7,3.0284963850359284E-5,1.8203841332511583E-2,null,5.8275891384618013E-3,9.3104791033748486E-3,1.3955773370944154E-4,2.0148147984285331E-3,5.0041486778613048E-5,2.5992830868202376E-5,1.7368475091621441E-2]
[2004,6,15,24,4.6153495732118889E-3,7.7332958568386576E-3,2.1766663927058068E-4,1.8870709383114555E-3,4.5833333333333443E-7,3.0284963850359284E-5,1.4484126304816275E-2,null,4.3084612877286295E-3,7.5360743625625601E-3,1.3955773370944154E-4,1.7613639441789162E-3,5.0041486778613048E-5,2.5992830868202376E-5,1.3821491645826363E-2]
[2004,6,16,4,4.2254136937517339E-3,7.0970220522021277E-3,9.4322210350584955E-5,2.0912757610932298E-3,4.5833333333333443E-7,1.3123484335155689E-5,1.3521615535066166E-2,null,3.9444534017167923E-3,6.9160273870610082E-3,6.0475017940757996E-5,1.9519656882750348E-3,5.0041486778613048E-5,1.1263560042887696E-5,1.2934226541815093E-2]
[2004,6,16,7,4.9559456061904397E-3,9.7259948285796736E-3,0,2.3590465475657688E-3,4.5833333333333443E-7,0,1.7041445315669215E-2,null,4.6264100800279774E-3,9.4779537256755586E-3,0,2.201898957354567E-3,5.0041486778613048E-5,0,1.6356304249836719E-2]
[2004,6,16,11,5.7850746125820574E-3,1.2119829747887967E-2,0,2.8119281898385576E-3,4.5833333333333443E-7,0,2.0717290883641916E-2,null,5.4004078390070863E-3,1.1810738905186456E-2,0,2.6246119457669654E-3,5.0041486778613048E-5,0,1.9885800176739122E-2]
[2004,6,16,14,5.5330048645144438E-3,1.1933793580131399E-2,0,2.5984182460462826E-3,4.5833333333333443E-7,0,2.006567502402546E-2,null,5.1650989563039639E-3,1.1629447199774738E-2,0,2.4253249401306617E-3,5.0041486778613048E-5,0,1.9269912582987977E-2]
[2004,6,16,17,6.3905711373647847E-3,1.1490500544990777E-2,0,2.8757962348605402E-3,4.5833333333333443E-7,0,2.0757326250549438E-2,null,5.9656431035300999E-3,1.1197459423919561E-2,0,2.6842254289715637E-3,5.0041486778613048E-5,0,1.9897369443199839E-2]
[2004,6,16,19,6.119044427524048E-3,9.9201385599746433E-3,3.9905550532939791E-5,2.2997857980057829E-3,4.5833333333333443E-7,5.552243372565869E-6,1.8384884912743316E-2,null,5.7121710101651294E-3,9.6671462283164662E-3,2.5585584513397614E-5,2.1465858552019925E-3,5.0041486778613048E-5,4.7653523258371022E-6,1.7606295517301435E-2]
[2004,6,16,22,6.1067332760997052E-3,8.8801808564689493E-3,2.1766663927058068E-4,2.3954032222754705E-3,4.5833333333333443E-7,3.0284963850359284E-5,1.7630727291298401E-2,null,5.7006784637224917E-3,8.6537104652700848E-3,1.3955773370944154E-4,2.2358337367334546E-3,5.0041486778613048E-5,2.5992830868202376E-5,1.6805814717082292E-2]
[2004,6,17,1,4.5790144242411918E-3,7.3101041342536529E-3,2.1766663927058068E-4,1.9017442029154168E-3,4.5833333333333443E-7,3.0284963850359284E-5,1.4039272697864535E-2,null,4.2745421706085031E-3,7.1236752574382828E-3,1.3955773370944154E-4,1.7750597510996355E-3,5.0041486778613048E-5,2.5992830868202376E-5,1.3388869230502679E-2]
[2004,6,17,5,3.5834712105094957E-3,7.0270859114892554E-3,0,1.6533684985026169E-3,4.5833333333333443E-7,0,1.2264383953834701E-2,null,3.3451955786364881E-3,6.8478748209624572E-3,0,1.5432295631183604E-3,5.0041486778613048E-5,0,1.178634144949592E-2]
[2004,6,17,8,4.7806835817248913E-3,1.0630333569876936E-2,0,2.1328851081874232E-3,4.5833333333333443E-7,0,1.7544360593122584E-2,null,4.4628017475190985E-3,1.0359229203754631E-2,0,1.9908032339256065E-3,5.0041486778613048E-5,0,1.6862875671977952E-2]
[2004,6,17,10,5.2614385143713418E-3,1.1894554801780286E-2,0,2.4399423799429426E-3,4.5833333333333443E-7,0,1.9596394029427904E-2,null,4.9115898584379336E-3,1.1591209124182609E-2,0,2.2774059239930294E-3,5.0041486778613048E-5,0,1.8830246393392185E-2]
[2004,6,17,16,6.1705592850647513E-3,1.1928264407239432E-2,0,2.7701009436125962E-3,4.5833333333333443E-7,0,2.0869382969250113E-2,null,5.7602604919987921E-3,1.1624059036842825E-2,0,2.5855710163079889E-3,5.0041486778613048E-5,0,2.0019932031928221E-2]
[2004,6,17,19,6.1116624454013871E-3,1.006466098974129E-2,3.9905550532939791E-5,2.1941244547073096E-3,4.5833333333333443E-7,5.552243372565869E-6,1.8416364017088828E-2,null,5.7052798779339354E-3,9.8079829165722953E-3,2.5585584513397614E-5,2.0479631290494875E-3,5.0041486778613048E-5,4.7653523258371022E-6,1.7641618347173565E-2]
[2004,6,17,20,6.1139544745030866E-3,9.5231337338002511E-3,2.1766663927058068E-4,2.1243791368129547E-3,4.5833333333333443E-7,3.0284963850359284E-5,1.8009877281570566E-2,null,5.7074195032208981E-3,9.2802661777231996E-3,1.3955773370944154E-4,1.9828638867685714E-3,5.0041486778613048E-5,2.5992830868202376E-5,1.7186141619068927E-2]
[2004,6,17,23,5.0009292800218489E-3,7.9015191455418712E-3,2.1766663927058068E-4,1.8834340127148891E-3,4.5833333333333443E-7,3.0284963850359284E-5,1.5034292374732883E-2,null,4.6684026559332429E-3,7.700007469047962E-3,1.3955773370944154E-4,1.7579692919253102E-3,5.0041486778613048E-5,2.5992830868202376E-5,1.4341971468262774E-2]
[2004,6,18,3,3.4326365127144648E-3,6.0755048396738684E-3,2.1766663927058068E-4,1.3456996672795692E-3,4.5833333333333443E-7,3.0284963850359284E-5,1.1102250956122175E-2,null,3.2043903273792388E-3,5.9205618289389899E-3,1.3955773370944154E-4,1.2560560525407189E-3,5.0041486778613048E-5,2.5992830868202376E-5,1.0596600260215205E-2]
[2004,6,18,6,3.6172173112324233E-3,7.5501334512208694E-3,0,1.5150935028661241E-3,4.5833333333333443E-7,0,1.268290259865275E-2,null,3.3766978010077706E-3,7.3575831300124878E-3,0,1.4141657389923074E-3,5.0041486778613048E-5,0,1.2198488156791178E-2]
[2004,6,18,11,5.0397197857176999E-3,1.1380517734307986E-2,0,2.2175665768250702E-3,4.5833333333333443E-7,0,1.8638262430184092E-2,null,4.7046138658255604E-3,1.1090281494191681E-2,0,2.0698436571393369E-3,5.0041486778613048E-5,0,1.7914780503935194E-2]
[2004,6,18,14,5.1805489909437803E-3,1.1029156470340805E-2,0,2.137067808669495E-3,4.5833333333333443E-7,0,1.8347231603287415E-2,null,4.8360789193980696E-3,1.0747880962465083E-2,0,1.9947073043390978E-3,5.0041486778613048E-5,0,1.7628708672980865E-2]
[2004,6,18,17,5.4099879288796136E-3,9.7984197790189076E-3,0,2.0260695639177585E-3,4.5833333333333443E-7,0,1.7234935605149614E-2,null,5.0502617816739117E-3,9.5485316296273805E-3,0,1.8911031937550011E-3,5.0041486778613048E-5,0,1.6539938091834908E-2]
[2004,6,18,20,5.5919895417130263E-3,8.4596484078823427E-3,2.1766663927058068E-4,1.9378397409070978E-3,4.5833333333333443E-7,3.0284963850359284E-5,1.6237887626956743E-2,null,5.2201615673257342E-3,8.2439028149373164E-3,1.3955773370944154E-4,1.8087507893502568E-3,5.0041486778613048E-5,2.5992830868202376E-5,1.5488407222969566E-2]
[2004,6,18,21,5.9797058954984966E-3,8.2061943554576685E-3,2.1766663927058068E-4,2.1907917827833686E-3,4.5833333333333443E-7,3.0284963850359284E-5,1.662510197019381E-2,null,5.5820975105096652E-3,7.9969125766321206E-3,1.3955773370944154E-4,2.0448524626482233E-3,5.0041486778613048E-5,2.5992830868202376E-5,1.5839454601146271E-2]
[2004,6,18,24,4.0759934251418497E-3,5.5089464916894043E-3,2.1766663927058068E-4,1.4812913905987506E-3,4.5833333333333443E-7,3.0284963850359284E-5,1.1314641243884278E-2,null,3.8049685300519816E-3,5.3684523635593832E-3,1.3955773370944154E-4,1.3826153501987025E-3,5.0041486778613048E-5,2.5992830868202376E-5,1.0771628295166326E-2]
[2004,6,19,4,3.8401497401769034E-3,5.6467007025002465E-3,9.4322210350584955E-5,1.6565266462150914E-3,4.5833333333333443E-7,1.3123484335155689E-5,1.1251281116911316E-2,null,3.5848067913779591E-3,5.5026934420910681E-3,6.0475017940757996E-5,1.5461773312166393E-3,5.0041486778613048E-5,1.1263560042887696E-5,1.0755457629447926E-2]
[2004,6,19,8,4.61528604899739E-3,7.8432290987196871E-3,0,1.9562642550157482E-3,4.5833333333333443E-7,0,1.4415237736066159E-2,null,4.3084019874276101E-3,7.643203987637022E-3,0,1.8259479567598884E-3,5.0041486778613048E-5,0,1.3827595418603133E-2]
[2004,6,19,11,5.7079618580189321E-3,9.0008588027638715E-3,0,2.3747403994616376E-3,4.5833333333333443E-7,0,1.7084019393577777E-2,null,5.3284225402653188E-3,8.771310773603774E-3,0,2.2165473652726083E-3,5.0041486778613048E-5,0,1.6366322165920318E-2]
[2004,6,19,15,5.7485690918489532E-3,8.3544835052918685E-3,0,2.2298118296674341E-3,4.5833333333333443E-7,0,1.6333322760141589E-2,null,5.3663296786484764E-3,8.141419922658908E-3,0,2.0812731939977625E-3,5.0041486778613048E-5,0,1.563906428208376E-2]
[2004,6,19,18,6.3163214973094703E-3,7.7907351964325586E-3,0,2.3388581210924369E-3,4.5833333333333443E-7,0,{"$f":"SUM(E4100:J4100)","v":1.6446373148167801E-2},null,{"$f":"E4100*V$5","v":5.8963305423185156E-3},{"$f":"F4100*W$5","v":7.5920488322491599E-3},{"$f":"G4100*X$5","v":0},{"$f":"H4100*AB$5","v":2.183055380381434E-3},{"$f":"I4100*Z$5","v":5.0041486778613048E-5},{"$f":"J4100*AA$5","v":0},{"$f":"SUM(M4100:R4100)","v":1.5721476241727723E-2}]
[2004,6,19,19,6.2190278282605741E-3,7.4933572314916574E-3,3.9905550532939791E-5,2.3303198617785235E-3,4.5833333333333443E-7,5.552243372565869E-6,1.6088621048769597E-2,null,5.8055062179658678E-3,7.3022548687089765E-3,2.5585584513397614E-5,2.1750858961419946E-3,5.0041486778613048E-5,4.7653523258371022E-6,1.5363239406434685E-2]
[2004,6,20,1,5.468522766433735E-3,6.7162718743958268E-3,2.1766663927058068E-4,2.4816693559143684E-3,4.5833333333333443E-7,3.0284963850359284E-5,1.4914873933198203E-2,null,5.1049044642237215E-3,6.5449874441148468E-3,1.3955773370944154E-4,2.3163532626879137E-3,5.0041486778613048E-5,2.5992830868202376E-5,1.418183722238274E-2]
[2004,6,20,2,5.2407089254020165E-3,6.6856240367420827E-3,2.1766663927058068E-4,2.4975887983536187E-3,4.5833333333333443E-7,3.0284963850359284E-5,1.4672331696951991E-2,null,4.8922386413376628E-3,6.5151212152926149E-3,1.3955773370944154E-4,2.3312122334635524E-3,5.0041486778613048E-5,2.5992830868202376E-5,1.3954164141450088E-2]
[2004,6,20,6,4.9480401237882773E-3,6.8162943761877898E-3,0,2.4056626768205556E-3,4.5833333333333443E-7,0,1.4170455510129956E-2,null,4.6190302566039339E-3,6.6424590817436083E-3,0,2.2454097589993823E-3,5.0041486778613048E-5,0,1.3556940584125538E-2]
[2004,6,20,9,5.95473579074823E-3,8.4927281119962852E-3,0,2.7695503058666753E-3,4.5833333333333443E-7,0,1.7217472541944525E-2,null,5.558787742103069E-3,8.2761388905652506E-3,0,2.5850570592265256E-3,5.0041486778613048E-5,0,1.6470025178673461E-2]
[2004,6,20,12,7.2585646813552833E-3,9.624223685419776E-3,0,3.2636089030404431E-3,4.5833333333333443E-7,0,2.0146855603148835E-2,null,6.7759211817036919E-3,9.3787780421100888E-3,0,3.0462040048480593E-3,5.0041486778613048E-5,0,1.9250944715440456E-2]
[2004,6,20,16,7.5428108778571833E-3,9.0656205101490497E-3,0,3.0603078742716971E-3,4.5833333333333443E-7,0,1.9669197595611265E-2,null,7.0412670053268157E-3,8.8344208694459796E-3,0,2.8564458486400237E-3,5.0041486778613048E-5,0,1.8782175210191435E-2]
[2004,6,20,18,6.6904138013017421E-3,6.9220241412339383E-3,0,2.2864581263156744E-3,4.5833333333333443E-7,0,1.5899354402184689E-2,null,6.2455483391984741E-3,6.7454924308452636E-3,0,2.1341460046917535E-3,5.0041486778613048E-5,0,1.5175228261514104E-2]
[2004,6,20,21,7.0308466575370035E-3,7.4105224625097416E-3,2.1766663927058068E-4,2.643794126557541E-3,4.5833333333333443E-7,3.0284963850359284E-5,1.7333573183058563E-2,null,6.56334480486029E-3,7.2215326268072425E-3,1.3955773370944154E-4,2.4676781120466134E-3,5.0041486778613048E-5,2.5992830868202376E-5,1.6468147595070405E-2]
[2004,6,20,24,4.9138139271993949E-3,6.5789031591321039E-3,2.1766663927058068E-4,1.8540367704660316E-3,4.5833333333333443E-7,3.0284963850359284E-5,1.3595163793251803E-2,null,4.587079861365125E-3,6.4111220298747286E-3,1.3955773370944154E-4,1.730530343285805E-3,5.0041486778613048E-5,2.5992830868202376E-5,1.2944324285881917E-2]
[2004,6,21,3,4.0463182751991717E-3,6.1885594011156821E-3,2.1766663927058068E-4,1.8309493140205386E-3,4.5833333333333443E-7,3.0284963850359284E-5,1.2314236926789667E-2,null,3.7772665688662775E-3,6.0307331708641769E-3,1.3955773370944154E-4,1.7089808548588995E-3,5.0041486778613048E-5,2.5992830868202376E-5,1.1732572645945613E-2]
[2004,6,21,7,4.5011301076785179E-3,8.986091028237669E-3,0,1.9304463857613024E-3,4.5833333333333443E-7,0,1.5418125855010822E-2,null,4.2018366133135306E-3,8.7569196201991613E-3,0,1.8018499416312167E-3,5.0041486778613048E-5,0,1.4810647661922522E-2]
[2004,6,21,10,5.5679620361681198E-3,1.186611170094953E-2,0,2.5050020345621536E-3,4.5833333333333443E-7,0,1.9939534105013139E-2,null,5.1977317219069246E-3,1.1563491404993978E-2,0,2.3381316378708284E-3,5.0041486778613048E-5,0,1.9149396251550346E-2]
[2004,6,21,13,5.7490611816140161E-3,1.2249656374978948E-2,0,2.5750236213233453E-3,4.5833333333333443E-7,0,2.0574199511249645E-2,null,5.3667890479051775E-3,1.1937254576397084E-2,0,2.4034887454026299E-3,5.0041486778613048E-5,0,1.9757573856483506E-2]
[2004,6,21,15,6.1666457411098524E-3,1.1970463599062264E-2,0,2.6643403492592997E-3,4.5833333333333443E-7,0,2.0801908022764753E-2,null,5.7566071711917677E-3,1.1665182026769E-2,0,2.4868556506972431E-3,5.0041486778613048E-5,0,1.9958686335436623E-2]
[2004,6,21,21,6.4777892784825325E-3,8.8605112204247286E-3,2.1766663927058068E-4,2.1413132613005456E-3,4.5833333333333443E-7,3.0284963850359284E-5,1.7728023696662081E-2,null,6.0470618516948156E-3,8.6345424620463754E-3,1.3955773370944154E-4,1.9986699466750255E-3,5.0041486778613048E-5,2.5992830868202376E-5,1.6895866311772475E-2]
[2004,6,21,22,5.883320386754173E-3,8.2371368202675318E-3,2.1766663927058068E-4,2.0192936950395525E-3,4.5833333333333443E-7,3.0284963850359284E-5,1.6388160838515534E-2,null,5.492120960188699E-3,8.0270659187626804E-3,1.3955773370944154E-4,1.8847786985331969E-3,5.0041486778613048E-5,2.5992830868202376E-5,1.5619557628840834E-2]
[2004,6,22,1,4.5141200536501754E-3,7.1167520899696624E-3,2.1766663927058068E-4,1.8728746745781048E-3,4.5833333333333443E-7,3.0284963850359284E-5,1.3752156754652217E-2,null,4.2139628192402519E-3,6.9352542515887404E-3,1.3955773370944154E-4,1.7481133627755734E-3,5.0041486778613048E-5,2.5992830868202376E-5,1.3112922484960822E-2]
[2004,6,22,4,3.8945079020890287E-3,7.0070757738867062E-3,9.4322210350584955E-5,1.841120979229813E-3,4.5833333333333443E-7,1.3123484335155689E-5,1.2850608683224622E-2,null,3.6355505178401549E-3,6.8283749999586401E-3,6.0475017940757996E-5,1.7184749358646228E-3,5.0041486778613048E-5,1.1263560042887696E-5,1.2304180518425677E-2]
[2004,6,22,8,5.0528701931471616E-3,1.0861310796224254E-2,0,2.3695786037871884E-3,4.5833333333333443E-7,0,1.8284217926491937E-2,null,4.7168898636517154E-3,1.0584315840298161E-2,0,2.2117294219703128E-3,5.0041486778613048E-5,0,1.7562976612698802E-2]
[2004,6,22,12,5.7180241090337199E-3,1.219755586707587E-2,0,2.7348036986153965E-3,4.5833333333333443E-7,0,2.065084200805832E-2,null,5.3378157223584475E-3,1.1886482782694446E-2,0,2.5526250928640361E-3,5.0041486778613048E-5,0,1.9826965084695544E-2]
[2004,6,22,16,5.8752321813744452E-3,1.159542790074667E-2,0,2.6155118707954679E-3,4.5833333333333443E-7,0,2.0086630286249917E-2,null,5.4845705635799538E-3,1.1299710827497273E-2,0,2.4412798752087672E-3,5.0041486778613048E-5,0,1.927560275306461E-2]
[2004,6,22,19,5.9664818994624854E-3,9.7646791660267115E-3,3.6277773211763454E-5,2.1437046856045876E-3,4.5833333333333443E-7,5.0474939750598812E-6,1.7916649351613943E-2,null,5.5697528172017254E-3,9.5156515002162208E-3,2.3259622284906928E-5,2.0009020665486652E-3,5.0041486778613048E-5,4.3321384780337301E-6,1.7163939631508168E-2]
[2004,6,22,22,5.8844495271019991E-3,8.491342851933004E-3,2.1766663927058068E-4,2.2110612958001321E-3,4.5833333333333443E-7,3.0284963850359284E-5,1.6835263611289411E-2,null,5.4931750206449774E-3,8.2747889586550234E-3,1.3955773370944154E-4,2.0637717245948562E-3,5.0041486778613048E-5,2.5992830868202376E-5,1.6047327755251115E-2]
[2004,6,22,23,5.0143973867256596E-3,7.6887498154210726E-3,2.1766663927058068E-4,1.8786503723695071E-3,4.5833333333333443E-7,3.0284963850359284E-5,1.4830207510970512E-2,null,4.6809752282664773E-3,7.4926643745192546E-3,1.3955773370944154E-4,1.753504313182214E-3,5.0041486778613048E-5,2.5992830868202376E-5,1.4142735967324203E-2]
[2004,6,23,2,4.6935143089453122E-3,7.1535894461036021E-3,2.1766663927058068E-4,1.8828427492194656E-3,4.5833333333333443E-7,3.0284963850359284E-5,1.3978356440722652E-2,null,4.3814286182917682E-3,6.9711521482016155E-3,1.3955773370944154E-4,1.7574174153735574E-3,5.0041486778613048E-5,2.5992830868202376E-5,1.3325590233223199E-2]
[2004,6,23,5,4.0945130887071286E-3,7.3073523756705056E-3,0,1.8447736297612846E-3,4.5833333333333443E-7,0,1.3247097427472251E-2,null,3.822256766244508E-3,7.1209936766874213E-3,0,1.7218842655385654E-3,5.0041486778613048E-5,0,1.2715176195249107E-2]
[2004,6,23,10,6.1591260704519108E-3,1.2350323485250513E-2,0,2.6210938399191573E-3,4.5833333333333443E-7,0,2.1131001728954917E-2,null,5.7495875057444841E-3,1.2035354383117905E-2,0,2.4464900021586231E-3,5.0041486778613048E-5,0,2.0281473377799626E-2]
[2004,6,23,13,6.6003339069360947E-3,1.2670230329722263E-2,0,2.6300336676123386E-3,4.5833333333333443E-7,0,2.1901056237604029E-2,null,6.1614581242492765E-3,1.2347102674359071E-2,0,2.4548343043500559E-3,5.0041486778613048E-5,0,2.1013436589737016E-2]
[2004,6,23,17,7.2646712166890871E-3,1.1246895064267518E-2,0,2.4424193264212307E-3,4.5833333333333443E-7,0,2.0954443940711172E-2,null,6.7816216753868895E-3,1.0960066590146774E-2,0,2.2797178689919922E-3,5.0041486778613048E-5,0,2.0071447621304271E-2]
[2004,6,23,20,7.0077071503511883E-3,9.7531309477767482E-3,2.1766663927058068E-4,2.1315862521662809E-3,4.5833333333333443E-7,3.0284963850359284E-5,1.9140834286748492E-2,null,6.5417439121552498E-3,9.5043977950563623E-3,1.3955773370944154E-4,1.9895909010355845E-3,5.0041486778613048E-5,2.5992830868202376E-5,1.8251324659603458E-2]
[2004,6,23,23,5.8082687864670912E-3,8.2737392126208311E-3,2.1766663927058068E-4,2.0401648157456313E-3,4.5833333333333443E-7,3.0284963850359284E-5,1.6370582751287829E-2,null,5.4220597634603339E-3,8.0627348438534266E-3,1.3955773370944154E-4,1.9042594921482941E-3,5.0041486778613048E-5,2.5992830868202376E-5,1.5604646150818312E-2]
[2004,6,23,24,5.2404452417189676E-3,7.8348197093252008E-3,2.1766663927058068E-4,1.9973441938386607E-3,4.5833333333333443E-7,3.0284963850359284E-5,1.5321019081337102E-2,null,4.8919924907649707E-3,7.6350090620847366E-3,1.3955773370944154E-4,1.864291360604843E-3,5.0041486778613048E-5,2.5992830868202376E-5,1.4606884964810808E-2]
[2004,6,24,6,4.2586526052658885E-3,8.1273276101345385E-3,0,1.8331484078849033E-3,4.5833333333333443E-7,0,1.4219586956618664E-2,null,3.9754821593944714E-3,7.9200571622666128E-3,0,1.7110334563610048E-3,5.0041486778613048E-5,0,1.3656614264800701E-2]
[2004,6,24,7,4.7865324843090612E-3,9.8275186545305378E-3,0,2.1178570018910731E-3,4.5833333333333443E-7,0,1.6732366474064009E-2,null,4.4682617392185035E-3,9.5768883993387934E-3,0,1.9767762230473804E-3,5.0041486778613048E-5,0,1.607196784838329E-2]
[2004,6,24,11,6.0398037620660074E-3,1.2867091599581562E-2,0,2.7763021041957202E-3,4.5833333333333443E-7,0,2.1683655799176624E-2,null,5.6381992916367243E-3,1.2538943410344394E-2,0,2.591359087355785E-3,5.0041486778613048E-5,0,2.0818543276115518E-2]
[2004,6,24,14,6.1507802525427365E-3,1.2529711176510281E-2,0,2.6543631266407E-3,4.5833333333333443E-7,0,2.1335312889027052E-2,null,5.7417966260276338E-3,1.2210167167484165E-2,0,2.4775430595133773E-3,5.0041486778613048E-5,0,2.0479548339803793E-2]
[2004,6,24,18,6.7106155671119265E-3,1.0642209578498154E-2,0,2.3721307612153803E-3,4.5833333333333443E-7,0,1.9725414240158796E-2,null,6.264406829667348E-3,1.0370802339679696E-2,0,2.214111567751175E-3,5.0041486778613048E-5,0,1.8899362223876833E-2]
[2004,6,24,21,6.6468522344131347E-3,9.6518789306644891E-3,2.1766663927058068E-4,2.444812810124456E-3,4.5833333333333443E-7,3.0284963850359284E-5,1.899195391165635E-2,null,6.2048833101264172E-3,9.4057279983172822E-3,1.3955773370944154E-4,2.2819519110781968E-3,5.0041486778613048E-5,2.5992830868202376E-5,1.8108155270878154E-2]
[2004,6,24,23,5.5023749940777298E-3,8.3264613284097823E-3,2.1766663927058068E-4,2.0344058141626253E-3,4.5833333333333443E-7,3.0284963850359284E-5,1.6111652073104412E-2,null,5.1365057568222424E-3,8.1141123926363069E-3,1.3955773370944154E-4,1.8988841257342192E-3,5.0041486778613048E-5,2.5992830868202376E-5,1.5365094326549027E-2]
[2004,6,25,2,4.2427447739535364E-3,6.7422175932537066E-3,2.1766663927058068E-4,1.7110774960019059E-3,4.5833333333333443E-7,3.0284963850359284E-5,{"$f":"SUM(E4228:J4228)","v":1.2944449799663423E-2},null,{"$f":"E4228*V$5","v":3.9606320869798508E-3},{"$f":"F4228*W$5","v":6.5702714718208627E-3},{"$f":"G4228*X$5","v":1.3955773370944154E-4},{"$f":"H4228*AB$5","v":1.5970942829793486E-3},{"$f":"I4228*Z$5","v":5.0041486778613048E-5},{"$f":"J4228*AA$5","v":2.5992830868202376E-5},{"$f":"SUM(M4228:R4228)","v":1.234358989313632E-2}]
[2004,6,25,5,3.7830242062836445E-3,7.1752902165694221E-3,0,1.6995644373008793E-3,4.5833333333333443E-7,0,1.2658337193487279E-2,null,3.5314797037076192E-3,6.9922994860227468E-3,0,1.5863481652412688E-3,5.0041486778613048E-5,0,1.2160168841750247E-2]
[2004,6,25,9,5.1975349309339725E-3,1.0948397196181715E-2,0,2.2290960684697649E-3,4.5833333333333443E-7,0,1.8375486528918787E-2,null,4.8519354138461153E-3,1.0669181284242987E-2,0,2.0806051131426013E-3,5.0041486778613048E-5,0,1.7651763298010319E-2]
[2004,6,25,12,5.5615432783181935E-3,1.1670339377564259E-2,0,2.4104335303648367E-3,4.5833333333333443E-7,0,1.9642774519580623E-2,null,5.1917397663089728E-3,1.1372711844186362E-2,0,2.2498628027325311E-3,5.0041486778613048E-5,0,1.8864355900006482E-2]
[2004,6,25,15,5.5565687185656952E-3,1.1093795298478993E-2,0,2.4670050388867649E-3,4.5833333333333443E-7,0,1.9117827389264791E-2,null,5.1870959797924469E-3,1.081087131283782E-2,0,2.302665807301874E-3,5.0041486778613048E-5,0,1.8350674586710754E-2]
[2004,6,25,20,5.8417466549655558E-3,8.9684930844799553E-3,2.1766663927058068E-4,2.0404419316905182E-3,4.5833333333333443E-7,3.0284963850359284E-5,1.7099091607590305E-2,null,5.4533115891635233E-3,8.7397704750944855E-3,1.3955773370944154E-4,1.9045181480492311E-3,5.0041486778613048E-5,2.5992830868202376E-5,1.6313192263663498E-2]
[2004,6,25,23,5.0145511363480742E-3,6.917001319891045E-3,2.1766663927058068E-4,1.8366811003351587E-3,4.5833333333333443E-7,3.0284963850359284E-5,1.4016643493028551E-2,null,4.6811187546203685E-3,6.740597706027974E-3,1.3955773370944154E-4,1.7143308189462823E-3,5.0041486778613048E-5,2.5992830868202376E-5,1.3351639330950883E-2]
[2004,6,26,2,4.6084267629776278E-3,6.3232054973022186E-3,2.1766663927058068E-4,1.8536258462774975E-3,4.5833333333333443E-7,3.0284963850359284E-5,1.3033668043011617E-2,null,4.3019987956847494E-3,6.1619454007174005E-3,1.3955773370944154E-4,1.7301467927606073E-3,5.0041486778613048E-5,2.5992830868202376E-5,1.2409683040519016E-2]
[2004,6,26,3,4.194881222269479E-3,6.2328610291187969E-3,2.1766663927058068E-4,1.8117343365165206E-3,4.5833333333333443E-7,3.0284963850359284E-5,1.2487886524359068E-2,null,3.9159511248440942E-3,6.073904978744619E-3,1.3955773370944154E-4,1.6910458806739491E-3,5.0041486778613048E-5,2.5992830868202376E-5,1.189649403561892E-2]
[2004,6,26,6,3.7910982100354748E-3,6.2381666185735013E-3,0,1.5452200842572552E-3,4.5833333333333443E-7,0,1.1574943246199565E-2,null,3.5390168429968384E-3,6.0790752602659865E-3,0,1.4422854419384994E-3,5.0041486778613048E-5,0,1.1110419031979938E-2]
[2004,6,26,10,5.7710789263043056E-3,9.1577956272979964E-3,0,2.3956847189304737E-3,4.5833333333333443E-7,0,1.7325017605866109E-2,null,5.3873427674309528E-3,8.9242452535212517E-3,0,2.2360964815240523E-3,5.0041486778613048E-5,0,1.6597725989254873E-2]
[2004,6,26,13,7.3457992840977333E-3,1.019671682765538E-2,0,3.1282600259156697E-3,4.5833333333333443E-7,0,2.0671234471002119E-2,null,6.8573552969108473E-3,9.9366709472585944E-3,0,2.9198713762156685E-3,5.0041486778613048E-5,0,1.9763939107163724E-2]
[2004,6,26,17,7.4961196152916682E-3,9.4559101549297579E-3,0,3.1448469889407298E-3,4.5833333333333443E-7,0,2.0097335092495491E-2,null,6.9976803833282789E-3,9.2147569952654197E-3,0,2.9353534007769242E-3,5.0041486778613048E-5,0,1.9197832266149236E-2]
[2004,6,26,21,7.6050833667931986E-3,8.4565972941078212E-3,2.1766663927058068E-4,3.0921993313226793E-3,4.5833333333333443E-7,3.0284963850359284E-5,1.9402289928677971E-2,null,7.0993988117296443E-3,8.2409295134214956E-3,1.3955773370944154E-4,2.8862128602750994E-3,5.0041486778613048E-5,2.5992830868202376E-5,1.8442133236782499E-2]
[2004,6,26,24,6.3683250260634615E-3,7.1145058505951049E-3,2.1766663927058068E-4,2.7557941823669924E-3,4.5833333333333443E-7,3.0284963850359284E-5,1.6487034995479835E-2,null,5.9448762021667529E-3,6.9330652978391158E-3,1.3955773370944154E-4,2.5722172981703277E-3,5.0041486778613048E-5,2.5992830868202376E-5,1.5665750849532457E-2]
[2004,6,27,1,6.2088036573681709E-3,7.4747369983197958E-3,2.1766663927058068E-4,2.8245993006104746E-3,4.5833333333333443E-7,3.0284963850359284E-5,1.6756549892752715E-2,null,5.7959618825281544E-3,7.2841095055379409E-3,1.3955773370944154E-4,2.6364389720823205E-3,5.0041486778613048E-5,2.5992830868202376E-5,1.5932102411504678E-2]
[2004,6,27,4,5.6514484427622963E-3,7.2994323705216219E-3,9.7949987671761305E-5,2.7608058657097039E-3,4.5833333333333443E-7,1.3628233732661678E-5,1.5823723233731383E-2,null,5.2756668696474808E-3,7.1132756546617819E-3,6.2800980169248685E-5,2.5768951288550569E-3,5.0041486778613048E-5,1.1696773890691069E-5,1.5090376894002871E-2]
[2004,6,27,7,5.9118077848345635E-3,8.4339849946903876E-3,0,2.8848563784605189E-3,4.5833333333333443E-7,0,1.7231107491318804E-2,null,5.5187141466571431E-3,8.2188938932832058E-3,0,2.6926820322407366E-3,5.0041486778613048E-5,0,1.6480331558959699E-2]
[2004,6,27,10,7.3040213385702447E-3,1.0129951733807931E-2,0,3.3326567884955118E-3,4.5833333333333443E-7,0,2.0767088194207022E-2,null,6.818355290924138E-3,9.8716085571247808E-3,0,3.1106522740642541E-3,5.0041486778613048E-5,0,1.9850657608891788E-2]
[2004,6,27,15,8.3771133213943177E-3,1.0461734045089139E-2,0,3.4606934510154597E-3,4.5833333333333443E-7,0,2.229999915083225E-2,null,7.8200942042675973E-3,1.0194929456297025E-2,0,3.2301597903516038E-3,5.0041486778613048E-5,0,2.129522493769484E-2]
[2004,6,27,18,8.0819892215962807E-3,8.5895033665924006E-3,0,2.8790964646557252E-3,4.5833333333333443E-7,0,{"$f":"SUM(E4292:J4292)","v":1.9551047386177741E-2},null,{"$f":"E4292*V$5","v":7.5445937814099789E-3},{"$f":"F4292*W$5","v":8.3704460952284884E-3},{"$f":"G4292*X$5","v":0},{"$f":"H4292*AB$5","v":2.6873058143724142E-3},{"$f":"I4292*Z$5","v":5.0041486778613048E-5},{"$f":"J4292*AA$5","v":0},{"$f":"SUM(M4292:R4292)","v":1.8652387177789498E-2}]
[2004,6,27,22,7.4701977356713151E-3,8.157285384695576E-3,2.1766663927058068E-4,2.8106053654220996E-3,4.5833333333333443E-7,3.0284963850359284E-5,1.8686498422243264E-2,null,6.9734821263863394E-3,7.9492509266082707E-3,1.3955773370944154E-4,2.6233772411332788E-3,5.0041486778613048E-5,2.5992830868202376E-5,1.7761702345484149E-2]
[2004,6,28,1,4.4500387016411392E-3,5.9964944182724113E-3,2.1766663927058068E-4,1.463223288542414E-3,4.5833333333333443E-7,3.0284963850359284E-5,1.2158166344910237E-2,null,4.1541424264364829E-3,5.843566402652248E-3,1.3955773370944154E-4,1.3657508524971731E-3,5.0041486778613048E-5,2.5992830868202376E-5,1.1579051732942162E-2]
[2004,6,28,2,4.2719627282160168E-3,6.1028525034290491E-3,2.1766663927058068E-4,1.5110571255232627E-3,4.5833333333333443E-7,3.0284963850359284E-5,1.2134282293622603E-2,null,3.9879072527824961E-3,5.9472120478775486E-3,1.3955773370944154E-4,1.4103982444204403E-3,5.0041486778613048E-5,2.5992830868202376E-5,1.1561109596436744E-2]
[2004,6,28,7,4.8621521731764495E-3,9.2646658090886555E-3,0,1.8257228806494452E-3,4.5833333333333443E-7,0,1.5952999196247885E-2,null,4.5388532506321225E-3,9.0283899354297783E-3,0,1.7041025796920241E-3,5.0041486778613048E-5,0,1.5321387252532539E-2]
[2004,6,28,9,5.6410729950539147E-3,1.1282940861464546E-2,0,2.2522501138661239E-3,4.5833333333333443E-7,0,1.9176722303717919E-2,null,5.265981316238076E-3,1.0995193114873542E-2,0,2.1022167547057537E-3,5.0041486778613048E-5,0,1.8413432672595986E-2]
[2004,6,28,13,6.5395164674380418E-3,1.2544414129276101E-2,0,2.6378525363677323E-3,4.5833333333333443E-7,0,2.1722241466415208E-2,null,6.1046846167305841E-3,1.2224495152271463E-2,0,2.4621323201429019E-3,5.0041486778613048E-5,0,2.0841353575923562E-2]
[2004,6,28,16,7.2652754258989774E-3,1.1923824187133615E-2,0,2.7390632512444835E-3,4.5833333333333443E-7,0,2.192862119761041E-2,null,6.782185708933906E-3,1.1619732055239763E-2,0,2.5566008959283979E-3,5.0041486778613048E-5,0,2.100856014688068E-2]
[2004,6,28,19,7.7600426875840418E-3,9.9308571601501288E-3,3.9905550532939791E-5,2.1234234156384791E-3,4.5833333333333443E-7,5.552243372565869E-6,1.9860239390611489E-2,null,7.244054427563193E-3,9.6775914730711458E-3,2.5585584513397614E-5,1.9819718308403951E-3,5.0041486778613048E-5,4.7653523258371022E-6,1.898401015509258E-2]
[2004,6,28,23,5.9912108352652227E-3,8.0832103774017144E-3,2.1766663927058068E-4,1.8449989354845972E-3,4.5833333333333443E-7,3.0284963850359284E-5,1.616783008460581E-2,null,5.5928374526995894E-3,7.8770650470417654E-3,1.3955773370944154E-4,1.7220945625493471E-3,5.0041486778613048E-5,2.5992830868202376E-5,1.5407589113646961E-2]
[2004,6,28,24,5.2845040265705294E-3,7.6951616380849007E-3,2.1766663927058068E-4,1.7745318496980157E-3,4.5833333333333443E-7,3.0284963850359284E-5,1.5002607450807719E-2,null,4.9331216763025282E-3,7.4989126770914939E-3,1.3955773370944154E-4,1.6563216328539178E-3,5.0041486778613048E-5,2.5992830868202376E-5,1.4303948037604198E-2]
[2004,6,29,4,4.2876577404958672E-3,7.3383729930135552E-3,9.7949987671761305E-5,1.8722029911803701E-3,4.5833333333333443E-7,1.3628233732661678E-5,1.361027027942755E-2,null,4.0025586571334568E-3,7.1512231782346935E-3,6.2800980169248685E-5,1.7474864234832263E-3,5.0041486778613048E-5,1.1696773890691069E-5,1.3025807499689929E-2]
[2004,6,29,7,4.8776502011077675E-3,1.010140496852106E-2,0,1.9673203585010889E-3,4.5833333333333443E-7,0,1.6946833861463249E-2,null,4.553320768708278E-3,9.8437898172246078E-3,0,1.8362675592967252E-3,5.0041486778613048E-5,0,1.6283419632008227E-2]
[2004,6,29,10,6.1161437025544435E-3,1.2538451551445354E-2,0,2.4863879864675787E-3,4.5833333333333443E-7,0,2.1141441573800709E-2,null,5.7094631630043363E-3,1.2218684637484893E-2,0,2.320757562257999E-3,5.0041486778613048E-5,0,2.0298946849525844E-2]
[2004,6,29,14,6.7336278600103605E-3,1.2620826456111822E-2,0,2.4390086627639361E-3,4.5833333333333443E-7,0,2.1793921312219456E-2,null,6.2858889669403818E-3,1.2298958742946221E-2,0,2.2765344062669209E-3,5.0041486778613048E-5,0,2.0911423602932137E-2]
[2004,6,29,17,7.9708851068287477E-3,1.2056673904352165E-2,0,2.7488116848283194E-3,4.5833333333333443E-7,0,2.2776829029342565E-2,null,7.4408773088459838E-3,1.174919371900361E-2,0,2.5656999388303861E-3,5.0041486778613048E-5,0,2.1805812453458594E-2]
[2004,6,29,21,6.9670053475518069E-3,9.8098912128199954E-3,2.1766663927058068E-4,2.3377435911888559E-3,4.5833333333333443E-7,3.0284963850359284E-5,1.9363050088014932E-2,null,6.5037484929740628E-3,9.5597105085647172E-3,1.3955773370944154E-4,2.1820150947477451E-3,5.0041486778613048E-5,2.5992830868202376E-5,1.8461066147642782E-2]
[2004,6,30,1,4.4269868404859802E-3,7.0812980818034171E-3,2.1766663927058068E-4,1.6432795657573135E-3,4.5833333333333443E-7,3.0284963850359284E-5,1.3399974424500985E-2,null,4.1326233519175005E-3,6.9007044235544941E-3,1.3955773370944154E-4,1.5338127033638859E-3,5.0041486778613048E-5,2.5992830868202376E-5,1.2782732530192138E-2]
[2004,6,30,4,3.8868465475055342E-3,6.7954975932429445E-3,9.7949987671761305E-5,1.7498029979168286E-3,4.5833333333333443E-7,1.3628233732661678E-5,1.2544183693403065E-2,null,3.628398589451862E-3,6.6221926771373721E-3,6.2800980169248685E-5,1.6332400904359619E-3,5.0041486778613048E-5,1.1696773890691069E-5,1.2008370597863747E-2]
[2004,6,30,5,4.0578632718146056E-3,7.3204433970488654E-3,0,1.8796709869099094E-3,4.5833333333333443E-7,0,1.3258435989106714E-2,null,3.7880439044062028E-3,7.1337508390171122E-3,0,1.7544569396128757E-3,5.0041486778613048E-5,0,1.2726293169814802E-2]
[2004,6,30,8,5.2690104549874689E-3,1.111494345573482E-2,0,2.3832728231686748E-3,4.5833333333333443E-7,0,1.8767685067224298E-2,null,4.9186583182588136E-3,1.083148013069006E-2,0,2.2245114026433919E-3,5.0041486778613048E-5,0,1.8024691338370882E-2]
[2004,6,30,11,5.7665114686108699E-3,1.2318964381538918E-2,0,2.6309113363679124E-3,4.5833333333333443E-7,0,2.0716845519851035E-2,null,5.3830790135498329E-3,1.2004795027587119E-2,0,2.4556535073114367E-3,5.0041486778613048E-5,0,1.9893569035227005E-2]
[2004,6,30,15,6.2895958868230467E-3,1.255287782869936E-2,0,2.7999198466625635E-3,4.5833333333333443E-7,0,2.1642851895518306E-2,null,5.8713819969602194E-3,1.2232743002789126E-2,0,2.613403536867166E-3,5.0041486778613048E-5,0,2.0767570023395125E-2]
[2004,6,30,18,6.6885702322958349E-3,1.0720893467808674E-2,0,2.4190335323227966E-3,4.5833333333333443E-7,0,1.9828955565760642E-2,null,6.2438273545650869E-3,1.044747956139175E-2,0,2.2578899166375188E-3,5.0041486778613048E-5,0,1.8999238319372971E-2]
[2004,6,30,23,7.1701606717476298E-3,1.0148249368132529E-2,2.1766663927058068E-4,3.203106179604552E-3,4.5833333333333443E-7,3.0284963850359284E-5,2.0769926155938985E-2,null,6.6933954169630808E-3,9.8894395486556694E-3,1.3955773370944154E-4,2.9897316627537219E-3,5.0041486778613048E-5,2.5992830868202376E-5,1.9788158679728732E-2]
[2004,7,1,2,4.7276660841025706E-3,8.5171400267722835E-3,2.324854545454559E-4,2.1862449197067647E-3,4.4354838709677579E-7,3.0904372949707874E-5,1.5694884406463879E-2,null,4.4133095406007281E-3,8.2999282306461392E-3,1.490588694046071E-4,2.0406084882858104E-3,4.8427245269625589E-5,2.6524454284929765E-5,1.4977856828491841E-2]
[2004,7,1,5,4.3117570965225177E-3,8.851573017817237E-3,0,2.2305773328142463E-3,4.4354838709677579E-7,0,1.5394350995541097E-2,null,4.0250555754823211E-3,8.6258322095531716E-3,0,2.0819877032483562E-3,4.8427245269625589E-5,0,1.4781302733553475E-2]
[2004,7,1,6,4.6324930602220675E-3,9.5157128392914635E-3,0,2.3089269188100166E-3,4.4354838709677579E-7,0,1.6457576366710643E-2,null,4.3244648534279083E-3,9.273034537567405E-3,0,2.1551180413891041E-3,4.8427245269625589E-5,0,1.5801044677654041E-2]
[2004,7,1,9,5.5921513255232872E-3,1.2984147717058825E-2,0,2.6819519196470188E-3,4.4354838709677579E-7,0,2.1258694510616228E-2,null,5.2203125936504868E-3,1.2653014257009522E-2,0,2.5032940285300625E-3,4.8427245269625589E-5,0,2.0425048124459697E-2]
[2004,7,1,15,5.9253853582202911E-3,1.3816583641241694E-2,0,2.916521761090449E-3,4.4354838709677579E-7,0,2.2658934308939529E-2,null,5.5313889069078586E-3,1.3464220648546065E-2,0,2.7222380293739951E-3,4.8427245269625589E-5,0,2.1766274830097541E-2]
[2004,7,1,17,6.3537456389601479E-3,1.2718153934124779E-2,0,2.8666033086522584E-3,4.4354838709677579E-7,0,2.1938946430124281E-2,null,5.9312662417646154E-3,1.2393804087726053E-2,0,2.6756448883909043E-3,4.8427245269625589E-5,0,2.1049142463151198E-2]
[2004,7,1,20,6.6782151999829412E-3,1.1026123406885576E-2,2.324854545454559E-4,2.5160078481469158E-3,4.4354838709677579E-7,3.0904372949707874E-5,2.0484179830897689E-2,null,6.2341608590709583E-3,1.0744925250933013E-2,1.490588694046071E-4,2.3484043005625134E-3,4.8427245269625589E-5,2.6524454284929765E-5,1.9551500979525648E-2]
[2004,7,1,24,5.3916807420047574E-3,8.9080163280776271E-3,2.324854545454559E-4,2.3484649514498445E-3,4.4354838709677579E-7,3.0904372949707874E-5,1.6911995397414489E-2,null,5.0331718939663067E-3,8.6808360515457598E-3,1.490588694046071E-4,2.1920222529381818E-3,4.8427245269625589E-5,2.6524454284929765E-5,1.6130040767409409E-2]
[2004,7,2,3,4.5655742421317471E-3,8.271644797604092E-3,2.324854545454559E-4,2.3949478569508368E-3,4.4354838709677579E-7,3.0904372949707874E-5,1.5496000272568937E-2,null,4.2619956660805113E-3,8.0606938424997478E-3,1.490588694046071E-4,2.2354087055128707E-3,4.8427245269625589E-5,2.6524454284929765E-5,1.4782108783052294E-2]
[2004,7,2,6,4.7187046774184709E-3,9.7451031284952437E-3,0,2.5720295353291261E-3,4.4354838709677579E-7,0,1.7036280889629937E-2,null,4.4049440044328647E-3,9.4965747084714697E-3,0,2.400694110071799E-3,4.8427245269625589E-5,0,1.6350640068245759E-2]
[2004,7,2,7,4.8279223155537898E-3,1.1144235255891942E-2,0,2.5652408456983433E-3,4.4354838709677579E-7,0,1.8537841965531172E-2,null,4.5068994377925331E-3,1.0860024904908439E-2,0,2.394357648150245E-3,4.8427245269625589E-5,0,1.7809709236120842E-2]
[2004,7,2,12,5.7724358004775083E-3,1.3602367484290613E-2,0,3.0289084469750471E-3,4.4354838709677579E-7,0,2.2404155280130265E-2,null,5.3886094190149399E-3,1.3255467625471418E-2,0,2.8271380902588398E-3,4.8427245269625589E-5,0,2.151964238001482E-2]
[2004,7,2,15,5.6889771000632793E-3,1.3064896530710433E-2,0,3.0148861850096752E-3,4.4354838709677579E-7,0,2.1769203364170483E-2,null,5.3107001351882302E-3,1.2731703741497446E-2,0,2.8140499195175015E-3,4.8427245269625589E-5,0,2.0904881041472801E-2]
[2004,7,2,18,5.8761827599535677E-3,1.1615834106963095E-2,0,2.8278913513508112E-3,4.4354838709677579E-7,0,2.032035176665457E-2,null,5.4854579353692682E-3,1.1319596616215517E-2,0,2.6395117232750369E-3,4.8427245269625589E-5,0,1.9492993520129447E-2]
[2004,7,2,21,6.0209014263879071E-3,1.015377635287033E-2,2.324854545454559E-4,2.7395982623016897E-3,4.4354838709677579E-7,3.0904372949707874E-5,1.9178109417442184E-2,null,5.6205538283354319E-3,9.8948255792376989E-3,1.490588694046071E-4,2.5571002672910574E-3,4.8427245269625589E-5,2.6524454284929765E-5,1.8296490243823349E-2]
[2004,7,3,1,4.175854842388897E-3,6.810208966316708E-3,2.324854545454559E-4,1.8262583841617156E-3,4.4354838709677579E-7,3.0904372949707874E-5,1.3076155568749581E-2,null,3.898189865407345E-3,6.6365288674903166E-3,1.490588694046071E-4,1.7046024107049153E-3,4.8427245269625589E-5,2.6524454284929765E-5,1.246333171256174E-2]
[2004,7,3,4,3.6803598189973944E-3,6.6299494756023253E-3,1.0849321212121275E-4,1.8348120701467817E-3,4.4354838709677579E-7,1.4422040709863674E-5,1.2268480165964676E-2,null,3.4356417761065325E-3,6.4608665170863885E-3,6.9560805722149974E-5,1.7125862939697412E-3,4.8427245269625589E-5,1.2378078666300557E-5,1.173946071682074E-2]
[2004,7,3,5,3.4361174881428289E-3,6.4540417520512813E-3,0,1.6915973594974437E-3,4.4354838709677579E-7,0,1.1582200148078651E-2,null,3.207639842424359E-3,6.2894449511498576E-3,0,1.578911813327548E-3,4.8427245269625589E-5,0,1.112442385217139E-2]
[2004,7,3,9,4.5610793056696424E-3,9.0449588373854029E-3,0,2.1265929837679244E-3,4.4354838709677579E-7,0,1.5733074675210065E-2,null,4.257799611278903E-3,8.8142861293190929E-3,0,1.9849302585859992E-3,4.8427245269625589E-5,0,1.5105443244453622E-2]
[2004,7,3,12,5.3313323647808811E-3,9.4689017875986686E-3,0,2.2804887136275718E-3,4.4354838709677579E-7,0,1.7081166414394215E-2,null,4.9768362593796142E-3,9.227417303586281E-3,0,2.1285742436819863E-3,4.8427245269625589E-5,0,1.6381255051917506E-2]
[2004,7,3,16,5.2377018662862979E-3,8.59963103051232E-3,0,2.2695664172644446E-3,4.4354838709677579E-7,0,1.610734286245016E-2,null,4.889431530503593E-3,8.3803154743176209E-3,0,2.1183795347226812E-3,4.8427245269625589E-5,0,1.5436553784813522E-2]
[2004,7,3,19,5.0629254877383543E-3,7.4708527914816658E-3,4.2622333333333578E-5,2.0046516881906122E-3,4.4354838709677579E-7,5.6658017074464427E-6,1.4587161650838511E-2,null,4.7262765518744912E-3,7.2803243572501205E-3,2.7327459390844634E-5,1.8711120671360641E-3,4.8427245269625589E-5,4.8628166189037894E-6,1.3958330497540051E-2]
[2004,7,3,22,5.0370481795947927E-3,6.7639624650639571E-3,2.324854545454559E-4,1.9566963773452861E-3,4.4354838709677579E-7,3.0904372949707874E-5,1.4021540397886298E-2,null,4.7021199027196207E-3,6.5914617862741142E-3,1.490588694046071E-4,1.8263512933145828E-3,4.8427245269625589E-5,2.6524454284929765E-5,1.334394355126748E-2]
[2004,7,4,2,3.8925747012208078E-3,6.1181306845058299E-3,2.324854545454559E-4,1.7629917569913817E-3,4.4354838709677579E-7,3.0904372949707874E-5,1.203753051860028E-2,null,3.63374586123289E-3,5.9621005909839785E-3,1.490588694046071E-4,1.6455502819771272E-3,4.8427245269625589E-5,2.6524454284929765E-5,1.1465407303153157E-2]
[2004,7,4,6,3.624204383351288E-3,6.284584039729646E-3,0,1.6948940528207696E-3,4.4354838709677579E-7,0,1.1604126024288799E-2,null,3.3832202819729009E-3,6.1243089024318629E-3,0,1.5819888978381691E-3,4.8427245269625589E-5,0,1.1137945327512559E-2]
[2004,7,4,7,3.8697548211778397E-3,6.8203463230412384E-3,0,1.83709834990621E-3,4.4354838709677579E-7,0,1.2527643042512386E-2,null,3.612443342713731E-3,6.6464076921894039E-3,0,1.7147202734894334E-3,4.8427245269625589E-5,0,1.2021998553662195E-2]
[2004,7,4,10,4.7377955166094639E-3,8.2092637933564288E-3,0,2.0128336927516788E-3,4.4354838709677579E-7,0,1.496033655110467E-2,null,4.4227654370892445E-3,7.9999037349538175E-3,0,1.8787490284883838E-3,4.8427245269625589E-5,0,1.4349845445801071E-2]
[2004,7,4,13,5.3197668314048313E-3,8.4456144124902786E-3,0,2.1076648741258841E-3,4.4354838709677579E-7,0,1.5873489666408089E-2,null,4.9660397526292126E-3,8.2302267271687456E-3,0,1.9672630425963409E-3,4.8427245269625589E-5,0,1.5211956767663926E-2]
[2004,7,4,17,5.7745393115017189E-3,7.6340924338118947E-3,0,1.8798936717793503E-3,4.4354838709677579E-7,0,1.528896896548006E-2,null,5.3905730613506633E-3,7.4394009148126827E-3,0,1.7546647903576382E-3,4.8427245269625589E-5,0,1.463306601179061E-2]
[2004,7,4,19,4.5201097932914651E-3,5.3861273055607409E-3,4.649709090909118E-5,9.7904231314884438E-4,4.4354838709677579E-7,6.1808745899415741E-6,1.093840092588718E-2,null,4.2195542833230277E-3,5.2487654232237797E-3,2.9811773880921422E-5,9.1382353211847452E-4,4.8427245269625589E-5,5.3048908569859528E-6,1.0465687148672817E-2]
[2004,7,4,24,3.2814666450352078E-3,5.0867005604555929E-3,2.324854545454559E-4,9.5435471938044695E-4,4.4354838709677579E-7,3.0904372949707874E-5,9.5863553007535084E-3,null,3.0632721926777146E-3,4.9569749293611916E-3,1.490588694046071E-4,8.9078049931595542E-4,4.8427245269625589E-5,2.6524454284929765E-5,9.1350381903140248E-3]
[2004,7,5,4,1.5301796410753391E-3,3.0326122133053218E-3,1.1236796969697035E-4,3.7317533662606649E-4,4.4354838709677579E-7,1.4937113592358804E-5,5.0637158226831541E-3,null,1.428433457155363E-3,2.9552717981265707E-3,7.2045120212226762E-5,3.4831630833026913E-4,4.8427245269625589E-5,1.2820152904382719E-5,4.8653140819984383E-3]
[2004,7,5,7,1.5219168095123329E-3,3.8307655282390045E-3,0,3.630056337733983E-4,4.4354838709677579E-7,0,5.7161315199118325E-3,null,1.4207200457763286E-3,3.7330698864729453E-3,0,3.3882405895901269E-4,4.8427245269625589E-5,0,5.5410412364779128E-3]
[2004,7,5,8,1.7164649412523638E-3,4.3503211545979723E-3,0,4.3159570387948752E-4,4.4354838709677579E-7,0,6.4988253481169204E-3,null,1.6023320950709033E-3,4.2393753360784325E-3,0,4.0284501013834246E-4,4.8427245269625589E-5,0,6.2929796865573038E-3]
[2004,7,5,11,2.8648008810110482E-3,5.5440620845985632E-3,0,6.6309498995501502E-4,4.4354838709677579E-7,0,9.0724015039517231E-3,null,2.6743117714260983E-3,5.4026724069080262E-3,0,6.1892300027550798E-4,4.8427245269625589E-5,0,8.7443344238792575E-3]
[2004,7,5,14,2.6592479808588399E-3,5.0680755510294989E-3,0,4.1213451638645945E-4,4.4354838709677579E-7,0,8.139901596661895E-3,null,2.482426693418925E-3,4.9388249117442717E-3,0,3.8468022721195317E-4,4.8427245269625589E-5,0,7.854359077644776E-3]
[2004,7,5,20,4.1951909507883505E-3,4.8781735864509741E-3,2.324854545454559E-4,8.9424425389922802E-4,4.4354838709677579E-7,3.0904372949707874E-5,1.0231442167020814E-2,null,3.9162402585948743E-3,4.7537659985520484E-3,1.490588694046071E-4,8.3467428496178375E-4,4.8427245269625589E-5,2.6524454284929765E-5,9.7286911110678696E-3]
[2004,7,5,22,3.7853160802398082E-3,4.8978355658713998E-3,2.324854545454559E-4,8.7959154597472093E-4,4.4354838709677579E-7,3.0904372949707874E-5,9.8265765679681899E-3,null,3.5336191841651337E-3,4.7729265404180977E-3,1.490588694046071E-4,8.2099766533989241E-4,4.8427245269625589E-5,2.6524454284929765E-5,9.3515539588822881E-3]
[2004,7,6,1,3.3186587234464477E-3,6.2493204824402241E-3,2.324854545454559E-4,1.2346123646480411E-3,4.4354838709677579E-7,3.0904372949707874E-5,1.1066424946416973E-2,null,3.0979912594576295E-3,6.0899446682241981E-3,1.490588694046071E-4,1.1523688166563352E-3,4.8427245269625589E-5,2.6524454284929765E-5,1.0564315313297327E-2]
[2004,7,6,5,2.4735860891821121E-3,6.1850944121511035E-3,0,1.1100384850417006E-3,4.4354838709677579E-7,0,9.7691625347620138E-3,null,2.3091100117230302E-3,6.0273565491771345E-3,0,1.0360934104326404E-3,4.8427245269625589E-5,0,9.4209872166024309E-3]
[2004,7,6,8,3.3868085907244987E-3,9.9811695320340937E-3,0,1.4288951328303462E-3,4.4354838709677579E-7,0,1.4797316803976036E-2,null,3.16160963988011E-3,9.7266207334141559E-3,0,1.3337094625770363E-3,4.8427245269625589E-5,0,1.4270367081140928E-2]
[2004,7,6,9,3.6860940587963549E-3,1.0820170763822605E-2,0,1.6434460466264011E-3,4.4354838709677579E-7,0,1.6150154417632456E-2,null,3.440994729289487E-3,1.0544224998153166E-2,0,1.533968094130737E-3,4.8427245269625589E-5,0,1.5567615066843015E-2]
[2004,7,6,13,3.5448672641518872E-3,1.1006832049650059E-2,0,1.4762262089562594E-3,4.4354838709677579E-7,0,1.6028369071145302E-2,null,3.3091585231985483E-3,1.0726125879310234E-2,0,1.3778875849967307E-3,4.8427245269625589E-5,0,1.5461599232775139E-2]
[2004,7,6,16,4.1380945100205624E-3,1.0720784385611654E-2,0,1.634997138995863E-3,4.4354838709677579E-7,0,1.6494319583015175E-2,null,3.862940329561782E-3,1.0447373261107422E-2,0,1.5260820094234796E-3,4.8427245269625589E-5,0,1.5884822845362308E-2]
[2004,7,6,20,4.6712736139396518E-3,8.4628451281904844E-3,2.324854545454559E-4,1.2795114481298673E-3,4.4354838709677579E-7,3.0904372949707874E-5,1.4677463566142263E-2,null,4.3606667730785179E-3,8.2470180095974531E-3,1.490588694046071E-4,1.1942769533172344E-3,4.8427245269625589E-5,2.6524454284929765E-5,1.4025972304952368E-2]
[2004,7,6,23,3.6428734562537189E-3,6.8757598042000012E-3,2.324854545454559E-4,1.1376601477892693E-3,4.4354838709677579E-7,3.0904372949707874E-5,1.192012678412525E-2,null,3.4006479928324991E-3,6.7004079687120726E-3,1.490588694046071E-4,1.0618750595768802E-3,4.8427245269625589E-5,2.6524454284929765E-5,1.1386941590080614E-2]
[2004,7,7,3,2.798614397567966E-3,6.4759275143913657E-3,2.324854545454559E-4,1.2314308574420847E-3,4.4354838709677579E-7,3.0904372949707874E-5,1.0769806145283677E-2,null,2.6125262236226274E-3,6.3107725630154243E-3,1.490588694046071E-4,1.1493992451543061E-3,4.8427245269625589E-5,2.6524454284929765E-5,1.029670860075152E-2]
[2004,7,7,6,2.4564194062233961E-3,6.7233397820161498E-3,0,9.9634781645965213E-4,4.4354838709677579E-7,0,1.0176550553086295E-2,null,2.2930847924426483E-3,6.5518750995725615E-3,0,9.2997623149436556E-4,4.8427245269625589E-5,0,9.8233633687792015E-3]
[2004,7,7,10,3.1252030246710855E-3,1.0164296280086471E-2,0,1.2374029846734342E-3,4.4354838709677579E-7,0,1.4527345837818088E-2,null,2.9173990040189807E-3,9.9050772177702497E-3,0,1.1549735398783617E-3,4.8427245269625589E-5,0,1.4025877006937219E-2]
[2004,7,7,11,3.4978523519221334E-3,1.0653003814720573E-2,0,1.420754377091617E-3,4.4354838709677579E-7,0,1.557205409212142E-2,null,3.2652697719621196E-3,1.0381321291542541E-2,0,1.326111002261922E-3,4.8427245269625589E-5,0,1.5021129311036207E-2]
[2004,7,7,14,3.2502496302820646E-3,1.0279618854028547E-2,0,1.207390605261976E-3,4.4354838709677579E-7,0,1.4737702637959685E-2,null,3.0341308898470445E-3,1.0017458731292853E-2,0,1.1269604313612746E-3,4.8427245269625589E-5,0,1.4226977297770798E-2]
[2004,7,7,17,3.8836996136996536E-3,9.7164204847939376E-3,0,1.3301637563681425E-3,4.4354838709677579E-7,0,1.4930727403248831E-2,null,3.6254609046107449E-3,9.4686235554508891E-3,0,1.2415550643882288E-3,4.8427245269625589E-5,0,1.4384066769719489E-2]
[2004,7,7,21,4.0406006197738816E-3,7.6046913852136E-3,2.324854545454559E-4,1.0430527146431253E-3,4.4354838709677579E-7,3.0904372949707874E-5,1.2952178095512867E-2,null,3.771929097312787E-3,7.4107496783055301E-3,1.490588694046071E-4,9.7356988873680439E-4,4.8427245269625589E-5,2.6524454284929765E-5,1.2380259233314286E-2]
[2004,7,7,24,3.1071231661076535E-3,6.5053854924125108E-3,2.324854545454559E-4,1.0370285636506075E-3,4.4354838709677579E-7,3.0904372949707874E-5,1.0913370598053033E-2,null,2.9005213288889587E-3,6.3394792770798767E-3,1.490588694046071E-4,9.6794703580791298E-4,4.8427245269625589E-5,2.6524454284929765E-5,1.0431958210735911E-2]
[2004,7,8,4,2.3225433136089251E-3,6.0301384821809158E-3,1.1624272727272795E-4,9.469071586076501E-4,4.4354838709677579E-7,1.5452186474853937E-5,9.431727416532169E-3,null,2.1681105183963992E-3,5.8763524452616345E-3,7.4529434702303549E-5,8.8382905687096533E-4,4.8427245269625589E-5,1.3262227142464882E-5,9.064510927643394E-3]
[2004,7,8,7,2.7341911342151732E-3,8.6381823628196609E-3,0,1.0196317757656468E-3,4.4354838709677579E-7,0,1.2392448821187578E-2,null,2.5523866541746969E-3,8.4178836357357654E-3,0,9.5170913276833953E-4,4.8427245269625589E-5,0,1.1970406667948429E-2]
[2004,7,8,11,3.4199954038216232E-3,1.1154792499929855E-2,0,1.308691120966929E-3,4.4354838709677579E-7,0,1.5883922573105502E-2,null,3.1925897633190677E-3,1.0870312908575475E-2,0,1.2215128259040521E-3,4.8427245269625589E-5,0,1.5332842743068221E-2]
[2004,7,8,12,3.6163766741504014E-3,1.138388843699566E-2,0,1.4119686391350374E-3,4.4354838709677579E-7,0,1.6412677298668195E-2,null,3.375913060379251E-3,1.1093566234175596E-2,0,1.3179105251385924E-3,4.8427245269625589E-5,0,1.5835817064963065E-2]
[2004,7,8,15,3.7511626854045974E-3,1.1537394238332312E-2,0,1.5362617960648791E-3,4.4354838709677579E-7,0,1.6825262268188881E-2,null,3.5017367498754132E-3,1.124315719194747E-2,0,1.4339239089917126E-3,4.8427245269625589E-5,0,1.6227245096084222E-2]
[2004,7,8,19,4.4202089145619055E-3,9.1373776682375923E-3,5.0371848484848777E-5,1.1890578188577087E-3,4.4354838709677579E-7,6.6959474724367056E-6,1.480415574600159E-2,null,4.1262961103961946E-3,8.9043480116906687E-3,3.2296088370998206E-5,1.1098488812264907E-3,4.8427245269625589E-5,5.7469650950681153E-6,1.4226963302049044E-2]
[2004,7,8,22,3.9208254701557609E-3,7.4928997131759878E-3,2.324854545454559E-4,1.1046550070576736E-3,4.4354838709677579E-7,3.0904372949707874E-5,1.2782213566271683E-2,null,3.6601181527297845E-3,7.3018090184385417E-3,1.490588694046071E-4,1.0310685521600464E-3,4.8427245269625589E-5,2.6524454284929765E-5,1.2217006292287535E-2]
[2004,7,8,24,3.1065188688726834E-3,6.6157265985623565E-3,2.324854545454559E-4,9.8978675727383445E-4,4.4354838709677579E-7,3.0904372949707874E-5,1.0975865600591135E-2,null,2.8999572131699109E-3,6.4470063647002612E-3,1.490588694046071E-4,9.2385223644420402E-4,4.8427245269625589E-5,2.6524454284929765E-5,1.0494826383273538E-2]
[2004,7,9,6,2.5303444326812445E-3,7.1338578858947009E-3,0,8.9351891231706363E-4,4.4354838709677579E-7,0,1.0558164779280106E-2,null,2.3620943245778931E-3,6.9519238000591912E-3,0,8.339972619182403E-4,4.8427245269625589E-5,0,1.019644263182495E-2]
[2004,7,9,9,3.5550458437646156E-3,1.0436848896441888E-2,0,1.2539231537340798E-3,4.4354838709677579E-7,0,1.524626144232768E-2,null,3.3186602988560278E-3,1.0170678951182408E-2,0,1.1703932199467739E-3,4.8427245269625589E-5,0,1.4708159715254835E-2]
[2004,7,9,12,4.0456280155248079E-3,1.1251354468491435E-2,0,1.507903204005571E-3,4.4354838709677579E-7,0,1.6805329236408911E-2,null,3.7766222066054561E-3,1.0964412266617233E-2,0,1.4074544209895083E-3,4.8427245269625589E-5,0,1.6196916139481824E-2]
[2004,7,9,13,4.1934115747626916E-3,1.126827917255087E-2,0,1.5438065560146443E-3,4.4354838709677579E-7,0,1.7005940851715303E-2,null,3.914579198560037E-3,1.0980905341590368E-2,0,1.4409660757026752E-3,4.8427245269625589E-5,0,1.6384877861122703E-2]
[2004,7,9,16,4.2857884351116191E-3,1.0519975196745218E-2,0,1.5473064115673492E-3,4.4354838709677579E-7,0,1.6353513591811281E-2,null,4.0008136474098763E-3,1.0251685289510539E-2,0,1.4442327888162187E-3,4.8427245269625589E-5,0,1.5745158971006257E-2]
[2004,7,9,21,6.1992240654222775E-3,9.8946749265821123E-3,2.324854545454559E-4,2.3492149839946051E-3,4.4354838709677579E-7,3.0904372949707874E-5,1.8706947351881251E-2,null,5.787019266070525E-3,9.6423319914969285E-3,1.490588694046071E-4,2.1927223221589413E-3,4.8427245269625589E-5,2.6524454284929765E-5,1.7846084148685559E-2]
[2004,7,9,24,4.7666650931655827E-3,7.5168389209357908E-3,2.324854545454559E-4,2.0119578625940929E-3,4.4354838709677579E-7,3.0904372949707874E-5,1.4559295252577728E-2,null,4.4497153898527568E-3,7.3251377069044271E-3,1.490588694046071E-4,1.8779315416470165E-3,4.8427245269625589E-5,2.6524454284929765E-5,1.3876795207363363E-2]
[2004,7,10,3,4.51176354159929E-3,7.704898611045112E-3,2.324854545454559E-4,2.164671308929843E-3,4.4354838709677579E-7,3.0904372949707874E-5,1.4645166837456506E-2,null,4.2117629986666953E-3,7.5084013289745746E-3,1.490588694046071E-4,2.0204720008879275E-3,4.8427245269625589E-5,2.6524454284929765E-5,1.396464689748836E-2]
[2004,7,10,7,4.5569796200717865E-3,8.9886083996479904E-3,0,2.1538574485135851E-3,4.4354838709677579E-7,0,1.5699889016620457E-2,null,4.2539725259389885E-3,8.7593727913305355E-3,0,2.0103785044284762E-3,4.8427245269625589E-5,0,1.5072151066967627E-2]
[2004,7,10,10,5.8032296789230914E-3,1.0708790598977187E-2,0,2.5550688030420905E-3,4.4354838709677579E-7,0,1.9067532629329465E-2,null,5.4173557211264585E-3,1.0435685350850358E-2,0,2.3848632148411267E-3,4.8427245269625589E-5,0,1.8286331532087568E-2]
[2004,7,10,13,6.2465614084277711E-3,1.0476925860460593E-2,0,2.542267252041108E-3,4.4354838709677579E-7,0,1.9266198069316568E-2,null,5.8312090087038583E-3,1.0209733836274335E-2,0,2.3729144375562229E-3,4.8427245269625589E-5,0,1.8462284527804042E-2]
[2004,7,10,14,6.1007376925375735E-3,1.03119660952631E-2,0,2.5278012010447755E-3,4.4354838709677579E-7,0,1.8940948537232542E-2,null,5.6950815442985076E-3,1.0048981023971178E-2,0,2.3594120407346209E-3,4.8427245269625589E-5,0,1.8151901854273931E-2]
[2004,7,10,18,6.3414746834966782E-3,8.9924901596263682E-3,0,2.40151300668271E-3,4.4354838709677579E-7,0,1.7735921398192852E-2,null,5.9198112185341635E-3,8.7631555551606309E-3,0,2.2415365186178749E-3,4.8427245269625589E-5,0,1.6972930537582292E-2]
[2004,7,10,22,6.0414835726572882E-3,7.874674165599397E-3,2.324854545454559E-4,2.3038597155446176E-3,4.4354838709677579E-7,3.0904372949707874E-5,1.6483850829683563E-2,null,5.6397674066382963E-3,7.6738471140255834E-3,1.490588694046071E-4,2.1503883892343813E-3,4.8427245269625589E-5,2.6524454284929765E-5,1.5688013478857423E-2]
[2004,7,11,1,4.7607476220810924E-3,6.9970091363546118E-3,2.324854545454559E-4,2.0747342903477428E-3,4.4354838709677579E-7,3.0904372949707874E-5,1.4096324424665707E-2,null,4.444191388976039E-3,6.8185650909072821E-3,1.490588694046071E-4,1.9365261255308481E-3,4.8427245269625589E-5,2.6524454284929765E-5,1.3423293174373333E-2]
[2004,7,11,4,4.2776975089677911E-3,6.8804982233514611E-3,1.2011748484848554E-4,2.0472542075264575E-3,4.4354838709677579E-7,1.5967259357349068E-5,1.3341978232438642E-2,null,3.9932607109487072E-3,6.7050255444194365E-3,7.7013749192380337E-5,1.9108766249838402E-3,4.8427245269625589E-5,1.3704301380547046E-5,1.2748308176194538E-2]
[2004,7,11,8,4.719535841311919E-3,8.4584512903876537E-3,0,2.2299568466252976E-3,4.4354838709677579E-7,0,1.5408387526711968E-2,null,4.4057199017732236E-3,8.2427362274140013E-3,0,2.0814085506691464E-3,4.8427245269625589E-5,0,1.4778291925125997E-2]
[2004,7,11,11,5.9498563345705214E-3,9.5475868422238881E-3,0,2.4396392371107585E-3,4.4354838709677579E-7,0,1.7937525962292263E-2,null,5.5542327354425013E-3,9.304095660894126E-3,0,2.2771229749826319E-3,4.8427245269625589E-5,0,1.7183878616588884E-2]
[2004,7,11,15,6.4177987817124107E-3,9.7857835749746748E-3,0,2.4525407892276416E-3,4.4354838709677579E-7,0,1.865656669430182E-2,null,5.9910603010287829E-3,9.5362176854694516E-3,0,2.289165091821629E-3,4.8427245269625589E-5,0,1.7864870323589487E-2]
[2004,7,11,16,6.8470898249856872E-3,9.7975580463878498E-3,0,2.6060756045234688E-3,4.4354838709677579E-7,0,1.9251167024284102E-2,null,6.391806509256818E-3,9.5476918736800438E-3,0,2.432472204632248E-3,4.8427245269625589E-5,0,1.8420397832838734E-2]
[2004,7,11,19,6.9857827513691182E-3,8.5639665714117644E-3,5.4246606060606373E-5,2.4132393229168245E-3,4.4354838709677579E-7,7.211020354931837E-6,1.8024889820500344E-2,null,6.5212773315046256E-3,8.3455605624588331E-3,3.4780402861074987E-5,2.2524816877651939E-3,4.8427245269625589E-5,6.1890393331502787E-6,1.7208716269192504E-2]
[2004,7,11,23,6.2576508380765596E-3,8.653357246808057E-3,2.324854545454559E-4,2.5333094607520893E-3,4.4354838709677579E-7,3.0904372949707874E-5,1.7708150921518964E-2,null,5.8415610692762812E-3,8.432671516129437E-3,1.490588694046071E-4,2.3645533684116386E-3,4.8427245269625589E-5,2.6524454284929765E-5,1.6862796522776519E-2]
[2004,7,12,2,4.6528553564926176E-3,7.5954261688120101E-3,2.324854545454559E-4,2.0315716856312846E-3,4.4354838709677579E-7,3.0904372949707874E-5,1.4543686586818172E-2,null,4.3434732002105925E-3,7.4017207518193061E-3,1.490588694046071E-4,1.896238792319918E-3,4.8427245269625589E-5,2.6524454284929765E-5,1.3865443313308979E-2]
[2004,7,12,5,4.5948522552527659E-3,8.4938738691035173E-3,0,2.2981896049335641E-3,4.4354838709677579E-7,0,1.5387359277676945E-2,null,4.2893268972500143E-3,8.2772554275400909E-3,0,2.1450959923312992E-3,4.8427245269625589E-5,0,1.476010556239103E-2]
[2004,7,12,8,5.2835004968012165E-3,1.2072089315168783E-2,0,2.4083069182219662E-3,4.4354838709677579E-7,0,1.9764340278579061E-2,null,4.9321848742047494E-3,1.176421599209313E-2,0,2.2478778545911237E-3,4.8427245269625589E-5,0,1.8992705966158627E-2]
[2004,7,12,13,6.2094044516842056E-3,1.4198127611358346E-2,0,2.8123170436632531E-3,4.4354838709677579E-7,0,2.3220292655092897E-2,null,5.7965227282477392E-3,1.3836034139794267E-2,0,2.6249748961428465E-3,4.8427245269625589E-5,0,2.2305959009454476E-2]
[2004,7,12,14,6.3101785809120854E-3,1.3971169217750344E-2,0,2.750302122180187E-3,4.4354838709677579E-7,0,2.3032093469229711E-2,null,5.890596086656587E-3,1.3614863844088441E-2,0,2.5670910908847898E-3,4.8427245269625589E-5,0,2.2120978266899443E-2]
[2004,7,12,17,7.0607059458058039E-3,1.2816347979647405E-2,0,2.7701950584806834E-3,4.4354838709677579E-7,0,2.264769253232099E-2,null,6.5912186604685291E-3,1.2489493900028395E-2,0,2.5856588617259296E-3,4.8427245269625589E-5,0,2.1714798667492475E-2]
[2004,7,12,20,7.1292310155561308E-3,1.1264062521894585E-2,2.324854545454559E-4,2.4614350266831536E-3,4.4354838709677579E-7,3.0904372949707874E-5,2.1118561940016125E-2,null,6.655187295037791E-3,1.0976796227766846E-2,1.490588694046071E-4,2.2974668407633632E-3,4.8427245269625589E-5,2.6524454284929765E-5,2.0153460932527161E-2]
[2004,7,12,24,5.6734492017372195E-3,9.2871601951980669E-3,2.324854545454559E-4,2.3458182228428192E-3,4.4354838709677579E-7,3.0904372949707874E-5,1.7570260995660364E-2,null,5.2962047328884961E-3,9.0503106493917043E-3,1.490588694046071E-4,2.189551835825716E-3,4.8427245269625589E-5,2.6524454284929765E-5,1.6760077787065078E-2]
[2004,7,13,5,4.5887822187932435E-3,9.3152341814948126E-3,0,2.3560612936514057E-3,4.4354838709677579E-7,0,1.6260521242326558E-2,null,4.2836604755226663E-3,9.0776686675384886E-3,0,2.1991125657556993E-3,4.8427245269625589E-5,0,1.560886895408648E-2]
[2004,7,13,7,4.9820423978729281E-3,1.1754419934861621E-2,0,2.3936801301727845E-3,4.4354838709677579E-7,0,1.9130586011294429E-2,null,4.650771618610129E-3,1.1454648103184946E-2,0,2.2342254281953102E-3,4.8427245269625589E-5,0,1.8388072395260007E-2]
[2004,7,13,11,5.8925806460418005E-3,1.4267512673488764E-2,0,2.8113971347067542E-3,4.4354838709677579E-7,0,2.2971934002624414E-2,null,5.5007654773638753E-3,1.3903649681414011E-2,0,2.6241162668062335E-3,4.8427245269625589E-5,0,2.2076958670853745E-2]
[2004,7,13,14,6.1869969011308906E-3,1.4380352992399578E-2,0,2.8248030618984151E-3,4.4354838709677579E-7,0,2.339259650381598E-2,null,5.7756051222072084E-3,1.401361224461469E-2,0,2.6366291598375934E-3,4.8427245269625589E-5,0,2.2474273771929114E-2]
[2004,7,13,15,6.3407415410971519E-3,1.437510685205283E-2,0,2.9300954458243715E-3,4.4354838709677579E-7,0,2.3646387387361446E-2,null,5.9191268249477952E-3,1.4008499896076443E-2,0,2.7349075047999561E-3,4.8427245269625589E-5,0,2.2710961471093818E-2]
[2004,7,13,18,6.9111545055558481E-3,1.2433712350520074E-2,0,2.6609948367038684E-3,4.4354838709677579E-7,0,{"$f":"SUM(E4676:J4676)","v":2.2006305241166885E-2},null,{"$f":"E4676*V$5","v":6.4516113391551427E-3},{"$f":"F4676*W$5","v":1.2116616590243396E-2},{"$f":"G4676*X$5","v":0},{"$f":"H4676*AB$5","v":2.4837329990415468E-3},{"$f":"I4676*Z$5","v":4.8427245269625589E-5},{"$f":"J4676*AA$5","v":0},{"$f":"SUM(M4676:R4676)","v":2.1100388173709708E-2}]
[2004,7,13,21,6.8337949154509553E-3,1.1356829913611487E-2,2.324854545454559E-4,2.69781906924984E-3,4.4354838709677579E-7,3.0904372949707874E-5,2.1152277274194539E-2,null,6.3793956176990668E-3,1.1067197781689204E-2,1.490588694046071E-4,2.5181041899500194E-3,4.8427245269625589E-5,2.6524454284929765E-5,2.0188708158297448E-2]
[2004,7,14,2,5.1401994276604693E-3,9.2471272975077345E-3,2.324854545454559E-4,2.3446976318035671E-3,4.4354838709677579E-7,3.0904372949707874E-5,1.6995857732854031E-2,null,4.7984123182825394E-3,9.0112987068088519E-3,1.490588694046071E-4,2.1885058928181496E-3,4.8427245269625589E-5,2.6524454284929765E-5,1.62222274868687E-2]
[2004,7,14,5,4.6489009463360391E-3,9.3756220135747387E-3,0,2.3835895308704129E-3,4.4354838709677579E-7,0,1.6408556039168284E-2,null,4.3397817305168762E-3,9.1365164345931817E-3,0,2.2248070129012578E-3,4.8427245269625589E-5,0,1.5749532423280942E-2]
[2004,7,14,9,6.0063774358021394E-3,1.3699680853808941E-2,0,2.7717380410450213E-3,4.4354838709677579E-7,0,2.2478239879043196E-2,null,5.6069955809720439E-3,1.3350299221564192E-2,0,2.5870990587000581E-3,4.8427245269625589E-5,0,2.1592821106505917E-2]
[2004,7,14,12,6.5693320359325709E-3,1.4392099537772617E-2,0,2.8467858963270687E-3,4.4354838709677579E-7,0,2.3808661018419351E-2,null,6.1325176596220467E-3,1.4025059218980238E-2,0,2.6571476105049178E-3,4.8427245269625589E-5,0,2.2863151734376825E-2]
[2004,7,14,15,6.9220441953818882E-3,1.4404849411048335E-2,0,2.8068277233582535E-3,4.4354838709677579E-7,0,2.4134164878175574E-2,null,6.4617769411981999E-3,1.4037483933474265E-2,0,2.6198512462222308E-3,4.8427245269625589E-5,0,2.3167539366164318E-2]
[2004,7,14,16,7.186881614820618E-3,1.3847081438941436E-2,0,2.8234198564245235E-3,4.4354838709677579E-7,0,2.3857826458573671E-2,null,6.7090045349251139E-3,1.3493940663868692E-2,0,2.6353380964230489E-3,4.8427245269625589E-5,0,2.288671054048648E-2]
[2004,7,14,19,7.2670925677490424E-3,1.2061714343042524E-2,5.8121363636363976E-5,2.5051104238282733E-3,4.4354838709677579E-7,7.7260932374269685E-6,2.1900208339880729E-2,null,6.7838820236314447E-3,1.1754105611874861E-2,3.7264717351151775E-5,2.3382328067995655E-3,4.8427245269625589E-5,6.6311135712324412E-6,2.0968543518497883E-2]
[2004,7,14,23,6.0798305326793837E-3,1.0255684043213021E-2,2.324854545454559E-4,2.4035727840037552E-3,4.4354838709677579E-7,3.0904372949707874E-5,1.9002920735778417E-2,null,5.6755645635245726E-3,9.9941343276364007E-3,1.490588694046071E-4,2.2434590841307394E-3,4.8427245269625589E-5,2.6524454284929765E-5,1.8137168544250876E-2]
[2004,7,15,3,4.7398458034569619E-3,9.0168601804281618E-3,2.324854545454559E-4,2.3953950139167825E-3,4.4354838709677579E-7,3.0904372949707874E-5,1.6415934373684164E-2,null,4.4246793942816654E-3,8.7869040696852765E-3,1.490588694046071E-4,2.2358260751735521E-3,4.8427245269625589E-5,2.6524454284929765E-5,1.5671420108099656E-2]
[2004,7,15,6,4.708551118454197E-3,1.016860913191741E-2,0,2.3178548179011499E-3,4.4354838709677579E-7,0,1.7195458616659852E-2,null,4.3954655857266958E-3,9.9092800793591975E-3,0,2.16345120960082E-3,4.8427245269625589E-5,0,1.6516624119956337E-2]
[2004,7,15,10,5.6816747797760435E-3,1.4012830016502557E-2,0,2.7476897778793623E-3,4.4354838709677579E-7,0,2.2442638122545058E-2,null,5.3038833678406908E-3,1.3655462171530264E-2,0,2.564652767572275E-3,4.8427245269625589E-5,0,2.1572425552212851E-2]
[2004,7,15,13,6.095613020992827E-3,1.4435994904078838E-2,0,2.7967215479972976E-3,4.4354838709677579E-7,0,2.332877302145606E-2,null,5.690297627368137E-3,1.4067835126016443E-2,0,2.6104182924667854E-3,4.8427245269625589E-5,0,2.2416978291120992E-2]
[2004,7,15,16,6.7322626838055323E-3,1.4037327688805831E-2,0,3.0392082954795994E-3,4.4354838709677579E-7,0,2.3809242216478059E-2,null,6.2846145653514818E-3,1.3679335082072527E-2,0,2.8367518156456853E-3,4.8427245269625589E-5,0,2.2849128708339318E-2]
[2004,7,15,18,6.8325002525142795E-3,1.2490163636362045E-2,0,2.6603889613425347E-3,4.4354838709677579E-7,0,2.1983496398605952E-2,null,6.3781870407419285E-3,1.2171628204417081E-2,0,2.4831674839915006E-3,4.8427245269625589E-5,0,2.1081409974420134E-2]
[2004,7,15,21,6.8520044080382031E-3,1.1245583933039087E-2,2.324854545454559E-4,2.7533796493029775E-3,4.4354838709677579E-7,3.0904372949707874E-5,2.1114801366262523E-2,null,6.3963943071020761E-3,1.095878889657091E-2,1.490588694046071E-4,2.5699636089238655E-3,4.8427245269625589E-5,2.6524454284929765E-5,2.014915738155601E-2]
[2004,7,16,1,5.1954096049667674E-3,8.749565365812546E-3,2.324854545454559E-4,2.1935378607662189E-3,4.4354838709677579E-7,3.0904372949707874E-5,1.6402346207427792E-2,null,4.8499514071076756E-3,8.5264260488050417E-3,1.490588694046071E-4,2.0474156109902908E-3,4.8427245269625589E-5,2.6524454284929765E-5,1.5647803635862174E-2]
[2004,7,16,4,4.2819757910712158E-3,8.2824001870615525E-3,1.3174175757575834E-4,2.1341394872261316E-3,4.4354838709677579E-7,1.7512478004834463E-5,1.484821324932659E-2,null,3.9972545173826935E-3,8.0711749383029115E-3,8.4466692662610687E-5,1.9919740526618073E-3,4.8427245269625589E-5,1.5030524094793534E-5,1.4208327970374444E-2]
[2004,7,16,7,4.7025408646664702E-3,1.1058117714629171E-2,0,2.2594214214872428E-3,4.4354838709677579E-7,0,1.802052354916998E-2,null,4.3898549715439376E-3,1.0776103610948972E-2,0,2.1089103465681542E-3,4.8427245269625589E-5,0,1.7323296174330687E-2]
[2004,7,16,9,5.3652346143613847E-3,1.2893460155006085E-2,0,2.4995480491442766E-3,4.4354838709677579E-7,0,2.0758686366898843E-2,null,5.0084842478076855E-3,1.25646394910571E-2,0,2.3330409690082571E-3,4.8427245269625589E-5,0,1.9954591953142666E-2]
[2004,7,16,15,5.6158514940009866E-3,1.291684074095225E-2,0,2.6634420019405452E-3,4.4354838709677579E-7,0,2.1196577785280876E-2,null,5.2424368676147999E-3,1.2587423804187287E-2,0,2.4860171466725769E-3,4.8427245269625589E-5,0,2.0364305063744287E-2]
[2004,7,16,18,5.9690933659522858E-3,1.1412467774227266E-2,0,2.4933150720222188E-3,4.4354838709677579E-7,0,1.9875319760588865E-2,null,5.5721906395371796E-3,1.1121416715341356E-2,0,2.3272232008762815E-3,4.8427245269625589E-5,0,1.906925780102444E-2]
[2004,7,16,19,5.9916643521586892E-3,1.098763584711151E-2,6.1996121212121565E-5,2.4081500853691514E-3,4.4354838709677579E-7,8.2411661199220983E-6,1.9458131120358491E-2,null,5.593260813909361E-3,1.0707419235663412E-2,3.9749031841228556E-5,2.24773146913915E-3,4.8427245269625589E-5,7.0731878093146029E-6,1.8643660983632092E-2]
[2004,7,16,22,5.9078991785795022E-3,8.9621832113021219E-3,2.324854545454559E-4,2.2905224648858808E-3,4.4354838709677579E-7,3.0904372949707874E-5,1.7424438230649764E-2,null,5.515065435227646E-3,8.7336215220003861E-3,1.490588694046071E-4,2.137939597857309E-3,4.8427245269625589E-5,2.6524454284929765E-5,1.6610637124044505E-2]
[2004,7,17,2,4.4598458096701916E-3,7.1576230626068989E-3,2.324854545454559E-4,2.2188756566035423E-3,4.4354838709677579E-7,3.0904372949707874E-5,1.4100177904762893E-2,null,4.16329743075793E-3,6.9750828957744013E-3,1.490588694046071E-4,2.0710655327323751E-3,4.8427245269625589E-5,2.6524454284929765E-5,1.3433456428223871E-2]
[2004,7,17,5,4.074147973469262E-3,7.1497898070705581E-3,0,2.2048605215968641E-3,4.4354838709677579E-7,0,1.3429241850523781E-2,null,3.8032457879360066E-3,6.9674494109943494E-3,0,2.0579840141882705E-3,4.8427245269625589E-5,0,1.2877106458388252E-2]
[2004,7,17,10,5.2932531393605391E-3,1.0205943918473629E-2,0,2.7659303009240944E-3,4.4354838709677579E-7,0,1.8265570907145357E-2,null,4.9412890346271316E-3,9.9456627204745317E-3,0,2.5816782004596597E-3,4.8427245269625589E-5,0,1.7517057200830948E-2]
[2004,7,17,13,5.3178004430473203E-3,9.5842680230846678E-3,0,2.6663100422199908E-3,4.4354838709677579E-7,0,1.7568822056739073E-2,null,4.9642041152672782E-3,9.3398413651566859E-3,0,2.4886941328081322E-3,4.8427245269625589E-5,0,1.6841166858501722E-2]
[2004,7,17,16,5.2083578179545108E-3,8.9799497809067517E-3,0,2.6257055165334921E-3,4.4354838709677579E-7,0,1.6814456663781851E-2,null,4.8620386550003924E-3,8.7509349925033574E-3,0,2.4507944725130713E-3,4.8427245269625589E-5,0,1.6112195365286446E-2]
[2004,7,17,19,5.0805641066674736E-3,7.6102986760551708E-3,6.1996121212121565E-5,2.4164973462504867E-3,4.4354838709677579E-7,8.2411661199220983E-6,1.5178040964692273E-2,null,4.7427423267025117E-3,7.4162139669525532E-3,3.9749031841228556E-5,2.2555226782826681E-3,4.8427245269625589E-5,7.0731878093146029E-6,1.45097284368579E-2]
[2004,7,17,20,5.4453032826746956E-3,7.588046270138744E-3,2.324854545454559E-4,2.4827470562639922E-3,4.4354838709677579E-7,3.0904372949707874E-5,1.5779929984959692E-2,null,5.0832289128250772E-3,7.394529061986216E-3,1.490588694046071E-4,2.3173591721637678E-3,4.8427245269625589E-5,2.6524454284929765E-5,1.5019127715934224E-2]
[2004,7,17,23,4.8688225581333087E-3,5.822256194097139E-3,2.324854545454559E-4,2.0657341736225045E-3,4.4354838709677579E-7,3.0904372949707874E-5,1.3020646301735214E-2,null,4.5450801019041647E-3,5.6737717590108145E-3,1.490588694046071E-4,1.9281255504536752E-3,4.8427245269625589E-5,2.6524454284929765E-5,1.2370987980327817E-2]
[2004,7,18,3,4.2170096104277282E-3,5.7690243909800125E-3,2.324854545454559E-4,2.1777907050042132E-3,4.4354838709677579E-7,3.0904372949707874E-5,1.2427658082294214E-2,null,3.9366081308253986E-3,5.6218975214062609E-3,1.490588694046071E-4,2.0327174500364767E-3,4.8427245269625589E-5,2.6524454284929765E-5,1.1815233671227299E-2]
[2004,7,18,7,4.3684396154925137E-3,6.458894962376404E-3,0,2.3174457950925777E-3,4.4354838709677579E-7,0,1.3145223921348592E-2,null,4.0779691056059379E-3,6.2941743905227145E-3,0,2.1630694337953964E-3,4.8427245269625589E-5,0,1.2583640175193674E-2]
[2004,7,18,10,5.2206783690500356E-3,7.8392000860002722E-3,0,2.5510190702129169E-3,4.4354838709677579E-7,0,1.5611341073650321E-2,null,4.8735399761021892E-3,7.6392777264382645E-3,0,2.3810832544569945E-3,4.8427245269625589E-5,0,1.4942328202267074E-2]
[2004,7,18,14,5.5535301395583389E-3,7.9705033349499119E-3,0,2.4603849807259466E-3,4.4354838709677579E-7,0,1.5984862003621293E-2,null,5.184259444917844E-3,7.7672323613634893E-3,0,2.29648674348604E-3,4.8427245269625589E-5,0,1.5296405795036999E-2]
[2004,7,18,17,6.1761799990114798E-3,7.4295756515303131E-3,0,2.4989708918560951E-3,4.4354838709677579E-7,0,1.6105170090784982E-2,null,5.7655074680002267E-3,7.2400999041959653E-3,0,2.3325022589805182E-3,4.8427245269625589E-5,0,1.5386536876446337E-2]
[2004,7,18,18,5.905616130859769E-3,6.8421700006938788E-3,0,2.350075990805446E-3,4.4354838709677579E-7,0,1.5098305670746191E-2,null,5.5129341941239163E-3,6.6676748027072897E-3,0,2.1935259731089502E-3,4.8427245269625589E-5,0,1.4422562215209782E-2]
[2004,7,18,24,5.3308138217477517E-3,7.267040837633432E-3,2.324854545454559E-4,2.4921220418512727E-3,4.4354838709677579E-7,3.0904372949707874E-5,1.5353810077114718E-2,null,4.9763521958111189E-3,7.0817101998955686E-3,1.490588694046071E-4,2.3261096442607036E-3,4.8427245269625589E-5,2.6524454284929765E-5,1.4608182608926554E-2]
[2004,7,19,1,5.5065909540149751E-3,7.4585635674846648E-3,2.324854545454559E-4,2.5814994566900752E-3,4.4354838709677579E-7,3.0904372949707874E-5,1.5810487354071975E-2,null,5.1404413850757689E-3,7.2683485441409285E-3,1.490588694046071E-4,2.4095331938077348E-3,4.8427245269625589E-5,2.6524454284929765E-5,1.5042333691983595E-2]
[2004,7,19,5,4.9864961073316444E-3,8.088180644712421E-3,0,2.690197519557817E-3,4.4354838709677579E-7,0,1.576531781998898E-2,null,4.6549291877141128E-3,7.8819085581072548E-3,0,2.5109903488358593E-3,4.8427245269625589E-5,0,1.5096255339926853E-2]
[2004,7,19,8,5.5120065852912233E-3,1.1795626002368307E-2,0,2.7203856953557193E-3,4.4354838709677579E-7,0,2.0028461831402344E-2,null,5.1454969149619034E-3,1.1494803296348098E-2,0,2.5391675430851321E-3,4.8427245269625589E-5,0,1.9227894999664756E-2]
[2004,7,19,11,5.946858835521868E-3,1.3514085807642859E-2,0,2.9150927085625673E-3,4.4354838709677579E-7,0,2.237648090011439E-2,null,5.5514345489982757E-3,1.3169437387861816E-2,0,2.7209041730012181E-3,4.8427245269625589E-5,0,2.1490203355130934E-2]
[2004,7,19,15,6.5289167029722317E-3,1.346559079846199E-2,0,3.0906637386929844E-3,4.4354838709677579E-7,0,2.3085614788514303E-2,null,6.0947896620504333E-3,1.312217914219713E-2,0,2.8847795609560438E-3,4.8427245269625589E-5,0,2.2150175610473232E-2]
[2004,7,19,18,7.1045127126547411E-3,1.1705267567776352E-2,0,2.8891331385904281E-3,4.4354838709677579E-7,0,2.1699356967408618E-2,null,6.6321125854281191E-3,1.1406749264150747E-2,0,2.6966738965304091E-3,4.8427245269625589E-5,0,2.0783962991378899E-2]
[2004,7,19,21,7.2635797251273965E-3,1.0399943960472318E-2,2.324854545454559E-4,2.8324206318051087E-3,4.4354838709677579E-7,3.0904372949707874E-5,2.0759777693287084E-2,null,6.7806027603372638E-3,1.0134715198215898E-2,1.490588694046071E-4,2.6437392862793253E-3,4.8427245269625589E-5,2.6524454284929765E-5,1.9783067813791647E-2]
[2004,7,19,23,6.1808968546361439E-3,9.1613617452680936E-3,2.324854545454559E-4,2.5333920138309127E-3,4.4354838709677579E-7,3.0904372949707874E-5,1.813948398961741E-2,null,5.7699106859009086E-3,8.9277204251305923E-3,1.490588694046071E-4,2.3646304222274587E-3,4.8427245269625589E-5,2.6524454284929765E-5,1.7286272102218121E-2]
[2004,7,20,2,5.1907846136798625E-3,8.5301211770321354E-3,2.324854545454559E-4,2.5236897435600902E-3,4.4354838709677579E-7,3.0904372949707874E-5,1.6508428910154346E-2,null,4.8456339452124008E-3,8.3125783238898032E-3,1.490588694046071E-4,2.355574467475171E-3,4.8427245269625589E-5,2.6524454284929765E-5,1.5737797305536538E-2]
[2004,7,20,6,4.8878094738573586E-3,9.5973149066795379E-3,0,2.5127155934042997E-3,4.4354838709677579E-7,0,1.6998283522328291E-2,null,4.5628045212732279E-3,9.3525555153445E-3,0,2.345331358957104E-3,4.8427245269625589E-5,0,1.6309118640844455E-2]
[2004,7,20,9,5.8211240454180153E-3,1.3208549606938664E-2,0,2.8754910669936454E-3,4.4354838709677579E-7,0,2.1905608267737419E-2,null,5.4340602381059066E-3,1.2871693247253841E-2,0,2.6839405898238891E-3,4.8427245269625589E-5,0,2.1038121320453261E-2]
[2004,7,20,13,6.0823218707702163E-3,1.4040493600530191E-2,0,2.9667917238518746E-3,4.4354838709677579E-7,0,2.3090050743539377E-2,null,5.6778902451546914E-3,1.3682420253857205E-2,0,2.7691592648641777E-3,4.8427245269625589E-5,0,2.2177897009145697E-2]
[2004,7,20,14,6.1096508446613291E-3,1.3998302911163569E-2,0,3.020556032212691E-3,4.4354838709677579E-7,0,2.3128953336424684E-2,null,5.7034020344949006E-3,1.3641305549549924E-2,0,2.8193420705594392E-3,4.8427245269625589E-5,0,2.2212476899873889E-2]
[2004,7,20,20,7.2032160776256959E-3,1.1240397971687723E-2,2.324854545454559E-4,2.9221423474879611E-3,4.4354838709677579E-7,3.0904372949707874E-5,2.1629589772683637E-2,null,6.7242528708388212E-3,1.0953735192288965E-2,1.490588694046071E-4,2.7274842011128161E-3,4.8427245269625589E-5,2.6524454284929765E-5,2.0629482833199764E-2]
[2004,7,20,21,7.0245821688728442E-3,1.0764967142175601E-2,2.324854545454559E-4,2.9672966793615613E-3,4.4354838709677579E-7,3.0904372949707874E-5,2.1020679366292264E-2,null,6.5574968606322732E-3,1.0490429229115481E-2,1.490588694046071E-4,2.7696305828258504E-3,4.8427245269625589E-5,2.6524454284929765E-5,2.0041567241532766E-2]
[2004,7,20,24,5.6981866871334734E-3,9.1111807312927642E-3,2.324854545454559E-4,2.5896977561890651E-3,4.4354838709677579E-7,3.0904372949707874E-5,1.7662898550497564E-2,null,5.3192973494920401E-3,8.878819172688214E-3,1.490588694046071E-4,2.4171853646127294E-3,4.8427245269625589E-5,2.6524454284929765E-5,1.6839312455752143E-2]
[2004,7,21,3,4.8279417850132095E-3,8.5268495515742719E-3,2.324854545454559E-4,2.547804453269849E-3,4.4354838709677579E-7,3.0904372949707874E-5,1.6166429165739588E-2,null,4.5069176126698359E-3,8.3093901343787146E-3,1.490588694046071E-4,2.3780827788188437E-3,4.8427245269625589E-5,2.6524454284929765E-5,1.5418401094826556E-2]
[2004,7,21,7,5.0650195175726016E-3,1.115824963182668E-2,0,2.5362014679015453E-3,4.4354838709677579E-7,0,1.8759914165687924E-2,null,4.7282313434526997E-3,1.0873681873572802E-2,0,2.3672527248671609E-3,4.8427245269625589E-5,0,1.8017593187162288E-2]
[2004,7,21,11,5.8245687779244076E-3,1.3772126849559136E-2,0,2.9276839194602887E-3,4.4354838709677579E-7,0,2.2524823095330927E-2,null,5.4372759201284588E-3,1.3420897634110449E-2,0,2.7326566219624871E-3,4.8427245269625589E-5,0,2.163925742147102E-2]
[2004,7,21,15,6.1476563712457022E-3,1.3850860810824666E-2,0,3.0780096350463563E-3,4.4354838709677579E-7,0,2.3076970365503817E-2,null,5.7388804608656599E-3,1.34976236507973E-2,0,2.8729684088384571E-3,4.8427245269625589E-5,0,2.2157899765771039E-2]
[2004,7,21,18,6.6845433938129851E-3,1.1901728820907068E-2,0,2.9285456386415384E-3,4.4354838709677579E-7,0,{"$f":"SUM(E4868:J4868)","v":2.1515261401748691E-2},null,{"$f":"E4868*V$5","v":6.2400682725193861E-3},{"$f":"F4868*W$5","v":1.1598200184995322E-2},{"$f":"G4868*X$5","v":0},{"$f":"H4868*AB$5","v":2.7334609378284387E-3},{"$f":"I4868*Z$5","v":4.8427245269625589E-5},{"$f":"J4868*AA$5","v":0},{"$f":"SUM(M4868:R4868)","v":2.0620156640612772E-2}]
[2004,7,21,21,6.8246964839230812E-3,1.0570995499532561E-2,2.324854545454559E-4,2.8442239209610534E-3,4.4354838709677579E-7,3.0904372949707874E-5,2.0503749280298952E-2,null,6.3709021678758039E-3,1.0301404426463752E-2,1.490588694046071E-4,2.6547563008069304E-3,4.8427245269625589E-5,2.6524454284929765E-5,1.9551073464105645E-2]
[2004,7,21,22,6.460393093495418E-3,9.9096928096138806E-3,2.324854545454559E-4,2.7163054786709748E-3,4.4354838709677579E-7,3.0904372949707874E-5,1.9350224757662533E-2,null,6.0308223906567673E-3,9.6569668749141441E-3,1.490588694046071E-4,2.5353591295236488E-3,4.8427245269625589E-5,2.6524454284929765E-5,1.8447158964053724E-2]
[2004,7,22,1,5.3207095650627473E-3,8.4764095921956249E-3,2.324854545454559E-4,2.3702744886978386E-3,4.4354838709677579E-7,3.0904372949707874E-5,1.6431227021838472E-2,null,4.9669198011294052E-3,8.2602365403925265E-3,1.490588694046071E-4,2.2123789505948247E-3,4.8427245269625589E-5,2.6524454284929765E-5,1.566354586107592E-2]
[2004,7,22,4,4.6822615535910116E-3,8.4203080713842644E-3,1.5111554545454631E-4,2.465538239328679E-3,4.4354838709677579E-7,2.0087842417310117E-5,1.5739754800562909E-2,null,4.3709240920245312E-3,8.2055657712257965E-3,9.6888265112994598E-5,2.3012967184125811E-3,4.8427245269625589E-5,1.7240895285204348E-5,1.5040342987330733E-2]
[2004,7,22,9,5.6827194006748606E-3,1.3012248199018228E-2,0,2.7337568268211007E-3,4.4354838709677579E-7,0,2.1429167974901284E-2,null,5.3048585287968682E-3,1.2680398095102647E-2,0,2.5516479583031593E-3,4.8427245269625589E-5,0,2.0585331827472297E-2]
[2004,7,22,12,5.9336706927759844E-3,1.3584226539762502E-2,0,2.9175187550878872E-3,4.4354838709677579E-7,0,2.2435859536013472E-2,null,5.539123324988837E-3,1.3237789327692331E-2,0,2.723168608741203E-3,4.8427245269625589E-5,0,2.1548508506691998E-2]
[2004,7,22,16,6.6014892662867829E-3,1.3321259321743995E-2,0,3.1201503697277405E-3,4.4354838709677579E-7,0,2.3043342506145613E-2,null,6.1625366603291322E-3,1.2981528537132872E-2,0,2.912301943758674E-3,4.8427245269625589E-5,0,2.2104794386490302E-2]
[2004,7,22,19,6.7278599157024948E-3,1.1445896967341166E-2,7.362039393939436E-5,2.6744904166121231E-3,4.4354838709677579E-7,9.786384767407491E-6,2.093209762674968E-2,null,6.2805045503613105E-3,1.1153993366985174E-2,4.7201975311458912E-5,2.4963295725850165E-3,4.8427245269625589E-5,8.3994105235610905E-6,2.0034856121036147E-2]
[2004,7,22,22,6.3221048833319938E-3,9.9534224852506452E-3,2.324854545454559E-4,2.6706901550162614E-3,4.4354838709677579E-7,3.0904372949707874E-5,1.9210050899481156E-2,null,5.9017293738468264E-3,9.6995813168739686E-3,1.490588694046071E-4,2.4927824649392449E-3,4.8427245269625589E-5,2.6524454284929765E-5,1.83181037246192E-2]
[2004,7,22,23,5.8767822125349459E-3,9.241463509522669E-3,2.324854545454559E-4,2.44919070938258E-3,4.4354838709677579E-7,3.0904372949707874E-5,1.7831269807322452E-2,null,5.486017528570114E-3,9.0057793618595061E-3,1.490588694046071E-4,2.2860381771257292E-3,4.8427245269625589E-5,2.6524454284929765E-5,1.7001845636514509E-2]
[2004,7,23,5,4.7879572711063143E-3,8.3510780518999093E-3,0,2.4790928609988425E-3,4.4354838709677579E-7,0,1.5618571732392162E-2,null,4.4695917877146914E-3,8.1381013182145502E-3,0,2.3139484006583877E-3,4.8427245269625589E-5,0,1.4970068751857255E-2]
[2004,7,23,7,5.1667876803734181E-3,1.0637278764156563E-2,0,2.510070644194856E-3,4.4354838709677579E-7,0,1.8314580637111933E-2,null,4.8232326391932194E-3,1.0365997275418077E-2,0,2.342862602707873E-3,4.8427245269625589E-5,0,1.7580519762588794E-2]
[2004,7,23,10,5.9499404543946095E-3,1.2719492030978982E-2,0,2.8586753085244319E-3,4.4354838709677579E-7,0,2.152855134228512E-2,null,5.5543112618899274E-3,1.2395108059225951E-2,0,2.6682450109983273E-3,4.8427245269625589E-5,0,2.0666091577383829E-2]
[2004,7,23,13,6.0701372971273468E-3,1.2439598174820857E-2,0,2.7662180560398238E-3,4.4354838709677579E-7,0,2.127639707637512E-2,null,5.6665158599613187E-3,1.2122352308937833E-2,0,2.5819467868044062E-3,4.8427245269625589E-5,0,2.0419242200973183E-2]
[2004,7,23,17,6.4265458884131431E-3,1.08957131729911E-2,0,2.710588672296566E-3,4.4354838709677579E-7,0,2.0033291282087903E-2,null,5.9992257866549369E-3,1.0617840856586602E-2,0,2.530023147489637E-3,4.8427245269625589E-5,0,1.9195517036000802E-2]
[2004,7,23,20,6.4244994913855991E-3,9.4026399656638934E-3,2.324854545454559E-4,2.4932635681791018E-3,4.4354838709677579E-7,3.0904372949707874E-5,1.8584236401110853E-2,null,5.9973154606368009E-3,9.1628453504703587E-3,1.490588694046071E-4,2.3271751279552214E-3,4.8427245269625589E-5,2.6524454284929765E-5,1.7711346508021541E-2]
[2004,7,23,22,6.2227700727961865E-3,7.8552841742016485E-3,2.324854545454559E-4,2.4100016586074205E-3,4.4354838709677579E-7,3.0904372949707874E-5,1.6751889281487516E-2,null,5.8089996295601883E-3,7.6549516236980465E-3,1.490588694046071E-4,2.2494597000581274E-3,4.8427245269625589E-5,2.6524454284929765E-5,1.5937421522275525E-2]
[2004,7,24,1,5.0954099416448476E-3,6.5852640566170725E-3,2.324854545454559E-4,2.2127679849731278E-3,4.4354838709677579E-7,3.0904372949707874E-5,1.4157275359117309E-2,null,4.7566010180690923E-3,6.4173207060080062E-3,1.490588694046071E-4,2.0653647228824168E-3,4.8427245269625589E-5,2.6524454284929765E-5,1.3463297015918679E-2]
[2004,7,24,4,4.5360229797714764E-3,6.3494258390807906E-3,1.5499030303030393E-4,2.2178524328193292E-3,4.4354838709677579E-7,2.0602915299805248E-5,1.3279338018388803E-2,null,4.2344093548243233E-3,6.1874970476623941E-3,9.9372579603071399E-5,2.070110470872352E-3,4.8427245269625589E-5,1.7682969523286511E-5,1.2657499667755052E-2]
[2004,7,24,8,5.2166603081469642E-3,8.0030569950850228E-3,0,2.4299709705424386E-3,4.4354838709677579E-7,0,1.5650131822161521E-2,null,4.8697890879889471E-3,7.7989558086611691E-3,0,2.2680987587804643E-3,4.8427245269625589E-5,0,1.4985270900700206E-2]
[2004,7,24,11,6.2951339757354365E-3,9.2152110355322187E-3,0,2.8121618015080636E-3,4.4354838709677579E-7,0,1.8322950361162813E-2,null,5.8765518419109722E-3,8.9801964021673179E-3,0,2.6248299954243753E-3,4.8427245269625589E-5,0,1.753000548477229E-2]
[2004,7,24,14,6.2562898269694113E-3,8.8470253251297613E-3,0,2.618712555140827E-3,4.4354838709677579E-7,0,1.7722471255627096E-2,null,5.8402905558353601E-3,8.6214004962312778E-3,0,2.4442673463674603E-3,4.8427245269625589E-5,0,1.6954385643703721E-2]
[2004,7,24,19,6.1828409232040759E-3,7.2376887153620716E-3,8.1369909090909566E-5,2.3400905163646359E-3,4.4354838709677579E-7,1.0816530532397756E-5,1.5853250142941186E-2,null,5.7717254875822898E-3,7.0531066419519794E-3,5.2170604291612487E-5,2.1842056797969768E-3,4.8427245269625589E-5,9.2835589997254172E-6,1.5118919217892211E-2]
[2004,7,24,22,6.1423523904001942E-3,6.4585797629206363E-3,2.324854545454559E-4,2.359954440628319E-3,4.4354838709677579E-7,3.0904372949707874E-5,1.5224719969831411E-2,null,5.7339291574418933E-3,6.2938672295680996E-3,1.490588694046071E-4,2.2027463712345013E-3,4.8427245269625589E-5,2.6524454284929765E-5,1.4454553327203658E-2]
[2004,7,25,1,4.5811851206073884E-3,5.2946259542541538E-3,2.324854545454559E-4,2.0158256718788574E-3,4.4354838709677579E-7,3.0904372949707874E-5,1.215547012262266E-2,null,4.2765685309335043E-3,5.1595976220059313E-3,1.490588694046071E-4,1.8815416973008577E-3,4.8427245269625589E-5,2.6524454284929765E-5,1.1541718419199456E-2]
[2004,7,25,2,4.3623332449620562E-3,5.3019984031808191E-3,2.324854545454559E-4,2.0397512151585995E-3,4.4354838709677579E-7,3.0904372949707874E-5,1.1967916239183736E-2,null,4.0722687657678237E-3,5.1667820520825865E-3,1.490588694046071E-4,1.9038734435125491E-3,4.8427245269625589E-5,2.6524454284929765E-5,1.1366934830322124E-2]
[2004,7,25,5,4.1206255089517091E-3,5.2512754722913333E-3,0,2.0014778494291102E-3,4.4354838709677579E-7,0,1.137382237905925E-2,null,3.8466328941992932E-3,5.1173527031805584E-3,0,1.8681496532460228E-3,4.8427245269625589E-5,0,1.08805624958955E-2]
[2004,7,25,9,4.5072736266551202E-3,6.4735650582718228E-3,0,1.9428951580546473E-3,4.4354838709677579E-7,0,1.2924177391368688E-2,null,4.2075716314873973E-3,6.3084703563851914E-3,0,1.8134694405178939E-3,4.8427245269625589E-5,0,1.237793867366011E-2]
[2004,7,25,12,5.4354393301640309E-3,7.449648941234799E-3,0,2.17479643957575E-3,4.4354838709677579E-7,0,1.5060328259361678E-2,null,5.0740208437802404E-3,7.2596612667397888E-3,0,2.0299226472243921E-3,4.8427245269625589E-5,0,1.4412032003014047E-2]
[2004,7,25,16,6.2770104666632926E-3,7.6116931810192448E-3,0,2.3493567297900079E-3,4.4354838709677579E-7,0,1.623850392585964E-2,null,5.859633418724061E-3,7.417572907991765E-3,0,2.1928546255759423E-3,4.8427245269625589E-5,0,1.5518488197561395E-2]
[2004,7,25,20,6.4546403230671305E-3,6.5166722041673803E-3,2.324854545454559E-4,2.1733221421475495E-3,4.4354838709677579E-7,3.0904372949707874E-5,1.5408468045264322E-2,null,6.025452139001004E-3,6.350478144919426E-3,1.490588694046071E-4,2.0285465599346624E-3,4.8427245269625589E-5,2.6524454284929765E-5,1.4628487412814254E-2]
[2004,7,25,23,4.9572868637562479E-3,5.6412225134744379E-3,2.324854545454559E-4,1.7505547615859476E-3,4.4354838709677579E-7,3.0904372949707874E-5,1.2612897514698894E-2,null,4.6276621533991253E-3,5.4973549627887197E-3,1.490588694046071E-4,1.6339417754624478E-3,4.8427245269625589E-5,2.6524454284929765E-5,1.1982969460609455E-2]
[2004,7,25,24,4.280986915767066E-3,5.2144993674540611E-3,2.324854545454559E-4,1.5693448276768087E-3,4.4354838709677579E-7,3.0904372949707874E-5,1.1328664486780198E-2,null,3.9963313953312136E-3,5.0815144957784717E-3,1.490588694046071E-4,1.4648031185976456E-3,4.8427245269625589E-5,2.6524454284929765E-5,1.0766659578666495E-2]
[2004,7,26,3,3.5789552387383056E-3,5.1235885537839216E-3,2.324854545454559E-4,1.584165598864452E-3,4.4354838709677579E-7,3.0904372949707874E-5,1.0550542767268939E-2,null,3.3409798872259004E-3,4.9929221717729981E-3,1.490588694046071E-4,1.4786366059694554E-3,4.8427245269625589E-5,2.6524454284929765E-5,1.0036549233927517E-2]
[2004,7,26,6,2.996916400817987E-3,5.6204921780273823E-3,0,1.1608708919051138E-3,4.4354838709677579E-7,0,9.77872301913758E-3,null,2.7976425383738801E-3,5.4771533110761807E-3,0,1.083539622881423E-3,4.8427245269625589E-5,0,9.4067627176011095E-3]
[2004,7,26,9,4.0507631466852019E-3,9.4235578708065822E-3,0,1.5878875666707425E-3,4.4354838709677579E-7,0,1.5062652132549623E-2,null,3.7814158876605989E-3,9.1832297883067734E-3,0,1.4821106353566393E-3,4.8427245269625589E-5,0,1.4495183556593638E-2]
[2004,7,26,14,5.0101406147768186E-3,1.0821314080223783E-2,0,1.9498553104215061E-3,4.4354838709677579E-7,0,1.7781753553809201E-2,null,4.6770015017130826E-3,1.0545339156667041E-2,0,1.8199659432068423E-3,4.8427245269625589E-5,0,1.7090733846856592E-2]
[2004,7,26,17,5.6043036964986831E-3,9.3033393831807396E-3,0,1.8788855682641851E-3,4.4354838709677579E-7,0,1.6786972196330702E-2,null,5.2316569174272829E-3,9.0660772211122835E-3,0,1.7537238415318347E-3,4.8427245269625589E-5,0,1.6099885225341025E-2]
[2004,7,26,21,5.9256479093979042E-3,7.3127573527467619E-3,2.324854545454559E-4,1.7119919190080126E-3,4.4354838709677579E-7,3.0904372949707874E-5,1.5214230557034939E-2,null,5.5316340002787619E-3,7.1262608111574664E-3,1.490588694046071E-4,1.5979477918114679E-3,4.8427245269625589E-5,2.6524454284929765E-5,1.4479853172206859E-2]
[2004,7,26,24,4.3110717063081852E-3,5.9336139262780013E-3,2.324854545454559E-4,1.4869784801644953E-3,4.4354838709677579E-7,3.0904372949707874E-5,1.1995497488632942E-2,null,4.0244157588966867E-3,5.7822895457471371E-3,1.490588694046071E-4,1.3879235950055363E-3,4.8427245269625589E-5,2.6524454284929765E-5,1.1418639468608523E-2]
[2004,7,27,1,3.8404079223268036E-3,5.7049462018639533E-3,2.324854545454559E-4,1.5459976160956607E-3,4.4354838709677579E-7,3.0904372949707874E-5,1.1355185116168679E-2,null,3.5850478062307632E-3,5.5594535121330432E-3,1.490588694046071E-4,1.4430111785909033E-3,4.8427245269625589E-5,2.6524454284929765E-5,1.0811523065913873E-2]
[2004,7,27,6,3.0602416613335149E-3,6.4748020580314919E-3,0,1.3685194548296524E-3,4.4354838709677579E-7,0,1.0904006722581756E-2,null,2.8567571144506418E-3,6.3096758090599517E-3,0,1.2773557028021472E-3,4.8427245269625589E-5,0,1.0492215871582366E-2]
[2004,7,27,8,3.5357684236946747E-3,9.0315208507453192E-3,0,1.4961376052486505E-3,4.4354838709677579E-7,0,1.4063870428075742E-2,null,3.3006646916368715E-3,8.8011908503491006E-3,0,1.3964725861197182E-3,4.8427245269625589E-5,0,1.3546755373375316E-2]
[2004,7,27,12,4.355553655473899E-3,1.0827056115516433E-2,0,1.9596589034806986E-3,4.4354838709677579E-7,0,1.7142712222858125E-2,null,4.0659399712977464E-3,1.0550934753390476E-2,0,1.8291164711426472E-3,4.8427245269625589E-5,0,1.6494418441100493E-2]
[2004,7,27,15,4.2177265593511225E-3,1.0328858738300247E-2,0,1.8047321038552337E-3,4.4354838709677579E-7,0,1.6351760949893698E-2,null,3.9372774076879037E-3,1.0065442855571165E-2,0,1.6845101008641139E-3,4.8427245269625589E-5,0,1.5735657609392807E-2]
[2004,7,27,19,5.0711987311211374E-3,8.3345483433588385E-3,8.9119424242424758E-5,1.6672549308245485E-3,4.4354838709677579E-7,1.1846676297388018E-5,1.5174411654231435E-2,null,4.7339996827605165E-3,8.1219931652273814E-3,5.7139233271766056E-5,1.5561909524909384E-3,4.8427245269625589E-5,1.0167707475889744E-5,1.4527917986496119E-2]
[2004,7,27,22,4.9746512054623252E-3,7.1017275740462571E-3,2.324854545454559E-4,1.7339357216887518E-3,4.4354838709677579E-7,3.0904372949707874E-5,1.4074147877079593E-2,null,4.6438718885103624E-3,6.9206129044378792E-3,1.490588694046071E-4,1.618429810825875E-3,4.8427245269625589E-5,2.6524454284929765E-5,1.3406925172733279E-2]
[2004,7,27,23,4.1836477148693412E-3,6.3164935453309803E-3,2.324854545454559E-4,1.4603975943461066E-3,4.4354838709677579E-7,3.0904372949707874E-5,1.2224372230428689E-2,null,3.905464566677445E-3,6.1554046230063719E-3,1.490588694046071E-4,1.3631133915657336E-3,4.8427245269625589E-5,2.6524454284929765E-5,1.1647993150208714E-2]
[2004,7,28,3,3.0823615900613787E-3,5.2734824056505985E-3,2.324854545454559E-4,1.3338864285566503E-3,4.4354838709677579E-7,3.0904372949707874E-5,9.9535638001508869E-3,null,2.8774062234941836E-3,5.1389932952719498E-3,1.490588694046071E-4,1.245029751235297E-3,4.8427245269625589E-5,2.6524454284929765E-5,9.485439838960592E-3]
[2004,7,28,6,2.9710255426042189E-3,6.4238250145135191E-3,0,1.2104157949092494E-3,4.4354838709677579E-7,0,1.0605709900414083E-2,null,2.7734732401331706E-3,6.2599988281391572E-3,0,1.129784098379208E-3,4.8427245269625589E-5,0,1.0211683411921161E-2]
[2004,7,28,9,4.0343631139053947E-3,1.018695515066209E-2,0,1.7632167762172616E-3,4.4354838709677579E-7,0,1.598497858917184E-2,null,3.7661063417143083E-3,9.9271582213669943E-3,0,1.6457603115754668E-3,4.8427245269625589E-5,0,1.5387452119926395E-2]
[2004,7,28,13,4.5000661263333679E-3,1.0837885495626495E-2,0,1.7977907079067526E-3,4.4354838709677579E-7,0,1.7136185878253711E-2,null,4.2008433792445335E-3,1.0561487952869804E-2,0,1.6780311051370828E-3,4.8427245269625589E-5,0,1.6488789682521043E-2]
[2004,7,28,16,5.0577059505656314E-3,1.0312166585595479E-2,0,1.9916813715405157E-3,4.4354838709677579E-7,0,1.7361997456088723E-2,null,4.7214040772131866E-3,1.0049176401218054E-2,0,1.8590057665046182E-3,4.8427245269625589E-5,0,1.6678013490205482E-2]
[2004,7,28,20,5.1911233598969158E-3,7.6785437138965056E-3,2.324854545454559E-4,1.4914886483638741E-3,4.4354838709677579E-7,3.0904372949707874E-5,1.4624989098039555E-2,null,4.8459501671885242E-3,7.4827185582120991E-3,1.490588694046071E-4,1.3921333189153731E-3,4.8427245269625589E-5,2.6524454284929765E-5,1.3944812613275159E-2]
[2004,7,28,24,3.8274189732933873E-3,5.7328447891738417E-3,2.324854545454559E-4,1.3708958363229582E-3,4.4354838709677579E-7,3.0904372949707874E-5,1.1194992974672448E-2,null,3.5729225309529015E-3,5.5866406044763218E-3,1.490588694046071E-4,1.2795737819400032E-3,4.8427245269625589E-5,2.6524454284929765E-5,1.0663147486328389E-2]
[2004,7,29,3,3.2629984721575305E-3,5.3201269278485737E-3,2.324854545454559E-4,1.3428992554199402E-3,4.4354838709677579E-7,3.0904372949707874E-5,1.0189858031308306E-2,null,3.0460320234042141E-3,5.1844482467438106E-3,1.490588694046071E-4,1.2534421897662674E-3,4.8427245269625589E-5,2.6524454284929765E-5,9.7079330288734542E-3]
[2004,7,29,4,3.1276646093883849E-3,5.3446067842239263E-3,1.7436409090909193E-4,1.3499337466020703E-3,4.4354838709677579E-7,2.3178279712280906E-5,1.0020191059222854E-2,null,2.9196969106656421E-3,5.2083037957160339E-3,1.1179415205345532E-4,1.2600080791996214E-3,4.8427245269625589E-5,1.9893340713697324E-5,9.5681235236180738E-3]
[2004,7,29,7,3.6449572927741408E-3,8.0615789688118847E-3,0,1.4383891362988786E-3,4.4354838709677579E-7,0,1.3145368946272001E-2,null,3.4025932688805591E-3,7.8559853021674293E-3,0,1.3425710241939757E-3,4.8427245269625589E-5,0,1.264957684051159E-2]
[2004,7,29,10,4.2664195465840302E-3,9.9600311659102138E-3,0,1.5920208769138818E-3,4.4354838709677579E-7,0,1.5818915137795223E-2,null,3.9827326537421803E-3,9.7060214569915735E-3,0,1.4859686056557767E-3,4.8427245269625589E-5,0,1.5223149961659155E-2]
[2004,7,29,14,4.7054075194894809E-3,1.0371323537065534E-2,0,1.4941158930953337E-3,4.4354838709677579E-7,0,1.6571290498037444E-2,null,4.3925310139832606E-3,1.01068246786917E-2,0,1.3945855500682028E-3,4.8427245269625589E-5,0,1.5942368488012788E-2]
[2004,7,29,17,5.5754221733571047E-3,9.2374459060943909E-3,0,1.6160683579511744E-3,4.4354838709677579E-7,0,1.6429379985789767E-2,null,5.2046958124422199E-3,9.0018642189818397E-3,0,1.5084141667565765E-3,4.8427245269625589E-5,0,1.5763401443450259E-2]
[2004,7,29,22,5.2724416184802723E-3,7.0381318689690629E-3,2.324854545454559E-4,1.6606351621848705E-3,4.4354838709677579E-7,3.0904372949707874E-5,1.4235042025516467E-2,null,4.9218613335117456E-3,6.8586390744598746E-3,1.490588694046071E-4,1.5500121589098301E-3,4.8427245269625589E-5,2.6524454284929765E-5,1.3554523135840614E-2]
[2004,7,30,1,3.6421055205402464E-3,4.7789639203732609E-3,2.324854545454559E-4,1.141737954437754E-3,4.4354838709677579E-7,3.0904372949707874E-5,9.8266407712335208E-3,null,3.3999311194428507E-3,4.6570864669671442E-3,1.490588694046071E-4,1.0656812236463672E-3,4.8427245269625589E-5,2.6524454284929765E-5,9.3467093790155255E-3]
[2004,7,30,4,2.6975350620444668E-3,4.515272188726346E-3,1.7823884848484952E-4,1.0670614541183974E-3,4.4354838709677579E-7,2.3693352594776037E-5,8.482244454355933E-3,null,2.5181679529902123E-3,4.4001196399800794E-3,1.1427846654353211E-4,9.9597928903988396E-4,4.8427245269625589E-5,2.0335414951779488E-5,8.0973080087751118E-3]
[2004,7,30,5,2.8620703506774606E-3,5.1594695149208532E-3,0,1.2289913593836394E-3,4.4354838709677579E-7,0,9.2509747733690497E-3,null,2.6717628021550571E-3,5.027888064237724E-3,0,1.1471222539533898E-3,4.8427245269625589E-5,0,8.895200365615797E-3]
[2004,7,30,8,3.8567071565578717E-3,8.9081873319646551E-3,0,1.5269601034102436E-3,4.4354838709677579E-7,0,1.4292298140319867E-2,null,3.6002632560228594E-3,8.6810026943372406E-3,0,1.4252418474278964E-3,4.8427245269625589E-5,0,1.3754935043057621E-2]
[2004,7,30,14,4.3121384534302865E-3,9.3913394945578012E-3,0,1.6342687767926089E-3,4.4354838709677579E-7,0,1.5338190273167794E-2,null,4.0254115748379199E-3,9.151833074182986E-3,0,1.5254021669771419E-3,4.8427245269625589E-5,0,1.4751074061267674E-2]
[2004,7,30,16,4.4410477598177756E-3,8.6339871879401262E-3,0,1.6707886375779348E-3,4.4354838709677579E-7,0,1.4746267133722934E-2,null,4.1457493190083872E-3,8.4137954499943421E-3,0,1.5594892618116709E-3,4.8427245269625589E-5,0,1.4167461276084025E-2]
[2004,7,30,19,4.9956064753582923E-3,7.6594763358432665E-3,9.686893939393995E-5,1.6939034791957506E-3,4.4354838709677579E-7,1.287682206237828E-5,1.4459175600240725E-2,null,4.6634337803429342E-3,7.464137453652233E-3,6.2107862251919624E-5,1.5810643111510761E-3,4.8427245269625589E-5,1.1051855952054067E-5,1.3830222508619842E-2]
[2004,7,30,23,5.6004102762453635E-3,6.8886813180124868E-3,2.324854545454559E-4,2.344974833312417E-3,4.4354838709677579E-7,3.0904372949707874E-5,1.5097899803452528E-2,null,5.2280223822372181E-3,6.7129999464109035E-3,1.490588694046071E-4,2.1887646285832169E-3,4.8427245269625589E-5,2.6524454284929765E-5,1.4353797526190501E-2]
[2004,7,31,2,4.991508740418365E-3,6.1400966957885876E-3,2.324854545454559E-4,2.2641184912794553E-3,4.4354838709677579E-7,3.0904372949707874E-5,1.3659557303368668E-2,null,4.659608515955916E-3,5.9835064052112157E-3,1.490588694046071E-4,2.1132945216446345E-3,4.8427245269625589E-5,2.6524454284929765E-5,1.2980420011770929E-2]
[2004,7,31,5,4.2948423637113693E-3,5.8680626551790181E-3,0,2.1122962084718635E-3,4.4354838709677579E-7,0,1.2275644775749347E-2,null,4.0092655534367336E-3,5.718410022357949E-3,0,1.9715858611851034E-3,4.8427245269625589E-5,0,1.1747688682249412E-2]
[2004,7,31,6,4.317092954049662E-3,6.2893424430466591E-3,0,2.0780790687291596E-3,4.4354838709677579E-7,0,1.2684958014212579E-2,null,4.0300366360125931E-3,6.1289459526505429E-3,0,1.9396480919194399E-3,4.8427245269625589E-5,0,1.2147057925852201E-2]
[2004,7,31,11,6.0133438655422438E-3,9.238301087738824E-3,0,2.678994034016227E-3,4.4354838709677579E-7,0,1.793108253568439E-2,null,5.6134987921314175E-3,9.0026975910117279E-3,0,2.5005331820799853E-3,4.8427245269625589E-5,0,1.7165156810492754E-2]
[2004,7,31,14,6.1404747963943671E-3,8.7394373993557543E-3,0,2.6039649462016598E-3,4.4354838709677579E-7,0,1.7484320690338877E-2,null,5.7321764102317724E-3,8.5165563748946065E-3,0,2.4305021475501108E-3,4.8427245269625589E-5,0,1.6727662177946113E-2]
[2004,7,31,17,6.1304582684283612E-3,7.7682320334368608E-3,0,2.4411358035807394E-3,4.4354838709677579E-7,0,1.6340269653833058E-2,null,5.7228259109262658E-3,7.5701195652370257E-3,0,2.2785198478647135E-3,4.8427245269625589E-5,0,1.5619892569297631E-2]
[2004,7,31,20,6.3099568958003491E-3,6.761670825598272E-3,2.324854545454559E-4,2.3093623680866429E-3,4.4354838709677579E-7,3.0904372949707874E-5,1.5644823465367524E-2,null,5.8903891420456029E-3,6.5892285902674833E-3,1.490588694046071E-4,2.1555244832667238E-3,4.8427245269625589E-5,2.6524454284929765E-5,1.4859152784538974E-2]
[2004,7,31,24,5.1649626763031545E-3,5.7495291729301335E-3,2.324854545454559E-4,2.1078587149729031E-3,4.4354838709677579E-7,3.0904372949707874E-5,1.3286183940088452E-2,null,4.8215289850578281E-3,5.6028994880116976E-3,1.490588694046071E-4,1.9674439707596213E-3,4.8427245269625589E-5,2.6524454284929765E-5,1.261588301278831E-2]
[2004,8,1,3,4.9671393959568348E-3,5.5798430186906863E-3,2.1772419328419248E-4,2.3909510272282046E-3,4.4354838709677579E-7,2.6005368075214756E-5,1.3182106551622231E-2,null,4.6368595615041818E-3,5.4375408233079672E-3,1.395946346683228E-4,2.2316781241014656E-3,4.8427245269625589E-5,2.231976030694148E-5,1.2516420149158505E-2]
[2004,8,1,4,4.923010559678598E-3,5.5509013249114055E-3,1.7417935462735393E-4,2.4090912776713316E-3,4.4354838709677579E-7,2.0804294460171798E-5,1.3078430359735958E-2,null,4.5956649824671304E-3,5.4093372267384268E-3,1.116757077346582E-4,2.2486099640340387E-3,4.8427245269625589E-5,1.7855808245553176E-5,1.2431570934489433E-2]
[2004,8,1,8,5.2186383358326181E-3,7.1549118321665231E-3,0,2.5294795691187455E-3,4.4354838709677579E-7,0,1.4903473285504983E-2,null,4.8716355907455653E-3,6.9724408095810167E-3,0,2.3609786045296192E-3,4.8427245269625589E-5,0,1.4253482250125828E-2]
[2004,8,1,11,6.4908139256798615E-3,8.3472015223398106E-3,0,2.7628102908159487E-3,4.4354838709677579E-7,0,1.7601269287222717E-2,null,6.0592204514597651E-3,8.1343236514118834E-3,0,2.5787660294339754E-3,4.8427245269625589E-5,0,1.6820737377575248E-2]
[2004,8,1,15,6.61152023692913E-3,8.0618046698582423E-3,0,2.5613697527378057E-3,4.4354838709677579E-7,0,1.7235138207912275E-2,null,6.171900641974583E-3,7.8562052471818893E-3,0,2.3907444275622809E-3,4.8427245269625589E-5,0,1.6467277561988378E-2]
[2004,8,1,18,6.3977004915221356E-3,6.2627736094743739E-3,0,2.0849980418527528E-3,4.4354838709677579E-7,0,1.474591569123636E-2,null,5.9722984057788689E-3,6.1030547014642549E-3,0,1.9461061585152536E-3,4.8427245269625589E-5,0,1.4069886511028005E-2]
[2004,8,1,21,6.8164678355880073E-3,6.6898017557369786E-3,2.1772419328419248E-4,2.4472617856285015E-3,4.4354838709677579E-7,2.6005368075214756E-5,1.6197704486699993E-2,null,6.3632206667804652E-3,6.5191923903251316E-3,1.395946346683228E-4,2.2842377483858621E-3,4.8427245269625589E-5,2.231976030694148E-5,1.537699244573635E-2]
[2004,8,2,1,4.8587555286454627E-3,5.9527401191012963E-3,2.1772419328419248E-4,2.0287894237800137E-3,4.4354838709677579E-7,2.6005368075214756E-5,1.308445818127328E-2,null,4.5356824590728284E-3,5.8009279651296828E-3,1.395946346683228E-4,1.8936418704932918E-3,4.8427245269625589E-5,2.231976030694148E-5,1.2440593934940694E-2]
[2004,8,2,5,4.1683089988142968E-3,6.408197535220015E-3,0,2.0810640617775151E-3,4.4354838709677579E-7,0,1.2658014144198924E-2,null,3.8911457673582788E-3,6.2447698949345508E-3,0,1.9424342400298563E-3,4.8427245269625589E-5,0,1.2126777147592313E-2]
[2004,8,2,6,4.295675722574473E-3,7.2806586249292617E-3,0,2.0731656566878552E-3,4.4354838709677579E-7,0,1.3649943552578687E-2,null,4.0100434997967036E-3,7.0949806940826202E-3,0,1.9350619862056866E-3,4.8427245269625589E-5,0,1.3088513425354636E-2]
[2004,8,2,9,5.6286456642305159E-3,1.1157321136962925E-2,0,2.7346018810027409E-3,4.4354838709677579E-7,0,1.9521012230583279E-2,null,5.2543803155092952E-3,1.0872777058023515E-2,0,2.5524367193063627E-3,4.8427245269625589E-5,0,1.8728021338108799E-2]
[2004,8,2,12,6.1558266212469676E-3,1.1942556111480618E-2,0,2.9329140215820647E-3,4.4354838709677579E-7,0,2.1031740302696746E-2,null,5.7465074467056556E-3,1.1637986261136732E-2,0,2.7375383214866783E-3,4.8427245269625589E-5,0,2.0170459274598689E-2]
[2004,8,2,16,7.1063265968654005E-3,1.2142510660378282E-2,0,3.3540973796821584E-3,4.4354838709677579E-7,0,2.2603378185312935E-2,null,6.6338058590963596E-3,1.1832841388565085E-2,0,3.1306646029552027E-3,4.8427245269625589E-5,0,2.1645739095886268E-2]
[2004,8,2,18,6.8260643142789871E-3,1.0106656279431433E-2,0,2.6621168708242647E-3,4.4354838709677579E-7,0,1.9595281012921781E-2,null,6.3721790471334026E-3,9.8489072044620953E-3,0,2.4847802889995875E-3,4.8427245269625589E-5,0,1.8754293785864708E-2]
[2004,8,2,23,5.9204251513988795E-3,7.5154074994324841E-3,2.1772419328419248E-4,2.2340233999929783E-3,4.4354838709677579E-7,2.6005368075214756E-5,1.5914029160570844E-2,null,5.5267585189534511E-3,7.3237427908049027E-3,1.395946346683228E-4,2.0852042110937204E-3,4.8427245269625589E-5,2.231976030694148E-5,1.5146047161096967E-2]
[2004,8,3,3,4.3632935693924003E-3,6.6443924580719717E-3,2.1772419328419248E-4,2.0830625714826851E-3,4.4354838709677579E-7,2.6005368075214756E-5,1.3334921708693563E-2,null,4.073165235377799E-3,6.4749411615747654E-3,1.395946346683228E-4,1.9442996192614011E-3,4.8427245269625589E-5,2.231976030694148E-5,1.2702747656458856E-2]
[2004,8,3,6,4.1966362099236714E-3,7.7347519536655135E-3,0,1.9635480440087913E-3,4.4354838709677579E-7,0,1.3895379755985074E-2,null,3.9175894181626364E-3,7.5374933246932507E-3,0,1.8327465370617147E-3,4.8427245269625589E-5,0,1.3336256525187226E-2]
[2004,8,3,7,4.662995080289516E-3,9.445260835657273E-3,0,2.1095833922897137E-3,4.4354838709677579E-7,0,1.6218282856623599E-2,null,4.3529387036907105E-3,9.2043792645495909E-3,0,1.9690537589130501E-3,4.8427245269625589E-5,0,1.5574798972422978E-2]
[2004,8,3,10,5.2322966221568018E-3,1.1781068609174751E-2,0,2.4435155945719375E-3,4.4354838709677579E-7,0,1.9457324374290586E-2,null,4.884385697092008E-3,1.1480617158941409E-2,0,2.2807411093771868E-3,4.8427245269625589E-5,0,1.8694171210680229E-2]
[2004,8,3,13,5.6642183610688896E-3,1.2211887896759397E-2,0,2.6659124646524947E-3,4.4354838709677579E-7,0,2.0542462270867874E-2,null,5.2875876782013439E-3,1.1900449304014848E-2,0,2.4883230398204839E-3,4.8427245269625589E-5,0,1.9724787267306303E-2]
[2004,8,3,19,6.1294987507329928E-3,9.4731129617419366E-3,1.0523336008735968E-4,2.1047144603795619E-3,4.4354838709677579E-7,1.2569261236353795E-5,1.7825572342565297E-2,null,5.7219301944090644E-3,9.2315210805637652E-3,6.7470740089689338E-5,1.9645091702920853E-3,4.8427245269625589E-5,1.0787884148355046E-5,1.704464631477258E-2]
[2004,8,3,21,6.1960541229478241E-3,8.686695840839127E-3,2.1772419328419248E-4,2.1752207958276679E-3,4.4354838709677579E-7,2.6005368075214756E-5,1.730214386936112E-2,null,5.7840601024754679E-3,8.465159879230048E-3,1.395946346683228E-4,2.0303187350377543E-3,4.8427245269625589E-5,2.231976030694148E-5,1.648988035698816E-2]
[2004,8,4,1,4.5732365449439663E-3,6.7332160992909802E-3,2.1772419328419248E-4,1.8256555710569559E-3,4.4354838709677579E-7,2.6005368075214756E-5,1.3376281325038408E-2,null,4.2691484796469874E-3,6.5614995420857193E-3,1.395946346683228E-4,1.7040397539196054E-3,4.8427245269625589E-5,2.231976030694148E-5,1.2745029415897204E-2]
[2004,8,4,4,4.1063161681180287E-3,6.7246086759227474E-3,1.8506556429156361E-4,1.9773753180169235E-3,4.4354838709677579E-7,2.210456286393254E-5,1.3015913837600293E-2,null,3.8332750238891742E-3,6.5531116330009142E-3,1.1865543946807438E-4,1.8456527089441555E-3,4.8427245269625589E-5,1.8971796260900255E-5,1.2418093846832843E-2]
[2004,8,4,7,4.5111407395006294E-3,9.4969677589723089E-3,0,2.0119046678873163E-3,4.4354838709677579E-7,0,1.602045671474735E-2,null,4.2111816085272421E-3,9.2547675112137663E-3,0,1.8778818904989672E-3,4.8427245269625589E-5,0,1.5392258255509602E-2]
[2004,8,4,8,4.9980826593985827E-3,1.0811811400791049E-2,0,2.305381977618213E-3,4.4354838709677579E-7,0,1.8115719586194942E-2,null,4.6657453155602895E-3,1.053607882314633E-2,0,2.1518092460106621E-3,4.8427245269625589E-5,0,1.7402060629986903E-2]
[2004,8,4,12,5.7022332160322122E-3,1.2287520831748243E-2,0,2.6983148885143947E-3,4.4354838709677579E-7,0,2.0688512484681947E-2,null,5.3230748126794616E-3,1.1974153379597417E-2,0,2.5185669802763851E-3,4.8427245269625589E-5,0,1.9864222417822888E-2]
[2004,8,4,15,5.6666981203337624E-3,1.1862810543705662E-2,0,2.6003546217255951E-3,4.4354838709677579E-7,0,2.0130306834152113E-2,null,5.2899025509159925E-3,1.1560274436843161E-2,0,2.427132324386697E-3,4.8427245269625589E-5,0,1.9325736557415474E-2]
[2004,8,4,19,6.3741130153663868E-3,9.865174435974856E-3,1.0886209664209624E-4,2.2829559382413988E-3,4.4354838709677579E-7,1.3002684037607378E-5,1.8644551718649437E-2,null,5.950279330889696E-3,9.6135838490407251E-3,6.9797317334161399E-5,2.1308771144372715E-3,4.8427245269625589E-5,1.115988015347074E-5,1.7824124737124952E-2]
[2004,8,4,22,6.3882042521754999E-3,8.7508374520092556E-3,2.1772419328419248E-4,2.4350008477333363E-3,4.4354838709677579E-7,2.6005368075214756E-5,1.7818215661664593E-2,null,5.9634335995588901E-3,8.5276656931108415E-3,1.395946346683228E-4,2.2727935713324626E-3,4.8427245269625589E-5,2.231976030694148E-5,1.6974234504247083E-2]
[2004,8,5,2,4.7094784824050521E-3,7.1112756837511081E-3,2.1772419328419248E-4,2.0016519508403875E-3,4.4354838709677579E-7,2.6005368075214756E-5,1.4066579226743054E-2,null,4.3963312864972468E-3,6.9299175096268857E-3,1.395946346683228E-4,1.8683121569136004E-3,4.8427245269625589E-5,2.231976030694148E-5,1.3404902593282624E-2]
[2004,8,5,5,4.1685820584098721E-3,7.3838515947440442E-3,0,2.0035715607653907E-3,4.4354838709677579E-7,0,1.3556448762306406E-2,null,3.8914006704112583E-3,7.1955419435956814E-3,0,1.8701038922639493E-3,4.8427245269625589E-5,0,1.3005473751540516E-2]
[2004,8,5,9,5.6184873329337302E-3,1.2030912438653472E-2,0,2.5603696668464624E-3,4.4354838709677579E-7,0,2.0210212986820762E-2,null,5.2448974417971606E-3,1.1724089245466331E-2,0,2.3898109622672928E-3,4.8427245269625589E-5,0,1.9407224894800408E-2]
[2004,8,5,10,5.443904842096948E-3,1.2156407233993409E-2,0,2.4809958080197979E-3,4.4354838709677579E-7,0,2.0081751432497248E-2,null,5.081923458710098E-3,1.1846383559210969E-2,0,2.3157245831019542E-3,4.8427245269625589E-5,0,1.9292458846292646E-2]
[2004,8,5,13,5.8475944844213201E-3,1.2742297521056579E-2,0,2.6160478170102587E-3,4.4354838709677579E-7,0,2.1206383370875253E-2,null,5.4587705790900137E-3,1.2417331943101734E-2,0,2.441780119433606E-3,4.8427245269625589E-5,0,2.0366309886894977E-2]
[2004,8,5,16,6.4277286117168471E-3,1.2151875059388481E-2,0,2.8619816380159534E-3,4.4354838709677579E-7,0,2.1442028857508375E-2,null,6.0003298671773911E-3,1.1841966968215469E-2,0,2.6713310897650074E-3,4.8427245269625589E-5,0,2.0562055170427491E-2]
[2004,8,5,20,6.5569499822065187E-3,9.4991962665014803E-3,2.1772419328419248E-4,2.1958439894574355E-3,4.4354838709677579E-7,2.6005368075214756E-5,1.8496163347911938E-2,null,6.1209589253820862E-3,9.2569391853315371E-3,1.395946346683228E-4,2.0495681172076671E-3,4.8427245269625589E-5,2.231976030694148E-5,1.763780786816618E-2]
[2004,8,5,23,5.4679164590792709E-3,7.8492156883790097E-3,2.1772419328419248E-4,1.9729222557428416E-3,4.4354838709677579E-7,2.6005368075214756E-5,1.5534227512947628E-2,null,5.104338472043988E-3,7.6490379018808313E-3,1.395946346683228E-4,1.8414962868555564E-3,4.8427245269625589E-5,2.231976030694148E-5,1.4805214301025266E-2]
[2004,8,6,3,4.2261274135209775E-3,6.6629395761015273E-3,2.1772419328419248E-4,1.7277512606139953E-3,4.4354838709677579E-7,2.6005368075214756E-5,1.2860991359983006E-2,null,3.945119664141186E-3,6.4930152742518786E-3,1.395946346683228E-4,1.6126573268507886E-3,4.8427245269625589E-5,2.231976030694148E-5,1.2261133905488745E-2]
[2004,8,6,6,4.4796205604425371E-3,8.3054140253099196E-3,0,1.9617028316000077E-3,4.4354838709677579E-7,0,1.4747180965739562E-2,null,4.1817572996856569E-3,8.0936018568662713E-3,0,1.8310242432463635E-3,4.8427245269625589E-5,0,1.4154810645067916E-2]
[2004,8,6,10,5.8530027321327255E-3,1.2069385957201346E-2,0,2.5731090560005749E-3,4.4354838709677579E-7,0,2.0495941293721745E-2,null,5.463819216366436E-3,1.176158157760177E-2,0,2.4017017186089679E-3,4.8427245269625589E-5,0,1.9675529757846796E-2]
[2004,8,6,11,5.9004071925158044E-3,1.2324170415846127E-2,0,2.6033983453933574E-3,4.4354838709677579E-7,0,2.0828419502142384E-2,null,5.5080716135438024E-3,1.2009868292906263E-2,0,2.4299732907836664E-3,4.8427245269625589E-5,0,1.9996340442503355E-2]
[2004,8,6,14,6.0248823964178869E-3,1.1831436638711142E-2,0,2.4678244090084568E-3,4.4354838709677579E-7,0,2.0324586992524579E-2,null,5.624270091857772E-3,1.1529700657505132E-2,0,2.3034305951855649E-3,4.8427245269625589E-5,0,1.9505828589818093E-2]
[2004,8,6,18,6.3784906892060608E-3,1.0138701950367241E-2,0,2.362846650039089E-3,4.4354838709677579E-7,0,{"$f":"SUM(E5252:J5252)","v":1.888048283799949E-2},null,{"$f":"E5252*V$5","v":5.9543659202085219E-3},{"$f":"F5252*W$5","v":9.8801356177597582E-3},{"$f":"G5252*X$5","v":0},{"$f":"H5252*AB$5","v":2.2054459164777256E-3},{"$f":"I5252*Z$5","v":4.8427245269625589E-5},{"$f":"J5252*AA$5","v":0},{"$f":"SUM(M5252:R5252)","v":1.8088374699715633E-2}]
[2004,8,6,21,7.8425382544612919E-3,9.9465856305121E-3,2.1772419328419248E-4,3.1088685666038909E-3,4.4354838709677579E-7,2.6005368075214756E-5,2.1142165561323784E-2,null,7.3210646194591259E-3,9.6929188217787943E-3,1.395946346683228E-4,2.9017716765364705E-3,4.8427245269625589E-5,2.231976030694148E-5,2.0126096758019279E-2]
[2004,8,6,23,6.9846465899653255E-3,8.7424184075536437E-3,2.1772419328419248E-4,2.9659677934323926E-3,4.4354838709677579E-7,2.6005368075214756E-5,1.8937205900697866E-2,null,6.5202167168432216E-3,8.5194613587295173E-3,1.395946346683228E-4,2.7683902204663625E-3,4.8427245269625589E-5,2.231976030694148E-5,1.801840993628399E-2]
[2004,8,7,5,5.2358838983540251E-3,7.4388639358343089E-3,0,2.5413329531045301E-3,4.4354838709677579E-7,0,1.521652433567996E-2,null,4.8877344446525035E-3,7.2491513102861168E-3,0,2.3720423768262507E-3,4.8427245269625589E-5,0,1.4557355377034497E-2]
[2004,8,7,8,6.2825388206142691E-3,9.7814773033646999E-3,0,2.9599951542169144E-3,4.4354838709677579E-7,0,1.9024454826582979E-2,null,5.8647941760198658E-3,9.5320212362867314E-3,0,2.762815447863937E-3,4.8427245269625589E-5,0,1.8208058105440159E-2]
[2004,8,7,11,7.5850082502030257E-3,1.1085110663478236E-2,0,3.4740662401695479E-3,4.4354838709677579E-7,0,2.2144628702237906E-2,null,7.0806585491984125E-3,1.0802408161241266E-2,0,3.2426417528316123E-3,4.8427245269625589E-5,0,2.1174135708540914E-2]
[2004,8,7,12,7.9599304968806968E-3,1.0937541853038555E-2,0,3.4379462257156579E-3,4.4354838709677579E-7,0,2.2335862124022006E-2,null,7.430651103412427E-3,1.0658602783863276E-2,0,3.2089278686152451E-3,4.8427245269625589E-5,0,2.1346609001160574E-2]
[2004,8,7,15,7.4609907853517652E-3,1.0250092002470398E-2,0,3.1863115231010818E-3,4.4354838709677579E-7,0,2.0897837859310341E-2,null,6.9648873735078014E-3,9.988684900166531E-3,0,2.9740557801890993E-3,4.8427245269625589E-5,0,1.9976055299133058E-2]
[2004,8,7,20,7.7356884232957753E-3,8.5017040393628642E-3,2.1772419328419248E-4,2.8981813254801039E-3,4.4354838709677579E-7,2.6005368075214756E-5,1.9379746897885249E-2,null,7.2213195505592635E-3,8.2848859057266695E-3,1.395946346683228E-4,2.7051193395840377E-3,4.8427245269625589E-5,2.231976030694148E-5,1.8421666436114859E-2]
[2004,8,7,23,7.2827812142396506E-3,7.6784880382785269E-3,2.1772419328419248E-4,2.8792058901500575E-3,4.4354838709677579E-7,2.6005368075214756E-5,1.808464825241474E-2,null,6.7985274854733746E-3,7.4826643024840066E-3,1.395946346683228E-4,2.687407950501151E-3,4.8427245269625589E-5,2.231976030694148E-5,1.7178941378703422E-2]
[2004,8,8,2,6.0293161426649604E-3,7.4332919551459344E-3,2.1772419328419248E-4,2.8208685859473274E-3,4.4354838709677579E-7,2.6005368075214756E-5,1.6527649793504726E-2,null,5.6284090251632803E-3,7.243721431280878E-3,1.395946346683228E-4,2.6329567785090533E-3,4.8427245269625589E-5,2.231976030694148E-5,1.5715428875198102E-2]
[2004,8,8,6,5.6704297488252885E-3,7.7667173336158774E-3,0,2.7074522577251298E-3,4.4354838709677579E-7,0,1.6145042888553389E-2,null,5.2933860523584923E-3,7.5686434946586837E-3,0,2.5270956647819292E-3,4.8427245269625589E-5,0,1.543755245706873E-2]
[2004,8,8,9,6.8497820873059086E-3,9.5935788010031008E-3,0,3.0972011680613786E-3,4.4354838709677579E-7,0,1.9541005604757484E-2,null,6.3943197550682318E-3,9.3489146912088088E-3,0,2.8908815002861091E-3,4.8427245269625589E-5,0,1.8682543191832775E-2]
[2004,8,8,10,7.3823351937302032E-3,1.0318380776285293E-2,0,3.289731686612118E-3,4.4354838709677579E-7,0,2.0990891205014711E-2,null,6.8914618255207487E-3,1.0055232112005345E-2,0,3.0705866224649196E-3,4.8427245269625589E-5,0,2.0065707805260638E-2]
[2004,8,8,13,8.1863325814124019E-3,1.0651816025644063E-2,0,3.4205445387786261E-3,4.4354838709677579E-7,0,2.2259136694222189E-2,null,7.6419990416764167E-3,1.0380163794535659E-2,0,3.1926853928733404E-3,4.8427245269625589E-5,0,2.1263275474355043E-2]
[2004,8,8,17,9.3756454350902435E-3,1.011584393623949E-2,0,3.5325265246276163E-3,4.4354838709677579E-7,0,2.3024459444344444E-2,null,8.752230955378049E-3,9.8578605493495793E-3,0,3.2972077127647464E-3,4.8427245269625589E-5,0,2.1955726462762001E-2]
[2004,8,8,21,8.344178117586535E-3,8.7117889867844387E-3,2.1772419328419248E-4,3.0615147056637232E-3,4.4354838709677579E-7,2.6005368075214756E-5,2.0361654919781202E-2,null,7.789348959869883E-3,8.4896130771078045E-3,1.395946346683228E-4,2.8575722871100689E-3,4.8427245269625589E-5,2.231976030694148E-5,1.9346875964332641E-2]
[2004,8,8,24,5.8456112342780246E-3,7.452582217885347E-3,2.1772419328419248E-4,2.1644433265288524E-3,4.4354838709677579E-7,2.6005368075214756E-5,1.5706809888438727E-2,null,5.4569192011324555E-3,7.2625197363203817E-3,1.395946346683228E-4,2.0202592055060162E-3,4.8427245269625589E-5,2.231976030694148E-5,1.4950039783203745E-2]
[2004,8,9,3,3.9626957770462204E-3,6.2526476382279194E-3,2.1772419328419248E-4,1.733840601073362E-3,4.4354838709677579E-7,2.6005368075214756E-5,1.2193357126094007E-2,null,3.6992043786984326E-3,6.093186971880501E-3,1.395946346683228E-4,1.6183410266583623E-3,4.8427245269625589E-5,2.231976030694148E-5,1.1621074017482186E-2]
[2004,8,9,7,4.6567285025069993E-3,9.3749914648048657E-3,0,2.0033181508178032E-3,4.4354838709677579E-7,0,1.6035481666516763E-2,null,4.3470888092560136E-3,9.1359019666474375E-3,0,1.8698673631882717E-3,4.8427245269625589E-5,0,1.5401285384361349E-2]
[2004,8,9,10,5.540026886863037E-3,1.1993206992252547E-2,0,2.4406737519527448E-3,4.4354838709677579E-7,0,{"$f":"SUM(E5316:J5316)","v":1.9974351179455424E-2},null,{"$f":"E5316*V$5","v":5.1716540635543609E-3},{"$f":"F5316*W$5","v":1.1687345397408363E-2},{"$f":"G5316*X$5","v":0},{"$f":"H5316*AB$5","v":2.2780885757480293E-3},{"$f":"I5316*Z$5","v":4.8427245269625589E-5},{"$f":"J5316*AA$5","v":0},{"$f":"SUM(M5316:R5316)","v":1.918551528198038E-2}]
[2004,8,9,14,5.9722157526414599E-3,1.2372428065795362E-2,0,2.5515973963427252E-3,4.4354838709677579E-7,0,2.0896684763166643E-2,null,5.5751054094722039E-3,1.2056895232688781E-2,0,2.3816230554641218E-3,4.8427245269625589E-5,0,2.0062050942894732E-2]
[2004,8,9,15,5.8718437504225885E-3,1.186013748248071E-2,0,2.4028626996365271E-3,4.4354838709677579E-7,0,2.0135287480926922E-2,null,5.4814074394545463E-3,1.15576695464394E-2,0,2.2427963019446707E-3,4.8427245269625589E-5,0,1.9330300533108243E-2]
[2004,8,9,18,6.3340895487769963E-3,1.0117094661401545E-2,0,2.0428640390664642E-3,4.4354838709677579E-7,0,1.8494491797632101E-2,null,5.9129171433314762E-3,9.8590793773891197E-3,0,1.9067789070457838E-3,4.8427245269625589E-5,0,1.7727202673036003E-2]
[2004,8,9,22,6.1373963014359533E-3,8.589453109672969E-3,2.1772419328419248E-4,2.0514787790205063E-3,4.4354838709677579E-7,2.6005368075214756E-5,1.7022501299875932E-2,null,5.7293026135361164E-3,8.3703971200063988E-3,1.395946346683228E-4,1.9148197771770917E-3,4.8427245269625589E-5,2.231976030694148E-5,1.6224861150964495E-2]
[2004,8,10,1,4.7226190547442221E-3,7.3104858672960599E-3,2.1772419328419248E-4,1.9311813031600298E-3,4.4354838709677579E-7,2.6005368075214756E-5,1.4208459334946818E-2,null,4.4085981031974416E-3,7.1240472551799289E-3,1.395946346683228E-4,1.8025359025995024E-3,4.8427245269625589E-5,2.231976030694148E-5,1.3545522901221765E-2]
[2004,8,10,4,4.03563928567853E-3,7.0887403380159846E-3,2.1046672017471937E-4,1.9331446495800364E-3,4.4354838709677579E-7,2.513852247270759E-5,1.3293573064309077E-2,null,3.767297657040228E-3,6.9079568806286089E-3,1.3494148017937868E-4,1.8043684609437196E-3,4.8427245269625589E-5,2.1575768296710092E-5,1.2684567492358271E-2]
[2004,8,10,7,4.511281109480866E-3,9.6656072348053415E-3,0,2.0153943864180805E-3,4.4354838709677579E-7,0,1.6192726279091383E-2,null,4.2113126448910573E-3,9.4191061908489755E-3,0,1.8811391418670166E-3,4.8427245269625589E-5,0,1.5559985222876676E-2]
[2004,8,10,12,5.1747156608100437E-3,1.1909254971051678E-2,0,2.34395648766632E-3,4.4354838709677579E-7,0,1.9428370667915133E-2,null,4.8306334646906687E-3,1.1605534396462667E-2,0,2.1878141199047504E-3,4.8427245269625589E-5,0,1.8672409226327711E-2]
[2004,8,10,13,5.5983812243159967E-3,1.2449794668809296E-2,0,2.6376530622284314E-3,4.4354838709677579E-7,0,2.0686272503740818E-2,null,5.2261282479902247E-3,1.2132288762728921E-2,0,2.4619461339483993E-3,4.8427245269625589E-5,0,1.986879038993717E-2]
[2004,8,10,16,5.9328416662875029E-3,1.1702736671347551E-2,0,2.5993356006395337E-3,4.4354838709677579E-7,0,2.0235357486661682E-2,null,5.5383494229310475E-3,1.1404282912928127E-2,0,2.4261811852626146E-3,4.8427245269625589E-5,0,1.9417240766391411E-2]
[2004,8,10,19,5.9037843486156238E-3,9.7211451589549226E-3,1.306345159705155E-4,1.9701648723466966E-3,4.4354838709677579E-7,1.5603220845128852E-5,1.7741775665119981E-2,null,5.5112242125155341E-3,9.4732277367049356E-3,8.3756780800993687E-5,1.8389225862088848E-3,4.8427245269625589E-5,1.3391856184164886E-5,1.6968950417684134E-2]
[2004,8,10,23,5.1146995151675131E-3,7.9092323379795007E-3,2.1772419328419248E-4,1.8434104530931159E-3,4.4354838709677579E-7,2.6005368075214756E-5,1.5111515415986635E-2,null,4.7746079706218461E-3,7.707523952686866E-3,1.395946346683228E-4,1.7206118967133602E-3,4.8427245269625589E-5,2.231976030694148E-5,1.4413085460266963E-2]
[2004,8,11,4,3.9768487175444438E-3,7.0925411420963442E-3,2.1772419328419248E-4,1.8952621247299455E-3,4.4354838709677579E-7,2.6005368075214756E-5,1.3208825094117239E-2,null,3.7124162481953918E-3,6.9116607531711019E-3,1.395946346683228E-4,1.7690094757403774E-3,4.8427245269625589E-5,2.231976030694148E-5,1.2603428117351762E-2]
[2004,8,11,7,4.671894025904658E-3,9.5836068751324402E-3,0,2.1265131080267247E-3,4.4354838709677579E-7,0,1.6382457557450918E-2,null,4.361245932011394E-3,9.3391970783965675E-3,0,1.9848557037572922E-3,4.8427245269625589E-5,0,1.5733725959434879E-2]
[2004,8,11,10,5.1864121371388312E-3,1.1634794909765152E-2,0,2.419861364578856E-3,4.4354838709677579E-7,0,1.9241511959869936E-2,null,4.8415522076084121E-3,1.1338073863502498E-2,0,2.2586626029515566E-3,4.8427245269625589E-5,0,1.8486715919332094E-2]
[2004,8,11,13,5.3330035737017842E-3,1.2039977709394665E-2,0,2.4605415790251552E-3,4.4354838709677579E-7,0,1.9833966410508698E-2,null,4.9783963446613892E-3,1.1732923325486944E-2,0,2.2966329100091664E-3,4.8427245269625589E-5,0,1.9056379825427124E-2]
[2004,8,11,14,5.2913126867024174E-3,1.1890058454379805E-2,0,2.3619607823333012E-3,4.4354838709677579E-7,0,1.9543775471802621E-2,null,4.9394776084229911E-3,1.1586827446693834E-2,0,2.204619060738172E-3,4.8427245269625589E-5,0,1.8779351361124623E-2]
[2004,8,11,17,6.0483276089948797E-3,1.1259077235688525E-2,0,2.5380633191790028E-3,4.4354838709677579E-7,0,1.9845911712249503E-2,null,5.6461563626955943E-3,1.0971938080831436E-2,0,2.368990549155034E-3,4.8427245269625589E-5,0,1.9035512237951691E-2]
[2004,8,11,20,6.4948153810427929E-3,9.754335835216359E-3,2.1772419328419248E-4,2.1645870843443062E-3,4.4354838709677579E-7,2.6005368075214756E-5,1.8657911410349962E-2,null,6.0629558381844958E-3,9.505571954368448E-3,1.395946346683228E-4,2.0203933869126041E-3,4.8427245269625589E-5,2.231976030694148E-5,1.7799262819710438E-2]
[2004,8,12,1,4.4564225709805708E-3,7.2470719077963467E-3,2.1772419328419248E-4,1.7429149290127837E-3,4.4354838709677579E-7,2.6005368075214756E-5,1.3690582517536206E-2,null,4.1601018133645062E-3,7.0622505357395681E-3,1.395946346683228E-4,1.6268108693789833E-3,4.8427245269625589E-5,2.231976030694148E-5,1.3059504858727948E-2]
[2004,8,12,4,3.9335082044958695E-3,7.1445240472236089E-3,2.1772419328419248E-4,1.8565953154035574E-3,4.4354838709677579E-7,2.6005368075214756E-5,1.3178800676869542E-2,null,3.6719575744377439E-3,6.9623179433101132E-3,1.395946346683228E-4,1.7329184510728667E-3,4.8427245269625589E-5,2.231976030694148E-5,1.2577535609065615E-2]
[2004,8,12,8,4.8039604271436611E-3,1.1047045395196707E-2,0,2.1710757045498344E-3,4.4354838709677579E-7,0,1.8022525075277296E-2,null,4.4845308464305424E-3,1.0765313667805221E-2,0,2.0264497684960728E-3,4.8427245269625589E-5,0,1.732472152800146E-2]
[2004,8,12,11,5.3681109063186553E-3,1.2382318909622211E-2,0,2.4627908680537472E-3,4.4354838709677579E-7,0,2.0213664232381707E-2,null,5.0111692865796196E-3,1.2066533831284709E-2,0,2.2987323629309227E-3,4.8427245269625589E-5,0,1.9424862726064876E-2]
[2004,8,12,14,5.2756098945868253E-3,1.2146286148952506E-2,0,2.3346290523465919E-3,4.4354838709677579E-7,0,1.9756968644273017E-2,null,4.9248189415406476E-3,1.183652059122034E-2,0,2.1791080305202512E-3,4.8427245269625589E-5,0,1.8988874808550864E-2]
[2004,8,12,15,5.3194330020057273E-3,1.2105471287137546E-2,0,2.3573896752791396E-3,4.4354838709677579E-7,0,1.9782737512809508E-2,null,4.9657281205372269E-3,1.1796746626868096E-2,0,2.2003524574077289E-3,4.8427245269625589E-5,0,1.9011254450082678E-2]
[2004,8,12,18,5.9551496030596203E-3,1.0697623252525332E-2,0,2.2233931267982045E-3,4.4354838709677579E-7,0,1.8876609530770253E-2,null,5.5591740388062178E-3,1.0424802804152075E-2,0,2.0752820722159948E-3,4.8427245269625589E-5,0,1.8107686160443913E-2]
[2004,8,12,22,5.8182351451380497E-3,8.5935211347994058E-3,2.1772419328419248E-4,2.0450434720042108E-3,4.4354838709677579E-7,2.6005368075214756E-5,1.670097286168817E-2,null,5.431363429376058E-3,8.3743613986825456E-3,1.395946346683228E-4,1.9088131573314344E-3,4.8427245269625589E-5,2.231976030694148E-5,1.5924879625634925E-2]
[2004,8,13,2,4.3262870675753852E-3,7.0765680885732044E-3,2.1772419328419248E-4,1.7491552292334921E-3,4.4354838709677579E-7,2.6005368075214756E-5,1.3396183495128588E-2,null,4.0386194056538094E-3,6.8960950588829251E-3,1.395946346683228E-4,1.6326354727823097E-3,4.8427245269625589E-5,2.231976030694148E-5,1.2777691577563935E-2]
[2004,8,13,5,3.3839488018552943E-3,6.9845737744023903E-3,7.2574731094730816E-6,1.4656469037526907E-3,4.4354838709677579E-7,8.6684560250715837E-7,1.1842737347109453E-2,null,3.1589400068569562E-3,6.8064468667849692E-3,4.6531544889440926E-6,1.3680130188838617E-3,4.8427245269625589E-5,7.4399201023138253E-7,1.1387224284294589E-2]
[2004,8,13,9,4.7240716396970165E-3,1.0987759439400363E-2,0,1.9534440679025889E-3,4.4354838709677579E-7,0,1.7665718695387064E-2,null,4.4099541014673395E-3,1.0707539675990108E-2,0,1.8233156360579429E-3,4.8427245269625589E-5,0,1.6989236658785014E-2]
[2004,8,13,12,5.3316199576166233E-3,1.1825530838758432E-2,0,2.3132778665352289E-3,4.4354838709677579E-7,0,1.9470872211297379E-2,null,4.9771047293145059E-3,1.1523945472595882E-2,0,2.1591791512767132E-3,4.8427245269625589E-5,0,1.8708656598456726E-2]
[2004,8,13,15,5.1124246790229576E-3,1.1197884380333157E-2,0,2.2232897828794104E-3,4.4354838709677579E-7,0,1.8534042390622622E-2,null,4.7724843950812997E-3,1.0912305820931825E-2,0,2.0751856125394035E-3,4.8427245269625589E-5,0,1.7808403073822154E-2]
[2004,8,13,17,5.4148316528991446E-3,1.0174299662518992E-2,0,2.0161305632989792E-3,4.4354838709677579E-7,0,1.7605705427104212E-2,null,5.0547834321135049E-3,9.914825484910704E-3,0,1.8818262784172266E-3,4.8427245269625589E-5,0,1.689986244071106E-2]
[2004,8,13,20,5.769603828266562E-3,8.897051142336845E-3,2.1772419328419248E-4,2.0026822099753257E-3,4.4354838709677579E-7,2.6005368075214756E-5,1.6913510290325239E-2,null,5.3859657530379128E-3,8.6701505098735424E-3,1.395946346683228E-4,1.8692737854653415E-3,4.8427245269625589E-5,2.231976030694148E-5,1.6135731688621684E-2]
[2004,8,13,24,4.7264514653705247E-3,6.6301095122149557E-3,2.1772419328419248E-4,1.8840704403810028E-3,4.4354838709677579E-7,2.6005368075214756E-5,1.3484804527712987E-2,null,4.4121756854715866E-3,6.4610224723008064E-3,1.395946346683228E-4,1.758563324042181E-3,4.8427245269625589E-5,2.231976030694148E-5,1.2842103122059466E-2]
[2004,8,14,3,4.5468548345690644E-3,6.7191661405151502E-3,2.1772419328419248E-4,2.0330441789635887E-3,4.4354838709677579E-7,2.6005368075214756E-5,1.3543238263794308E-2,null,4.2445209674615491E-3,6.5478078980460101E-3,1.395946346683228E-4,1.897613195693373E-3,4.8427245269625589E-5,2.231976030694148E-5,1.2900283701445822E-2]
[2004,8,14,6,4.2437585897266662E-3,6.9289466103211166E-3,0,1.8497817758573562E-3,4.4354838709677579E-7,0,1.3022930524292235E-2,null,3.961578491134537E-3,6.7522383568746399E-3,0,1.7265587946098965E-3,4.8427245269625589E-5,0,1.24888028878887E-2]
[2004,8,14,10,6.3631908349845324E-3,1.0017287217473771E-2,0,2.7713125006189995E-3,4.4354838709677579E-7,0,1.91522341014644E-2,null,5.9400833986842701E-3,9.761817313024692E-3,0,2.5867018655962013E-3,4.8427245269625589E-5,0,1.8337029822574787E-2]
[2004,8,14,12,6.828663521313825E-3,1.003085262692072E-2,0,2.7445275989087651E-3,4.4354838709677579E-7,0,1.9604487295530406E-2,null,6.374605425181425E-3,9.7750367651500639E-3,0,2.5617012367576283E-3,4.8427245269625589E-5,0,1.875977067235874E-2]
[2004,8,14,17,6.5185322074410284E-3,8.6804521586899969E-3,0,2.4471429702612227E-3,4.4354838709677579E-7,0,1.7646570884779344E-2,null,6.0850956624347889E-3,8.4590754291012666E-3,0,2.2841268478893885E-3,4.8427245269625589E-5,0,1.6876725184695067E-2]
[2004,8,14,18,6.5378150743866164E-3,8.1911500487736252E-3,0,2.3256467445386358E-3,4.4354838709677579E-7,0,{"$f":"SUM(E5444:J5444)","v":1.7055055416085974E-2},null,{"$f":"E5444*V$5","v":6.1030963543506718E-3},{"$f":"F5444*W$5","v":7.982251943442471E-3},{"$f":"G5444*X$5","v":0},{"$f":"H5444*AB$5","v":2.1707240780215672E-3},{"$f":"I5444*Z$5","v":4.8427245269625589E-5},{"$f":"J5444*AA$5","v":0},{"$f":"SUM(M5444:R5444)","v":1.6304499621084333E-2}]
[2004,8,14,21,7.0460338554994405E-3,7.9534247328269178E-3,2.1772419328419248E-4,2.6377974670082271E-3,4.4354838709677579E-7,2.6005368075214756E-5,1.7881429165081088E-2,null,6.5775221609743351E-3,7.7505893131741867E-3,1.395946346683228E-4,2.4620809192218811E-3,4.8427245269625589E-5,2.231976030694148E-5,1.7000534033615292E-2]
[2004,8,15,1,5.1134742761773429E-3,6.5000627661940822E-3,2.1772419328419248E-4,2.3957144544076107E-3,4.4354838709677579E-7,2.6005368075214756E-5,1.4253424606525542E-2,null,4.7734642014070497E-3,6.3342922958320082E-3,1.395946346683228E-4,2.2361242361761051E-3,4.8427245269625589E-5,2.231976030694148E-5,1.3554222373660055E-2]
[2004,8,15,4,4.6971055329405693E-3,6.3738745557008827E-3,2.1772419328419248E-4,2.381786061168554E-3,4.4354838709677579E-7,2.6005368075214756E-5,1.3696939259556512E-2,null,4.3847810511494943E-3,6.211322251033516E-3,1.395946346683228E-4,2.2231236811076395E-3,4.8427245269625589E-5,2.231976030694148E-5,1.3029568623535541E-2]
[2004,8,15,9,5.4564597190443192E-3,8.2206587668481948E-3,0,2.6782768586862417E-3,4.4354838709677579E-7,0,1.6355838892965852E-2,null,5.0936435246426775E-3,8.0110081035416857E-3,0,2.4998637812947552E-3,4.8427245269625589E-5,0,1.5652942654748744E-2]
[2004,8,15,12,6.6225343414643336E-3,9.4554779974556254E-3,0,3.1078725661652486E-3,4.4354838709677579E-7,0,1.91863284534723E-2,null,6.1821823860236901E-3,9.2143358590614406E-3,0,2.9008420245422639E-3,4.8427245269625589E-5,0,1.834578751489702E-2]
[2004,8,15,15,6.4048093815418181E-3,8.6748353963606844E-3,0,2.7207581799933798E-3,4.4354838709677579E-7,0,1.7800846506282976E-2,null,5.9789346046111944E-3,8.453601910516936E-3,0,2.5395152147053221E-3,4.8427245269625589E-5,0,1.7020478975103077E-2]
[2004,8,15,16,7.1698407857315313E-3,9.1537385261099488E-3,0,3.1370703462731994E-3,4.4354838709677579E-7,0,1.9461093206501776E-2,null,6.6930968011171986E-3,8.9202916201913517E-3,0,2.928094798186389E-3,4.8427245269625589E-5,0,1.8589910464764561E-2]
[2004,8,15,19,6.1078643834700441E-3,6.581905308134072E-3,1.4877819874419817E-4,2.0741298244656417E-3,4.4354838709677579E-7,1.7770334851396747E-5,1.4930891598052451E-2,null,5.70173436040812E-3,6.4140476153618422E-3,9.53896670233539E-5,1.9359619260677521E-3,4.8427245269625589E-5,1.5251836209743342E-5,1.4210812650340438E-2]
[2004,8,15,22,6.2527462000022075E-3,7.1402359885788394E-3,2.1772419328419248E-4,2.3865999308028381E-3,4.4354838709677579E-7,2.6005368075214756E-5,1.6023755229130389E-2,null,5.8369825551380858E-3,6.9581392426091128E-3,1.395946346683228E-4,2.2276168754193446E-3,4.8427245269625589E-5,2.231976030694148E-5,1.5233080313411433E-2]
[2004,8,16,2,4.272600300410264E-3,6.4261944064996721E-3,2.1772419328419248E-4,1.8577733880974624E-3,4.4354838709677579E-7,2.6005368075214756E-5,1.2800741204753904E-2,null,3.9885024309100616E-3,6.2623077937512669E-3,1.395946346683228E-4,1.7340180466018631E-3,4.8427245269625589E-5,2.231976030694148E-5,1.2195169911508083E-2]
[2004,8,16,6,4.1046991402340369E-3,7.9374897500699947E-3,0,2.0427184705203213E-3,4.4354838709677579E-7,0,1.4085350909211449E-2,null,3.8317655169864268E-3,7.7350607187371681E-3,0,1.9066430355301046E-3,4.8427245269625589E-5,0,1.3521896516523326E-2]
[2004,8,16,9,5.3578740398187554E-3,1.1887693791323675E-2,0,2.6931331296521539E-3,4.4354838709677579E-7,0,1.9939144509181678E-2,null,5.001613099703016E-3,1.1584523089410303E-2,0,2.5137304036315518E-3,4.8427245269625589E-5,0,1.9148293838014495E-2]
[2004,8,16,13,5.9087419256396278E-3,1.315272886145365E-2,0,3.0349613598792671E-3,4.4354838709677579E-7,0,2.209687569535964E-2,null,5.5158521455355653E-3,1.2817296092827536E-2,0,2.8327877891282886E-3,4.8427245269625589E-5,0,2.1214363272761012E-2]
[2004,8,16,16,6.3530998196435571E-3,1.2484685330811908E-2,0,3.0555843689877714E-3,4.4354838709677579E-7,0,2.189381306783033E-2,null,5.9306633648903376E-3,1.2166289611562114E-2,0,2.8520369990687987E-3,4.8427245269625589E-5,0,2.0997417220790876E-2]
[2004,8,16,17,6.2965457714595661E-3,1.1600849773652153E-2,0,2.7881945655415328E-3,4.4354838709677579E-7,0,2.068603365904035E-2,null,5.8778697631490292E-3,1.1304994426903851E-2,0,2.6024593338790022E-3,4.8427245269625589E-5,0,1.9833750769201509E-2]
[2004,8,16,23,5.4135156451467509E-3,8.1759056333641205E-3,2.1772419328419248E-4,2.0482145838461832E-3,4.4354838709677579E-7,2.6005368075214756E-5,1.5881808972103558E-2,null,5.0535549296207693E-3,7.9673963048807785E-3,1.395946346683228E-4,1.9117730259553488E-3,4.8427245269625589E-5,2.231976030694148E-5,1.5143065900701788E-2]
[2004,8,16,24,4.9413472164758603E-3,7.9581487662177316E-3,2.1772419328419248E-4,2.0546909928685912E-3,4.4354838709677579E-7,2.6005368075214756E-5,1.5198360085308688E-2,null,4.6127823805545715E-3,7.755192869999563E-3,1.395946346683228E-4,1.9178180098021308E-3,4.8427245269625589E-5,2.231976030694148E-5,1.4496134900601157E-2]
[2004,8,17,4,3.8929172746933068E-3,7.1890048880961987E-3,2.1772419328419248E-4,1.8278661973653324E-3,4.4354838709677579E-7,2.6005368075214756E-5,1.3153961469901344E-2,null,3.6340656559788898E-3,7.0056643936115999E-3,1.395946346683228E-4,1.7061031196334093E-3,4.8427245269625589E-5,2.231976030694148E-5,1.255617480946879E-2]
[2004,8,17,7,4.4630811764591006E-3,9.802093501530218E-3,0,1.9753797793445713E-3,4.4354838709677579E-7,0,1.6240998005720986E-2,null,4.1663176684106802E-3,9.5521116615497562E-3,0,1.8437901028304495E-3,4.8427245269625589E-5,0,1.5610646678060511E-2]
[2004,8,17,10,5.0719740346659688E-3,1.2026417316836473E-2,0,2.3356985798486016E-3,4.4354838709677579E-7,0,{"$f":"SUM(E5508:J5508)","v":1.9434533479738138E-2},null,{"$f":"E5508*V$5","v":4.7347234340725589E-3},{"$f":"F5508*W$5","v":1.1719708762305102E-2},{"$f":"G5508*X$5","v":0},{"$f":"H5508*AB$5","v":2.1801063115817112E-3},{"$f":"I5508*Z$5","v":4.8427245269625589E-5},{"$f":"J5508*AA$5","v":0},{"$f":"SUM(M5508:R5508)","v":1.8682965753228999E-2}]
[2004,8,17,14,5.117426590669532E-3,1.2093659045394707E-2,0,2.2249994441078378E-3,4.4354838709677579E-7,0,1.9436528628559172E-2,null,4.7771537147833195E-3,1.1785235631580895E-2,0,2.0767813848992954E-3,4.8427245269625589E-5,0,1.8687597976533136E-2]
[2004,8,17,17,5.7746175253979796E-3,1.1059945497112729E-2,0,2.3362319584121099E-3,4.4354838709677579E-7,0,1.9171238529309916E-2,null,5.390646074572924E-3,1.0777884779673107E-2,0,2.1806041591990364E-3,4.8427245269625589E-5,0,1.8397562258714691E-2]
[2004,8,17,20,6.2138314104711713E-3,9.4602775251628607E-3,2.1772419328419248E-4,1.9591574456660375E-3,4.4354838709677579E-7,2.6005368075214756E-5,1.7877439491046573E-2,null,5.8006553254114981E-3,9.2190129848790086E-3,1.395946346683228E-4,1.8286484178774841E-3,4.8427245269625589E-5,2.231976030694148E-5,1.7058658368412881E-2]
[2004,8,17,22,5.9239417119124199E-3,8.8273178460797005E-3,2.1772419328419248E-4,2.1161770963298273E-3,4.4354838709677579E-7,2.6005368075214756E-5,1.7111609764068451E-2,null,5.5300412529258646E-3,8.6021956151082369E-3,1.395946346683228E-4,1.9752082241846288E-3,4.8427245269625589E-5,2.231976030694148E-5,1.6317786732463622E-2]
[2004,8,18,1,4.6468169104095037E-3,7.425538740667894E-3,2.1772419328419248E-4,1.8710024945704964E-3,4.4354838709677579E-7,2.6005368075214756E-5,1.4187531255394398E-2,null,4.337836268321806E-3,7.2361659462797786E-3,1.395946346683228E-4,1.7463658978046142E-3,4.8427245269625589E-5,2.231976030694148E-5,1.3530709752651091E-2]
[2004,8,18,5,3.8037595261176302E-3,7.1625322944790393E-3,3.2658628992628874E-5,1.8002504673811247E-3,4.4354838709677579E-7,3.9008052112822131E-6,1.2803545270568803E-2,null,3.550836270610357E-3,6.9798669279821949E-3,2.0939195200248422E-5,1.6803270080422426E-3,4.8427245269625589E-5,3.3479640460412215E-6,1.2283744611150709E-2]
[2004,8,18,8,5.0306579791468218E-3,1.1018944519822778E-2,0,2.3243047221075288E-3,4.4354838709677579E-7,0,1.8374350769464223E-2,null,4.6961546056572467E-3,1.0737929446330782E-2,0,2.1694714542465723E-3,4.8427245269625589E-5,0,1.7651982751504227E-2]
[2004,8,18,12,5.3281545312425923E-3,1.2163265131976374E-2,0,2.4384432744124288E-3,4.4354838709677579E-7,0,1.9930306486018491E-2,null,4.9738697294209669E-3,1.185306656088674E-2,0,2.276006681189614E-3,4.8427245269625589E-5,0,1.9151370216766949E-2]
[2004,8,18,13,5.173157159406758E-3,1.2052221620004414E-2,0,2.3346769601077511E-3,4.4354838709677579E-7,0,1.956049928790602E-2,null,4.8291785926692947E-3,1.1744854980831805E-2,0,2.1791527469119032E-3,4.8427245269625589E-5,0,1.8801613565682627E-2]
[2004,8,18,19,6.0102536201378709E-3,9.9306900451581314E-3,1.6329314496314434E-4,2.0268273141158567E-3,4.4354838709677579E-7,1.9504026056411062E-5,1.8151011698818508E-2,null,5.6106140263118137E-3,9.6774286199965837E-3,1.0469597600124208E-4,1.8918104665185881E-3,4.8427245269625589E-5,1.6739820230206106E-5,1.7349716154328055E-2]
[2004,8,18,20,6.2586935250990945E-3,9.5220769559580289E-3,2.1772419328419248E-4,1.9892732666782838E-3,4.4354838709677579E-7,2.6005368075214756E-5,1.8014216857481911E-2,null,5.8425344249453479E-3,9.2792363507838028E-3,1.395946346683228E-4,1.8567580772460826E-3,4.8427245269625589E-5,2.231976030694148E-5,1.7188870493220123E-2]
[2004,8,18,23,5.1338652782871126E-3,7.9472356695348273E-3,2.1772419328419248E-4,1.8513111820300974E-3,4.4354838709677579E-7,2.6005368075214756E-5,1.5176585239598544E-2,null,4.7924993452925424E-3,7.74455808896303E-3,1.395946346683228E-4,1.7279863195820532E-3,4.8427245269625589E-5,2.231976030694148E-5,1.4475385394082517E-2]
[2004,8,19,2,4.9852536733512066E-3,7.6124233951078094E-3,2.1772419328419248E-4,2.3216327334799193E-3,4.4354838709677579E-7,2.6005368075214756E-5,1.5163482911685441E-2,null,4.6537693668549642E-3,7.418284499501244E-3,1.395946346683228E-4,2.1669774598066286E-3,4.8427245269625589E-5,2.231976030694148E-5,1.4449372966407728E-2]
[2004,8,19,6,4.3783477357323781E-3,8.4017742524774511E-3,0,2.1147901898123361E-3,4.4354838709677579E-7,0,1.4895355726409262E-2,null,4.0872184055366278E-3,8.1875046185051863E-3,0,1.9739137062710407E-3,4.8427245269625589E-5,0,1.4297063975582482E-2]
[2004,8,19,10,5.7734053034225064E-3,1.2372045527294418E-2,0,2.8264956360307038E-3,4.4354838709677579E-7,0,2.0972390015134727E-2,null,5.3895144568329003E-3,1.2056522450030128E-2,0,2.6382089833561148E-3,4.8427245269625589E-5,0,2.0132673135488766E-2]
[2004,8,19,14,5.7798864594554586E-3,1.2568936263826639E-2,0,2.7159892930937574E-3,4.4354838709677579E-7,0,2.106525556476295E-2,null,5.3955646615735722E-3,1.2248391901202671E-2,0,2.5350640066090445E-3,4.8427245269625589E-5,0,2.0227447814654912E-2]
[2004,8,19,17,6.4339953389025758E-3,1.1615511968743003E-2,0,2.8185665664966055E-3,4.4354838709677579E-7,0,2.0868517422529279E-2,null,6.0061799010810374E-3,1.1319282693455212E-2,0,2.6308081077956315E-3,4.8427245269625589E-5,0,2.0004697947601506E-2]
[2004,8,19,20,6.9814761688197485E-3,9.9713333749256537E-3,2.1772419328419248E-4,2.512224477206801E-3,4.4354838709677579E-7,2.6005368075214756E-5,1.9709207130698708E-2,null,6.517257106405305E-3,9.7170354268665601E-3,1.395946346683228E-4,2.3448729584035718E-3,4.8427245269625589E-5,2.231976030694148E-5,1.8789507131920326E-2]
[2004,8,19,21,6.7343004314546944E-3,9.57544568585314E-3,2.1772419328419248E-4,2.5502159271476974E-3,4.4354838709677579E-7,2.6005368075214756E-5,1.9104135154202034E-2,null,6.2865168171140637E-3,9.3312440231360008E-3,1.395946346683228E-4,2.3803336126664424E-3,4.8427245269625589E-5,2.231976030694148E-5,1.8208436093161397E-2]
[2004,8,19,24,5.1773849424466747E-3,8.0031514811655224E-3,2.1772419328419248E-4,2.1947893912112998E-3,4.4354838709677579E-7,2.6005368075214756E-5,1.5619498924570003E-2,null,4.8331252578723205E-3,7.7990478850723209E-3,1.395946346683228E-4,2.0485837708915716E-3,4.8427245269625589E-5,2.231976030694148E-5,1.4891098554081104E-2]
[2004,8,20,4,3.9502852546573312E-3,7.0871625076230887E-3,2.1772419328419248E-4,1.9244156196610361E-3,4.4354838709677579E-7,2.6005368075214756E-5,1.3206036491687962E-2,null,3.6876190687614848E-3,6.9064192894912075E-3,1.395946346683228E-4,1.7962209142591507E-3,4.8427245269625589E-5,2.231976030694148E-5,1.2600600912756733E-2]
[2004,8,20,7,4.8060965820203218E-3,1.0165846074596717E-2,0,2.4308262920988361E-3,4.4354838709677579E-7,0,1.7403212497102971E-2,null,4.4865249620321219E-3,9.9065874880213973E-3,0,2.2688971031985423E-3,4.8427245269625589E-5,0,1.6710436798521685E-2]
[2004,8,20,11,5.8902903053957411E-3,1.2886577491232658E-2,0,3.0763118836736711E-3,4.4354838709677579E-7,0,2.1853623228689164E-2,null,5.4986274282621279E-3,1.255793235519042E-2,0,2.8713837529607592E-3,4.8427245269625589E-5,0,2.0976370781682928E-2]
[2004,8,20,15,5.7972178127420398E-3,1.21941339561544E-2,0,2.9773540594168649E-3,4.4354838709677579E-7,0,2.0969149376700399E-2,null,5.4117436017631915E-3,1.1883148140435356E-2,0,2.7790179917688159E-3,4.8427245269625589E-5,0,2.0122336979236984E-2]
[2004,8,20,18,5.7555707980611283E-3,1.0503586369895949E-2,0,2.6038037471314635E-3,4.4354838709677579E-7,0,1.8863404463475637E-2,null,5.3728658206426382E-3,1.0235714425323049E-2,0,2.4303516867357797E-3,4.8427245269625589E-5,0,1.808735917797109E-2]
[2004,8,20,21,7.2195691073022646E-3,1.0647428834099889E-2,2.1772419328419248E-4,3.3921960632465158E-3,4.4354838709677579E-7,2.6005368075214756E-5,2.1503367114395173E-2,null,6.7395185390576517E-3,1.0375888489111973E-2,1.395946346683228E-4,3.1662253474871419E-3,4.8427245269625589E-5,2.231976030694148E-5,2.0491974015901655E-2]
[2004,8,20,22,7.3363371279270536E-3,1.0162059612191975E-2,2.1772419328419248E-4,3.4376553887111513E-3,4.4354838709677579E-7,2.6005368075214756E-5,2.1180225238576683E-2,null,6.8485223075753403E-3,9.9028975914001605E-3,1.395946346683228E-4,3.208656405681356E-3,4.8427245269625589E-5,2.231976030694148E-5,2.0170417944901747E-2]
[2004,8,21,4,4.925403689195188E-3,7.3067987765963183E-3,2.1772419328419248E-4,2.6218760751372996E-3,4.4354838709677579E-7,2.6005368075214756E-5,1.5098251650675312E-2,null,4.5978989857024637E-3,7.1204541959967362E-3,1.395946346683228E-4,2.4472201288757117E-3,4.8427245269625589E-5,2.231976030694148E-5,1.4375914950819803E-2]
[2004,8,21,6,4.7174941592858762E-3,7.7320013534135749E-3,0,2.5038268947720197E-3,4.4354838709677579E-7,0,1.4953765955858567E-2,null,4.4038139772421513E-3,7.5348128727327889E-3,0,2.3370347798705861E-3,4.8427245269625589E-5,0,1.4324088875115153E-2]
[2004,8,21,9,6.2465450214932534E-3,1.0315738866268413E-2,0,3.287435743325128E-3,4.4354838709677579E-7,0,1.9850163179473891E-2,null,5.8311937113852321E-3,1.0052657578363417E-2,0,3.0684436231523432E-3,4.8427245269625589E-5,0,1.9000722158170617E-2]
[2004,8,21,12,6.7216530714423383E-3,1.0359899250850868E-2,0,3.2667800009253704E-3,4.4354838709677579E-7,0,2.0348775871605673E-2,null,6.2747104175898604E-3,1.009569174494046E-2,0,3.0491638604446757E-3,4.8427245269625589E-5,0,1.946799326824462E-2]
[2004,8,21,16,6.2598745224020725E-3,9.4092093335143775E-3,0,3.0261846929629235E-3,4.4354838709677579E-7,0,1.8695712097266469E-2,null,5.8436368942339856E-3,9.1692471803696361E-3,0,2.8245957787789862E-3,4.8427245269625589E-5,0,1.7885907098652232E-2]
[2004,8,21,19,5.9335395846857476E-3,8.0110253833949804E-3,1.7780809118209047E-4,2.6428691093660864E-3,4.4354838709677579E-7,2.1237717261425377E-5,1.6786923434277425E-2,null,5.5390009346644783E-3,7.8067209799368171E-3,1.1400228497913024E-4,2.4668147147594759E-3,4.8427245269625589E-5,1.822780425066887E-5,1.5993193963860196E-2]
[2004,8,21,21,6.4795261334809097E-3,8.0033442699446039E-3,2.1772419328419248E-4,2.917543345453797E-3,4.4354838709677579E-7,2.6005368075214756E-5,1.7644586858625813E-2,null,6.0486832180516219E-3,7.7992357571778654E-3,1.395946346683228E-4,2.7231915610229683E-3,4.8427245269625589E-5,2.231976030694148E-5,1.6781452176497347E-2]
[2004,8,21,24,5.0589935946699647E-3,6.2889430624400045E-3,2.1772419328419248E-4,2.2117950589026882E-3,4.4354838709677579E-7,2.6005368075214756E-5,1.3803904825759163E-2,null,4.7226061020409684E-3,6.1285567574087688E-3,1.395946346683228E-4,2.0644566081602657E-3,4.8427245269625589E-5,2.231976030694148E-5,1.3125961107854895E-2]
[2004,8,22,3,4.6606552888880373E-3,6.447782789069708E-3,2.1772419328419248E-4,2.2961775068705103E-3,4.4354838709677579E-7,2.6005368075214756E-5,1.3648788694574763E-2,null,4.3507544919609764E-3,6.2833456098942211E-3,1.395946346683228E-4,2.1432179299286287E-3,4.8427245269625589E-5,2.231976030694148E-5,1.2987659672028718E-2]
[2004,8,22,7,4.4903386148925604E-3,6.9182576802103808E-3,0,2.2311902911560455E-3,4.4354838709677579E-7,0,1.3640230134646084E-2,null,4.1917626788980401E-3,6.7418220255119257E-3,0,2.0825598294470114E-3,4.8427245269625589E-5,0,1.3064571779126602E-2]
[2004,8,22,10,5.5681794090505429E-3,8.2986390176064059E-3,0,2.5787731781644991E-3,4.4354838709677579E-7,0,1.6446035153208544E-2,null,5.1979346410215149E-3,8.0869996315271926E-3,0,2.4069885259845763E-3,4.8427245269625589E-5,0,1.5740350043802909E-2]
[2004,8,22,13,6.1436494979525309E-3,8.7466732485472851E-3,0,2.7054144958407801E-3,4.4354838709677579E-7,0,1.7596180790727691E-2,null,5.7351400164649454E-3,8.523607688925924E-3,0,2.5251936481502026E-3,4.8427245269625589E-5,0,1.6832368598810696E-2]
[2004,8,22,18,6.03538185259761E-3,6.9283682566881151E-3,0,2.1333235454593573E-3,4.4354838709677579E-7,0,{"$f":"SUM(E5636:J5636)","v":1.5097517203132181E-2},null,{"$f":"E5636*V$5","v":5.6340714080473624E-3},{"$f":"F5636*W$5","v":6.7516747529382535E-3},{"$f":"G5636*X$5","v":0},{"$f":"H5636*AB$5","v":1.9912124647536006E-3},{"$f":"I5636*Z$5","v":4.8427245269625589E-5},{"$f":"J5636*AA$5","v":0},{"$f":"SUM(M5636:R5636)","v":1.4425385871008844E-2}]
[2004,8,22,21,6.299630439732546E-3,7.1920771672624381E-3,2.1772419328419248E-4,2.3223869276927981E-3,4.4354838709677579E-7,2.6005368075214756E-5,1.6058267644434285E-2,null,5.8807493226772515E-3,7.0086583207402062E-3,1.395946346683228E-4,2.1676814134665066E-3,4.8427245269625589E-5,2.231976030694148E-5,1.5267430697128855E-2]
[2004,8,22,22,5.7758867569250175E-3,6.6451934689548027E-3,2.1772419328419248E-4,2.0208756532707158E-3,4.4354838709677579E-7,2.6005368075214756E-5,1.468612898889704E-2,null,5.3918309111302999E-3,6.4757217443547318E-3,1.395946346683228E-4,1.8862552748149881E-3,4.8427245269625589E-5,2.231976030694148E-5,1.396414957054491E-2]
[2004,8,23,1,4.5540532044997736E-3,6.2377013394017741E-3,2.1772419328419248E-4,1.809856348525158E-3,4.4354838709677579E-7,2.6005368075214756E-5,1.2845784002173212E-2,null,4.2512406964201575E-3,6.0786218470638542E-3,1.395946346683228E-4,1.689292994617346E-3,4.8427245269625589E-5,2.231976030694148E-5,1.2229497178346248E-2]
[2004,8,23,4,4.2239406875508494E-3,6.9145782623647551E-3,2.1772419328419248E-4,2.0870165848202336E-3,4.4354838709677579E-7,2.6005368075214756E-5,1.3469708644482345E-2,null,3.9430783400681733E-3,6.7382364435027934E-3,1.395946346683228E-4,1.9479902364958504E-3,4.8427245269625589E-5,2.231976030694148E-5,1.2839646660311708E-2]
[2004,8,23,8,4.7957158595638765E-3,1.0445261500029885E-2,0,2.1524025505544344E-3,4.4354838709677579E-7,0,1.7393823458535289E-2,null,4.4768344846083013E-3,1.0178877008956939E-2,0,2.0090205243145963E-3,4.8427245269625589E-5,0,1.6713159263149459E-2]
[2004,8,23,11,5.6769440095129457E-3,1.2728091013777528E-2,0,2.6988490585225524E-3,4.4354838709677579E-7,0,2.110432763020012E-2,null,5.2994671605271658E-3,1.2403487743000098E-2,0,2.5190655666163732E-3,4.8427245269625589E-5,0,2.027044771541326E-2]
[2004,8,23,15,6.003573884477512E-3,1.2353376326085037E-2,0,2.6970378615162535E-3,4.4354838709677579E-7,0,2.1054431620465899E-2,null,5.6043784460922882E-3,1.2038329367648684E-2,0,2.5173750222717318E-3,4.8427245269625589E-5,0,2.0208510081282327E-2]
[2004,8,23,19,6.5919909107404568E-3,9.887126264464979E-3,1.8506556429156361E-4,2.074197067299801E-3,4.4354838709677579E-7,2.210456286393254E-5,1.8760927918047825E-2,null,6.1536698786218581E-3,9.6349758421777135E-3,1.1865543946807438E-4,1.9360246895289387E-3,4.8427245269625589E-5,1.8971796260900255E-5,1.7910724891327109E-2]
[2004,8,23,22,6.0304090398584798E-3,8.6373891488250067E-3,2.1772419328419248E-4,2.1753017788987018E-3,4.4354838709677579E-7,2.6005368075214756E-5,1.7087273077328692E-2,null,5.6294292523801038E-3,8.4171106510006911E-3,1.395946346683228E-4,2.0303943234316574E-3,4.8427245269625589E-5,2.231976030694148E-5,1.6287275867057339E-2]
[2004,8,23,23,5.467978059061877E-3,7.9487019583316387E-3,2.1772419328419248E-4,1.9088288413242141E-3,4.4354838709677579E-7,2.6005368075214756E-5,1.5569681968464236E-2,null,5.1043959760610014E-3,7.7459869831388549E-3,1.395946346683228E-4,1.781672447208435E-3,4.8427245269625589E-5,2.231976030694148E-5,1.4842397046653182E-2]
[2004,8,24,2,4.2246306972108126E-3,7.1243519185790749E-3,2.1772419328419248E-4,1.7596750398498669E-3,4.4354838709677579E-7,2.6005368075214756E-5,1.3352830765386261E-2,null,3.9437224689387934E-3,6.9426602625061442E-3,1.395946346683228E-4,1.642454507532457E-3,4.8427245269625589E-5,2.231976030694148E-5,1.2739178879222286E-2]
[2004,8,24,5,3.8076518583295997E-3,7.263457566423508E-3,6.5317257985257748E-5,1.7811412465024029E-3,4.4354838709677579E-7,7.8016104225644262E-6,1.2925813088050429E-2,null,3.5544697901061682E-3,7.0782183125038117E-3,4.1878390400496844E-5,1.6624907455182439E-3,4.8427245269625589E-5,6.695928092082443E-6,1.2392180411890429E-2]
[2004,8,24,8,4.7944842657642647E-3,1.0920022745978419E-2,0,2.0863723948484933E-3,4.4354838709677579E-7,0,1.7801322954978275E-2,null,4.4756847831341961E-3,1.0641530464891524E-2,0,1.9473889591583697E-3,4.8427245269625589E-5,0,1.7113031452453714E-2]
[2004,8,24,13,5.6452251664802604E-3,1.2723092177756093E-2,0,2.5219250871807023E-3,4.4354838709677579E-7,0,2.089068597980415E-2,null,5.2698573974680344E-3,1.2398616391808941E-2,0,2.3539273634594097E-3,4.8427245269625589E-5,0,2.0070828398006009E-2]
[2004,8,24,16,6.0579487733274573E-3,1.2323246245601535E-2,0,2.5955035193874973E-3,4.4354838709677579E-7,0,2.0977142086703586E-2,null,5.6551377872685847E-3,1.2008967691685794E-2,0,2.4226043776230774E-3,4.8427245269625589E-5,0,2.013513710184708E-2]
[2004,8,24,20,6.3833709985969683E-3,9.8782418521212133E-3,2.1772419328419248E-4,2.0958742300493036E-3,4.4354838709677579E-7,2.6005368075214756E-5,1.8601660190513989E-2,null,5.9589217233496109E-3,9.6263180081403565E-3,1.395946346683228E-4,1.9562578307977226E-3,4.8427245269625589E-5,2.231976030694148E-5,1.7751839202532576E-2]
[2004,8,24,23,5.1315999469707376E-3,8.1927501307341322E-3,2.1772419328419248E-4,1.8365404295845693E-3,4.4354838709677579E-7,2.6005368075214756E-5,1.5405063617035943E-2,null,4.7903846425759533E-3,7.9838112186679123E-3,1.395946346683228E-4,1.7141995189601195E-3,4.8427245269625589E-5,2.231976030694148E-5,1.4698737020448877E-2]
[2004,8,24,24,4.735001551231138E-3,7.6926343441443496E-3,2.1772419328419248E-4,1.8342384994338432E-3,4.4354838709677579E-7,2.6005368075214756E-5,1.4506047504555837E-2,null,4.4201572507577827E-3,7.4964498364832157E-3,1.395946346683228E-4,1.7120509315979849E-3,4.8427245269625589E-5,2.231976030694148E-5,1.3838999659083874E-2]
[2004,8,25,5,3.7543409892003667E-3,7.4575150624941414E-3,7.257473109473083E-5,1.7629729324335189E-3,4.4354838709677579E-7,8.6684560250715837E-6,1.3056515719634927E-2,null,3.5047037188227262E-3,7.2673267790714959E-3,4.6531544889440933E-5,1.645532711414828E-3,4.8427245269625589E-5,7.4399201023138248E-6,1.2519961919570432E-2]
[2004,8,25,7,4.5929358004067906E-3,1.0197780542034903E-2,0,2.0609764111072237E-3,4.4354838709677579E-7,0,1.6852136301936015E-2,null,4.2875378731722959E-3,9.9377075338334536E-3,0,1.9236847256922701E-3,4.8427245269625589E-5,0,1.6197357377967642E-2]
[2004,8,25,11,5.4228101768852652E-3,1.2594449547815858E-2,0,2.4968606176240145E-3,4.4354838709677579E-7,0,2.0514563890712233E-2,null,5.0622314403698963E-3,1.2273254522384544E-2,0,2.3305325604020201E-3,4.8427245269625589E-5,0,1.9714445768426084E-2]
[2004,8,25,14,5.2320846522997981E-3,1.2313387801125576E-2,0,2.2973709154769468E-3,4.4354838709677579E-7,0,1.9843286917289416E-2,null,4.8841878217396476E-3,1.1999360666163252E-2,0,2.1443318397702644E-3,4.8427245269625589E-5,0,1.9076307572942788E-2]
[2004,8,25,18,6.018441544714777E-3,1.0770924479224255E-2,0,2.2603705680975766E-3,4.4354838709677579E-7,0,1.9050180140423704E-2,null,5.6182575114924809E-3,1.0496234636775114E-2,0,2.1097962658959551E-3,4.8427245269625589E-5,0,1.8272715659433173E-2]
[2004,8,25,21,5.9963348199208889E-3,9.1600071080046152E-3,2.1772419328419248E-4,2.038969031089462E-3,4.4354838709677579E-7,2.6005368075214756E-5,1.743948406876147E-2,null,5.5976207284141721E-3,8.9264003350498743E-3,1.395946346683228E-4,1.9031433645371808E-3,4.8427245269625589E-5,2.231976030694148E-5,1.6637506068246117E-2]
[2004,8,25,24,4.503761291350993E-3,7.6236485885106675E-3,2.1772419328419248E-4,1.7192287529624504E-3,4.4354838709677579E-7,2.6005368075214756E-5,1.4090811742570618E-2,null,4.2042928417776885E-3,7.4292234178853474E-3,1.395946346683228E-4,1.6047025449787027E-3,4.8427245269625589E-5,2.231976030694148E-5,1.3448560444886629E-2]
[2004,8,26,2,4.1117242161334139E-3,7.0206962783701801E-3,2.1772419328419248E-4,1.7059892203420942E-3,4.4354838709677579E-7,2.6005368075214756E-5,1.3082582824592194E-2,null,3.8383234747479569E-3,6.8416481420371629E-3,1.395946346683228E-4,1.592344962165127E-3,4.8427245269625589E-5,2.231976030694148E-5,1.2482658219195137E-2]
[2004,8,26,5,3.5808907929247534E-3,7.20389759813301E-3,7.9832204204203884E-5,1.6496662367451089E-3,4.4354838709677579E-7,9.5353016275787413E-6,1.2524265682021751E-2,null,3.3427867406722817E-3,7.0201772963086094E-3,5.1184699378385008E-5,1.5397739270639882E-3,4.8427245269625589E-5,8.1839121125452076E-6,1.2010533820805434E-2]
[2004,8,26,8,4.7348008545810352E-3,1.1131559144428333E-2,0,2.1235962403304632E-3,4.4354838709677579E-7,0,1.7990399787726926E-2,null,4.4199698990233516E-3,1.0847672071086181E-2,0,1.9821331428371753E-3,4.8427245269625589E-5,0,1.7298202358216334E-2]
[2004,8,26,12,5.2053019516965495E-3,1.2274808537329256E-2,0,2.3557892024400262E-3,4.4354838709677579E-7,0,1.9836343239852929E-2,null,4.8591859823557629E-3,1.1961765285590183E-2,0,2.1988585998662766E-3,4.8427245269625589E-5,0,1.9068237113081844E-2]
[2004,8,26,15,5.233630509842011E-3,1.2130699998973293E-2,0,2.2977267892586428E-3,4.4354838709677579E-7,0,1.966250084646104E-2,null,4.8856308906277818E-3,1.1821331933312531E-2,0,2.1446640070645786E-3,4.8427245269625589E-5,0,1.8900054076274514E-2]
[2004,8,26,19,5.7848870642261824E-3,9.8177231451497243E-3,2.0320924706524628E-4,1.8749821668625488E-3,4.4354838709677579E-7,2.4271676870200434E-5,1.7705516848561E-2,null,5.4002327612977926E-3,9.5673427038837685E-3,1.3028832569043458E-4,1.7500804647255278E-3,4.8427245269625589E-5,2.083177628647871E-5,1.6917203277153625E-2]
[2004,8,26,23,5.1098612775175647E-3,8.1215773052014419E-3,2.1772419328419248E-4,1.8354585079860069E-3,4.4354838709677579E-7,2.6005368075214756E-5,1.531107020045152E-2,null,4.7700914417468454E-3,7.9144535068025722E-3,1.395946346683228E-4,1.7131896694332959E-3,4.8427245269625589E-5,2.231976030694148E-5,1.4608076258227605E-2]
[2004,8,27,2,4.0673587383404097E-3,6.8163997203930628E-3,2.1772419328419248E-4,1.5884173068031E-3,4.4354838709677579E-7,2.6005368075214756E-5,1.2716348875283078E-2,null,3.7969079891925E-3,6.6425617393658307E-3,1.395946346683228E-4,1.4826050869164488E-3,4.8427245269625589E-5,2.231976030694148E-5,1.2132416455719672E-2]
[2004,8,27,3,3.5816487847972383E-3,6.5436027915218653E-3,2.1772419328419248E-4,1.4312634929456096E-3,4.4354838709677579E-7,2.6005368075214756E-5,1.1800688179011219E-2,null,3.3434943314164301E-3,6.3767219241162888E-3,1.395946346683228E-4,1.3359200546799433E-3,4.8427245269625589E-5,2.231976030694148E-5,1.1266477950457553E-2]
[2004,8,27,6,3.8626135018950476E-3,8.0373524252963374E-3,0,1.7017987753396992E-3,4.4354838709677579E-7,0,1.3602208250918181E-2,null,3.6057768709362079E-3,7.8323766058417121E-3,0,1.5884336631315635E-3,4.8427245269625589E-5,0,1.307501438517911E-2]
[2004,8,27,10,4.8867062669268931E-3,1.1466330315172142E-2,0,2.1259861758848144E-3,4.4354838709677579E-7,0,1.8479466306370946E-2,null,4.5617746698444536E-3,1.1173905605128006E-2,0,1.9843638731339981E-3,4.8427245269625589E-5,0,1.7768471393376083E-2]
[2004,8,27,13,5.3015580649550141E-3,1.1632901150211908E-2,0,2.2528932250099679E-3,4.4354838709677579E-7,0,1.9187795988563985E-2,null,4.9490417410806026E-3,1.1336228400315488E-2,0,2.1028170250813232E-3,4.8427245269625589E-5,0,1.8436514411747037E-2]
[2004,8,27,16,5.2386666736120458E-3,1.0504634028612075E-2,0,2.1473926437060691E-3,4.4354838709677579E-7,0,1.7891136894317285E-2,null,4.8903321849279573E-3,1.0236735365700536E-2,0,2.0043443517832652E-3,4.8427245269625589E-5,0,1.7179839147681383E-2]
[2004,8,27,21,6.3026566314293431E-3,9.004272159363759E-3,2.1772419328419248E-4,2.4024337210195382E-3,4.4354838709677579E-7,2.6005368075214756E-5,1.7953535621559144E-2,null,5.883574293910324E-3,8.7746370797013168E-3,1.395946346683228E-4,2.2423958996845073E-3,4.8427245269625589E-5,2.231976030694148E-5,1.7110948913541039E-2]
[2004,8,27,24,4.5815035561485636E-3,6.5722009333232505E-3,2.1772419328419248E-4,1.8050220816004288E-3,4.4354838709677579E-7,2.6005368075214756E-5,1.3202899680818749E-2,null,4.2768657927508445E-3,6.4045907302807091E-3,1.395946346683228E-4,1.6847807617781428E-3,4.8427245269625589E-5,2.231976030694148E-5,1.2576578925054588E-2]
[2004,8,28,3,4.0402574965142154E-3,6.3951585848004222E-3,2.1772419328419248E-4,1.831631010582173E-3,4.4354838709677579E-7,2.6005368075214756E-5,1.2511220201643317E-2,null,3.7716087893366001E-3,6.2320634756030157E-3,1.395946346683228E-4,1.7096171402894876E-3,4.8427245269625589E-5,2.231976030694148E-5,1.1923631045473995E-2]
[2004,8,28,4,3.9004731608624928E-3,6.2184861946223292E-3,2.1772419328419248E-4,1.7806992059172645E-3,4.4354838709677579E-7,2.6005368075214756E-5,1.2143831671148592E-2,null,3.6411191288606344E-3,6.05989674425827E-3,1.395946346683228E-4,1.6620781514113032E-3,4.8427245269625589E-5,2.231976030694148E-5,1.1573435664775098E-2]
[2004,8,28,7,4.292114566855223E-3,7.5678496842978907E-3,0,1.9984308899448364E-3,4.4354838709677579E-7,0,1.3858838689485046E-2,null,4.0067191358861094E-3,7.3748475477154341E-3,0,1.8653056665860533E-3,4.8427245269625589E-5,0,1.3295299595457222E-2]
[2004,8,28,13,6.359367398437555E-3,9.5576046572531017E-3,0,2.7268552133600252E-3,4.4354838709677579E-7,0,1.8644270817437775E-2,null,5.9365141937762923E-3,9.313857992558159E-3,0,2.5452060949581194E-3,4.8427245269625589E-5,0,1.7844005526562196E-2]
[2004,8,28,15,6.320121639500284E-3,9.5096928521033915E-3,0,2.7683049853503465E-3,4.4354838709677579E-7,0,1.8598563025341117E-2,null,5.8998780017811775E-3,9.267168077528783E-3,0,2.5838946955803709E-3,4.8427245269625589E-5,0,1.7799368020159956E-2]
[2004,8,28,18,6.5409656826554557E-3,8.5598208642196742E-3,0,2.6682559300041961E-3,4.4354838709677579E-7,0,1.7769486025266422E-2,null,6.106037469328804E-3,8.3415205828352192E-3,0,2.4905103955213843E-3,4.8427245269625589E-5,0,1.6986495692955031E-2]
[2004,8,28,22,6.310788147556895E-3,7.3722957961356774E-3,2.1772419328419248E-4,2.5111790955730617E-3,4.4354838709677579E-7,2.6005368075214756E-5,1.6438436149012137E-2,null,5.8911651214067808E-3,7.184280851398564E-3,1.395946346683228E-4,2.3438972147363929E-3,4.8427245269625589E-5,2.231976030694148E-5,1.5629684827786629E-2]
[2004,8,29,1,4.812248363464949E-3,6.1721358779240221E-3,2.1772419328419248E-4,2.0649991446433282E-3,4.4354838709677579E-7,2.6005368075214756E-5,1.3293556495778805E-2,null,4.4922676932780022E-3,6.0147284951917509E-3,1.395946346683228E-4,1.9274394853378582E-3,4.8427245269625589E-5,2.231976030694148E-5,1.2644777314052502E-2]
[2004,8,29,4,4.3603123507737797E-3,6.1025061652013723E-3,2.1772419328419248E-4,2.0542779919794419E-3,4.4354838709677579E-7,2.6005368075214756E-5,1.2761269617701099E-2,null,4.0703822468295143E-3,5.9468745422801049E-3,1.395946346683228E-4,1.9174325209154691E-3,4.8427245269625589E-5,2.231976030694148E-5,1.214503095026998E-2]
[2004,8,29,5,4.2571458930524076E-3,6.1027692723671914E-3,9.7975886977886602E-5,1.9998901967993163E-3,4.4354838709677579E-7,1.1702415633846638E-5,1.2469927213217748E-2,null,3.9740756329460294E-3,5.9471309394493899E-3,6.2817585600745242E-5,1.8666677618972523E-3,4.8427245269625589E-5,1.0043892138123664E-5,1.1909163057301166E-2]
[2004,8,29,10,5.6356575386333234E-3,8.3333837766111259E-3,0,2.4914263635290243E-3,4.4354838709677579E-7,0,1.646091122716057E-2,null,5.2609259495809283E-3,8.1208582983124979E-3,0,2.3254603084627333E-3,4.8427245269625589E-5,0,1.5755671801625782E-2]
[2004,8,29,13,6.1684706303911062E-3,8.7033217299567409E-3,0,2.5505154061343689E-3,4.4354838709677579E-7,0,1.7422751314869311E-2,null,5.758310718170811E-3,8.4813617599098449E-3,0,2.3806131418979372E-3,4.8427245269625589E-5,0,1.6668712865248219E-2]
[2004,8,29,16,6.8536893126965792E-3,8.704680226373232E-3,0,2.6704634490082556E-3,4.4354838709677579E-7,0,1.8229276536465163E-2,null,6.3979671774511094E-3,8.4826856107239699E-3,0,2.4925708609235589E-3,4.8427245269625589E-5,0,1.742165089436826E-2]
[2004,8,29,19,5.8619561171761861E-3,6.2040628058144262E-3,2.1772419328419248E-4,1.6595426753738668E-3,4.4354838709677579E-7,2.6005368075214756E-5,1.3969734708110984E-2,null,5.4721772642763447E-3,6.0458411937363808E-3,1.395946346683228E-4,1.5489924479708684E-3,4.8427245269625589E-5,2.231976030694148E-5,1.3277352546228485E-2]
[2004,8,29,23,4.5238630867584732E-3,5.7750333859104977E-3,2.1772419328419248E-4,1.3015727522396228E-3,4.4354838709677579E-7,2.6005368075214756E-5,1.1844642334655099E-2,null,4.2230580091725169E-3,5.6277532695217757E-3,1.395946346683228E-4,1.2148686464176852E-3,4.8427245269625589E-5,2.231976030694148E-5,1.127602156535687E-2]
[2004,8,30,2,4.0395450555246598E-3,6.0705024589941519E-3,2.1772419328419248E-4,1.448246215729948E-3,4.4354838709677579E-7,2.6005368075214756E-5,1.1802466839995265E-2,null,3.7709437206620388E-3,5.915687023488627E-3,1.395946346683228E-4,1.351771475513696E-3,4.8427245269625589E-5,2.231976030694148E-5,1.1248743859909253E-2]
[2004,8,30,3,3.7781737150197996E-3,6.2990716624693665E-3,2.1772419328419248E-4,1.5383532869116898E-3,4.4354838709677579E-7,2.6005368075214756E-5,1.1859771774147362E-2,null,3.5269517359978624E-3,6.1384270487338357E-3,1.395946346683228E-4,1.4358760754377971E-3,4.8427245269625589E-5,2.231976030694148E-5,1.1311596500414387E-2]
[2004,8,30,7,4.3716875530244439E-3,9.2110784385049434E-3,0,1.7055853185041453E-3,4.4354838709677579E-7,0,1.5288794858420629E-2,null,4.0810010781357122E-3,8.9761691983612571E-3,0,1.5919679661975099E-3,4.8427245269625589E-5,0,1.4697565487964106E-2]
[2004,8,30,10,5.4572172166533718E-3,1.1826771837439401E-2,0,2.268846434165328E-3,4.4354838709677579E-7,0,1.9553279036645194E-2,null,5.0943506539884355E-3,1.1525154822207841E-2,0,2.1177075132075085E-3,4.8427245269625589E-5,0,1.8785640234673408E-2]
[2004,8,30,14,5.8999874043483783E-3,1.2289145648524395E-2,0,2.353786959605678E-3,4.4354838709677579E-7,0,2.0543363560865543E-2,null,5.5076797383370145E-3,1.19757367588289E-2,0,2.1969897361874859E-3,4.8427245269625589E-5,0,1.9728833478623024E-2]
[2004,8,30,17,6.425321121212726E-3,1.1032413075729311E-2,0,2.1952810407501033E-3,4.4354838709677579E-7,0,1.9653458786079235E-2,null,5.9980824578591925E-3,1.0751054514962187E-2,0,2.0490426692579443E-3,4.8427245269625589E-5,0,1.884660688734895E-2]
[2004,8,30,20,6.4810528849107213E-3,9.3079088857108451E-3,2.1772419328419248E-4,1.8221305723677573E-3,4.4354838709677579E-7,2.6005368075214756E-5,1.7855265452735827E-2,null,6.0501084512494512E-3,9.0705301880625051E-3,1.395946346683228E-4,1.7007495725764557E-3,4.8427245269625589E-5,2.231976030694148E-5,1.70317298521333E-2]
[2004,8,30,24,4.6758406424266541E-3,7.2509466280047483E-3,2.1772419328419248E-4,1.4905335130464296E-3,4.4354838709677579E-7,2.6005368075214756E-5,1.3661493893224337E-2,null,4.3649301262924127E-3,7.0660264393342578E-3,1.395946346683228E-4,1.3912418098174354E-3,4.8427245269625589E-5,2.231976030694148E-5,1.3032540015688996E-2]
[2004,8,31,4,3.7086452365369693E-3,6.9693730713843091E-3,2.1772419328419248E-4,1.7483868033393657E-3,4.4354838709677579E-7,2.6005368075214756E-5,1.267057822100715E-2,null,3.4620464123195352E-3,6.7916338258218224E-3,1.395946346683228E-4,1.6319182354828478E-3,4.8427245269625589E-5,2.231976030694148E-5,1.2095940113869098E-2]
[2004,8,31,5,3.9294233067660557E-3,7.4424646634056874E-3,1.0886209664209624E-4,1.9393242936672544E-3,4.4354838709677579E-7,1.3002684037607378E-5,1.3433520592905798E-2,null,3.6681442936766541E-3,7.2526602088514346E-3,6.9797317334161399E-5,1.8101364488142889E-3,4.8427245269625589E-5,1.115988015347074E-5,1.2860325394099634E-2]
[2004,8,31,8,4.8795415507814979E-3,1.1255818312215188E-2,0,2.3434179057134695E-3,4.4354838709677579E-7,0,1.8479221317097252E-2,null,4.5550863569311338E-3,1.0968762269367395E-2,0,2.1873114155212124E-3,4.8427245269625589E-5,0,1.7759587287089366E-2]
[2004,8,31,11,5.566830283611577E-3,1.2643147884907573E-2,0,2.708798383321432E-3,4.4354838709677579E-7,0,2.0919220100227679E-2,null,5.196675222935437E-3,1.2320710910508084E-2,0,2.5283521183902839E-3,4.8427245269625589E-5,0,2.0094165497103432E-2]
[2004,8,31,15,5.5475607083664618E-3,1.235969210083734E-2,0,2.5892678668725869E-3,4.4354838709677579E-7,0,2.0496964224463485E-2,null,5.1786869389154298E-3,1.2044484071809972E-2,0,2.4167841123192094E-3,4.8427245269625589E-5,0,1.9688382368314234E-2]
[2004,8,31,18,5.6740709420341874E-3,1.0510890248976376E-2,1.0886209664209621E-5,2.2097298076095137E-3,4.4354838709677579E-7,1.3002684037607373E-6,1.8407321025075144E-2,null,5.296785131828601E-3,1.0242832034283604E-2,6.9797317334161372E-6,2.0625289333232395E-3,4.8427245269625589E-5,1.1159880153470735E-6,1.7658669064453833E-2]
[2004,8,31,21,5.8027249681635012E-3,9.2124661204582847E-3,2.1772419328419248E-4,2.1731559643318184E-3,4.4354838709677579E-7,2.6005368075214756E-5,1.7432520162700107E-2,null,5.4168845700825986E-3,8.9775214903963178E-3,1.395946346683228E-4,2.0283914520333067E-3,4.8427245269625589E-5,2.231976030694148E-5,1.6633139152757111E-2]
[2004,9,1,2,4.5762116492787568E-3,7.5420867930301892E-3,2.1477028240405368E-4,2.1149539836218586E-3,4.5833333333333443E-7,2.2667527871568995E-5,1.447114856953976E-2,null,4.2719257604683144E-3,7.3497416849652945E-3,1.3770072428594501E-4,1.9740665889764627E-3,5.0041486778613048E-5,1.945497511825382E-5,1.3802931220592883E-2]
[2004,9,1,5,4.4127334125058839E-3,7.6029487259928544E-3,1.1454415061549527E-4,2.0220856102860412E-3,4.5833333333333443E-7,1.2089348198170128E-5,1.4164859580931777E-2,null,4.1193176766494543E-3,7.4090514619538916E-3,7.344038628583733E-5,1.887384630695328E-3,5.0041486778613048E-5,1.0375986729735369E-5,1.3549611629092861E-2]
[2004,9,1,6,5.254660553353792E-3,8.7229041550869538E-3,0,2.3056812780579265E-3,4.5833333333333443E-7,0,1.6283704319832008E-2,null,4.905262584156622E-3,8.5004447763510297E-3,0,2.1520886085890823E-3,5.0041486778613048E-5,0,1.5607837455875346E-2]
[2004,9,1,9,6.1008780056816744E-3,1.21658826420962E-2,0,2.6219580033430999E-3,4.5833333333333443E-7,0,2.0889176984454309E-2,null,5.6952125276053898E-3,1.1855617316899823E-2,0,2.4472965994443473E-3,5.0041486778613048E-5,0,2.0048167930728174E-2]
[2004,9,1,12,5.4957996349047173E-3,1.2530470273103935E-2,0,2.6299637625347965E-3,4.5833333333333443E-7,0,2.0656692003876785E-2,null,5.1303676127877652E-3,1.2210906904911008E-2,0,2.4547690559904964E-3,5.0041486778613048E-5,0,1.9846085060467884E-2]
[2004,9,1,18,6.6443596353675345E-3,1.1171815985476142E-2,1.7897523533671139E-5,2.6305672196624721E-3,4.5833333333333443E-7,1.8889606559640825E-6,2.0466987658029116E-2,null,6.2025564513861538E-3,1.0886902245820783E-2,1.1475060357162083E-5,2.4553323138972166E-3,5.0041486778613048E-5,1.6212479265211512E-6,1.9607928806166446E-2]
[2004,9,1,20,6.6642164442122431E-3,1.003932706904468E-2,2.1477028240405368E-4,2.2499845218467572E-3,4.5833333333333443E-7,2.2667527871568995E-5,1.9191424178712641E-2,null,6.2210929221015714E-3,9.7832950843983729E-3,1.3770072428594501E-4,2.1001020848149107E-3,5.0041486778613048E-5,1.945497511825382E-5,1.8311687277497667E-2]
[2004,9,1,24,4.9227675824113706E-3,8.2531086373457598E-3,2.1477028240405368E-4,2.0543904171262521E-3,4.5833333333333443E-7,2.2667527871568995E-5,1.5468162780492336E-2,null,4.5954381614792417E-3,8.0426304081388806E-3,1.3770072428594501E-4,1.9175374568752097E-3,5.0041486778613048E-5,1.945497511825382E-5,1.4762803212676144E-2]
[2004,9,2,3,3.8373576080794032E-3,6.9386573514792511E-3,2.1477028240405368E-4,1.7478512301874981E-3,4.5833333333333443E-7,2.2667527871568995E-5,1.2761762333355109E-2,null,3.5822003164270415E-3,6.761701445942749E-3,1.3770072428594501E-4,1.6314183394693922E-3,5.0041486778613048E-5,1.945497511825382E-5,1.2182517288021995E-2]
[2004,9,2,6,4.6391323553648294E-3,8.4166852293215445E-3,0,2.0325715893847302E-3,4.5833333333333443E-7,0,1.5088847507404437E-2,null,4.3306626821398263E-3,8.202035322152865E-3,0,1.8971720876101014E-3,5.0041486778613048E-5,0,1.4479911578681405E-2]
[2004,9,2,7,5.6182551224082155E-3,1.0574792381185829E-2,0,2.4126235821948934E-3,4.5833333333333443E-7,0,1.8606129419122271E-2,null,5.2446806716383862E-3,1.0305104476612431E-2,0,2.2519069645343106E-3,5.0041486778613048E-5,0,1.7851733599563744E-2]
[2004,9,2,11,5.3792700943209983E-3,1.2604282165397968E-2,0,2.59925147600127E-3,4.5833333333333443E-7,0,2.058326206905357E-2,null,5.0215864670657175E-3,1.2282836379674006E-2,0,2.4261026645765894E-3,5.0041486778613048E-5,0,1.9780566998094929E-2]
[2004,9,2,14,5.3002935529744043E-3,1.2408755537199395E-2,0,2.5092389108474101E-3,4.5833333333333443E-7,0,2.0218746334354547E-2,null,4.9478613102530121E-3,1.2092296248112568E-2,0,2.3420862751731631E-3,5.0041486778613048E-5,0,1.9432285320317357E-2]
[2004,9,2,18,5.8882314659185917E-3,1.0734204682853122E-2,2.1477028240405363E-5,2.2851361722020973E-3,4.5833333333333443E-7,2.2667527871568989E-6,1.8931774435334708E-2,null,5.4967054871297742E-3,1.0460451301809816E-2,1.3770072428594498E-5,2.1329121123858301E-3,5.0041486778613048E-5,1.9454975118253813E-6,1.8155825958044457E-2]
[2004,9,2,21,6.3045627026699748E-3,9.4836646171296453E-3,2.1477028240405368E-4,2.2066499461960557E-3,4.5833333333333443E-7,2.2667527871568995E-5,1.8232773409604636E-2,null,5.885353624819423E-3,9.2418036381074018E-3,1.3770072428594501E-4,2.0596542364919763E-3,5.0041486778613048E-5,1.945497511825382E-5,1.7394008685601613E-2]
[2004,9,3,1,4.3776229255131872E-3,7.6236835617446751E-3,2.1477028240405368E-4,1.9132944126876927E-3,4.5833333333333443E-7,2.2667527871568995E-5,1.4152497043554511E-2,null,4.0865417900992056E-3,7.4292574992003597E-3,1.3770072428594501E-4,1.7858405450950077E-3,5.0041486778613048E-5,1.945497511825382E-5,1.3508837020577385E-2]
[2004,9,3,4,3.7462837240029739E-3,6.9744871237601841E-3,2.1477028240405368E-4,1.7224387738283575E-3,4.5833333333333443E-7,2.2667527871568995E-5,1.2681105765200469E-2,null,3.4971822050918013E-3,6.7966174550159065E-3,1.3770072428594501E-4,1.6076987307067972E-3,5.0041486778613048E-5,1.945497511825382E-5,1.2108695576997315E-2]
[2004,9,3,8,5.2189876924403963E-3,1.1195768936682638E-2,0,2.2229427998219061E-3,4.5833333333333443E-7,0,1.8638157762278274E-2,null,4.8719617175960557E-3,1.0910244327235573E-2,0,2.0748617437148027E-3,5.0041486778613048E-5,0,1.7907109275325045E-2]
[2004,9,3,9,5.3833798453975885E-3,1.1828006465751176E-2,0,2.2937786097489625E-3,4.5833333333333443E-7,0,1.9505623254231063E-2,null,5.0254229486008236E-3,1.1526357963913512E-2,0,2.140978835038285E-3,5.0041486778613048E-5,0,1.8742801234331235E-2]
[2004,9,3,12,5.0508271118422828E-3,1.2485568607371286E-2,0,2.4184680858203296E-3,4.5833333333333443E-7,0,1.9955322138367232E-2,null,4.7149826328840086E-3,1.2167150362005056E-2,0,2.2573621372829712E-3,5.0041486778613048E-5,0,1.9189536618950651E-2]
[2004,9,3,16,5.2617927357507723E-3,1.1554715286308659E-2,0,2.4609020815615401E-3,4.5833333333333443E-7,0,1.9277868436954306E-2,null,4.9119205265869773E-3,1.1260036502917041E-2,0,2.2969693977142559E-3,5.0041486778613048E-5,0,1.8518967913996889E-2]
[2004,9,3,19,5.4967179069711838E-3,1.00969682362356E-2,2.1477028240405368E-4,2.177533125619423E-3,4.5833333333333443E-7,2.2667527871568995E-5,1.8009115412435165E-2,null,5.1312248262202946E-3,9.8394662344923577E-3,1.3770072428594501E-4,2.0324770292701336E-3,5.0041486778613048E-5,1.945497511825382E-5,1.7210365276165596E-2]
[2004,9,3,22,6.2658097572835351E-3,8.9206175779433516E-3,2.1477028240405368E-4,2.435521285932698E-3,4.5833333333333443E-7,2.2667527871568995E-5,1.7859844764768543E-2,null,5.8491774777401145E-3,8.693115932958205E-3,1.3770072428594501E-4,2.2732793406063773E-3,5.0041486778613048E-5,1.945497511825382E-5,1.7022769937487508E-2]
[2004,9,4,2,4.6311356973306695E-3,7.0595489933611994E-3,2.1477028240405368E-4,2.1829605532540791E-3,4.5833333333333443E-7,2.2667527871568995E-5,1.4111541387554903E-2,null,4.3231977456220485E-3,6.8795100000056319E-3,1.3770072428594501E-4,2.0375429094928862E-3,5.0041486778613048E-5,1.945497511825382E-5,1.3447447841303379E-2]
[2004,9,4,5,4.3427954674603456E-3,7.0094068387210069E-3,1.3602117885590063E-4,2.0869942871080032E-3,4.5833333333333443E-7,1.4356100985327025E-5,1.3590032206463919E-2,null,4.0540301130549388E-3,6.8306466158725336E-3,8.7210458714431823E-5,1.9479694241429264E-3,5.0041486778613048E-5,1.2321484241560749E-5,1.2982219582805005E-2]
[2004,9,4,9,5.9902838679532413E-3,1.0311726133157253E-2,0,2.9041472640587954E-3,4.5833333333333443E-7,0,1.9206615598502622E-2,null,5.5919721221942163E-3,1.0048747181595645E-2,0,2.7106878579117571E-3,5.0041486778613048E-5,0,1.8401448648480232E-2]
[2004,9,4,10,6.2560349524919887E-3,1.0483682321170421E-2,0,2.9107174458294425E-3,4.5833333333333443E-7,0,1.9650893052825188E-2,null,5.8400526287180777E-3,1.0216317987621909E-2,0,2.7168203678469022E-3,5.0041486778613048E-5,0,1.8823232470965501E-2]
[2004,9,4,13,6.3462947004388993E-3,1.0110204606646734E-2,0,2.9008397640314511E-3,4.5833333333333443E-7,0,1.9357797404450421E-2,null,5.9243107382503483E-3,9.852365039032536E-3,0,2.7076006865843515E-3,5.0041486778613048E-5,0,1.8534317950645852E-2]
[2004,9,4,17,5.9985591620231021E-3,8.8933074549168468E-3,0,2.6798945489349534E-3,4.5833333333333443E-7,0,1.7572219499208237E-2,null,5.5996971674110519E-3,8.6665022973507599E-3,0,2.5013737093102224E-3,5.0041486778613048E-5,0,1.681761466085065E-2]
[2004,9,4,20,6.316605195214927E-3,7.9120705389395356E-3,2.1477028240405368E-4,2.4784465710825715E-3,4.5833333333333443E-7,2.2667527871568995E-5,1.6945018448845994E-2,null,5.8965953763085912E-3,7.7102897712830604E-3,1.3770072428594501E-4,2.3133451632639181E-3,5.0041486778613048E-5,1.945497511825382E-5,1.6127427497038382E-2]
[2004,9,4,22,6.0107995259079065E-3,7.1463040468603221E-3,2.1477028240405368E-4,2.3830974974427895E-3,4.5833333333333443E-7,2.2667527871568995E-5,1.5778097213819977E-2,null,5.6111236331876611E-3,6.964052547788712E-3,1.3770072428594501E-4,2.224347756218771E-3,5.0041486778613048E-5,1.945497511825382E-5,1.5006721123377956E-2]
[2004,9,5,4,4.1494845475648591E-3,6.0188278321975869E-3,2.1477028240405368E-4,1.9577411138423082E-3,4.5833333333333443E-7,2.2667527871568995E-5,1.236394963721371E-2,null,3.873573009718927E-3,5.8653302496879441E-3,1.3770072428594501E-4,1.8273264348207465E-3,5.0041486778613048E-5,1.945497511825382E-5,1.1773426880410429E-2]
[2004,9,5,7,4.6602946883022656E-3,6.5810923869255075E-3,0,2.0910527877134109E-3,4.5833333333333443E-7,0,1.3332898196274518E-2,null,4.3504178687779468E-3,6.4132554260040242E-3,0,1.9517575682389773E-3,5.0041486778613048E-5,0,1.2765472349799561E-2]
[2004,9,5,10,5.415146931894199E-3,8.0837268924378643E-3,0,2.3680295117058424E-3,4.5833333333333443E-7,0,1.5867361669371239E-2,null,5.0550777472728398E-3,7.8775683894450402E-3,0,2.2102835224638868E-3,5.0041486778613048E-5,0,1.5192971145960379E-2]
[2004,9,5,11,5.601664056099482E-3,8.3064619757623678E-3,0,2.4295540689425014E-3,4.5833333333333443E-7,0,1.6338138434137686E-2,null,5.2291927945492473E-3,8.0946230815399593E-3,0,2.2677096290283755E-3,5.0041486778613048E-5,0,1.5641566991896196E-2]
[2004,9,5,14,5.3742471693878913E-3,7.8856666404472E-3,0,2.187374671221925E-3,4.5833333333333443E-7,0,1.544774681439035E-2,null,5.016897531312927E-3,7.6845592488533733E-3,0,2.0416629815453303E-3,5.0041486778613048E-5,0,1.4793161248490243E-2]
[2004,9,5,19,6.6770872560319534E-3,7.4969882822866667E-3,2.1477028240405368E-4,2.4858611623059181E-3,4.5833333333333443E-7,2.2667527871568995E-5,1.6897832844233497E-2,null,6.233107915459544E-3,7.3057933171676928E-3,1.3770072428594501E-4,2.3202658324218638E-3,5.0041486778613048E-5,1.945497511825382E-5,1.606636425123191E-2]
[2004,9,5,22,6.7811731185677187E-3,7.601600027762551E-3,2.1477028240405368E-4,2.5616628804384324E-3,4.5833333333333443E-7,2.2667527871568995E-5,1.7182332170377661E-2,null,6.3302728002037137E-3,7.4077371594437613E-3,1.3770072428594501E-4,2.3910180285978549E-3,5.0041486778613048E-5,1.945497511825382E-5,1.6336225174428141E-2]
[2004,9,6,1,4.4190962266061964E-3,5.8247409948199253E-3,2.1477028240405368E-4,1.9408446769605364E-3,4.5833333333333443E-7,2.2667527871568995E-5,1.2422578041995615E-2,null,4.125257408363673E-3,5.6761931901017394E-3,1.3770072428594501E-4,1.8115555519649712E-3,5.0041486778613048E-5,1.945497511825382E-5,1.1820203336613195E-2]
[2004,9,6,5,4.1915293545958174E-3,5.909686051877497E-3,1.5033919768283756E-4,1.9739436466810166E-3,4.5833333333333443E-7,1.5867269510098292E-5,1.2241823853680599E-2,null,3.9128221327960422E-3,5.7589719016069877E-3,9.6390507000161503E-5,1.8424496379643505E-3,5.0041486778613048E-5,1.3618482582777671E-5,1.1674294148728934E-2]
[2004,9,6,8,4.7905274676496128E-3,6.8656223185318017E-3,0,2.106359761447137E-3,4.5833333333333443E-7,0,1.3762967880961884E-2,null,4.4719910842648224E-3,6.6905290183577543E-3,0,1.9660448698351767E-3,5.0041486778613048E-5,0,1.3178606459236365E-2]
[2004,9,6,9,5.0198821669097914E-3,7.2480667790153124E-3,0,2.1909366854176563E-3,4.5833333333333443E-7,0,1.4459343964676092E-2,null,4.6860953091444656E-3,7.0632200348543167E-3,0,2.0449877126116822E-3,5.0041486778613048E-5,0,1.3844344543389077E-2]
[2004,9,6,12,5.8623547725262844E-3,8.2960654815132789E-3,0,2.523634432131318E-3,4.5833333333333443E-7,0,1.6682513019504217E-2,null,5.4725494118495234E-3,8.0844917280754706E-3,0,2.3555228406102967E-3,5.0041486778613048E-5,0,1.5962605467313904E-2]
[2004,9,6,16,5.721515343548267E-3,7.5331868225490409E-3,0,2.2547453488763066E-3,4.5833333333333443E-7,0,1.5509905848306948E-2,null,5.3410748143326746E-3,7.3410686895682238E-3,0,2.1045457699483501E-3,5.0041486778613048E-5,0,1.483673076062786E-2]
[2004,9,6,20,5.77776656027901E-3,5.8674921462821029E-3,2.1477028240405368E-4,1.7798750672751798E-3,4.5833333333333443E-7,2.2667527871568995E-5,1.366302991744525E-2,null,5.3935857207824713E-3,5.7178540630941051E-3,1.3770072428594501E-4,1.661308912661608E-3,5.0041486778613048E-5,1.945497511825382E-5,1.2979945882720995E-2]
[2004,9,6,23,4.3933402374196203E-3,5.5374771414625542E-3,2.1477028240405368E-4,1.4581712386984706E-3,4.5833333333333443E-7,2.2667527871568995E-5,1.16268847611896E-2,null,4.1012140113084209E-3,5.3962553989382192E-3,1.3770072428594501E-4,1.3610353443206341E-3,5.0041486778613048E-5,1.945497511825382E-5,1.1065701940750086E-2]
[2004,9,7,2,4.2342854600304286E-3,6.8743318099468622E-3,2.1477028240405368E-4,1.9282194990048905E-3,4.5833333333333443E-7,2.2667527871568995E-5,1.3274732912591139E-2,null,3.952735257935742E-3,6.6990163924578868E-3,1.3770072428594501E-4,1.799771398657086E-3,5.0041486778613048E-5,1.945497511825382E-5,1.2658720235233525E-2]
[2004,9,7,6,4.6078897564319991E-3,8.4738614435227611E-3,0,2.1352305203506282E-3,4.5833333333333443E-7,0,1.5217440053638722E-2,null,4.3014974962974776E-3,8.2577533769081519E-3,0,1.9929924067514063E-3,5.0041486778613048E-5,0,1.4602284766735649E-2]
[2004,9,7,9,5.2449494101352171E-3,1.1682707852005998E-2,0,2.2726512160704633E-3,4.5833333333333443E-7,0,1.9200766811545013E-2,null,4.8961971636607045E-3,1.1384764886623884E-2,0,2.1212588400427181E-3,5.0041486778613048E-5,0,1.845226237710592E-2]
[2004,9,7,13,5.0270788182016747E-3,1.2572826715368265E-2,0,2.4573535551940793E-3,4.5833333333333443E-7,0,2.0057717422097356E-2,null,4.6928134337416412E-3,1.225218313493592E-2,0,2.2936572559861834E-3,5.0041486778613048E-5,0,1.928869531144236E-2]
[2004,9,7,14,5.3060133981673238E-3,1.2809472817604396E-2,0,2.5786182216130261E-3,4.5833333333333443E-7,0,2.0694562770718079E-2,null,4.9532008259699856E-3,1.2482794074576229E-2,0,2.4068438918443658E-3,5.0041486778613048E-5,0,1.9892880279169193E-2]
[2004,9,7,17,5.5014875260780303E-3,1.1674106055292986E-2,0,2.53625782819162E-3,4.5833333333333443E-7,0,1.9712309742895971E-2,null,5.1356772992026947E-3,1.1376382460698258E-2,0,2.3673053307235732E-3,5.0041486778613048E-5,0,1.8929406577403142E-2]
[2004,9,7,21,5.9376336506989924E-3,9.5701049113389881E-3,2.1477028240405368E-4,2.1207583513633533E-3,4.5833333333333443E-7,2.2667527871568995E-5,1.786639305701029E-2,null,5.5428227740826341E-3,9.326039453876344E-3,1.3770072428594501E-4,1.9794842994880621E-3,5.0041486778613048E-5,1.945497511825382E-5,1.7055543713629853E-2]
[2004,9,7,24,4.2158867786861193E-3,7.7293221663910323E-3,2.1477028240405368E-4,1.6469019756814045E-3,4.5833333333333443E-7,2.2667527871568995E-5,1.3830007064367511E-2,null,3.9355599594973955E-3,7.5322020127570593E-3,1.3770072428594501E-4,1.53719380690472E-3,5.0041486778613048E-5,1.945497511825382E-5,1.3212152965341985E-2]
[2004,9,8,4,3.6749741153313809E-3,7.2261365864708053E-3,2.1477028240405368E-4,1.7350604199742356E-3,4.5833333333333443E-7,2.2667527871568995E-5,1.2874067265385376E-2,null,3.4306141838550425E-3,7.0418491258835226E-3,1.3770072428594501E-4,1.61947958747598E-3,5.0041486778613048E-5,1.945497511825382E-5,1.2299140083397357E-2]
[2004,9,8,6,4.3472458340044475E-3,8.4853694938002659E-3,0,2.0802769465093911E-3,4.5833333333333443E-7,0,1.4913350607647436E-2,null,4.0581845615246179E-3,8.2689679384954588E-3,0,1.941699558346704E-3,5.0041486778613048E-5,0,1.4318893545145393E-2]
[2004,9,8,11,5.231575803921017E-3,1.282056950951747E-2,0,2.6428559113669536E-3,4.5833333333333443E-7,0,2.0695459558138778E-2,null,4.8837128081991726E-3,1.2493607768631581E-2,0,2.4668023959434019E-3,5.0041486778613048E-5,0,1.9894164459552766E-2]
[2004,9,8,12,5.0324311546973803E-3,1.2547193809757329E-2,0,2.5080432446382872E-3,4.5833333333333443E-7,0,2.0088126542426331E-2,null,4.6978098775049678E-3,1.2227203942830948E-2,0,2.3409702581187607E-3,5.0041486778613048E-5,0,1.9316025565233291E-2]
[2004,9,8,15,5.1462273545431671E-3,1.2747263142383116E-2,0,2.6433386839607043E-3,4.5833333333333443E-7,0,2.053728751422032E-2,null,4.8040394304237526E-3,1.2422170926669135E-2,0,2.4672530087013044E-3,5.0041486778613048E-5,0,1.9743504852572809E-2]
[2004,9,8,18,5.5907044606530011E-3,1.1110148091729981E-2,5.7272075307747637E-5,2.3669561581750099E-3,4.5833333333333443E-7,6.0446740990850642E-6,1.913158379329816E-2,null,5.2189619351178411E-3,1.0826807062388392E-2,3.6720193142918665E-5,2.2092816702440348E-3,5.0041486778613048E-5,5.1879933648676847E-6,1.8347000341036666E-2]
[2004,9,8,22,5.5138715995835348E-3,8.9500202861659949E-3,2.1477028240405368E-4,2.07197502307672E-3,4.5833333333333443E-7,2.2667527871568995E-5,1.677376305243521E-2,null,5.1472379189209799E-3,8.7217687867644673E-3,1.3770072428594501E-4,1.9339506665033877E-3,5.0041486778613048E-5,1.945497511825382E-5,1.6010154558371646E-2]
[2004,9,9,1,4.2522316614884261E-3,7.4941666340185599E-3,2.1477028240405368E-4,1.8359984998880757E-3,4.5833333333333443E-7,2.2667527871568995E-5,1.3820292939004017E-2,null,3.9694881632177902E-3,7.3030436291217299E-3,1.3770072428594501E-4,1.7136936898424617E-3,5.0041486778613048E-5,1.945497511825382E-5,1.3193422668364792E-2]
[2004,9,9,3,3.7966131660650006E-3,6.9282004513057018E-3,2.1477028240405368E-4,1.7724638449141406E-3,4.5833333333333443E-7,2.2667527871568995E-5,1.2735173605893799E-2,null,3.5441650932387376E-3,6.7515112270802348E-3,1.3770072428594501E-4,1.6543913879496289E-3,5.0041486778613048E-5,1.945497511825382E-5,1.2157264894451413E-2]
[2004,9,9,9,5.2033742846792387E-3,1.2012406952811311E-2,0,2.3005828696794689E-3,4.5833333333333443E-7,0,1.9516822440503352E-2,null,4.8573864916372439E-3,1.1706055703234974E-2,0,2.1473298300459976E-3,5.0041486778613048E-5,0,1.8760813511696828E-2]
[2004,9,9,12,5.0187598495805806E-3,1.2786000319897198E-2,0,2.472592519466273E-3,4.5833333333333443E-7,0,2.0277811022277388E-2,null,4.6850476180240533E-3,1.2459920193701736E-2,0,2.3078810785626099E-3,5.0041486778613048E-5,0,1.9502890377067011E-2]
[2004,9,9,13,5.0100925637605971E-3,1.2789797579952423E-2,0,2.4698245657994774E-3,4.5833333333333443E-7,0,2.0270173042845833E-2,null,4.676956645751483E-3,1.2463620612602025E-2,0,2.305297511782543E-3,5.0041486778613048E-5,0,1.9495916256914669E-2]
[2004,9,9,16,5.3944574808719482E-3,1.2490851110255446E-2,0,2.661985131580506E-3,4.5833333333333443E-7,0,2.0547752056041233E-2,null,5.0357639992284651E-3,1.2172298145730448E-2,0,2.4846573255490468E-3,5.0041486778613048E-5,0,1.9742760957286574E-2]
[2004,9,9,19,6.2601753150413903E-3,1.1301533898469242E-2,2.1477028240405368E-4,2.6104934407177333E-3,4.5833333333333443E-7,2.2667527871568995E-5,2.0410098797837326E-2,null,5.8439176862783533E-3,1.1013311975458625E-2,1.3770072428594501E-4,2.4365957472219234E-3,5.0041486778613048E-5,1.945497511825382E-5,1.9501022595141713E-2]
[2004,9,9,24,4.5431660706403611E-3,8.0362993579690435E-3,2.1477028240405368E-4,1.8814019645543637E-3,4.5833333333333443E-7,2.2667527871568995E-5,1.4698763536772722E-2,null,4.2410774803899242E-3,7.8313503947883417E-3,1.3770072428594501E-4,1.7560726083984115E-3,5.0041486778613048E-5,1.945497511825382E-5,1.4035697669759491E-2]
[2004,9,10,3,4.2148688781178147E-3,7.3497957973109899E-3,2.1477028240405368E-4,1.8905270650236442E-3,4.5833333333333443E-7,2.2667527871568995E-5,1.3693087884061405E-2,null,3.9346097421576829E-3,7.1623546678618935E-3,1.3770072428594501E-4,1.7645898414431758E-3,5.0041486778613048E-5,1.945497511825382E-5,1.3068751437645564E-2]
[2004,9,10,7,5.3502652052404599E-3,1.0516585804966106E-2,0,2.2776193423165781E-3,4.5833333333333443E-7,0,1.814492868585648E-2,null,4.994510199108966E-3,1.0248382337061272E-2,0,2.1258960151813834E-3,5.0041486778613048E-5,0,1.7418830038130235E-2]
[2004,9,10,10,5.8060973038931473E-3,1.269706132477981E-2,0,2.5926921376697317E-3,4.5833333333333443E-7,0,{"$f":"SUM(E6084:J6084)","v":2.1096309099676021E-2},null,{"$f":"E6084*V$5","v":5.4200326692048703E-3},{"$f":"F6084*W$5","v":1.2373249401151686E-2},{"$f":"G6084*X$5","v":0},{"$f":"H6084*AB$5","v":2.4199802757462149E-3},{"$f":"I6084*Z$5","v":5.0041486778613048E-5},{"$f":"J6084*AA$5","v":0},{"$f":"SUM(M6084:R6084)","v":2.0263303832881385E-2}]
[2004,9,10,13,5.5489724464323825E-3,1.2423897012566677E-2,0,2.2802627005478956E-3,4.5833333333333443E-7,0,2.0253590492880291E-2,null,5.1800048063291434E-3,1.210705157190195E-2,0,2.1283632864352968E-3,5.0041486778613048E-5,0,1.9465461151445006E-2]
[2004,9,10,14,5.4927423782012656E-3,1.2257283143492481E-2,0,2.3475151918485688E-3,4.5833333333333443E-7,0,2.0097999046875651E-2,null,5.1275136421524911E-3,1.1944686840172846E-2,0,2.1911357614537537E-3,5.0041486778613048E-5,0,1.9313377730557704E-2]
[2004,9,10,17,5.975139503345642E-3,1.1163697518599981E-2,0,2.29751700420407E-3,4.5833333333333443E-7,0,1.9436812359483028E-2,null,5.577834751318172E-3,1.0878990823418051E-2,0,2.1444681968151333E-3,5.0041486778613048E-5,0,1.865133525832997E-2]
[2004,9,10,22,6.9896755818887601E-3,9.2144789450113174E-3,2.1477028240405368E-4,2.482977483009372E-3,4.5833333333333443E-7,2.2667527871568995E-5,1.892502815351841E-2,null,6.5249113161741541E-3,8.9794829820799733E-3,1.3770072428594501E-4,2.3175742490603732E-3,5.0041486778613048E-5,1.945497511825382E-5,1.8029165733497311E-2]
[2004,9,11,1,5.0492943908305877E-3,7.4082833060740696E-3,2.1477028240405368E-4,2.3773768240511728E-3,4.5833333333333443E-7,2.2667527871568995E-5,1.5072850664564786E-2,null,4.7135518270395053E-3,7.2193505753609995E-3,1.3770072428594501E-4,2.2190081647684178E-3,5.0041486778613048E-5,1.945497511825382E-5,1.4359107753351733E-2]
[2004,9,11,4,4.6434479996946918E-3,7.0515706343094956E-3,2.1477028240405368E-4,2.2991500431619964E-3,4.5833333333333443E-7,2.2667527871568995E-5,1.423206482077514E-2,null,4.3346913664749718E-3,6.8717351122710964E-3,1.3770072428594501E-4,2.1459924510874736E-3,5.0041486778613048E-5,1.945497511825382E-5,1.3559616116016355E-2]
[2004,9,11,8,5.2838436112914921E-3,9.1782359572111401E-3,0,2.5649071212588081E-3,4.5833333333333443E-7,0,1.7027445023094775E-2,null,4.9325051739946488E-3,8.9441642956828854E-3,0,2.3940461547224384E-3,5.0041486778613048E-5,0,1.6320757111178589E-2]
[2004,9,11,11,6.5975508191373714E-3,1.0767221286316386E-2,0,3.0665370468120029E-3,4.5833333333333443E-7,0,2.0431767485599096E-2,null,6.1588600922148785E-3,1.0492625886036845E-2,0,2.8622600656319835E-3,5.0041486778613048E-5,0,1.9563787530662322E-2]
[2004,9,11,14,6.3094403362499024E-3,1.0023827941100493E-2,0,2.8894361201068997E-3,4.5833333333333443E-7,0,1.9223162730790631E-2,null,5.8899069300721429E-3,9.7681912292110692E-3,0,2.6969566949711201E-3,5.0041486778613048E-5,0,1.8405096341032948E-2]
[2004,9,11,16,6.2535251683923801E-3,9.4495306935463326E-3,0,2.8065411392568388E-3,4.5833333333333443E-7,0,1.8510055334528885E-2,null,5.8377097276090303E-3,9.2085402286669876E-3,0,2.6195837528848269E-3,5.0041486778613048E-5,0,1.7715875195939458E-2]
[2004,9,11,19,6.4600943885591046E-3,8.1128577860799314E-3,2.1477028240405368E-4,2.5482716505435599E-3,4.5833333333333443E-7,2.2667527871568995E-5,1.7359119968791557E-2,null,6.0305435474978372E-3,7.9059563607316134E-3,1.3770072428594501E-4,2.3785188538046993E-3,5.0041486778613048E-5,1.945497511825382E-5,1.6522215948216963E-2]
[2004,9,11,23,5.7886181775726785E-3,6.9578791293715917E-3,2.1477028240405368E-4,2.4718117878961346E-3,4.5833333333333443E-7,2.2667527871568995E-5,1.5456205238449362E-2,null,5.4037157818487844E-3,6.7804330126975936E-3,1.3770072428594501E-4,2.307152355328202E-3,5.0041486778613048E-5,1.945497511825382E-5,1.4698498336057393E-2]
[2004,9,12,2,4.9088613858865766E-3,6.7238316850290756E-3,2.1477028240405368E-4,2.3202120816484895E-3,4.5833333333333443E-7,2.2667527871568995E-5,1.4190801296173096E-2,null,4.5824566292169029E-3,6.5523544576306528E-3,1.3770072428594501E-4,2.1656514445189622E-3,5.0041486778613048E-5,1.945497511825382E-5,1.3507659717549329E-2]
[2004,9,12,5,4.6369960052002595E-3,6.721699327029278E-3,1.9329325416364831E-4,2.25503174090306E-3,4.5833333333333443E-7,2.0400775084412093E-5,1.3827879435713992E-2,null,4.3286683842356103E-3,6.550276480950132E-3,1.239306518573505E-4,2.1048130840061225E-3,5.0041486778613048E-5,1.7509477606428437E-5,1.3175239565434257E-2]
[2004,9,12,9,5.5846395616562282E-3,8.3854922734164904E-3,0,2.5446476511923537E-3,4.5833333333333443E-7,0,1.6515237819598409E-2,null,5.2133003092481034E-3,8.1716378771772222E-3,0,2.3751362667162384E-3,5.0041486778613048E-5,0,1.5810115939920179E-2]
[2004,9,12,11,6.2604511761408946E-3,9.052461238050355E-3,0,2.7350313665963442E-3,4.5833333333333443E-7,0,1.8048402114120926E-2,null,5.8441752045549546E-3,8.8215971969874563E-3,0,2.5528375947709565E-3,5.0041486778613048E-5,0,1.7268651483091983E-2]
[2004,9,12,16,6.9266353132498701E-3,9.1819999641911364E-3,0,2.8698932035714853E-3,4.5833333333333443E-7,0,1.8978986814345827E-2,null,6.4660627820186667E-3,8.9478323095578977E-3,0,2.6787156273722634E-3,5.0041486778613048E-5,0,1.8142652205727441E-2]
[2004,9,12,17,7.074130443438003E-3,8.6868453946909435E-3,0,2.8208250112666268E-3,4.5833333333333443E-7,0,1.8582259182728905E-2,null,6.6037505234266981E-3,8.4653056190244855E-3,0,2.6329161065502486E-3,5.0041486778613048E-5,0,1.7752013735780049E-2]
[2004,9,12,20,6.2880756425628603E-3,7.0309361924219618E-3,2.1477028240405368E-4,2.0767253582775506E-3,4.5833333333333443E-7,2.2667527871568995E-5,1.563363333687133E-2,null,5.8699628382510019E-3,6.8516269085539304E-3,1.3770072428594501E-4,1.9383845587199642E-3,5.0041486778613048E-5,1.945497511825382E-5,1.4867171491707708E-2]
[2004,9,12,24,4.486703790940399E-3,6.3860421161668485E-3,2.1477028240405368E-4,1.6427136728111452E-3,4.5833333333333443E-7,2.2667527871568995E-5,1.2753355723527348E-2,null,4.1883695451738921E-3,6.2231795033849055E-3,1.3770072428594501E-4,1.5332845073054283E-3,5.0041486778613048E-5,1.945497511825382E-5,1.2152030742047038E-2]
[2004,9,13,3,3.6982129320060333E-3,6.4093371286550937E-3,2.1477028240405368E-4,1.7310492202994739E-3,4.5833333333333443E-7,2.2667527871568995E-5,1.2076495424569554E-2,null,3.4523077826663856E-3,6.2458804254287709E-3,1.3770072428594501E-4,1.6157355933650065E-3,5.0041486778613048E-5,1.945497511825382E-5,1.1521120987642974E-2]
[2004,9,13,8,4.8928610632534347E-3,1.0032757621125047E-2,0,1.8810535525829526E-3,4.5833333333333443E-7,0,1.680713057029477E-2,null,4.567520215503806E-3,9.7768931764719413E-3,0,1.7557474058468249E-3,5.0041486778613048E-5,0,1.6150202284601185E-2]
[2004,9,13,11,4.9931842699253506E-3,1.2360447635990826E-2,0,2.4673366893606485E-3,4.5833333333333443E-7,0,1.9821426928610161E-2,null,4.6611726345351873E-3,1.204522033862371E-2,0,2.3029753649209911E-3,5.0041486778613048E-5,0,1.9059409824858504E-2]
[2004,9,13,14,4.6899964963478171E-3,1.1942897170192007E-2,0,2.3236473296402473E-3,4.5833333333333443E-7,0,1.8956999329513408E-2,null,4.3781447154901771E-3,1.1638318621860879E-2,0,2.1688578538961367E-3,5.0041486778613048E-5,0,1.8235362678025807E-2]
[2004,9,13,15,5.0519330138707637E-3,1.2163853207340309E-2,0,2.5377962660436668E-3,4.5833333333333443E-7,0,1.9754040820588077E-2,null,4.7160150002057352E-3,1.18536396386217E-2,0,2.3687412857308502E-3,5.0041486778613048E-5,0,1.8988437411336899E-2]
[2004,9,13,18,5.4632966034903899E-3,1.0301341570119754E-2,8.9487617668355691E-5,2.0935299433110064E-3,4.5833333333333443E-7,9.4448032798204136E-6,1.7957558871202664E-2,null,5.1000258043589399E-3,1.0038627455062215E-2,5.7375301785810418E-5,1.9540697084267913E-3,5.0041486778613048E-5,8.1062396326057575E-6,1.7208245996044976E-2]
[2004,9,13,21,5.8299087661382049E-3,9.1717708550168517E-3,2.1477028240405368E-4,2.1063807274770883E-3,4.5833333333333443E-7,2.2667527871568995E-5,1.7345956492241101E-2,null,5.4422608366837743E-3,8.937864072362885E-3,1.3770072428594501E-4,1.9660644392156695E-3,5.0041486778613048E-5,1.945497511825382E-5,1.6553386534445141E-2]
[2004,9,14,1,4.1346138858545083E-3,7.146461290746451E-3,2.1477028240405368E-4,1.7314306266278611E-3,4.5833333333333443E-7,2.2667527871568995E-5,1.3250401946837775E-2,null,3.8596911424224989E-3,6.9642057814992622E-3,1.3770072428594501E-4,1.616091592358613E-3,5.0041486778613048E-5,1.945497511825382E-5,1.2647185702463187E-2]
[2004,9,14,5,3.8363643493513366E-3,7.1094449685956554E-3,2.0761127299058518E-4,1.7295772977211818E-3,4.5833333333333443E-7,2.1911943609183355E-5,1.2905368165601276E-2,null,3.5812731024185054E-3,6.9281334830225035E-3,1.3311070014308015E-4,1.6143617227248564E-3,5.0041486778613048E-5,1.8806475947645356E-5,1.2325726971035204E-2]
[2004,9,14,8,5.2710739018893976E-3,1.0790246184894201E-2,0,2.1577110015693645E-3,4.5833333333333443E-7,0,1.8219489421686299E-2,null,4.9205845604546041E-3,1.0515063582859143E-2,0,2.0139753535302401E-3,5.0041486778613048E-5,0,1.7499664983622602E-2]
[2004,9,14,12,5.0863141041693335E-3,1.2053000958155773E-2,0,2.4560724839156156E-3,4.5833333333333443E-7,0,1.9595845879574057E-2,null,4.7481099898119515E-3,1.1745614443597868E-2,0,2.2924615231104347E-3,5.0041486778613048E-5,0,1.883622744329887E-2]
[2004,9,14,15,5.08064068659142E-3,1.2379187691823449E-2,0,2.5247803789257136E-3,4.5833333333333443E-7,0,1.9985067090673918E-2,null,4.7428138146001254E-3,1.2063482468629809E-2,0,2.3565924503025546E-3,5.0041486778613048E-5,0,1.9212930220311102E-2]
[2004,9,14,16,5.2925346628241998E-3,1.1900908684999302E-2,0,2.5131953536583897E-3,4.5833333333333443E-7,0,1.9707097034815227E-2,null,4.9406183317271986E-3,1.1597400964934078E-2,0,2.345779160041975E-3,5.0041486778613048E-5,0,1.8933839943481866E-2]
[2004,9,14,19,5.945011774394343E-3,1.0374651573965245E-2,2.1477028240405368E-4,2.218979974543814E-3,4.5833333333333443E-7,2.2667527871568995E-5,1.8776539466512362E-2,null,5.5497103044447969E-3,1.0110067840989105E-2,1.3770072428594501E-4,2.0711629015461252E-3,5.0041486778613048E-5,1.945497511825382E-5,1.7938138233162836E-2]
[2004,9,14,22,5.5109226310465914E-3,8.4981393516173499E-3,2.1477028240405368E-4,1.931667325096677E-3,4.5833333333333443E-7,2.2667527871568995E-5,1.6178625451369576E-2,null,5.1444850360507647E-3,8.2814121278670313E-3,1.3770072428594501E-4,1.8029895482457314E-3,5.0041486778613048E-5,1.945497511825382E-5,1.5436083898346338E-2]
[2004,9,15,3,3.6223755153469237E-3,6.7781592636704524E-3,2.1477028240405368E-4,1.6195922691478633E-3,4.5833333333333443E-7,2.2667527871568995E-5,1.2258023191774194E-2,null,3.3815130208278503E-3,6.6052965253025273E-3,1.3770072428594501E-4,1.5117033330503938E-3,5.0041486778613048E-5,1.945497511825382E-5,1.1705710065363584E-2]
[2004,9,15,6,4.3305373324746656E-3,8.2621939013908172E-3,0,1.882103409390577E-3,4.5833333333333443E-7,0,1.4475292976589392E-2,null,4.0425870578306728E-3,8.0514839715760695E-3,0,1.7567273265747415E-3,5.0041486778613048E-5,0,1.3900839842760096E-2]
[2004,9,15,10,5.0961857817219975E-3,1.2248715362719409E-2,0,2.3229699308268152E-3,4.5833333333333443E-7,0,1.9668329408601557E-2,null,4.7573252702378275E-3,1.1936337562681943E-2,0,2.1682255799197929E-3,5.0041486778613048E-5,0,1.8911929899618176E-2]
[2004,9,15,13,5.1467726811812988E-3,1.2653293113932379E-2,0,2.5125019505610299E-3,4.5833333333333443E-7,0,2.0313026079008041E-2,null,4.8045484966758945E-3,1.2330597406740937E-2,0,2.3451319479050724E-3,5.0041486778613048E-5,0,1.9530319338100521E-2]
[2004,9,15,16,5.6063274763776825E-3,1.2332985059787773E-2,0,2.7170466290733545E-3,4.5833333333333443E-7,0,2.0656817498572143E-2,null,5.2335461301781785E-3,1.2018458137838294E-2,0,2.5360509082848295E-3,5.0041486778613048E-5,0,1.9838096663079917E-2]
[2004,9,15,19,6.006603043042986E-3,1.0432688412385659E-2,2.1477028240405368E-4,2.2476570874606487E-3,4.5833333333333443E-7,2.2667527871568995E-5,1.8924844686498254E-2,null,5.6072061869181372E-3,1.016662457154759E-2,1.3770072428594501E-4,2.0979296921788382E-3,5.0041486778613048E-5,1.945497511825382E-5,1.8078957636827375E-2]
[2004,9,15,21,6.0352371215413904E-3,9.2612896702934794E-3,2.1477028240405368E-4,2.0983006663507493E-3,4.5833333333333443E-7,2.2667527871568995E-5,1.7632723601794579E-2,null,5.6339363005884447E-3,9.0250998979748837E-3,1.3770072428594501E-4,1.9585226303489452E-3,5.0041486778613048E-5,1.945497511825382E-5,1.6824756015095085E-2]
[2004,9,15,24,4.3468250879122958E-3,7.785844792019013E-3,2.1477028240405368E-4,1.7175429534429523E-3,4.5833333333333443E-7,2.2667527871568995E-5,1.4088108976983215E-2,null,4.0577917920883609E-3,7.5872831473451103E-3,1.3770072428594501E-4,1.6031290447829894E-3,5.0041486778613048E-5,1.945497511825382E-5,1.3455401170399272E-2]
[2004,9,16,4,4.0188471782931813E-3,7.6896553444320264E-3,2.1477028240405368E-4,1.9408558240017863E-3,4.5833333333333443E-7,2.2667527871568995E-5,1.3887254490335949E-2,null,3.7516221066920866E-3,7.4935468099116579E-3,1.3770072428594501E-4,1.8115659564474649E-3,5.0041486778613048E-5,1.945497511825382E-5,1.326393205923402E-2]
[2004,9,16,7,4.9563710676211892E-3,1.0596867997387488E-2,0,2.2001902530441779E-3,4.5833333333333443E-7,0,1.7753887651386191E-2,null,4.6268072512659795E-3,1.0326617100514952E-2,0,2.0536248549901034E-3,5.0041486778613048E-5,0,1.7057090693549649E-2]
[2004,9,16,11,5.1788402433485033E-3,1.3039008466267515E-2,0,2.5404981422749552E-3,4.5833333333333443E-7,0,2.075880518522431E-2,null,4.8344837914997447E-3,1.2706475897851439E-2,0,2.3712631768154982E-3,5.0041486778613048E-5,0,1.9962264352945295E-2]
[2004,9,16,12,5.146943223895392E-3,1.2920813164292572E-2,0,2.5143102256241683E-3,4.5833333333333443E-7,0,2.0582524947145468E-2,null,4.8047076994989779E-3,1.2591294919200399E-2,0,2.3468197649514307E-3,5.0041486778613048E-5,0,1.9792863870429424E-2]
[2004,9,16,18,5.7196055301562696E-3,1.1229014049474321E-2,1.1096464590876105E-4,2.345213825958608E-3,4.5833333333333443E-7,1.1711556066977312E-5,1.9416967940898276E-2,null,5.3392919900989554E-3,1.094264159313978E-2,7.1145374214404917E-5,2.1889877007642243E-3,5.0041486778613048E-5,1.0051737144431139E-5,1.8602159882140409E-2]
[2004,9,16,19,5.987891816122028E-3,1.1017112758038688E-2,2.1477028240405368E-4,2.4012112085838276E-3,4.5833333333333443E-7,2.2667527871568995E-5,1.9644111926353503E-2,null,5.589739124985762E-3,1.0736144399789831E-2,1.3770072428594501E-4,2.2412548247615384E-3,5.0041486778613048E-5,1.945497511825382E-5,1.8774335535719944E-2]
[2004,9,16,22,5.4619948838434216E-3,8.8560007647181856E-3,2.1477028240405368E-4,1.9584450873810859E-3,4.5833333333333443E-7,2.2667527871568995E-5,1.6514336879551651E-2,null,5.0988106399131108E-3,8.6301470360543014E-3,1.3770072428594501E-4,1.8279835132504363E-3,5.0041486778613048E-5,1.945497511825382E-5,1.5764138375400659E-2]
[2004,9,17,1,4.6465319476354135E-3,7.9785554969760177E-3,2.1477028240405368E-4,1.9531887247331496E-3,4.5833333333333443E-7,2.2667527871568995E-5,1.4816172312953537E-2,null,4.337570253567965E-3,7.7750791698823277E-3,1.3770072428594501E-4,1.8230773025417449E-3,5.0041486778613048E-5,1.945497511825382E-5,1.4142923912174848E-2]
[2004,9,17,5,4.2287525642280017E-3,7.8739599342624363E-3,2.1477028240405368E-4,1.9212395738862958E-3,4.5833333333333443E-7,2.2667527871568995E-5,1.426184821598569E-2,null,3.9475702607896642E-3,7.6731510976611444E-3,1.3770072428594501E-4,1.7932564403757814E-3,5.0041486778613048E-5,1.945497511825382E-5,1.36211749850094E-2]
[2004,9,17,9,5.4087565383819933E-3,1.1854340890468816E-2,0,2.1593851238173711E-3,4.5833333333333443E-7,0,1.9422940886001515E-2,null,5.0491122699836454E-3,1.1552020784351443E-2,0,2.0155379543344396E-3,5.0041486778613048E-5,0,1.8666712495448143E-2]
[2004,9,17,13,5.3048250295973176E-3,1.240679083646822E-2,0,2.2369532797337434E-3,4.5833333333333443E-7,0,1.9949027479132617E-2,null,4.952091475551733E-3,1.2090381652953607E-2,0,2.0879389172626262E-3,5.0041486778613048E-5,0,1.918045353254658E-2]
[2004,9,17,16,5.458393432961367E-3,1.1329268364381794E-2,0,2.2332957053234018E-3,4.5833333333333443E-7,0,1.9021415835999894E-2,null,5.0954486601846307E-3,1.1040339131976646E-2,0,2.084524991713388E-3,5.0041486778613048E-5,0,1.827035427065328E-2]
[2004,9,17,19,5.90217542758427E-3,1.0048958491154478E-2,2.1477028240405368E-4,2.0608202005534047E-3,4.5833333333333443E-7,2.2667527871568995E-5,1.8249850262901112E-2,null,5.5097222734167423E-3,9.7926808772841427E-3,1.3770072428594501E-4,1.9235389210849228E-3,5.0041486778613048E-5,1.945497511825382E-5,1.7433139257968619E-2]
[2004,9,17,20,6.0871088434167383E-3,9.7073708081260694E-3,2.1477028240405368E-4,2.1297330467554012E-3,4.5833333333333443E-7,2.2667527871568995E-5,1.8162108841907165E-2,null,5.6823589177884314E-3,9.4598046718094592E-3,1.3770072428594501E-4,1.9878611466709701E-3,5.0041486778613048E-5,1.945497511825382E-5,1.7337221922451674E-2]
[2004,9,17,23,5.3139316483760083E-3,7.375672708062905E-3,2.1477028240405368E-4,1.8708926515648863E-3,4.5833333333333443E-7,2.2667527871568995E-5,1.4798393151612755E-2,null,4.9605925682312171E-3,7.1875716422683976E-3,1.3770072428594501E-4,1.7462633719770612E-3,5.0041486778613048E-5,1.945497511825382E-5,1.4101624768659487E-2]
[2004,9,18,3,3.9776422602347504E-3,5.849809667251878E-3,2.1477028240405368E-4,1.7600696919989904E-3,4.5833333333333443E-7,2.2667527871568995E-5,1.1825417763094573E-2,null,3.7131570258780162E-3,5.700622538611773E-3,1.3770072428594501E-4,1.642822869978111E-3,5.0041486778613048E-5,1.945497511825382E-5,1.1263799620650711E-2]
[2004,9,18,6,3.816447680410201E-3,5.6963098476570089E-3,2.5056532947139594E-5,1.413972911361448E-3,4.5833333333333443E-7,2.6445449183497157E-6,1.0954889850627481E-2,null,3.5626807518820596E-3,5.5510374100299015E-3,1.6065084500026916E-5,1.3197812830217472E-3,5.0041486778613048E-5,2.2697470971296123E-6,1.0501875763309479E-2]
[2004,9,18,10,5.4784042831751622E-3,8.7503150059949145E-3,0,2.2340561695490028E-3,4.5833333333333443E-7,0,{"$f":"SUM(E6276:J6276)","v":1.6463233792052414E-2},null,{"$f":"E6276*V$5","v":5.1141289296015094E-3},{"$f":"F6276*W$5","v":8.5271565709865386E-3},{"$f":"G6276*X$5","v":0},{"$f":"H6276*AB$5","v":2.0852347977098756E-3},{"$f":"I6276*Z$5","v":5.0041486778613048E-5},{"$f":"J6276*AA$5","v":0},{"$f":"SUM(M6276:R6276)","v":1.5776561785076536E-2}]
[2004,9,18,14,5.5873800460508796E-3,8.4962160972537164E-3,0,2.2623097640390643E-3,4.5833333333333443E-7,0,1.6346364240676994E-2,null,5.2158585707051579E-3,8.2795379220729198E-3,0,2.1116062825427542E-3,5.0041486778613048E-5,0,1.5657044262099448E-2]
[2004,9,18,17,5.4274988933698618E-3,7.5315953204797507E-3,0,2.0979520431081131E-3,4.5833333333333443E-7,0,1.5057504590291058E-2,null,5.0666083901854137E-3,7.3395177754218659E-3,0,1.9581972305999398E-3,5.0041486778613048E-5,0,1.4414364882985833E-2]
[2004,9,18,20,6.1088252113961862E-3,6.5791545154347472E-3,2.1477028240405368E-4,1.9737078716909762E-3,4.5833333333333443E-7,2.2667527871568995E-5,1.4899583742130866E-2,null,5.7026313000349636E-3,6.4113669758619615E-3,1.3770072428594501E-4,1.8422295690957325E-3,5.0041486778613048E-5,1.945497511825382E-5,1.4163425031175469E-2]
[2004,9,18,21,6.2121938170785962E-3,6.7324721298058629E-3,2.1477028240405368E-4,2.2062354744903476E-3,4.5833333333333443E-7,2.2667527871568995E-5,1.538879756498376E-2,null,5.799126620461845E-3,6.5607745459822318E-3,1.3770072428594501E-4,2.0592673747670165E-3,5.0041486778613048E-5,1.945497511825382E-5,1.4626365727393904E-2]
[2004,9,19,3,4.8165213729381203E-3,6.3153505744706333E-3,2.1477028240405368E-4,2.2926732116086406E-3,4.5833333333333443E-7,2.2667527871568995E-5,1.366244130262635E-2,null,4.4962565776745624E-3,6.1542908012210329E-3,1.3770072428594501E-4,2.1399470728565902E-3,5.0041486778613048E-5,1.945497511825382E-5,1.2997691637934997E-2]
[2004,9,19,5,4.9156977573815023E-3,6.4708246239971925E-3,1.6107771180304023E-4,2.3204109009199655E-3,4.5833333333333443E-7,1.7000645903676742E-5,1.3885469973338713E-2,null,4.588838430089664E-3,6.3057998111401047E-3,1.0327554321445874E-4,2.1658370194695782E-3,5.0041486778613048E-5,1.4591231338690361E-5,1.3228383522031109E-2]
[2004,9,19,8,5.6455936461942925E-3,7.5095746235208814E-3,0,2.3954721053489631E-3,4.5833333333333443E-7,0,1.555109870839747E-2,null,5.2702013758727118E-3,7.3180586701620124E-3,0,2.2358980311696364E-3,5.0041486778613048E-5,0,1.4874199563982974E-2]
[2004,9,19,11,6.5371985164195227E-3,8.862734391871234E-3,0,2.8708761942060818E-3,4.5833333333333443E-7,0,1.8271267435830175E-2,null,6.1025207931519531E-3,8.6367089361670795E-3,0,2.6796331362088912E-3,5.0041486778613048E-5,0,1.7468904352306538E-2]
[2004,9,19,15,6.2538862972996555E-3,7.9683752439821502E-3,0,2.456804279220617E-3,4.5833333333333443E-7,0,1.6679524153835758E-2,null,5.8380468439838996E-3,7.7651585428933001E-3,0,2.2931445699628772E-3,5.0041486778613048E-5,0,1.5946391443618691E-2]
[2004,9,19,18,7.1496468317851086E-3,7.1881037260963405E-3,2.0045226357711675E-4,2.2827526467621984E-3,4.5833333333333443E-7,2.1156359346797726E-5,1.6842570160900898E-2,null,6.6742456030780889E-3,7.0047862138588306E-3,1.2852067600021533E-4,2.1306873651944884E-3,5.0041486778613048E-5,1.8157976777036898E-5,1.6006439321687271E-2]
[2004,9,19,20,6.620419669865308E-3,6.2427816738011097E-3,2.1477028240405368E-4,1.851287299593711E-3,4.5833333333333443E-7,2.2667527871568995E-5,1.4952384786869083E-2,null,6.1802083252128813E-3,6.0835726181876848E-3,1.3770072428594501E-4,1.7279640280711747E-3,5.0041486778613048E-5,1.945497511825382E-5,1.4198942157654552E-2]
[2004,9,19,23,4.8571788172434328E-3,6.179740888721896E-3,2.1477028240405368E-4,1.6724106253353107E-3,4.5833333333333443E-7,2.2667527871568995E-5,1.2947226474909593E-2,null,4.5342105878895499E-3,6.022139556136767E-3,1.3770072428594501E-4,1.5610032010578013E-3,5.0041486778613048E-5,1.945497511825382E-5,1.232455053126693E-2]
[2004,9,20,2,3.2251863031746678E-3,5.4828141194060015E-3,2.1477028240405368E-4,1.3254998329042321E-3,4.5833333333333443E-7,2.2667527871568995E-5,1.0271396399093857E-2,null,3.0107340977144066E-3,5.3429864426320544E-3,1.3770072428594501E-4,1.2372018276015438E-3,5.0041486778613048E-5,1.945497511825382E-5,9.7981195541308151E-3]
[2004,9,20,6,3.6062008563380807E-3,6.5209666484664381E-3,0,1.3533765377864531E-3,4.5833333333333443E-7,0,1.1481002375924304E-2,null,3.3664138628818762E-3,6.3546630684219929E-3,0,1.2632215292805891E-3,5.0041486778613048E-5,0,1.1034339947363072E-2]
[2004,9,20,9,4.2683466796320972E-3,9.7402976993584741E-3,0,1.5548256830082848E-3,4.5833333333333443E-7,0,1.556392839533219E-2,null,3.984531645996655E-3,9.4918918317279544E-3,0,1.4512511649321738E-3,5.0041486778613048E-5,0,1.4977716129435397E-2]
[2004,9,20,12,4.544556089406143E-3,1.1093898791290658E-2,0,1.9703025763567294E-3,4.5833333333333443E-7,0,1.7609215790386865E-2,null,4.2423750726841994E-3,1.0810972166282344E-2,0,1.8390511170835416E-3,5.0041486778613048E-5,0,1.6942439842828699E-2]
[2004,9,20,16,5.0113157508867648E-3,1.0924993036771231E-2,0,2.1704360416101081E-3,4.5833333333333443E-7,0,1.8107203162601442E-2,null,4.6780984995368011E-3,1.0646373998840256E-2,0,2.0258527166229358E-3,5.0041486778613048E-5,0,1.7400366701778608E-2]
[2004,9,20,17,5.1013470402209568E-3,1.0119866732295977E-2,0,1.9485743301982752E-3,4.5833333333333443E-7,0,1.7170246436048545E-2,null,4.762143341347282E-3,9.8617807524283615E-3,0,1.8187702953206934E-3,5.0041486778613048E-5,0,1.649273587587495E-2]
[2004,9,20,21,5.5009084858686549E-3,8.1105481739949421E-3,2.1477028240405368E-4,1.590347036725719E-3,4.5833333333333443E-7,2.2667527871568995E-5,1.543969984019827E-2,null,5.1351367610946797E-3,7.9037056504596467E-3,1.3770072428594501E-4,1.4844062681220402E-3,5.0041486778613048E-5,1.945497511825382E-5,1.4730445865859179E-2]
[2004,9,20,24,3.8670395155700602E-3,6.8405677561858393E-3,2.1477028240405368E-4,1.3096641807535771E-3,4.5833333333333443E-7,2.2667527871568995E-5,1.2255167596118433E-2,null,3.6099085858313116E-3,6.6661134200855553E-3,1.3770072428594501E-4,1.2224210654349233E-3,5.0041486778613048E-5,1.945497511825382E-5,1.1705640257534601E-2]
[2004,9,21,3,4.2796024082193632E-3,7.4237643102767377E-3,2.1477028240405368E-4,2.0109061720666658E-3,4.5833333333333443E-7,2.2667527871568995E-5,1.3952169034171721E-2,null,3.9950389477977763E-3,7.234436769014807E-3,1.3770072428594501E-4,1.8769499093523121E-3,5.0041486778613048E-5,1.945497511825382E-5,1.3313622812347707E-2]
[2004,9,21,7,5.6977476463578019E-3,1.0074211471377111E-2,0,2.3383744909462149E-3,4.5833333333333443E-7,0,1.8110791942014464E-2,null,5.3188875018400457E-3,9.8172898332011451E-3,0,2.1826039671968105E-3,5.0041486778613048E-5,0,1.7368822789016615E-2]
[2004,9,21,10,5.7793890055960317E-3,1.2314759725701736E-2,0,2.657066067795249E-3,4.5833333333333443E-7,0,2.0751673132426353E-2,null,5.3951002848970546E-3,1.2000697602679992E-2,0,2.4800659445815562E-3,5.0041486778613048E-5,0,1.9925905318937218E-2]
[2004,9,21,14,5.2369238214400454E-3,1.1891808571633992E-2,0,2.4048696593352479E-3,4.5833333333333443E-7,0,1.9534060385742621E-2,null,4.888705220167394E-3,1.158853293087741E-2,0,2.2446695682745046E-3,5.0041486778613048E-5,0,1.8771949206097923E-2]
[2004,9,21,18,6.4196924457638367E-3,1.0775227482638828E-2,2.1477028240405368E-4,2.5045478664198653E-3,4.5833333333333443E-7,2.2667527871568995E-5,1.9937363938431488E-2,null,5.992828049739495E-3,1.0500427901110903E-2,1.3770072428594501E-4,2.3377077240824382E-3,5.0041486778613048E-5,1.945497511825382E-5,1.9038160861115646E-2]
[2004,9,21,21,6.7156563431920715E-3,9.5456179178130852E-3,2.1477028240405368E-4,2.3304460892546418E-3,4.5833333333333443E-7,2.2667527871568995E-5,1.8829616493868759E-2,null,6.2691124295914512E-3,9.3021769497716282E-3,1.3770072428594501E-4,2.1752037149906059E-3,5.0041486778613048E-5,1.945497511825382E-5,1.7953690280536498E-2]
[2004,9,21,22,5.9910615788369018E-3,8.7429860634508343E-3,2.1477028240405368E-4,2.1117618702521041E-3,4.5833333333333443E-7,2.2667527871568995E-5,1.70837056561488E-2,null,5.5926981207739873E-3,8.5200145377534123E-3,1.3770072428594501E-4,1.9710871178389082E-3,5.0041486778613048E-5,1.945497511825382E-5,1.6290996962549119E-2]
[2004,9,22,1,4.8926777800432615E-3,7.7840539259697071E-3,2.1477028240405368E-4,2.1698559160399462E-3,4.5833333333333443E-7,2.2667527871568995E-5,1.508448376566187E-2,null,4.567349119338023E-3,7.5855379535789847E-3,1.3770072428594501E-4,2.0253112360449485E-3,5.0041486778613048E-5,1.945497511825382E-5,1.4385395495144768E-2]
[2004,9,22,4,4.4856617816866748E-3,7.6200796049734456E-3,2.1477028240405368E-4,2.1258791010741796E-3,4.5833333333333443E-7,2.2667527871568995E-5,1.4469516631343255E-2,null,4.187396822206777E-3,7.4257454537891617E-3,1.3770072428594501E-4,1.9842639310984587E-3,5.0041486778613048E-5,1.945497511825382E-5,1.3804603393277208E-2]
[2004,9,22,7,6.0870739696361675E-3,1.0568986602198438E-2,0,2.443438273381737E-3,4.5833333333333443E-7,0,1.9099957178549676E-2,null,5.6823263628689915E-3,1.0299446761843521E-2,0,2.2806689389283838E-3,5.0041486778613048E-5,0,1.831248355041951E-2]
[2004,9,22,12,5.7241392078209996E-3,1.2734226585418305E-2,0,2.7224716322515707E-3,4.5833333333333443E-7,0,2.1181295758824211E-2,null,5.3435242100856933E-3,1.2409466839752338E-2,0,2.5411145255560047E-3,5.0041486778613048E-5,0,2.0344147062172652E-2]
[2004,9,22,16,5.8566692981297103E-3,1.2004586594716567E-2,0,2.680846392712551E-3,4.5833333333333443E-7,0,2.0542560618892161E-2,null,5.4672419815126778E-3,1.1698434786974316E-2,0,2.5022621461338276E-3,5.0041486778613048E-5,0,1.9717980401399438E-2]
[2004,9,22,19,7.0215070756237943E-3,1.0680811187343216E-2,2.1477028240405368E-4,2.4689364773111695E-3,4.5833333333333443E-7,2.2667527871568995E-5,2.0409150883887138E-2,null,6.5546262394562335E-3,1.0408419495437896E-2,1.3770072428594501E-4,2.3044685831976187E-3,5.0041486778613048E-5,1.945497511825382E-5,1.9474711504274558E-2]
[2004,9,22,22,6.2675971069169568E-3,8.9267812513787494E-3,2.1477028240405368E-4,2.1860862637970904E-3,4.5833333333333443E-7,2.2667527871568995E-5,1.7618360765701759E-2,null,5.8508459811938791E-3,8.6991224148277226E-3,1.3770072428594501E-4,2.0404604012196816E-3,5.0041486778613048E-5,1.945497511825382E-5,1.6797625983424092E-2]
[2004,9,22,23,5.5445726913676205E-3,8.7852001536390494E-3,2.1477028240405368E-4,2.2124033653769127E-3,4.5833333333333443E-7,2.2667527871568995E-5,1.6780072353992544E-2,null,5.175897604031394E-3,8.5611520460934024E-3,1.3770072428594501E-4,2.065024392374922E-3,5.0041486778613048E-5,1.945497511825382E-5,1.600927122868253E-2]
[2004,9,23,4,4.2835733619381085E-3,7.4982131443802856E-3,2.1477028240405368E-4,2.0372024479187044E-3,4.5833333333333443E-7,2.2667527871568995E-5,1.4056885097846052E-2,null,3.9987458610231319E-3,7.3069869417221236E-3,1.3770072428594501E-4,1.9014944620830154E-3,5.0041486778613048E-5,1.945497511825382E-5,1.3414424451011082E-2]
[2004,9,23,6,4.8201822963722272E-3,8.5374519464228027E-3,0,2.0485285157220974E-3,4.5833333333333443E-7,0,1.5406621091850462E-2,null,4.499674075448672E-3,8.3197221373796249E-3,0,1.9120660452986802E-3,5.0041486778613048E-5,0,1.478150374490559E-2]
[2004,9,23,10,6.2490938668709282E-3,1.298986221302398E-2,0,2.9790388984778635E-3,4.5833333333333443E-7,0,2.2218453311706108E-2,null,5.8335730764720846E-3,1.2658583016738259E-2,0,2.7805905954868524E-3,5.0041486778613048E-5,0,2.1322788175475813E-2]
[2004,9,23,13,5.2291282703664232E-3,1.2502974763547111E-2,0,2.509224140967299E-3,4.5833333333333443E-7,0,2.0241785508214167E-2,null,4.8814280184117228E-3,1.2184112610667947E-2,0,2.342072489186765E-3,5.0041486778613048E-5,0,1.945765460504505E-2]
[2004,9,23,17,6.1278788408047277E-3,1.1716230632731405E-2,1.4318018826936909E-5,2.748819391952353E-3,4.5833333333333443E-7,1.5111685247712661E-6,2.0609216386173523E-2,null,5.7204179970977171E-3,1.1417432739123429E-2,9.1800482857296663E-6,2.5657071325453176E-3,5.0041486778613048E-5,1.2969983412169212E-6,1.9764076402172027E-2]
[2004,9,23,20,6.4166916470967707E-3,9.8776722356638501E-3,2.1477028240405368E-4,2.1385308554646679E-3,4.5833333333333443E-7,2.2667527871568995E-5,1.8670790881834248E-2,null,5.9900267830782731E-3,9.6257629185562653E-3,1.3770072428594501E-4,1.9960728904553091E-3,5.0041486778613048E-5,1.945497511825382E-5,1.781905977827266E-2]
[2004,9,23,23,5.3322362861444265E-3,8.5793209974942483E-3,2.1477028240405368E-4,2.1197945077957997E-3,4.5833333333333443E-7,2.2667527871568995E-5,1.6269247935043432E-2,null,4.9776800763300334E-3,8.3605234061019783E-3,1.3770072428594501E-4,1.9785846622390052E-3,5.0041486778613048E-5,1.945497511825382E-5,1.5523985330853828E-2]
[2004,9,24,1,4.727434556626546E-3,8.0834522349421383E-3,2.1477028240405368E-4,2.0836122433603868E-3,4.5833333333333443E-7,2.2667527871568995E-5,1.5132395178538025E-2,null,4.4130934080734577E-3,7.877300736512792E-3,1.3770072428594501E-4,1.9448126748158358E-3,5.0041486778613048E-5,1.945497511825382E-5,1.4442404005584896E-2]
[2004,9,24,4,4.1663035431719125E-3,7.2726844321107341E-3,2.1477028240405368E-4,1.9121745494269623E-3,4.5833333333333443E-7,2.2667527871568995E-5,1.3589058668318565E-2,null,3.8892736604111433E-3,7.0872098663302208E-3,1.3770072428594501E-4,1.784795281385088E-3,5.0041486778613048E-5,1.945497511825382E-5,1.2968475994309264E-2]
[2004,9,24,7,5.507655637880189E-3,1.0299922924306863E-2,0,2.2331574727382938E-3,4.5833333333333443E-7,0,1.804119436825868E-2,null,5.1414352749521866E-3,1.0037244988835913E-2,0,2.084395967474618E-3,5.0041486778613048E-5,0,1.7313117718041331E-2]
[2004,9,24,11,5.8696520783957928E-3,1.2805832247719641E-2,0,2.7609877782418862E-3,4.5833333333333443E-7,0,2.1436930437690654E-2,null,5.4793614982028465E-3,1.2479246349792188E-2,0,2.5770649233066989E-3,5.0041486778613048E-5,0,2.0585714258080347E-2]
[2004,9,24,14,5.514025117010774E-3,1.227983971126129E-2,0,2.6432525062186538E-3,4.5833333333333443E-7,0,2.0437575667824052E-2,null,5.1473812285190417E-3,1.1966668149981343E-2,0,2.4671725716787435E-3,5.0041486778613048E-5,0,1.963126343695774E-2]
[2004,9,24,18,6.2744992409707557E-3,1.0706116154878263E-2,2.1477028240405368E-4,2.5263564441048705E-3,4.5833333333333443E-7,2.2667527871568995E-5,1.9744867983562849E-2,null,5.8572891718778755E-3,1.0433079112839925E-2,1.3770072428594501E-4,2.3580635260972605E-3,5.0041486778613048E-5,1.945497511825382E-5,1.8855628996997872E-2]
[2004,9,24,22,7.071643719657102E-3,9.2551970955630086E-3,2.1477028240405368E-4,2.738765916307897E-3,4.5833333333333443E-7,2.2667527871568995E-5,1.9303502875136967E-2,null,6.601429149287354E-3,9.019162701586916E-3,1.3770072428594501E-4,2.5563233679213601E-3,5.0041486778613048E-5,1.945497511825382E-5,1.8384112404978441E-2]
[2004,9,25,1,5.1083782630752909E-3,7.3218827083644904E-3,2.1477028240405368E-4,2.3421277332440838E-3,4.5833333333333443E-7,2.2667527871568995E-5,1.501028484829282E-2,null,4.768707037334498E-3,7.1351534437158366E-3,1.3770072428594501E-4,2.1861071877292346E-3,5.0041486778613048E-5,1.945497511825382E-5,1.429716485496238E-2]
[2004,9,25,2,4.9117063369978758E-3,7.0869990186974074E-3,2.1477028240405368E-4,2.3213958627123382E-3,4.5833333333333443E-7,2.2667527871568995E-5,1.4557997362016578E-2,null,4.585112411088694E-3,6.9062599700077431E-3,1.3770072428594501E-4,2.1667563681555535E-3,5.0041486778613048E-5,1.945497511825382E-5,1.3865325935434802E-2]
[2004,9,25,5,4.6658321992095802E-3,6.8073389547823005E-3,2.0761127299058518E-4,2.1621096162094526E-3,4.5833333333333443E-7,2.1911943609183355E-5,1.3865262320134434E-2,null,4.3555871741568965E-3,6.633732049581743E-3,1.3311070014308015E-4,2.0180809550071625E-3,5.0041486778613048E-5,1.8806475947645356E-5,1.320935884161514E-2]
[2004,9,25,9,6.4550533711361067E-3,9.894392702316273E-3,0,2.9530402944449845E-3,4.5833333333333443E-7,0,1.9302944701230701E-2,null,6.0258377222784836E-3,9.6420569647691703E-3,0,2.7563238852043696E-3,5.0041486778613048E-5,0,1.8474260059030637E-2]
[2004,9,25,12,6.6773306703477066E-3,1.0021595940326269E-2,0,3.1076236159056493E-3,4.5833333333333443E-7,0,1.9807008559912961E-2,null,6.2333351444353053E-3,9.7660161509361357E-3,0,2.9006096580730177E-3,5.0041486778613048E-5,0,1.8950002440223074E-2]
[2004,9,25,15,6.4797606442385559E-3,8.9731703848785361E-3,0,2.7814653935999828E-3,4.5833333333333443E-7,0,1.8234854756050412E-2,null,6.0489021354932695E-3,8.7443284907545975E-3,0,2.5961784248832694E-3,5.0041486778613048E-5,0,1.743945053790975E-2]
[2004,9,25,20,6.9980772538718681E-3,7.441829159244245E-3,2.1477028240405368E-4,2.4290832426904826E-3,4.5833333333333443E-7,2.2667527871568995E-5,1.7106885799415557E-2,null,6.5327543360618598E-3,7.2520409118909919E-3,1.3770072428594501E-4,2.2672701668081468E-3,5.0041486778613048E-5,1.945497511825382E-5,1.6259262600943809E-2]
[2004,9,25,23,5.9486373675037754E-3,6.7758517277795478E-3,2.1477028240405368E-4,2.4647124413016319E-3,4.5833333333333443E-7,2.2667527871568995E-5,1.5427097680193909E-2,null,5.5530948211123341E-3,6.6030478382756675E-3,1.3770072428594501E-4,2.3005259308176451E-3,5.0041486778613048E-5,1.945497511825382E-5,1.4663865776388457E-2]
[2004,9,26,2,4.1456939558101435E-3,5.7043544159745656E-3,2.1477028240405368E-4,1.8750101228627233E-3,4.5833333333333443E-7,2.2667527871568995E-5,1.1962954638256387E-2,null,3.8700344656555333E-3,5.5588768185018027E-3,1.3770072428594501E-4,1.7501065584402532E-3,5.0041486778613048E-5,1.945497511825382E-5,1.1386215028780402E-2]
[2004,9,26,3,4.0847350765846084E-3,5.5944568261968013E-3,2.1477028240405368E-4,1.8713604346117792E-3,4.5833333333333443E-7,2.2667527871568995E-5,1.1788448481002144E-2,null,3.8131289231564487E-3,5.4517819362984738E-3,1.3770072428594501E-4,1.7466999937148918E-3,5.0041486778613048E-5,1.945497511825382E-5,1.1218808039352626E-2]
[2004,9,26,6,4.4960752466914134E-3,6.10856242711096E-3,0,2.0063871735803091E-3,4.5833333333333443E-7,0,1.2611483180716017E-2,null,4.1971178650297182E-3,5.9527763519295375E-3,0,1.8727319433839578E-3,5.0041486778613048E-5,0,1.2072667647121827E-2]
[2004,9,26,10,5.3874970113637795E-3,7.794201095422189E-3,0,2.3018589240265267E-3,4.5833333333333443E-7,0,{"$f":"SUM(E6468:J6468)","v":1.5484015364145827E-2},null,{"$f":"E6468*V$5","v":5.0292663519875243E-3},{"$f":"F6468*W$5","v":7.5954263407529742E-3},{"$f":"G6468*X$5","v":0},{"$f":"H6468*AB$5","v":2.1485208801925977E-3},{"$f":"I6468*Z$5","v":5.0041486778613048E-5},{"$f":"J6468*AA$5","v":0},{"$f":"SUM(M6468:R6468)","v":1.482325505971171E-2}]
[2004,9,26,12,5.7451753448006298E-3,8.2708945943605582E-3,0,2.4183693952199944E-3,4.5833333333333443E-7,0,1.6434897667714519E-2,null,5.3631615919096281E-3,8.0599627716167795E-3,0,2.2572700209446128E-3,5.0041486778613048E-5,0,1.5730435871249636E-2]
[2004,9,26,17,5.957223684381242E-3,7.3917019547044271E-3,3.5795047067342278E-5,2.2071090534301796E-3,4.5833333333333443E-7,3.7779213119281649E-6,1.5596065994228452E-2,null,5.5611102083075866E-3,7.2031920965873082E-3,2.2950120714324166E-5,2.0600827603552184E-3,5.0041486778613048E-5,3.2424958530423025E-6,1.4900619168596092E-2]
[2004,9,26,21,5.8666481646846525E-3,5.821856231625352E-3,2.1477028240405368E-4,1.6044228504052697E-3,4.5833333333333443E-7,2.2667527871568995E-5,1.353082339032423E-2,null,5.4765573236260729E-3,5.6733819967431575E-3,1.3770072428594501E-4,1.4975444232368262E-3,5.0041486778613048E-5,1.945497511825382E-5,1.2854680929788868E-2]
[2004,9,26,24,3.3579449597080668E-3,5.2854595595230088E-3,2.1477028240405368E-4,9.979888794691943E-4,4.5833333333333443E-7,2.2667527871568995E-5,9.8792895423092247E-3,null,3.1346652373197121E-3,5.1506649969506749E-3,1.3770072428594501E-4,9.315079752971289E-4,5.0041486778613048E-5,1.945497511825382E-5,9.4240353957503274E-3]
[2004,9,27,1,3.6431316183190643E-3,5.6672996599788587E-3,2.1477028240405368E-4,1.3540111498153594E-3,4.5833333333333443E-7,2.2667527871568995E-5,1.090233857172224E-2,null,3.4008889889362301E-3,5.522767066354752E-3,1.3770072428594501E-4,1.2638138667086976E-3,5.0041486778613048E-5,1.945497511825382E-5,1.0394667108182491E-2]
[2004,9,27,4,3.9413812992679176E-3,6.5218678925567505E-3,2.1477028240405368E-4,1.8188822584169313E-3,4.5833333333333443E-7,2.2667527871568995E-5,1.2520027593850555E-2,null,3.6793071637812834E-3,6.3555413281716705E-3,1.3770072428594501E-4,1.6977176446524966E-3,5.0041486778613048E-5,1.945497511825382E-5,1.193976332278826E-2]
[2004,9,27,9,4.6272584745857799E-3,1.027377227098839E-2,0,1.8123082945541511E-3,4.5833333333333443E-7,0,1.6713797373461656E-2,null,4.3195783309200259E-3,1.0011761253092978E-2,0,1.6915816045688116E-3,5.0041486778613048E-5,0,1.607296267536043E-2]
[2004,9,27,12,5.0320772480436484E-3,1.1832879896981507E-2,0,2.3060488874321935E-3,4.5833333333333443E-7,0,1.9171464365790682E-2,null,4.697479503154578E-3,1.1531107108499793E-2,0,2.1524317297109386E-3,5.0041486778613048E-5,0,1.8431059828143921E-2]
[2004,9,27,15,4.7871009989392203E-3,1.1489299514842861E-2,0,2.2733968548839891E-3,4.5833333333333443E-7,0,1.8550255701999408E-2,null,4.468792451624291E-3,1.1196289023527033E-2,0,2.1219548082200986E-3,5.0041486778613048E-5,0,1.7837077770150037E-2]
[2004,9,27,18,5.1803149380238089E-3,9.2860785409286488E-3,2.1477028240405368E-4,1.6628151940570541E-3,4.5833333333333443E-7,2.2667527871568995E-5,1.6367104816618471E-2,null,4.8358604293511119E-3,9.0492565804462227E-3,1.3770072428594501E-4,1.5520469682319749E-3,5.0041486778613048E-5,1.945497511825382E-5,1.5644361164212122E-2]
[2004,9,27,22,5.0764398736658327E-3,7.8423555806243321E-3,2.1477028240405368E-4,1.5593282013423174E-3,4.5833333333333443E-7,2.2667527871568995E-5,1.4716019799241437E-2,null,4.7388923261885143E-3,7.6423527467889404E-3,1.3770072428594501E-4,1.455453748571486E-3,5.0041486778613048E-5,1.945497511825382E-5,1.4043896007731753E-2]
[2004,9,28,1,4.4604944883651397E-3,7.677770509333947E-3,2.1477028240405368E-4,1.9191203881158052E-3,4.5833333333333443E-7,2.2667527871568995E-5,1.4295281529423847E-2,null,4.163902976882016E-3,7.4819650726105158E-3,1.3770072428594501E-4,1.7912784238998882E-3,5.0041486778613048E-5,1.945497511825382E-5,1.3644343659575231E-2]
[2004,9,28,2,4.206221868426261E-3,7.3500165229313085E-3,2.1477028240405368E-4,1.8774232628516816E-3,4.5833333333333443E-7,2.2667527871568995E-5,1.3671557797818205E-2,null,3.9265376977936101E-3,7.1625697643381229E-3,1.3770072428594501E-4,1.7523589474111791E-3,5.0041486778613048E-5,1.945497511825382E-5,1.3048663595725724E-2]
[2004,9,28,6,5.320852600354367E-3,8.9951331524332264E-3,1.4318018826936909E-5,2.4088307755336441E-3,4.5833333333333443E-7,1.5111685247712661E-6,1.6741104049006278E-2,null,4.9670533255801426E-3,8.7657311439782483E-3,9.1800482857296663E-6,2.2483668152136157E-3,5.0041486778613048E-5,1.2969983412169212E-6,1.6041669818177565E-2]
[2004,9,28,9,6.1609084401304578E-3,1.2303869136355406E-2,0,2.7121218852040291E-3,4.5833333333333443E-7,0,2.1177357795023229E-2,null,5.7512513603753474E-3,1.1990084754977613E-2,0,2.5314542256113593E-3,5.0041486778613048E-5,0,2.0322831827742933E-2]
[2004,9,28,13,5.512007562266376E-3,1.2750140311604119E-2,0,2.7075068488264663E-3,4.5833333333333443E-7,0,2.0970113056030297E-2,null,5.1454978269750793E-3,1.242497471972252E-2,0,2.5271466193038895E-3,5.0041486778613048E-5,0,2.0147660652780106E-2]
[2004,9,28,16,5.912029206781637E-3,1.264632603881741E-2,0,2.8343946979844576E-3,4.5833333333333443E-7,0,2.1393208276916841E-2,null,5.5189208456020633E-3,1.2323808012266971E-2,0,2.6455818502874591E-3,5.0041486778613048E-5,0,2.0538352194935109E-2]
[2004,9,28,19,6.5136057144588953E-3,1.0842400090882397E-2,2.1477028240405368E-4,2.3916085295052542E-3,4.5833333333333443E-7,2.2667527871568995E-5,1.9985510478455509E-2,null,6.0804967465864675E-3,1.0565887412840713E-2,1.3770072428594501E-4,2.2322918269467055E-3,5.0041486778613048E-5,1.945497511825382E-5,1.9085873172556698E-2]
[2004,9,28,23,5.3982231266551982E-3,8.8451683442754593E-3,2.1477028240405368E-4,2.1721666982980519E-3,4.5833333333333443E-7,2.2667527871568995E-5,1.6653454312837667E-2,null,5.039279256052044E-3,8.6195908737796163E-3,1.3770072428594501E-4,2.0274680858324385E-3,5.0041486778613048E-5,1.945497511825382E-5,1.589353540184691E-2]
[2004,9,29,3,4.8736649721217527E-3,8.1691520501142E-3,2.1477028240405368E-4,2.3490208019978018E-3,4.5833333333333443E-7,2.2667527871568995E-5,1.5629733967842709E-2,null,4.5496005294205248E-3,7.9608149576095317E-3,1.3770072428594501E-4,2.192541075571527E-3,5.0041486778613048E-5,1.945497511825382E-5,1.4910153748784395E-2]
[2004,9,29,4,4.8665469507068789E-3,8.3048914568184928E-3,2.1477028240405368E-4,2.3589120682206478E-3,4.5833333333333443E-7,2.2667527871568995E-5,1.576824661935498E-2,null,4.5429558063665642E-3,8.0930926153884031E-3,1.3770072428594501E-4,2.2017734363341725E-3,5.0041486778613048E-5,1.945497511825382E-5,1.5045019044271952E-2]
[2004,9,29,7,6.0431107694172799E-3,1.0335534321656186E-2,0,2.3372876048326141E-3,4.5833333333333443E-7,0,1.8716391029239415E-2,null,5.6412864062583105E-3,1.0071948192172164E-2,0,2.1815894838654961E-3,5.0041486778613048E-5,0,1.7944865569074587E-2]
[2004,9,29,10,6.0095014904073219E-3,1.2614967867205769E-2,0,2.6603328885782839E-3,4.5833333333333443E-7,0,2.128526057952471E-2,null,5.6099119079183928E-3,1.2293249565064883E-2,0,2.4831151465074153E-3,5.0041486778613048E-5,0,2.0436318106269304E-2]
[2004,9,29,14,5.8021808606377864E-3,1.2684717903636258E-2,0,2.6691277282208554E-3,4.5833333333333443E-7,0,2.1156484825828235E-2,null,5.4163766418804729E-3,1.2361220773080515E-2,0,2.4913241190090648E-3,5.0041486778613048E-5,0,2.0318963020748669E-2]
[2004,9,29,17,6.932267989954442E-3,1.253519712940868E-2,5.7272075307747637E-5,3.0833300640491436E-3,4.5833333333333443E-7,6.0446740990850642E-6,2.261457026615243E-2,null,6.4713209253386868E-3,1.2215513212657814E-2,3.6720193142918665E-5,2.8779344181297977E-3,5.0041486778613048E-5,5.1879933648676847E-6,2.1656718229412699E-2]
[2004,9,29,20,7.6568099913911581E-3,1.0480566503323687E-2,2.1477028240405368E-4,2.5974704544254484E-3,4.5833333333333443E-7,2.2667527871568995E-5,2.0972743092749255E-2,null,7.1476859796006766E-3,1.0213281632175554E-2,1.3770072428594501E-4,2.4244402855299043E-3,5.0041486778613048E-5,1.945497511825382E-5,1.9992605083488948E-2]
[2004,9,30,1,5.2034635855875101E-3,8.3680488911111617E-3,2.1477028240405368E-4,2.3665099797030627E-3,4.5833333333333443E-7,2.2667527871568995E-5,1.6175918600010691E-2,null,4.8574698546631958E-3,8.1546393517591981E-3,1.3770072428594501E-4,2.2088652138950965E-3,5.0041486778613048E-5,1.945497511825382E-5,1.5428171606500302E-2]
[2004,9,30,4,4.7445962434764415E-3,8.060674815868047E-3,2.1477028240405368E-4,2.2832704317984286E-3,4.5833333333333443E-7,2.2667527871568995E-5,1.5326437634751873E-2,null,4.4291139634511159E-3,7.8551042077484347E-3,1.3770072428594501E-4,2.1311706580454011E-3,5.0041486778613048E-5,1.945497511825382E-5,1.4622586015427763E-2]
[2004,9,30,5,4.9376407322421993E-3,8.3555088147705611E-3,2.1477028240405368E-4,2.2933776138303408E-3,4.5833333333333443E-7,2.2667527871568995E-5,1.5824423304452058E-2,null,4.6093223514536361E-3,8.1424190837693991E-3,1.3770072428594501E-4,2.1406045514125436E-3,5.0041486778613048E-5,1.945497511825382E-5,1.509954317281839E-2]
[2004,9,30,8,6.3507762943323517E-3,1.1555303531724225E-2,0,2.5261176554857165E-3,4.5833333333333443E-7,0,2.0432655814875626E-2,null,5.9284943376702783E-3,1.126060974636682E-2,0,2.3578406443520547E-3,5.0041486778613048E-5,0,1.9596986215167769E-2]
[2004,9,30,11,6.0017902549505814E-3,1.2935518943828784E-2,0,2.8325912244399659E-3,4.5833333333333443E-7,0,2.1770358756552668E-2,null,5.6027134153840983E-3,1.2605625658667238E-2,0,2.6438985149071846E-3,5.0041486778613048E-5,0,2.0902279075737135E-2]
[2004,9,30,17,6.7808233233668741E-3,1.2304569256329265E-2,6.4431084721216093E-5,2.9995052365680954E-3,4.5833333333333443E-7,6.800258361470697E-6,2.2156587492680256E-2,null,6.329946263923511E-3,1.1990767019859674E-2,4.1310217285783498E-5,2.7996935710293438E-3,5.0041486778613048E-5,5.8364925354761448E-6,2.1217595051412404E-2]
[2004,9,30,19,7.6718195155102264E-3,1.1450849365509941E-2,2.1477028240405368E-4,2.8283486599869128E-3,4.5833333333333443E-7,2.2667527871568995E-5,2.2188913684616042E-2,null,7.1616974759323038E-3,1.1158819464623725E-2,1.3770072428594501E-4,2.6399385683536386E-3,5.0041486778613048E-5,1.945497511825382E-5,2.1167652695092482E-2]
[2004,9,30,23,6.1082154628220031E-3,9.5657289021612527E-3,2.1477028240405368E-4,2.5721525721734946E-3,4.5833333333333443E-7,2.2667527871568995E-5,1.8483993080765707E-2,null,5.7020620954524193E-3,9.3217750456362908E-3,1.3770072428594501E-4,2.400808950832195E-3,5.0041486778613048E-5,1.945497511825382E-5,1.7631843278103718E-2]
[2004,10,1,2,3.9153816171164308E-3,7.8491986306521919E-3,2.1858515433966898E-4,2.0322126806967293E-3,4.4354838709677579E-7,1.9297504305239392E-5,1.4035119135497359E-2,null,3.6550362776293218E-3,7.6490212791755661E-3,1.4014664288656439E-4,1.8968370875793855E-3,4.8427245269625589E-5,1.6562567750218531E-5,1.3406031100290681E-2]
[2004,10,1,5,4.0895788888516285E-3,8.0321877145535583E-3,2.1858515433966898E-4,1.9440249737439552E-3,4.4354838709677579E-7,1.9297504305239392E-5,1.4304117784181149E-2,null,3.8176506559756936E-3,7.827343610216142E-3,1.4014664288656439E-4,1.8145239936766084E-3,4.8427245269625589E-5,1.6562567750218531E-5,1.3664654715774851E-2]
[2004,10,1,6,4.5097443862004809E-3,8.5960054513996506E-3,3.6430859056611506E-5,1.9135467452326028E-3,4.4354838709677579E-7,3.2162507175398991E-6,1.5059387240993982E-2,null,4.2098781029005833E-3,8.3767823579974591E-3,2.3357773814427405E-5,1.7860760685390524E-3,4.8427245269625589E-5,2.7604279583697556E-6,1.4447281976479516E-2]
[2004,10,1,10,5.4590554591070397E-3,1.2590808015637238E-2,0,2.5531758971421474E-3,4.4354838709677579E-7,0,2.060348292027352E-2,null,5.096066666247844E-3,1.2269705859847928E-2,0,2.3830964046305542E-3,4.8427245269625589E-5,0,1.9797296175995949E-2]
[2004,10,1,13,4.9621757637376904E-3,1.2518394779546169E-2,0,2.3567460972366825E-3,4.4354838709677579E-7,0,1.9837760188907639E-2,null,4.6322259759168987E-3,1.2199139371494385E-2,0,2.1997517512359391E-3,4.8427245269625589E-5,0,1.9079544343916847E-2]
[2004,10,1,17,5.6696680716378347E-3,1.1606873796052204E-2,7.2861718113223013E-5,2.5002391986663633E-3,4.4354838709677579E-7,6.4325014350797982E-6,1.9856518834291795E-2,null,5.2926750213469001E-3,1.1310864819244832E-2,4.6715547628854809E-5,2.3336860776915209E-3,4.8427245269625589E-5,5.5208559167395111E-6,1.9037889567098471E-2]
[2004,10,1,20,6.5220257862935206E-3,1.064895505875779E-2,2.1858515433966898E-4,2.5177480124289535E-3,4.4354838709677579E-7,1.9297504305239392E-5,1.9927055064512266E-2,null,6.0883569428649767E-3,1.0377375790610434E-2,1.4014664288656439E-4,2.3500285440189207E-3,4.8427245269625589E-5,1.6562567750218531E-5,1.9020897733400738E-2]
[2004,10,1,24,4.7952126590109058E-3,7.9061095900036342E-3,2.1858515433966898E-4,2.3451700329597805E-3,4.4354838709677579E-7,1.9297504305239392E-5,1.5284818489006327E-2,null,4.4763647433529435E-3,7.7044808438497892E-3,1.4014664288656439E-4,2.1889468250305272E-3,4.8427245269625589E-5,1.6562567750218531E-5,1.4574928868139669E-2]
[2004,10,2,3,3.8799887383747221E-3,6.8290337416620495E-3,2.1858515433966898E-4,1.9880953249353504E-3,4.4354838709677579E-7,1.9297504305239392E-5,1.2935444012004128E-2,null,3.6219967763952243E-3,6.654873556415618E-3,1.4014664288656439E-4,1.8556586039447753E-3,4.8427245269625589E-5,1.6562567750218531E-5,1.2337665392662026E-2]
[2004,10,2,6,4.0781039279224095E-3,7.0810205192419449E-3,4.3717030867933794E-5,1.894190704194535E-3,4.4354838709677579E-7,3.8595008610478782E-6,1.3101335231474966E-2,null,3.8069386992414318E-3,6.90043393964411E-3,2.8029328577312875E-5,1.7680094277496994E-3,4.8427245269625589E-5,3.3125135500437063E-6,1.2555151154032223E-2]
[2004,10,2,7,4.6657632033882774E-3,8.0286915216299486E-3,0,2.1135176192581882E-3,4.4354838709677579E-7,0,1.4808415892663513E-2,null,4.3555227660724422E-3,7.8239365803616095E-3,0,1.9727259078449223E-3,4.8427245269625589E-5,0,1.42006124995486E-2]
[2004,10,2,11,6.6377800021062737E-3,9.2360756818414807E-3,0,2.3312879737221411E-3,4.4354838709677579E-7,0,1.8205587206056993E-2,null,6.1964143174602368E-3,9.0005289394251686E-3,0,2.1759895174297788E-3,4.8427245269625589E-5,0,1.742136001958481E-2]
[2004,10,2,15,5.4543138418414513E-3,8.6184182737181533E-3,0,2.2761298253866453E-3,4.4354838709677579E-7,0,1.6349305489333346E-2,null,5.0916403331812037E-3,8.3986235882819275E-3,0,2.1245057222351229E-3,4.8427245269625589E-5,0,1.5663196888967879E-2]
[2004,10,2,18,6.068801807195252E-3,7.5354834421918118E-3,2.1858515433966898E-4,2.0374465471356589E-3,4.4354838709677579E-7,1.9297504305239392E-5,1.5880058003554725E-2,null,5.6652691707168076E-3,7.3433067387429669E-3,1.4014664288656439E-4,1.9017223006612147E-3,4.8427245269625589E-5,1.6562567750218531E-5,1.5115434666027397E-2]
[2004,10,2,21,5.8453566926216201E-3,6.9679909920184009E-3,2.1858515433966898E-4,2.0436347544389899E-3,4.4354838709677579E-7,1.9297504305239392E-5,1.5095308646111017E-2,null,5.4566815847059344E-3,6.7902869934919514E-3,1.4014664288656439E-4,1.9074982813103284E-3,4.8427245269625589E-5,1.6562567750218531E-5,1.4359603315414622E-2]
[2004,10,3,1,4.2245854207174915E-3,6.8213764950873571E-3,2.1858515433966898E-4,2.1238110910104615E-3,4.4354838709677579E-7,1.9297504305239392E-5,1.3408099213847316E-2,null,3.9436802030138347E-3,6.6474115918577345E-3,1.4014664288656439E-4,1.9823336812660433E-3,4.8427245269625589E-5,1.6562567750218531E-5,1.2778561932044019E-2]
[2004,10,3,4,3.9988150718697092E-3,6.298295792868655E-3,2.1858515433966898E-4,1.948227231402159E-3,4.4354838709677579E-7,1.9297504305239392E-5,1.2483664303172531E-2,null,3.7329219944539733E-3,6.1376709660603086E-3,1.4014664288656439E-4,1.818446318467394E-3,4.8427245269625589E-5,1.6562567750218531E-5,1.1894175734888084E-2]
[2004,10,3,8,4.4120996473627459E-3,7.0681919175508362E-3,0,1.7657475524117121E-3,4.4354838709677579E-7,0,1.324648266571239E-2,null,4.1187260524308753E-3,6.8879325045378354E-3,0,1.6481225004307942E-3,4.8427245269625589E-5,0,1.270320830266913E-2]
[2004,10,3,9,4.9984110922339049E-3,7.4369724082223865E-3,0,1.8361297883837016E-3,4.4354838709677579E-7,0,1.427195683722709E-2,null,4.6660519099220293E-3,7.2473080221194443E-3,0,1.7138162325714E-3,4.8427245269625589E-5,0,1.3675603409882499E-2]
[2004,10,3,12,5.288716074093776E-3,8.4875626515636907E-3,0,2.196070490728477E-3,4.4354838709677579E-7,0,1.597279276477304E-2,null,4.9370536522900703E-3,8.271105164369132E-3,0,2.0497795301249152E-3,4.8427245269625589E-5,0,1.5306365592053743E-2]
[2004,10,3,16,6.306827061814734E-3,8.8254780712905493E-3,0,2.5585003427568715E-3,4.4354838709677579E-7,0,1.7691249024249248E-2,null,5.8874674200069714E-3,8.6004027599171154E-3,0,2.3880661629677303E-3,4.8427245269625589E-5,0,1.6924363588161441E-2]
[2004,10,3,19,6.7827677644732151E-3,7.5657315894093451E-3,2.1858515433966898E-4,2.1502503996506982E-3,4.4354838709677579E-7,1.9297504305239392E-5,1.673707596056526E-2,null,6.3317614133721169E-3,7.3727834703954222E-3,1.4014664288656439E-4,2.0070117386736786E-3,4.8427245269625589E-5,1.6562567750218531E-5,1.5916693078347626E-2]
[2004,10,3,21,6.0061189099485683E-3,7.3304686795260601E-3,2.1858515433966898E-4,2.0595816751774105E-3,4.4354838709677579E-7,1.9297504305239392E-5,1.5634495471684044E-2,null,5.6067542452694456E-3,7.1435204476875246E-3,1.4014664288656439E-4,1.9223828999216808E-3,4.8427245269625589E-5,1.6562567750218531E-5,1.4877794048785059E-2]
[2004,10,4,3,2.8677222464418891E-3,6.2331122764916281E-3,2.1858515433966898E-4,1.368917135220028E-3,4.4354838709677579E-7,1.9297504305239392E-5,1.0708077865185553E-2,null,2.677038886602626E-3,6.0741498185800666E-3,1.4014664288656439E-4,1.2777268917631417E-3,4.8427245269625589E-5,1.6562567750218531E-5,1.0234052052852244E-2]
[2004,10,4,6,3.5145234571208285E-3,7.0863386055203441E-3,5.8289374490578397E-5,1.2488036386487239E-3,4.4354838709677579E-7,5.1460011480638382E-6,1.1913544625315636E-2,null,3.2808323659179752E-3,6.9056163992838888E-3,3.7372438103083841E-5,1.1656147407174268E-3,4.8427245269625589E-5,4.4166847333916087E-6,1.1442279874025393E-2]
[2004,10,4,7,4.0093153263017706E-3,8.3162233271081906E-3,0,1.2557818334351712E-3,4.4354838709677579E-7,0,1.358176403523223E-2,null,3.7427240558177361E-3,8.1041354900890476E-3,0,1.1721280839324432E-3,4.8427245269625589E-5,0,1.3067414875108851E-2]
[2004,10,4,10,4.189804889750114E-3,1.0974470912914475E-2,0,1.6430839876049208E-3,4.4354838709677579E-7,0,{"$f":"SUM(E6660:J6660)","v":1.6807803338656606E-2},null,{"$f":"E6660*V$5","v":3.911212332733901E-3},{"$f":"F6660*W$5","v":1.0694590045506493E-2},{"$f":"G6660*X$5","v":0},{"$f":"H6660*AB$5","v":1.5336301536256118E-3},{"$f":"I6660*Z$5","v":4.8427245269625589E-5},{"$f":"J6660*AA$5","v":0},{"$f":"SUM(M6660:R6660)","v":1.6187859777135633E-2}]
[2004,10,4,13,4.2981661145878236E-3,1.1514701489495431E-2,0,1.7354323176506036E-3,4.4354838709677579E-7,0,1.7548743470120951E-2,null,4.012368298256839E-3,1.1221043174083475E-2,0,1.6198267112352302E-3,4.8427245269625589E-5,0,1.6901665428845171E-2]
[2004,10,4,18,5.7402839185199473E-3,9.5780822286686534E-3,2.1858515433966898E-4,1.4044989968049891E-3,4.4354838709677579E-7,1.9297504305239392E-5,1.6961191351025594E-2,null,5.3585954110737452E-3,9.3338133264557772E-3,1.4014664288656439E-4,1.3109384720965205E-3,4.8427245269625589E-5,1.6562567750218531E-5,1.6208483665532451E-2]
[2004,10,4,21,5.5078020885698693E-3,9.0177409006940053E-3,2.1858515433966898E-4,1.6906137870414354E-3,4.4354838709677579E-7,1.9297504305239392E-5,1.6454482983337314E-2,null,5.1415719877010348E-3,8.7877623290275909E-3,1.4014664288656439E-4,1.577993761427469E-3,4.8427245269625589E-5,1.6562567750218531E-5,1.5712464534062501E-2]
[2004,10,4,24,3.5264416426489609E-3,7.8928941324686933E-3,2.1858515433966898E-4,1.4895979301153856E-3,4.4354838709677579E-7,1.9297504305239392E-5,1.3147259912265046E-2,null,3.291958075932654E-3,7.6916024188467512E-3,1.4014664288656439E-4,1.3903685506261277E-3,4.8427245269625589E-5,1.6562567750218531E-5,1.257906550131194E-2]
[2004,10,5,4,3.7083993994372509E-3,7.2568120336014667E-3,2.1858515433966898E-4,1.5222762763678107E-3,4.4354838709677579E-7,1.9297504305239392E-5,1.2725813916438535E-2,null,3.4618169216579023E-3,7.0717422600608598E-3,1.4014664288656439E-4,1.4208700329370783E-3,4.8427245269625589E-5,1.6562567750218531E-5,1.2159565670562249E-2]
[2004,10,5,7,5.0623498160990051E-3,9.5106005052271372E-3,0,1.6585386235400778E-3,4.4354838709677579E-7,0,1.6231932493253314E-2,null,4.7257391583502874E-3,9.2680525828629356E-3,0,1.5480552809241939E-3,4.8427245269625589E-5,0,1.5590274267407042E-2]
[2004,10,5,8,5.1521427929594309E-3,1.067304472943385E-2,0,1.8174585649888858E-3,4.4354838709677579E-7,0,1.7643089635769261E-2,null,4.8095615337903847E-3,1.0400851104751415E-2,0,1.6963887903837919E-3,4.8427245269625589E-5,0,1.6955228674195216E-2]
[2004,10,5,11,5.298029290112638E-3,1.2689107891079764E-2,0,2.4273424794209082E-3,4.4354838709677579E-7,0,2.0414923209000405E-2,null,4.9457476049463139E-3,1.2365498803099983E-2,0,2.2656453642656824E-3,4.8427245269625589E-5,0,1.9625319017581605E-2]
[2004,10,5,15,5.0272870365162554E-3,1.2847141376010427E-2,0,2.4867585690746992E-3,4.4354838709677579E-7,0,2.0361630529988479E-2,null,4.693007807002764E-3,1.2519501975390257E-2,0,2.321103458551175E-3,4.8427245269625589E-5,0,1.9582040486213818E-2]
[2004,10,5,19,6.6762382626500364E-3,1.0726355560723452E-2,2.1858515433966898E-4,2.0520374506589091E-3,4.4354838709677579E-7,1.9297504305239392E-5,1.9692957481064401E-2,null,6.2323153741662999E-3,1.0452802355080625E-2,1.4014664288656439E-4,1.9153412329742958E-3,4.8427245269625589E-5,1.6562567750218531E-5,1.8805595418127631E-2]
[2004,10,5,22,5.1200240276702731E-3,8.6532279566167575E-3,2.1858515433966898E-4,1.6575722401317716E-3,4.4354838709677579E-7,1.9297504305239392E-5,1.5669150431450805E-2,null,4.7795784404920634E-3,8.4325455232133473E-3,1.4014664288656439E-4,1.5471532730255578E-3,4.8427245269625589E-5,1.6562567750218531E-5,1.4964413692637376E-2]
[2004,10,6,1,3.9782416273082353E-3,7.9647518108811391E-3,2.1858515433966898E-4,1.8650484079437164E-3,4.4354838709677579E-7,1.9297504305239392E-5,1.4046368053165097E-2,null,3.7137165392566425E-3,7.7616275178552701E-3,1.4014664288656439E-4,1.740808441912515E-3,4.8427245269625589E-5,1.6562567750218531E-5,1.3421288954930836E-2]
[2004,10,6,5,4.1228476738912837E-3,7.8702964442705116E-3,2.1858515433966898E-4,1.7645911029559125E-3,4.4354838709677579E-7,1.9297504305239392E-5,1.3996061428149714E-2,null,3.8487073007995374E-3,7.6695810372992054E-3,1.4014664288656439E-4,1.6470430877106059E-3,4.8427245269625589E-5,1.6562567750218531E-5,1.3370467881715756E-2]
[2004,10,6,8,5.3093346955050674E-3,1.1168687880533774E-2,0,2.0679976109235511E-3,4.4354838709677579E-7,0,1.8546463735349489E-2,null,4.9563012803944479E-3,1.0883853916635402E-2,0,1.9302382091624891E-3,4.8427245269625589E-5,0,1.7818820651461963E-2]
[2004,10,6,12,5.0550914296774233E-3,1.2558449326664974E-2,0,2.3912822171829828E-3,4.4354838709677579E-7,0,2.0005266521912472E-2,null,4.718963403575336E-3,1.2238172411382435E-2,0,2.2319872518788996E-3,4.8427245269625589E-5,0,1.9237550312106298E-2]
[2004,10,6,13,4.8302472164198917E-3,1.231126626478009E-2,0,2.2274413452089367E-3,4.4354838709677579E-7,0,1.9369398374796013E-2,null,4.5090697491027626E-3,1.1997293235153441E-2,0,2.07906061906448E-3,4.8427245269625589E-5,0,1.863385084859031E-2]
[2004,10,6,16,5.0648493506969487E-3,1.2027276749125087E-2,0,2.3702375915639761E-3,4.4354838709677579E-7,0,1.9462807239773106E-2,null,4.7280724914774428E-3,1.1720546276575405E-2,0,2.2123445113589116E-3,4.8427245269625589E-5,0,1.8709390524681384E-2]
[2004,10,6,20,6.0593215963115387E-3,1.002882182881281E-2,2.1858515433966898E-4,1.9802927912037156E-3,4.4354838709677579E-7,1.9297504305239392E-5,1.8306762423360066E-2,null,5.6564193271796993E-3,9.7730577582893583E-3,1.4014664288656439E-4,1.8483758350201272E-3,4.8427245269625589E-5,1.6562567750218531E-5,1.7482989376395593E-2]
[2004,10,6,23,4.9961171642133213E-3,8.7288854976302621E-3,2.1858515433966898E-4,1.8921387713807455E-3,4.4354838709677579E-7,1.9297504305239392E-5,1.5855467640256332E-2,null,4.6639105119809319E-3,8.5062735772955152E-3,1.4014664288656439E-4,1.7660941841832227E-3,4.8427245269625589E-5,1.6562567750218531E-5,1.5141414729366077E-2]
[2004,10,7,3,3.5858323323724279E-3,7.6963649183667444E-3,2.1858515433966898E-4,1.9161724530865557E-3,4.4354838709677579E-7,1.9297504305239392E-5,1.3436695910857735E-2,null,3.3473997025020123E-3,7.500085270233001E-3,1.4014664288656439E-4,1.7885268651932781E-3,4.8427245269625589E-5,1.6562567750218531E-5,1.28411482938347E-2]
[2004,10,7,5,3.3434245529810969E-3,7.5946355550930399E-3,2.1858515433966898E-4,1.6284496697929623E-3,4.4354838709677579E-7,1.9297504305239392E-5,1.2804835984899106E-2,null,3.1211103355137182E-3,7.4009503010453387E-3,1.4014664288656439E-4,1.5199706990612256E-3,4.8427245269625589E-5,1.6562567750218531E-5,1.2247167791526691E-2]
[2004,10,7,10,4.4735785311740151E-3,1.2262805043563606E-2,0,2.0839123072143562E-3,4.4354838709677579E-7,0,1.8820739430339069E-2,null,4.1761170228680911E-3,1.1950067915761961E-2,0,1.9450927499537667E-3,4.8427245269625589E-5,0,1.8119704933853443E-2]
[2004,10,7,11,4.6221893994006762E-3,1.2739179450252618E-2,0,2.2737831318534619E-3,4.4354838709677579E-7,0,1.963559552989385E-2,null,4.3148463135824081E-3,1.24142933921551E-2,0,2.122315353397645E-3,4.8427245269625589E-5,0,1.8899882304404775E-2]
[2004,10,7,14,4.6530707713624969E-3,1.2777470490385889E-2,0,2.2298433415670611E-3,4.4354838709677579E-7,0,1.9660828151702545E-2,null,4.3436742915067021E-3,1.2451607899605248E-2,0,2.0813026067361437E-3,4.8427245269625589E-5,0,1.8925012043117719E-2]
[2004,10,7,17,5.054467090710257E-3,1.1309887257520215E-2,1.0929257716983449E-4,1.9910416077457646E-3,4.4354838709677579E-7,9.648752152619696E-6,1.8474780833685783E-2,null,4.7183805787583237E-3,1.1021452299603815E-2,7.0073321443282194E-5,1.8584086204949011E-3,4.8427245269625589E-5,8.2812838751092654E-6,1.7725023349445056E-2]
[2004,10,7,21,5.268946328630425E-3,9.2527981833794674E-3,2.1858515433966898E-4,1.6885478698431457E-3,4.4354838709677579E-7,1.9297504305239392E-5,1.6448618588885043E-2,null,4.9185984558534936E-3,9.0168249686281496E-3,1.4014664288656439E-4,1.5760654650445135E-3,4.8427245269625589E-5,1.6562567750218531E-5,1.5716625345432566E-2]
[2004,10,7,24,3.5402424323288271E-3,8.1291919209617695E-3,2.1858515433966898E-4,1.6465788920291622E-3,4.4354838709677579E-7,1.9297504305239392E-5,1.3554339452351766E-2,null,3.3048412101638947E-3,7.9218739277556148E-3,1.4014664288656439E-4,1.536892245429494E-3,4.8427245269625589E-5,1.6562567750218531E-5,1.2968743839255411E-2]
[2004,10,8,2,3.4813593529060861E-3,7.6573660009368917E-3,2.1858515433966898E-4,1.8104903577663334E-3,4.4354838709677579E-7,1.9297504305239392E-5,1.3187541918641318E-2,null,3.2498734413804395E-3,7.4620809384123186E-3,1.4014664288656439E-4,1.6898847694123528E-3,4.8427245269625589E-5,1.6562567750218531E-5,1.2606975605111519E-2]
[2004,10,8,8,4.9557658704743523E-3,1.1210662023684613E-2,0,2.0639546175502304E-3,4.4354838709677579E-7,0,1.8230826060096291E-2,null,4.6262422954728745E-3,1.092475759728404E-2,0,1.9264645392862026E-3,4.8427245269625589E-5,0,1.7525891677312742E-2]
[2004,10,8,11,4.6600024474160407E-3,1.2283030564938088E-2,0,2.1120799580628402E-3,4.4354838709677579E-7,0,1.9055556518804063E-2,null,4.3501450598552385E-3,1.1969777627626264E-2,0,1.9713840162699841E-3,4.8427245269625589E-5,0,1.8339733949021112E-2]
[2004,10,8,12,4.6111817392653024E-3,1.2379744888721683E-2,0,2.222701233799672E-3,4.4354838709677579E-7,0,1.9214071410173752E-2,null,4.3045705854258673E-3,1.2064025455389584E-2,0,2.074636269582875E-3,4.8427245269625589E-5,0,1.849165955566795E-2]
[2004,10,8,15,4.6704827460218963E-3,1.1703468645797131E-2,0,2.2197566372098155E-3,4.4354838709677579E-7,0,1.8594151577415938E-2,null,4.3599284923148823E-3,1.1404996219904305E-2,0,2.0718878269259358E-3,4.8427245269625589E-5,0,1.7885239784414746E-2]
[2004,10,8,19,5.6607059052827284E-3,1.0337035840318183E-2,2.1858515433966898E-4,2.2093532006024624E-3,4.4354838709677579E-7,1.9297504305239392E-5,1.8445421153235376E-2,null,5.284308776020809E-3,1.0073411417749338E-2,1.4014664288656439E-4,2.0621774139447792E-3,4.8427245269625589E-5,1.6562567750218531E-5,1.7625034063621335E-2]
[2004,10,8,23,5.2295923780437082E-3,8.301817944189091E-3,2.1858515433966898E-4,2.285075810720572E-3,4.4354838709677579E-7,1.9297504305239392E-5,1.6054812339985375E-2,null,4.8818612661926768E-3,8.0900974862535262E-3,1.4014664288656439E-4,2.1328557718768341E-3,4.8427245269625589E-5,1.6562567750218531E-5,1.5309950980229445E-2]
[2004,10,9,2,4.4635480768630796E-3,7.4147040031503067E-3,2.1858515433966898E-4,2.3727665248596723E-3,4.4354838709677579E-7,1.9297504305239392E-5,1.4489344811905065E-2,null,4.1667535232216444E-3,7.2256075260223691E-3,1.4014664288656439E-4,2.2147049800799543E-3,4.8427245269625589E-5,1.6562567750218531E-5,1.3812202485230376E-2]
[2004,10,9,6,4.2232980177388411E-3,7.1711446334437618E-3,9.1077147641528745E-5,2.0783569623904334E-3,4.4354838709677579E-7,8.0406267938497475E-6,1.3572360936395512E-2,null,3.9424784032785739E-3,6.9882596273015086E-3,5.8394434536068495E-5,1.9399074737292839E-3,4.8427245269625589E-5,6.9010698959243887E-6,1.2984368254010985E-2]
[2004,10,9,9,5.8931273292393135E-3,9.9023774042378832E-3,0,2.6975722846567557E-3,4.4354838709677579E-7,0,1.8493520566521048E-2,null,5.5012758099737408E-3,9.6498380336120168E-3,0,2.5178738448816849E-3,4.8427245269625589E-5,0,1.7717414933737068E-2]
[2004,10,9,12,6.4690881155051692E-3,1.0311628174345253E-2,0,2.9265550704559813E-3,4.4354838709677579E-7,0,1.97077149086935E-2,null,6.0389392548575631E-3,1.0048651721017727E-2,0,2.731602971093173E-3,4.8427245269625589E-5,0,1.8867621192238088E-2]
[2004,10,9,13,6.54653115715393E-3,9.7722374588063016E-3,0,2.7451455093130731E-3,4.4354838709677579E-7,0,1.9064357673660399E-2,null,6.1112328789167782E-3,9.5230170345880424E-3,0,2.5622779851377686E-3,4.8427245269625589E-5,0,1.8244955143912212E-2]
[2004,10,9,16,6.0446536690205114E-3,9.2872418449765626E-3,0,2.8303126048885912E-3,4.4354838709677579E-7,0,1.816265166727276E-2,null,5.6427267138896018E-3,9.0503902168638187E-3,0,2.6417716853117459E-3,4.8427245269625589E-5,0,1.7383315861334792E-2]
[2004,10,9,21,6.2780797240652112E-3,7.46674458991898E-3,2.1858515433966898E-4,2.4679119259943391E-3,4.4354838709677579E-7,1.9297504305239392E-5,1.6451062447010535E-2,null,5.8606315780291591E-3,7.2763209267534814E-3,1.4014664288656439E-4,2.3035122822383973E-3,4.8427245269625589E-5,1.6562567750218531E-5,1.5645601242927444E-2]
[2004,10,9,24,4.573608517026451E-3,6.3529568903238007E-3,2.1858515433966898E-4,2.1565457895920226E-3,4.4354838709677579E-7,1.9297504305239392E-5,1.3321437403974281E-2,null,4.2694957182021782E-3,6.1909380468479882E-3,1.4014664288656439E-4,2.0128877620027843E-3,4.8427245269625589E-5,1.6562567750218531E-5,1.267845798295936E-2]
[2004,10,10,3,4.0763927139828154E-3,6.2141423722993274E-3,2.1858515433966898E-4,2.0694328845110724E-3,4.4354838709677579E-7,1.9297504305239392E-5,1.2598294177825223E-2,null,3.8053412689933409E-3,6.0556637020147156E-3,1.4014664288656439E-4,1.931577872179797E-3,4.8427245269625589E-5,1.6562567750218531E-5,1.1997719299094262E-2]
[2004,10,10,7,4.7144305186709815E-3,6.9342891613983978E-3,0,2.1512641423642033E-3,4.4354838709677579E-7,0,1.380042737082068E-2,null,4.400954047180646E-3,6.7574446573899086E-3,0,2.0079579510433312E-3,4.8427245269625589E-5,0,1.3214783900883513E-2]
[2004,10,10,10,5.6784492463658178E-3,8.320872468427892E-3,0,2.4116392597284546E-3,4.4354838709677579E-7,0,1.6411404522909259E-2,null,5.3008723097161033E-3,8.1086660648085375E-3,0,2.250988212585652E-3,4.8427245269625589E-5,0,1.5708953832379916E-2]
[2004,10,10,13,5.8531525768084442E-3,8.3470831036587621E-3,0,2.3320890207703983E-3,4.4354838709677579E-7,0,1.6532768249624699E-2,null,5.4639590974251227E-3,8.1342082527509733E-3,0,2.1767372028292761E-3,4.8427245269625589E-5,0,1.5823331798274998E-2]
[2004,10,10,17,6.4822023152065131E-3,7.7318804037400804E-3,1.2750800669814025E-4,2.2467219445711306E-3,4.4354838709677579E-7,1.1256877511389646E-5,1.6600013096114349E-2,null,6.0511814525148599E-3,7.5346950076270883E-3,8.1752208350495899E-5,2.0970568437157456E-3,4.8427245269625589E-5,9.6614978542941447E-6,1.5822774255332107E-2]
[2004,10,10,18,7.0041069556459265E-3,7.6210583003001892E-3,2.1858515433966898E-4,2.257139187880057E-3,4.4354838709677579E-7,1.9297504305239392E-5,1.7120630650858178E-2,null,6.538383105076641E-3,7.4266991895438998E-3,1.4014664288656439E-4,2.1067801436667798E-3,4.8427245269625589E-5,1.6562567750218531E-5,1.6276998894193727E-2]
[2004,10,10,22,6.742262436547972E-3,8.0442853473361147E-3,2.1858515433966898E-4,2.7233548657934268E-3,4.4354838709677579E-7,1.9297504305239392E-5,1.7748228856709517E-2,null,6.2939494048678043E-3,7.8391327182430505E-3,1.4014664288656439E-4,2.5419389226061266E-3,4.8427245269625589E-5,1.6562567750218531E-5,1.6880157501623388E-2]
[2004,10,11,1,4.9518540417122104E-3,7.7396180233411773E-3,2.1858515433966898E-4,2.5760939612268197E-3,4.4354838709677579E-7,1.9297504305239392E-5,1.5505892233312215E-2,null,4.6225905758103519E-3,7.5422352954658779E-3,1.4014664288656439E-4,2.4044877847475324E-3,4.8427245269625589E-5,1.6562567750218531E-5,1.477445011193017E-2]
[2004,10,11,4,4.7876549314937135E-3,7.8459794210837108E-3,2.1858515433966898E-4,2.5190356737492987E-3,4.4354838709677579E-7,1.9297504305239392E-5,1.5390996233358729E-2,null,4.469309551559884E-3,7.6458841687965171E-3,1.4014664288656439E-4,2.3512304279417369E-3,4.8427245269625589E-5,1.6562567750218531E-5,1.4671560604204546E-2]
[2004,10,11,8,6.3318270207841703E-3,1.0747246929191871E-2,0,2.8655975233688276E-3,4.4354838709677579E-7,0,1.9945115021731966E-2,null,5.9108050575371364E-3,1.0473160933005E-2,0,2.6747061033681185E-3,4.8427245269625589E-5,0,1.9107099339179878E-2]
[2004,10,11,10,6.2745739734868244E-3,1.2044253455622777E-2,0,3.0549876419791811E-3,4.4354838709677579E-7,0,2.1374258619475877E-2,null,5.8573589352072415E-3,1.1737090027773655E-2,0,2.8514800229551243E-3,4.8427245269625589E-5,0,2.0494356231205643E-2]
[2004,10,11,13,6.4908898116802375E-3,1.2440939880688544E-2,0,3.224317340898794E-3,4.4354838709677579E-7,0,2.2156590581654669E-2,null,6.0592912915748455E-3,1.2123659797410893E-2,0,3.0095298451958039E-3,4.8427245269625589E-5,0,2.1240908179451165E-2]
[2004,10,11,16,6.9913785624645969E-3,1.2534334522858749E-2,0,3.4650306860405122E-3,4.4354838709677579E-7,0,2.2991187319750955E-2,null,6.5265010605192698E-3,1.2214672605079071E-2,0,3.2342081010088559E-3,4.8427245269625589E-5,0,2.2023809011876821E-2]
[2004,10,11,19,7.5659118885755905E-3,1.0071130918419048E-2,2.1858515433966898E-4,2.589732348618653E-3,4.4354838709677579E-7,1.9297504305239392E-5,2.0465101362645295E-2,null,7.0628319613087734E-3,9.8142878432864265E-3,1.4014664288656439E-4,2.4172176526719544E-3,4.8427245269625589E-5,1.6562567750218531E-5,1.9499473913173561E-2]
[2004,10,11,23,5.1491167806956319E-3,8.5869742448623117E-3,2.1858515433966898E-4,2.1964488498948218E-3,4.4354838709677579E-7,1.9297504305239392E-5,1.6170866082484768E-2,null,4.8067367300592776E-3,8.3679814734446117E-3,1.4014664288656439E-4,2.050132684942797E-3,4.8427245269625589E-5,1.6562567750218531E-5,1.5429987344353094E-2]
[2004,10,12,2,3.956487137740594E-3,7.0607181478062157E-3,2.1858515433966898E-4,1.7743216572174035E-3,4.4354838709677579E-7,1.9297504305239392E-5,1.3029853149796222E-2,null,3.6934085702394113E-3,6.8806493376182189E-3,1.4014664288656439E-4,1.6561254423190675E-3,4.8427245269625589E-5,1.6562567750218531E-5,1.2435319806083107E-2]
[2004,10,12,7,4.9496144244229098E-3,9.4463248825237371E-3,0,1.6652531027679003E-3,4.4354838709677579E-7,0,1.6061635958101644E-2,null,4.6204998773188913E-3,9.2054161751320088E-3,0,1.5543224759594833E-3,4.8427245269625589E-5,0,1.542866577368001E-2]
[2004,10,12,10,5.295418377260345E-3,1.2409686290287417E-2,0,2.3319466508374834E-3,4.4354838709677579E-7,0,{"$f":"SUM(E6852:J6852)","v":2.0037494866772341E-2},null,{"$f":"E6852*V$5","v":4.9433102994353674E-3},{"$f":"F6852*W$5","v":1.2093203264294848E-2},{"$f":"G6852*X$5","v":0},{"$f":"H6852*AB$5","v":2.1766043168516057E-3},{"$f":"I6852*Z$5","v":4.8427245269625589E-5},{"$f":"J6852*AA$5","v":0},{"$f":"SUM(M6852:R6852)","v":1.9261545125851445E-2}]
[2004,10,12,13,4.8429796872090604E-3,1.23553871164634E-2,0,2.1952299228500129E-3,4.4354838709677579E-7,0,1.9394040274909569E-2,null,4.5209556001357303E-3,1.2040288877035033E-2,0,2.0489949565703639E-3,4.8427245269625589E-5,0,1.8658666679010751E-2]
[2004,10,12,14,4.6140123111238791E-3,1.2473273900984684E-2,0,2.2836038967929341E-3,4.4354838709677579E-7,0,1.9371333657288593E-2,null,4.3072129441641075E-3,1.2155169206323113E-2,0,2.1314819093110763E-3,4.8427245269625589E-5,0,1.8642291305067921E-2]
[2004,10,12,17,5.6894193770036473E-3,1.1044402759279004E-2,1.3843726441512368E-4,2.0219460802420705E-3,4.4354838709677579E-7,1.2221752726651613E-5,1.8906870782053591E-2,null,5.3111130038227304E-3,1.076273842677505E-2,8.8759540494824104E-5,1.8872543954277553E-3,4.8427245269625589E-5,1.0489626241805069E-5,1.8108782238031786E-2]
[2004,10,12,20,5.9617177404592174E-3,9.9116353653342232E-3,2.1858515433966898E-4,1.8424597768417316E-3,4.4354838709677579E-7,1.9297504305239392E-5,1.7954139089667174E-2,null,5.5653054412644178E-3,9.6588598898243363E-3,1.4014664288656439E-4,1.7197245496413556E-3,4.8427245269625589E-5,1.6562567750218531E-5,1.7149026336636519E-2]
[2004,10,12,24,3.8115285764432523E-3,8.01311627400598E-3,2.1858515433966898E-4,1.637249079566441E-3,4.4354838709677579E-7,1.9297504305239392E-5,1.370022013704768E-2,null,3.5580887337313821E-3,7.8087585467673352E-3,1.4014664288656439E-4,1.5281839372550845E-3,4.8427245269625589E-5,1.6562567750218531E-5,1.310016767366021E-2]
[2004,10,13,4,3.9780152930185327E-3,7.5356808555033343E-3,2.1858515433966898E-4,1.8627693267328756E-3,4.4354838709677579E-7,1.9297504305239392E-5,1.3614791682286749E-2,null,3.7135052546053283E-3,7.343499117441951E-3,1.4014664288656439E-4,1.7386811814109982E-3,4.8427245269625589E-5,1.6562567750218531E-5,1.3000822009364685E-2]
[2004,10,13,7,5.402880413083737E-3,1.0147601799054974E-2,0,2.1475079532487715E-3,4.4354838709677579E-7,0,1.7698433713774577E-2,null,5.0436268656891747E-3,9.888808494469499E-3,0,2.0044519799952269E-3,4.8427245269625589E-5,0,1.6985314585423527E-2]
[2004,10,13,11,5.3028717926794445E-3,1.2578142939310494E-2,0,2.5926536449787777E-3,4.4354838709677579E-7,0,2.0474111925355813E-2,null,4.9502681151511983E-3,1.2257363779734508E-2,0,2.4199443472410461E-3,4.8427245269625589E-5,0,1.9676003487396378E-2]
[2004,10,13,14,4.7465389206088355E-3,1.2315801426776083E-2,0,2.4449288388586573E-3,4.4354838709677579E-7,0,1.9507712734630672E-2,null,4.430927466217636E-3,1.2001712737352862E-2,0,2.282060210572806E-3,4.8427245269625589E-5,0,1.8763127659412928E-2]
[2004,10,13,15,4.7740641842468363E-3,1.21931298995892E-2,0,2.4109063388419649E-3,4.4354838709677579E-7,0,1.9378543971065098E-2,null,4.4566224934171296E-3,1.1882169690227368E-2,0,2.2503041151321914E-3,4.8427245269625589E-5,0,1.8637523544046311E-2]
[2004,10,13,18,6.741983594730932E-3,1.0617835224918541E-2,2.1858515433966898E-4,2.0394482671705944E-3,4.4354838709677579E-7,1.9297504305239392E-5,1.9637593293852069E-2,null,6.2936891040704197E-3,1.0347049602875644E-2,1.4014664288656439E-4,1.9035906763668099E-3,4.8427245269625589E-5,1.6562567750218531E-5,1.8749465839219281E-2]
[2004,10,13,21,5.9982124973211271E-3,1.0322829819955717E-2,2.1858515433966898E-4,2.336979801283872E-3,4.4354838709677579E-7,1.9297504305239392E-5,1.889634832559272E-2,null,5.5993735534735616E-3,1.0059567692146502E-2,1.4014664288656439E-4,2.1813021846115899E-3,4.8427245269625589E-5,1.6562567750218531E-5,1.8045379886138059E-2]
[2004,10,14,2,3.920453726445082E-3,7.5782784234402463E-3,2.1858515433966898E-4,1.8513239916853061E-3,4.4354838709677579E-7,1.9297504305239392E-5,1.3588382348602639E-2,null,3.6597711273612813E-3,7.385010323734802E-3,1.4014664288656439E-4,1.7279982759236851E-3,4.8427245269625589E-5,1.6562567750218531E-5,1.2977916182926177E-2]
[2004,10,14,5,4.0981906126670384E-3,7.9781087821206575E-3,2.1858515433966898E-4,1.8302484612204863E-3,4.4354838709677579E-7,1.9297504305239392E-5,1.4144874063040189E-2,null,3.8256897607262105E-3,7.7746438475526022E-3,1.4014664288656439E-4,1.7083266892803158E-3,4.8427245269625589E-5,1.6562567750218531E-5,1.3513796753465538E-2]
[2004,10,14,9,5.2341078703594755E-3,1.2116317805458233E-2,0,2.3689999800110524E-3,4.4354838709677579E-7,0,1.9719869204215857E-2,null,4.8860765100282545E-3,1.1807316527483926E-2,0,2.2111893431445311E-3,4.8427245269625589E-5,0,1.8953009625926338E-2]
[2004,10,14,12,5.157000983269191E-3,1.2722700985604466E-2,0,2.5292336905145913E-3,4.4354838709677579E-7,0,2.0409379207775344E-2,null,4.8140966886136526E-3,1.239823517619282E-2,0,2.3607491050978758E-3,4.8427245269625589E-5,0,1.9621508215173975E-2]
[2004,10,14,15,4.6535959578783564E-3,1.2241873557112566E-2,0,2.3372730701493268E-3,4.4354838709677579E-7,0,1.9233186133527345E-2,null,4.3441645568130507E-3,1.1929670242979985E-2,0,2.1815759174083149E-3,4.8427245269625589E-5,0,1.8503837962470973E-2]
[2004,10,14,18,6.9165833090396632E-3,1.0890843375176599E-2,2.1858515433966898E-4,2.1900363354096673E-3,4.4354838709677579E-7,1.9297504305239392E-5,2.0235789226657933E-2,null,6.4566791653896836E-3,1.06130952527535E-2,1.4014664288656439E-4,2.0441473393066744E-3,4.8427245269625589E-5,1.6562567750218531E-5,1.9319058213356267E-2]
[2004,10,14,20,6.0829298785359072E-3,1.0243992460607965E-2,2.1858515433966898E-4,2.1095152887701143E-3,4.4354838709677579E-7,1.9297504305239392E-5,1.8674763834945991E-2,null,5.6784578246802647E-3,9.9827409143286947E-3,1.4014664288656439E-4,1.9689901921008763E-3,4.8427245269625589E-5,1.6562567750218531E-5,1.7835325387016245E-2]
[2004,10,14,23,5.060096126572068E-3,8.9723662814744989E-3,2.1858515433966898E-4,2.0157392948687114E-3,4.4354838709677579E-7,1.9297504305239392E-5,1.6286527909947283E-2,null,4.7236353233260182E-3,8.743544894321692E-3,1.4014664288656439E-4,1.8814610742844207E-3,4.8427245269625589E-5,1.6562567750218531E-5,1.5553777747838539E-2]
[2004,10,15,3,3.8994769247447693E-3,8.0034158495454928E-3,2.1858515433966898E-4,2.0880005021182025E-3,4.4354838709677579E-7,1.9297504305239392E-5,1.4229219483440471E-2,null,3.6401891354379125E-3,7.7993055112911347E-3,1.4014664288656439E-4,1.9489086102662859E-3,4.8427245269625589E-5,1.6562567750218531E-5,1.3593539712901741E-2]
[2004,10,15,6,4.5055119547949682E-3,8.708166744280689E-3,1.2750800669814025E-4,1.879753446623086E-3,4.4354838709677579E-7,1.1256877511389646E-5,1.523264057829537E-2,null,4.2059270984155794E-3,8.4860832123033487E-3,8.1752208350495899E-5,1.7545339062825902E-3,4.8427245269625589E-5,9.6614978542941447E-6,1.4586385168475933E-2]
[2004,10,15,10,5.5471032195980501E-3,1.273505604543795E-2,0,2.5850519312317372E-3,4.4354838709677579E-7,0,2.086765474465483E-2,null,5.1782598699324622E-3,1.2410275146133541E-2,0,2.4128490207028785E-3,4.8427245269625589E-5,0,2.0049811282038508E-2]
[2004,10,15,11,5.464342951419566E-3,1.2641113262342428E-2,0,2.5167402812807291E-3,4.4354838709677579E-7,0,2.0622640043429816E-2,null,5.1010025775101043E-3,1.2318728176724905E-2,0,2.3490879427548812E-3,4.8427245269625589E-5,0,1.9817245942259514E-2]
[2004,10,15,17,5.6117214813064947E-3,1.1224696016522883E-2,1.5665269394342943E-4,2.436818144584425E-3,4.4354838709677579E-7,1.3829878085421564E-5,1.9444161762829749E-2,null,5.2385814717168765E-3,1.0938433682563947E-2,1.0043842740203781E-4,2.2744898091814972E-3,4.8427245269625589E-5,1.1869840220989948E-5,1.8612240476354975E-2]
[2004,10,15,18,6.5195030913988957E-3,1.0991626280569183E-2,2.1858515433966898E-4,2.4686763326027586E-3,4.4354838709677579E-7,1.9297504305239392E-5,2.0218131911602839E-2,null,6.0860019894379757E-3,1.0711307901483599E-2,1.4014664288656439E-4,2.3042257679963662E-3,4.8427245269625589E-5,1.6562567750218531E-5,1.9306672114824352E-2]
[2004,10,15,21,6.664118551266124E-3,1.0225952598642209E-2,2.1858515433966898E-4,2.6468733863367756E-3,4.4354838709677579E-7,1.9297504305239392E-5,1.9775270743277111E-2,null,6.2210015383478588E-3,9.9651611212131768E-3,1.4014664288656439E-4,2.4705522473214415E-3,4.8427245269625589E-5,1.6562567750218531E-5,1.8861851362788885E-2]
[2004,10,16,1,4.4552555418506529E-3,7.3475524649881142E-3,2.1858515433966898E-4,2.1568310545069459E-3,4.4354838709677579E-7,1.9297504305239392E-5,1.4197965268377719E-2,null,4.1590123834636629E-3,7.1601685470256936E-3,1.4014664288656439E-4,2.01315402403114E-3,4.8427245269625589E-5,1.6562567750218531E-5,1.3537471410426905E-2]
[2004,10,16,4,3.8852138722318338E-3,6.6193677456136838E-3,2.1858515433966898E-4,1.8949859633339925E-3,4.4354838709677579E-7,1.9297504305239392E-5,1.2637893788211516E-2,null,3.6268744756007688E-3,6.4505546519314505E-3,1.4014664288656439E-4,1.7687517108012168E-3,4.8427245269625589E-5,1.6562567750218531E-5,1.2051317294239845E-2]
[2004,10,16,7,4.4246634495515033E-3,7.5376702341958014E-3,0,1.8908260446942576E-3,4.4354838709677579E-7,0,1.3853603276828658E-2,null,4.1304544501390627E-3,7.3454377612025504E-3,0,1.7648689046204894E-3,4.8427245269625589E-5,0,1.3289188361231727E-2]
[2004,10,16,12,6.0348647328355726E-3,9.1132196085330734E-3,0,2.4571779807708296E-3,4.4354838709677579E-7,0,1.760570587052657E-2,null,5.6335886731124427E-3,8.8808060526399894E-3,0,2.2934933774311416E-3,4.8427245269625589E-5,0,1.6856315348453197E-2]
[2004,10,16,15,5.322871295587667E-3,8.0797484204614411E-3,0,2.1338395774398332E-3,4.4354838709677579E-7,0,1.5536902841876038E-2,null,4.9689377917785157E-3,7.873691380053607E-3,0,1.9916941213283484E-3,4.8427245269625589E-5,0,1.4882750538430098E-2]
[2004,10,16,18,6.5447543963691587E-3,7.8813990130559286E-3,2.1858515433966898E-4,2.2849284388667289E-3,4.4354838709677579E-7,1.9297504305239392E-5,1.6949408055323821E-2,null,6.1095742602277035E-3,7.6804004583495948E-3,1.4014664288656439E-4,2.1327182171805713E-3,4.8427245269625589E-5,1.6562567750218531E-5,1.6127829391664277E-2]
[2004,10,16,19,6.2776244932609224E-3,6.999702354668666E-3,2.1858515433966898E-4,1.9178952528727589E-3,4.4354838709677579E-7,1.9297504305239392E-5,1.5433548307834354E-2,null,5.8602066168715813E-3,6.8211896243358565E-3,1.4014664288656439E-4,1.7901349008875656E-3,4.8427245269625589E-5,1.6562567750218531E-5,1.467666759800141E-2]
[2004,10,16,22,6.1942209809152382E-3,7.4053938051957223E-3,2.1858515433966898E-4,2.5299740601880264E-3,4.4354838709677579E-7,1.9297504305239392E-5,1.6367915053330989E-2,null,5.7823488514950122E-3,7.2165347651433343E-3,1.4014664288656439E-4,2.3614401551382727E-3,4.8427245269625589E-5,1.6562567750218531E-5,1.5565460227683028E-2]
[2004,10,17,2,4.7421926972508717E-3,6.8185003791005165E-3,2.1858515433966898E-4,2.3397952230267021E-3,4.4354838709677579E-7,1.9297504305239392E-5,1.4138814506410096E-2,null,4.4268702361446866E-3,6.6446088251779856E-3,1.4014664288656439E-4,2.1839300573877536E-3,4.8427245269625589E-5,1.6562567750218531E-5,1.3460545574616832E-2]
[2004,10,17,5,4.7414242151478207E-3,6.6430928653901395E-3,2.1858515433966898E-4,2.2443040686815196E-3,4.4354838709677579E-7,1.9297504305239392E-5,1.3867147356251486E-2,null,4.4261528526965237E-3,6.4736747122790652E-3,1.4014664288656439E-4,2.0948000343255957E-3,4.8427245269625589E-5,1.6562567750218531E-5,1.3199764055207591E-2]
[2004,10,17,9,5.9114298037031675E-3,8.0009440036222512E-3,0,2.3637139300983685E-3,4.4354838709677579E-7,0,1.6276531285810882E-2,null,5.5183612986125308E-3,7.7968967046147582E-3,0,2.2062554227845138E-3,4.8427245269625589E-5,0,1.5569940671281429E-2]
[2004,10,17,13,6.3257342617787371E-3,8.6505185344188853E-3,0,2.5808300670536566E-3,4.4354838709677579E-7,0,1.7557526411638373E-2,null,5.9051174241533666E-3,8.4299051991470336E-3,0,2.4089083954780812E-3,4.8427245269625589E-5,0,1.6792358264048107E-2]
[2004,10,17,16,6.3766594939670719E-3,8.2307741791240903E-3,0,2.5262628807452168E-3,4.4354838709677579E-7,0,1.7134140102223475E-2,null,5.9526564865735815E-3,8.0208655434392834E-3,0,2.3579761954490878E-3,4.8427245269625589E-5,0,1.6379925470731579E-2]
[2004,10,17,19,7.1818894734270592E-3,7.5182114357198217E-3,2.1858515433966898E-4,2.3099449854586509E-3,4.4354838709677579E-7,1.9297504305239392E-5,1.7248372101637533E-2,null,6.7043443358230015E-3,7.3264752185770252E-3,1.4014664288656439E-4,2.156068289655489E-3,4.8427245269625589E-5,1.6562567750218531E-5,1.6392024299961921E-2]
[2004,10,17,20,6.7766449854689131E-3,7.3265749676873562E-3,2.1858515433966898E-4,2.2091243015033286E-3,4.4354838709677579E-7,1.9297504305239392E-5,1.6550670461691602E-2,null,6.3260457561082634E-3,7.1397260368042384E-3,1.4014664288656439E-4,2.0619637629304566E-3,4.8427245269625589E-5,1.6562567750218531E-5,1.5732872011749364E-2]
[2004,10,18,2,3.8711693055895214E-3,6.8366825354281673E-3,2.1858515433966898E-4,1.8742815946748961E-3,4.4354838709677579E-7,1.9297504305239392E-5,1.2820459642724592E-2,null,3.613763773860528E-3,6.662327283736085E-3,1.4014664288656439E-4,1.749426561066384E-3,4.8427245269625589E-5,1.6562567750218531E-5,1.2230654074569405E-2]
[2004,10,18,4,4.0997279618187263E-3,7.0004875616174501E-3,2.1858515433966898E-4,1.9210454371458646E-3,4.4354838709677579E-7,1.9297504305239392E-5,1.3259587167614047E-2,null,3.827124886971948E-3,6.821954806227974E-3,1.4014664288656439E-4,1.7930752360299914E-3,4.8427245269625589E-5,1.6562567750218531E-5,1.264729138513632E-2]
[2004,10,18,7,5.4956653014536115E-3,9.2228641818380402E-3,0,2.0268991852818302E-3,4.4354838709677579E-7,0,1.6745872216960576E-2,null,5.1302422115663505E-3,8.9876543710250903E-3,0,1.8918775499958448E-3,4.8427245269625589E-5,0,1.605820137785691E-2]
[2004,10,18,10,5.896489510657155E-3,1.2093253004190261E-2,0,2.6253023038872053E-3,4.4354838709677579E-7,0,2.061548836712172E-2,null,5.5044144299745239E-3,1.178483994560591E-2,0,2.4504181198267E-3,4.8427245269625589E-5,0,1.9788099740676756E-2]
[2004,10,18,14,5.4106214315757586E-3,1.1567039607910163E-2,0,2.4681481083196418E-3,4.4354838709677579E-7,0,1.9446252696192656E-2,null,5.0508531608963771E-3,1.1272046518539931E-2,0,2.3037327313076904E-3,4.8427245269625589E-5,0,1.8675059656013623E-2]
[2004,10,18,17,6.8595030215360502E-3,1.1082789539793077E-2,1.7122503756607403E-4,2.5684232575824343E-3,4.4354838709677579E-7,1.5116378372437522E-5,2.0697500783237167E-2,null,6.4033943155423099E-3,1.0800146232948352E-2,1.0978153692780877E-4,2.3973280640653882E-3,4.8427245269625589E-5,1.2974011404337848E-5,1.9772051406157821E-2]
[2004,10,18,19,7.2927434260753069E-3,9.9852264196544846E-3,2.1858515433966898E-4,2.1494071876923923E-3,4.4354838709677579E-7,1.9297504305239392E-5,1.9665703240454187E-2,null,6.8078272802891788E-3,9.7305741586229937E-3,1.4014664288656439E-4,2.006224697174333E-3,4.8427245269625589E-5,1.6562567750218531E-5,1.8749762591992913E-2]
[2004,10,18,22,6.1848726822755981E-3,9.5987033866027603E-3,2.1858515433966898E-4,2.3150548901627343E-3,4.4354838709677579E-7,1.9297504305239392E-5,1.8336957166073097E-2,null,5.7736221489655256E-3,9.3539085849988924E-3,1.4014664288656439E-4,2.1608377986979082E-3,4.8427245269625589E-5,1.6562567750218531E-5,1.7493504988568734E-2]
[2004,10,19,1,4.9191435646922096E-3,8.8659655615251267E-3,2.1858515433966898E-4,2.4273514602304726E-3,4.4354838709677579E-7,1.9297504305239392E-5,1.6450786793479812E-2,null,4.5920551154496033E-3,8.6398577016146422E-3,1.4014664288656439E-4,2.2656537468197426E-3,4.8427245269625589E-5,1.6562567750218531E-5,1.5702703019790393E-2]
[2004,10,19,5,5.2318481224954121E-3,8.6319258031245724E-3,2.1858515433966898E-4,2.4022837039357693E-3,4.4354838709677579E-7,1.9297504305239392E-5,1.6504383836587758E-2,null,4.8839670195036681E-3,8.4117866364758296E-3,1.4014664288656439E-4,2.2422558759699787E-3,4.8427245269625589E-5,1.6562567750218531E-5,1.5743145987855884E-2]
[2004,10,19,8,6.7762574137454085E-3,1.2264849248611804E-2,0,2.9139099169226686E-3,4.4354838709677579E-7,0,2.1955460127666977E-2,null,6.3256839551784636E-3,1.1952059987647059E-2,0,2.7198001728782244E-3,4.8427245269625589E-5,0,2.1045971360973369E-2]
[2004,10,19,11,6.2293579322170913E-3,1.3403169822348127E-2,0,3.053970458521267E-3,4.4354838709677579E-7,0,2.2686941761473581E-2,null,5.8151494426639909E-3,1.3061350082183627E-2,0,2.8505305990458208E-3,4.8427245269625589E-5,0,2.1775457369163063E-2]
[2004,10,19,15,5.5668504099361622E-3,1.3026341826174525E-2,0,2.8495328957273704E-3,4.4354838709677579E-7,0,2.1443168680225153E-2,null,5.1966940110009918E-3,1.2694132293852353E-2,0,2.6597116188843283E-3,4.8427245269625589E-5,0,2.0598965169007295E-2]
[2004,10,19,16,6.1533257360695641E-3,1.2980899723646567E-2,0,3.0280635623490676E-3,4.4354838709677579E-7,0,2.2162732570452294E-2,null,5.7441728528030752E-3,1.2649849096858273E-2,0,2.8263494875163677E-3,4.8427245269625589E-5,0,2.1268798682447337E-2]
[2004,10,19,20,7.4601850305224086E-3,1.1430451945893439E-2,2.1858515433966898E-4,2.7728407133783602E-3,4.4354838709677579E-7,1.9297504305239392E-5,2.1901803896826208E-2,null,6.9641351957074821E-3,1.1138942238421599E-2,1.4014664288656439E-4,2.5881282766540606E-3,4.8427245269625589E-5,1.6562567750218531E-5,2.0896342166689549E-2]
[2004,10,19,23,5.9748067234564901E-3,9.7738990470429762E-3,2.1858515433966898E-4,2.4446637840827819E-3,4.4354838709677579E-7,1.9297504305239392E-5,1.8431695761614249E-2,null,5.5775240989511081E-3,9.5246362475010556E-3,1.4014664288656439E-4,2.2818128123876179E-3,4.8427245269625589E-5,1.6562567750218531E-5,1.758910961474619E-2]
[2004,10,20,2,5.1531802540285146E-3,8.8491953582957479E-3,2.1858515433966898E-4,2.5662370000440406E-3,4.4354838709677579E-7,1.9297504305239392E-5,1.6806938819400305E-2,null,4.8105300109951479E-3,8.6235151872518789E-3,1.4014664288656439E-4,2.3952874437990078E-3,4.8427245269625589E-5,1.6562567750218531E-5,1.6034469097952444E-2]
[2004,10,20,6,5.5187391384326004E-3,9.3496012454629181E-3,1.5665269394342943E-4,2.4761991427748992E-3,4.4354838709677579E-7,1.3829878085421564E-5,1.7515465647086361E-2,null,5.15178180067144E-3,9.1111592716070708E-3,1.0043842740203781E-4,2.3112474471113907E-3,4.8427245269625589E-5,1.1869840220989948E-5,1.6734924032282557E-2]
[2004,10,20,9,6.4898682744431602E-3,1.3362644787601524E-2,0,3.0428302524756479E-3,4.4354838709677579E-7,0,2.2895786862907427E-2,null,6.0583376793792564E-3,1.3021858553468123E-2,0,2.8401324964302216E-3,4.8427245269625589E-5,0,2.1968755974547227E-2]
[2004,10,20,13,5.9047408709643149E-3,1.3373989331614862E-2,0,2.8935069150087928E-3,4.4354838709677579E-7,0,2.2172680665975063E-2,null,5.5121171328555455E-3,1.3032913778675662E-2,0,2.700756314380636E-3,4.8427245269625589E-5,0,2.1294214471181468E-2]
[2004,10,20,17,6.9395658005306634E-3,1.2367458137286369E-2,1.8215429528305749E-4,2.8323628838792399E-3,4.4354838709677579E-7,1.6081253587699495E-5,2.2338065918954125E-2,null,6.478133482839276E-3,1.2052052051784579E-2,1.1678886907213699E-4,2.6436853852243032E-3,4.8427245269625589E-5,1.3802139791848777E-5,2.135288917398177E-2]
[2004,10,20,20,7.1355312436051617E-3,1.1113809634394834E-2,2.1858515433966898E-4,2.5962073270671547E-3,4.4354838709677579E-7,1.9297504305239392E-5,2.1083874412099152E-2,null,6.661068602232951E-3,1.0830375225085752E-2,1.4014664288656439E-4,2.4232613012423318E-3,4.8427245269625589E-5,1.6562567750218531E-5,2.0119841584467443E-2]
[2004,10,20,21,6.6508375736638765E-3,1.0945749329926079E-2,2.1858515433966898E-4,2.6061526069804776E-3,4.4354838709677579E-7,1.9297504305239392E-5,2.0441065717602437E-2,null,6.2086036523470688E-3,1.0666600946263684E-2,1.4014664288656439E-4,2.43254407758023E-3,4.8427245269625589E-5,1.6562567750218531E-5,1.9512885132097389E-2]
[2004,10,20,24,4.8087576334640697E-3,9.3083169607212166E-3,2.1858515433966898E-4,2.2966267447489621E-3,4.4354838709677579E-7,1.9297504305239392E-5,1.6652027545966251E-2,null,4.4890090722708321E-3,9.0709278559754618E-3,1.4014664288656439E-4,2.1436372418820906E-3,4.8427245269625589E-5,1.6562567750218531E-5,1.5908710626034793E-2]
[2004,10,21,3,4.5467541967439953E-3,8.0511536783143892E-3,2.1858515433966898E-4,2.112833020932211E-3,4.4354838709677579E-7,1.9297504305239392E-5,1.4949067103022603E-2,null,4.2444270213440318E-3,7.8458258868424648E-3,1.4014664288656439E-4,1.9720869139506596E-3,4.8427245269625589E-5,1.6562567750218531E-5,1.4267476278043565E-2]
[2004,10,21,6,5.0446623879811334E-3,8.8164196310397333E-3,1.6393886575475177E-4,2.1427320164931151E-3,4.4354838709677579E-7,1.4473128228929545E-5,1.6182669577884758E-2,null,4.7092278198012771E-3,8.5915753361895438E-3,1.0510998216492331E-4,1.9999941916681919E-3,4.8427245269625589E-5,1.24219258126639E-5,1.5466756500906226E-2]
[2004,10,21,11,5.7225137394044581E-3,1.298805894102561E-2,0,2.7308494253809558E-3,4.4354838709677579E-7,0,2.144186565419812E-2,null,5.3420068238864459E-3,1.2656825733410785E-2,0,2.5489342330456935E-3,4.8427245269625589E-5,0,2.0596194035612549E-2]
[2004,10,21,15,5.3852684302885413E-3,1.2695573188012949E-2,0,2.7396449367885676E-3,4.4354838709677579E-7,0,2.0820930103477152E-2,null,5.0271859558795109E-3,1.2371799216192475E-2,0,2.5571438325628394E-3,4.8427245269625589E-5,0,2.0004556249904451E-2]
[2004,10,21,18,8.1384197130359992E-3,1.1647504698953924E-2,2.1858515433966898E-4,2.6822529930453369E-3,4.4354838709677579E-7,1.9297504305239392E-5,2.2706503612067264E-2,null,7.597272042061497E-3,1.1350459516170161E-2,1.4014664288656439E-4,2.503575045961672E-3,4.8427245269625589E-5,1.6562567750218531E-5,2.1656443060099739E-2]
[2004,10,21,21,6.7516870391215343E-3,1.0768824334148027E-2,2.1858515433966898E-4,2.6669177462084965E-3,4.4354838709677579E-7,1.9297504305239392E-5,2.0425755326510059E-2,null,6.3027473376562762E-3,1.0494188051495096E-2,1.4014664288656439E-4,2.4892613546715799E-3,4.8427245269625589E-5,1.6562567750218531E-5,1.9491333199729361E-2]
[2004,10,21,22,6.5460474972252091E-3,1.0268370026659186E-2,2.1858515433966898E-4,2.6485359622995131E-3,4.4354838709677579E-7,1.9297504305239392E-5,1.970127969321591E-2,null,6.110781378971592E-3,1.0006496781677003E-2,1.4014664288656439E-4,2.4721040709947181E-3,4.8427245269625589E-5,1.6562567750218531E-5,1.8794518687549718E-2]
[2004,10,22,1,4.8082180808934278E-3,8.9164976943510599E-3,2.1858515433966898E-4,2.4327963326084869E-3,4.4354838709677579E-7,1.9297504305239392E-5,1.6395838314884979E-2,null,4.488505396151303E-3,8.6891011183576287E-3,1.4014664288656439E-4,2.2707359097064606E-3,4.8427245269625589E-5,1.6562567750218531E-5,1.56534788801218E-2]
[2004,10,22,7,5.4517981680320448E-3,1.0070796844629387E-2,0,2.1728814292222274E-3,4.4354838709677579E-7,0,1.7695919990270755E-2,null,5.0892919339866356E-3,9.8139622893482249E-3,0,2.0281352050456457E-3,4.8427245269625589E-5,0,1.697981667365013E-2]
[2004,10,22,9,6.0277334342924115E-3,1.1805814287106876E-2,0,2.3978624210073967E-3,4.4354838709677579E-7,0,2.0231853690793777E-2,null,5.6269315557658439E-3,1.1504731750249022E-2,0,2.238129116249956E-3,4.8427245269625589E-5,0,1.9418219667534445E-2]
[2004,10,22,12,5.3665576814542378E-3,1.2384849027724541E-2,0,2.5094678707314592E-3,4.4354838709677579E-7,0,2.0261318128297335E-2,null,5.009719340244391E-3,1.2068999424030443E-2,0,2.3422999829232215E-3,4.8427245269625589E-5,0,1.9469445992467679E-2]
[2004,10,22,16,6.1798904483571695E-3,1.1882117190941616E-2,0,2.8367309704390047E-3,4.4354838709677579E-7,0,2.0899182158124887E-2,null,5.7689711985611297E-3,1.157908870852698E-2,0,2.6477624922451484E-3,4.8427245269625589E-5,0,2.0044249644602882E-2]
[2004,10,22,19,7.5944647879134623E-3,1.1895477172421088E-2,2.1858515433966898E-4,3.1926708085915109E-3,4.4354838709677579E-7,1.9297504305239392E-5,2.2920938975958066E-2,null,7.0894862936617667E-3,1.1592107971694406E-2,1.4014664288656439E-4,2.9799914426733112E-3,4.8427245269625589E-5,1.6562567750218531E-5,2.1866722163935894E-2]
[2004,10,22,22,6.8277696632188774E-3,1.0078820510888622E-2,2.1858515433966898E-4,2.8465465021696172E-3,4.4354838709677579E-7,1.9297504305239392E-5,1.9991462883309118E-2,null,6.3737710023630198E-3,9.8217813288249706E-3,1.4014664288656439E-4,2.6569241635592722E-3,4.8427245269625589E-5,1.6562567750218531E-5,1.9057612950653668E-2]
[2004,10,22,24,5.1197764626867894E-3,8.1136029829012007E-3,2.1858515433966898E-4,2.4578628545090611E-3,4.4354838709677579E-7,1.9297504305239392E-5,1.5929568507129056E-2,null,4.7793473368387823E-3,7.906682552870619E-3,1.4014664288656439E-4,2.2941326283911056E-3,4.8427245269625589E-5,1.6562567750218531E-5,1.5185298974006915E-2]
[2004,10,23,3,4.4529227405050928E-3,7.1914112383994226E-3,2.1858515433966898E-4,2.2740086221971225E-3,4.4354838709677579E-7,1.9297504305239392E-5,1.4156668808133646E-2,null,4.1568346970002924E-3,7.0080093749964037E-3,1.4014664288656439E-4,2.1225258227303137E-3,4.8427245269625589E-5,1.6562567750218531E-5,1.3492506350633419E-2]
[2004,10,23,7,5.039221653144031E-3,7.9339337180762658E-3,0,2.1885605692959324E-3,4.4354838709677579E-7,0,1.5162159488903327E-2,null,4.7041488555645246E-3,7.7315953758825178E-3,0,2.0427698811677137E-3,4.8427245269625589E-5,0,1.4526941357884382E-2]
[2004,10,23,10,6.7062677206080274E-3,9.1697579402411997E-3,0,2.4627681675068358E-3,4.4354838709677579E-7,0,1.8339237376743159E-2,null,6.2603480843762523E-3,8.9359024927575473E-3,0,2.2987111745780995E-3,4.8427245269625589E-5,0,1.7543388996981525E-2]
[2004,10,23,13,7.3870771747936723E-3,9.6469381812895015E-3,0,2.8950069088263231E-3,4.4354838709677579E-7,0,1.992946581329659E-2,null,6.89588849819527E-3,9.4009132523944598E-3,0,2.7021563862979396E-3,4.8427245269625589E-5,0,1.9047385382157292E-2]
[2004,10,23,17,6.9337526602120904E-3,8.9975687644147789E-3,1.9672663890570207E-4,2.8148520456418827E-3,4.4354838709677579E-7,1.7367753874715449E-5,1.8960711411436265E-2,null,6.4727068754663322E-3,8.7681046407836367E-3,1.2613197859790795E-4,2.6273410292822694E-3,4.8427245269625589E-5,1.4906310975196675E-5,1.8057618080374968E-2]
[2004,10,23,21,6.9633010793931143E-3,7.846617361365861E-3,2.1858515433966898E-4,2.5747289514170052E-3,4.4354838709677579E-7,1.9297504305239392E-5,1.7622973599207985E-2,null,6.5002905325946964E-3,7.6465058397495178E-3,1.4014664288656439E-4,2.4032137048951826E-3,4.8427245269625589E-5,1.6562567750218531E-5,1.6755146533145804E-2]
[2004,10,23,24,5.3196193142979551E-3,7.0421695334188864E-3,2.1858515433966898E-4,2.4602662420137567E-3,4.4354838709677579E-7,1.9297504305239392E-5,1.5060381296762605E-2,null,4.9659020443724115E-3,6.862573766744799E-3,1.4014664288656439E-4,2.2963759145382865E-3,4.8427245269625589E-5,1.6562567750218531E-5,1.4329988181561905E-2]
[2004,10,24,1,5.5822674953104248E-3,8.234053668112036E-3,2.1858515433966898E-4,2.9826199110572198E-3,4.4354838709677579E-7,1.9297504305239392E-5,1.7037267281511684E-2,null,5.2110859686308429E-3,8.0240613959376081E-3,1.4014664288656439E-4,2.7839330593618849E-3,4.8427245269625589E-5,1.6562567750218531E-5,1.6224216879836745E-2]
[2004,10,24,4,5.3355775532197185E-3,7.6467701638680448E-3,2.1858515433966898E-4,2.7738821204044703E-3,4.4354838709677579E-7,1.9297504305239392E-5,1.5994556044524235E-2,null,4.9807991726449497E-3,7.4517553259486734E-3,1.4014664288656439E-4,2.5891003104815996E-3,4.8427245269625589E-5,1.6562567750218531E-5,1.522679126498163E-2]
[2004,10,24,8,6.4325867809517032E-3,9.0462450956805447E-3,0,3.0008522456149121E-3,4.4354838709677579E-7,0,1.8480127670634255E-2,null,6.004865002327088E-3,8.8155395842936732E-3,0,2.8009508492372681E-3,4.8427245269625589E-5,0,1.7669782681127653E-2]
[2004,10,24,11,7.4365826567044414E-3,1.0402922784571219E-2,0,3.4981645953219287E-3,4.4354838709677579E-7,0,2.1338113584984685E-2,null,6.9421022137458486E-3,1.0137618053652684E-2,0,3.2651347990746973E-3,4.8427245269625589E-5,0,2.0393282311742856E-2]
[2004,10,24,14,6.7991714436866817E-3,9.9970253131914689E-3,0,3.2200731512693676E-3,4.4354838709677579E-7,0,2.0016713456534614E-2,null,6.347074363289875E-3,9.7420721461223391E-3,0,3.0055683817268052E-3,4.8427245269625589E-5,0,1.9143142136408643E-2]
[2004,10,24,19,7.6659809012963277E-3,8.3315693023189516E-3,2.1858515433966898E-4,2.5708841386834352E-3,4.4354838709677579E-7,1.9297504305239392E-5,1.8806760549330719E-2,null,7.156247088498908E-3,8.1190900983822319E-3,1.4014664288656439E-4,2.399625013880159E-3,4.8427245269625589E-5,1.6562567750218531E-5,1.7880098656667707E-2]
[2004,10,24,22,6.7854443131853672E-3,8.2916217953530064E-3,2.1858515433966898E-4,2.6216217883325704E-3,4.4354838709677579E-7,1.9297504305239392E-5,1.7937014103902946E-2,null,6.334259990419879E-3,8.0801613688124031E-3,1.4014664288656439E-4,2.4469827813546211E-3,4.8427245269625589E-5,1.6562567750218531E-5,1.7066540596493311E-2]
[2004,10,25,1,4.2753779270205813E-3,7.3956206237153002E-3,2.1858515433966898E-4,2.0943377593150327E-3,4.4354838709677579E-7,1.9297504305239392E-5,1.4003662517082922E-2,null,3.991095364886673E-3,7.2070108281624221E-3,1.4014664288656439E-4,1.9548237118689172E-3,4.8427245269625589E-5,1.6562567750218531E-5,1.3358066360824421E-2]
[2004,10,25,2,4.1769467859043199E-3,7.4695086518894172E-3,2.1858515433966898E-4,2.164934044666078E-3,4.4354838709677579E-7,1.9297504305239392E-5,1.4049715689491822E-2,null,3.899209202358958E-3,7.2790144971195403E-3,1.4014664288656439E-4,2.0207172345160103E-3,4.8427245269625589E-5,1.6562567750218531E-5,1.3404077389900917E-2]
[2004,10,25,5,4.6837942404334039E-3,8.0567322391016799E-3,2.1858515433966898E-4,2.2401796019178824E-3,4.4354838709677579E-7,1.9297504305239392E-5,1.5219032288484972E-2,null,4.3723548659717502E-3,7.8512621781349958E-3,1.4014664288656439E-4,2.090950318398681E-3,4.8427245269625589E-5,1.6562567750218531E-5,1.4519703818411833E-2]
[2004,10,25,9,5.8065320963008827E-3,1.2232492195579668E-2,0,2.7458633793288243E-3,4.4354838709677579E-7,0,2.078533121959647E-2,null,5.4204385509755166E-3,1.1920528133400473E-2,0,2.5629480343323592E-3,4.8427245269625589E-5,0,1.9952341963977972E-2]
[2004,10,25,11,5.540662768638089E-3,1.24899467459452E-2,0,2.6528062345562071E-3,4.4354838709677579E-7,0,2.0683859297526593E-2,null,5.1722476636637191E-3,1.2171416845335504E-2,0,2.4760898796000368E-3,4.8427245269625589E-5,0,1.9868181633868883E-2]
[2004,10,25,16,5.760905273839486E-3,1.1722940435907249E-2,0,2.6010017398065267E-3,4.4354838709677579E-7,0,2.0085290997940358E-2,null,5.3778455913007003E-3,1.1423971422839584E-2,0,2.4277363347777418E-3,4.8427245269625589E-5,0,1.9277980594187647E-2]
[2004,10,25,20,6.8862636390361566E-3,1.0293156956034328E-2,2.1858515433966898E-4,2.3624716297821081E-3,4.4354838709677579E-7,1.9297504305239392E-5,1.9780218431884593E-2,null,6.4283755401940944E-3,1.003065157239608E-2,1.4014664288656439E-4,2.2050958781481785E-3,4.8427245269625589E-5,1.6562567750218531E-5,1.8869259446644762E-2]
[2004,10,25,23,5.0812060900570135E-3,9.1529886818718046E-3,2.1858515433966898E-4,2.1240942648581389E-3,4.4354838709677579E-7,1.9297504305239392E-5,1.659661524381896E-2,null,4.7433416227119088E-3,8.9195608991580952E-3,1.4014664288656439E-4,1.9825979915233352E-3,4.8427245269625589E-5,1.6562567750218531E-5,1.5850636969299746E-2]
[2004,10,25,24,4.7422881191573436E-3,9.2347348530065348E-3,2.1858515433966898E-4,2.2922888466523419E-3,4.4354838709677579E-7,1.9297504305239392E-5,1.6507638025848224E-2,null,4.4269593131655094E-3,8.9992223056179696E-3,1.4014664288656439E-4,2.1395883123236999E-3,4.8427245269625589E-5,1.6562567750218531E-5,1.5770906387013586E-2]
[2004,10,26,3,4.2513864205241773E-3,7.8206294192808175E-3,2.1858515433966898E-4,1.9415001927132567E-3,4.4354838709677579E-7,1.9297504305239392E-5,1.4251842239550259E-2,null,3.9686991248328316E-3,7.6211806656312064E-3,1.4014664288656439E-4,1.8121674006179509E-3,4.8427245269625589E-5,1.6562567750218531E-5,1.3607183646988397E-2]
[2004,10,26,8,5.5959856958505659E-3,1.127780073530415E-2,0,2.1865513422203602E-3,4.4354838709677579E-7,0,1.9060781321762175E-2,null,5.2238920053192762E-3,1.0990184076852134E-2,0,2.0408944985020531E-3,4.8427245269625589E-5,0,1.8303397825943087E-2]
[2004,10,26,11,5.4495428488489572E-3,1.2843826450418715E-2,0,2.5770515297941859E-3,4.4354838709677579E-7,0,2.0870864377448953E-2,null,5.0871865776668879E-3,1.2516271590024436E-2,0,2.4053815650047533E-3,4.8427245269625589E-5,0,2.0057266977965702E-2]
[2004,10,26,14,5.1672412297406045E-3,1.2907892822015179E-2,0,2.6578507232021733E-3,4.4354838709677579E-7,0,2.073342832334505E-2,null,4.8236560307174364E-3,1.2578704083159115E-2,0,2.4807983302668544E-3,4.8427245269625589E-5,0,1.9931585689413032E-2]
[2004,10,26,17,6.8612044391453651E-3,1.2350118356875403E-2,2.112989825283467E-4,2.8147313293337404E-3,4.4354838709677579E-7,1.8654254161731413E-5,2.2256450910431679E-2,null,6.4049826008471845E-3,1.2035154486111853E-2,1.3547508812367893E-4,2.6272283544758698E-3,4.8427245269625589E-5,1.601048215854458E-5,2.1267278256986759E-2]
[2004,10,26,21,6.2337589204272056E-3,1.0456586577290617E-2,2.1858515433966898E-4,2.3535403015062656E-3,4.4354838709677579E-7,1.9297504305239392E-5,1.9282212006256089E-2,null,5.8192577961115998E-3,1.0189913263870577E-2,1.4014664288656439E-4,2.1967595091864633E-3,4.8427245269625589E-5,1.6562567750218531E-5,1.8411067025075046E-2]
[2004,10,26,24,4.559868611976322E-3,9.0374481783725667E-3,2.1858515433966898E-4,2.1447529011309682E-3,4.4354838709677579E-7,1.9297504305239392E-5,1.598039589851186E-2,null,4.2566694202010175E-3,8.8069670139146912E-3,1.4014664288656439E-4,2.0018804553290823E-3,4.8427245269625589E-5,1.6562567750218531E-5,1.5270653345351199E-2]
[2004,10,27,1,4.5316705918086323E-3,8.6373258316497364E-3,2.1858515433966898E-4,2.1870056158346768E-3,4.4354838709677579E-7,1.9297504305239392E-5,1.5594328246325052E-2,null,4.2303463700493604E-3,8.4170489485972024E-3,1.4014664288656439E-4,2.041318510736466E-3,4.8427245269625589E-5,1.6562567750218531E-5,1.4893850285289436E-2]
[2004,10,27,5,4.4877780668296768E-3,7.9431254345272879E-3,2.1858515433966898E-4,1.9298025623308893E-3,4.4354838709677579E-7,1.9297504305239392E-5,1.4599032270719861E-2,null,4.1893723892722371E-3,7.7405526768802848E-3,1.4014664288656439E-4,1.8012490064179586E-3,4.8427245269625589E-5,1.6562567750218531E-5,1.3936310528476888E-2]
[2004,10,27,8,5.6500429032065886E-3,1.0958207358423169E-2,0,2.1909383096801699E-3,4.4354838709677579E-7,0,1.8799632119697023E-2,null,5.2743547885866467E-3,1.0678741258868168E-2,0,2.0449892286741522E-3,4.8427245269625589E-5,0,1.8046512521398592E-2]
[2004,10,27,12,5.3811814858261888E-3,1.2403663188951405E-2,0,2.544674047991784E-3,4.4354838709677579E-7,0,2.0329962271156476E-2,null,5.0233707644792014E-3,1.2087333769528101E-2,0,2.3751609050961815E-3,4.8427245269625589E-5,0,1.9534292684373105E-2]
[2004,10,27,15,4.9298279924591057E-3,1.2107907206706348E-2,0,2.4337937429768186E-3,4.4354838709677579E-7,0,1.9471972490529368E-2,null,4.6020291039167802E-3,1.1799120423416366E-2,0,2.2716668777080671E-3,4.8427245269625589E-5,0,1.8721243650310838E-2]
[2004,10,27,19,7.3493661928534177E-3,1.1188061689922851E-2,2.1858515433966898E-4,2.5525842436917219E-3,4.4354838709677579E-7,1.9297504305239392E-5,2.1328338333499994E-2,null,6.860685031321416E-3,1.0902733637642466E-2,1.4014664288656439E-4,2.3825441641006028E-3,4.8427245269625589E-5,1.6562567750218531E-5,2.035109928897089E-2]
[2004,10,27,22,6.4370017704919978E-3,1.013374920024032E-2,2.1858515433966898E-4,2.5851276101828123E-3,4.4354838709677579E-7,1.9297504305239392E-5,1.9394204787947133E-2,null,6.0089864261148969E-3,9.8753091771390158E-3,1.4014664288656439E-4,2.412919658310109E-3,4.8427245269625589E-5,1.6562567750218531E-5,1.8502351717470427E-2]
[2004,10,28,2,4.4115639010506762E-3,7.8001095826511456E-3,2.1858515433966898E-4,2.0205804037299571E-3,4.4354838709677579E-7,1.9297504305239392E-5,1.4470580094463784E-2,null,4.118225929480494E-3,7.6011841444051246E-3,1.4014664288656439E-4,1.8859796932853966E-3,4.8427245269625589E-5,1.6562567750218531E-5,1.3810526223077425E-2]
[2004,10,28,3,4.3837514254407746E-3,7.6557015179941779E-3,2.1858515433966898E-4,1.9646502394378511E-3,4.4354838709677579E-7,1.9297504305239392E-5,1.4242429389904811E-2,null,4.0922627878851835E-3,7.4604589046166746E-3,1.4014664288656439E-4,1.8337753098803572E-3,4.8427245269625589E-5,1.6562567750218531E-5,1.3591633458288623E-2]
[2004,10,28,6,4.768257127517897E-3,8.3017123913692106E-3,2.0036972481136324E-4,1.9021003740202131E-3,4.4354838709677579E-7,1.7689378946469442E-5,1.5190572545052249E-2,null,4.4512015651178962E-3,8.0899946253369746E-3,1.2846775597935068E-4,1.775392195910909E-3,4.8427245269625589E-5,1.5182353771033653E-5,1.4508665741385792E-2]
[2004,10,28,9,5.7674916526900492E-3,1.2355699186273494E-2,0,2.4938055808610238E-3,4.4354838709677579E-7,0,2.0617439968211661E-2,null,5.3839940222816752E-3,1.2040592988159023E-2,0,2.3276810345302435E-3,4.8427245269625589E-5,0,1.9800695290240568E-2]
[2004,10,28,13,5.2272133251189653E-3,1.2301319626321231E-2,0,2.3901018635701255E-3,4.4354838709677579E-7,0,1.9919078363397416E-2,null,4.8796404035548373E-3,1.1987600264850592E-2,0,2.2308855273740816E-3,4.8427245269625589E-5,0,1.9146553441049135E-2]
[2004,10,28,16,5.5888991009044849E-3,1.2116303790734756E-2,0,2.6296597076426766E-3,4.4354838709677579E-7,0,2.0335306147669013E-2,null,5.2172766190949661E-3,1.1807302870176582E-2,0,2.4544852556769212E-3,4.8427245269625589E-5,0,1.9527491990218093E-2]
[2004,10,28,19,7.3006778727500417E-3,1.1081070943460522E-2,2.1858515433966898E-4,2.4342836461022266E-3,4.4354838709677579E-7,1.9297504305239392E-5,2.1054358669344794E-2,null,6.8152341420653828E-3,1.0798471465811399E-2,1.4014664288656439E-4,2.272124145998154E-3,4.8427245269625589E-5,1.6562567750218531E-5,2.0090966209781343E-2]
[2004,10,28,24,4.7433989102634222E-3,8.7488386657411377E-3,2.1858515433966898E-4,2.2197287171237686E-3,4.4354838709677579E-7,1.9297504305239392E-5,1.5950292500160331E-2,null,4.4279962444755596E-3,8.5257178816950802E-3,1.4014664288656439E-4,2.0718617667329232E-3,4.8427245269625589E-5,1.6562567750218531E-5,1.5230712348809971E-2]
[2004,10,29,3,3.9047056173329119E-3,7.5653560546080348E-3,2.1858515433966898E-4,1.996535860741085E-3,4.4354838709677579E-7,1.9297504305239392E-5,1.3704923739714039E-2,null,3.6450701567439041E-3,7.3724175128217304E-3,1.4014664288656439E-4,1.8635368745152897E-3,4.8427245269625589E-5,1.6562567750218531E-5,1.3086160999987332E-2]
[2004,10,29,4,3.8542119865087156E-3,7.4963725933181891E-3,2.1858515433966898E-4,1.8693830414223175E-3,4.4354838709677579E-7,1.9297504305239392E-5,1.345829382828123E-2,null,3.5979339972326942E-3,7.3051933300552702E-3,1.4014664288656439E-4,1.7448543243250068E-3,4.8427245269625589E-5,1.6562567750218531E-5,1.2853118107519379E-2]
[2004,10,29,7,5.42958530440351E-3,1.0027753905759197E-2,0,2.0870753399564309E-3,4.4354838709677579E-7,0,1.7544858098506234E-2,null,5.0685560695596784E-3,9.7720170703738153E-3,0,1.948045077666011E-3,4.8427245269625589E-5,0,1.683704546286913E-2]
[2004,10,29,10,6.1350207884301551E-3,1.2903475664144822E-2,0,2.7786175617840981E-3,4.4354838709677579E-7,0,2.181755756274617E-2,null,5.7270850554375094E-3,1.2574399575637557E-2,0,2.5935203010270069E-3,4.8427245269625589E-5,0,2.0943432177371699E-2]
[2004,10,29,16,5.7819649811905729E-3,1.1379255678711023E-2,3.6430859056611498E-6,2.5169541710562764E-3,4.4354838709677579E-7,3.2162507175398989E-7,1.9682583090322382E-2,null,5.3975049762321663E-3,1.1089051624676216E-2,2.33577738144274E-6,2.3492875842898277E-3,4.8427245269625589E-5,2.7604279583697555E-7,1.8886883250645112E-2]
[2004,10,29,18,6.2970656290946255E-3,1.0008246343691478E-2,2.1858515433966898E-4,2.0283140841945439E-3,4.4354838709677579E-7,1.9297504305239392E-5,1.8571952264012651E-2,null,5.8783550539076718E-3,9.7530070077697026E-3,1.4014664288656439E-4,1.8931981955947548E-3,4.8427245269625589E-5,1.6562567750218531E-5,1.7729696713178537E-2]
[2004,10,29,22,6.4642498321956527E-3,9.4383970585964899E-3,2.1858515433966898E-4,2.5422094247867654E-3,4.4354838709677579E-7,1.9297504305239392E-5,1.8683182522610909E-2,null,6.0344226833590336E-3,9.1976905337295516E-3,1.4014664288656439E-4,2.3728604624571833E-3,4.8427245269625589E-5,1.6562567750218531E-5,1.7810110135452178E-2]
[2004,10,30,1,4.3318009963972818E-3,7.1222159258004149E-3,2.1858515433966898E-4,2.029123537198526E-3,4.4354838709677579E-7,1.9297504305239392E-5,1.372146666642823E-2,null,4.0437666969901616E-3,6.9405787437441741E-3,1.4014664288656439E-4,1.8939537269882895E-3,4.8427245269625589E-5,1.6562567750218531E-5,1.3083435623629033E-2]
[2004,10,30,4,4.0697440334511517E-3,6.6623761699379233E-3,2.1858515433966898E-4,1.9750087327734113E-3,4.4354838709677579E-7,1.9297504305239392E-5,1.2945455143194493E-2,null,3.7991346789548724E-3,6.492466236581027E-3,1.4014664288656439E-4,1.8434437734801406E-3,4.8427245269625589E-5,1.6562567750218531E-5,1.2340181144922448E-2]
[2004,10,30,5,3.6789582619755974E-3,6.2562509326441855E-3,2.1858515433966898E-4,1.6790502572102222E-3,4.4354838709677579E-7,1.9297504305239392E-5,1.1852585658862011E-2,null,3.4343334127691148E-3,6.0966983718287095E-3,1.4014664288656439E-4,1.5672005346872167E-3,4.8427245269625589E-5,1.6562567750218531E-5,1.130336877519145E-2]
[2004,10,30,9,5.6187097192964258E-3,9.1012464211254647E-3,0,2.2541570874690217E-3,4.4354838709677579E-7,0,1.6974556776278009E-2,null,5.245105041030847E-3,8.8691382162696987E-3,0,2.1039966955010109E-3,4.8427245269625589E-5,0,1.626666719807118E-2]
[2004,10,30,13,6.5471352464621406E-3,9.195796254685069E-3,0,2.4084654845748271E-3,4.4354838709677579E-7,0,1.8151840534109131E-2,null,6.1117968005347341E-3,8.9612767545933034E-3,0,2.2480258580662546E-3,4.8427245269625589E-5,0,1.7369526658463915E-2]
[2004,10,30,16,5.8266943317250471E-3,8.7752730391984154E-3,7.2861718113222996E-6,2.4727442689131984E-3,4.4354838709677579E-7,6.4325014350797978E-7,1.7083084610178587E-2,null,5.4392601395510118E-3,8.5514781018896351E-3,4.6715547628854801E-6,2.3080227192391403E-3,4.8427245269625589E-5,5.5208559167395109E-7,1.6352411846303972E-2]
[2004,10,30,19,6.5641660781082141E-3,7.1446661628357527E-3,2.1858515433966898E-4,2.0214247315617404E-3,4.4354838709677579E-7,1.9297504305239392E-5,1.5968583179537709E-2,null,6.1276952016592811E-3,6.9624564345615826E-3,1.4014664288656439E-4,1.8867677763244478E-3,4.8427245269625589E-5,1.6562567750218531E-5,1.518205586845172E-2]
[2004,10,30,23,5.2258962007474853E-3,6.5078072566041728E-3,2.1858515433966898E-4,2.2112182733747938E-3,4.4354838709677579E-7,1.9297504305239392E-5,1.4183247937758459E-2,null,4.8784108586903312E-3,6.3418392792542171E-3,1.4014664288656439E-4,2.063918245128049E-3,4.8427245269625589E-5,1.6562567750218531E-5,1.3489304838979007E-2]
[2004,10,31,2,3.8888695958543777E-3,5.7076252159126012E-3,2.1858515433966898E-4,1.8263847255568502E-3,4.4354838709677579E-7,1.9297504305239392E-5,{"$f":"SUM(E7300:J7300)","v":1.1661205744355835E-2},null,{"$f":"E7300*V$5","v":3.6302871193142124E-3},{"$f":"F7300*W$5","v":5.5620642035462148E-3},{"$f":"G7300*X$5","v":1.4014664288656439E-4},{"$f":"H7300*AB$5","v":1.7047203358838419E-3},{"$f":"I7300*Z$5","v":4.8427245269625589E-5},{"$f":"J7300*AA$5","v":1.6562567750218531E-5},{"$f":"SUM(M7300:R7300)","v":1.1102208114650677E-2}]
[2004,10,31,5,3.9485664901372881E-3,5.6175944415174425E-3,2.1858515433966898E-4,1.7948132391745729E-3,4.4354838709677579E-7,1.9297504305239392E-5,1.159930037786131E-2,null,3.6860145899934391E-3,5.474329475259436E-3,1.4014664288656439E-4,1.6752519801114629E-3,4.8427245269625589E-5,1.6562567750218531E-5,1.1040732501270746E-2]
[2004,10,31,6,3.9271323426200849E-3,6.0094486645767137E-3,2.1494206843400784E-4,1.8872707209755032E-3,4.4354838709677579E-7,1.8975879233485403E-5,1.2058213224226892E-2,null,3.6660056625333532E-3,5.8561902780693313E-3,1.3781086550512166E-4,1.7615504183458282E-3,4.8427245269625589E-5,1.6286524954381556E-5,1.1486270994677642E-2]
[2004,10,31,10,5.1932483441374149E-3,7.7428058963276841E-3,0,2.1212608466743116E-3,4.4354838709677579E-7,0,1.5057758635526507E-2,null,4.84793385492268E-3,7.545341868436764E-3,0,1.9799533211368367E-3,4.8427245269625589E-5,0,1.4421656289765907E-2]
[2004,10,31,14,4.8054092215383572E-3,7.685706576539557E-3,0,1.9845243020618223E-3,4.4354838709677579E-7,0,1.4476083648526832E-2,null,4.485883306187796E-3,7.4896987470638061E-3,0,1.852325464312569E-3,4.8427245269625589E-5,0,1.3876334762833798E-2]
[2004,10,31,17,5.8215076392563302E-3,7.115249580477343E-3,2.1858515433966898E-4,1.845179978147708E-3,4.4354838709677579E-7,1.9297504305239392E-5,1.5020263404913387E-2,null,5.4344183256519038E-3,6.9337900604502928E-3,1.4014664288656439E-4,1.7222635450781368E-3,4.8427245269625589E-5,1.6562567750218531E-5,1.4295608387086742E-2]
[2004,10,31,20,6.00324035578671E-3,6.6501481474163897E-3,2.1858515433966898E-4,1.8205098257869467E-3,4.4354838709677579E-7,1.9297504305239392E-5,1.4712224536022053E-2,null,5.6040670947136171E-3,6.4805500641320086E-3,1.4014664288656439E-4,1.6992367918260694E-3,4.8427245269625589E-5,1.6562567750218531E-5,1.3988990406578104E-2]
[2004,10,31,24,2.7740793008902117E-3,5.4317554606728973E-3,2.1858515433966898E-4,9.1832345890049353E-4,4.4354838709677579E-7,1.9297504305239392E-5,9.3624844274956091E-3,null,2.5896225383112634E-3,5.2932299279210455E-3,1.4014664288656439E-4,8.5714945673867095E-4,4.8427245269625589E-5,1.6562567750218531E-5,8.9451383788773878E-3]
[2004,11,1,3,3.277057981650156E-3,6.5250082500288142E-3,2.3041111476538467E-4,1.4692056636380684E-3,4.5833333333333443E-7,1.9319887507713655E-5,1.152146123092347E-2,null,3.0591566744003194E-3,6.3586015974116707E-3,1.4772889913621784E-4,1.3713347124253369E-3,5.0041486778613048E-5,1.6581778695923371E-5,1.1003445148848082E-2]
[2004,11,1,7,5.495957836563526E-3,7.2590292302229286E-3,0,1.9755011592595783E-3,4.5833333333333443E-7,0,1.4730946559379366E-2,null,5.130515295148943E-3,7.0739029117319035E-3,0,1.8439033970376255E-3,5.0041486778613048E-5,0,1.4098363090697086E-2]
[2004,11,1,8,5.3009974998089052E-3,9.8963281559522331E-3,0,1.8829210196367777E-3,4.5833333333333443E-7,0,1.708070500873125E-2,null,4.948518449574087E-3,9.6439430587187507E-3,0,1.7574904718168265E-3,5.0041486778613048E-5,0,1.639999346688828E-2]
[2004,11,1,11,5.7523923861270846E-3,1.2389592162017507E-2,0,2.7290426655562001E-3,4.5833333333333443E-7,0,2.0871485547034128E-2,null,5.3698987507474856E-3,1.2073621594629515E-2,0,2.5472478303003028E-3,5.0041486778613048E-5,0,2.004080966245592E-2]
[2004,11,1,15,5.3442930555012589E-3,1.1904287828709188E-2,0,2.5969785714591107E-3,4.5833333333333443E-7,0,1.9846017789002891E-2,null,4.9889351553235048E-3,1.1600693930669632E-2,0,2.4239811692857434E-3,5.0041486778613048E-5,0,1.9063651742057496E-2]
[2004,11,1,18,6.8387990323913956E-3,9.7127699532912684E-3,2.3041111476538467E-4,1.6510604707491968E-3,4.5833333333333443E-7,1.9319887507713655E-5,1.8452818792038292E-2,null,6.3840669960584205E-3,9.4650661230991102E-3,1.4772889913621784E-4,1.5410752843445714E-3,5.0041486778613048E-5,1.6581778695923371E-5,1.7604560568112857E-2]
[2004,11,1,20,6.9865971859960916E-3,9.7765290151722653E-3,2.3041111476538467E-4,2.093491225547577E-3,4.5833333333333443E-7,1.9319887507713655E-5,1.9106806762322365E-2,null,6.522037611957068E-3,9.5271991438081929E-3,1.4772889913621784E-4,1.9540335698423218E-3,5.0041486778613048E-5,1.6581778695923371E-5,1.8217622490218337E-2]
[2004,11,2,2,4.6597075529210595E-3,8.1387321033796929E-3,2.3041111476538467E-4,2.1044570036227407E-3,4.5833333333333443E-7,1.9319887507713655E-5,1.5153085995529924E-2,null,4.3498697737700915E-3,7.931170807826524E-3,1.4772889913621784E-4,1.964268863984864E-3,5.0041486778613048E-5,1.6581778695923371E-5,1.4459661610192234E-2]
[2004,11,2,5,5.012499273774923E-3,8.4724729049910994E-3,2.3041111476538467E-4,2.1382801262885553E-3,4.5833333333333443E-7,1.9319887507713655E-5,1.5873441640661009E-2,null,4.6792033264769677E-3,8.2564002501400047E-3,1.4772889913621784E-4,1.9958388635718505E-3,5.0041486778613048E-5,1.6581778695923371E-5,1.5145794604799579E-2]
[2004,11,2,6,4.9993014500223937E-3,8.7737678099329575E-3,2.3041111476538467E-4,1.9150061006842699E-3,4.5833333333333443E-7,1.9319887507713655E-5,1.5938264696246054E-2,null,4.6668830651797359E-3,8.5500112603401589E-3,1.4772889913621784E-4,1.7874382092101431E-3,5.0041486778613048E-5,1.6581778695923371E-5,1.5218684699340793E-2]
[2004,11,2,9,5.8301006188127393E-3,1.2404967297147983E-2,0,2.4354718851830708E-3,4.5833333333333443E-7,0,2.0670998134477127E-2,null,5.4424399325048098E-3,1.2088604619179811E-2,0,2.2732332306814973E-3,5.0041486778613048E-5,0,1.9854319269144733E-2]
[2004,11,2,12,5.763098280994949E-3,1.3243830915270793E-2,0,2.7352988743044814E-3,4.5833333333333443E-7,0,2.1742686403903557E-2,null,5.3798927789044009E-3,1.2906074779801092E-2,0,2.5530872824866312E-3,5.0041486778613048E-5,0,2.0889096327970737E-2]
[2004,11,2,16,5.9937971805452388E-3,1.2826833182269119E-2,1.9200926230448719E-5,2.896821128196446E-3,4.5833333333333443E-7,1.6099906256428044E-6,2.1738720741200236E-2,null,5.5952518242090256E-3,1.2499711699544483E-2,1.2310741594684818E-5,2.7038497516720175E-3,5.0041486778613048E-5,1.3818148913269473E-6,2.0862547318690153E-2]
[2004,11,2,21,6.8893135297780263E-3,1.0695206798285471E-2,2.3041111476538467E-4,2.5435770558488542E-3,4.5833333333333443E-7,1.9319887507713655E-5,2.0378286719518787E-2,null,6.4312226346524238E-3,1.042244797651035E-2,1.4772889913621784E-4,2.3741369889474155E-3,5.0041486778613048E-5,1.6581778695923371E-5,1.9442159764720943E-2]
[2004,11,2,23,5.8347918112401642E-3,9.4813146371989076E-3,2.3041111476538467E-4,2.1591731133736697E-3,4.5833333333333443E-7,1.9319887507713655E-5,1.7725468897419175E-2,null,5.4468191936303716E-3,9.2395135894869397E-3,1.4772889913621784E-4,2.0153400669398833E-3,5.0041486778613048E-5,1.6581778695923371E-5,1.6916025014667949E-2]
[2004,11,3,3,4.5339025848192827E-3,7.9038375893470091E-3,2.3041111476538467E-4,1.897711260293632E-3,4.5833333333333443E-7,1.9319887507713655E-5,1.4585640770066355E-2,null,4.232429951223078E-3,7.7022667858055761E-3,1.4772889913621784E-4,1.7712954624453307E-3,5.0041486778613048E-5,1.6581778695923371E-5,1.3920344364084741E-2]
[2004,11,3,6,5.3027969724038339E-3,8.681759722556949E-3,2.3041111476538467E-4,2.0619485539846599E-3,4.5833333333333443E-7,1.9319887507713655E-5,1.6296694584551876E-2,null,4.9501982698976826E-3,8.4603496462937258E-3,1.4772889913621784E-4,1.9245921093937217E-3,5.0041486778613048E-5,1.6581778695923371E-5,1.5549492190195885E-2]
[2004,11,3,7,6.1987511200038408E-3,1.0255728011927418E-2,1.1520555738269231E-5,2.1172810956641211E-3,4.5833333333333443E-7,9.6599437538568245E-7,1.858470511104237E-2,null,5.7865777681960478E-3,9.9941771750209386E-3,7.3864449568108902E-6,1.9762386807415837E-3,5.0041486778613048E-5,8.2908893479616821E-7,1.7815250644628793E-2]
[2004,11,3,10,6.2521723473724427E-3,1.2944724057293073E-2,0,2.7801728717580681E-3,4.5833333333333443E-7,0,2.1977527609756919E-2,null,5.8364468596721229E-3,1.2614596015015541E-2,0,2.5949720042219189E-3,5.0041486778613048E-5,0,2.1096056365688197E-2]
[2004,11,3,14,5.2797637692736663E-3,1.272865210500896E-2,0,2.6351285050099727E-3,4.5833333333333443E-7,0,2.0644002712625932E-2,null,4.9286966127762575E-3,1.2404034524776269E-2,0,2.4595897497927573E-3,5.0041486778613048E-5,0,1.9842362374123897E-2]
[2004,11,3,18,8.4817614151691204E-3,1.1285813598089913E-2,2.3041111476538467E-4,2.4356455257789275E-3,4.5833333333333443E-7,1.9319887507713655E-5,2.2453409874644396E-2,null,7.9177839358277498E-3,1.0997992588375345E-2,1.4772889913621784E-4,2.2733953042308156E-3,5.0041486778613048E-5,1.6581778695923371E-5,2.1403523993044661E-2]
[2004,11,3,21,6.8945772001129668E-3,1.0509212926278665E-2,2.3041111476538467E-4,2.4592349979536141E-3,4.5833333333333443E-7,1.9319887507713655E-5,2.0113214459951678E-2,null,6.4361363079310603E-3,1.0241197488183989E-2,1.4772889913621784E-4,2.2954133666720101E-3,5.0041486778613048E-5,1.6581778695923371E-5,1.9187099327397813E-2]
[2004,11,4,1,4.645050623459164E-3,8.4294817657611897E-3,2.3041111476538467E-4,2.0689726019882497E-3,4.5833333333333443E-7,1.9319887507713655E-5,1.5393694326815035E-2,null,4.3361874270308395E-3,8.2145055097646736E-3,1.4772889913621784E-4,1.9311482513195654E-3,5.0041486778613048E-5,1.6581778695923371E-5,1.4696193352725833E-2]
[2004,11,4,4,4.9230561204706156E-3,8.1544271092808089E-3,2.3041111476538467E-4,2.1629726872116851E-3,4.5833333333333443E-7,1.9319887507713655E-5,1.5490645252569541E-2,null,4.595707513786922E-3,7.9464655455142169E-3,1.4772889913621784E-4,2.0188865326427117E-3,5.0041486778613048E-5,1.6581778695923371E-5,1.4775411756554606E-2]
[2004,11,4,7,6.1118307842081172E-3,1.0142365239832182E-2,1.5360740984358977E-5,1.9903181330953998E-3,4.5833333333333443E-7,1.2879925005142433E-6,1.826162122395391E-2,null,5.7054370233939949E-3,9.8837054827087337E-3,9.8485932757478559E-6,1.8577333400177293E-3,5.0041486778613048E-5,1.1054519130615577E-6,1.7507871378087882E-2]
[2004,11,4,11,5.9483525201905882E-3,1.3273408753360121E-2,0,2.7191081603701573E-3,4.5833333333333443E-7,0,2.1941327767254201E-2,null,5.5528289141420573E-3,1.2934898297154033E-2,0,2.5379751109325765E-3,5.0041486778613048E-5,0,2.1075743809007282E-2]
[2004,11,4,12,5.7088032060172511E-3,1.2948589156059662E-2,0,2.5955523085471814E-3,4.5833333333333443E-7,0,2.1253403003957429E-2,null,5.3292079445392019E-3,1.2618362542543117E-2,0,2.4226499166990017E-3,5.0041486778613048E-5,0,2.0420261890559933E-2]
[2004,11,4,15,5.1318602533567447E-3,1.2569812206097951E-2,0,2.4418486199192018E-3,4.5833333333333443E-7,0,2.0143979412707232E-2,null,4.7906276404181035E-3,1.2249245504403185E-2,0,2.2791851800320947E-3,5.0041486778613048E-5,0,1.9369099811631995E-2]
[2004,11,4,19,7.8371107343890925E-3,1.1203279271124427E-2,2.3041111476538467E-4,2.4033290136329134E-3,4.5833333333333443E-7,1.9319887507713655E-5,2.1693908354752864E-2,null,7.3159979912983545E-3,1.0917563126346432E-2,1.4772889913621784E-4,2.2432315524926103E-3,5.0041486778613048E-5,1.6581778695923371E-5,2.0691144834748147E-2]
[2004,11,4,22,6.5201254061562786E-3,9.971859072101432E-3,2.3041111476538467E-4,2.2911888191568235E-3,4.5833333333333443E-7,1.9319887507713655E-5,1.9033362633020971E-2,null,6.0865829246409186E-3,9.7175477172382462E-3,1.4772889913621784E-4,2.1385615630219778E-3,5.0041486778613048E-5,1.6581778695923371E-5,1.8157044369511894E-2]
[2004,11,5,2,4.6331974748507424E-3,8.5003554983143319E-3,2.3041111476538467E-4,2.2820639480349244E-3,4.5833333333333443E-7,1.9319887507713655E-5,1.5665806256806431E-2,null,4.325122429438135E-3,8.2835717563897182E-3,1.4772889913621784E-4,2.1300445440466478E-3,5.0041486778613048E-5,1.6581778695923371E-5,1.4953090894485255E-2]
[2004,11,5,4,4.4239638290501345E-3,8.3287909931699759E-3,2.3041111476538467E-4,2.1041433415917637E-3,4.5833333333333443E-7,1.9319887507713655E-5,1.5107087499418305E-2,null,4.1298013494803941E-3,8.1163826441820481E-3,1.4772889913621784E-4,1.9639760965107834E-3,5.0041486778613048E-5,1.6581778695923371E-5,1.4424512254783979E-2]
[2004,11,5,9,6.5924609335456796E-3,1.2304131652223696E-2,0,2.3395592625589322E-3,4.5833333333333443E-7,0,2.123661018166164E-2,null,6.1541086482163453E-3,1.1990340575929173E-2,0,2.1837098153969815E-3,5.0041486778613048E-5,0,2.0378200526321114E-2]
[2004,11,5,10,6.2564679354773448E-3,1.2819231651734934E-2,0,2.6235924279381408E-3,4.5833333333333443E-7,0,{"$f":"SUM(E7428:J7428)","v":2.1699750348483756E-2},null,{"$f":"E7428*V$5","v":5.8404568213802069E-3},{"$f":"F7428*W$5","v":1.2492304030106328E-2},{"$f":"G7428*X$5","v":0},{"$f":"H7428*AB$5","v":2.4488221470497593E-3},{"$f":"I7428*Z$5","v":5.0041486778613048E-5},{"$f":"J7428*AA$5","v":0},{"$f":"SUM(M7428:R7428)","v":2.083162448531491E-2}]
[2004,11,5,13,5.5692327180840145E-3,1.252839445250328E-2,0,2.3964081428593715E-3,4.5833333333333443E-7,0,2.049449364678E-2,null,5.1989179124124979E-3,1.220888402376182E-2,0,2.2367717146585613E-3,5.0041486778613048E-5,0,1.9694615137611494E-2]
[2004,11,5,16,5.8265862104555539E-3,1.1471273642967239E-2,3.0721481968717953E-5,2.2966188516383582E-3,4.5833333333333443E-7,2.5759850010284867E-6,1.9628234505364234E-2,null,5.4391592075854912E-3,1.117872286371374E-2,1.9697186551495712E-5,2.1436298745700607E-3,5.0041486778613048E-5,2.2109038261231154E-6,1.8833461523025525E-2]
[2004,11,5,20,7.1185454411797824E-3,1.0325755968895487E-2,2.3041111476538467E-4,2.3354924511712507E-3,4.5833333333333443E-7,1.9319887507713655E-5,2.0029983196852952E-2,null,6.6452122362026253E-3,1.0062419215793634E-2,1.4772889913621784E-4,2.179913914140377E-3,5.0041486778613048E-5,1.6581778695923371E-5,1.910189753074739E-2]
[2004,11,5,23,6.3087125777034131E-3,8.6652728226612411E-3,2.3041111476538467E-4,2.405590107001435E-3,4.5833333333333443E-7,1.9319887507713655E-5,1.7629764842972521E-2,null,5.8892275623504513E-3,8.4442832102071888E-3,1.4772889913621784E-4,2.2453420234096705E-3,5.0041486778613048E-5,1.6581778695923371E-5,1.6793204960578064E-2]
[2004,11,6,1,4.7419404106837119E-3,7.5080479558688427E-3,2.3041111476538467E-4,2.2138362918199179E-3,4.5833333333333443E-7,1.9319887507713655E-5,1.4714013993978904E-2,null,4.4266347248598358E-3,7.3165709369670496E-3,1.4772889913621784E-4,2.0663618646024513E-3,5.0041486778613048E-5,1.6581778695923371E-5,1.4023919691040091E-2]
[2004,11,6,7,4.8162831004074759E-3,7.8589019211583733E-3,2.3041111476538461E-5,1.9273961041697356E-3,4.5833333333333443E-7,1.9319887507713649E-6,1.4628012559296225E-2,null,4.4960341485913644E-3,7.6584771076049756E-3,1.477288991362178E-5,1.7990028541657152E-3,5.0041486778613048E-5,1.6581778695923364E-6,1.4019986664923881E-2]
[2004,11,6,10,6.465755039438208E-3,9.1059757984973087E-3,0,2.1321301425232127E-3,4.5833333333333443E-7,0,1.7704319313792065E-2,null,6.0358278049065326E-3,8.873746980789075E-3,0,1.9900985602045308E-3,5.0041486778613048E-5,0,1.6949714832678753E-2]
[2004,11,6,11,7.1290271264938245E-3,9.138661249291094E-3,0,2.1266140420609448E-3,4.5833333333333443E-7,0,1.8394760751179198E-2,null,6.6549969631641151E-3,8.9055988577010428E-3,0,1.9849499140834684E-3,5.0041486778613048E-5,0,1.759558722172724E-2]
[2004,11,6,14,6.6943841725315206E-3,9.3443745462655266E-3,0,2.6651800186692047E-3,4.5833333333333443E-7,0,1.8704397070799586E-2,null,6.249254708666282E-3,9.106065868412434E-3,0,2.4876393856346057E-3,5.0041486778613048E-5,0,1.7893001449491939E-2]
[2004,11,6,18,7.9873480769913404E-3,8.9724408284784056E-3,2.3041111476538467E-4,3.0040196799443705E-3,4.5833333333333443E-7,1.9319887507713655E-5,2.0213997921020549E-2,null,7.4562456072817624E-3,8.7436175401605885E-3,1.4772889913621784E-4,2.803907285325704E-3,5.0041486778613048E-5,1.6581778695923371E-5,1.921812259737881E-2]
[2004,11,6,22,6.9917126695309435E-3,7.7515962437321052E-3,2.3041111476538467E-4,2.873960602354076E-3,4.5833333333333443E-7,1.9319887507713655E-5,1.7867458851223556E-2,null,6.5268129518155794E-3,7.5539080364638023E-3,1.4772889913621784E-4,2.6825120768945391E-3,5.0041486778613048E-5,1.6581778695923371E-5,1.6977585229784677E-2]
[2004,11,7,1,5.5695837990840961E-3,7.9024749919779386E-3,2.3041111476538467E-4,3.0401672874905178E-3,4.5833333333333443E-7,1.9319887507713655E-5,1.6762415414158984E-2,null,5.1992456489953322E-3,7.7009389386250666E-3,1.4772889913621784E-4,2.8376469245239445E-3,5.0041486778613048E-5,1.6581778695923371E-5,1.5952183676755098E-2]
[2004,11,7,5,5.518966648385938E-3,7.517408840822748E-3,2.3041111476538467E-4,2.7645639665063232E-3,4.5833333333333443E-7,1.9319887507713655E-5,1.6051128791321444E-2,null,5.1519941828130269E-3,7.3256930921797771E-3,1.4772889913621784E-4,2.5804028842379458E-3,5.0041486778613048E-5,1.6581778695923371E-5,1.5272442323841505E-2]
[2004,11,7,8,6.2518461952730843E-3,8.6456741293055618E-3,0,2.8929842968728908E-3,4.5833333333333443E-7,0,1.7790962954784873E-2,null,5.8361423943934466E-3,8.4251843404275131E-3,0,2.7002685103863808E-3,5.0041486778613048E-5,0,1.7011636731985955E-2]
[2004,11,7,11,7.2354791713080931E-3,9.8629728976474228E-3,0,3.39771435698352E-3,4.5833333333333443E-7,0,2.0496624759272369E-2,null,6.7543706957073364E-3,9.6114384563317553E-3,0,3.1713760407782194E-3,5.0041486778613048E-5,0,1.9587226679595924E-2]
[2004,11,7,12,7.0335860406230011E-3,9.7078547474007196E-3,0,3.2964095305290692E-3,4.5833333333333443E-7,0,2.0038308651886123E-2,null,6.5659020382379703E-3,9.4602762692277201E-3,0,3.0768196226459814E-3,5.0041486778613048E-5,0,1.9153039416890286E-2]
[2004,11,7,15,6.5244388402738206E-3,9.1338755484606567E-3,0,2.9257952536661668E-3,4.5833333333333443E-7,0,1.8584567975733979E-2,null,6.0906095457273178E-3,8.9009352061347746E-3,0,2.7308937694036175E-3,5.0041486778613048E-5,0,1.7772480008044326E-2]
[2004,11,7,20,7.5368113507937396E-3,7.8074882802180575E-3,2.3041111476538467E-4,2.4660130496699986E-3,4.5833333333333443E-7,1.9319887507713655E-5,1.806050201628823E-2,null,7.0356664046166209E-3,7.6083746637635608E-3,1.4772889913621784E-4,2.3017398993225007E-3,5.0041486778613048E-5,1.6581778695923371E-5,1.7160133132313436E-2]
[2004,11,7,23,5.5318332956146351E-3,7.385984324770339E-3,2.3041111476538467E-4,2.1107578799515006E-3,4.5833333333333443E-7,1.9319887507713655E-5,1.5278764835942905E-2,null,5.1640052884959972E-3,7.1976202828149443E-3,1.4772889913621784E-4,1.9701500082263935E-3,5.0041486778613048E-5,1.6581778695923371E-5,1.4546127744148089E-2]
[2004,11,8,2,4.3886702643532163E-3,7.399057673411813E-3,2.3041111476538467E-4,2.0268090183523497E-3,4.5833333333333443E-7,1.9319887507713655E-5,{"$f":"SUM(E7492:J7492)","v":1.4064726291723811E-2},null,{"$f":"E7492*V$5","v":4.0968545586056145E-3},{"$f":"F7492*W$5","v":7.2103602231138441E-3},{"$f":"G7492*X$5","v":1.4772889913621784E-4},{"$f":"H7492*AB$5","v":1.8917933895250751E-3},{"$f":"I7492*Z$5","v":5.0041486778613048E-5},{"$f":"J7492*AA$5","v":1.6581778695923371E-5},{"$f":"SUM(M7492:R7492)","v":1.3413360335855289E-2}]
[2004,11,8,6,5.1952794187991626E-3,8.1187292629888112E-3,2.3041111476538467E-4,1.7928241630207017E-3,4.5833333333333443E-7,1.9319887507713655E-5,1.5357022180415106E-2,null,4.8498298774045778E-3,7.911678097934291E-3,1.4772889913621784E-4,1.673395406016379E-3,5.0041486778613048E-5,1.6581778695923371E-5,1.4649255545966003E-2]
[2004,11,8,9,6.131431308882899E-3,1.1840498811428554E-2,0,2.5451925821887364E-3,4.5833333333333443E-7,0,2.0517581035833524E-2,null,5.7237342510342622E-3,1.1538531718510565E-2,0,2.3756448972025689E-3,5.0041486778613048E-5,0,1.9687952353526009E-2]
[2004,11,8,10,6.3462824761859422E-3,1.2294781968388471E-2,0,2.6411162733973397E-3,4.5833333333333443E-7,0,2.1282639051305088E-2,null,5.9242993268242361E-3,1.1981229336174081E-2,0,2.4651786437391819E-3,5.0041486778613048E-5,0,2.0420748793516113E-2]
[2004,11,8,16,6.201513973108831E-3,1.2025978259444228E-2,4.2242037706987177E-5,2.5522453689269644E-3,4.5833333333333443E-7,3.5419793764141689E-6,2.0825979951896757E-2,null,5.7891569110015287E-3,1.1719280902150953E-2,2.7083631508306597E-5,2.3822278634358434E-3,5.0041486778613048E-5,3.0399927609192837E-6,1.9970830787636167E-2]
[2004,11,8,17,7.6106662365352188E-3,1.1670906177228914E-2,2.3041111476538467E-4,2.6655683153769725E-3,4.5833333333333443E-7,1.9319887507713655E-5,2.2197330064747535E-2,null,7.1046104598998143E-3,1.1373264188814135E-2,1.4772889913621784E-4,2.4880018160058338E-3,5.0041486778613048E-5,1.6581778695923371E-5,2.1180228629330534E-2]
[2004,11,8,21,7.2010468458371677E-3,9.7065916924074722E-3,2.3041111476538467E-4,2.0722573724066555E-3,4.5833333333333443E-7,1.9319887507713655E-5,1.9230085246257727E-2,null,6.7222278777073737E-3,9.4590454258034768E-3,1.4772889913621784E-4,1.934214207168084E-3,5.0041486778613048E-5,1.6581778695923371E-5,1.8329839675289689E-2]
[2004,11,8,24,5.0850004982044951E-3,9.1195703346903956E-3,2.3041111476538467E-4,2.1931305805272948E-3,4.5833333333333443E-7,1.9319887507713655E-5,1.6647890749028619E-2,null,4.7468837294047913E-3,8.8869948168440027E-3,1.4772889913621784E-4,2.047035461673456E-3,5.0041486778613048E-5,1.6581778695923371E-5,1.5895266172533007E-2]
[2004,11,9,3,4.8050732982608769E-3,8.065130984395194E-3,2.3041111476538467E-4,2.0114371104927487E-3,4.5833333333333443E-7,1.9319887507713655E-5,1.5131830728755251E-2,null,4.4855697194456194E-3,7.8594467310417852E-3,1.4772889913621784E-4,1.8774454793816604E-3,5.0041486778613048E-5,1.6581778695923371E-5,1.4436814094479819E-2]
[2004,11,9,7,6.7730219364404232E-3,1.0486909607699713E-2,3.8401852460897438E-5,2.4011686869214923E-3,4.5833333333333443E-7,3.2199812512856089E-6,1.9703180398107145E-2,null,6.322663614358179E-3,1.021946296897582E-2,2.4621483189369636E-5,2.2412151356744122E-3,5.0041486778613048E-5,2.7636297826538945E-6,1.886076831875905E-2]
[2004,11,9,9,6.5503244847810067E-3,1.2589374138504087E-2,0,2.7932600568848021E-3,4.5833333333333443E-7,0,2.193341701350323E-2,null,6.1147739769362632E-3,1.2268308550744247E-2,0,2.6071873881510733E-3,5.0041486778613048E-5,0,2.1040311402610201E-2]
[2004,11,9,12,6.3197634553723804E-3,1.3228627307953558E-2,0,3.0149866973914518E-3,4.5833333333333443E-7,0,2.2563835794050725E-2,null,5.8995436343785637E-3,1.289125890860685E-2,0,2.8141437362795589E-3,5.0041486778613048E-5,0,2.165498776604359E-2]
[2004,11,9,15,5.7656305531093273E-3,1.3147045591368887E-2,0,2.9002705483753685E-3,4.5833333333333443E-7,0,2.1813405026186918E-2,null,5.3822566727334013E-3,1.2811757762628592E-2,0,2.7070693891578842E-3,5.0041486778613048E-5,0,2.0951125311298491E-2]
[2004,11,9,18,8.792096283394113E-3,1.1594849049527175E-2,2.3041111476538467E-4,2.4543765461726946E-3,4.5833333333333443E-7,1.9319887507713655E-5,2.3091511214700416E-2,null,8.2074837179938187E-3,1.1299146738664294E-2,1.4772889913621784E-4,2.2908785600477817E-3,5.0041486778613048E-5,1.6581778695923371E-5,2.2011861181316646E-2]
[2004,11,9,22,6.935775259937234E-3,1.0324028356290744E-2,2.3041111476538467E-4,2.5409282317911232E-3,4.5833333333333443E-7,1.9319887507713655E-5,2.0050921183625534E-2,null,6.4745949865353024E-3,1.006073566232561E-2,1.4772889913621784E-4,2.3716646159724305E-3,5.0041486778613048E-5,1.6581778695923371E-5,1.9121347429444099E-2]
[2004,11,10,1,4.9819391974025972E-3,8.8937883840752661E-3,2.3041111476538467E-4,2.3684794715082697E-3,4.5833333333333443E-7,1.9319887507713655E-5,1.6494396388592566E-2,null,4.6506752802452358E-3,8.6669709614194922E-3,1.4772889913621784E-4,2.2107035082504487E-3,5.0041486778613048E-5,1.6581778695923371E-5,1.5742701914525932E-2]
[2004,11,10,6,5.3847006258621998E-3,8.9415774841874844E-3,2.3041111476538467E-4,2.137576040807148E-3,4.5833333333333443E-7,1.9319887507713655E-5,1.6714043486463267E-2,null,5.0266559064539827E-3,8.7135413007460479E-3,1.4772889913621784E-4,1.9951816806565753E-3,5.0041486778613048E-5,1.6581778695923371E-5,1.5949731052467362E-2]
[2004,11,10,9,6.484610035783986E-3,1.3068009830704609E-2,0,2.8788177213403374E-3,4.5833333333333443E-7,0,2.2431895921162268E-2,null,6.0534290766081503E-3,1.2734737643303792E-2,0,2.6870456395080584E-3,5.0041486778613048E-5,0,2.1525253846198616E-2]
[2004,11,10,12,6.3661393556002609E-3,1.3775822582364997E-2,0,3.1559050378039532E-3,4.5833333333333443E-7,0,2.3298325309102544E-2,null,5.942835863416881E-3,1.3424499115000968E-2,0,2.9456748191005401E-3,5.0041486778613048E-5,0,2.2363051284297004E-2]
[2004,11,10,13,5.8830182956199342E-3,1.3325120451946454E-2,0,2.7701349065818648E-3,4.5833333333333443E-7,0,2.1978731987481587E-2,null,5.4918389559901904E-3,1.2985291197306223E-2,0,2.5856027168383146E-3,5.0041486778613048E-5,0,2.111277435691334E-2]
[2004,11,10,16,6.2574624103998965E-3,1.3192157608627283E-2,4.9922408199166675E-5,3.0562798182182434E-3,4.5833333333333443E-7,4.1859756266712919E-6,2.2560466554404596E-2,null,5.8413851707148487E-3,1.2855719292485728E-2,3.2007928146180532E-5,2.8526861210359127E-3,5.0041486778613048E-5,3.5927187174500637E-6,2.1635432717878739E-2]
[2004,11,10,19,8.2775364530631567E-3,1.1855415977720905E-2,2.3041111476538467E-4,2.8295001543879668E-3,4.5833333333333443E-7,1.9319887507713655E-5,2.3212641920778463E-2,null,7.7271384973265312E-3,1.1553068453757602E-2,1.4772889913621784E-4,2.6410133560994323E-3,5.0041486778613048E-5,1.6581778695923371E-5,2.2135572471794318E-2]
[2004,11,10,23,6.3922223280286593E-3,9.9471169760958662E-3,2.3041111476538467E-4,2.5341097719039822E-3,4.5833333333333443E-7,1.9319887507713655E-5,1.912363841163494E-2,null,5.9671845016281448E-3,9.6934366165076676E-3,1.4772889913621784E-4,2.3653003669364156E-3,5.0041486778613048E-5,1.6581778695923371E-5,1.8240273649682982E-2]
[2004,11,11,3,5.2159857039750877E-3,8.7298804884882227E-3,2.3041111476538467E-4,2.4437626233370017E-3,4.5833333333333443E-7,1.9319887507713655E-5,1.6639818151406745E-2,null,4.8691593402498071E-3,8.5072431929981169E-3,1.4772889913621784E-4,2.2809716823520153E-3,5.0041486778613048E-5,1.6581778695923371E-5,1.5871726380210695E-2]
[2004,11,11,7,6.7780905763157638E-3,1.1154606604266291E-2,4.6082222953076923E-5,2.5866960959382594E-3,4.5833333333333443E-7,3.8639775015427298E-6,2.0569797810308266E-2,null,6.3273952253310719E-3,1.0870131753790991E-2,2.9545779827243561E-5,2.414383659583466E-3,5.0041486778613048E-5,3.3163557391846729E-6,1.9694814261050572E-2]
[2004,11,11,10,6.9921810455349379E-3,1.394039431757901E-2,0,3.373502397436611E-3,4.5833333333333443E-7,0,2.4306536093883894E-2,null,6.5272501841095367E-3,1.3584873793211685E-2,0,3.1487769578831142E-3,5.0041486778613048E-5,0,2.331094242198295E-2]
[2004,11,11,13,6.1965966875207595E-3,1.358037131900385E-2,0,3.0171343254900558E-3,4.5833333333333443E-7,0,2.2794560665348001E-2,null,5.7845665903203227E-3,1.3234032426254816E-2,0,2.8161483004014417E-3,5.0041486778613048E-5,0,2.1884788803755193E-2]
[2004,11,11,14,5.9186538506965595E-3,1.3657491817722356E-2,0,3.1449817010499241E-3,4.5833333333333443E-7,0,2.2721585702802173E-2,null,5.5251049972897476E-3,1.3309186128373509E-2,0,2.9354791390558423E-3,5.0041486778613048E-5,0,2.1819811751497713E-2]
[2004,11,11,17,7.7460500600888835E-3,1.3134278437677255E-2,2.3041111476538467E-4,3.1878480102468893E-3,4.5833333333333443E-7,1.9319887507713655E-5,2.4318365843619461E-2,null,7.2309922113821239E-3,1.2799316208419422E-2,1.4772889913621784E-4,2.9754899144361887E-3,5.0041486778613048E-5,1.6581778695923371E-5,2.3220150498848485E-2]
[2004,11,11,20,8.176434469440462E-3,1.2023284314503595E-2,2.3041111476538467E-4,3.0188424138229589E-3,4.5833333333333443E-7,1.9319887507713655E-5,2.346875053337345E-2,null,7.6327590845342254E-3,1.1716655660626888E-2,1.4772889913621784E-4,2.8177426046440473E-3,5.0041486778613048E-5,1.6581778695923371E-5,2.2381509514415913E-2]
[2004,11,12,1,5.3992293320643528E-3,9.3113525149446565E-3,2.3041111476538467E-4,2.5497501831048732E-3,4.5833333333333443E-7,1.9319887507713655E-5,1.7510521365720313E-2,null,5.0402185558784335E-3,9.0738859947539236E-3,1.4772889913621784E-4,2.3798988941046797E-3,5.0041486778613048E-5,1.6581778695923371E-5,1.6708355609347792E-2]
[2004,11,12,4,5.0662089906323557E-3,8.8519683921771692E-3,2.3041111476538467E-4,2.440663585901252E-3,4.5833333333333443E-7,1.9319887507713655E-5,1.6609030304317211E-2,null,4.7293417249198999E-3,8.6262175007191452E-3,1.4772889913621784E-4,2.2780790869067827E-3,5.0041486778613048E-5,1.6581778695923371E-5,1.5847990477156581E-2]
[2004,11,12,8,7.2418713491649482E-3,1.2014061160817172E-2,0,2.5284430944698417E-3,4.5833333333333443E-7,0,2.1784833937785297E-2,null,6.7603378386948115E-3,1.1707667724134483E-2,0,2.3600111745095964E-3,5.0041486778613048E-5,0,2.0878058224117504E-2]
[2004,11,12,11,6.7719799152417088E-3,1.3289492744473537E-2,0,2.8586400855498163E-3,4.5833333333333443E-7,0,2.2920571078598396E-2,null,6.3216908802403325E-3,1.2950572099801877E-2,0,2.668212134397753E-3,5.0041486778613048E-5,0,2.1990516601218577E-2]
[2004,11,12,14,6.1754550001719604E-3,1.275779867422442E-2,0,2.6881109792025212E-3,4.5833333333333443E-7,0,2.1621822986932236E-2,null,5.7648306764844018E-3,1.2432437771863607E-2,0,2.5090428031049176E-3,5.0041486778613048E-5,0,2.0756352738231541E-2]
[2004,11,12,17,7.3612799886889719E-3,1.229965007118063E-2,2.3041111476538467E-4,3.0648781823776239E-3,4.5833333333333443E-7,1.9319887507713655E-5,2.2975997577853659E-2,null,6.8718066435271988E-3,1.1985973288212831E-2,1.4772889913621784E-4,2.8607117062440686E-3,5.0041486778613048E-5,1.6581778695923371E-5,2.1932843802594852E-2]
[2004,11,12,19,8.0594057742888782E-3,1.1411480669112203E-2,2.3041111476538467E-4,2.8745059682487523E-3,4.5833333333333443E-7,1.9319887507713655E-5,2.2595581747256264E-2,null,7.5235119745123719E-3,1.1120454784272316E-2,1.4772889913621784E-4,2.6830211133084684E-3,5.0041486778613048E-5,1.6581778695923371E-5,2.1541340036703906E-2]
[2004,11,12,22,7.3751402081701188E-3,9.865805250471503E-3,2.3041111476538467E-4,2.6370484024437037E-3,4.5833333333333443E-7,1.9319887507713655E-5,2.0128183196691758E-2,null,6.8847452558959228E-3,9.61419857593644E-3,1.4772889913621784E-4,2.4613817534994763E-3,5.0041486778613048E-5,1.6581778695923371E-5,1.9174677749942592E-2]
[2004,11,13,2,4.8507639738441868E-3,7.3421240160758674E-3,2.3041111476538467E-4,2.0930146107649337E-3,4.5833333333333443E-7,1.9319887507713655E-5,1.453609193629142E-2,null,4.5282222864588394E-3,7.1548785393196149E-3,1.4772889913621784E-4,1.9535887046937114E-3,5.0041486778613048E-5,1.6581778695923371E-5,1.385104169508292E-2]
[2004,11,13,5,4.9097035378069974E-3,7.1623867818557362E-3,2.3041111476538467E-4,2.0357294672578054E-3,4.5833333333333443E-7,1.9319887507713655E-5,1.4358009122526971E-2,null,4.583242783957722E-3,6.9797251263532126E-3,1.4772889913621784E-4,1.9001196038442988E-3,5.0041486778613048E-5,1.6581778695923371E-5,1.3677439678765987E-2]
[2004,11,13,9,6.9458317928727288E-3,9.4036617980012525E-3,0,2.431833391696865E-3,4.5833333333333443E-7,0,1.878178531590418E-2,null,6.4839828307611943E-3,9.1638411231167137E-3,0,2.2698371149830238E-3,5.0041486778613048E-5,0,1.7967702555639547E-2]
[2004,11,13,10,7.692258164488301E-3,9.1593281821180199E-3,0,2.1559655650742779E-3,4.5833333333333443E-7,0,{"$f":"SUM(E7620:J7620)","v":1.9008010245013935E-2},null,{"$f":"E7620*V$5","v":7.1807770985044738E-3},{"$f":"F7620*W$5","v":8.9257387237443239E-3},{"$f":"G7620*X$5","v":0},{"$f":"H7620*AB$5","v":2.0123461890685953E-3},{"$f":"I7620*Z$5","v":5.0041486778613048E-5},{"$f":"J7620*AA$5","v":0},{"$f":"SUM(M7620:R7620)","v":1.8168903498096009E-2}]
[2004,11,13,16,7.4824586102788014E-3,9.4739466849912933E-3,5.7602778691346167E-5,3.069636450972019E-3,4.5833333333333443E-7,4.8299718769284137E-6,2.0088932830143725E-2,null,6.9849277390668296E-3,9.2323335414499462E-3,3.6932224784054459E-5,2.8651530033721915E-3,5.0041486778613048E-5,4.1454446739808429E-6,1.917353344012562E-2]
[2004,11,13,17,8.2338606530500003E-3,9.2820015584159886E-3,2.3041111476538467E-4,3.1355602032530419E-3,4.5833333333333443E-7,1.9319887507713655E-5,2.0901611750325465E-2,null,7.6863668308292717E-3,9.045283572823205E-3,1.4772889913621784E-4,2.92668525315432E-3,5.0041486778613048E-5,1.6581778695923371E-5,1.9872687821417549E-2]
[2004,11,13,20,8.5365495228037595E-3,8.5653377632709683E-3,2.3041111476538467E-4,2.8804334556840126E-3,4.5833333333333443E-7,1.9319887507713655E-5,2.0232510077365175E-2,null,7.9689290196458488E-3,8.3468967849450269E-3,1.4772889913621784E-4,2.688553741910858E-3,5.0041486778613048E-5,1.6581778695923371E-5,1.9218731711112488E-2]
[2004,11,13,24,6.2568139343592956E-3,7.5035484267409504E-3,2.3041111476538467E-4,2.7142879122953965E-3,4.5833333333333443E-7,1.9319887507713655E-5,1.6724839609002073E-2,null,5.8407798137700209E-3,7.3121861588941496E-3,1.4772889913621784E-4,2.5334759630794073E-3,5.0041486778613048E-5,1.6581778695923371E-5,1.5900794100354332E-2]
[2004,11,14,3,6.4690273154186101E-3,8.8405984199669222E-3,2.3041111476538467E-4,3.6511703363361812E-3,4.5833333333333443E-7,1.9319887507713655E-5,1.9210985407328147E-2,null,6.0388824975491345E-3,8.6151374958075375E-3,1.4772889913621784E-4,3.4079480818207226E-3,5.0041486778613048E-5,1.6581778695923371E-5,1.827632023978815E-2]
[2004,11,14,6,6.3629266965336013E-3,8.8398014115412191E-3,2.3041111476538467E-4,3.3792640633134581E-3,4.5833333333333443E-7,1.9319887507713655E-5,1.883218150699471E-2,null,5.9398368235825611E-3,8.6143608134104221E-3,1.4772889913621784E-4,3.1541548111094298E-3,5.0041486778613048E-5,1.6581778695923371E-5,1.792270461271317E-2]
[2004,11,14,11,8.587498414869308E-3,1.1499337134400399E-2,0,4.1982811604324155E-3,4.5833333333333443E-7,0,2.4285575043035457E-2,null,8.0164901687278488E-3,1.1206070654646426E-2,0,3.918613186914971E-3,5.0041486778613048E-5,0,2.319121549706786E-2]
[2004,11,14,14,8.0808992819686749E-3,1.096474786454406E-2,0,4.0321808736969288E-3,4.5833333333333443E-7,0,2.3078286353542997E-2,null,7.543576315101737E-3,1.0685114963095745E-2,0,3.7635776499703711E-3,5.0041486778613048E-5,0,2.2042310414946465E-2]
[2004,11,14,17,9.7950208487205953E-3,1.0736141399476304E-2,2.3041111476538467E-4,4.0789953877964453E-3,4.5833333333333443E-7,1.9319887507713655E-5,2.4860346971599778E-2,null,9.1437208535948226E-3,1.0462338626536775E-2,1.4772889913621784E-4,3.8072736210783393E-3,5.0041486778613048E-5,1.6581778695923371E-5,2.3627685265820687E-2]
[2004,11,14,18,1.0860652565722441E-2,1.1101764162374236E-2,2.3041111476538467E-4,4.381956878038093E-3,4.5833333333333443E-7,1.9319887507713655E-5,2.6594562941741205E-2,null,1.0138495556322949E-2,1.0818636947569947E-2,1.4772889913621784E-4,4.090053369604294E-3,5.0041486778613048E-5,1.6581778695923371E-5,2.5261538038107944E-2]
[2004,11,14,21,8.8042780456408509E-3,9.7328683245749593E-3,2.3041111476538467E-4,3.5122862235927184E-3,4.5833333333333443E-7,1.9319887507713655E-5,2.229962192941496E-2,null,8.2188554787291299E-3,9.4846519275690565E-3,1.4772889913621784E-4,3.2783157168474672E-3,5.0041486778613048E-5,1.6581778695923371E-5,2.1196175287756407E-2]
[2004,11,15,1,5.1878770210848912E-3,8.3592624979068365E-3,2.3041111476538467E-4,2.5833968309972363E-3,4.5833333333333443E-7,1.9319887507713655E-5,1.6380725685595395E-2,null,4.8429196870750264E-3,8.1460770370886757E-3,1.4772889913621784E-4,2.4113041747631384E-3,5.0041486778613048E-5,1.6581778695923371E-5,1.5614653063537594E-2]
[2004,11,15,4,5.0488253110334506E-3,8.4051572005378085E-3,2.3041111476538467E-4,2.5239376546033732E-3,4.5833333333333443E-7,1.9319887507713655E-5,1.6228109501781066E-2,null,4.7131139377496988E-3,8.1908012915692333E-3,1.4772889913621784E-4,2.3558058639553655E-3,5.0041486778613048E-5,1.6581778695923371E-5,1.5474073257885052E-2]
[2004,11,15,8,6.7434001263658745E-3,1.1815151380074754E-2,0,2.8287631868479275E-3,4.5833333333333443E-7,0,2.1387773026621891E-2,null,6.2950114463145293E-3,1.1513830720240434E-2,0,2.6403254815597411E-3,5.0041486778613048E-5,0,2.049920913489332E-2]
[2004,11,15,12,7.1233176401720643E-3,1.3825418941226103E-2,0,3.4702037968491989E-3,4.5833333333333443E-7,0,2.4419398711580702E-2,null,6.6496671175262255E-3,1.3472830622731803E-2,0,3.2390366056891389E-3,5.0041486778613048E-5,0,2.3411575832725781E-2]
[2004,11,15,15,5.9746038649778664E-3,1.3005030191628445E-2,0,3.0094501508755736E-3,4.5833333333333443E-7,0,2.198954254081522E-2,null,5.5773347291345485E-3,1.2673364167855337E-2,0,2.8089760061161856E-3,5.0041486778613048E-5,0,2.1109716389884684E-2]
[2004,11,15,16,6.535455982451273E-3,1.2841875227295678E-2,6.5283149183525645E-5,2.9633609502385219E-3,4.5833333333333443E-7,5.4739681271855355E-6,2.2411907610629517E-2,null,6.1008941254368284E-3,1.2514370128755479E-2,4.1856521421928381E-5,2.7659570318052515E-3,5.0041486778613048E-5,4.6981706305116212E-6,2.1477817464828613E-2]
[2004,11,15,19,8.453842628130084E-3,1.129693793088987E-2,2.3041111476538467E-4,2.6258406494253281E-3,4.5833333333333443E-7,1.9319887507713655E-5,2.2626810544051714E-2,null,7.8917215517656202E-3,1.1008833218394722E-2,1.4772889913621784E-4,2.4509206035442481E-3,5.0041486778613048E-5,1.6581778695923371E-5,2.1565827538315343E-2]
[2004,11,16,1,4.992306788329676E-3,9.1875188353467922E-3,2.3041111476538467E-4,2.4061961792735172E-3,4.5833333333333443E-7,1.9319887507713655E-5,1.6836211138556417E-2,null,4.6603534992940348E-3,8.9532104334776805E-3,1.4772889913621784E-4,2.2459077222532799E-3,5.0041486778613048E-5,1.6581778695923371E-5,1.6073823819635753E-2]
[2004,11,16,3,4.9107250281090423E-3,8.4422014188677806E-3,2.3041111476538467E-4,2.2410371984271722E-3,4.5833333333333443E-7,1.9319887507713655E-5,1.5844152981010429E-2,null,4.5841963523391288E-3,8.2269007747916168E-3,1.4772889913621784E-4,2.0917507862239491E-3,5.0041486778613048E-5,1.6581778695923371E-5,1.5117200077965449E-2]
[2004,11,16,6,5.4383412793274901E-3,9.0247511493644246E-3,2.3041111476538467E-4,2.2328143158507892E-3,4.5833333333333443E-7,1.9319887507713655E-5,1.6946096080149138E-2,null,5.0767298337346068E-3,8.7945937960060092E-3,1.4772889913621784E-4,2.0840756699401818E-3,5.0041486778613048E-5,1.6581778695923371E-5,1.6169751464291553E-2]
[2004,11,16,9,6.411347065373366E-3,1.2780700830417876E-2,0,2.8685816995822088E-3,4.5833333333333443E-7,0,2.2061087928706789E-2,null,5.9850375784494319E-3,1.2454755856588671E-2,0,2.6774914890569201E-3,5.0041486778613048E-5,0,2.1167326410873637E-2]
[2004,11,16,13,6.0439139984877774E-3,1.3261708882714565E-2,0,2.9319579564403035E-3,4.5833333333333443E-7,0,2.2238039170975981E-2,null,5.6420362262449703E-3,1.2923496807174917E-2,0,2.7366459445045538E-3,5.0041486778613048E-5,0,2.1352220464703055E-2]
[2004,11,16,16,6.3621028263159563E-3,1.3106414833266055E-2,6.5283149183525645E-5,3.1705421185127141E-3,4.5833333333333443E-7,5.4739681271855355E-6,2.2710275228738773E-2,null,5.9390677349398634E-3,1.2772163206809361E-2,4.1856521421928381E-5,2.9593368525117044E-3,5.0041486778613048E-5,4.6981706305116212E-6,2.1767163973091981E-2]
[2004,11,16,17,7.5636446437354395E-3,1.2788796602466393E-2,2.3041111476538467E-4,3.0998929679944302E-3,4.5833333333333443E-7,1.9319887507713655E-5,2.3702523549802696E-2,null,7.0607154723042811E-3,1.2462645162947747E-2,1.4772889913621784E-4,2.8933939863038647E-3,5.0041486778613048E-5,1.6581778695923371E-5,2.2631106786166647E-2]
[2004,11,16,22,6.8265793643660314E-3,1.0596974219690223E-2,2.3041111476538467E-4,2.6285932795789917E-3,4.5833333333333443E-7,1.9319887507713655E-5,2.0302336199241679E-2,null,6.3726598500121598E-3,1.0326720613840601E-2,1.4772889913621784E-4,2.4534898675850907E-3,5.0041486778613048E-5,1.6581778695923371E-5,1.9367222496048605E-2]
[2004,11,16,24,5.4961702351750017E-3,9.9383314150453626E-3,2.3041111476538467E-4,2.6979286275976783E-3,4.5833333333333443E-7,1.9319887507713655E-5,1.8382619613424474E-2,null,5.1307135707466187E-3,9.6848751127686268E-3,1.4772889913621784E-4,2.5182064500822426E-3,5.0041486778613048E-5,1.6581778695923371E-5,1.7548147298208243E-2]
[2004,11,17,4,4.7937617812109142E-3,8.184555073776115E-3,2.3041111476538467E-4,2.1391127062361818E-3,4.5833333333333443E-7,1.9319887507713655E-5,1.5367618896829643E-2,null,4.4750103387221933E-3,7.9758251594527537E-3,1.4772889913621784E-4,1.9966159813105764E-3,5.0041486778613048E-5,1.6581778695923371E-5,1.4661803644096277E-2]
[2004,11,17,7,6.3974077235203286E-3,1.0718114674686608E-2,6.9123334429615398E-5,2.344782323776671E-3,4.5833333333333443E-7,5.795966252314096E-6,1.9535682355998875E-2,null,5.9720251047900566E-3,1.0444771635561192E-2,4.4318669740865351E-5,2.1885849430460761E-3,5.0041486778613048E-5,4.9745336087770108E-6,1.8704716373525582E-2]
[2004,11,17,10,6.3421689218150579E-3,1.3523554896891575E-2,0,2.9021757462085267E-3,4.5833333333333443E-7,0,2.2768357898248492E-2,null,5.9204592948871567E-3,1.3178664987845718E-2,0,2.7088476724760808E-3,5.0041486778613048E-5,0,2.1858013441987571E-2]
[2004,11,17,14,5.4510190279515843E-3,1.3295641725320608E-2,0,2.799468533307225E-3,4.5833333333333443E-7,0,2.1546587619912752E-2,null,5.0885646012416002E-3,1.2956564263786724E-2,0,2.6129822876944501E-3,5.0041486778613048E-5,0,2.070815263950139E-2]
[2004,11,17,15,5.3694071879258837E-3,1.3017863938274563E-2,0,2.6787900616461967E-3,4.5833333333333443E-7,0,2.1066519521179976E-2,null,5.0123793745771045E-3,1.2685870616705333E-2,0,2.5003427973038297E-3,5.0041486778613048E-5,0,2.0248634275364882E-2]
[2004,11,17,19,7.8834290578865436E-3,1.1513608062710748E-2,2.3041111476538467E-4,2.5804911216946599E-3,4.5833333333333443E-7,1.9319887507713655E-5,2.2227717577898383E-2,null,7.3592364720538612E-3,1.1219977632856044E-2,1.4772889913621784E-4,2.408592028921709E-3,5.0041486778613048E-5,1.6581778695923371E-5,2.1202158298442367E-2]
[2004,11,17,22,6.694067804220381E-3,1.0295585780449498E-2,2.3041111476538467E-4,2.5194093958559325E-3,4.5833333333333443E-7,1.9319887507713655E-5,1.9759252316132243E-2,null,6.2489593766227201E-3,1.0033018454737733E-2,1.4772889913621784E-4,2.3515792545970591E-3,5.0041486778613048E-5,1.6581778695923371E-5,1.8847909250568264E-2]
[2004,11,18,1,4.719370421490377E-3,8.7348274744758394E-3,2.3041111476538467E-4,2.2128493079723601E-3,4.5833333333333443E-7,1.9319887507713655E-5,1.5917236539545007E-2,null,4.4055654812063666E-3,8.5120640164818417E-3,1.4772889913621784E-4,2.0654406285602438E-3,5.0041486778613048E-5,1.6581778695923371E-5,1.5197422290859207E-2]
[2004,11,18,5,4.9435953194553262E-3,8.485317371775096E-3,2.3041111476538467E-4,2.0927977088123538E-3,4.5833333333333443E-7,1.9319887507713655E-5,1.5771899735649207E-2,null,4.6148810004974844E-3,8.2689171457332421E-3,1.4772889913621784E-4,1.9533862516375278E-3,5.0041486778613048E-5,1.6581778695923371E-5,1.505153656247901E-2]
[2004,11,18,8,6.0435595808233083E-3,1.1603430999086697E-2,0,2.2425376758676684E-3,4.5833333333333443E-7,0,1.9889986589111008E-2,null,5.6417053748624626E-3,1.130750982359646E-2,0,2.0931513095477352E-3,5.0041486778613048E-5,0,1.9092407994785274E-2]
[2004,11,18,12,5.7257452422969429E-3,1.3153628475766656E-2,0,2.7131952885532246E-3,4.5833333333333443E-7,0,2.1593027339950159E-2,null,5.3450234545647079E-3,1.281817276436396E-2,0,2.5324561243309303E-3,5.0041486778613048E-5,0,2.0745693830038211E-2]
[2004,11,18,16,6.1427276310240687E-3,1.302030527967242E-2,7.2963519675705137E-5,3.0210712397104184E-3,4.5833333333333443E-7,6.1179643774426564E-6,2.2263643967793387E-2,null,5.7342794472034593E-3,1.2688249696810277E-2,4.6780818059802309E-5,2.8198229575742539E-3,5.0041486778613048E-5,5.2508965870423995E-6,2.1344425303013448E-2]
[2004,11,18,19,7.8217291885255297E-3,1.162263989802601E-2,2.3041111476538467E-4,2.5914200322109909E-3,4.5833333333333443E-7,1.9319887507713655E-5,2.2285978454368964E-2,null,7.3016392100517013E-3,1.1326228839848969E-2,1.4772889913621784E-4,2.4187929114332313E-3,5.0041486778613048E-5,1.6581778695923371E-5,2.1261013125944653E-2]
[2004,11,18,20,7.5449527693093555E-3,1.1344089228813282E-2,2.3041111476538467E-4,2.6268340391780716E-3,4.5833333333333443E-7,1.9319887507713655E-5,2.1766065372907144E-2,null,7.0432664760619827E-3,1.1054782021339839E-2,1.4772889913621784E-4,2.45184781876307E-3,5.0041486778613048E-5,1.6581778695923371E-5,2.0764248480775644E-2]
[2004,11,18,23,6.1151151172731122E-3,9.8591825445152152E-3,2.3041111476538467E-4,2.3895479238938808E-3,4.5833333333333443E-7,1.9319887507713655E-5,1.8614034921288641E-2,null,5.7085029714098656E-3,9.607744768207898E-3,1.4772889913621784E-4,2.230368488319969E-3,5.0041486778613048E-5,1.6581778695923371E-5,1.7760968392548489E-2]
[2004,11,19,2,4.6532740158460898E-3,8.6629211350342673E-3,2.3041111476538467E-4,2.3334610325660672E-3,4.5833333333333443E-7,1.9319887507713655E-5,1.5899845519052856E-2,null,4.3438640216616154E-3,8.4419914974417035E-3,1.4772889913621784E-4,2.1780178182310701E-3,5.0041486778613048E-5,1.6581778695923371E-5,1.5178225501945143E-2]
[2004,11,19,5,5.1398978643711858E-3,8.8801463227975372E-3,2.3041111476538467E-4,2.334324486168235E-3,4.5833333333333443E-7,1.9319887507713655E-5,1.6604558008943393E-2,null,4.7981308068310085E-3,8.6536768123075467E-3,1.4772889913621784E-4,2.178823752979708E-3,5.0041486778613048E-5,1.6581778695923371E-5,1.5844983536729019E-2]
[2004,11,19,10,6.2766230339289979E-3,1.3049290398523062E-2,0,2.7114575748524695E-3,4.5833333333333443E-7,0,2.2037829340637864E-2,null,5.8592717475416667E-3,1.2716495610985794E-2,0,2.5308341682106403E-3,5.0041486778613048E-5,0,2.1156643013516715E-2]
[2004,11,19,14,5.6673594337864185E-3,1.2475849019944519E-2,0,2.5393975523804219E-3,4.5833333333333443E-7,0,2.0683064339444692E-2,null,5.2905198916752619E-3,1.2157678652273846E-2,0,2.370235902578901E-3,5.0041486778613048E-5,0,1.9868475933306623E-2]
[2004,11,19,17,6.5353255915114273E-3,1.1777037203124832E-2,2.3041111476538467E-4,2.7220112281331706E-3,4.5833333333333443E-7,1.9319887507713655E-5,2.1284563358375863E-2,null,6.1007724045774045E-3,1.1476688565449023E-2,1.4772889913621784E-4,2.5406847912002694E-3,5.0041486778613048E-5,1.6581778695923371E-5,2.033249792583745E-2]
[2004,11,19,20,7.254182706052807E-3,1.0450110133019896E-2,2.3041111476538467E-4,2.5087974157843246E-3,4.5833333333333443E-7,1.9319887507713655E-5,2.046327959046346E-2,null,6.7718305769390863E-3,1.0183601987730018E-2,1.4772889913621784E-4,2.3416741902483919E-3,5.0041486778613048E-5,1.6581778695923371E-5,1.9511458919528248E-2]
[2004,11,19,21,7.4745247499739438E-3,1.0291109201736552E-2,2.3041111476538467E-4,2.7524316093919809E-3,4.5833333333333443E-7,1.9319887507713655E-5,2.0768254896708912E-2,null,6.9775214246710305E-3,1.0028656041777575E-2,1.4772889913621784E-4,2.5690787225727645E-3,5.0041486778613048E-5,1.6581778695923371E-5,1.9789608353632124E-2]
[2004,11,19,24,4.9391862010283866E-3,7.6654024164625016E-3,2.3041111476538467E-4,2.1224645684488866E-3,4.5833333333333443E-7,1.9319887507713655E-5,1.4977242521546206E-2,null,4.6107650574352867E-3,7.4699124020121358E-3,1.4772889913621784E-4,1.9810768571362075E-3,5.0041486778613048E-5,1.6581778695923371E-5,1.4276106481194385E-2]
[2004,11,20,6,5.4471368748762756E-3,8.13512471705162E-3,2.3041111476538467E-4,2.4231553896351559E-3,4.5833333333333443E-7,1.9319887507713655E-5,1.6255606317169484E-2,null,5.0849405840414546E-3,7.9276554203221369E-3,1.4772889913621784E-4,2.2617371969414252E-3,5.0041486778613048E-5,1.6581778695923371E-5,1.548868536591577E-2]
[2004,11,20,8,6.5944389594189698E-3,9.6228130747973931E-3,0,2.7841683876492053E-3,4.5833333333333443E-7,0,1.9001878755198903E-2,null,6.1559551492811095E-3,9.3774034061536102E-3,0,2.5987013593225493E-3,5.0041486778613048E-5,0,1.8182101401535884E-2]
[2004,11,20,11,8.5086707791154469E-3,1.0022566715877614E-2,0,2.6449959849463821E-3,4.5833333333333443E-7,0,2.1176691813272776E-2,null,7.9429040163332583E-3,9.7669621688927389E-3,0,2.4687999087894571E-3,5.0041486778613048E-5,0,2.0228707580794071E-2]
[2004,11,20,15,7.923597072617897E-3,1.0575836174628834E-2,0,3.6127359356483992E-3,4.5833333333333443E-7,0,2.2112627516228466E-2,null,7.3967335963192526E-3,1.0306121650292484E-2,0,3.3720739839194751E-3,5.0041486778613048E-5,0,2.1124970717309826E-2]
[2004,11,20,18,9.4509509427542285E-3,1.0145903925503E-2,2.3041111476538467E-4,3.7377561472654668E-3,4.5833333333333443E-7,1.9319887507713655E-5,2.3584800351129125E-2,null,8.8225291764285601E-3,9.8871539216220643E-3,1.4772889913621784E-4,3.4887659898029215E-3,5.0041486778613048E-5,1.6581778695923371E-5,2.2412801252464299E-2]
[2004,11,20,21,8.5826787424597168E-3,8.9767649590503824E-3,2.3041111476538467E-4,3.2833637071950253E-3,4.5833333333333443E-7,1.9319887507713655E-5,2.109299674431156E-2,null,8.0119909706352979E-3,8.7478313928499342E-3,1.4772889913621784E-4,3.0646428451988794E-3,5.0041486778613048E-5,1.6581778695923371E-5,2.0038817373294864E-2]
[2004,11,20,23,7.2642465594840271E-3,8.5985661405201096E-3,2.3041111476538467E-4,3.376264219318238E-3,4.5833333333333443E-7,1.9319887507713655E-5,1.9489266254928805E-2,null,6.7812252548992242E-3,8.379277742111611E-3,1.4772889913621784E-4,3.1513548013461135E-3,5.0041486778613048E-5,1.6581778695923371E-5,1.8526209962967704E-2]
[2004,11,21,2,7.0408833304103809E-3,9.3279219237101356E-3,2.3041111476538467E-4,3.9458288434811644E-3,4.5833333333333443E-7,1.9319887507713655E-5,2.0564823433208115E-2,null,6.5727141095785133E-3,9.0900328354945274E-3,1.4772889913621784E-4,3.6829779494287522E-3,5.0041486778613048E-5,1.6581778695923371E-5,1.9560077059112543E-2]
[2004,11,21,6,6.6378152338063372E-3,9.0143872724162272E-3,2.3041111476538467E-4,3.6414520241844078E-3,4.5833333333333443E-7,1.9319887507713655E-5,1.9543843866013405E-2,null,6.1964472065000409E-3,8.7844942280065532E-3,1.4772889913621784E-4,3.3988771538153739E-3,5.0041486778613048E-5,1.6581778695923371E-5,1.8594170752932723E-2]
[2004,11,21,9,8.2549524581965791E-3,1.045181721841398E-2,0,3.7692157035514829E-3,4.5833333333333443E-7,0,2.2476443713495376E-2,null,7.7060561792785835E-3,1.0185265537490846E-2,0,3.5181298716883782E-3,5.0041486778613048E-5,0,2.1459493075236424E-2]
[2004,11,21,12,9.0006291696441577E-3,1.1964231586419176E-2,0,4.6597109986650335E-3,4.5833333333333443E-7,0,2.56250300880617E-2,null,8.4021506339824574E-3,1.1659108948539979E-2,0,4.3493049342843019E-3,5.0041486778613048E-5,0,2.4460606003585354E-2]
[2004,11,21,16,9.1390474341298388E-3,1.1260676627711512E-2,7.6803704921794876E-5,4.2976168148247066E-3,4.5833333333333443E-7,6.4399625025712177E-6,2.4781042877423758E-2,null,8.5313650574169349E-3,1.0973496683714766E-2,4.9242966378739273E-5,4.0113316091352604E-3,5.0041486778613048E-5,5.5272595653077891E-6,2.3621005062989624E-2]
[2004,11,21,20,1.0122197043229806E-2,1.0791240224216996E-2,2.3041111476538467E-4,4.2329883861663142E-3,4.5833333333333443E-7,1.9319887507713655E-5,2.5396614989219548E-2,null,9.4491421322972988E-3,1.0516032271293489E-2,1.4772889913621784E-4,3.9510083951549259E-3,5.0041486778613048E-5,1.6581778695923371E-5,2.4130534963356466E-2]
[2004,11,21,23,7.7103072491214557E-3,9.7922135097294055E-3,2.3041111476538467E-4,3.6365478013468825E-3,4.5833333333333443E-7,1.9319887507713655E-5,2.1389257895804176E-2,null,7.1976260459541393E-3,9.5424836382216952E-3,1.4772889913621784E-4,3.3942996251677413E-3,5.0041486778613048E-5,1.6581778695923371E-5,2.0348761473954327E-2]
[2004,11,21,24,6.6762219020644617E-3,9.7016023201604209E-3,2.3041111476538467E-4,3.4373681871533008E-3,4.5833333333333443E-7,1.9319887507713655E-5,2.0065381744984616E-2,null,6.2323001014445963E-3,9.4541832970329812E-3,1.4772889913621784E-4,3.2083883360192996E-3,5.0041486778613048E-5,1.6581778695923371E-5,1.910922389910763E-2]
[2004,11,22,3,5.6045447464737287E-3,9.2975302572263861E-3,2.3041111476538467E-4,3.1997938288612013E-3,4.5833333333333443E-7,1.9319887507713655E-5,1.8352058168167748E-2,null,5.2318819392743639E-3,9.0604162447337853E-3,1.4772889913621784E-4,2.9866399638401489E-3,5.0041486778613048E-5,1.6581778695923371E-5,1.7493290312459053E-2]
[2004,11,22,7,7.6947723532566521E-3,1.1756432236558655E-2,8.4484075413974354E-5,3.4454607098773739E-3,4.5833333333333443E-7,7.0839587528283378E-6,2.2988691667192817E-2,null,7.1831241114027724E-3,1.1456609085346951E-2,5.4167263016613194E-5,3.2159417763559864E-3,5.0041486778613048E-5,6.0799855218385674E-6,2.1965963708422773E-2]
[2004,11,22,10,8.186393969134096E-3,1.4984361190907916E-2,0,4.2732998925803572E-3,4.5833333333333443E-7,0,2.7444513385955705E-2,null,7.6420563475463766E-3,1.4602216480612077E-2,0,3.9886345556196549E-3,5.0041486778613048E-5,0,2.6282948870556724E-2]
[2004,11,22,13,7.6751423837177653E-3,1.4670413206230384E-2,0,3.948752419472866E-3,4.5833333333333443E-7,0,2.629476634275435E-2,null,7.1647993967747688E-3,1.4296275080941676E-2,0,3.6857067717720486E-3,5.0041486778613048E-5,0,2.519682273626711E-2]
[2004,11,22,17,9.1639959709011072E-3,1.4169271301637316E-2,2.3041111476538467E-4,4.1001666226248724E-3,4.5833333333333443E-7,1.9319887507713655E-5,2.7683623230769731E-2,null,8.5546546919634432E-3,1.3807913749741621E-2,1.4772889913621784E-4,3.8270345367511249E-3,5.0041486778613048E-5,1.6581778695923371E-5,2.6403955143066943E-2]
[2004,11,22,21,8.9411516491169785E-3,1.2136870910218419E-2,2.3041111476538467E-4,3.667174919672501E-3,4.5833333333333443E-7,1.9319887507713655E-5,2.4995386814614332E-2,null,8.3466279502471263E-3,1.1827345468406615E-2,1.4772889913621784E-4,3.4228865218432396E-3,5.0041486778613048E-5,1.6581778695923371E-5,2.3811212105107733E-2]
[2004,11,22,22,8.3295956295854536E-3,1.2063624684896381E-2,2.3041111476538467E-4,3.7032217768791327E-3,4.5833333333333443E-7,1.9319887507713655E-5,2.4346631426967399E-2,null,7.7757361047578692E-3,1.175596723446568E-2,1.4772889913621784E-4,3.4565321221732086E-3,5.0041486778613048E-5,1.6581778695923371E-5,2.320258762600751E-2]
[2004,11,23,1,5.2712174841786832E-3,9.1018465384230009E-3,2.3041111476538467E-4,2.6148885941060921E-3,4.5833333333333443E-7,1.9319887507713655E-5,1.7238141952314209E-2,null,4.9207185955315088E-3,8.8697230288339955E-3,1.4772889913621784E-4,2.4406981180179663E-3,5.0041486778613048E-5,1.6581778695923371E-5,1.6445491906994226E-2]
[2004,11,23,4,4.9854057668289164E-3,8.5231787559398222E-3,2.3041111476538467E-4,2.2788930298716635E-3,4.5833333333333443E-7,1.9319887507713655E-5,1.6037666888246836E-2,null,4.6539113471861246E-3,8.3058129546893442E-3,1.4772889913621784E-4,2.1270848561995613E-3,5.0041486778613048E-5,1.6581778695923371E-5,1.5301161322685785E-2]
[2004,11,23,8,6.6440592780839377E-3,1.1820823308141997E-2,0,2.6509965868377417E-3,4.5833333333333443E-7,0,2.111633750639701E-2,null,6.2022760657494142E-3,1.1519357997676231E-2,0,2.4744007813376138E-3,5.0041486778613048E-5,0,2.0246076331541876E-2]
[2004,11,23,10,6.611582972730558E-3,1.3238100351895234E-2,0,3.1012785405353576E-3,4.5833333333333443E-7,0,2.2951420198494485E-2,null,6.1719592062864552E-3,1.2900490362427559E-2,0,2.8946872591035706E-3,5.0041486778613048E-5,0,2.2017178314596202E-2]
[2004,11,23,15,5.8323612039252321E-3,1.3123155164648664E-2,0,3.0375113972426235E-3,4.5833333333333443E-7,0,2.1993486099149855E-2,null,5.4445502046066938E-3,1.2788476611144165E-2,0,2.8351679560721685E-3,5.0041486778613048E-5,0,2.1118236258601642E-2]
[2004,11,23,19,8.2114611804846322E-3,1.1743087451385675E-2,2.3041111476538467E-4,2.8187935649253417E-3,4.5833333333333443E-7,1.9319887507713655E-5,2.3023531532402084E-2,null,7.6654567656473044E-3,1.1443604630936084E-2,1.4772889913621784E-4,2.6310199847524771E-3,5.0041486778613048E-5,1.6581778695923371E-5,2.1954433545946617E-2]
[2004,11,23,22,7.0845702772565243E-3,1.0629713596977132E-2,2.3041111476538467E-4,2.8145968228722369E-3,4.5833333333333443E-7,1.9319887507713655E-5,2.0779070032712326E-2,null,6.6134961817227644E-3,1.0358625041963566E-2,1.4772889913621784E-4,2.6271028081454478E-3,5.0041486778613048E-5,1.6581778695923371E-5,1.9813576196442532E-2]
[2004,11,23,23,6.390532990552247E-3,9.8610816181481289E-3,2.3041111476538467E-4,2.5580909420833157E-3,4.5833333333333443E-7,1.9319887507713655E-5,1.9059894886390125E-2,null,5.9656074932122978E-3,9.6095954099501193E-3,1.4772889913621784E-4,2.3876840344687514E-3,5.0041486778613048E-5,1.6581778695923371E-5,1.8177239102241921E-2]
[2004,11,24,2,4.6194190188917515E-3,8.1039224833068906E-3,2.3041111476538467E-4,2.0608277082662702E-3,4.5833333333333443E-7,1.9319887507713655E-5,{"$f":"SUM(E7876:J7876)","v":1.5034358546071344E-2},null,{"$f":"E7876*V$5","v":4.3122601438924111E-3},{"$f":"F7876*W$5","v":7.8972489341186652E-3},{"$f":"G7876*X$5","v":1.4772889913621784E-4},{"$f":"H7876*AB$5","v":1.9235459286724363E-3},{"$f":"I7876*Z$5","v":5.0041486778613048E-5},{"$f":"J7876*AA$5","v":1.6581778695923371E-5},{"$f":"SUM(M7876:R7876)","v":1.4347407171294268E-2}]
[2004,11,24,7,5.8325695176344372E-3,1.0296743371560248E-2,9.2164445906153846E-5,1.9171373366867429E-3,4.5833333333333443E-7,7.7279550030854596E-6,1.8146800960124006E-2,null,5.4447446669193692E-3,1.0034146523914649E-2,5.9091559654487122E-5,1.7894274731933249E-3,5.0041486778613048E-5,6.6327114783693457E-6,1.7384084421938811E-2]
[2004,11,24,10,5.965859295607643E-3,1.2946775171430319E-2,0,2.6183281268330975E-3,4.5833333333333443E-7,0,2.1531420927204392E-2,null,5.5691716121242709E-3,1.2616594819787859E-2,0,2.4439085267032867E-3,5.0041486778613048E-5,0,2.0679716445394031E-2]
[2004,11,24,13,5.5660481877418339E-3,1.2867166167785406E-2,0,2.5610253613270358E-3,4.5833333333333443E-7,0,2.099469805018761E-2,null,5.1959451309403172E-3,1.2539016076842567E-2,0,2.390422977742192E-3,5.0041486778613048E-5,0,2.0175425672303692E-2]
[2004,11,24,16,5.7682169705397281E-3,1.2646506935743129E-2,8.4484075413974354E-5,2.7072460403362347E-3,4.5833333333333443E-7,7.0839587528283378E-6,2.1213996314119226E-2,null,5.384671111595728E-3,1.2323984295795936E-2,5.4167263016613194E-5,2.526903184538559E-3,5.0041486778613048E-5,6.0799855218385674E-6,2.0345847327247289E-2]
[2004,11,24,20,7.3200406740447539E-3,1.0976458531695739E-2,2.3041111476538467E-4,2.4153450674018182E-3,4.5833333333333443E-7,1.9319887507713655E-5,2.0962033608748747E-2,null,6.8333094532583745E-3,1.0696526974238734E-2,1.4772889913621784E-4,2.2544471583451397E-3,5.0041486778613048E-5,1.6581778695923371E-5,1.9998635750452999E-2]
[2004,11,24,23,5.748529375503064E-3,9.3488215305175953E-3,2.3041111476538467E-4,2.0759270395275171E-3,4.5833333333333443E-7,1.9319887507713655E-5,1.7423467281154612E-2,null,5.3662926031602517E-3,9.1103994416563833E-3,1.4772889913621784E-4,1.9376394198734462E-3,5.0041486778613048E-5,1.6581778695923371E-5,1.6628683629300835E-2]
[2004,11,24,24,4.923916949193155E-3,9.3134165789305213E-3,2.3041111476538467E-4,2.2510856659934903E-3,4.5833333333333443E-7,1.9319887507713655E-5,1.67386085297236E-2,null,4.5965111034538784E-3,9.0758974191161267E-3,1.4772889913621784E-4,2.1011298763822669E-3,5.0041486778613048E-5,1.6581778695923371E-5,1.5987890563563027E-2]
[2004,11,25,4,5.3881924164693356E-3,7.9641598825629396E-3,2.3041111476538467E-4,2.596185944914712E-3,4.5833333333333443E-7,1.9319887507713655E-5,1.6198727579553422E-2,null,5.0299155175445526E-3,7.7610506854275656E-3,1.4772889913621784E-4,2.4232413434592949E-3,5.0041486778613048E-5,1.6581778695923371E-5,1.5428559711042169E-2]
[2004,11,25,7,6.4445686494142207E-3,9.0332421587559306E-3,9.6004631152243598E-5,2.9461876661805151E-3,4.5833333333333443E-7,8.0499531282140226E-6,1.8528511391964458E-2,null,6.0160501608089167E-3,8.8028682600084472E-3,6.1553707973424092E-5,2.7499277439132011E-3,5.0041486778613048E-5,6.909074456634737E-6,1.768735043393924E-2]
[2004,11,25,11,8.6953871801168023E-3,1.1929238940266342E-2,0,4.1770793771480361E-3,4.5833333333333443E-7,0,2.4802163830864515E-2,null,8.1172050899003725E-3,1.1625008716448459E-2,0,3.8988237577677991E-3,5.0041486778613048E-5,0,2.3691079050895243E-2]
[2004,11,25,14,7.2465692347797352E-3,1.0718928732556171E-2,0,3.2830399555759085E-3,4.5833333333333443E-7,0,2.1248996256245149E-2,null,6.7647233479578512E-3,1.0445564932591854E-2,0,3.0643406602533087E-3,5.0041486778613048E-5,0,2.0324670427581629E-2]
[2004,11,25,18,1.032931518760713E-2,1.1048296995744177E-2,2.3041111476538467E-4,3.7903642286129038E-3,4.5833333333333443E-7,1.9319887507713655E-5,2.5418165747570644E-2,null,9.6424883767974486E-3,1.0766533348905307E-2,1.4772889913621784E-4,3.5378695904024413E-3,5.0041486778613048E-5,1.6581778695923371E-5,2.4161243480715949E-2]
[2004,11,25,21,9.5685874769599558E-3,1.1016555089796164E-2,2.3041111476538467E-4,3.9871278333693475E-3,4.5833333333333443E-7,1.9319887507713655E-5,2.4822459735731901E-2,null,8.9323437084825701E-3,1.0735600953706414E-2,1.4772889913621784E-4,3.7215258122797082E-3,5.0041486778613048E-5,1.6581778695923371E-5,2.3603822639079446E-2]
[2004,11,26,1,5.0868087878476976E-3,7.7183223066264748E-3,2.3041111476538467E-4,2.326439709645084E-3,4.5833333333333443E-7,1.9319887507713655E-5,1.5381760139725687E-2,null,4.7485717805049628E-3,7.5214826813493315E-3,1.4772889913621784E-4,2.1714642198567965E-3,5.0041486778613048E-5,1.6581778695923371E-5,1.4655870846321844E-2]
[2004,11,26,2,4.9950727627749089E-3,7.1827303178112886E-3,2.3041111476538467E-4,2.0777699192130027E-3,4.5833333333333443E-7,1.9319887507713655E-5,1.4505762335405632E-2,null,4.6629355558925854E-3,6.9995498430841692E-3,1.4772889913621784E-4,1.9393595363595697E-3,5.0041486778613048E-5,1.6581778695923371E-5,1.3816197099947079E-2]
[2004,11,26,5,5.1758248533511205E-3,6.9672331868526503E-3,2.3041111476538467E-4,1.9797065884683959E-3,4.5833333333333443E-7,1.9319887507713655E-5,1.4372953964278597E-2,null,4.8316689037290472E-3,6.7895485145578523E-3,1.4772889913621784E-4,1.847828682106578E-3,5.0041486778613048E-5,1.6581778695923371E-5,1.3683398265004233E-2]
[2004,11,26,8,6.1500374323365126E-3,8.3521703068705662E-3,0,2.1180149927711466E-3,4.5833333333333443E-7,0,1.662068106531156E-2,null,5.7411031981406471E-3,8.1391657175126156E-3,0,1.9769236893847717E-3,5.0041486778613048E-5,0,1.5907234091816647E-2]
[2004,11,26,12,6.9068441903655728E-3,9.7586688258819061E-3,0,2.6598185295557976E-3,4.5833333333333443E-7,0,1.932578987913661E-2,null,6.4475876296092834E-3,9.5097944411932575E-3,0,2.48263505144677E-3,5.0041486778613048E-5,0,1.8490058609027926E-2]
[2004,11,26,15,6.4483231962431621E-3,9.2206533685666447E-3,0,2.3897162635107523E-3,4.5833333333333443E-7,0,1.8059151161653894E-2,null,6.0195550566805849E-3,8.9854999399101541E-3,0,2.2305256140143534E-3,5.0041486778613048E-5,0,1.7285622097383706E-2]
[2004,11,26,18,9.5207975135501791E-3,9.4438256997260231E-3,2.3041111476538467E-4,2.8108272494080586E-3,4.5833333333333443E-7,1.9319887507713655E-5,{"$f":"SUM(E7940:J7940)","v":2.2025639798290694E-2},null,{"$f":"E7940*V$5","v":8.8877314415184219E-3},{"$f":"F7940*W$5","v":9.2029807287508179E-3},{"$f":"G7940*X$5","v":1.4772889913621784E-4},{"$f":"H7940*AB$5","v":2.6235843443453118E-3},{"$f":"I7940*Z$5","v":5.0041486778613048E-5},{"$f":"J7940*AA$5","v":1.6581778695923371E-5},{"$f":"SUM(M7940:R7940)","v":2.0928648679225302E-2}]
[2004,11,26,23,8.0666117810279537E-3,9.9344780257464033E-3,2.3041111476538467E-4,3.5656924683620636E-3,4.5833333333333443E-7,1.9319887507713655E-5,2.1816971610742853E-2,null,7.5302388324853019E-3,9.6811199960832647E-3,1.4772889913621784E-4,3.3281643113125432E-3,5.0041486778613048E-5,1.6581778695923371E-5,2.0753875304491864E-2]
[2004,11,27,2,4.7957618623526736E-3,7.2234740520863445E-3,2.3041111476538467E-4,2.1124755541308913E-3,4.5833333333333443E-7,1.9319887507713655E-5,1.438190080417634E-2,null,4.4768774285351949E-3,7.0392544938552614E-3,1.4772889913621784E-4,1.9717532597555245E-3,5.0041486778613048E-5,1.6581778695923371E-5,1.3702237346756735E-2]
[2004,11,27,3,4.4979982237090405E-3,7.0121294093209025E-3,2.3041111476538467E-4,2.0034817810136831E-3,4.5833333333333443E-7,1.9319887507713655E-5,1.3763798749650056E-2,null,4.1989129776005456E-3,6.8332997530184498E-3,1.4772889913621784E-4,1.8700200931791534E-3,5.0041486778613048E-5,1.6581778695923371E-5,1.3116584988408904E-2]
[2004,11,27,6,5.0419552398013332E-3,7.3326173125257098E-3,2.3041111476538467E-4,1.9605637286885225E-3,4.5833333333333443E-7,1.9319887507713655E-5,1.4585325616621996E-2,null,4.7067006779352499E-3,7.1456142843081549E-3,1.4772889913621784E-4,1.8299610215326135E-3,5.0041486778613048E-5,1.6581778695923371E-5,1.3896628148386775E-2]
[2004,11,27,10,7.6818467532739987E-3,9.1516624625503293E-3,0,2.3129846052567585E-3,4.5833333333333443E-7,0,1.9146952154414421E-2,null,7.171057972909351E-3,8.9182685022793605E-3,0,2.1589054255615665E-3,5.0041486778613048E-5,0,1.8298273387528895E-2]
[2004,11,27,15,7.5173816233101726E-3,9.7558589786453757E-3,0,3.1413747137963941E-3,4.5833333333333443E-7,0,2.0415073649085277E-2,null,7.0175286173556209E-3,9.5070562532183055E-3,0,2.9321124308063018E-3,5.0041486778613048E-5,0,1.9506738788158843E-2]
[2004,11,27,17,8.0999026037668568E-3,9.3606501026980322E-3,2.3041111476538467E-4,3.1348551704242166E-3,4.5833333333333443E-7,1.9319887507713655E-5,2.0845597212495539E-2,null,7.5613160496563912E-3,9.1219263509076144E-3,1.4772889913621784E-4,2.9260271859990563E-3,5.0041486778613048E-5,1.6581778695923371E-5,1.9823621751173817E-2]
[2004,11,27,21,8.2537289870753122E-3,8.0900295351931106E-3,2.3041111476538467E-4,2.8086074169473125E-3,4.5833333333333443E-7,1.9319887507713655E-5,1.9402555274822167E-2,null,7.7049140603818421E-3,7.8837102965133177E-3,1.4772889913621784E-4,2.6215123857458249E-3,5.0041486778613048E-5,1.6581778695923371E-5,1.8424488907251738E-2]
[2004,11,27,24,6.2040953732287532E-3,7.4056384509485432E-3,2.3041111476538467E-4,2.7473354715576992E-3,4.5833333333333443E-7,1.9319887507713655E-5,1.6607258631341427E-2,null,5.7915666661692358E-3,7.2167731717192466E-3,1.4772889913621784E-4,2.5643220633218399E-3,5.0041486778613048E-5,1.6581778695923371E-5,1.5787014065821076E-2]
[2004,11,28,3,6.3316943686564176E-3,8.6972134938199646E-3,2.3041111476538467E-4,3.641853764111384E-3,4.5833333333333443E-7,1.9319887507713655E-5,1.8920950962194202E-2,null,5.9106812258428974E-3,8.4754093015268987E-3,1.4772889913621784E-4,3.3992521318874469E-3,5.0041486778613048E-5,1.6581778695923371E-5,1.7999694823867998E-2]
[2004,11,28,4,6.2820408158172488E-3,8.4786243254051062E-3,2.3041111476538467E-4,3.4919932971774082E-3,4.5833333333333443E-7,1.9319887507713655E-5,1.8502847774006199E-2,null,5.8643292850392307E-3,8.2623947914757471E-3,1.4772889913621784E-4,3.2593746011828984E-3,5.0041486778613048E-5,1.6581778695923371E-5,1.7600450842308633E-2]
[2004,11,28,7,6.6149370649788049E-3,8.875098293294156E-3,1.0368500164442309E-4,3.336117291248485E-3,4.5833333333333443E-7,8.6939493784711435E-6,1.8938989933877676E-2,null,6.1750902749905289E-3,8.6487575222110417E-3,6.647800461129802E-5,3.1138822558598898E-3,5.0041486778613048E-5,7.4618004131655153E-6,1.8061711344864537E-2]
[2004,11,28,12,8.343532254553811E-3,1.1315201870926467E-2,0,4.2306915911448474E-3,4.5833333333333443E-7,0,2.3889884049958458E-2,null,7.7887460421862866E-3,1.1026631374939769E-2,0,3.9488646008460585E-3,5.0041486778613048E-5,0,2.2814283504750728E-2]
[2004,11,28,15,7.8906855709220871E-3,1.0683335463369659E-2,0,3.9160527331366319E-3,4.5833333333333443E-7,0,2.2490532100761712E-2,null,7.3660104780097699E-3,1.0410879395097635E-2,0,3.6551853709442983E-3,5.0041486778613048E-5,0,2.1482116730830315E-2]
[2004,11,28,18,1.0597757477666577E-2,1.1156424602531228E-2,2.3041111476538467E-4,4.4275363715748023E-3,4.5833333333333443E-7,1.9319887507713655E-5,2.6431907787379038E-2,null,9.8930811426029379E-3,1.0871903387822485E-2,1.4772889913621784E-4,4.1325965908895158E-3,5.0041486778613048E-5,1.6581778695923371E-5,2.5111933285925692E-2]
[2004,11,28,22,8.2573540498682776E-3,9.517749360137889E-3,2.3041111476538467E-4,3.5095826198693067E-3,4.5833333333333443E-7,1.9319887507713655E-5,2.1534875365481907E-2,null,7.7082980819952272E-3,9.2750191212201821E-3,1.4772889913621784E-4,3.2757922133473676E-3,5.0041486778613048E-5,1.6581778695923371E-5,2.0473461581173528E-2]
[2004,11,29,1,5.9219992202294439E-3,9.004003283021143E-3,2.3041111476538467E-4,3.0642845348551307E-3,4.5833333333333443E-7,1.9319887507713655E-5,1.824047637371215E-2,null,5.5282279232776801E-3,8.7743750604859904E-3,1.4772889913621784E-4,2.8601576044769107E-3,5.0041486778613048E-5,1.6581778695923371E-5,1.7377112752851337E-2]
[2004,11,29,4,5.8739213154413621E-3,9.1241130259477402E-3,2.3041111476538467E-4,3.0570683066987459E-3,4.5833333333333443E-7,1.9319887507713655E-5,1.830529198369428E-2,null,5.4833468610117082E-3,8.8914216562867542E-3,1.4772889913621784E-4,2.8534220844550731E-3,5.0041486778613048E-5,1.6581778695923371E-5,1.744254276636429E-2]
[2004,11,29,5,6.2266067583722348E-3,9.4385235642246781E-3,2.3041111476538467E-4,3.0325345628009382E-3,4.5833333333333443E-7,1.9319887507713655E-5,1.8947854221004284E-2,null,5.8125812025299874E-3,9.1978138130969726E-3,1.4772889913621784E-4,2.8305226528332894E-3,5.0041486778613048E-5,1.6581778695923371E-5,1.8055269833071003E-2]
[2004,11,29,9,7.8961382038857456E-3,1.4049351134035097E-2,0,3.9835888522454163E-3,4.5833333333333443E-7,0,2.5929536523499594E-2,null,7.3711005492313447E-3,1.3691051894544124E-2,0,3.7182225799399639E-3,5.0041486778613048E-5,0,2.4830416510494047E-2]
[2004,11,29,13,7.3722388749577119E-3,1.4093964005128778E-2,0,3.602140550969195E-3,4.5833333333333443E-7,0,2.5068801764389019E-2,null,6.8820368409361959E-3,1.3734527007912776E-2,0,3.3621844094632253E-3,5.0041486778613048E-5,0,2.402878974509081E-2]
[2004,11,29,16,7.5547807027823641E-3,1.3719056509512256E-2,9.2164445906153846E-5,3.6545923914910209E-3,4.5833333333333443E-7,7.7279550030854596E-6,2.5028780338028217E-2,null,7.0524409210818342E-3,1.336918074179912E-2,5.9091559654487122E-5,3.4111421772001576E-3,5.0041486778613048E-5,6.6327114783693457E-6,2.3948529597992579E-2]
[2004,11,29,19,9.6636786976847036E-3,1.2240160338109391E-2,2.3041111476538467E-4,3.3442126290857779E-3,4.5833333333333443E-7,1.9319887507713655E-5,2.5498241000486307E-2,null,9.021112031834146E-3,1.1928000716034903E-2,1.4772889913621784E-4,3.1214383237813817E-3,5.0041486778613048E-5,1.6581778695923371E-5,2.4284903236261184E-2]
[2004,11,29,23,6.9374058467550495E-3,1.0763054060897862E-2,2.3041111476538467E-4,3.0791024981585199E-3,4.5833333333333443E-7,1.9319887507713655E-5,2.1029751741417867E-2,null,6.4761171507981387E-3,1.0488564936964042E-2,1.4772889913621784E-4,2.8739884710113242E-3,5.0041486778613048E-5,1.6581778695923371E-5,2.0053022723384259E-2]
[2004,11,30,2,5.3141519210645203E-3,9.0238088886910039E-3,2.3041111476538467E-4,2.564052113603972E-3,4.5833333333333443E-7,1.9319887507713655E-5,1.7152202258965927E-2,null,4.9607981943351866E-3,8.7936755657151647E-3,1.4772889913621784E-4,2.3932481032954088E-3,5.0041486778613048E-5,1.6581778695923371E-5,1.6362074027956516E-2]
[2004,11,30,4,5.2872262263164282E-3,8.7865441624402126E-3,2.3041111476538467E-4,2.486971685302636E-3,4.5833333333333443E-7,1.9319887507713655E-5,1.6810931409665709E-2,null,4.9356628689113703E-3,8.5624617787684494E-3,1.4772889913621784E-4,2.321302378068288E-3,5.0041486778613048E-5,1.6581778695923371E-5,1.6033779190358862E-2]
[2004,11,30,7,6.9066726763590105E-3,1.1019694205514654E-2,1.0752518689051284E-4,2.6779771642127946E-3,4.5833333333333443E-7,9.0159475035997048E-6,2.0721343513813908E-2,null,6.4474275200778475E-3,1.0738660012861161E-2,6.8940152930234991E-5,2.4995840509311092E-3,5.0041486778613048E-5,7.7381633914309049E-6,1.9812391386970399E-2]
[2004,11,30,10,6.9181631351534194E-3,1.3630859973193599E-2,0,3.3074636508902727E-3,4.5833333333333443E-7,0,2.3856945092570626E-2,null,6.4581539441782654E-3,1.3283233473193061E-2,0,3.0871373741642471E-3,5.0041486778613048E-5,0,2.2878566278314191E-2]
[2004,11,30,14,6.0765467217256796E-3,1.3663383886392138E-2,0,3.265568713615575E-3,4.5833333333333443E-7,0,2.3005957655066727E-2,null,5.6724991029032642E-3,1.3314927932187406E-2,0,3.0480332628872652E-3,5.0041486778613048E-5,0,2.2085501784756552E-2]
[2004,11,30,17,7.8449471965338097E-3,1.3064981125144485E-2,2.3041111476538467E-4,3.2570984073538407E-3,4.5833333333333443E-7,1.9319887507713655E-5,2.4417216064638571E-2,null,7.3233133838266316E-3,1.2731786178527849E-2,1.4772889913621784E-4,3.0401272050159479E-3,5.0041486778613048E-5,1.6581778695923371E-5,2.3309578931981184E-2]
[2004,11,30,19,8.7623759491556041E-3,1.2208800879764947E-2,2.3041111476538467E-4,3.1995910396419524E-3,4.5833333333333443E-7,1.9319887507713655E-5,2.4420957204168935E-2,null,8.1797395769501614E-3,1.1897441014915435E-2,1.4772889913621784E-4,2.986450683399334E-3,5.0041486778613048E-5,1.6581778695923371E-5,2.3277983439875687E-2]
[2004,12,1,1,4.6707330707566764E-3,1.0152894228397252E-2,2.6170878170159818E-4,2.5612077611830916E-3,4.4354838709677579E-7,2.0661456920880405E-5,1.7667648847346597E-2,null,4.3601621722154085E-3,9.8939659514995105E-3,1.6779550871243886E-4,2.3905932270546887E-3,4.8427245269625589E-5,1.7733214339918143E-5,1.6878677319091588E-2]
[2004,12,1,4,5.0489591773152827E-3,1.012615990449642E-2,2.6170878170159818E-4,2.8448869361778063E-3,4.4354838709677579E-7,2.0661456920880405E-5,1.8302819804999083E-2,null,4.713238902865311E-3,9.8679134304684758E-3,1.6779550871243886E-4,2.6553751493480857E-3,4.8427245269625589E-5,1.7733214339918143E-5,1.7470483451003858E-2]
[2004,12,1,5,5.1227044567543328E-3,9.783668563237367E-3,2.6170878170159818E-4,2.4550320911364142E-3,4.4354838709677579E-7,2.0661456920880405E-5,1.7644218898137689E-2,null,4.7820806398942931E-3,9.5341566126713705E-3,1.6779550871243886E-4,2.2914904359658734E-3,4.8427245269625589E-5,1.7733214339918143E-5,1.6841683656853519E-2]
[2004,12,1,8,6.3084504288973345E-3,1.320707428573511E-2,0,3.0403150290123663E-3,4.4354838709677579E-7,0,2.2556283292031905E-2,null,5.8889828445962064E-3,1.2870255551023866E-2,0,2.837784824262825E-3,4.8427245269625589E-5,0,2.1645450465152521E-2]
[2004,12,1,11,5.381185358599559E-3,1.4517187903174442E-2,0,3.054703396483172E-3,4.4354838709677579E-7,0,2.2953520206644269E-2,null,5.0233743797403804E-3,1.4146957467930061E-2,0,2.8512147124372202E-3,4.8427245269625589E-5,0,2.2069973805377285E-2]
[2004,12,1,15,4.9344757393295991E-3,1.3757458268113946E-2,0,2.7771849445498505E-3,4.4354838709677579E-7,0,2.1469562500380492E-2,null,4.6063678083093813E-3,1.3406603144075324E-2,0,2.5921831174103324E-3,4.8427245269625589E-5,0,2.0653581315064663E-2]
[2004,12,1,20,7.7515499650509844E-3,1.280414104412802E-2,2.6170878170159818E-4,3.1725720721179425E-3,4.4354838709677579E-7,2.0661456920880405E-5,2.4011076868306523E-2,null,7.2361264113467239E-3,1.2477598276801755E-2,1.6779550871243886E-4,2.9612315810118445E-3,4.8427245269625589E-5,1.7733214339918143E-5,2.2908912237482305E-2]
[2004,12,1,22,6.9562438392806588E-3,1.1668332999593654E-2,2.6170878170159818E-4,3.0891031908886341E-3,4.4354838709677579E-7,2.0661456920880405E-5,2.1996493816772524E-2,null,6.4937025493140366E-3,1.1370756634678566E-2,1.6779550871243886E-4,2.883322968848166E-3,4.8427245269625589E-5,1.7733214339918143E-5,2.098173812116275E-2]
[2004,12,2,2,5.1611433823219779E-3,9.5344068686043296E-3,2.6170878170159818E-4,2.4207481683811015E-3,4.4354838709677579E-7,2.0661456920880405E-5,{"$f":"SUM(E8068:J8068)","v":1.7399112206316986E-2},null,{"$f":"E8068*V$5","v":4.8179636472641613E-3},{"$f":"F8068*W$5","v":9.2912518148636162E-3},{"$f":"G8068*X$5","v":1.6779550871243886E-4},{"$f":"H8068*AB$5","v":2.2594903324296193E-3},{"$f":"I8068*Z$5","v":4.8427245269625589E-5},{"$f":"J8068*AA$5","v":1.7733214339918143E-5},{"$f":"SUM(M8068:R8068)","v":1.6602661762879379E-2}]
[2004,12,2,5,5.191562250057331E-3,8.8717622805021181E-3,2.6170878170159818E-4,2.0625830928095645E-3,4.4354838709677579E-7,2.0661456920880405E-5,1.640872141037859E-2,null,4.8463598742401175E-3,8.6455065874297184E-3,1.6779550871243886E-4,1.9251843784943037E-3,4.8427245269625589E-5,1.7733214339918143E-5,1.5651006808486124E-2]
[2004,12,2,6,5.3963523279593785E-3,9.3865075002031138E-3,2.6170878170159818E-4,2.0044753329431404E-3,4.4354838709677579E-7,2.0661456920880405E-5,1.7070148948115208E-2,null,5.0375328523116084E-3,9.147124309711728E-3,1.6779550871243886E-4,1.8709474597713078E-3,4.8427245269625589E-5,1.7733214339918143E-5,1.6289560590116627E-2]
[2004,12,2,9,6.0691255457736328E-3,1.3555712564533074E-2,0,2.7552733209746006E-3,4.4354838709677579E-7,0,2.2380554979668402E-2,null,5.6655713829566762E-3,1.3210002541607946E-2,0,2.5717311338943334E-3,4.8427245269625589E-5,0,2.1495732303728581E-2]
[2004,12,2,13,5.3112089263596006E-3,1.3794326700192936E-2,0,2.8262467319912169E-3,4.4354838709677579E-7,0,2.193222590693085E-2,null,4.9580508880791817E-3,1.3442531324106437E-2,0,2.6379766600280342E-3,4.8427245269625589E-5,0,2.1086986117483279E-2]
[2004,12,2,17,6.5560586133724249E-3,1.3127028699134116E-2,2.6170878170159818E-4,2.8389551492455614E-3,4.4354838709677579E-7,2.0661456920880405E-5,2.2804856248761676E-2,null,6.1201268263061954E-3,1.2792251359255283E-2,1.6779550871243886E-4,2.6498385076591641E-3,4.8427245269625589E-5,1.7733214339918143E-5,2.1796172661542622E-2]
[2004,12,2,20,7.7026758308292786E-3,1.1294054162235903E-2,2.6170878170159818E-4,2.2294398861710217E-3,4.4354838709677579E-7,2.0661456920880405E-5,2.150898366624578E-2,null,7.1905020633043432E-3,1.1006022994213074E-2,1.6779550871243886E-4,2.0809260274707642E-3,4.8427245269625589E-5,1.7733214339918143E-5,2.0511407053310164E-2]
[2004,12,2,24,5.051624865434836E-3,9.6097520425360138E-3,2.6170878170159818E-4,1.9649870680562391E-3,4.4354838709677579E-7,2.0661456920880405E-5,1.6909177763036666E-2,null,4.7157273414734965E-3,9.3646754681313577E-3,1.6779550871243886E-4,1.8340897007025311E-3,4.8427245269625589E-5,1.7733214339918143E-5,1.6148448478629368E-2]
[2004,12,3,3,4.3978737327931708E-3,8.1547847685169185E-3,2.6170878170159818E-4,1.5751865389941702E-3,4.4354838709677579E-7,2.0661456920880405E-5,1.4410658827313834E-2,null,4.1054460611250612E-3,7.9468140834015131E-3,1.6779550871243886E-4,1.4702556850474842E-3,4.8427245269625589E-5,1.7733214339918143E-5,1.375647179789604E-2]
[2004,12,3,6,4.9437763568381584E-3,8.3301535305115321E-3,2.6170878170159818E-4,1.2512987952127531E-3,4.4354838709677579E-7,2.0661456920880405E-5,1.4808042469572019E-2,null,4.6150500001676488E-3,8.1177104328659187E-3,1.6779550871243886E-4,1.1679436827395507E-3,4.8427245269625589E-5,1.7733214339918143E-5,1.4134660084095099E-2]
[2004,12,3,10,5.9668807943237152E-3,1.2470257184704263E-2,0,2.0532598642955834E-3,4.4354838709677579E-7,0,2.0490841391710656E-2,null,5.5701251883602306E-3,1.2152229425065436E-2,0,1.9164822156797141E-3,4.8427245269625589E-5,0,1.9687264074375006E-2]
[2004,12,3,11,5.27524513740644E-3,1.2601543087850152E-2,0,1.9402010969651485E-3,4.4354838709677579E-7,0,1.9817432870608838E-2,null,4.9244784381473113E-3,1.2280167156555263E-2,0,1.8109548439703446E-3,4.8427245269625589E-5,0,1.9064027683942546E-2]
[2004,12,3,14,4.6276143788035904E-3,1.2461603727199245E-2,0,2.3021462226805924E-3,4.4354838709677579E-7,0,1.9391807877070524E-2,null,4.3199105700105324E-3,1.2143796655847973E-2,0,2.1487890404828171E-3,4.8427245269625589E-5,0,1.8660923511610947E-2]
[2004,12,3,18,7.5680522975902819E-3,1.1126859691621428E-2,2.6170878170159818E-4,2.0821640062160455E-3,4.4354838709677579E-7,2.0661456920880405E-5,2.1059889782437332E-2,null,7.0648300481781249E-3,1.0843092467968466E-2,1.6779550871243886E-4,1.9434609118074214E-3,4.8427245269625589E-5,1.7733214339918143E-5,2.0085339396275995E-2]
[2004,12,3,21,6.6514969094549504E-3,9.72361338680576E-3,2.6170878170159818E-4,1.6875836670106367E-3,4.4354838709677579E-7,2.0661456920880405E-5,1.8345507750280921E-2,null,6.2092191469453424E-3,9.4756330175802574E-3,1.6779550871243886E-4,1.5751654924628911E-3,4.8427245269625589E-5,1.7733214339918143E-5,1.7493973625310473E-2]
[2004,12,4,1,4.3690998581144896E-3,7.4100301637084033E-3,2.6170878170159818E-4,1.7766832080111324E-3,4.4354838709677579E-7,2.0661456920880405E-5,1.38386270168436E-2,null,4.0785854467372366E-3,7.2210528830544919E-3,1.6779550871243886E-4,1.6583296787025408E-3,4.8427245269625589E-5,1.7733214339918143E-5,1.3191923976816252E-2]
[2004,12,4,4,4.1241617287515759E-3,6.7349470681830215E-3,2.6170878170159818E-4,1.5408020228368862E-3,4.4354838709677579E-7,2.0661456920880405E-5,1.2682724606781059E-2,null,3.8499339802537612E-3,6.5631863662459732E-3,1.6779550871243886E-4,1.4381616891261282E-3,4.8427245269625589E-5,1.7733214339918143E-5,1.2085238003947845E-2]
[2004,12,4,7,4.8160400295038652E-3,6.9544805691194676E-3,1.3521620387915904E-4,1.3048568490251187E-3,4.4354838709677579E-7,1.0675086075788207E-5,1.3221712285990497E-2,null,4.4958072401932525E-3,6.7771211255979935E-3,8.6694346168093397E-5,1.2179339735072659E-3,4.8427245269625589E-5,9.1621607422910391E-6,1.2635146091478523E-2]
[2004,12,4,9,5.5797651466928588E-3,8.3078454535894242E-3,0,1.5678585286057571E-3,4.4354838709677579E-7,0,1.5455912677275137E-2,null,5.2087500085965781E-3,8.0959712766661591E-3,0,1.4634158291530002E-3,4.8427245269625589E-5,0,1.4816564359685364E-2]
[2004,12,4,12,6.4774966616901923E-3,9.1400370143592223E-3,0,2.295604736750233E-3,4.4354838709677579E-7,0,1.7913581961186743E-2,null,6.0467886918611049E-3,8.9069395367660578E-3,0,2.1426833148181536E-3,4.8427245269625589E-5,0,1.714483878871494E-2]
[2004,12,4,16,6.73835608097523E-3,9.7963770331862196E-3,1.0904532570899922E-4,3.1436005529809721E-3,4.4354838709677579E-7,8.6089403837001679E-6,1.9796431481622221E-2,null,6.2903027944660817E-3,9.5465409797435615E-3,6.9914795296849503E-5,2.9341899959924654E-3,4.8427245269625589E-5,7.3888393082992256E-6,1.8896764650076885E-2]
[2004,12,4,19,8.0052154798181691E-3,9.543686342335489E-3,2.6170878170159818E-4,3.1854547991317069E-3,4.4354838709677579E-7,2.0661456920880405E-5,2.1017170408294938E-2,null,7.4729249534874007E-3,9.3002946350761173E-3,1.6779550871243886E-4,2.973256126779609E-3,4.8427245269625589E-5,1.7733214339918143E-5,1.9980431683665107E-2]
[2004,12,4,22,7.4024303788906513E-3,8.6743995248594399E-3,2.6170878170159818E-4,3.1207621875262905E-3,4.4354838709677579E-7,2.0661456920880405E-5,1.9480405878285957E-2,null,6.9102208222034806E-3,8.4531771550043176E-3,1.6779550871243886E-4,2.9128730053912259E-3,4.8427245269625589E-5,1.7733214339918143E-5,1.8510226950921006E-2]
[2004,12,4,24,5.8257977141498796E-3,8.3101128590647218E-3,2.6170878170159818E-4,3.1621155120152827E-3,4.4354838709677579E-7,2.0661456920880405E-5,1.7580839872239462E-2,null,5.4384231407384135E-3,8.0981808567195095E-3,1.6779550871243886E-4,2.9514715833503656E-3,4.8427245269625589E-5,1.7733214339918143E-5,1.6722031549130271E-2]
[2004,12,5,6,4.9089536316174343E-3,7.0968659176111788E-3,2.6170878170159818E-4,2.1961728298049038E-3,4.4354838709677579E-7,2.0661456920880405E-5,1.4484806166043092E-2,null,4.5825427412554505E-3,6.9158752343553903E-3,1.6779550871243886E-4,2.0498750518965878E-3,4.8427245269625589E-5,1.7733214339918143E-5,1.3782248995829411E-2]
[2004,12,5,9,6.368214298165557E-3,7.9969866172952559E-3,0,2.1715881933513348E-3,4.4354838709677579E-7,0,1.6537232657199242E-2,null,5.9447728368952771E-3,7.7930402431274802E-3,0,2.0269281179202689E-3,4.8427245269625589E-5,0,1.581316844321265E-2]
[2004,12,5,10,6.7319391789903739E-3,8.42605460004771E-3,0,2.3457461341901673E-3,4.4354838709677579E-7,0,1.7504183461615346E-2,null,6.2843125713312256E-3,8.2111657467260259E-3,0,2.1894845493496289E-3,4.8427245269625589E-5,0,1.6733390112676504E-2]
[2004,12,5,13,6.4500144999885033E-3,9.2268790354952616E-3,0,2.8244768658307368E-3,4.4354838709677579E-7,0,1.8501813949701598E-2,null,6.0211339006223065E-3,8.9915668342588437E-3,0,2.6363246932800954E-3,4.8427245269625589E-5,0,1.7697452673430869E-2]
[2004,12,5,17,7.1968484588912788E-3,9.3977299352068534E-3,2.6170878170159818E-4,3.0090404049245563E-3,4.4354838709677579E-7,2.0661456920880405E-5,1.9886432586032263E-2,null,6.7183086539648745E-3,9.1580605400438976E-3,1.6779550871243886E-4,2.8085935553403599E-3,4.8427245269625589E-5,1.7733214339918143E-5,1.8918918717671113E-2]
[2004,12,5,21,7.1009098664632552E-3,7.8904258680337104E-3,2.6170878170159818E-4,2.2978640197488152E-3,4.4354838709677579E-7,2.0661456920880405E-5,1.7572013541255354E-2,null,6.628749303168471E-3,7.689197102320286E-3,1.6779550871243886E-4,2.1447920959628414E-3,4.8427245269625589E-5,1.7733214339918143E-5,1.6696694469773583E-2]
[2004,12,5,24,4.8827950635561808E-3,8.0915775077476815E-3,2.6170878170159818E-4,2.2796129219490855E-3,4.4354838709677579E-7,2.0661456920880405E-5,1.5536799280262524E-2,null,4.5581235339892294E-3,7.8852187912739485E-3,1.6779550871243886E-4,2.1277567927564384E-3,4.8427245269625589E-5,1.7733214339918143E-5,1.4805055086341598E-2]
[2004,12,6,4,5.9051353106591778E-3,8.6528933410960282E-3,2.6170878170159818E-4,2.3538770416726891E-3,4.4354838709677579E-7,2.0661456920880405E-5,1.7194719480437472E-2,null,5.5124853450849122E-3,8.4322194413597937E-3,1.6779550871243886E-4,2.1970738174488893E-3,4.8427245269625589E-5,1.7733214339918143E-5,1.637573457221558E-2]
[2004,12,6,7,7.4327258683589007E-3,1.0204101055984127E-2,1.3957801690751899E-4,2.3659779080374655E-3,4.4354838709677579E-7,1.1019443691136214E-5,2.0153845841366244E-2,null,6.9385018746993387E-3,9.9438668563283823E-3,8.9490937979967364E-5,2.2083685861168422E-3,4.8427245269625589E-5,9.4577143146230081E-6,1.9238113214708776E-2]
[2004,12,6,10,6.4495141443555552E-3,1.398535078853089E-2,0,2.9544812083273247E-3,4.4354838709677579E-7,0,2.3389789689600867E-2,null,6.020666815119799E-3,1.3628683743644674E-2,0,2.7576688127889637E-3,4.8427245269625589E-5,0,2.2455446616823062E-2]
[2004,12,6,11,6.4350227268820141E-3,1.4390773168827347E-2,0,3.1660384495871036E-3,4.4354838709677579E-7,0,2.3992277893683561E-2,null,6.0071389749857705E-3,1.4023766676293551E-2,0,2.9551331949273277E-3,4.8427245269625589E-5,0,2.3034466091476271E-2]
[2004,12,6,14,5.9314722479741891E-3,1.3734767498845089E-2,0,2.8330280500529388E-3,4.4354838709677579E-7,0,2.2499711345259313E-2,null,5.5370710613040401E-3,1.3384491055294621E-2,0,2.644306241436677E-3,4.8427245269625589E-5,0,2.1614295603304964E-2]
[2004,12,6,19,9.6695239806067947E-3,1.2180526784700272E-2,2.6170878170159818E-4,2.6159196372134638E-3,4.4354838709677579E-7,2.0661456920880405E-5,2.4748784189530106E-2,null,9.0265686445535429E-3,1.1869887991355224E-2,1.6779550871243886E-4,2.4416604783179157E-3,4.8427245269625589E-5,1.7733214339918143E-5,2.3572073082548665E-2]
[2004,12,6,22,7.8311684236269784E-3,1.1166412964502293E-2,2.6170878170159818E-4,2.6665012514561067E-3,4.4354838709677579E-7,2.0661456920880405E-5,2.1946896426594954E-2,null,7.3104508024078698E-3,1.0881637017566854E-2,1.6779550871243886E-4,2.4888726046649397E-3,4.8427245269625589E-5,1.7733214339918143E-5,2.0914916392961645E-2]
[2004,12,7,1,5.96791587192224E-3,1.0838595458375176E-2,2.6170878170159818E-4,3.0266914434290563E-3,4.4354838709677579E-7,2.0661456920880405E-5,2.0116016560736048E-2,null,5.5710914405784637E-3,1.0562179809507357E-2,1.6779550871243886E-4,2.8250687721263061E-3,4.8427245269625589E-5,1.7733214339918143E-5,1.9192295990534111E-2]
[2004,12,7,5,6.2711569040635904E-3,1.0277834104077108E-2,2.6170878170159818E-4,2.7833100313248605E-3,4.4354838709677579E-7,2.0661456920880405E-5,1.9615114826475134E-2,null,5.8541690768673807E-3,1.0015719497646344E-2,1.6779550871243886E-4,2.597900182297211E-3,4.8427245269625589E-5,1.7733214339918143E-5,1.8701744725132918E-2]
[2004,12,7,8,7.1550520449087792E-3,1.3488417090200077E-2,0,3.0846862177195174E-3,4.4354838709677579E-7,0,2.3728598901215467E-2,null,6.6792914075455177E-3,1.3144423297230673E-2,0,2.8792002317933264E-3,4.8427245269625589E-5,0,2.2751342181839142E-2]
[2004,12,7,9,7.2209389949059915E-3,1.4780492322873916E-2,0,3.56460512616058E-3,4.4354838709677579E-7,0,2.5566479992327584E-2,null,6.7407973387705608E-3,1.4403546860548719E-2,0,3.3271494022755828E-3,4.8427245269625589E-5,0,2.4519920846864485E-2]
[2004,12,7,15,6.0467856478970457E-3,1.4148273285233402E-2,0,3.1767774776376616E-3,4.4354838709677579E-7,0,2.3372279959155206E-2,null,5.6447169311656924E-3,1.3787451243713708E-2,0,2.9651568439697448E-3,4.8427245269625589E-5,0,2.2445752264118771E-2]
[2004,12,7,16,6.7100772661154683E-3,1.4103173174030075E-2,1.1340713873735917E-4,3.3731579941670745E-3,4.4354838709677579E-7,8.9532979990481728E-6,2.4309212419436118E-2,null,6.2639043219011228E-3,1.3743501316272673E-2,7.2711387108723483E-5,3.1484554969942293E-3,4.8427245269625589E-5,7.6843928806311921E-6,2.3284684160427005E-2]
[2004,12,7,20,9.2083283966573112E-3,1.2958336216674776E-2,2.6170878170159818E-4,3.2647486422606241E-3,4.4354838709677579E-7,2.0661456920880405E-5,2.5714227042602289E-2,null,8.5960393232100817E-3,1.2627861024816616E-2,1.6779550871243886E-4,3.0472678204828811E-3,4.8427245269625589E-5,1.7733214339918143E-5,2.4505124136831563E-2]
[2004,12,7,23,7.3035443873044207E-3,1.151521817977616E-2,2.6170878170159818E-4,3.1783598459994167E-3,4.4354838709677579E-7,2.0661456920880405E-5,2.227993620008957E-2,null,6.81791005356295E-3,1.1221546687262083E-2,1.6779550871243886E-4,2.9666338030613299E-3,4.8427245269625589E-5,1.7733214339918143E-5,2.1240046512208344E-2]
[2004,12,8,2,5.5172029957436877E-3,1.0650576067507706E-2,2.6170878170159818E-4,3.2119882540677814E-3,4.4354838709677579E-7,2.0661456920880405E-5,1.9662581104328752E-2,null,5.1503478006671892E-3,1.0378955458931404E-2,1.6779550871243886E-4,2.9980220589393802E-3,4.8427245269625589E-5,1.7733214339918143E-5,1.8761281286859957E-2]
[2004,12,8,6,5.7290309165542739E-3,1.0804454382277926E-2,2.6170878170159818E-4,2.9528339483964544E-3,4.4354838709677579E-7,2.0661456920880405E-5,1.9769133034238228E-2,null,5.3480906545930566E-3,1.0528909429962876E-2,1.6779550871243886E-4,2.7561312848720099E-3,4.8427245269625589E-5,1.7733214339918143E-5,1.8867087337749926E-2]
[2004,12,8,8,6.5141929975853097E-3,1.3381267466051228E-2,0,3.1608967947101682E-3,4.4354838709677579E-7,0,2.30568008067338E-2,null,6.0810449795155137E-3,1.3040006299555318E-2,0,2.9503340507458435E-3,4.8427245269625589E-5,0,2.2119812575086301E-2]
[2004,12,8,11,5.8555284425238991E-3,1.5004658872403409E-2,0,3.4166001907565417E-3,4.4354838709677579E-7,0,2.4277231054070945E-2,null,5.4661769847806742E-3,1.4621996512304822E-2,0,3.1890037971005767E-3,4.8427245269625589E-5,0,2.3325604539455695E-2]
[2004,12,8,14,5.709790774811401E-3,1.4720907017897765E-2,0,3.3259843749404387E-3,4.4354838709677579E-7,0,2.3757125716036699E-2,null,5.3301298469544079E-3,1.4345481153826901E-2,0,3.1044243425021939E-3,4.8427245269625589E-5,0,2.2828462588553127E-2]
[2004,12,8,17,6.6763912979550663E-3,1.4191069855150493E-2,2.6170878170159818E-4,3.4568874697359932E-3,4.4354838709677579E-7,2.0661456920880405E-5,2.4607162409851127E-2,null,6.2324582336998882E-3,1.3829156376858534E-2,1.6779550871243886E-4,3.2266073440382339E-3,4.8427245269625589E-5,1.7733214339918143E-5,2.3522177922918639E-2]
[2004,12,8,21,7.805173538578878E-3,1.2515740451917104E-2,2.6170878170159818E-4,3.3701321946289177E-3,4.4354838709677579E-7,2.0661456920880405E-5,2.3973859972134474E-2,null,7.2861843943856589E-3,1.2196552736925432E-2,1.6779550871243886E-4,3.1456312607132174E-3,4.8427245269625589E-5,1.7733214339918143E-5,2.2862324360346291E-2]
[2004,12,8,24,5.5031204849218997E-3,1.1207241055033269E-2,2.6170878170159818E-4,3.1448430326818148E-3,4.4354838709677579E-7,2.0661456920880405E-5,2.013801835964656E-2,null,5.137201677768535E-3,1.0921423873264453E-2,1.6779550871243886E-4,2.9353497080637013E-3,4.8427245269625589E-5,1.7733214339918143E-5,1.9227931227418674E-2]
[2004,12,9,5,5.8726253526785541E-3,9.9451922254613582E-3,2.6170878170159818E-4,2.8132506687296899E-3,4.4354838709677579E-7,2.0661456920880405E-5,1.8913882033879177E-2,null,5.4821370706577329E-3,9.6915609526019315E-3,1.6779550871243886E-4,2.6258463278924526E-3,4.8427245269625589E-5,1.7733214339918143E-5,1.8033500319474101E-2]
[2004,12,9,8,6.6625273832177914E-3,1.3143899124176552E-2,0,3.0880618852047351E-3,4.4354838709677579E-7,0,2.2894931940986175E-2,null,6.2195161717835791E-3,1.2808691539483923E-2,0,2.8823510296119392E-3,4.8427245269625589E-5,0,2.1958985986149065E-2]
[2004,12,9,11,5.9793968440315353E-3,1.4655475268049663E-2,0,3.3715429735086924E-3,4.4354838709677579E-7,0,2.4006858633976984E-2,null,5.5818090087916055E-3,1.4281718103549725E-2,0,3.1469480607346661E-3,4.8427245269625589E-5,0,2.3058902418345621E-2]
[2004,12,9,12,5.7745506706602424E-3,1.476126437457663E-2,0,3.6271107569743216E-3,4.4354838709677579E-7,0,2.416336935059829E-2,null,5.3905836652050378E-3,1.4384809280752166E-2,0,3.3854912283237315E-3,4.8427245269625589E-5,0,2.3209311419550561E-2]
[2004,12,9,15,5.6823687452823369E-3,1.427823048752185E-2,0,3.2490563177551154E-3,4.4354838709677579E-7,0,2.3210099098946398E-2,null,5.3045311895216834E-3,1.3914094160075205E-2,0,3.0326208382082825E-3,4.8427245269625589E-5,0,2.2299673433074797E-2]
[2004,12,9,18,8.5355951958508477E-3,1.3501342623179017E-2,2.6170878170159818E-4,3.3147831459365393E-3,4.4354838709677579E-7,2.0661456920880405E-5,2.5634534751975979E-2,null,7.9680381487232388E-3,1.3157019191595544E-2,1.6779550871243886E-4,3.0939692819650349E-3,4.8427245269625589E-5,1.7733214339918143E-5,2.4452982590605802E-2]
[2004,12,9,22,7.4548717667952749E-3,1.215481406942432E-2,2.6170878170159818E-4,3.2426385862987079E-3,4.4354838709677579E-7,2.0661456920880405E-5,2.3135138209527877E-2,null,6.9591752266484281E-3,1.1844831024963384E-2,1.6779550871243886E-4,3.0266306231287931E-3,4.8427245269625589E-5,1.7733214339918143E-5,2.2064592843062589E-2]
[2004,12,10,2,4.8905528573247774E-3,9.8414235403432027E-3,2.6170878170159818E-4,2.5472801977813177E-3,4.4354838709677579E-7,2.0661456920880405E-5,{"$f":"SUM(E8260:J8260)","v":1.7562070382458873E-2},null,{"$f":"E8260*V$5","v":4.5653654890351007E-3},{"$f":"F8260*W$5","v":9.5904386701970469E-3},{"$f":"G8260*X$5","v":1.6779550871243886E-4},{"$f":"H8260*AB$5","v":2.3775934465439992E-3},{"$f":"I8260*Z$5","v":4.8427245269625589E-5},{"$f":"J8260*AA$5","v":1.7733214339918143E-5},{"$f":"SUM(M8260:R8260)","v":1.6767353574098129E-2}]
[2004,12,10,6,5.6227348357652659E-3,1.0040836260547685E-2,2.6170878170159818E-4,2.5246132197898675E-3,4.4354838709677579E-7,2.0661456920880405E-5,1.8470998103112396E-2,null,5.2488625155643585E-3,9.7847657871368357E-3,1.6779550871243886E-4,2.3564364264516001E-3,4.8427245269625589E-5,1.7733214339918143E-5,1.7624020697474777E-2]
[2004,12,10,9,6.2007813132215353E-3,1.3825245885636297E-2,0,3.0223590807725922E-3,4.4354838709677579E-7,0,2.3048829828017519E-2,null,5.7884729678437221E-3,1.3472661980561922E-2,0,2.8210250092654192E-3,4.8427245269625589E-5,0,2.2130587202940689E-2]
[2004,12,10,12,6.1228376890344457E-3,1.4643199121389351E-2,0,3.4495714122113382E-3,4.4354838709677579E-7,0,2.4216051771022228E-2,null,5.7157120464642296E-3,1.4269755034267171E-2,0,3.219778644768986E-3,4.8427245269625589E-5,0,2.3253672970770013E-2]
[2004,12,10,13,5.8320400307931486E-3,1.4362428750713561E-2,0,3.348109203048422E-3,4.4354838709677579E-7,0,2.3543021532942229E-2,null,5.444250387228987E-3,1.3996145123126131E-2,0,3.1250753279576894E-3,4.8427245269625589E-5,0,2.2613898083582433E-2]
[2004,12,10,16,5.684828072063575E-3,1.3331225669517711E-2,1.1340713873735917E-4,3.1083102673166176E-3,4.4354838709677579E-7,8.9532979990481728E-6,2.2247167994021405E-2,null,5.3068269883691501E-3,1.2991240714105833E-2,7.2711387108723483E-5,2.901250568286272E-3,4.8427245269625589E-5,7.6843928806311921E-6,2.1328141296020234E-2]
[2004,12,10,19,7.8873697291251092E-3,1.2557705962691044E-2,2.6170878170159818E-4,3.1287916186457281E-3,4.4354838709677579E-7,2.0661456920880405E-5,2.3856681097471456E-2,null,7.3629151163709826E-3,1.2237448005347843E-2,1.6779550871243886E-4,2.920367556962615E-3,4.8427245269625589E-5,1.7733214339918143E-5,2.2754686647003423E-2]
[2004,12,10,24,5.0632201641417377E-3,9.2138192653849552E-3,2.6170878170159818E-4,2.3787361276652271E-3,4.4354838709677579E-7,2.0661456920880405E-5,1.6938589344201498E-2,null,4.7265516343695966E-3,8.9788401261991484E-3,1.6779550871243886E-4,2.2202769185425235E-3,4.8427245269625589E-5,1.7733214339918143E-5,1.615962464743325E-2]
[2004,12,11,3,3.6064341955375752E-3,6.850373021610616E-3,2.6170878170159818E-4,1.4875776058963911E-3,4.4354838709677579E-7,2.0661456920880405E-5,1.2227198610054156E-2,null,3.3666316866657487E-3,6.6756686227771008E-3,1.6779550871243886E-4,1.3884828100518638E-3,4.8427245269625589E-5,1.7733214339918143E-5,1.1664739087816697E-2]
[2004,12,11,7,4.2974921364824538E-3,7.2641088084541092E-3,1.4830164296423897E-4,1.3190464409687872E-3,4.4354838709677579E-7,1.1708158921832229E-5,1.3041100736178517E-2,null,4.0117391349551862E-3,7.0788529459720629E-3,9.5084121603715351E-5,1.2311783275613605E-3,4.8427245269625589E-5,1.0048821459286946E-5,1.2475330596821238E-2]
[2004,12,11,10,5.5558904883530125E-3,8.9034305547853083E-3,0,1.7688575164588006E-3,4.4354838709677579E-7,0,1.6228622107984217E-2,null,5.1864628471187122E-3,8.6763672287849952E-3,0,1.6510252946125199E-3,4.8427245269625589E-5,0,1.5562282615785853E-2]
[2004,12,11,13,6.4768259011206003E-3,9.8664309764630014E-3,0,2.8214535891830611E-3,4.4354838709677579E-7,0,1.916515401515376E-2,null,6.0461625321517306E-3,9.6148083440986583E-3,0,2.6335028118275312E-3,4.8427245269625589E-5,0,1.8342900933347544E-2]
[2004,12,11,16,6.1412729552265547E-3,9.6797443158526449E-3,1.1340713873735917E-4,2.9683912112116345E-3,4.4354838709677579E-7,8.9532979990481728E-6,1.8912212467414338E-2,null,5.7329214971153101E-3,9.4328827352893174E-3,7.2711387108723483E-5,2.7706522025738602E-3,4.8427245269625589E-5,7.6843928806311921E-6,1.8065279460237466E-2]
[2004,12,11,18,7.4093989676004566E-3,9.9072853444819274E-3,2.6170878170159818E-4,3.2810205583976896E-3,4.4354838709677579E-7,2.0661456920880405E-5,2.0880518657489647E-2,null,6.9167260487762545E-3,9.6546208071319802E-3,1.6779550871243886E-4,3.062455784965115E-3,4.8427245269625589E-5,1.7733214339918143E-5,1.9867758609195332E-2]
[2004,12,11,22,6.7832263164464236E-3,8.5938674094132948E-3,2.6170878170159818E-4,2.9794449183563046E-3,4.4354838709677579E-7,2.0661456920880405E-5,1.8639352431225598E-2,null,6.3321894748642402E-3,8.3746988422885374E-3,1.6779550871243886E-4,2.7809695684019599E-3,4.8427245269625589E-5,1.7733214339918143E-5,1.7721813853876719E-2]
[2004,12,12,1,5.9999360041295205E-3,9.2977133573246291E-3,2.6170878170159818E-4,3.6335136608840212E-3,4.4354838709677579E-7,2.0661456920880405E-5,1.9213976809347746E-2,null,5.6009824592011363E-3,9.060594675247979E-3,1.6779550871243886E-4,3.3914676035916788E-3,4.8427245269625589E-5,1.7733214339918143E-5,1.8287000706362775E-2]
[2004,12,12,4,5.9707381419140462E-3,8.8329530991154079E-3,2.6170878170159818E-4,3.3555322278624828E-3,4.4354838709677579E-7,2.0661456920880405E-5,1.8442037255901513E-2,null,5.5737260494656852E-3,8.6076871528322704E-3,1.6779550871243886E-4,3.132003868903761E-3,4.8427245269625589E-5,1.7733214339918143E-5,1.7547373039523698E-2]
[2004,12,12,8,6.9290248731596971E-3,8.9990089524620929E-3,0,3.2485109312604013E-3,4.4354838709677579E-7,0,1.9176988305269288E-2,null,6.4682934530009813E-3,8.7695080998548471E-3,0,3.0321117825665845E-3,4.8427245269625589E-5,0,1.8318340580692039E-2]
[2004,12,12,9,7.4817324645637309E-3,9.0916773583355516E-3,0,3.1342851310579996E-3,4.4354838709677579E-7,0,1.9708138502344374E-2,null,6.9842498769346114E-3,8.8598131923601272E-3,0,2.925495119733802E-3,4.8427245269625589E-5,0,1.8817985434298166E-2]
[2004,12,12,13,7.6803120430793681E-3,1.0436240280232011E-2,0,3.8813290289114312E-3,4.4354838709677579E-7,0,2.1998324900609906E-2,null,7.1696253101485863E-3,1.0170085856452708E-2,0,3.6227747819256744E-3,4.8427245269625589E-5,0,2.1010913193796596E-2]
[2004,12,12,14,7.5696535715384537E-3,1.0265150149438455E-2,0,3.7222654231038152E-3,4.4354838709677579E-7,0,2.155751269246782E-2,null,7.066324848670983E-3,1.0003359020672774E-2,0,3.4743071782905315E-3,4.8427245269625589E-5,0,2.0592418292903914E-2]
[2004,12,12,15,7.3059312207309794E-3,1.0163008490297675E-2,0,3.6885179578349642E-3,4.4354838709677579E-7,0,2.1157901217250714E-2,null,6.8201381793539569E-3,9.9038222703595503E-3,0,3.4428077961924887E-3,4.8427245269625589E-5,0,2.0215195491175619E-2]
[2004,12,12,16,7.4717605294197832E-3,1.0037093867175233E-2,1.1340713873735917E-4,3.6419054840784179E-3,4.4354838709677579E-7,8.9532979990481728E-6,2.1273563865796936E-2,null,6.9749410053421305E-3,9.7811188356596301E-3,7.2711387108723483E-5,3.3993004065353567E-3,4.8427245269625589E-5,7.6843928806311921E-6,2.0284183272796099E-2]
[2004,12,12,17,8.0498524542601639E-3,1.013146994197946E-2,2.6170878170159818E-4,3.7457657265377348E-3,4.4354838709677579E-7,2.0661456920880405E-5,2.2209901909786934E-2,null,7.5145938830742075E-3,9.8730880465805436E-3,1.6779550871243886E-4,3.4962420119554532E-3,4.8427245269625589E-5,1.7733214339918143E-5,2.1117879909932188E-2]
[2004,12,12,18,8.7299386587920275E-3,9.8624594362164714E-3,2.6170878170159818E-4,3.6421891096611323E-3,4.4354838709677579E-7,2.0661456920880405E-5,{"$f":"SUM(E8324:J8324)","v":2.2517400991679204E-2},null,{"$f":"E8324*V$5","v":8.1494591382545879E-3},{"$f":"F8324*W$5","v":9.610938089657883E-3},{"$f":"G8324*X$5","v":1.6779550871243886E-4},{"$f":"H8324*AB$5","v":3.3995651384354127E-3},{"$f":"I8324*Z$5","v":4.8427245269625589E-5},{"$f":"J8324*AA$5","v":1.7733214339918143E-5},{"$f":"SUM(M8324:R8324)","v":2.1393918334669866E-2}]
[2004,12,12,19,8.3442997750896083E-3,9.1800238250347044E-3,2.6170878170159818E-4,3.2406263854097145E-3,4.4354838709677579E-7,2.0661456920880405E-5,2.1047763772543603E-2,null,7.7894625280046552E-3,8.9459065676867292E-3,1.6779550871243886E-4,3.0247524647499203E-3,4.8427245269625589E-5,1.7733214339918143E-5,1.9994077528763289E-2]
[2004,12,12,20,8.3444410823867322E-3,8.7949879513917542E-3,2.6170878170159818E-4,3.0530373091116336E-3,4.4354838709677579E-7,2.0661456920880405E-5,2.0475280129899694E-2,null,7.7895944393603775E-3,8.5706902265892219E-3,1.6779550871243886E-4,2.8496596112671997E-3,4.8427245269625589E-5,1.7733214339918143E-5,1.9443900245538784E-2]
[2004,12,12,21,7.4554774553163292E-3,8.1849386944498614E-3,2.6170878170159818E-4,2.6136138353697732E-3,4.4354838709677579E-7,2.0661456920880405E-5,1.8536843772145539E-2,null,6.959740641142821E-3,7.9761989966856597E-3,1.6779550871243886E-4,2.4395082771751582E-3,4.8427245269625589E-5,1.7733214339918143E-5,1.760940388332562E-2]
[2004,12,12,22,7.6432990823555227E-3,8.8154245835769356E-3,2.6170878170159818E-4,3.0961693627569366E-3,4.4354838709677579E-7,2.0661456920880405E-5,1.983770681569897E-2,null,7.1350734509896428E-3,8.5906056653256915E-3,1.6779550871243886E-4,2.8899184285627521E-3,4.8427245269625589E-5,1.7733214339918143E-5,1.8849553513200071E-2]
[2004,12,12,23,6.0163527961527852E-3,8.2963514802085921E-3,2.6170878170159818E-4,2.6793351745628404E-3,4.4354838709677579E-7,2.0661456920880405E-5,1.7274853237933794E-2,null,5.6163076500190673E-3,8.0847704329737938E-3,1.6779550871243886E-4,2.500851597591826E-3,4.8427245269625589E-5,1.7733214339918143E-5,1.6435885648906669E-2]
[2004,12,12,24,5.1489110219929586E-3,8.4041686336527519E-3,2.6170878170159818E-4,2.5148220665885393E-3,4.4354838709677579E-7,2.0661456920880405E-5,1.6350715509243826E-2,null,4.8065446528631692E-3,8.1898379360095773E-3,1.6779550871243886E-4,2.3472975096940863E-3,4.8427245269625589E-5,1.7733214339918143E-5,1.5577636066888816E-2]
[2004,12,13,1,5.3553455536916204E-3,8.6132781525380328E-3,2.6170878170159818E-4,2.4495528135558536E-3,4.4354838709677579E-7,2.0661456920880405E-5,1.6700990306795081E-2,null,4.9992527401197355E-3,8.3936145551137837E-3,1.6779550871243886E-4,2.2863761597748666E-3,4.8427245269625589E-5,1.7733214339918143E-5,1.591319942333037E-2]
[2004,12,13,2,5.1104122007058703E-3,8.4317469044911126E-3,2.6170878170159818E-4,2.2694689663869121E-3,4.4354838709677579E-7,2.0661456920880405E-5,1.6094441858593472E-2,null,4.770605732417936E-3,8.216712880881237E-3,1.6779550871243886E-4,2.1182885755231459E-3,4.8427245269625589E-5,1.7733214339918143E-5,1.5339563157144302E-2]
[2004,12,13,3,5.3803410493333008E-3,8.7489818374876654E-3,2.6170878170159818E-4,2.4758452838804282E-3,4.4354838709677579E-7,2.0661456920880405E-5,1.6887981957710969E-2,null,5.0225862111020489E-3,8.5258574021464407E-3,1.6779550871243886E-4,2.3109171604828414E-3,4.8427245269625589E-5,1.7733214339918143E-5,1.6093316742053314E-2]
[2004,12,13,4,5.6502070879760561E-3,8.9458575427455757E-3,2.6170878170159818E-4,2.5708458749537822E-3,4.4354838709677579E-7,2.0661456920880405E-5,1.7449724292684991E-2,null,5.2745080562237052E-3,8.7177122053858046E-3,1.6779550871243886E-4,2.3995892990840632E-3,4.8427245269625589E-5,1.7733214339918143E-5,1.6625765529015554E-2]
[2004,12,13,5,5.7536550726542809E-3,9.009606262581342E-3,2.6170878170159818E-4,2.4419953111243153E-3,4.4354838709677579E-7,2.0661456920880405E-5,1.7488070433369515E-2,null,5.371077477501476E-3,8.779835147801833E-3,1.6779550871243886E-4,2.2793220994209579E-3,4.8427245269625589E-5,1.7733214339918143E-5,1.6664190693046251E-2]
[2004,12,13,6,5.9661824381382206E-3,9.4951367051506457E-3,2.6170878170159818E-4,2.3709949921504182E-3,4.4354838709677579E-7,2.0661456920880405E-5,1.8115127922448859E-2,null,5.5694732679493235E-3,9.2529831545801432E-3,1.6779550871243886E-4,2.2130514578001794E-3,4.8427245269625589E-5,1.7733214339918143E-5,1.726946384865163E-2]
[2004,12,13,7,6.654197921019879E-3,1.0441974753510455E-2,1.5266345599259889E-4,2.2918114614412012E-3,4.4354838709677579E-7,1.2052516537180234E-5,1.955314365688841E-2,null,6.2117405602382259E-3,1.0175674084015252E-2,9.7880713415589304E-5,2.1391427280685899E-3,4.8427245269625589E-5,1.0344375031618914E-5,1.8683209706038904E-2]
[2004,12,13,8,6.4728406379491029E-3,1.2548459830054473E-2,0,2.6695776469967182E-3,4.4354838709677579E-7,0,2.169132166338739E-2,null,6.0424422609515888E-3,1.222843767593523E-2,0,2.4917440665020419E-3,4.8427245269625589E-5,0,2.0811051248658483E-2]
[2004,12,13,9,6.6179331427001498E-3,1.4165706113066945E-2,0,3.1416479516756528E-3,4.4354838709677579E-7,0,2.3925730755829842E-2,null,6.1778871346157161E-3,1.3804439483829615E-2,0,2.9323674669784667E-3,4.8427245269625589E-5,0,2.2963121330693424E-2]
[2004,12,13,10,6.1472271997888754E-3,1.4311001575744418E-2,0,3.0571670954223757E-3,4.4354838709677579E-7,0,2.3515839419342762E-2,null,5.7384798262922207E-3,1.3946029490412912E-2,0,2.8535142923802551E-3,4.8427245269625589E-5,0,2.2586450854355015E-2]
[2004,12,13,11,6.2441319752734106E-3,1.4733190043316639E-2,0,3.3350624574973943E-3,4.4354838709677579E-7,0,2.4312828024474539E-2,null,5.8289411157673322E-3,1.4357450926439702E-2,0,3.1128976897269725E-3,4.8427245269625589E-5,0,2.3347716977203632E-2]
[2004,12,13,12,6.2519154450196741E-3,1.4744835664330855E-2,0,3.3526154170418162E-3,4.4354838709677579E-7,0,2.4349810074779443E-2,null,5.8362070395189423E-3,1.4368799550310564E-2,0,3.129281361070478E-3,4.8427245269625589E-5,0,2.3382715196169607E-2]
[2004,12,13,13,5.7839784948729763E-3,1.4471029612585916E-2,0,3.0819940764788747E-3,4.4354838709677579E-7,0,2.3337445732324866E-2,null,5.3993846054163344E-3,1.4101976347750067E-2,0,2.876687427204142E-3,4.8427245269625589E-5,0,2.2426475625640169E-2]
[2004,12,13,14,5.9623580936785563E-3,1.4468757766409593E-2,0,3.1557090197127809E-3,4.4354838709677579E-7,0,2.3587268428188025E-2,null,5.5659032154984668E-3,1.4099762440246459E-2,0,2.9454918587299528E-3,4.8427245269625589E-5,0,2.2659584759744503E-2]
[2004,12,13,15,6.0949743208075953E-3,1.4581574603986652E-2,0,3.3587560474055847E-3,4.4354838709677579E-7,0,2.4035748520586927E-2,null,5.6897013962530539E-3,1.4209702120955561E-2,0,3.1350129341118976E-3,4.8427245269625589E-5,0,2.3082843696590138E-2]
[2004,12,13,16,6.0712666021052481E-3,1.4383263992817951E-2,1.1340713873735917E-4,3.3554604216783439E-3,4.4354838709677579E-7,8.9532979990481728E-6,2.3932795001725043E-2,null,5.6675700741009296E-3,1.4016449006071695E-2,7.2711387108723483E-5,3.1319368460795819E-3,4.8427245269625589E-5,7.6843928806311921E-6,2.2944778951511188E-2]
[2004,12,13,17,7.0152211564910253E-3,1.4130808652404601E-2,2.6170878170159818E-4,3.4826968916584883E-3,4.4354838709677579E-7,2.0661456920880405E-5,2.491154048756369E-2,null,6.5487582897350424E-3,1.377043200972225E-2,1.6779550871243886E-4,3.2506974745529142E-3,4.8427245269625589E-5,1.7733214339918143E-5,2.380384374233219E-2]
[2004,12,13,18,8.428230607894922E-3,1.349855426899323E-2,2.6170878170159818E-4,3.181767116273433E-3,4.4354838709677579E-7,2.0661456920880405E-5,2.5391365780171159E-2,null,7.8678125507390916E-3,1.3154301948536149E-2,1.6779550871243886E-4,2.9698140984529249E-3,4.8427245269625589E-5,1.7733214339918143E-5,2.4225884566050147E-2]
[2004,12,13,19,9.313990218415261E-3,1.2898024705012529E-2,2.6170878170159818E-4,2.9615803058847551E-3,4.4354838709677579E-7,2.0661456920880405E-5,2.5456409016322117E-2,null,8.694675376972355E-3,1.2569087631787391E-2,1.6779550871243886E-4,2.7642950048520215E-3,4.8427245269625589E-5,1.7733214339918143E-5,2.4262013981933752E-2]
[2004,12,13,20,8.3011294335825232E-3,1.2602003754374876E-2,2.6170878170159818E-4,2.9816623151548644E-3,4.4354838709677579E-7,2.0661456920880405E-5,2.4167609290121836E-2,null,7.7491627105778548E-3,1.228061607474628E-2,1.6779550871243886E-4,2.7830392535905918E-3,4.8427245269625589E-5,1.7733214339918143E-5,2.3046774007236707E-2]
[2004,12,13,21,7.8705635073148782E-3,1.2039583388248998E-2,2.6170878170159818E-4,2.9002368508208093E-3,4.4354838709677579E-7,2.0661456920880405E-5,2.3093197533394262E-2,null,7.3472263901079426E-3,1.1732539060675215E-2,1.6779550871243886E-4,2.7070379363617002E-3,4.8427245269625589E-5,1.7733214339918143E-5,2.2020759355466841E-2]
[2004,12,13,22,7.4631163075257302E-3,1.1632550313396491E-2,2.6170878170159818E-4,2.8200076854245789E-3,4.4354838709677579E-7,2.0661456920880405E-5,2.2198488093356374E-2,null,6.9668715634066316E-3,1.1335886510857349E-2,1.6779550871243886E-4,2.6321532267667693E-3,4.8427245269625589E-5,1.7733214339918143E-5,2.1168867269352732E-2]
[2004,12,13,23,6.8062051078252731E-3,1.1430719781860891E-2,2.6170878170159818E-4,2.8852072788039529E-3,4.4354838709677579E-7,2.0661456920880405E-5,2.1404945955499691E-2,null,6.3536403382331158E-3,1.1139203243794348E-2,1.6779550871243886E-4,2.6930095574017555E-3,4.8427245269625589E-5,1.7733214339918143E-5,2.0419809107751201E-2]
[2004,12,13,24,5.555681819655019E-3,1.0756667937153826E-2,2.6170878170159818E-4,2.4964224456563667E-3,4.4354838709677579E-7,2.0661456920880405E-5,1.9091585989474788E-2,null,5.186268053421505E-3,1.0482341677914534E-2,1.6779550871243886E-4,2.3301235772051005E-3,4.8427245269625589E-5,1.7733214339918143E-5,1.8232689276863123E-2]
[2004,12,14,1,5.1441873795253978E-3,9.4482862805405111E-3,2.6170878170159818E-4,1.9234819192872723E-3,4.4354838709677579E-7,2.0661456920880405E-5,1.6798769366362758E-2,null,4.8021350993969099E-3,9.2073275518053735E-3,1.6779550871243886E-4,1.7953494122188057E-3,4.8427245269625589E-5,1.7733214339918143E-5,1.6038768031743072E-2]
[2004,12,14,2,5.2969873592059336E-3,9.1467134622768877E-3,2.6170878170159818E-4,1.941966246162339E-3,4.4354838709677579E-7,2.0661456920880405E-5,1.6668480854654735E-2,null,4.9447749551166939E-3,8.9134457158799481E-3,1.6779550871243886E-4,1.8126024079749125E-3,4.8427245269625589E-5,1.7733214339918143E-5,1.5904779047293535E-2]
[2004,12,14,3,5.1254377544783531E-3,8.8049101457821528E-3,2.6170878170159818E-4,1.8208712299951206E-3,4.4354838709677579E-7,2.0661456920880405E-5,1.6034032917265201E-2,null,4.784632192543767E-3,8.5803593762183196E-3,1.6779550871243886E-4,1.6995741211381944E-3,4.8427245269625589E-5,1.7733214339918143E-5,1.5298521658222262E-2]
[2004,12,14,4,5.5492254466337132E-3,8.8401888074764508E-3,2.6170878170159818E-4,1.8652963010009154E-3,4.4354838709677579E-7,2.0661456920880405E-5,1.6537524342120653E-2,null,5.1802409837965122E-3,8.6147383296246872E-3,1.6779550871243886E-4,1.7410398216047662E-3,4.8427245269625589E-5,1.7733214339918143E-5,1.5769975103347947E-2]
[2004,12,14,5,5.5088935925816634E-3,8.7261481646766052E-3,2.6170878170159818E-4,1.5913961932054195E-3,4.4354838709677579E-7,2.0661456920880405E-5,1.6109251737473265E-2,null,5.1425909143729192E-3,8.5036060542787138E-3,1.6779550871243886E-4,1.4853855351742897E-3,4.8427245269625589E-5,1.7733214339918143E-5,1.5365538472147906E-2]
[2004,12,14,6,6.0450212950518382E-3,9.315219061864416E-3,2.6170878170159818E-4,1.7888567688652862E-3,4.4354838709677579E-7,2.0661456920880405E-5,1.7431910912791115E-2,null,5.6430698953754696E-3,9.0776539335025597E-3,1.6779550871243886E-4,1.6696922993255686E-3,4.8427245269625589E-5,1.7733214339918143E-5,1.6624372096525581E-2]
[2004,12,14,7,6.5415377614990843E-3,1.0053237785402215E-2,1.5266345599259889E-4,1.6364431582867017E-3,4.4354838709677579E-7,1.2052516537180234E-5,1.8396378226104876E-2,null,6.1065715089529335E-3,9.7968510371056767E-3,9.7880713415589304E-5,1.5274317023204246E-3,4.8427245269625589E-5,1.0344375031618914E-5,1.7587506582095864E-2]
[2004,12,14,8,6.4723863980928661E-3,1.1936752941294246E-2,0,1.9941437440783127E-3,4.4354838709677579E-7,0,2.0403726631852522E-2,null,6.0420182248509865E-3,1.1632331088636842E-2,0,1.8613041084043099E-3,4.8427245269625589E-5,0,1.9584080667161764E-2]
[2004,12,14,9,6.3071219226388643E-3,1.3167065004331754E-2,0,2.3197630412022364E-3,4.4354838709677579E-7,0,2.179439351655995E-2,null,5.8877426746601416E-3,1.2831266622444113E-2,0,2.1652323168457779E-3,4.8427245269625589E-5,0,2.0932668859219655E-2]
[2004,12,14,10,5.9963883612827226E-3,1.3658244345839553E-2,0,2.469918596071131E-3,4.4354838709677579E-7,0,2.2124994851580503E-2,null,5.5976707096520167E-3,1.3309919464839112E-2,0,2.3053852782394307E-3,4.8427245269625589E-5,0,2.1261402698000184E-2]
[2004,12,14,11,5.5825998564209851E-3,1.362400596341428E-2,0,2.3692645144582393E-3,4.4354838709677579E-7,0,2.1576313882680598E-2,null,5.2113962300651467E-3,1.3276554260560455E-2,0,2.211436255662661E-3,4.8427245269625589E-5,0,2.0747813991557888E-2]
[2004,12,14,12,5.4884542016496252E-3,1.3499110964566106E-2,0,2.3373504232539312E-3,4.4354838709677579E-7,0,2.1325359137856756E-2,null,5.123510599181506E-3,1.3154844446755817E-2,0,2.1816481176455474E-3,4.8427245269625589E-5,0,2.0508430408852495E-2]
[2004,12,14,13,5.3564776557191995E-3,1.3516384851624019E-2,0,2.417892475855062E-3,4.4354838709677579E-7,0,2.1291198531585377E-2,null,5.0003095653248933E-3,1.3171677799547282E-2,0,2.2568248715034243E-3,4.8427245269625589E-5,0,2.0477239481645221E-2]
[2004,12,14,14,4.9878168289417147E-3,1.3161595433737237E-2,0,2.2490615148837313E-3,4.4354838709677579E-7,0,2.0398917325949777E-2,null,4.6561620906261439E-3,1.2825936541778039E-2,0,2.099240563845087E-3,4.8427245269625589E-5,0,1.9629766441518894E-2]
[2004,12,14,15,5.1745502429145166E-3,1.2856630235707295E-2,0,2.0857749274609196E-3,4.4354838709677579E-7,0,2.0117398954469824E-2,null,4.8304790459217607E-3,1.2528748841618488E-2,0,1.9468312919859651E-3,4.8427245269625589E-5,0,1.9354486424795838E-2]
[2004,12,14,16,5.8214555405775642E-3,1.2880254527110963E-2,1.1340713873735917E-4,2.2252265340996697E-3,4.4354838709677579E-7,8.9532979990481728E-6,2.1049740586911701E-2,null,5.4343696911688501E-3,1.255177064500953E-2,7.2711387108723483E-5,2.0769933473197724E-3,4.8427245269625589E-5,7.6843928806311921E-6,2.0191956708757133E-2]
[2004,12,14,17,6.6274733326943149E-3,1.26341755467844E-2,2.6170878170159818E-4,2.2516800549900085E-3,4.4354838709677579E-7,2.0661456920880405E-5,2.1796142721478298E-2,null,6.1867929690742817E-3,1.2311967393053947E-2,1.6779550871243886E-4,2.1016846702302501E-3,4.8427245269625589E-5,1.7733214339918143E-5,2.0834401000680462E-2]
[2004,12,14,18,7.8889415752626986E-3,1.2441826486785431E-2,2.6170878170159818E-4,2.4008087353995303E-3,4.4354838709677579E-7,2.0661456920880405E-5,2.3014390584457235E-2,null,7.3643824457956869E-3,1.2124523792478472E-2,1.6779550871243886E-4,2.2408791622779887E-3,4.8427245269625589E-5,1.7733214339918143E-5,2.1963741368874128E-2]
[2004,12,14,19,8.6306621266009301E-3,1.1672790512457322E-2,2.6170878170159818E-4,2.0440257042186618E-3,4.4354838709677579E-7,2.0661456920880405E-5,2.2630292130286486E-2,null,8.0567837972126254E-3,1.1375100468023954E-2,1.6779550871243886E-4,1.9078631880194079E-3,4.8427245269625589E-5,1.7733214339918143E-5,2.157370342157797E-2]
[2004,12,14,20,8.6504399650614138E-3,1.1322812764252135E-2,2.6170878170159818E-4,2.1152126491061247E-3,4.4354838709677579E-7,2.0661456920880405E-5,2.2371279165429251E-2,null,8.0752465485189467E-3,1.1034048168391044E-2,1.6779550871243886E-4,1.9743080234919017E-3,4.8427245269625589E-5,1.7733214339918143E-5,2.1317558708723872E-2]
[2004,12,14,21,7.8075649463724096E-3,1.1088819483486469E-2,2.6170878170159818E-4,2.1061024985250549E-3,4.4354838709677579E-7,2.0661456920880405E-5,2.1285300715393508E-2,null,7.2884167903804076E-3,1.0806022395572504E-2,1.6779550871243886E-4,1.9658047444504178E-3,4.8427245269625589E-5,1.7733214339918143E-5,2.0294199898725312E-2]
[2004,12,14,22,7.1127658940007051E-3,1.0665629730578528E-2,2.6170878170159818E-4,2.0697644374096731E-3,4.4354838709677579E-7,2.0661456920880405E-5,2.0130973848998479E-2,null,6.6398169882616711E-3,1.0393625209892806E-2,1.6779550871243886E-4,1.9318873387235962E-3,4.8427245269625589E-5,1.7733214339918143E-5,1.9199285505200055E-2]
[2004,12,14,23,6.7802280688713688E-3,1.0397531475985804E-2,2.6170878170159818E-4,2.2444511831328498E-3,4.4354838709677579E-7,2.0661456920880405E-5,1.97050245149996E-2,null,6.3293905896653537E-3,1.0132364239087284E-2,1.6779550871243886E-4,2.0949373487661816E-3,4.8427245269625589E-5,1.7733214339918143E-5,1.8790648145840801E-2]
[2004,12,14,24,5.9021317271887377E-3,9.905521705202331E-3,2.6170878170159818E-4,2.0670226081340943E-3,4.4354838709677579E-7,2.0661456920880405E-5,1.8157489827534738E-2,null,5.5096814787901549E-3,9.6529021457738961E-3,1.6779550871243886E-4,1.929328156061698E-3,4.8427245269625589E-5,1.7733214339918143E-5,1.7325867748947732E-2]
[2004,12,15,1,4.8806341189528233E-3,8.6751886770265914E-3,2.6170878170159818E-4,1.5088318378136624E-3,4.4354838709677579E-7,2.0661456920880405E-5,1.5347468420802653E-2,null,4.5561062770034253E-3,8.4539461815002805E-3,1.6779550871243886E-4,1.4083211939728182E-3,4.8427245269625589E-5,1.7733214339918143E-5,1.4652329620798505E-2]
[2004,12,15,2,5.0468584380095154E-3,8.4489274153274202E-3,2.6170878170159818E-4,1.5230392983843599E-3,4.4354838709677579E-7,2.0661456920880405E-5,1.530163893873087E-2,null,4.7112778479482488E-3,8.2334552388158202E-3,1.6779550871243886E-4,1.4215822263375908E-3,4.8427245269625589E-5,1.7733214339918143E-5,1.4600271281423641E-2]
[2004,12,15,3,4.6891687722913711E-3,7.8801874917450374E-3,2.6170878170159818E-4,1.2392129579336076E-3,4.4354838709677579E-7,2.0661456920880405E-5,1.409138300897959E-2,null,4.3773720292618543E-3,7.6792198343492036E-3,1.6779550871243886E-4,1.1566629419965725E-3,4.8427245269625589E-5,1.7733214339918143E-5,1.3447210773929612E-2]
[2004,12,15,4,4.9486481767691028E-3,7.5990341705586394E-3,2.6170878170159818E-4,1.1183335328659573E-3,4.4354838709677579E-7,2.0661456920880405E-5,1.3948829667203275E-2,null,4.6195978783381535E-3,7.4052367390472886E-3,1.6779550871243886E-4,1.0438358846853355E-3,4.8427245269625589E-5,1.7733214339918143E-5,1.3302626470392761E-2]
[2004,12,15,5,5.4181199761769048E-3,7.9922760195737744E-3,2.6170878170159818E-4,1.2568621245416956E-3,4.4354838709677579E-7,2.0661456920880405E-5,1.4950071907301949E-2,null,5.0578531050210563E-3,7.7884497793228652E-3,1.6779550871243886E-4,1.1731364115822515E-3,4.8427245269625589E-5,1.7733214339918143E-5,1.4253395264248155E-2]
[2004,12,15,6,5.2775334119772761E-3,7.9588591108431875E-3,2.6170878170159818E-4,8.7069342926748828E-4,4.4354838709677579E-7,2.0661456920880405E-5,1.4389899739097527E-2,null,4.9266145585533071E-3,7.7558850987749237E-3,1.6779550871243886E-4,8.1269229556230483E-4,4.8427245269625589E-5,1.7733214339918143E-5,1.3729147921212517E-2]
[2004,12,15,7,6.010549504755474E-3,8.8130199256904462E-3,1.5702526902095889E-4,8.8450180386706893E-4,4.4354838709677579E-7,1.2396874152528242E-5,1.5877936925873571E-2,null,5.610890236683392E-3,8.5882623331960829E-3,1.006773052274633E-4,8.2558082701792693E-4,4.8427245269625589E-5,1.0639928603950884E-5,1.5184477875998442E-2]
[2004,12,15,8,6.1935495415822309E-3,1.1003633336149305E-2,0,1.5158753110192694E-3,4.4354838709677579E-7,0,1.87135017371379E-2,null,5.7817220581552163E-3,1.0723008742289684E-2,0,1.4148954670932805E-3,4.8427245269625589E-5,0,1.7968053512807804E-2]
[2004,12,15,9,5.9034310776714134E-3,1.2085478717861295E-2,0,1.7553203909561426E-3,4.4354838709677579E-7,0,1.9744673734875946E-2,null,5.5108944316044533E-3,1.1777263926147254E-2,0,1.6383899430292127E-3,4.8427245269625589E-5,0,1.8974975546050547E-2]
[2004,12,15,10,5.5963372107251351E-3,1.2628810364769953E-2,0,1.9302776679150399E-3,4.4354838709677579E-7,0,{"$f":"SUM(E8388:J8388)","v":2.0155868791797222E-2},null,{"$f":"E8388*V$5","v":5.2242201469269956E-3},{"$f":"F8388*W$5","v":1.2306739038756108E-2},{"$f":"G8388*X$5","v":0},{"$f":"H8388*AB$5","v":1.801692462903145E-3},{"$f":"I8388*Z$5","v":4.8427245269625589E-5},{"$f":"J8388*AA$5","v":0},{"$f":"SUM(M8388:R8388)","v":1.9381078893855871E-2}]
[2004,12,15,11,5.4837100466964481E-3,1.3045647726528924E-2,0,2.1057340705537084E-3,4.4354838709677579E-7,0,2.0635535392166178E-2,null,5.1190818971656527E-3,1.2712945837702263E-2,0,1.9654608592622239E-3,4.8427245269625589E-5,0,1.9845915839399764E-2]
[2004,12,15,12,5.1540539731036077E-3,1.2717022112527464E-2,0,1.8821527404337759E-3,4.4354838709677579E-7,0,1.9753672374451942E-2,null,4.8113456338968758E-3,1.2392701130865174E-2,0,1.7567733714366782E-3,4.8427245269625589E-5,0,1.9009247381468353E-2]
[2004,12,15,13,5.0179722537683881E-3,1.2825729797635138E-2,0,1.9751325565769652E-3,4.4354838709677579E-7,0,1.9819278156367588E-2,null,4.6843123917939744E-3,1.2498636454421818E-2,0,1.843559348776534E-3,4.8427245269625589E-5,0,1.907493544026195E-2]
[2004,12,15,14,4.9266435769524577E-3,1.2692717007584486E-2,0,2.0500929459912527E-3,4.4354838709677579E-7,0,1.9669897078915293E-2,null,4.5990564296443763E-3,1.2369015876656491E-2,0,1.9135262612414564E-3,4.8427245269625589E-5,0,1.8930025812811949E-2]
[2004,12,15,15,5.1719732048071962E-3,1.2393835640590602E-2,0,1.9179872555153217E-3,4.4354838709677579E-7,0,1.9484239649300215E-2,null,4.8280733627234966E-3,1.2077756852180085E-2,0,1.7902207747856206E-3,4.8427245269625589E-5,0,1.8744478234958825E-2]
[2004,12,15,16,5.2887390459685742E-3,1.1826615725913368E-2,1.1340713873735917E-4,1.586914225976619E-3,4.4354838709677579E-7,8.9532979990481728E-6,1.8825072982982062E-2,null,4.9370750966967625E-3,1.1525002691978916E-2,7.2711387108723483E-5,1.4812021336309091E-3,4.8427245269625589E-5,7.6843928806311921E-6,1.8072102947565567E-2]
[2004,12,15,17,6.5931655010346892E-3,1.1998289748516137E-2,2.6170878170159818E-4,1.9973330829479476E-3,4.4354838709677579E-7,2.0661456920880405E-5,2.0871602119508347E-2,null,6.1547663669227698E-3,1.169229852863188E-2,1.6779550871243886E-4,1.8642809898647228E-3,4.8427245269625589E-5,1.7733214339918143E-5,1.9945301853741357E-2]
[2004,12,15,18,7.5219019328342188E-3,1.1457993163333239E-2,2.6170878170159818E-4,1.8025394166753916E-3,4.4354838709677579E-7,2.0661456920880405E-5,2.1065248299852426E-2,null,7.0217483580890085E-3,1.1165781074863929E-2,1.6779550871243886E-4,1.6824634792660445E-3,4.8427245269625589E-5,1.7733214339918143E-5,2.0103948880540966E-2]
[2004,12,15,19,8.1024879545417879E-3,1.0306906039541989E-2,2.6170878170159818E-4,1.2525447294247122E-3,4.4354838709677579E-7,2.0661456920880405E-5,1.9944752510518065E-2,null,7.5637294927883352E-3,1.0044050014360408E-2,1.6779550871243886E-4,1.169106619200078E-3,4.8427245269625589E-5,1.7733214339918143E-5,1.9010842094670802E-2]
[2004,12,15,20,8.0340256251057365E-3,9.9993137424785813E-3,2.6170878170159818E-4,1.272297588484959E-3,4.4354838709677579E-7,2.0661456920880405E-5,1.9588450743078856E-2,null,7.4998194267437215E-3,9.7443022138192711E-3,1.6779550871243886E-4,1.1875436440287779E-3,4.8427245269625589E-5,1.7733214339918143E-5,1.8665621252913753E-2]
[2004,12,15,21,7.432061803110894E-3,9.9299303762980604E-3,2.6170878170159818E-4,1.5105083544550838E-3,4.4354838709677579E-7,2.0661456920880405E-5,1.9155314320873612E-2,null,6.9378819651197549E-3,9.6766883248977798E-3,1.6779550871243886E-4,1.4098860296682149E-3,4.8427245269625589E-5,1.7733214339918143E-5,1.825841228800773E-2]
[2004,12,15,22,6.6657691108935619E-3,9.417313935653298E-3,2.6170878170159818E-4,1.4409341093414541E-3,4.4354838709677579E-7,2.0661456920880405E-5,1.7806830942897891E-2,null,6.2225423473689524E-3,9.1771450916261783E-3,1.6779550871243886E-4,1.3449464641761689E-3,4.8427245269625589E-5,1.7733214339918143E-5,1.6978589871493283E-2]
[2004,12,15,23,6.074834953659897E-3,9.0639975623487429E-3,2.6170878170159818E-4,1.4140303720833684E-3,4.4354838709677579E-7,2.0661456920880405E-5,1.6835676675101583E-2,null,5.6709011553744788E-3,8.8328393115260345E-3,1.6779550871243886E-4,1.3198349160048759E-3,4.8427245269625589E-5,1.7733214339918143E-5,1.605753135122737E-2]
[2004,12,15,24,5.3165961345787837E-3,8.8005748861959415E-3,2.6170878170159818E-4,1.3542090563642636E-3,4.4354838709677579E-7,2.0661456920880405E-5,1.5754193864148565E-2,null,4.963079884841637E-3,8.5761346783369101E-3,1.6779550871243886E-4,1.2639985897376414E-3,4.8427245269625589E-5,1.7733214339918143E-5,1.503716912123817E-2]
[2004,12,16,1,4.3516473622550907E-3,9.4143398567036012E-3,2.6170878170159818E-4,2.0589301888917378E-3,4.4354838709677579E-7,2.0661456920880405E-5,1.6107731194860003E-2,null,4.0622934191038591E-3,9.1742468603235143E-3,1.6779550871243886E-4,1.9217748123133065E-3,4.8427245269625589E-5,1.7733214339918143E-5,1.5392271060062662E-2]
[2004,12,16,2,4.3043081716407517E-3,9.0415872664219334E-3,2.6170878170159818E-4,1.9751743390566284E-3,4.4354838709677579E-7,2.0661456920880405E-5,1.5603883564128888E-2,null,4.0181019517146737E-3,8.8110005432029369E-3,1.6779550871243886E-4,1.8435983479215491E-3,4.8427245269625589E-5,1.7733214339918143E-5,1.4906656811161142E-2]
[2004,12,16,3,4.7480423948912222E-3,9.0248027784939101E-3,2.6170878170159818E-4,2.1242421775141919E-3,4.4354838709677579E-7,2.0661456920880405E-5,1.61799011379089E-2,null,4.432330970034629E-3,8.7946441084428128E-3,1.6779550871243886E-4,1.9827360509963366E-3,4.8427245269625589E-5,1.7733214339918143E-5,1.5443667097795761E-2]
[2004,12,16,4,4.3859574869228434E-3,8.7565510520099948E-3,2.6170878170159818E-4,2.0120474860393415E-3,4.4354838709677579E-7,2.0661456920880405E-5,1.5437369811981756E-2,null,4.0943221617945856E-3,8.5332335797248561E-3,1.6779550871243886E-4,1.8780151948376883E-3,4.8427245269625589E-5,1.7733214339918143E-5,1.4739526904679112E-2]
[2004,12,16,5,4.8014980768800713E-3,8.8799263715198425E-3,2.6170878170159818E-4,1.837859572754812E-3,4.4354838709677579E-7,2.0661456920880405E-5,1.58020978081643E-2,null,4.4822322251410352E-3,8.6534624704259558E-3,1.6779550871243886E-4,1.7154307875733462E-3,4.8427245269625589E-5,1.7733214339918143E-5,1.5085081451462319E-2]
[2004,12,16,6,4.6455128638051343E-3,9.1247182460802226E-3,2.6170878170159818E-4,1.7702403008813751E-3,4.4354838709677579E-7,2.0661456920880405E-5,1.5823285197776309E-2,null,4.3366189316448771E-3,8.8920114415488912E-3,1.6779550871243886E-4,1.6523159650240278E-3,4.8427245269625589E-5,1.7733214339918143E-5,1.5114902306539779E-2]
[2004,12,16,7,5.7273996467469548E-3,1.0121045780349613E-2,1.5702526902095889E-4,1.8659666164400797E-3,4.4354838709677579E-7,1.2396874152528242E-5,1.7884277735097234E-2,null,5.3465678527547158E-3,9.862929731333828E-3,1.006773052274633E-4,1.7416654840649315E-3,4.8427245269625589E-5,1.0639928603950884E-5,1.7110907547254514E-2]
[2004,12,16,8,5.5236187932943643E-3,1.180643182345141E-2,0,2.0611752542606513E-3,4.4354838709677579E-7,0,1.9391669419393524E-2,null,5.1563369928049703E-3,1.1505333537624049E-2,0,1.9238703229339444E-3,4.8427245269625589E-5,0,1.8633968098632589E-2]
[2004,12,16,9,5.258817931861148E-3,1.2793552473346277E-2,0,2.1031488275251621E-3,4.4354838709677579E-7,0,2.0155962781119682E-2,null,4.9091435262333264E-3,1.2467279745313798E-2,0,1.9630478318741298E-3,4.8427245269625589E-5,0,1.9387898348690879E-2]
[2004,12,16,10,5.2628439262305251E-3,1.3263843229591179E-2,0,2.3629971890227908E-3,4.4354838709677579E-7,0,2.0890127893231587E-2,null,4.912901820293164E-3,1.2925576722010121E-2,0,2.2055864273258885E-3,4.8427245269625589E-5,0,2.0092492214898797E-2]
[2004,12,16,11,4.9709926943155604E-3,1.3525369280654204E-2,0,2.4700686918822908E-3,4.4354838709677579E-7,0,2.0966874215239149E-2,null,4.640456642623453E-3,1.3180433099555203E-2,0,2.3055253754369351E-3,4.8427245269625589E-5,0,2.0174842362885213E-2]
[2004,12,16,12,4.7342729344789936E-3,1.3747832284661254E-2,0,2.7114074685697801E-3,4.4354838709677579E-7,0,2.1193956236097121E-2,null,4.4194770818950756E-3,1.3397222651145117E-2,0,2.5307873997516945E-3,4.8427245269625589E-5,0,2.039591437806151E-2]
[2004,12,16,13,4.5281216206006555E-3,1.3282005402997114E-2,0,2.388970213839537E-3,4.4354838709677579E-7,0,2.0199540785824404E-2,null,4.2270333804657377E-3,1.294327570726902E-2,0,2.2298292623485166E-3,4.8427245269625589E-5,0,1.94485655953529E-2]
[2004,12,16,14,4.7902426755660607E-3,1.3227729237656669E-2,0,2.3599357459163669E-3,4.4354838709677579E-7,0,2.0378351207526194E-2,null,4.4717252288517988E-3,1.2890383741709649E-2,0,2.2027289218684437E-3,4.8427245269625589E-5,0,1.9613265137699516E-2]
[2004,12,16,15,4.683772755303019E-3,1.3086106399551342E-2,0,2.3625055294269398E-3,4.4354838709677579E-7,0,2.0132828232668397E-2,null,4.3723348094514246E-3,1.2752372697110199E-2,0,2.2051275195724171E-3,4.8427245269625589E-5,0,1.9378262271403664E-2]
[2004,12,16,16,4.8691357614911697E-3,1.270683332703329E-2,1.1340713873735917E-4,2.310480911541974E-3,4.4354838709677579E-7,8.9532979990481728E-6,2.0009253985189934E-2,null,4.5453724794415808E-3,1.2382772188979367E-2,7.2711387108723483E-5,2.1565685150899154E-3,4.8427245269625589E-5,7.6843928806311921E-6,1.9213536208769845E-2]
[2004,12,16,17,5.6724008727763175E-3,1.2630006335227031E-2,2.6170878170159818E-4,2.3766050692248194E-3,4.4354838709677579E-7,2.0661456920880405E-5,2.0961826064237746E-2,null,5.2952261104302822E-3,1.2307904508494602E-2,1.6779550871243886E-4,2.2182878202931322E-3,4.8427245269625589E-5,1.7733214339918143E-5,2.0055374407539999E-2]
[2004,12,16,18,7.3745766782969549E-3,1.2059335147855182E-2,2.6170878170159818E-4,2.2386370427180066E-3,4.4354838709677579E-7,2.0661456920880405E-5,2.1955362655879721E-2,null,6.88421919679585E-3,1.1751787093071652E-2,1.6779550871243886E-4,2.0895105165866443E-3,4.8427245269625589E-5,1.7733214339918143E-5,2.0959472774776128E-2]
[2004,12,16,19,7.9573184488121763E-3,1.1593823919976536E-2,2.6170878170159818E-4,2.1426114834735784E-3,4.4354838709677579E-7,2.0661456920880405E-5,2.1976567639271867E-2,null,7.4282127381691473E-3,1.1298147752893169E-2,1.6779550871243886E-4,1.9998816879406504E-3,4.8427245269625589E-5,1.7733214339918143E-5,2.096019814732495E-2]
[2004,12,16,20,7.1541084539497712E-3,1.1484658340875959E-2,2.6170878170159818E-4,2.2903121726071036E-3,4.4354838709677579E-7,2.0661456920880405E-5,2.1211892754442411E-2,null,6.6784105587487262E-3,1.1191766212969717E-2,1.6779550871243886E-4,2.1377433141723363E-3,4.8427245269625589E-5,1.7733214339918143E-5,2.0241876054212762E-2]
[2004,12,16,21,7.0078338181678145E-3,1.1427635106564462E-2,2.6170878170159818E-4,2.3930418236735385E-3,4.4354838709677579E-7,2.0661456920880405E-5,2.111132453541539E-2,null,6.5418621574529628E-3,1.1136197236672857E-2,1.6779550871243886E-4,2.2336296424035405E-3,4.8427245269625589E-5,1.7733214339918143E-5,2.0145645004851342E-2]
[2004,12,16,22,6.3243200421494224E-3,1.0704136956633123E-2,2.6170878170159818E-4,2.2188423622876109E-3,4.4354838709677579E-7,2.0661456920880405E-5,1.9530113148079734E-2,null,5.9037972401827709E-3,1.0431150389895692E-2,1.6779550871243886E-4,2.0710344563131282E-3,4.8427245269625589E-5,1.7733214339918143E-5,1.8639938054713576E-2]
[2004,12,16,23,5.5203998535424985E-3,1.0291675696193377E-2,2.6170878170159818E-4,2.2928661485033027E-3,4.4354838709677579E-7,2.0661456920880405E-5,1.8387755485248757E-2,null,5.1533320899068372E-3,1.0029208088981204E-2,1.6779550871243886E-4,2.1401271572841865E-3,4.8427245269625589E-5,1.7733214339918143E-5,1.7556623304494211E-2]
[2004,12,16,24,4.6036443290666121E-3,1.0001322206662782E-2,2.6170878170159818E-4,2.2004384371293179E-3,4.4354838709677579E-7,2.0661456920880405E-5,1.7088218759868289E-2,null,4.2975343599925275E-3,9.7462594563361583E-3,1.6779550871243886E-4,2.0538565063235054E-3,4.8427245269625589E-5,1.7733214339918143E-5,1.6331606290974174E-2]
[2004,12,17,1,4.5451888896692588E-3,8.4086642898226899E-3,2.6170878170159818E-4,1.6210210302977292E-3,4.4354838709677579E-7,2.0661456920880405E-5,1.4857687996799254E-2,null,4.2429657961804918E-3,8.1942189398961935E-3,1.6779550871243886E-4,1.5130369174552649E-3,4.8427245269625589E-5,1.7733214339918143E-5,1.4184177621853934E-2]
[2004,12,17,2,4.3468694536821601E-3,8.0563317168228007E-3,2.6170878170159818E-4,1.453534748640146E-3,4.4354838709677579E-7,2.0661456920880405E-5,1.4139549706154681E-2,null,4.0578332078465675E-3,7.8508718703369524E-3,1.6779550871243886E-4,1.3567077134666588E-3,4.8427245269625589E-5,1.7733214339918143E-5,1.3499368759972163E-2]
[2004,12,17,3,4.345271535207338E-3,7.8356502259048014E-3,2.6170878170159818E-4,1.4018865071894139E-3,4.4354838709677579E-7,2.0661456920880405E-5,1.3865622055311128E-2,null,4.0563415397116814E-3,7.6358183980805494E-3,1.6779550871243886E-4,1.3085000131493791E-3,4.8427245269625589E-5,1.7733214339918143E-5,1.3234615919263592E-2]
[2004,12,17,4,4.4592033122946529E-3,7.6296576930985124E-3,2.6170878170159818E-4,1.33288287915797E-3,4.4354838709677579E-7,2.0661456920880405E-5,1.3704557671560709E-2,null,4.1626976549389884E-3,7.4350792728616402E-3,1.6779550871243886E-4,1.2440930531540794E-3,4.8427245269625589E-5,1.7733214339918143E-5,1.3075825949276691E-2]
[2004,12,17,5,4.9529573399888756E-3,7.7278223948580738E-3,2.6170878170159818E-4,1.3551369217521566E-3,4.4354838709677579E-7,2.0661456920880405E-5,1.4318730443608683E-2,null,4.6236205125114466E-3,7.5307404897520611E-3,1.6779550871243886E-4,1.2648646454889684E-3,4.8427245269625589E-5,1.7733214339918143E-5,1.3653181616074459E-2]
[2004,12,17,6,5.2840920064296318E-3,8.1203226490702152E-3,2.6170878170159818E-4,1.3700263168819032E-3,4.4354838709677579E-7,2.0661456920880405E-5,1.5057254759391325E-2,null,4.9327370526031393E-3,7.9132308480449852E-3,1.6779550871243886E-4,1.2787621854275758E-3,4.8427245269625589E-5,1.7733214339918143E-5,1.4358686054397683E-2]
[2004,12,17,7,5.4906911521605695E-3,8.7520852705949611E-3,1.5702526902095889E-4,1.0418959031144434E-3,4.4354838709677579E-7,1.2396874152528242E-5,1.5454538017430557E-2,null,5.1255988082166146E-3,8.5288816887001666E-3,1.006773052274633E-4,9.7249013806317364E-4,4.8427245269625589E-5,1.0639928603950884E-5,1.4786715114080995E-2]
[2004,12,17,8,5.6400259528755561E-3,1.0812800262951236E-2,0,1.475326384548573E-3,4.4354838709677579E-7,0,1.7928596148762459E-2,null,5.2650038950004174E-3,1.0537042466450743E-2,0,1.3770477022792271E-3,4.8427245269625589E-5,0,1.7227521309000012E-2]
[2004,12,17,9,5.4856251369525631E-3,1.1704961227667638E-2,0,1.6723882846396774E-3,4.4354838709677579E-7,0,1.8863418197646975E-2,null,5.1208696473891389E-3,1.1406450736604118E-2,0,1.5609823485848086E-3,4.8427245269625589E-5,0,1.8136729977847692E-2]
[2004,12,17,10,5.7736876254199376E-3,1.2015776233654952E-2,0,1.7303309831780715E-3,4.4354838709677579E-7,0,1.9520238390640057E-2,null,5.3897780064031571E-3,1.1709339057636006E-2,0,1.6150652015194614E-3,4.8427245269625589E-5,0,1.8762609510828251E-2]
[2004,12,17,11,5.1757309655506966E-3,1.2085867975241143E-2,0,1.7206206228023841E-3,4.4354838709677579E-7,0,1.898266311198132E-2,null,4.8315812588070103E-3,1.1777643256333894E-2,0,1.6060016955836308E-3,4.8427245269625589E-5,0,1.826365345599416E-2]
[2004,12,17,12,5.0118530551004322E-3,1.2198811468352999E-2,0,1.9363238958592681E-3,4.4354838709677579E-7,0,1.9147431967699795E-2,null,4.6786000767992811E-3,1.188770636249397E-2,0,1.8073359221303744E-3,4.8427245269625589E-5,0,1.842206960669325E-2]
[2004,12,17,13,4.6997740674778795E-3,1.1924668739780448E-2,0,1.8358440648661987E-3,4.4354838709677579E-7,0,1.846073042051162E-2,null,4.3872721469086755E-3,1.1620555069342347E-2,0,1.7135495424902185E-3,4.8427245269625589E-5,0,1.7769804004010865E-2]
[2004,12,17,14,4.4624754210469894E-3,1.1904591051926587E-2,0,2.0740772110821866E-3,4.4354838709677579E-7,0,1.8441587232442859E-2,null,4.1657521914730145E-3,1.1600989420814726E-2,0,1.9359128175182442E-3,4.8427245269625589E-5,0,1.7751081675075612E-2]
[2004,12,17,15,4.7269622746650254E-3,1.1547333881042362E-2,0,2.0017710488917243E-3,4.4354838709677579E-7,0,1.8276510752986207E-2,null,4.4126525295406773E-3,1.1252843344913416E-2,0,1.8684233212631685E-3,4.8427245269625589E-5,0,1.7582346440986888E-2]
[2004,12,17,16,5.4348138577295473E-3,1.148738587564789E-2,1.1340713873735917E-4,2.3584069296137002E-3,4.4354838709677579E-7,8.9532979990481728E-6,1.9403410648114638E-2,null,5.0734369608635152E-3,1.1194424187686871E-2,7.2711387108723483E-5,2.2013019474722401E-3,4.8427245269625589E-5,7.6843928806311921E-6,1.8597986121281603E-2]
[2004,12,17,17,6.0557811475167745E-3,1.1471057904438243E-2,2.6170878170159818E-4,2.5206837599167334E-3,4.4354838709677579E-7,2.0661456920880405E-5,2.0330336598881327E-2,null,5.6531142933287509E-3,1.1178512627143526E-2,1.6779550871243886E-4,2.3527687270556096E-3,4.8427245269625589E-5,1.7733214339918143E-5,1.9418351615849868E-2]
[2004,12,17,18,8.3389549929081125E-3,1.1306826186945694E-2,2.6170878170159818E-4,2.5257925069316041E-3,4.4354838709677579E-7,2.0661456920880405E-5,2.2454387473794985E-2,null,7.7844731362467761E-3,1.1018469295215298E-2,1.6779550871243886E-4,2.3575371555281379E-3,4.8427245269625589E-5,1.7733214339918143E-5,2.1394435555312195E-2]
[2004,12,17,19,8.8594878873194793E-3,1.1514991923834176E-2,2.6170878170159818E-4,2.9319939806691691E-3,4.4354838709677579E-7,2.0661456920880405E-5,2.3589287578832399E-2,null,8.2703942542434739E-3,1.1221326201503446E-2,1.6779550871243886E-4,2.7366795689839269E-3,4.8427245269625589E-5,1.7733214339918143E-5,2.2462355993052831E-2]
[2004,12,17,20,9.3949087353301548E-3,1.1074580373141863E-2,2.6170878170159818E-4,2.8508329838617713E-3,4.4354838709677579E-7,2.0661456920880405E-5,2.3603135879343363E-2,null,8.7702133816365633E-3,1.0792146423878133E-2,1.6779550871243886E-4,2.6609251018105385E-3,4.8427245269625589E-5,1.7733214339918143E-5,2.2457240875647218E-2]
[2004,12,17,21,8.6664967328268106E-3,1.1165134528935567E-2,2.6170878170159818E-4,3.2186532252213231E-3,4.4354838709677579E-7,2.0661456920880405E-5,2.3333098273993276E-2,null,8.0902356541599999E-3,1.0880391185818407E-2,1.6779550871243886E-4,3.0042430438745548E-3,4.8427245269625589E-5,1.7733214339918143E-5,2.2208825852174943E-2]
[2004,12,17,22,8.5031286985657924E-3,1.0815248670985631E-2,2.6170878170159818E-4,3.3395940631430355E-3,4.4354838709677579E-7,2.0661456920880405E-5,2.2940785219704031E-2,null,7.9377304451610439E-3,1.0539428432972479E-2,1.6779550871243886E-4,3.1171274230302748E-3,4.8427245269625589E-5,1.7733214339918143E-5,2.1828242269485782E-2]
[2004,12,17,23,7.4614036087692114E-3,9.9419317418642239E-3,2.6170878170159818E-4,3.0684229277480198E-3,4.4354838709677579E-7,2.0661456920880405E-5,2.0754572065391028E-2,null,6.9652727470714982E-3,9.6883836208017798E-3,1.6779550871243886E-4,2.8640203188457216E-3,4.8427245269625589E-5,1.7733214339918143E-5,1.9751632655040981E-2]
[2004,12,17,24,6.4485143860884171E-3,9.0798554908234942E-3,2.6170878170159818E-4,2.8861287209844206E-3,4.4354838709677579E-7,2.0661456920880405E-5,1.8697312384905906E-2,null,6.0197335337458264E-3,8.8482928167887675E-3,1.6779550871243886E-4,2.6938696178268151E-3,4.8427245269625589E-5,1.7733214339918143E-5,1.7795851936683392E-2]
[2004,12,18,1,7.3530721882935045E-3,9.6146460529381757E-3,2.6170878170159818E-4,3.6555656790860291E-3,4.4354838709677579E-7,2.0661456920880405E-5,2.0906097707327286E-2,null,6.8641446041301122E-3,9.3694446670608469E-3,1.6779550871243886E-4,3.4120506293639635E-3,4.8427245269625589E-5,1.7733214339918143E-5,1.9879595868876904E-2]
[2004,12,18,2,6.8971843104020346E-3,9.3956746444517382E-3,2.6170878170159818E-4,3.624472309240553E-3,4.4354838709677579E-7,2.0661456920880405E-5,{"$f":"SUM(E8452:J8452)","v":2.0200145051103902E-2},null,{"$f":"E8452*V$5","v":6.4385700637224928E-3},{"$f":"F8452*W$5","v":9.1560576651695917E-3},{"$f":"G8452*X$5","v":1.6779550871243886E-4},{"$f":"H8452*AB$5","v":3.3830285404551877E-3},{"$f":"I8452*Z$5","v":4.8427245269625589E-5},{"$f":"J8452*AA$5","v":1.7733214339918143E-5},{"$f":"SUM(M8452:R8452)","v":1.9211612237669255E-2}]
[2004,12,18,3,7.0919735722717687E-3,9.0777714918548382E-3,2.6170878170159818E-4,3.438997722261181E-3,4.4354838709677579E-7,2.0661456920880405E-5,1.9891556573397362E-2,null,6.6204072096890856E-3,8.8462619658437065E-3,1.6779550871243886E-4,3.2099093198501259E-3,4.8427245269625589E-5,1.7733214339918143E-5,1.8910534463704901E-2]
[2004,12,18,4,7.0826946459488825E-3,8.8647655485813437E-3,2.6170878170159818E-4,3.3118569177794707E-3,4.4354838709677579E-7,2.0661456920880405E-5,1.954213089931927E-2,null,6.6117452667052044E-3,8.6386882924845889E-3,1.6779550871243886E-4,3.091237984130035E-3,4.8427245269625589E-5,1.7733214339918143E-5,1.857562751164181E-2]
[2004,12,18,5,7.418902366627512E-3,9.0035596230497242E-3,2.6170878170159818E-4,3.3533154556575884E-3,4.4354838709677579E-7,2.0661456920880405E-5,2.0058591232344398E-2,null,6.9255975386082616E-3,8.7739427151317974E-3,1.6779550871243886E-4,3.1299347667015655E-3,4.8427245269625589E-5,1.7733214339918143E-5,1.9063430988763605E-2]
[2004,12,18,6,7.3702134005506547E-3,9.2905320577682162E-3,2.6170878170159818E-4,3.4269433612691448E-3,4.4354838709677579E-7,2.0661456920880405E-5,2.037050260659759E-2,null,6.8801460463314397E-3,9.053596519677725E-3,1.6779550871243886E-4,3.1986579586053346E-3,4.8427245269625589E-5,1.7733214339918143E-5,1.9366356492936481E-2]
[2004,12,18,7,8.3807376224554544E-3,9.5104251927571343E-3,1.5702526902095889E-4,3.3388580450096454E-3,4.4354838709677579E-7,1.2396874152528242E-5,2.1399886551782817E-2,null,7.8234775147989627E-3,9.267881741369853E-3,1.006773052274633E-4,3.116440434652628E-3,4.8427245269625589E-5,1.0639928603950884E-5,2.036754416992248E-2]
[2004,12,18,8,8.726603762380292E-3,1.0073681151734831E-2,0,3.4445429784643552E-3,4.4354838709677579E-7,0,2.2245271440966576E-2,null,8.1463459889989081E-3,9.8167730382492727E-3,0,3.215085179506067E-3,4.8427245269625589E-5,0,2.1226631452023872E-2]
[2004,12,18,9,9.1678583954736409E-3,1.0584833258587691E-2,0,3.5652378242406941E-3,4.4354838709677579E-7,0,2.3318373026689123E-2,null,8.558260292467491E-3,1.0314889282491659E-2,0,3.3277399532523583E-3,4.8427245269625589E-5,0,2.2249316773481131E-2]
[2004,12,18,10,9.7002707100385024E-3,1.0904670983909211E-2,0,3.6583354626426763E-3,4.4354838709677579E-7,0,2.4263720704977485E-2,null,9.0552709327289954E-3,1.0626570217321581E-2,0,3.4146359041359988E-3,4.8427245269625589E-5,0,2.3144904299456197E-2]
[2004,12,18,11,1.0288494020615596E-2,1.0756937431753037E-2,0,3.5369083789872674E-3,4.4354838709677579E-7,0,2.4582783379742994E-2,null,9.6043815303033641E-3,1.0482604299619117E-2,0,3.3012976704452131E-3,4.8427245269625589E-5,0,2.3436710745637319E-2]
[2004,12,18,12,9.4484041069569178E-3,1.1113738272862063E-2,0,3.8454084280744654E-3,4.4354838709677579E-7,0,2.4407994356280542E-2,null,8.8201516872991118E-3,1.083030568347923E-2,0,3.5892470274131241E-3,4.8427245269625589E-5,0,2.328813164346109E-2]
[2004,12,18,13,9.1982559933514833E-3,1.0807378783283736E-2,0,3.8466302669874094E-3,4.4354838709677579E-7,0,2.3852708592009723E-2,null,8.5866366638818643E-3,1.0531759250253438E-2,0,3.5903874736799616E-3,4.8427245269625589E-5,0,2.2757210633084887E-2]
[2004,12,18,14,8.1217618554186109E-3,1.0876525288657238E-2,0,3.9837624154630052E-3,4.4354838709677579E-7,0,2.2982493107925953E-2,null,7.5817218148159652E-3,1.0599142319006102E-2,0,3.7183845812655582E-3,4.8427245269625589E-5,0,2.1947675960357248E-2]
[2004,12,18,15,7.9697478868347403E-3,1.0768573651735398E-2,0,3.9337810358502229E-3,4.4354838709677579E-7,0,2.2672546122807457E-2,null,7.4398157059831693E-3,1.0493943762211726E-2,0,3.6717327049937271E-3,4.8427245269625589E-5,0,2.1653919418458248E-2]
[2004,12,18,16,8.184210363417219E-3,1.0140029807223387E-2,1.1340713873735917E-4,3.6463970121240106E-3,4.4354838709677579E-7,8.9532979990481728E-6,2.2093441167888115E-2,null,7.6400179362517183E-3,9.8814296104112759E-3,7.2711387108723483E-5,3.4034927320029163E-3,4.8427245269625589E-5,7.6843928806311921E-6,2.1053763303924892E-2]
[2004,12,18,17,8.8654854452510385E-3,1.0192684277552929E-2,2.6170878170159818E-4,3.7646336975996962E-3,4.4354838709677579E-7,2.0661456920880405E-5,2.3105617207413241E-2,null,8.2759930167552054E-3,9.9327412388903365E-3,1.6779550871243886E-4,3.5138530954890099E-3,4.8427245269625589E-5,1.7733214339918143E-5,2.1956543319456536E-2]
[2004,12,18,18,9.6917513070414602E-3,1.015695850899638E-2,2.6170878170159818E-4,3.8948654410026554E-3,4.4354838709677579E-7,2.0661456920880405E-5,2.4026389044050071E-2,null,9.0473180101117451E-3,9.8979265811446667E-3,1.6779550871243886E-4,3.6354094676213614E-3,4.8427245269625589E-5,1.7733214339918143E-5,2.2814610027199755E-2]
[2004,12,18,19,9.6828707210956707E-3,9.8225531328606421E-3,2.6170878170159818E-4,3.7517083816299627E-3,4.4354838709677579E-7,2.0661456920880405E-5,2.3539946022595851E-2,null,9.0390279206715302E-3,9.572049512886498E-3,1.6779550871243886E-4,3.5017887978232424E-3,4.8427245269625589E-5,1.7733214339918143E-5,2.2346822199703253E-2]
[2004,12,18,20,9.7212243133628987E-3,9.2848234045816921E-3,2.6170878170159818E-4,3.5311823949658464E-3,4.4354838709677579E-7,2.0661456920880405E-5,2.2820043899920012E-2,null,9.0748312688052855E-3,9.0480334537198018E-3,1.6779550871243886E-4,3.295953122131995E-3,4.8427245269625589E-5,1.7733214339918143E-5,2.1652773812979066E-2]
[2004,12,18,21,9.0503673312186186E-3,9.3937217656711591E-3,2.6170878170159818E-4,3.7658212870403654E-3,4.4354838709677579E-7,2.0661456920880405E-5,2.2492724170939719E-2,null,8.4485815576355976E-3,9.1541545904671676E-3,1.6779550871243886E-4,3.5149615738078771E-3,4.8427245269625589E-5,1.7733214339918143E-5,2.1351653690232626E-2]
[2004,12,18,22,8.9922138133813351E-3,8.9170075121937104E-3,2.6170878170159818E-4,3.6306884203928889E-3,4.4354838709677579E-7,2.0661456920880405E-5,2.1822723532977512E-2,null,8.3942948397233916E-3,8.6895979343652799E-3,1.6779550871243886E-4,3.3888305661419009E-3,4.8427245269625589E-5,1.7733214339918143E-5,2.0706679308552554E-2]
[2004,12,18,23,8.8865419957162763E-3,8.316028908948718E-3,2.6170878170159818E-4,3.3269308635912754E-3,4.4354838709677579E-7,2.0661456920880405E-5,2.0812315555265845E-2,null,8.2956494547115293E-3,8.1039460301570408E-3,1.6779550871243886E-4,3.1053077809301368E-3,4.8427245269625589E-5,1.7733214339918143E-5,1.9738859234120693E-2]
[2004,12,18,24,6.9570818685502538E-3,8.4775478244920651E-3,2.6170878170159818E-4,3.5973067693939767E-3,4.4354838709677579E-7,2.0661456920880405E-5,1.9314750249445872E-2,null,6.4944848555313142E-3,8.261345744461095E-3,1.6779550871243886E-4,3.3576726296420363E-3,4.8427245269625589E-5,1.7733214339918143E-5,1.8347459197956429E-2]
[2004,12,19,1,7.2720318185001236E-3,9.7240689252609414E-3,2.6170878170159818E-4,4.4350493070304184E-3,4.4354838709677579E-7,2.0661456920880405E-5,2.171396383780106E-2,null,6.788492848946808E-3,9.4760769384823942E-3,1.6779550871243886E-4,4.1396090530910201E-3,4.8427245269625589E-5,1.7733214339918143E-5,2.0638134808842204E-2]
[2004,12,19,2,7.3757489245387759E-3,9.5033941046246892E-3,2.6170878170159818E-4,4.3454643822038097E-3,4.4354838709677579E-7,2.0661456920880405E-5,2.1507421198376852E-2,null,6.8853134969073483E-3,9.2610299663961893E-3,1.6779550871243886E-4,4.0559918168080224E-3,4.8427245269625589E-5,1.7733214339918143E-5,2.0436291248433543E-2]
[2004,12,19,3,7.0870132695278077E-3,9.431201359061522E-3,2.6170878170159818E-4,4.3329575419865408E-3,4.4354838709677579E-7,2.0661456920880405E-5,2.1133985957585446E-2,null,6.6157767321903035E-3,9.190678345421999E-3,1.6779550871243886E-4,4.0443181181848984E-3,4.8427245269625589E-5,1.7733214339918143E-5,2.0084729164119183E-2]
[2004,12,19,4,7.3286784987565291E-3,9.1695190731761432E-3,2.6170878170159818E-4,4.1165773783182992E-3,4.4354838709677579E-7,2.0661456920880405E-5,2.0897588737260549E-2,null,6.8413729233792239E-3,8.9356697174960854E-3,1.6779550871243886E-4,3.8423520920100674E-3,4.8427245269625589E-5,1.7733214339918143E-5,1.9853350701207358E-2]
[2004,12,19,5,7.360112191963677E-3,8.9812789956420971E-3,2.6170878170159818E-4,3.9743838196871694E-3,4.4354838709677579E-7,2.0661456920880405E-5,2.0598588794302521E-2,null,6.8707164970706718E-3,8.7522303084042134E-3,1.6779550871243886E-4,3.7096307394723252E-3,4.8427245269625589E-5,1.7733214339918143E-5,1.9566533513269195E-2]
[2004,12,19,6,7.6914911346673085E-3,9.2204768520213823E-3,2.6170878170159818E-4,4.1272080033157759E-3,4.4354838709677579E-7,2.0661456920880405E-5,2.1321989777014039E-2,null,7.1800610707718274E-3,8.9853279250492277E-3,1.6779550871243886E-4,3.8522745592552031E-3,4.8427245269625589E-5,1.7733214339918143E-5,2.025161952339824E-2]
[2004,12,19,7,7.9287616205691233E-3,9.7699858585968344E-3,1.6138708204931887E-4,4.314165830199973E-3,4.4354838709677579E-7,1.2741231767876249E-5,2.218748517157022E-2,null,7.4015547381555344E-3,9.5208228567203613E-3,1.0347389703933729E-4,4.0267782139246592E-3,4.8427245269625589E-5,1.0935482176282853E-5,2.1111992433285796E-2]
[2004,12,19,8,8.5822075074919735E-3,9.9213557534467353E-3,0,4.0921268829404236E-3,4.4354838709677579E-7,0,2.2596133692266228E-2,null,8.0115510694785726E-3,9.6683323798214798E-3,0,3.819530363318491E-3,4.8427245269625589E-5,0,2.1547841057888168E-2]
[2004,12,19,9,9.2033016072449667E-3,9.9405476966637363E-3,0,3.9547889488956165E-3,4.4354838709677579E-7,0,2.3099081801191412E-2,null,8.5913467799387435E-3,9.6870348727718172E-3,0,3.6913411785435939E-3,4.8427245269625589E-5,0,2.2018150076523781E-2]
[2004,12,19,10,9.579384233937914E-3,1.0485597101669623E-2,0,4.1800274300799935E-3,4.4354838709677579E-7,0,2.4245452314074628E-2,null,8.9424225570583181E-3,1.0218183935659732E-2,0,3.9015754265230435E-3,4.8427245269625589E-5,0,2.3110609164510718E-2]
[2004,12,19,11,9.3704455881071999E-3,1.0908174231575803E-2,0,4.4065137745385617E-3,4.4354838709677579E-7,0,2.4685577142608661E-2,null,8.7473768616472963E-3,1.062998412200267E-2,0,4.1129744115210127E-3,4.8427245269625589E-5,0,2.3538762640440605E-2]
[2004,12,19,12,9.2912651455733658E-3,1.1101318825974591E-2,0,4.5240734102931302E-3,4.4354838709677579E-7,0,2.4917100930228184E-2,null,8.6734613616422044E-3,1.0818202968541316E-2,0,4.2227028268683369E-3,4.8427245269625589E-5,0,2.3762794402321478E-2]
[2004,12,19,13,8.9368133083116662E-3,1.0945957736926777E-2,0,4.4948845555234165E-3,4.4354838709677579E-7,0,2.4378099149148957E-2,null,8.3425780785925177E-3,1.0666804038280854E-2,0,4.1954583840021608E-3,4.8427245269625589E-5,0,2.3253267746145157E-2]
[2004,12,19,14,8.8456467941940772E-3,1.0774530914778624E-2,0,4.3258801080337866E-3,4.4354838709677579E-7,0,2.3946501365393585E-2,null,8.2574734964623604E-3,1.0499749097753286E-2,0,4.0377121466082053E-3,4.8427245269625589E-5,0,2.2843361986093474E-2]
[2004,12,19,15,8.4904214967105977E-3,1.0723117523786423E-2,0,4.3175639246664649E-3,4.4354838709677579E-7,0,2.3531546493550583E-2,null,7.9258681828556637E-3,1.0449646897485582E-2,0,4.0299499447539987E-3,4.8427245269625589E-5,0,2.2453892270364869E-2]
[2004,12,19,16,8.6846728214180057E-3,1.0613735847860108E-2,1.1340713873735917E-4,4.2659092707512461E-3,4.4354838709677579E-7,8.9532979990481728E-6,2.3687121925152863E-2,null,8.1072031606977523E-3,1.0343054771832781E-2,7.2711387108723483E-5,3.9817362591377499E-3,4.8427245269625589E-5,7.6843928806311921E-6,2.2560817216927261E-2]
[2004,12,19,17,9.6167162294314677E-3,1.1006644427462277E-2,2.6170878170159818E-4,4.6128230199948741E-3,4.4354838709677579E-7,2.0661456920880405E-5,2.5518997463898192E-2,null,8.9772722374186521E-3,1.072594304203291E-2,1.6779550871243886E-4,4.3055403924388592E-3,4.8427245269625589E-5,1.7733214339918143E-5,2.4242711640212404E-2]
[2004,12,19,18,1.0724806754416311E-2,1.1118458751661045E-2,2.6170878170159818E-4,4.8090016657152002E-3,4.4354838709677579E-7,2.0661456920880405E-5,2.6935080958802128E-2,null,1.0011682536024415E-2,1.0834905776365186E-2,1.6779550871243886E-4,4.4886506222529127E-3,4.8427245269625589E-5,1.7733214339918143E-5,2.5569194902964495E-2]
[2004,12,19,19,1.0679858483909691E-2,1.0877193131244174E-2,2.6170878170159818E-4,4.7231345034065356E-3,4.4354838709677579E-7,2.0661456920880405E-5,2.6562999905569977E-2,null,9.9697230093718416E-3,1.0599793129668309E-2,1.6779550871243886E-4,4.4085034902035091E-3,4.8427245269625589E-5,1.7733214339918143E-5,2.5211975597565644E-2]
[2004,12,19,20,1.0790553723785049E-2,1.0471787899093695E-2,2.6170878170159818E-4,4.5481866515443004E-3,4.4354838709677579E-7,2.0661456920880405E-5,2.6093342061432621E-2,null,1.007305779434825E-2,1.0204726907837906E-2,1.6779550871243886E-4,4.2452097675746061E-3,4.8427245269625589E-5,1.7733214339918143E-5,2.4756950438082747E-2]
[2004,12,19,21,1.0615328276525489E-2,1.0695561774433695E-2,2.6170878170159818E-4,4.7474313444360464E-3,4.4354838709677579E-7,2.0661456920880405E-5,2.6341135182404805E-2,null,9.9094836069184202E-3,1.042279389973629E-2,1.6779550871243886E-4,4.4311818002118865E-3,4.8427245269625589E-5,1.7733214339918143E-5,2.4997415275188579E-2]
[2004,12,19,22,1.0630891444828039E-2,1.1201156011209964E-2,2.6170878170159818E-4,5.1151833980056056E-3,4.4354838709677579E-7,2.0661456920880405E-5,2.7230044641053185E-2,null,9.924011933989273E-3,1.0915494015723656E-2,1.6779550871243886E-4,4.7744360968069981E-3,4.8427245269625589E-5,1.7733214339918143E-5,2.584789801484191E-2]
[2004,12,19,23,9.2541863657468401E-3,1.1194233299910428E-2,2.6170878170159818E-4,5.0665999857396754E-3,4.4354838709677579E-7,2.0661456920880405E-5,2.5797833438406519E-2,null,8.6388480598879828E-3,1.0908747853659041E-2,1.6779550871243886E-4,4.7290890624623536E-3,4.8427245269625589E-5,1.7733214339918143E-5,2.451064094433136E-2]
[2004,12,19,24,8.2676620048126523E-3,1.1136651788118826E-2,2.6170878170159818E-4,4.8172899777439828E-3,4.4354838709677579E-7,2.0661456920880405E-5,2.4504417557685034E-2,null,7.7179206304347344E-3,1.0852634837578512E-2,1.6779550871243886E-4,4.4963868094143053E-3,4.8427245269625589E-5,1.7733214339918143E-5,2.3300898245749532E-2]
[2004,12,20,1,8.9644457771503542E-3,1.0055833119127291E-2,2.6170878170159818E-4,3.9085014985903183E-3,4.4354838709677579E-7,2.0661456920880405E-5,2.3211594181877536E-2,null,8.3683731826008582E-3,9.7993801822864532E-3,1.6779550871243886E-4,3.6481371609412257E-3,4.8427245269625589E-5,1.7733214339918143E-5,2.2049846494150517E-2]
[2004,12,20,2,8.8539890433859542E-3,9.9452212254758712E-3,2.6170878170159818E-4,3.8064688326210684E-3,4.4354838709677579E-7,2.0661456920880405E-5,2.288849288849247E-2,null,8.2652610447565139E-3,9.6915892130318877E-3,1.6779550871243886E-4,3.552901388232279E-3,4.8427245269625589E-5,1.7733214339918143E-5,2.1743707614342665E-2]
[2004,12,20,3,9.197545118868453E-3,1.0245004712696886E-2,2.6170878170159818E-4,4.0016711763482737E-3,4.4354838709677579E-7,2.0661456920880405E-5,2.3727034794923191E-2,null,8.5859730575521612E-3,9.9837273510507574E-3,1.6779550871243886E-4,3.7351003522881668E-3,4.8427245269625589E-5,1.7733214339918143E-5,2.2538756729213065E-2]
[2004,12,20,4,9.4508977216769246E-3,1.0247284672857786E-2,2.6170878170159818E-4,3.9265153986899415E-3,4.4354838709677579E-7,2.0661456920880405E-5,2.3907511580234228E-2,null,8.8224794941785759E-3,9.9859491656087793E-3,1.6779550871243886E-4,3.6649510673425973E-3,4.8427245269625589E-5,1.7733214339918143E-5,2.2707335695451934E-2]
[2004,12,20,5,9.8150774996411689E-3,1.022265502097233E-2,2.6170878170159818E-4,3.8435916207526389E-3,4.4354838709677579E-7,2.0661456920880405E-5,2.4164137928375712E-2,null,9.1624438782936073E-3,9.9619476413468216E-3,1.6779550871243886E-4,3.5875512464834209E-3,4.8427245269625589E-5,1.7733214339918143E-5,2.2945898734445833E-2]
[2004,12,20,6,1.011103489992468E-2,1.0554795011885896E-2,2.6170878170159818E-4,3.7399898939997575E-3,4.4354838709677579E-7,2.0661456920880405E-5,2.4688633592819909E-2,null,9.438722193015267E-3,1.0285617098282445E-2,1.6779550871243886E-4,3.4908509357783639E-3,4.8427245269625589E-5,1.7733214339918143E-5,2.3449146195398059E-2]
[2004,12,20,7,1.1323366495813598E-2,1.1563618835800597E-2,1.6138708204931887E-4,3.7220918261448043E-3,4.4354838709677579E-7,1.2741231767876249E-5,2.6783649019963288E-2,null,1.0570442264468646E-2,1.1268712986049735E-2,1.0347389703933729E-4,3.474145145471196E-3,4.8427245269625589E-5,1.0935482176282853E-5,2.5476137020474823E-2]
[2004,12,20,8,1.0567305669528872E-2,1.3686986532894045E-2,0,4.2409596290270248E-3,4.4354838709677579E-7,0,2.8495695379837035E-2,null,9.8646541655297067E-3,1.3337928642684517E-2,0,3.958448634671154E-3,4.8427245269625589E-5,0,2.7209458688155001E-2]
[2004,12,20,9,1.056622507337298E-2,1.507402958072205E-2,0,4.6715071229726911E-3,4.4354838709677579E-7,0,3.0312205325454818E-2,null,9.8636454214180245E-3,1.4689598066176656E-2,0,4.360315261249091E-3,4.8427245269625589E-5,0,2.8961985994113398E-2]
[2004,12,20,10,1.0081668943219753E-2,1.562355529935008E-2,0,4.8462704882158061E-3,4.4354838709677579E-7,0,3.0551938279172734E-2,null,9.4113088658916537E-3,1.5225109283694513E-2,0,4.523436786811893E-3,4.8427245269625589E-5,0,2.9208282181667683E-2]
[2004,12,20,11,9.9052545918950994E-3,1.5946215812091595E-2,0,5.0140991026007987E-3,4.4354838709677579E-7,0,3.0866013054974585E-2,null,9.2466248281551401E-3,1.5539541016670606E-2,0,4.680085519076161E-3,4.8427245269625589E-5,0,2.9514678609171532E-2]
[2004,12,20,12,9.7388185255283272E-3,1.577907040081827E-2,0,4.9413340889963488E-3,4.4354838709677579E-7,0,3.0459666563730045E-2,null,9.0912555896070744E-3,1.5376658298611529E-2,0,4.6121677377365536E-3,4.8427245269625589E-5,0,2.9128508871224781E-2]
[2004,12,20,13,9.3567142321567386E-3,1.5706329110138542E-2,0,4.9009706423606414E-3,4.4354838709677579E-7,0,2.9964457533043019E-2,null,8.7345585442908033E-3,1.530577212201369E-2,0,4.5744930970415196E-3,4.8427245269625589E-5,0,2.8663251008615637E-2]
[2004,12,20,14,9.2192530485232412E-3,1.5337073181856006E-2,0,4.6412177349963897E-3,4.4354838709677579E-7,0,2.9197987513762732E-2,null,8.6062375625632747E-3,1.4945933291860379E-2,0,4.3320435970580018E-3,4.8427245269625589E-5,0,2.7932641696751279E-2]
[2004,12,20,15,8.9002321227228138E-3,1.5240610314782407E-2,0,4.5937684334553877E-3,4.4354838709677579E-7,0,2.8735054419347705E-2,null,8.3084292845588929E-3,1.4851930507930967E-2,0,4.2877551247944333E-3,4.8427245269625589E-5,0,2.7496542162553917E-2]
[2004,12,20,16,8.9576879146473238E-3,1.5199101840007334E-2,1.0904532570899922E-4,4.752104424256871E-3,4.4354838709677579E-7,8.6089403837001679E-6,2.9026991993391323E-2,null,8.3620646704242099E-3,1.4811480619762667E-2,6.9914795296849503E-5,4.4355435834059175E-3,4.8427245269625589E-5,7.3888393082992256E-6,2.773481975346757E-2]
[2004,12,20,17,1.0510844038565986E-2,1.5126958358389E-2,2.6170878170159818E-4,4.9658230918568818E-3,4.4354838709677579E-7,2.0661456920880405E-5,3.088643927582144E-2,null,9.8119468359142963E-3,1.4741177006359702E-2,1.6779550871243886E-4,4.6350254087396551E-3,4.8427245269625589E-5,1.7733214339918143E-5,2.9422105219335633E-2]
[2004,12,20,18,1.2049993373966303E-2,1.4550839873342696E-2,2.6170878170159818E-4,4.7491719277389186E-3,4.4354838709677579E-7,2.0661456920880405E-5,{"$f":"SUM(E8516:J8516)","v":3.1632818962057489E-2},null,{"$f":"E8516*V$5","v":1.1248753565808572E-2},{"$f":"F8516*W$5","v":1.417975121516662E-2},{"$f":"G8516*X$5","v":1.6779550871243886E-4},{"$f":"H8516*AB$5","v":4.4328064347761084E-3},{"$f":"I8516*Z$5","v":4.8427245269625589E-5},{"$f":"J8516*AA$5","v":1.7733214339918143E-5},{"$f":"SUM(M8516:R8516)","v":3.0095267184073283E-2}]
[2004,12,20,19,1.3046889234657121E-2,1.3483939637251302E-2,2.6170878170159818E-4,4.1755491938989271E-3,4.4354838709677579E-7,2.0661456920880405E-5,3.0989191852816927E-2,null,1.2179362863230498E-2,1.3140060032330236E-2,1.6779550871243886E-4,3.8973955074841195E-3,4.8427245269625589E-5,1.7733214339918143E-5,2.9450774371366836E-2]
[2004,12,20,20,1.2258527597324645E-2,1.3272547436902791E-2,2.6170878170159818E-4,4.2270936202760366E-3,4.4354838709677579E-7,2.0661456920880405E-5,3.0040982441513046E-2,null,1.1443421729997211E-2,1.2934058946766783E-2,1.6779550871243886E-4,3.9455063083558995E-3,4.8427245269625589E-5,1.7733214339918143E-5,2.8556942953441872E-2]
[2004,12,20,21,1.1935637826635214E-2,1.3024992297435912E-2,2.6170878170159818E-4,4.2535719535409253E-3,4.4354838709677579E-7,2.0661456920880405E-5,2.9497015864621626E-2,null,1.1142001858078201E-2,1.2692817182014284E-2,1.6779550871243886E-4,3.9702207907677048E-3,4.8427245269625589E-5,1.7733214339918143E-5,2.8038995799182172E-2]
[2004,12,20,22,1.1445185070563177E-2,1.251044803718639E-2,2.6170878170159818E-4,4.188913751429304E-3,4.4354838709677579E-7,2.0661456920880405E-5,2.8427360646188445E-2,null,1.0684160760783884E-2,1.2191395294134348E-2,1.6779550871243886E-4,3.9098697866889985E-3,4.8427245269625589E-5,1.7733214339918143E-5,2.7019381809929213E-2]
[2004,12,20,23,1.0540775175429602E-2,1.2294180639055992E-2,2.6170878170159818E-4,4.2867702771924249E-3,4.4354838709677579E-7,2.0661456920880405E-5,2.7404539878687594E-2,null,9.8398877626911293E-3,1.1980643342485253E-2,1.6779550871243886E-4,4.0012076122484365E-3,4.8427245269625589E-5,1.7733214339918143E-5,2.60556946857468E-2]
[2004,12,20,24,9.2223697421504758E-3,1.1842996546895997E-2,2.6170878170159818E-4,4.1008608896573552E-3,4.4354838709677579E-7,2.0661456920880405E-5,2.5449040965713404E-2,null,8.6091470179849375E-3,1.1540965754472608E-2,1.6779550871243886E-4,3.8276825552722204E-3,4.8427245269625589E-5,1.7733214339918143E-5,2.4211751296051749E-2]
[2004,12,21,1,8.4763681584208196E-3,1.144801881805483E-2,2.6170878170159818E-4,4.2099805074635888E-3,4.4354838709677579E-7,2.0661456920880405E-5,2.4417181270948815E-2,null,7.9127492927208217E-3,1.115606110434586E-2,1.6779550871243886E-4,3.9295331834094237E-3,4.8427245269625589E-5,1.7733214339918143E-5,2.3232299548798092E-2]
[2004,12,21,2,8.5976973306402995E-3,1.119893493488483E-2,2.6170878170159818E-4,4.1571215511554552E-3,4.4354838709677579E-7,2.0661456920880405E-5,2.4236567603690161E-2,null,8.0260109283320988E-3,1.0913329583292646E-2,1.6779550871243886E-4,3.8801954198532831E-3,4.8427245269625589E-5,1.7733214339918143E-5,2.3053491899800011E-2]
[2004,12,21,3,8.4898177178823267E-3,1.0845936121779131E-2,2.6170878170159818E-4,4.0768245036052128E-3,4.4354838709677579E-7,2.0661456920880405E-5,2.3695392130276244E-2,null,7.9253045510729158E-3,1.0569333264684405E-2,1.6779550871243886E-4,3.8052473500655251E-3,4.8427245269625589E-5,1.7733214339918143E-5,2.253384113414483E-2]
[2004,12,21,4,8.8781394837898417E-3,1.0759462565814075E-2,2.6170878170159818E-4,4.0177722051313982E-3,4.4354838709677579E-7,2.0661456920880405E-5,2.3938188041744888E-2,null,8.2878056507308204E-3,1.0485065035431078E-2,1.6779550871243886E-4,3.7501288130561325E-3,4.8427245269625589E-5,1.7733214339918143E-5,2.2756955467540012E-2]
[2004,12,21,5,9.0118823427796958E-3,1.0732432314285473E-2,2.6170878170159818E-4,3.833369365657412E-3,4.4354838709677579E-7,2.0661456920880405E-5,2.3860497809732158E-2,null,8.4126555502514171E-3,1.0458724133785865E-2,1.6779550871243886E-4,3.5780099456306602E-3,4.8427245269625589E-5,1.7733214339918143E-5,2.2683345597989926E-2]
[2004,12,21,6,9.3917203286001602E-3,1.1213810883173405E-2,2.6170878170159818E-4,3.8725842116822031E-3,4.4354838709677579E-7,2.0661456920880405E-5,2.4760929210465348E-2,null,8.7672369815290935E-3,1.0927826151714662E-2,1.6779550871243886E-4,3.6146124996005707E-3,4.8427245269625589E-5,1.7733214339918143E-5,2.354363160116631E-2]
[2004,12,21,7,1.0044795490669648E-2,1.2026199059374177E-2,1.6138708204931887E-4,3.7546088185028488E-3,4.4354838709677579E-7,1.2741231767876249E-5,2.6000175230750964E-2,null,9.376887238594098E-3,1.1719496071041701E-2,1.0347389703933729E-4,3.5044960224572246E-3,4.8427245269625589E-5,1.0935482176282853E-5,2.476371595657827E-2]
[2004,12,21,8,9.9040558675128551E-3,1.4033776538244331E-2,0,4.2209992589465426E-3,4.4354838709677579E-7,0,2.815927521309082E-2,null,9.2455058105133277E-3,1.3675874496159413E-2,0,3.9398179221428334E-3,4.8427245269625589E-5,0,2.6909625474085198E-2]
[2004,12,21,9,9.7730429959956341E-3,1.5308733299671288E-2,0,4.6322037265379059E-3,4.4354838709677579E-7,0,2.9714423570591925E-2,null,9.1232043734992517E-3,1.4918316158942669E-2,0,4.3236300556436539E-3,4.8427245269625589E-5,0,2.84135778333552E-2]
[2004,12,21,10,9.2874494791369867E-3,1.5701548840588948E-2,0,4.6956612037676497E-3,4.4354838709677579E-7,0,2.9685103071880679E-2,null,8.6698994101871204E-3,1.5301113763214837E-2,0,4.3828603209780546E-3,4.8427245269625589E-5,0,2.8402300739649639E-2]
[2004,12,21,11,8.9629498625401656E-3,1.5774099619321313E-2,0,4.7287970872491904E-3,4.4354838709677579E-7,0,2.9466290117497764E-2,null,8.3669767357910322E-3,1.5371814286473032E-2,0,4.4137888617329264E-3,4.8427245269625589E-5,0,2.8201007129266615E-2]
[2004,12,21,12,8.8685459151794134E-3,1.5718613499745963E-2,0,4.720362375977955E-3,4.4354838709677579E-7,0,2.9307965339290427E-2,null,8.2788499869585457E-3,1.531774322402427E-2,0,4.4059160276962751E-3,4.8427245269625589E-5,0,2.8050936483948713E-2]
[2004,12,21,13,8.4257963226072614E-3,1.549856156841003E-2,0,4.582319443303483E-3,4.4354838709677579E-7,0,2.8507120882707869E-2,null,7.8655401283020017E-3,1.5103303255752964E-2,0,4.2770688076871023E-3,4.8427245269625589E-5,0,2.7294339437011692E-2]
[2004,12,21,14,8.0826277494700626E-3,1.5316138863068339E-2,0,4.458710199043852E-3,4.4354838709677579E-7,0,2.7857920359969351E-2,null,7.545189851671112E-3,1.4925532858974582E-2,0,4.1616937777473511E-3,4.8427245269625589E-5,0,2.6680843733662668E-2]
[2004,12,21,15,8.1505596362079803E-3,1.4776592918763341E-2,0,4.1416608382870276E-3,4.4354838709677579E-7,0,2.7069256941645446E-2,null,7.6086047457262556E-3,1.4399746902563019E-2,0,3.865764620435579E-3,4.8427245269625589E-5,0,2.5922543513994478E-2]
[2004,12,21,16,9.0045423441493851E-3,1.4853993675267289E-2,1.0904532570899922E-4,4.3990881330118314E-3,4.4354838709677579E-7,8.6089403837001679E-6,2.8375721966908303E-2,null,8.4058036099056137E-3,1.4475173715080031E-2,6.9914795296849503E-5,4.1060434281742593E-3,4.8427245269625589E-5,7.3888393082992256E-6,2.7112751633034681E-2]
[2004,12,21,17,1.009516018380293E-2,1.4714233886370427E-2,2.6170878170159818E-4,4.555425743048758E-3,4.4354838709677579E-7,2.0661456920880405E-5,2.964763360023169E-2,null,9.4239030338639836E-3,1.4338978206525757E-2,1.6779550871243886E-4,4.2519666279054492E-3,4.8427245269625589E-5,1.7733214339918143E-5,2.8248803836617174E-2]
[2004,12,21,18,1.1360892773085838E-2,1.4337184320040908E-2,2.6170878170159818E-4,4.5335103789145466E-3,4.4354838709677579E-7,2.0661456920880405E-5,3.0514401259050868E-2,null,1.0605473308235823E-2,1.3971544498720763E-2,1.6779550871243886E-4,4.2315111530073553E-3,4.8427245269625589E-5,1.7733214339918143E-5,2.9042484928285924E-2]
[2004,12,21,19,1.2203074695884952E-2,1.3535376916543053E-2,2.6170878170159818E-4,4.1015802743541814E-3,4.4354838709677579E-7,2.0661456920880405E-5,3.0122845673791764E-2,null,1.1391656056486399E-2,1.3190185511676502E-2,1.6779550871243886E-4,3.8283540182475961E-3,4.8427245269625589E-5,1.7733214339918143E-5,2.8644151554732478E-2]
[2004,12,21,20,1.1974613130879568E-2,1.3125371567048478E-2,2.6170878170159818E-4,4.0288449244350356E-3,4.4354838709677579E-7,2.0661456920880405E-5,2.9411643409372659E-2,null,1.1178385578715288E-2,1.279063648884852E-2,1.6779550871243886E-4,3.7604639245506122E-3,4.8427245269625589E-5,1.7733214339918143E-5,2.7963441960436403E-2]
[2004,12,21,21,1.1204668664067399E-2,1.304993521011405E-2,2.6170878170159818E-4,4.203314204738292E-3,4.4354838709677579E-7,2.0661456920880405E-5,2.8740731865929316E-2,null,1.0459637003696181E-2,1.2717123978009311E-2,1.6779550871243886E-4,3.9233109556049799E-3,4.8427245269625589E-5,1.7733214339918143E-5,2.7334027905632455E-2]
[2004,12,21,22,1.0518397455332444E-2,1.2683966579378968E-2,2.6170878170159818E-4,4.2524177320521078E-3,4.4354838709677579E-7,2.0661456920880405E-5,2.7737595553773094E-2,null,9.8189980035912269E-3,1.2360488609772898E-2,1.6779550871243886E-4,3.969143457598758E-3,4.8427245269625589E-5,1.7733214339918143E-5,2.6382586039284867E-2]
[2004,12,21,23,9.7621416523726631E-3,1.1983325044090155E-2,2.6170878170159818E-4,4.1180558909511885E-3,4.4354838709677579E-7,2.0661456920880405E-5,2.6146336374423582E-2,null,9.1130278925547949E-3,1.1677715467611623E-2,1.6779550871243886E-4,3.8437321137091535E-3,4.8427245269625589E-5,1.7733214339918143E-5,2.4868431442197553E-2]
[2004,12,21,24,8.9630513351331292E-3,1.1603357680873786E-2,2.6170878170159818E-4,4.052758722671369E-3,4.4354838709677579E-7,2.0661456920880405E-5,2.4901981525687858E-2,null,8.3670714611702515E-3,1.1307438375210824E-2,1.6779550871243886E-4,3.7827847081134901E-3,4.8427245269625589E-5,1.7733214339918143E-5,2.3691250512816547E-2]
[2004,12,22,1,7.5851996154040618E-3,1.126108277446965E-2,2.6170878170159818E-4,4.1343664050724977E-3,4.4354838709677579E-7,2.0661456920880405E-5,2.3263462581955784E-2,null,7.0808371899595086E-3,1.0973892472551519E-2,1.6779550871243886E-4,3.8589561049757466E-3,4.8427245269625589E-5,1.7733214339918143E-5,2.2147641735808757E-2]
[2004,12,22,2,7.6930159911219043E-3,1.0977266982339563E-2,2.6170878170159818E-4,4.1259867464214705E-3,4.4354838709677579E-7,2.0661456920880405E-5,2.3079083506892514E-2,null,7.1814845349969644E-3,1.069731480704419E-2,1.6779550871243886E-4,3.8511346562359059E-3,4.8427245269625589E-5,1.7733214339918143E-5,2.1963889966599041E-2]
[2004,12,22,3,7.5292272855432612E-3,1.0675794756343952E-2,2.6170878170159818E-4,4.0148533186764191E-3,4.4354838709677579E-7,2.0661456920880405E-5,2.250268914757321E-2,null,7.028586626364298E-3,1.0403530997991921E-2,1.6779550871243886E-4,3.7474043678566572E-3,4.8427245269625589E-5,1.7733214339918143E-5,2.141347796053486E-2]
[2004,12,22,4,7.9113750494292558E-3,1.0661965711100773E-2,2.6170878170159818E-4,4.042555438060251E-3,4.4354838709677579E-7,2.0661456920880405E-5,2.2898709985599855E-2,null,7.3853242517115079E-3,1.0390054633548463E-2,1.6779550871243886E-4,3.7732611140284156E-3,4.8427245269625589E-5,1.7733214339918143E-5,2.1782595967610369E-2]
[2004,12,22,5,7.9265392151559311E-3,1.0602072911691076E-2,2.6170878170159818E-4,3.8306002057721714E-3,4.4354838709677579E-7,2.0661456920880405E-5,2.264202611962875E-2,null,7.3994801070714766E-3,1.0331689274393818E-2,1.6779550871243886E-4,3.5754252529842383E-3,4.8427245269625589E-5,1.7733214339918143E-5,2.1540550602771515E-2]
[2004,12,22,6,8.3021648874696853E-3,1.1070100014769584E-2,2.6170878170159818E-4,3.8982481340003416E-3,4.4354838709677579E-7,2.0661456920880405E-5,2.3553326823249187E-2,null,7.750129314064178E-3,1.0787780327650926E-2,1.6779550871243886E-4,3.63856682294881E-3,4.8427245269625589E-5,1.7733214339918143E-5,2.2410432432985895E-2]
[2004,12,22,7,8.9157745839011718E-3,1.2056729511402159E-2,1.6138708204931887E-4,3.8702963690122154E-3,4.4354838709677579E-7,1.2741231767876249E-5,2.5017372326519835E-2,null,8.3229382813836735E-3,1.1749247907912401E-2,1.0347389703933729E-4,3.61247706128341E-3,4.8427245269625589E-5,1.0935482176282853E-5,2.3847499875064727E-2]
[2004,12,22,8,8.893727525329213E-3,1.4010925291905405E-2,0,4.2249402537111154E-3,4.4354838709677579E-7,0,2.7130036619332828E-2,null,8.302357197143187E-3,1.3653606022939796E-2,0,3.9434963880349144E-3,4.8427245269625589E-5,0,2.594788685338752E-2]
[2004,12,22,9,8.7314909024767615E-3,1.5110412442159028E-2,0,4.5387768224688357E-3,4.4354838709677579E-7,0,2.8381123715491723E-2,null,8.150908168651683E-3,1.4725053059026751E-2,0,4.2364267730840861E-3,4.8427245269625589E-5,0,2.716081524603214E-2]
[2004,12,22,10,8.4103436286817462E-3,1.5493065867114256E-2,0,4.664390811645114E-3,4.4354838709677579E-7,0,2.856824385582821E-2,null,7.8511149298391113E-3,1.5097947710794373E-2,0,4.353673002109028E-3,4.8427245269625589E-5,0,2.7351162888012134E-2]
[2004,12,22,11,8.1219362736501665E-3,1.5523574307174709E-2,0,4.6554827839000888E-3,4.4354838709677579E-7,0,2.8301436913112061E-2,null,7.5818846354618582E-3,1.5127678097066617E-2,0,4.345358381516189E-3,4.8427245269625589E-5,0,2.7103348359314289E-2]
[2004,12,22,12,8.0856476510731759E-3,1.5398930342047125E-2,0,4.6666797719985649E-3,4.4354838709677579E-7,0,2.8151701313505962E-2,null,7.5480089510574899E-3,1.5006212914893938E-2,0,4.3558094836553072E-3,4.8427245269625589E-5,0,2.6958458594876358E-2]
[2004,12,22,13,7.8480354521546798E-3,1.5370847033063949E-2,0,4.6460026956341117E-3,4.4354838709677579E-7,0,2.7865328729239837E-2,null,7.3261962921693409E-3,1.4978845811816292E-2,0,4.3365098081423296E-3,4.8427245269625589E-5,0,2.6689979157397587E-2]
[2004,12,22,14,7.6637839235687462E-3,1.5313336917303053E-2,0,4.6277819781257567E-3,4.4354838709677579E-7,0,2.7605346367384653E-2,null,7.1541961943382085E-3,1.4922802370960421E-2,0,4.3195028614479974E-3,4.8427245269625589E-5,0,2.6444928672016251E-2]
[2004,12,22,15,7.6726488784459755E-3,1.4765182911473404E-2,0,4.3268841700004231E-3,4.4354838709677579E-7,0,2.6765159508306897E-2,null,7.1624716920659836E-3,1.4388627883582476E-2,0,4.0386493231127285E-3,4.8427245269625589E-5,0,2.5638176144030814E-2]
[2004,12,22,16,8.4336446879310703E-3,1.486193548245047E-2,1.0904532570899922E-4,4.5779237062223118E-3,4.4354838709677579E-7,8.6089403837001679E-6,2.7991601691083647E-2,null,7.8728666325316807E-3,1.4482912983124801E-2,6.9914795296849503E-5,4.2729658920808702E-3,4.8427245269625589E-5,7.3888393082992256E-6,2.6754476387612129E-2]
[2004,12,22,17,9.3716157160639683E-3,1.485958242723218E-2,2.6170878170159818E-4,4.7448332229615134E-3,4.4354838709677579E-7,2.0661456920880405E-5,2.9258845153267238E-2,null,8.7484691843248003E-3,1.4480619937645546E-2,1.6779550871243886E-4,4.4287567522738724E-3,4.8427245269625589E-5,1.7733214339918143E-5,2.7891801842566202E-2]
[2004,12,22,18,1.0365536714879938E-2,1.4397341240050227E-2,2.6170878170159818E-4,4.7111367602844329E-3,4.4354838709677579E-7,2.0661456920880405E-5,2.9756828502224174E-2,null,9.6763014272634607E-3,1.4030167242632993E-2,1.6779550871243886E-4,4.3973049752363391E-3,4.8427245269625589E-5,1.7733214339918143E-5,2.8337729613454776E-2]
[2004,12,22,19,1.1057125134345855E-2,1.3681097448242582E-2,2.6170878170159818E-4,4.3525470089847487E-3,4.4354838709677579E-7,2.0661456920880405E-5,2.9373583378582761E-2,null,1.0321904080983301E-2,1.3332189746787806E-2,1.6779550871243886E-4,4.0626026352933008E-3,4.8427245269625589E-5,1.7733214339918143E-5,2.7950652431386395E-2]
[2004,12,22,20,1.1033849238419057E-2,1.343798738631209E-2,2.6170878170159818E-4,4.3701816264773447E-3,4.4354838709677579E-7,2.0661456920880405E-5,2.9124832038218064E-2,null,1.0300175868429292E-2,1.3095279697190361E-2,1.6779550871243886E-4,4.0790625249509938E-3,4.8427245269625589E-5,1.7733214339918143E-5,2.7708474058892627E-2]
[2004,12,22,21,1.0257453063677899E-2,1.3121551959243452E-2,2.6170878170159818E-4,4.3866198767638998E-3,4.4354838709677579E-7,2.0661456920880405E-5,2.8048438686694828E-2,null,9.5754045786816799E-3,1.2786914292130927E-2,1.6779550871243886E-4,4.0944057432541888E-3,4.8427245269625589E-5,1.7733214339918143E-5,2.6690680582388781E-2]
[2004,12,22,22,9.6747937005654538E-3,1.274765625398408E-2,2.6170878170159818E-4,4.4256433061250593E-3,4.4354838709677579E-7,2.0661456920880405E-5,2.7130907047684168E-2,null,9.0314879651984693E-3,1.2422554012783063E-2,1.6779550871243886E-4,4.1308296317575334E-3,4.8427245269625589E-5,1.7733214339918143E-5,2.5818827578061049E-2]
[2004,12,22,23,9.1307754051610183E-3,1.2266371395295966E-2,2.6170878170159818E-4,4.4078438774471113E-3,4.4354838709677579E-7,2.0661456920880405E-5,2.6087804464913669E-2,null,8.5236430601948847E-3,1.195354331517195E-2,1.6779550871243886E-4,4.1142159097909527E-3,4.8427245269625589E-5,1.7733214339918143E-5,2.4825358253479771E-2]
[2004,12,22,24,8.2827791926008993E-3,1.1824431223063663E-2,2.6170878170159818E-4,4.2445336614209848E-3,4.4354838709677579E-7,2.0661456920880405E-5,2.4634557864095123E-2,null,7.7320326315587704E-3,1.1522873900293539E-2,1.6779550871243886E-4,3.9617845833449655E-3,4.8427245269625589E-5,1.7733214339918143E-5,2.3450647083519256E-2]
[2004,12,23,1,7.1240250537898363E-3,1.1239211349966841E-2,2.6170878170159818E-4,4.1714013201950518E-3,4.4354838709677579E-7,2.0661456920880405E-5,2.2817451510961307E-2,null,6.6503274931138667E-3,1.0952578832866754E-2,1.6779550871243886E-4,3.8935239438673583E-3,4.8427245269625589E-5,1.7733214339918143E-5,2.173038623816996E-2]
[2004,12,23,2,7.0857434845673171E-3,1.0871446900209679E-2,2.6170878170159818E-4,4.0741686505525636E-3,4.4354838709677579E-7,2.0661456920880405E-5,2.2314172822339134E-2,null,6.6145913789989082E-3,1.0594193444206628E-2,1.6779550871243886E-4,3.8027684163312375E-3,4.8427245269625589E-5,1.7733214339918143E-5,2.1245509207858757E-2]
[2004,12,23,3,7.056717693885774E-3,1.069368908464313E-2,2.6170878170159818E-4,4.0879475822065145E-3,4.4354838709677579E-7,2.0661456920880405E-5,2.2121168147744993E-2,null,6.5874955992506114E-3,1.0420968968971845E-2,1.6779550871243886E-4,3.8156294661793643E-3,4.8427245269625589E-5,1.7733214339918143E-5,2.1058050002723802E-2]
[2004,12,23,4,7.1412049487843896E-3,1.0372282520853659E-2,2.6170878170159818E-4,3.920773472779685E-3,4.4354838709677579E-7,2.0661456920880405E-5,2.171707472942731E-2,null,6.6663650459226273E-3,1.0107759205609277E-2,1.6779550871243886E-4,3.6595916391074712E-3,4.8427245269625589E-5,1.7733214339918143E-5,2.0667671858961359E-2]
[2004,12,23,5,7.2937597719248942E-3,1.0490137951947434E-2,2.6170878170159818E-4,3.8715194504832583E-3,4.4354838709677579E-7,2.0661456920880405E-5,2.1938230961365164E-2,null,6.8087760462880332E-3,1.0222608981073271E-2,1.6779550871243886E-4,3.613618667335494E-3,4.8427245269625589E-5,1.7733214339918143E-5,2.0878959663018781E-2]
[2004,12,23,6,7.5347705994142124E-3,1.0811746553872542E-2,2.6170878170159818E-4,3.8449978049389273E-3,4.4354838709677579E-7,2.0661456920880405E-5,2.2474328745235257E-2,null,7.0337613488506171E-3,1.0536015630012496E-2,1.6779550871243886E-4,3.5888637578863148E-3,4.8427245269625589E-5,1.7733214339918143E-5,2.1392596705071411E-2]
[2004,12,23,7,8.2205791995285452E-3,1.197363629836037E-2,1.6574889507767879E-4,3.9561004854655564E-3,4.4354838709677579E-7,1.3085589383224254E-5,2.4329594016202473E-2,null,7.6739685005545542E-3,1.1668273813024588E-2,1.0627048885121123E-4,3.6925653472692438E-3,4.8427245269625589E-5,1.1231035748614821E-5,2.3200736430717839E-2]
[2004,12,23,8,8.0863043130879626E-3,1.3449840831172361E-2,0,4.0816877739376688E-3,4.4354838709677579E-7,0,2.5618276466585089E-2,null,7.5486219496667941E-3,1.3106830844795886E-2,0,3.8097866542540831E-3,4.8427245269625589E-5,0,2.4513666693986389E-2]
[2004,12,23,9,7.9498640659015768E-3,1.4575587462537912E-2,0,4.3728418847104053E-3,4.4354838709677579E-7,0,2.6898736961536988E-2,null,7.4212540192931959E-3,1.4203867668994565E-2,0,4.0815455704151515E-3,4.8427245269625589E-5,0,2.5755094503972537E-2]
[2004,12,23,10,7.6701939337400476E-3,1.4978591234131863E-2,0,4.4849126513912176E-3,4.4354838709677579E-7,0,{"$f":"SUM(E8580:J8580)","v":2.7134141367650223E-2},null,{"$f":"E8580*V$5","v":7.1601799839166383E-3},{"$f":"F8580*W$5","v":1.4596593674484123E-2},{"$f":"G8580*X$5","v":0},{"$f":"H8580*AB$5","v":4.1861507570143909E-3},{"$f":"I8580*Z$5","v":4.8427245269625589E-5},{"$f":"J8580*AA$5","v":0},{"$f":"SUM(M8580:R8580)","v":2.5991351660684777E-2}]
[2004,12,23,11,7.6664857402047992E-3,1.53255151060909E-2,0,4.6720224633990115E-3,4.4354838709677579E-7,0,2.7664466858081806E-2,null,7.1567183591706492E-3,1.493466998058063E-2,0,4.3607962723374765E-3,4.8427245269625589E-5,0,2.6500611857358379E-2]
[2004,12,23,12,7.702279479901708E-3,1.5054147920581675E-2,0,4.7257285006921486E-3,4.4354838709677579E-7,0,2.748259944956263E-2,null,7.190132066925801E-3,1.4670223446086756E-2,0,4.4109246886849321E-3,4.8427245269625589E-5,0,2.6319707446967114E-2]
[2004,12,23,13,7.4118686749472034E-3,1.4920321564350008E-2,0,4.6244483367927349E-3,4.4354838709677579E-7,0,2.6957082124477044E-2,null,6.9190315379546339E-3,1.453981005043983E-2,0,4.3163912902147179E-3,4.8427245269625589E-5,0,2.5823660123878805E-2]
[2004,12,23,14,7.350509789677542E-3,1.4744462642569903E-2,0,4.6919828562484531E-3,4.4354838709677579E-7,0,2.678739883688299E-2,null,6.8617525869999951E-3,1.4368436041687407E-2,0,4.3794270061180054E-3,4.8427245269625589E-5,0,2.5658042880075029E-2]
[2004,12,23,15,7.5119870304559064E-3,1.4370421982673097E-2,0,4.5624126650725908E-3,4.4354838709677579E-7,0,2.6445265226588688E-2,null,7.0124927269843767E-3,1.4003934504466171E-2,0,4.258488116994026E-3,4.8427245269625589E-5,0,2.5323342593714198E-2]
[2004,12,23,16,7.8877460441541657E-3,1.4108561362798883E-2,1.0904532570899922E-4,4.5319844069292943E-3,4.4354838709677579E-7,8.6089403837001679E-6,2.664638962836214E-2,null,7.3632664090973431E-3,1.3748752090585846E-2,6.9914795296849503E-5,4.2300868334547177E-3,4.8427245269625589E-5,7.3888393082992256E-6,2.5467836213012681E-2]
[2004,12,23,17,8.8148321458860115E-3,1.4066275481304831E-2,2.6170878170159818E-4,4.7778789471321394E-3,4.4354838709677579E-7,2.0661456920880405E-5,2.7941800361332557E-2,null,8.2287078055381328E-3,1.3707544621826729E-2,1.6779550871243886E-4,4.4596011396690304E-3,4.8427245269625589E-5,1.7733214339918143E-5,2.6629809535355875E-2]
[2004,12,23,18,9.8282653356771728E-3,1.3754342215151562E-2,2.6170878170159818E-4,4.8985960046853344E-3,4.4354838709677579E-7,2.0661456920880405E-5,2.8764017342523644E-2,null,9.1747548159872173E-3,1.3403566559509451E-2,1.6779550871243886E-4,4.5722766455574444E-3,4.8427245269625589E-5,1.7733214339918143E-5,2.7384553989376094E-2]
[2004,12,23,19,1.0504313592436698E-2,1.310863634887916E-2,2.6170878170159818E-4,4.6534415566378698E-3,4.4354838709677579E-7,2.0661456920880405E-5,2.8549205284963304E-2,null,9.8058506185220249E-3,1.2774328067325223E-2,1.6779550871243886E-4,4.3434531303523059E-3,4.8427245269625589E-5,1.7733214339918143E-5,2.7157587784521535E-2]
[2004,12,23,20,1.0506586670846915E-2,1.2783304828983081E-2,2.6170878170159818E-4,4.639990405729902E-3,4.4354838709677579E-7,2.0661456920880405E-5,2.8212695692569473E-2,null,9.807972553205202E-3,1.2457293445630999E-2,1.6779550871243886E-4,4.3308980261768347E-3,4.8427245269625589E-5,1.7733214339918143E-5,2.6830119993335018E-2]
[2004,12,23,21,9.9058802125102062E-3,1.2504788544335281E-2,2.6170878170159818E-4,4.7096202846859548E-3,4.4354838709677579E-7,2.0661456920880405E-5,2.7403102828541019E-2,null,9.2472088493995193E-3,1.2185880134780573E-2,1.6779550871243886E-4,4.3958895194698613E-3,4.8427245269625589E-5,1.7733214339918143E-5,2.606293447197194E-2]
[2004,12,23,22,9.2352023888441007E-3,1.200484507231913E-2,2.6170878170159818E-4,4.6121848460866305E-3,4.4354838709677579E-7,2.0661456920880405E-5,2.6135046094259436E-2,null,8.6211263839292823E-3,1.1698686672647647E-2,1.6779550871243886E-4,4.3049447304055596E-3,4.8427245269625589E-5,1.7733214339918143E-5,2.4858713755304473E-2]
[2004,12,23,23,8.7119455454307722E-3,1.1464178233858383E-2,2.6170878170159818E-4,4.5719491230459472E-3,4.4354838709677579E-7,2.0661456920880405E-5,2.5030886689344677E-2,null,8.1326624403809042E-3,1.1171808408135286E-2,1.6779550871243886E-4,4.267389305014269E-3,4.8427245269625589E-5,1.7733214339918143E-5,2.3805816121852442E-2]
[2004,12,23,24,7.8576512090361653E-3,1.0976819360828912E-2,2.6170878170159818E-4,4.3677451716541329E-3,4.4354838709677579E-7,2.0661456920880405E-5,2.3485029528528788E-2,null,7.3351726688487048E-3,1.0696878601181516E-2,1.6779550871243886E-4,4.0767883742605779E-3,4.8427245269625589E-5,1.7733214339918143E-5,2.2342795612612782E-2]
[2004,12,24,1,5.5030320402381649E-3,6.926054270293064E-3,2.6170878170159818E-4,2.2680161521280297E-3,4.4354838709677579E-7,2.0661456920880405E-5,1.4979916249668834E-2,null,5.1371191140342108E-3,6.7494197799138293E-3,1.6779550871243886E-4,2.1169325403041024E-3,4.8427245269625589E-5,1.7733214339918143E-5,1.4237427402574124E-2]
[2004,12,24,2,5.1184682035150739E-3,6.7979358346716302E-3,2.6170878170159818E-4,2.3253858136887081E-3,4.4354838709677579E-7,2.0661456920880405E-5,1.4524603638884987E-2,null,4.7781260677006079E-3,6.6245687363313578E-3,1.6779550871243886E-4,2.1704805290475165E-3,4.8427245269625589E-5,1.7733214339918143E-5,1.3807131301401465E-2]
[2004,12,24,3,5.3184527324089802E-3,6.5202821094536749E-3,2.6170878170159818E-4,2.2331838776949997E-3,4.4354838709677579E-7,2.0661456920880405E-5,1.4354732506567231E-2,null,4.9648130319741336E-3,6.3539959871412865E-3,1.6779550871243886E-4,2.0844206134684414E-3,4.8427245269625589E-5,1.7733214339918143E-5,1.3637185600905844E-2]
[2004,12,24,4,5.4645530297874716E-3,6.3240620210553052E-3,2.6170878170159818E-4,2.1019442335197575E-3,4.4354838709677579E-7,2.0661456920880405E-5,1.4173373071372109E-2,null,5.1011986871440877E-3,6.1627800806282763E-3,1.6779550871243886E-4,1.9619234817474769E-3,4.8427245269625589E-5,1.7733214339918143E-5,1.3459858217841823E-2]
[2004,12,24,5,5.6689217540994603E-3,6.3219053320165523E-3,2.6170878170159818E-4,1.9996206908728716E-3,4.4354838709677579E-7,2.0661456920880405E-5,1.427326156399846E-2,null,5.2919783286757534E-3,6.1606783934209271E-3,1.6779550871243886E-4,1.8664162090743326E-3,4.8427245269625589E-5,1.7733214339918143E-5,1.3553028899492996E-2]
[2004,12,24,6,5.9850279192206089E-3,6.5122553917066478E-3,2.6170878170159818E-4,1.9029215581797304E-3,4.4354838709677579E-7,2.0661456920880405E-5,1.4683018656116563E-2,null,5.5870656570856433E-3,6.3461739739985451E-3,1.6779550871243886E-4,1.7761586769905226E-3,4.8427245269625589E-5,1.7733214339918143E-5,1.3943354276396694E-2]
[2004,12,24,7,6.2605554266942391E-3,7.2789431615551603E-3,1.6574889507767879E-4,1.7706824810995883E-3,4.4354838709677579E-7,1.3085589383224254E-5,1.5489459102196988E-2,null,5.8442725231797272E-3,7.0933089800045857E-3,1.0627048885121123E-4,1.6527286894624036E-3,4.8427245269625589E-5,1.1231035748614821E-5,1.4756238962516169E-2]
[2004,12,24,8,6.3386398612781565E-3,8.5258791956827219E-3,0,1.8527577352552191E-3,4.4354838709677579E-7,0,1.6717720340603193E-2,null,5.9171648920550201E-3,8.3084445253793632E-3,0,1.7293365108453161E-3,4.8427245269625589E-5,0,1.6003373173549322E-2]
[2004,12,24,9,6.3981609641380948E-3,9.3372293405949072E-3,0,1.9779549458345176E-3,4.4354838709677579E-7,0,1.7713788798954615E-2,null,5.9727282602045082E-3,9.0991028862291035E-3,0,1.8461937249272997E-3,4.8427245269625589E-5,0,1.6966452116630535E-2]
[2004,12,24,10,6.3697893052964251E-3,9.9232096175904845E-3,0,2.292972881460817E-3,4.4354838709677579E-7,0,1.8586415352734822E-2,null,5.9462431171294393E-3,9.6701389650477552E-3,0,2.1402267802391084E-3,4.8427245269625589E-5,0,1.7805036107685926E-2]
[2004,12,24,11,6.8938486288548668E-3,9.8324396660380113E-3,0,2.237776167590222E-3,4.4354838709677579E-7,0,1.8964508010870199E-2,null,6.4354561815373641E-3,9.5816839107670214E-3,0,2.0887069885476418E-3,4.8427245269625589E-5,0,1.8154274326121652E-2]
[2004,12,24,12,6.582279724036421E-3,1.0202416153332937E-2,0,2.6356052999549186E-3,4.4354838709677579E-7,0,1.9420744725711373E-2,null,6.1446044175319575E-3,9.9422249235861064E-3,0,2.4600347831021815E-3,4.8427245269625589E-5,0,1.8595291369489869E-2]
[2004,12,24,13,6.0578291229863076E-3,1.0066524161783458E-2,0,2.6269811924407899E-3,4.4354838709677579E-7,0,1.8751778025597649E-2,null,5.6550260928335851E-3,9.8097985723185586E-3,0,2.4519851694296286E-3,4.8427245269625589E-5,0,1.7965237079851395E-2]
[2004,12,24,14,5.8377238368416493E-3,9.9525559593957522E-3,0,2.6674795454386729E-3,4.4354838709677579E-7,0,1.8458202890063169E-2,null,5.4495562601511718E-3,9.6987368899439184E-3,0,2.4897857297164236E-3,4.8427245269625589E-5,0,1.7686506125081138E-2]
[2004,12,24,15,5.9575136513918651E-3,9.5252504038958984E-3,0,2.4255010143505121E-3,4.4354838709677579E-7,0,1.7908708618025369E-2,null,5.561380894551428E-3,9.2823288665866682E-3,0,2.2639265681602414E-3,4.8427245269625589E-5,0,1.7156063574567962E-2]
[2004,12,24,16,5.8838853320745434E-3,9.4366294979909802E-3,1.0468351268063925E-4,2.7507598752709935E-3,4.4354838709677579E-7,8.2645827683521597E-6,1.8184666349172603E-2,null,5.4926483406186949E-3,9.1959680510507492E-3,6.7118203484975523E-5,2.5675183508108018E-3,4.8427245269625589E-5,7.0932857359672548E-6,1.737877347697081E-2]
[2004,12,24,17,6.4100607854019834E-3,9.9180695857646606E-3,2.6170878170159818E-4,3.2005311156143522E-3,4.4354838709677579E-7,2.0661456920880405E-5,1.9811475273790569E-2,null,5.9838368270493545E-3,9.6651300189551145E-3,1.6779550871243886E-4,2.9873281363286103E-3,4.8427245269625589E-5,1.7733214339918143E-5,1.887025095065506E-2]
[2004,12,24,18,7.8992692478406686E-3,9.371489209885505E-3,2.6170878170159818E-4,2.9522321171377027E-3,4.4354838709677579E-7,2.0661456920880405E-5,2.050580436187345E-2,null,7.3740234007848354E-3,9.1324890293956427E-3,1.6779550871243886E-4,2.7555695445271593E-3,4.8427245269625589E-5,1.7733214339918143E-5,1.949603794302962E-2]
[2004,12,24,19,7.8294373094952262E-3,9.028505079183154E-3,2.6170878170159818E-4,2.9027545243850766E-3,4.4354838709677579E-7,2.0661456920880405E-5,2.0043510700073035E-2,null,7.3088347951904354E-3,8.7982519897166211E-3,1.6779550871243886E-4,2.7093878954169127E-3,4.8427245269625589E-5,1.7733214339918143E-5,1.905043064864595E-2]
[2004,12,24,20,7.663839679328671E-3,8.8074704541057404E-3,2.6170878170159818E-4,2.8625678631431363E-3,4.4354838709677579E-7,2.0661456920880405E-5,1.9616691783587124E-2,null,7.1542482427322451E-3,8.5828543892470244E-3,1.6779550871243886E-4,2.6718782635787885E-3,4.8427245269625589E-5,1.7733214339918143E-5,1.8642936863880043E-2]
[2004,12,24,21,7.5923461245405374E-3,8.4362771006345257E-3,2.6170878170159818E-4,2.7865402626461263E-3,4.4354838709677579E-7,2.0661456920880405E-5,1.9097977274830768E-2,null,7.0875085065019473E-3,8.2211275438717341E-3,1.6779550871243886E-4,2.6009152321637124E-3,4.8427245269625589E-5,1.7733214339918143E-5,1.8143507250859375E-2]
[2004,12,24,22,7.1041538571810156E-3,8.0699260051013411E-3,2.6170878170159818E-4,2.8538624853118467E-3,4.4354838709677579E-7,2.0661456920880405E-5,1.8310756134603777E-2,null,6.631777591319458E-3,7.8641194647998749E-3,1.6779550871243886E-4,2.6637527934010707E-3,4.8427245269625589E-5,1.7733214339918143E-5,1.7393605817842387E-2]
[2004,12,24,23,6.8204748473643618E-3,7.3925962554700275E-3,2.6170878170159818E-4,2.6686717357183661E-3,4.4354838709677579E-7,2.0661456920880405E-5,1.7164556625562332E-2,null,6.3669612404562053E-3,7.204063590087211E-3,1.6779550871243886E-4,2.4908985023899995E-3,4.8427245269625589E-5,1.7733214339918143E-5,1.6295879301255398E-2]
[2004,12,24,24,5.988340315610052E-3,7.0006769982587569E-3,2.6170878170159818E-4,2.7307202037335247E-3,4.4354838709677579E-7,2.0661456920880405E-5,1.6002551304611909E-2,null,5.5901578024122635E-3,6.8221394116849887E-3,1.6779550871243886E-4,2.5488136194821167E-3,4.8427245269625589E-5,1.7733214339918143E-5,1.5195066801901353E-2]
[2004,12,25,1,7.0010923849717381E-3,7.2152322580333293E-3,2.6170878170159818E-4,3.038883388929449E-3,4.4354838709677579E-7,2.0661456920880405E-5,1.7538021818944094E-2,null,6.5355689821499077E-3,7.031222889476706E-3,1.6779550871243886E-4,2.8364485527046669E-3,4.8427245269625589E-5,1.7733214339918143E-5,1.6637196392653261E-2]
[2004,12,25,2,6.5770791419571539E-3,7.0442795364797327E-3,2.6170878170159818E-4,3.070176775917516E-3,4.4354838709677579E-7,2.0661456920880405E-5,1.6974349241363977E-2,null,6.1397496375837106E-3,6.8646299586022086E-3,1.6779550871243886E-4,2.8656573346391391E-3,4.8427245269625589E-5,1.7733214339918143E-5,1.6103992899147043E-2]
[2004,12,25,3,6.763301438751073E-3,6.6826860560771544E-3,2.6170878170159818E-4,2.8242826392273681E-3,4.4354838709677579E-7,2.0661456920880405E-5,1.6553083921065172E-2,null,6.3135894613980002E-3,6.5122581616636642E-3,1.6779550871243886E-4,2.6361434050575765E-3,4.8427245269625589E-5,1.7733214339918143E-5,1.5695946996441223E-2]
[2004,12,25,4,6.7473529134740202E-3,6.4124880082160459E-3,2.6170878170159818E-4,2.6674757958201904E-3,4.4354838709677579E-7,2.0661456920880405E-5,1.6110130504519832E-2,null,6.2987014008811185E-3,6.2489509484138462E-3,1.6779550871243886E-4,2.4897822298783068E-3,4.8427245269625589E-5,1.7733214339918143E-5,1.5271390547495253E-2]
[2004,12,25,5,6.8608731195017045E-3,6.2070347443552694E-3,2.6170878170159818E-4,2.488175597322383E-3,4.4354838709677579E-7,2.0661456920880405E-5,1.5838897248188932E-2,null,6.4046733116295577E-3,6.0487373392168302E-3,1.6779550871243886E-4,2.3224260916396727E-3,4.8427245269625589E-5,1.7733214339918143E-5,1.5009792710808044E-2]
[2004,12,25,6,6.8876522853096875E-3,6.5929876533515003E-3,2.6170878170159818E-4,2.6462570640654165E-3,4.4354838709677579E-7,2.0661456920880405E-5,1.640971078973618E-2,null,6.4296718512571998E-3,6.4248473286039358E-3,1.6779550871243886E-4,2.4699769812809723E-3,4.8427245269625589E-5,1.7733214339918143E-5,1.5558452129464089E-2]
[2004,12,25,7,7.8769048109743767E-3,6.761560065433778E-3,1.6574889507767879E-4,2.4292447322151124E-3,4.4354838709677579E-7,1.3085589383224254E-5,1.7246987641471267E-2,null,7.3531460416743711E-3,6.5891206548087233E-3,1.0627048885121123E-4,2.2674208987283257E-3,4.8427245269625589E-5,1.1231035748614821E-5,1.6375616365080874E-2]
[2004,12,25,8,8.2804671120223251E-3,7.4401489573568055E-3,0,2.5687577327559541E-3,4.4354838709677579E-7,0,1.8289817350522181E-2,null,7.7298742880771163E-3,7.2504035600293448E-3,0,2.397640258217129E-3,4.8427245269625589E-5,0,1.7426345351593212E-2]
[2004,12,25,9,8.7120896575684486E-3,7.9871129504667879E-3,0,2.6690375544353821E-3,4.4354838709677579E-7,0,1.9368683710857714E-2,null,8.1327969700750076E-3,7.7834183834666086E-3,0,2.4912399521390136E-3,4.8427245269625589E-5,0,1.8455882550950254E-2]
[2004,12,25,10,9.3916363600925791E-3,8.3866700751229397E-3,0,2.8538332827062894E-3,4.4354838709677579E-7,0,2.0632583266308901E-2,null,8.7671585963366924E-3,8.1727856415209719E-3,0,2.6637255361234239E-3,4.8427245269625589E-5,0,1.9652097019250709E-2]
[2004,12,25,11,1.0064578818575153E-2,8.2547218099756174E-3,0,2.7581043009107494E-3,4.4354838709677579E-7,0,2.1077848477848615E-2,null,9.3953551143359567E-3,8.0442024401836017E-3,0,2.5743735284567172E-3,4.8427245269625589E-5,0,2.0062358328245898E-2]
[2004,12,25,12,9.2869496603521194E-3,8.8215177784788414E-3,0,3.2362646904368349E-3,4.4354838709677579E-7,0,2.1345175677654891E-2,null,8.6694328258360709E-3,8.5965434660689212E-3,0,3.0206813235412007E-3,4.8427245269625589E-5,0,2.0335084860715818E-2]
[2004,12,25,13,8.826329375803155E-3,8.3259439866459478E-3,0,3.1028792497740914E-3,4.4354838709677579E-7,0,2.025559616061029E-2,null,8.2394405505292478E-3,8.113608244589305E-3,0,2.8961813372969125E-3,4.8427245269625589E-5,0,1.9297657377685091E-2]
[2004,12,25,14,7.7570407700860971E-3,8.5612351057831743E-3,0,3.3450510780188179E-3,4.4354838709677579E-7,0,1.9663770502275187E-2,null,7.2412521164654771E-3,8.3428987571332758E-3,0,3.1222209195437929E-3,4.8427245269625589E-5,0,1.8754799038412172E-2]
[2004,12,25,15,7.4589597204761972E-3,8.4103973972935384E-3,0,3.1971240796653927E-3,4.4354838709677579E-7,0,1.9066924745822222E-2,null,6.9629913601613712E-3,8.1959078480952872E-3,0,2.984148059652538E-3,4.8427245269625589E-5,0,1.8191474513178821E-2]
[2004,12,25,16,7.7850357681159277E-3,7.9748204140355963E-3,1.0468351268063925E-4,2.9557158078204644E-3,4.4354838709677579E-7,8.2645827683521597E-6,1.8828963633808076E-2,null,7.2673856440235267E-3,7.7714393423999138E-3,6.7118203484975523E-5,2.7588211695915455E-3,4.8427245269625589E-5,7.0932857359672548E-6,1.7920284890505553E-2]
[2004,12,25,17,8.4553763925465496E-3,8.0033534974257147E-3,2.6170878170159818E-4,3.0175130408159096E-3,4.4354838709677579E-7,2.0661456920880405E-5,1.9759056717797749E-2,null,7.893153331635816E-3,7.7992447493314201E-3,1.6779550871243886E-4,2.816501787653311E-3,4.8427245269625589E-5,1.7733214339918143E-5,1.8742855836942528E-2]
[2004,12,25,18,9.3279465753741044E-3,8.0108223004924511E-3,2.6170878170159818E-4,3.1452092602637506E-3,4.4354838709677579E-7,2.0661456920880405E-5,2.0766791923139884E-2,null,8.7077037343526714E-3,7.8065230762378564E-3,1.6779550871243886E-4,2.9356915394411496E-3,4.8427245269625589E-5,1.7733214339918143E-5,1.968387431835366E-2]
[2004,12,25,19,9.213066412507482E-3,7.5708369859150675E-3,2.6170878170159818E-4,2.9363428203896904E-3,4.4354838709677579E-7,2.0661456920880405E-5,2.0003060005821815E-2,null,8.6004622943300999E-3,7.3777586644691705E-3,1.6779550871243886E-4,2.7407387112913136E-3,4.8427245269625589E-5,1.7733214339918143E-5,1.8952915638412567E-2]
[2004,12,25,20,9.3537217663683964E-3,7.0562610815893666E-3,2.6170878170159818E-4,2.7563482979295066E-3,4.4354838709677579E-7,2.0661456920880405E-5,1.9449144932896845E-2,null,8.7317650564304791E-3,6.8763059395288602E-3,1.6779550871243886E-4,2.5727345013940679E-3,4.8427245269625589E-5,1.7733214339918143E-5,1.8414761465675392E-2]
[2004,12,25,21,8.6195380587589295E-3,7.2276925724942091E-3,2.6170878170159818E-4,3.017298787999092E-3,4.4354838709677579E-7,2.0661456920880405E-5,1.9147343206261803E-2,null,8.0463994016432196E-3,7.0433654297462683E-3,1.6779550871243886E-4,2.816301807261043E-3,4.8427245269625589E-5,1.7733214339918143E-5,1.8140022606972513E-2]
[2004,12,25,22,8.5704741416993725E-3,6.8138026706793869E-3,2.6170878170159818E-4,2.8650128844461753E-3,4.4354838709677579E-7,2.0661456920880405E-5,1.8532103483834512E-2,null,8.0005978899869053E-3,6.6400309219591452E-3,1.6779550871243886E-4,2.6741604100940517E-3,4.8427245269625589E-5,1.7733214339918143E-5,1.7548745190362085E-2]
[2004,12,25,23,8.5835782070991275E-3,6.297268790129794E-3,2.6170878170159818E-4,2.6207899342725605E-3,4.4354838709677579E-7,2.0661456920880405E-5,1.7784450718511056E-2,null,8.012830627202391E-3,6.1366701548727001E-3,1.6779550871243886E-4,2.4462063411485992E-3,4.8427245269625589E-5,1.7733214339918143E-5,1.6829663091545672E-2]
[2004,12,25,24,6.6545824331794299E-3,6.7190402234671379E-3,2.6170878170159818E-4,3.0855116291096663E-3,4.4354838709677579E-7,2.0661456920880405E-5,1.674194807276581E-2,null,6.212099505043556E-3,6.5476851922482617E-3,1.6779550871243886E-4,2.8799706585071324E-3,4.8427245269625589E-5,1.7733214339918143E-5,1.5873711324120934E-2]
[2004,12,26,1,7.448770922648177E-3,9.0943657327258332E-3,2.6170878170159818E-4,4.5649020173161234E-3,4.4354838709677579E-7,2.0661456920880405E-5,2.1390852459699711E-2,null,6.9534800457280487E-3,8.862433005399047E-3,1.6779550871243886E-4,4.2608116413497361E-3,4.8427245269625589E-5,1.7733214339918143E-5,2.0310680660798816E-2]
[2004,12,26,2,7.5580623500131252E-3,8.8736722703599384E-3,2.6170878170159818E-4,4.4764520162401105E-3,4.4354838709677579E-7,2.0661456920880405E-5,{"$f":"SUM(E8644:J8644)","v":2.1191000423622749E-2},null,{"$f":"E8644*V$5","v":7.0555043618525572E-3},{"$f":"F8644*W$5","v":8.6473678670014216E-3},{"$f":"G8644*X$5","v":1.6779550871243886E-4},{"$f":"H8644*AB$5","v":4.1782537260138773E-3},{"$f":"I8644*Z$5","v":4.8427245269625589E-5},{"$f":"J8644*AA$5","v":1.7733214339918143E-5},{"$f":"SUM(M8644:R8644)","v":2.0115081923189837E-2}]
[2004,12,26,3,7.2622706080838293E-3,8.7937728101526707E-3,2.6170878170159818E-4,4.4596462120505727E-3,4.4354838709677579E-7,2.0661456920880405E-5,2.0798503417296648E-2,null,6.7793806903696822E-3,8.5695060749793172E-3,1.6779550871243886E-4,4.162567438364898E-3,4.8427245269625589E-5,1.7733214339918143E-5,1.974541017203588E-2]
[2004,12,26,4,7.5049687873295886E-3,8.5427372396312228E-3,2.6170878170159818E-4,4.2378178993090817E-3,4.4354838709677579E-7,2.0661456920880405E-5,2.0568337713279469E-2,null,7.0059411476645541E-3,8.3248726402679087E-3,1.6779550871243886E-4,3.9555161908847577E-3,4.8427245269625589E-5,1.7733214339918143E-5,1.9520285947139202E-2]
[2004,12,26,5,7.5252937160851588E-3,8.3684101229196534E-3,2.6170878170159818E-4,4.0841126214799196E-3,4.4354838709677579E-7,2.0661456920880405E-5,2.0260630247494308E-2,null,7.0249146116091879E-3,8.1549913711079104E-3,1.6779550871243886E-4,3.8120499708811056E-3,4.8427245269625589E-5,1.7733214339918143E-5,1.9225911921920188E-2]
[2004,12,26,6,7.8509879702553919E-3,8.629315784384424E-3,2.6170878170159818E-4,4.2304416063346775E-3,4.4354838709677579E-7,2.0661456920880405E-5,2.0993559147984071E-2,null,7.3289524885822993E-3,8.4092431807904974E-3,1.6779550871243886E-4,3.9486312687426984E-3,4.8427245269625589E-5,1.7733214339918143E-5,1.9920782906437479E-2]
[2004,12,26,7,8.1199278234608367E-3,9.1787596357288739E-3,1.6574889507767879E-4,4.4447554328703107E-3,4.4354838709677579E-7,1.3085589383224254E-5,2.1922720924908021E-2,null,7.5800097330840869E-3,8.9446746188781671E-3,1.0627048885121123E-4,4.1486686065741272E-3,4.8427245269625589E-5,1.1231035748614821E-5,2.0839281728405837E-2]
[2004,12,26,8,8.8565242875255062E-3,9.2329997767132844E-3,0,4.2844045761822004E-3,4.4354838709677579E-7,0,2.2374372188808087E-2,null,8.2676277129919169E-3,8.9975314788071619E-3,0,3.9989995021146195E-3,4.8427245269625589E-5,0,2.1312585939183323E-2]
[2004,12,26,9,9.466929200258687E-3,9.2370719127214933E-3,0,4.1320959447061567E-3,4.4354838709677579E-7,0,2.283654060607343E-2,null,8.8374449921888396E-3,9.0014997635256624E-3,0,3.8568368910422532E-3,4.8427245269625589E-5,0,2.1744208892026377E-2]
[2004,12,26,10,9.8386505971952056E-3,9.7598374296187923E-3,0,4.3566582515420713E-3,4.4354838709677579E-7,0,2.3955589826743166E-2,null,9.1844495306569532E-3,9.5109332421423713E-3,0,4.0664400079427482E-3,4.8427245269625589E-5,0,2.2810250026011697E-2]
[2004,12,26,11,9.6562073072026695E-3,1.0172230205576711E-2,0,4.6101925775866026E-3,4.4354838709677579E-7,0,2.4439073638753077E-2,null,9.0141374362706413E-3,9.9128088051281295E-3,0,4.303085176622058E-3,4.8427245269625589E-5,0,2.3278458663290452E-2]
[2004,12,26,12,9.5543316261505265E-3,1.0412208311241134E-2,0,4.7117379941848392E-3,4.4354838709677579E-7,0,2.4678721479963597E-2,null,8.9190357714863007E-3,1.0146666772436431E-2,0,4.397866158015796E-3,4.8427245269625589E-5,0,2.351199594720815E-2]
[2004,12,26,13,9.1974823546030933E-3,1.0289157541028472E-2,0,4.6833255631379472E-3,4.4354838709677579E-7,0,2.4170409007156609E-2,null,8.585914466669009E-3,1.0026754154083264E-2,0,4.3713464175034206E-3,4.8427245269625589E-5,0,2.3032442283525318E-2]
[2004,12,26,14,9.1050024805166743E-3,1.0087892851593288E-2,0,4.5112823484857638E-3,4.4354838709677579E-7,0,2.3704621228982821E-2,null,8.4995838537706946E-3,9.8306222985044649E-3,0,4.2107638400407307E-3,4.8427245269625589E-5,0,2.2589397237585514E-2]
[2004,12,26,15,8.7474196055637513E-3,1.0032596149729216E-2,0,4.5084510635295411E-3,4.4354838709677579E-7,0,2.3288910367209606E-2,null,8.1657777250147244E-3,9.7767358230654595E-3,0,4.2081211607771472E-3,4.8427245269625589E-5,0,2.2199061954126957E-2]
[2004,12,26,16,8.94862669476937E-3,9.9334346538539099E-3,1.0468351268063925E-4,4.4605849824486928E-3,4.4354838709677579E-7,8.2645827683521597E-6,2.345603797490806E-2,null,8.353605957937868E-3,9.6801032332029611E-3,6.7118203484975523E-5,4.1634436726905623E-3,4.8427245269625589E-5,7.0932857359672548E-6,2.2319791598321956E-2]
[2004,12,26,17,9.8855043221419189E-3,1.0322587212424126E-2,2.6170878170159818E-4,4.8074284286535266E-3,4.4354838709677579E-7,2.0661456920880405E-5,2.5298333750229149E-2,null,9.2281878124309859E-3,1.0059331271811262E-2,1.6779550871243886E-4,4.4871821861809987E-3,4.8427245269625589E-5,1.7733214339918143E-5,2.4008657238745231E-2]
[2004,12,26,18,1.1001332988166201E-2,1.0452916857315638E-2,2.6170878170159818E-4,5.0055540841070804E-3,4.4354838709677579E-7,2.0661456920880405E-5,2.6742617716598496E-2,null,1.0269821720121728E-2,1.0186337132408236E-2,1.6779550871243886E-4,4.6721097259188335E-3,4.8427245269625589E-5,1.7733214339918143E-5,2.5362224546770781E-2]
[2004,12,26,19,1.0944887004825573E-2,1.021207853960867E-2,2.6170878170159818E-4,4.9118382637622368E-3,4.4354838709677579E-7,2.0661456920880405E-5,2.6351617595206052E-2,null,1.0217128997671751E-2,9.9516408909616893E-3,1.6779550871243886E-4,4.5846367732050057E-3,4.8427245269625589E-5,1.7733214339918143E-5,2.498736263016043E-2]
[2004,12,26,20,1.1058914639760623E-2,9.8143579376892207E-3,2.6170878170159818E-4,4.7338226695861126E-3,4.4354838709677579E-7,2.0661456920880405E-5,2.5889909034045533E-2,null,1.0323574596874115E-2,9.5640633189827771E-3,1.6779550871243886E-4,4.4184796655321081E-3,4.8427245269625589E-5,1.7733214339918143E-5,2.4540073549710981E-2]
[2004,12,26,21,1.0880088308329958E-2,1.0041087924236799E-2,2.6170878170159818E-4,4.9323735533327662E-3,4.4354838709677579E-7,2.0661456920880405E-5,2.6136363572909098E-2,null,1.0156638958744463E-2,9.7850110326712907E-3,1.6779550871243886E-4,4.6038041070335734E-3,4.8427245269625589E-5,1.7733214339918143E-5,2.4779410066771309E-2]
[2004,12,26,22,1.0917103616793666E-2,1.0554345579114156E-2,2.6170878170159818E-4,5.3206279925525381E-3,4.4354838709677579E-7,2.0661456920880405E-5,2.7074890975469935E-2,null,1.019119300953508E-2,1.0285179127351099E-2,1.6779550871243886E-4,4.9661950254274645E-3,4.8427245269625589E-5,1.7733214339918143E-5,2.5676523130635627E-2]
[2004,12,26,23,9.5064250709572459E-3,1.0523202239335491E-2,2.6170878170159818E-4,5.2545006143128858E-3,4.4354838709677579E-7,2.0661456920880405E-5,2.55669417116152E-2,null,8.8743146652722274E-3,1.0254830033146584E-2,1.6779550871243886E-4,4.9044727142044291E-3,4.8427245269625589E-5,1.7733214339918143E-5,2.426757338094522E-2]
[2004,12,26,24,8.5533273740731452E-3,1.0385415826466456E-2,2.6170878170159818E-4,5.0347616331533713E-3,4.4354838709677579E-7,2.0661456920880405E-5,2.4256318620702547E-2,null,7.9845912618094709E-3,1.0120557573802674E-2,1.6779550871243886E-4,4.6993716177446947E-3,4.8427245269625589E-5,1.7733214339918143E-5,2.3038476421678823E-2]
[2004,12,27,1,6.7846169228096579E-3,6.7832992479459134E-3,2.6170878170159818E-4,2.3240435504070338E-3,4.4354838709677579E-7,2.0661456920880405E-5,1.6174773508172181E-2,null,6.3334876156848708E-3,6.6103054250574774E-3,1.6779550871243886E-4,2.1692276804661844E-3,4.8427245269625589E-5,1.7733214339918143E-5,1.5346976689530516E-2]
[2004,12,27,2,6.394438835365614E-3,6.7191268942410932E-3,2.6170878170159818E-4,2.274168693116588E-3,4.4354838709677579E-7,2.0661456920880405E-5,1.5670548209732869E-2,null,5.9692536268165517E-3,6.5477696526658738E-3,1.6779550871243886E-4,2.1226752305455333E-3,4.8427245269625589E-5,1.7733214339918143E-5,1.4873654478349941E-2]
[2004,12,27,3,6.5249207975539344E-3,6.5393870443477562E-3,2.6170878170159818E-4,2.1355593128042326E-3,4.4354838709677579E-7,2.0661456920880405E-5,1.5482680941715499E-2,null,6.0910594562380536E-3,6.372613690733526E-3,1.6779550871243886E-4,1.9932992967369068E-3,4.8427245269625589E-5,1.7733214339918143E-5,1.4690928412030468E-2]
[2004,12,27,4,6.6172941715682294E-3,6.4179431317203791E-3,2.6170878170159818E-4,1.979861909762183E-3,4.4354838709677579E-7,2.0661456920880405E-5,1.5297913000060366E-2,null,6.1772906505699931E-3,6.2542669504324763E-3,1.6779550871243886E-4,1.8479736566918391E-3,4.8427245269625589E-5,1.7733214339918143E-5,1.4513487226016291E-2]
[2004,12,27,5,6.8377282678578118E-3,6.4144793614972252E-3,2.6170878170159818E-4,1.8648199400906672E-3,4.4354838709677579E-7,2.0661456920880405E-5,1.5399841356455279E-2,null,6.3830674298353124E-3,6.2508915164054138E-3,1.6779550871243886E-4,1.740595193416873E-3,4.8427245269625589E-5,1.7733214339918143E-5,1.4608510107979582E-2]
[2004,12,27,6,7.1485603767793629E-3,6.6832772721509776E-3,2.6170878170159818E-4,1.7213957755230949E-3,4.4354838709677579E-7,2.0661456920880405E-5,1.5836047211463009E-2,null,6.6732313896888627E-3,6.5128343000112922E-3,1.6779550871243886E-4,1.606725211602967E-3,4.8427245269625589E-5,1.7733214339918143E-5,1.5026746869625105E-2]
[2004,12,27,7,7.4838520964412682E-3,7.5051750173139812E-3,1.6574889507767879E-4,1.5370282905322E-3,4.4354838709677579E-7,1.3085589383224254E-5,1.6705333437135449E-2,null,6.9862285682002982E-3,7.313771266685541E-3,1.0627048885121123E-4,1.4346393435261239E-3,4.8427245269625589E-5,1.1231035748614821E-5,1.5900567948281416E-2]
[2004,12,27,8,7.5621186643335106E-3,8.9664000845283559E-3,0,1.4858049158377538E-3,4.4354838709677579E-7,0,1.8014767213086716E-2,null,7.0592909597999099E-3,8.7377308527176768E-3,0,1.3868282075193898E-3,4.8427245269625589E-5,0,1.72322772653066E-2]
[2004,12,27,9,7.3858155703812609E-3,1.0026442740766211E-2,0,1.6761077271060917E-3,4.4354838709677579E-7,0,1.9088809586640658E-2,null,6.8947107816030419E-3,9.7707393438944898E-3,0,1.5644540208573157E-3,4.8427245269625589E-5,0,1.8278331391624471E-2]
[2004,12,27,10,7.3186883664062433E-3,1.0705194509837056E-2,0,2.007654713098776E-3,4.4354838709677579E-7,0,2.0031981137729169E-2,null,6.8320470645666402E-3,1.0432180972422824E-2,0,1.8739150459162069E-3,4.8427245269625589E-5,0,1.9186570328175296E-2]
[2004,12,27,11,7.5360386929324129E-3,1.0870465965339613E-2,0,2.0355432166769185E-3,4.4354838709677579E-7,0,2.044249142333604E-2,null,7.0349451230687383E-3,1.0593237526023423E-2,0,1.8999457603225231E-3,4.8427245269625589E-5,0,1.9576555654684309E-2]
[2004,12,27,12,7.3792081989790693E-3,1.1201118931788608E-2,0,2.3518467772188343E-3,4.4354838709677579E-7,0,2.0932617456373606E-2,null,6.8885427539274752E-3,1.0915457881935188E-2,0,2.1951787988072646E-3,4.8427245269625589E-5,0,2.0047606679939552E-2]
[2004,12,27,13,6.8711001579401755E-3,1.1096808087599771E-2,0,2.2502918926731513E-3,4.4354838709677579E-7,0,2.0218643686600195E-2,null,6.4142203239416938E-3,1.0813807267089824E-2,0,2.1003889801722137E-3,4.8427245269625589E-5,0,1.9376843816473355E-2]
[2004,12,27,14,6.5380273164488316E-3,1.1069692351594392E-2,0,2.2843424293329802E-3,4.4354838709677579E-7,0,1.9892505645763298E-2,null,6.103294483808511E-3,1.0787383061070155E-2,0,2.1321712445984946E-3,4.8427245269625589E-5,0,1.9071276034746783E-2]
[2004,12,27,15,6.6385162777569621E-3,1.0630880744128265E-2,0,2.0474473301163604E-3,4.4354838709677579E-7,0,1.9317287900388683E-2,null,6.1971016359586018E-3,1.0359762423474092E-2,0,1.9110568827366123E-3,4.8427245269625589E-5,0,1.8516348187438927E-2]
[2004,12,27,16,6.5557792268197152E-3,1.0653851198883244E-2,1.0032169965227929E-4,2.2806818127958008E-3,4.4354838709677579E-7,7.9202251530041531E-6,1.959899771169114E-2,null,6.1198660169942314E-3,1.0382147064949087E-2,6.4321611673101543E-5,2.1287544795733165E-3,4.8427245269625589E-5,6.7977321636352858E-6,1.8750314150622994E-2]
[2004,12,27,17,7.2245346430355357E-3,1.1024744854670639E-2,2.6170878170159818E-4,2.8079677293853691E-3,4.4354838709677579E-7,2.0661456920880405E-5,2.134006101410112E-2,null,6.7441539015887604E-3,1.0743581855801524E-2,1.6779550871243886E-4,2.6209153108906766E-3,4.8427245269625589E-5,1.7733214339918143E-5,2.0342607036602942E-2]
[2004,12,27,18,8.8046813818732101E-3,1.0396103145558732E-2,2.6170878170159818E-4,2.5966403492532837E-3,4.4354838709677579E-7,2.0661456920880405E-5,2.2080238663694803E-2,null,8.2192319959388215E-3,1.0130972335232576E-2,1.6779550871243886E-4,2.4236654777097829E-3,4.8427245269625589E-5,1.7733214339918143E-5,2.1007825777203164E-2]
[2004,12,27,19,8.8810115000966822E-3,9.9467525719040585E-3,2.6170878170159818E-4,2.4791019571395912E-3,4.4354838709677579E-7,2.0661456920880405E-5,2.1589679816149909E-2,null,8.2904866981530056E-3,9.6930815056806233E-3,1.6779550871243886E-4,2.3139568908608597E-3,4.8427245269625589E-5,1.7733214339918143E-5,2.0531481063016471E-2]
[2004,12,27,20,8.5776110181453452E-3,9.7460372273413289E-3,2.6170878170159818E-4,2.5200132866122129E-3,4.4354838709677579E-7,2.0661456920880405E-5,2.1126475319108461E-2,null,8.0072602143450092E-3,9.4974849850852708E-3,1.6779550871243886E-4,2.3521429172462692E-3,4.8427245269625589E-5,1.7733214339918143E-5,2.0090844084998533E-2]
[2004,12,27,21,8.4966151695189396E-3,9.3901810963286161E-3,2.6170878170159818E-4,2.4240794893024024E-3,4.4354838709677579E-7,2.0661456920880405E-5,2.0593689542159534E-2,null,7.9316500199842072E-3,9.1507042184715004E-3,1.6779550871243886E-4,2.2625997378251149E-3,4.8427245269625589E-5,1.7733214339918143E-5,1.9578909944602804E-2]
[2004,12,27,22,8.0495273224252799E-3,8.9557534739448993E-3,2.6170878170159818E-4,2.4347466953657374E-3,4.4354838709677579E-7,2.0661456920880405E-5,1.9722841278745493E-2,null,7.5142903702195936E-3,8.7273557616114397E-3,1.6779550871243886E-4,2.2725563492929897E-3,4.8427245269625589E-5,1.7733214339918143E-5,1.8748158449446006E-2]
[2004,12,27,23,7.5054580115247503E-3,8.4312758028701057E-3,2.6170878170159818E-4,2.2780303273891938E-3,4.4354838709677579E-7,2.0661456920880405E-5,1.8497577928793623E-2,null,7.0063978418915974E-3,8.2162537937191839E-3,1.6779550871243886E-4,2.1262796225348774E-3,4.8427245269625589E-5,1.7733214339918143E-5,1.7582887226467642E-2]
[2004,12,27,24,6.6125076362470283E-3,8.148760129327812E-3,2.6170878170159818E-4,2.209164294977427E-3,4.4354838709677579E-7,2.0661456920880405E-5,1.7253245847561844E-2,null,6.1728223861825153E-3,7.9409430900013872E-3,1.6779550871243886E-4,2.0620010922442885E-3,4.8427245269625589E-5,1.7733214339918143E-5,1.6409722536750174E-2]
[2004,12,28,1,5.8866284127068362E-3,7.4194005066895692E-3,2.6170878170159818E-4,2.0182986669853337E-3,4.4354838709677579E-7,2.0661456920880405E-5,1.5607141373391314E-2,null,5.4952090256818473E-3,7.2301842550873286E-3,1.6779550871243886E-4,1.8838499541481472E-3,4.8427245269625589E-5,1.7733214339918143E-5,1.4843199203239307E-2]
[2004,12,28,2,5.6168000449801437E-3,7.1968839273029812E-3,2.6170878170159818E-4,2.0362490032185517E-3,4.4354838709677579E-7,2.0661456920880405E-5,1.5132746762511251E-2,null,5.2433223466252857E-3,7.0133424944455866E-3,1.6779550871243886E-4,1.9006045309821105E-3,4.8427245269625589E-5,1.7733214339918143E-5,1.4391225340374967E-2]
[2004,12,28,3,5.7914279365657087E-3,6.8746014705025468E-3,2.6170878170159818E-4,1.9786479298253934E-3,4.4354838709677579E-7,2.0661456920880405E-5,1.4927491123903226E-2,null,5.4063387116306538E-3,6.6992791758865716E-3,1.6779550871243886E-4,1.8468405458764443E-3,4.8427245269625589E-5,1.7733214339918143E-5,1.4186414401715652E-2]
[2004,12,28,4,5.8759036655896485E-3,6.6795252085735096E-3,2.6170878170159818E-4,1.8681179715227627E-3,4.4354838709677579E-7,2.0661456920880405E-5,1.4706360632695497E-2,null,5.4851973988175951E-3,6.5091779249473718E-3,1.6779550871243886E-4,1.7436735268983158E-3,4.8427245269625589E-5,1.7733214339918143E-5,1.3972004818985266E-2]
[2004,12,28,5,6.0500930492660152E-3,6.7332193114309656E-3,2.6170878170159818E-4,1.7391209117408415E-3,4.4354838709677579E-7,2.0661456920880405E-5,1.4805247059447397E-2,null,5.6478044136055693E-3,6.5615026723068104E-3,1.6779550871243886E-4,1.6232695900922753E-3,4.8427245269625589E-5,1.7733214339918143E-5,1.4066532644326639E-2]
[2004,12,28,6,6.3104219606026175E-3,6.9928427247868078E-3,2.6170878170159818E-4,1.6225499633513352E-3,4.4354838709677579E-7,2.0661456920880405E-5,1.5208628435750335E-2,null,5.8908232833094609E-3,6.8145049349296414E-3,1.6779550871243886E-4,1.5144640008250582E-3,4.8427245269625589E-5,1.7733214339918143E-5,1.4453748187386144E-2]
[2004,12,28,7,6.5936127916005971E-3,7.7253561980096721E-3,1.6574889507767879E-4,1.440951761312636E-3,4.4354838709677579E-7,1.3085589383224254E-5,1.5939198783770907E-2,null,6.155183915811973E-3,7.5283371880827165E-3,1.0627048885121123E-4,1.3449629402635019E-3,4.8427245269625589E-5,1.1231035748614821E-5,1.5194412814027643E-2]
[2004,12,28,8,6.7700715502026047E-3,9.0387661964357324E-3,0,1.4030509487988837E-3,4.4354838709677579E-7,0,1.7212332243824315E-2,null,6.3199094080542261E-3,8.808251418691012E-3,0,1.309586885626922E-3,4.8427245269625589E-5,0,1.6486174957641785E-2]
[2004,12,28,9,6.6584959575395385E-3,1.0017156379147987E-2,0,1.5911503331061819E-3,4.4354838709677579E-7,0,1.8267246218180801E-2,null,6.2157528075587063E-3,9.7616898114560417E-3,0,1.48515605301476E-3,4.8427245269625589E-5,0,1.7511025917299132E-2]
[2004,12,28,10,6.5175918025637443E-3,1.0731744419384614E-2,0,1.9355083313783829E-3,4.4354838709677579E-7,0,1.9185288101713837E-2,null,6.084217787867695E-3,1.0458053782201953E-2,0,1.806574686375205E-3,4.8427245269625589E-5,0,1.8397273501714478E-2]
[2004,12,28,11,6.7237807501853517E-3,1.0865044042265237E-2,0,1.9752442439804883E-3,4.4354838709677579E-7,0,1.9564512584818172E-2,null,6.2766966206610651E-3,1.0587953877727405E-2,0,1.8436635961376641E-3,4.8427245269625589E-5,0,1.8756741339795758E-2]
[2004,12,28,12,6.5918640646935988E-3,1.114836989956286E-2,0,2.2705241599191746E-3,4.4354838709677579E-7,0,2.001120167256273E-2,null,6.1535514669449698E-3,1.0864054103162789E-2,0,2.1192734774704578E-3,4.8427245269625589E-5,0,1.9185306292847839E-2]
[2004,12,28,13,6.1797168120995343E-3,1.0944181271461885E-2,0,2.2000617321430681E-3,4.4354838709677579E-7,0,1.9324403364091584E-2,null,5.768809107893391E-3,1.0665072877842434E-2,0,2.0535048954927189E-3,4.8427245269625589E-5,0,1.8535814126498167E-2]
[2004,12,28,14,5.913415326567268E-3,1.0886510341397286E-2,0,2.2224459852805169E-3,4.4354838709677579E-7,0,1.9022815201632164E-2,null,5.520214798170945E-3,1.0608872723914451E-2,0,2.0743980244118444E-3,4.8427245269625589E-5,0,1.8251912791766866E-2]
[2004,12,28,15,6.0009829077715716E-3,1.0564456384711377E-2,0,2.044884424958308E-3,4.4354838709677579E-7,0,1.8610767265828353E-2,null,5.6019597511141779E-3,1.0295032078053701E-2,0,1.9086647051845681E-3,4.8427245269625589E-5,0,1.7854083779622072E-2]
[2004,12,28,16,5.9710750007472514E-3,1.0598369427650132E-2,1.0032169965227929E-4,2.1913359733658233E-3,4.4354838709677579E-7,7.9202251530041531E-6,1.8869465874955589E-2,null,5.5740405095557107E-3,1.0328080239947213E-2,6.4321611673101543E-5,2.0453604020432073E-3,4.8427245269625589E-5,6.7977321636352858E-6,1.806702774065249E-2]
[2004,12,28,17,6.6787023840815859E-3,1.0948077678036922E-2,2.6170878170159818E-4,2.6824397296485152E-3,4.4354838709677579E-7,2.0661456920880405E-5,2.0592033578776599E-2,null,6.2346156488535549E-3,1.0668869914738454E-2,1.6779550871243886E-4,2.503749343129425E-3,4.8427245269625589E-5,1.7733214339918143E-5,1.9641190875043416E-2]
[2004,12,28,18,7.9738167366391229E-3,1.0432030133768108E-2,2.6170878170159818E-4,2.6066270792027813E-3,4.4354838709677579E-7,2.0661456920880405E-5,{"$f":"SUM(E8708:J8708)","v":2.1295287736619584E-2},null,{"$f":"E8708*V$5","v":7.4436140058929991E-3},{"$f":"F8708*W$5","v":1.0165983080945783E-2},{"$f":"G8708*X$5","v":1.6779550871243886E-4},{"$f":"H8708*AB$5","v":2.4329869428948896E-3},{"$f":"I8708*Z$5","v":4.8427245269625589E-5},{"$f":"J8708*AA$5","v":1.7733214339918143E-5},{"$f":"SUM(M8708:R8708)","v":2.0276539998055655E-2}]
[2004,12,28,19,7.9809409204053203E-3,1.0062038231339006E-2,2.6170878170159818E-4,2.5266318428884978E-3,4.4354838709677579E-7,2.0661456920880405E-5,2.0852424781642398E-2,null,7.4502644815452618E-3,9.805427046123194E-3,1.6779550871243886E-4,2.3583205792254199E-3,4.8427245269625589E-5,1.7733214339918143E-5,1.9847968075215858E-2]
[2004,12,28,20,7.9654201349330066E-3,9.6890247450781737E-3,2.6170878170159818E-4,2.4569458331294711E-3,4.4354838709677579E-7,2.0661456920880405E-5,2.0394204500150226E-2,null,7.4357757191445264E-3,9.4419264866283069E-3,1.6779550871243886E-4,2.2932766942758273E-3,4.8427245269625589E-5,1.7733214339918143E-5,1.9404934868370645E-2]
[2004,12,28,21,7.8859437554843967E-3,9.2683010255629993E-3,2.6170878170159818E-4,2.4413276578983726E-3,4.4354838709677579E-7,2.0661456920880405E-5,1.9878386225955343E-2,null,7.3615839599480782E-3,9.0319324433309131E-3,1.6779550871243886E-4,2.2786989218310139E-3,4.8427245269625589E-5,1.7733214339918143E-5,1.8906171293431986E-2]
[2004,12,28,22,7.4471413987401616E-3,8.8333777634618145E-3,2.6170878170159818E-4,2.4667780028214932E-3,4.4354838709677579E-7,2.0661456920880405E-5,1.9030110952033042E-2,null,6.9519588736989867E-3,8.6081009870050337E-3,1.6779550871243886E-4,2.3024538952156463E-3,4.8427245269625589E-5,1.7733214339918143E-5,1.809646972424165E-2]
[2004,12,28,23,6.9754706471696236E-3,8.2567769788814364E-3,2.6170878170159818E-4,2.3370612137516328E-3,4.4354838709677579E-7,2.0661456920880405E-5,1.7852122626812267E-2,null,6.5116509097062816E-3,8.0462051963161221E-3,1.6779550871243886E-4,2.1813781737980106E-3,4.8427245269625589E-5,1.7733214339918143E-5,1.6973190248142398E-2]
[2004,12,28,24,6.1242984957969532E-3,7.9316043528931141E-3,2.6170878170159818E-4,2.2803635209654336E-3,4.4354838709677579E-7,2.0661456920880405E-5,1.6619080156665078E-2,null,5.7170757198513221E-3,7.7293254162737347E-3,1.6779550871243886E-4,2.1284573907133517E-3,4.8427245269625589E-5,1.7733214339918143E-5,1.5808814495160389E-2]
[2004,12,29,1,6.1976870253627305E-3,7.9416948822434805E-3,2.6170878170159818E-4,2.4532218302583744E-3,4.4354838709677579E-7,2.0661456920880405E-5,1.6875417524874162E-2,null,5.7855844283644748E-3,7.7391586078326396E-3,1.6779550871243886E-4,2.2898007653894244E-3,4.8427245269625589E-5,1.7733214339918143E-5,1.604849976990852E-2]
[2004,12,29,2,5.8991413869364214E-3,7.6644692196827652E-3,2.6170878170159818E-4,2.430414614630064E-3,4.4354838709677579E-7,2.0661456920880405E-5,1.6276839008258825E-2,null,5.5068899751326587E-3,7.4690030044593731E-3,1.6779550871243886E-4,2.2685128495727748E-3,4.8427245269625589E-5,1.7733214339918143E-5,1.547836179748679E-2]
[2004,12,29,3,6.0524518997016981E-3,7.3462822126409873E-3,2.6170878170159818E-4,2.3794840804876902E-3,4.4354838709677579E-7,2.0661456920880405E-5,1.6061031979839952E-2,null,5.6500064170777803E-3,7.1589306898009889E-3,1.6779550871243886E-4,2.2209750465814258E-3,4.8427245269625589E-5,1.7733214339918143E-5,1.5263868121782178E-2]
[2004,12,29,4,6.1263295258371306E-3,7.1615196605956197E-3,2.6170878170159818E-4,2.2827156536236997E-3,4.4354838709677579E-7,2.0661456920880405E-5,1.5853378627066025E-2,null,5.7189717006786694E-3,6.978880119202501E-3,1.6779550871243886E-4,2.1306528363492761E-3,4.8427245269625589E-5,1.7733214339918143E-5,1.5062460624552429E-2]
[2004,12,29,5,6.2754371114812895E-3,7.2177084680759476E-3,2.6170878170159818E-4,2.1559033989458787E-3,4.4354838709677579E-7,2.0661456920880405E-5,1.5931862765512693E-2,null,5.8581646805957828E-3,7.033635948974745E-3,1.6779550871243886E-4,2.0122881641290512E-3,4.8427245269625589E-5,1.7733214339918143E-5,1.5138044762021562E-2]
[2004,12,29,6,6.5332870432935532E-3,7.5048108597727233E-3,2.6170878170159818E-4,2.0593210982291876E-3,4.4354838709677579E-7,2.0661456920880405E-5,1.6380232788305041E-2,null,6.0988694054782992E-3,7.3134163962187424E-3,1.6779550871243886E-4,1.9221396812742174E-3,4.8427245269625589E-5,1.7733214339918143E-5,1.5568381451293242E-2]
[2004,12,29,7,6.8403991903141816E-3,8.3177056719287625E-3,1.6574889507767879E-4,1.9195827988782686E-3,4.4354838709677579E-7,1.3085589383224254E-5,1.7256965693969215E-2,null,6.3855607547337314E-3,8.1055800308134154E-3,1.0627048885121123E-4,1.7917100312273436E-3,4.8427245269625589E-5,1.1231035748614821E-5,1.6448779586643942E-2]
[2004,12,29,8,7.0521930970202026E-3,9.7115694452405039E-3,0,1.902273462116908E-3,4.4354838709677579E-7,0,1.8666479552764709E-2,null,6.5832718562537562E-3,9.4638962314887408E-3,0,1.775553753765728E-3,4.8427245269625589E-5,0,1.7871149086777852E-2]
[2004,12,29,9,6.9570383325266751E-3,1.0703845384081844E-2,0,2.0971029306302473E-3,4.4354838709677579E-7,0,1.975843019562586E-2,null,6.4944442143471011E-3,1.0430866253290913E-2,0,1.9574046816434052E-3,4.8427245269625589E-5,0,1.8931142394551043E-2]
[2004,12,29,10,6.8586054599050154E-3,1.1428196510832678E-2,0,2.4458578376288713E-3,4.4354838709677579E-7,0,2.0733103356753661E-2,null,6.4025564354469192E-3,1.1136744323502465E-2,0,2.2829273242063325E-3,4.8427245269625589E-5,0,1.987065532842534E-2]
[2004,12,29,11,7.0365244281219872E-3,1.155003094809591E-2,0,2.4774608979636634E-3,4.4354838709677579E-7,0,2.1064459822568656E-2,null,6.5686450436348333E-3,1.1255471628927453E-2,0,2.3124251506363353E-3,4.8427245269625589E-5,0,2.0184969068468245E-2]
[2004,12,29,12,6.9841588305209435E-3,1.1863181294634567E-2,0,2.8004811601771676E-3,4.4354838709677579E-7,0,2.1648264833719774E-2,null,6.5197613899713328E-3,1.1560635732547082E-2,0,2.6139274585523192E-3,4.8427245269625589E-5,0,2.0742751826340357E-2]
[2004,12,29,13,6.53174505081177E-3,1.1693496806120442E-2,0,2.6648731113107218E-3,4.4354838709677579E-7,0,2.089055851663003E-2,null,6.0974299446512597E-3,1.1395278691087841E-2,0,2.487352922871357E-3,4.8427245269625589E-5,0,2.0028488803880085E-2]
[2004,12,29,14,6.1632227092531496E-3,1.1509180032621205E-2,0,2.5758308744473564E-3,4.4354838709677579E-7,0,2.0248677164708805E-2,null,5.7534117468783274E-3,1.1215662530388453E-2,0,2.4042422234609221E-3,4.8427245269625589E-5,0,1.9421743745997325E-2]
[2004,12,29,15,6.2946549371771113E-3,1.1214222748575023E-2,0,2.455061871160073E-3,4.4354838709677579E-7,0,1.9964383105299303E-2,null,5.876104656047554E-3,1.0928227513352883E-2,0,2.2915182321969871E-3,4.8427245269625589E-5,0,1.9144277646867047E-2]
[2004,12,29,16,6.3934331536144645E-3,1.1246752004615976E-2,1.0032169965227929E-4,2.6795006831952972E-3,4.4354838709677579E-7,7.9202251530041531E-6,2.042837131461812E-2,null,5.9683148158285928E-3,1.0959927178931652E-2,6.4321611673101543E-5,2.5010060808874678E-3,4.8427245269625589E-5,6.7977321636352858E-6,1.9548794664754069E-2]
[2004,12,29,17,7.1710639425543801E-3,1.1677674958292528E-2,2.6170878170159818E-4,3.2217180597961187E-3,4.4354838709677579E-7,2.0661456920880405E-5,2.2353270747652601E-2,null,6.6942386266141563E-3,1.1379860346310708E-2,1.6779550871243886E-4,3.0071037148781303E-3,4.8427245269625589E-5,1.7733214339918143E-5,2.1315158656124975E-2]
[2004,12,29,18,8.4142975679314218E-3,1.1223980475197803E-2,2.6170878170159818E-4,3.1885708763727564E-3,4.4354838709677579E-7,2.0661456920880405E-5,2.3109662706511557E-2,null,7.854805959937922E-3,1.0937736389619888E-2,1.6779550871243886E-4,2.9761646269256463E-3,4.8427245269625589E-5,1.7733214339918143E-5,2.2002662944805438E-2]
[2004,12,29,19,8.4264510782756895E-3,1.0835282779994664E-2,2.6170878170159818E-4,3.0939156364581011E-3,4.4354838709677579E-7,2.0661456920880405E-5,2.263846328173803E-2,null,7.8661513473235727E-3,1.0558951614042326E-2,1.6779550871243886E-4,2.8878148339589538E-3,4.8427245269625589E-5,1.7733214339918143E-5,2.1546873763646834E-2]
[2004,12,29,20,8.4170309978223289E-3,1.0458485154032868E-2,2.6170878170159818E-4,3.0230984295826291E-3,4.4354838709677579E-7,2.0661456920880405E-5,2.2181428368447401E-2,null,7.8573576359661137E-3,1.0191763421394291E-2,1.6779550871243886E-4,2.8217151064471053E-3,4.8427245269625589E-5,1.7733214339918143E-5,2.1104792132129489E-2]
[2004,12,29,21,8.2779833438392774E-3,1.0090975157396593E-2,2.6170878170159818E-4,2.9662614505401278E-3,4.4354838709677579E-7,2.0661456920880405E-5,2.1618033738785573E-2,null,7.7275556730091559E-3,9.8336259965617831E-3,1.6779550871243886E-4,2.7686643156426571E-3,4.8427245269625589E-5,1.7733214339918143E-5,2.056380195353558E-2]
[2004,12,29,22,7.8077387809441495E-3,9.6539072024601214E-3,2.6170878170159818E-4,2.9470335837905696E-3,4.4354838709677579E-7,2.0661456920880405E-5,2.0691493354204418E-2,null,7.2885790661757575E-3,9.4077045432940081E-3,1.6779550871243886E-4,2.7507173108276433E-3,4.8427245269625589E-5,1.7733214339918143E-5,1.9680956888619393E-2]
[2004,12,29,23,7.3085665675563802E-3,9.0400867734254861E-3,2.6170878170159818E-4,2.7955738871837683E-3,4.4354838709677579E-7,2.0661456920880405E-5,1.9427041015175207E-2,null,6.8225982941506518E-3,8.809538317133863E-3,1.6779550871243886E-4,2.6093470829345639E-3,4.8427245269625589E-5,1.7733214339918143E-5,1.847543966254106E-2]
[2004,12,29,24,6.4528325708004958E-3,8.6734077498649732E-3,2.6170878170159818E-4,2.7087973961019344E-3,4.4354838709677579E-7,2.0661456920880405E-5,1.8117851503776979E-2,null,6.0237645895456372E-3,8.452210673151354E-3,1.6779550871243886E-4,2.5283511969342895E-3,4.8427245269625589E-5,1.7733214339918143E-5,1.7238282427953264E-2]
[2004,12,30,1,6.4125733331356419E-3,7.9679754410070889E-3,2.6170878170159818E-4,2.4432657455941338E-3,4.4354838709677579E-7,2.0661456920880405E-5,1.7106628306746439E-2,null,5.9861823080302251E-3,7.7647689360547398E-3,1.6779550871243886E-4,2.2805079040577369E-3,4.8427245269625589E-5,1.7733214339918143E-5,1.6265415116464683E-2]
[2004,12,30,2,6.1241575684205778E-3,7.7156069249744589E-3,2.6170878170159818E-4,2.4475085383389122E-3,4.4354838709677579E-7,2.0661456920880405E-5,1.6570086818743526E-2,null,5.7169441631542911E-3,7.518836549812254E-3,1.6779550871243886E-4,2.2844680636953832E-3,4.8427245269625589E-5,1.7733214339918143E-5,1.5754204744983912E-2]
[2004,12,30,3,6.2937341876559017E-3,7.3939127721491379E-3,2.6170878170159818E-4,2.3824753937616724E-3,4.4354838709677579E-7,2.0661456920880405E-5,1.6352936140576285E-2,null,5.8752451298935979E-3,7.2053465317691275E-3,1.6779550871243886E-4,2.2237670938964308E-3,4.8427245269625589E-5,1.7733214339918143E-5,1.5538314723881138E-2]
[2004,12,30,4,6.399784701207863E-3,7.2021117879323112E-3,2.6170878170159818E-4,2.2873794767541899E-3,4.4354838709677579E-7,2.0661456920880405E-5,1.6172089752903941E-2,null,5.974244030179366E-3,7.0184370294522746E-3,1.6779550871243886E-4,2.1350059794862392E-3,4.8427245269625589E-5,1.7733214339918143E-5,1.5361643007439862E-2]
[2004,12,30,5,6.5742427121510856E-3,7.2526111699286432E-3,2.6170878170159818E-4,2.1556319197644346E-3,4.4354838709677579E-7,2.0661456920880405E-5,1.626529958885374E-2,null,6.1371018104102856E-3,7.0676485306068919E-3,1.6779550871243886E-4,2.0120347694992662E-3,4.8427245269625589E-5,1.7733214339918143E-5,1.5450741078838426E-2]
[2004,12,30,6,6.8683874113364268E-3,7.5427854903597274E-3,2.6170878170159818E-4,2.0649744235768908E-3,4.4354838709677579E-7,2.0661456920880405E-5,1.675896111228262E-2,null,6.4116879559075347E-3,7.3504225634845955E-3,1.6779550871243886E-4,1.9274164110621643E-3,4.8427245269625589E-5,1.7733214339918143E-5,1.5923482898776278E-2]
[2004,12,30,7,7.1908124573884053E-3,8.3387833451080001E-3,1.6574889507767879E-4,1.9139608578427863E-3,4.4354838709677579E-7,1.3085589383224254E-5,1.7622834693187192E-2,null,6.7126740041089364E-3,8.1261201621376372E-3,1.0627048885121123E-4,1.7864625950895908E-3,4.8427245269625589E-5,1.1231035748614821E-5,1.6791185531205618E-2]
[2004,12,30,8,7.3991785861908955E-3,9.7422036574038185E-3,0,1.904349878191863E-3,4.4354838709677579E-7,0,1.9046175670173672E-2,null,6.9071852508474267E-3,9.4937491823101038E-3,0,1.7774918496439951E-3,4.8427245269625589E-5,0,1.8226853528071151E-2]
[2004,12,30,9,7.298528493849296E-3,1.0767327432136931E-2,0,2.1026420459826609E-3,4.4354838709677579E-7,0,2.0168941520355983E-2,null,6.813227681744311E-3,1.0492729324830823E-2,0,1.9625748095205898E-3,4.8427245269625589E-5,0,1.9316959061365348E-2]
[2004,12,30,10,7.1899002042405203E-3,1.1518959679341642E-2,0,2.4784257843917523E-3,4.4354838709677579E-7,0,2.1187729216361011E-2,null,6.7118224093792363E-3,1.122519276772699E-2,0,2.3133257612759036E-3,4.8427245269625589E-5,0,2.0298768183651755E-2]
[2004,12,30,11,7.4020335148693604E-3,1.1668454082005307E-2,0,2.5211959324113477E-3,4.4354838709677579E-7,0,2.159212707767311E-2,null,6.9098503468483421E-3,1.1370874629137218E-2,0,2.3532467812436629E-3,4.8427245269625589E-5,0,2.0682399002498849E-2]
[2004,12,30,12,7.2877296843647009E-3,1.2003189264177571E-2,0,2.8364827840809017E-3,4.4354838709677579E-7,0,2.2127845281010271E-2,null,6.8031469171391809E-3,1.1697073092420546E-2,0,2.6475308387901961E-3,4.8427245269625589E-5,0,2.1196178093619546E-2]
[2004,12,30,13,6.8013339373476497E-3,1.1856448666238868E-2,0,2.7068948557566466E-3,4.4354838709677579E-7,0,2.1365121007730262E-2,null,6.3490930663318542E-3,1.1554074805720439E-2,0,2.5265753940757417E-3,4.8427245269625589E-5,0,2.0478170511397657E-2]
[2004,12,30,14,6.5136962964562582E-3,1.1778124134812881E-2,0,2.7142839216455542E-3,4.4354838709677579E-7,0,2.1006547901301787E-2,null,6.0805813055180959E-3,1.147774777722364E-2,0,2.5334722382662047E-3,4.8427245269625589E-5,0,2.0140228566277563E-2]
[2004,12,30,15,6.5572783952799535E-3,1.1363924091519678E-2,0,2.4968909256787041E-3,4.4354838709677579E-7,0,2.0418536960865433E-2,null,6.1212655012959647E-3,1.1074111037466182E-2,0,2.3305608494894438E-3,4.8427245269625589E-5,0,1.9574364633521215E-2]
[2004,12,30,16,6.5640011676017743E-3,1.1360178674541994E-2,9.595988662391931E-5,2.678418310492744E-3,4.4354838709677579E-7,7.5758675376561473E-6,2.0706577455185185E-2,null,6.1275412565416553E-3,1.1070461139494456E-2,6.1525019861227563E-5,2.4999958103068889E-3,4.8427245269625589E-5,6.5021785913033176E-6,1.9814452650065154E-2]
[2004,12,30,17,7.3105914917277878E-3,1.1771965713841009E-2,2.6170878170159818E-4,3.2036662063776133E-3,4.4354838709677579E-7,2.0661456920880405E-5,2.2569037198955987E-2,null,6.8244885751065588E-3,1.1471746413864581E-2,1.6779550871243886E-4,2.9902543834134589E-3,4.8427245269625589E-5,1.7733214339918143E-5,2.152044534070658E-2]
[2004,12,30,18,8.6370240393950186E-3,1.1267245344720192E-2,2.6170878170159818E-4,3.1434486757360236E-3,4.4354838709677579E-7,2.0661456920880405E-5,2.3330531846860809E-2,null,8.0627226875511458E-3,1.0979897879370596E-2,1.6779550871243886E-4,2.9340482360311611E-3,4.8427245269625589E-5,1.7733214339918143E-5,2.2210624771274886E-2]
[2004,12,30,19,8.6234902470767108E-3,1.0877976335327303E-2,2.6170878170159818E-4,3.0483120730494914E-3,4.4354838709677579E-7,2.0661456920880405E-5,2.2832592442463082E-2,null,8.0500887972347907E-3,1.0600556359773659E-2,1.6779550871243886E-4,2.8452491462133325E-3,4.8427245269625589E-5,1.7733214339918143E-5,2.1729850271543765E-2]
[2004,12,30,20,8.5986718289791705E-3,1.0500606390600589E-2,2.6170878170159818E-4,2.9715311278484262E-3,4.4354838709677579E-7,2.0661456920880405E-5,2.2353623134437763E-2,null,8.0269206293853736E-3,1.0232810444150664E-2,1.6779550871243886E-4,2.7735829540572786E-3,4.8427245269625589E-5,1.7733214339918143E-5,2.12672699959153E-2]
[2004,12,30,21,8.4642266791834994E-3,1.0112626266656669E-2,2.6170878170159818E-4,2.9080455180808861E-3,4.4354838709677579E-7,2.0661456920880405E-5,2.1767712250930629E-2,null,7.9014151364581245E-3,9.8547249396820844E-3,1.6779550871243886E-4,2.7143264302305617E-3,4.8427245269625589E-5,1.7733214339918143E-5,2.0704422474692754E-2]
[2004,12,30,22,7.9827470193519282E-3,9.7121406906366895E-3,2.6170878170159818E-4,2.8995350456822353E-3,4.4354838709677579E-7,2.0661456920880405E-5,2.0877236542680425E-2,null,7.4519504876147547E-3,9.4644529084689857E-3,1.6779550871243886E-4,2.7063828818845062E-3,4.8427245269625589E-5,1.7733214339918143E-5,1.9856742246290228E-2]
[2004,12,30,23,7.4823224165635541E-3,9.070579842941788E-3,2.6170878170159818E-4,2.7451961036754516E-3,4.4354838709677579E-7,2.0661456920880405E-5,1.9580912150190369E-2,null,6.9848006012757551E-3,8.8392537248554517E-3,1.6779550871243886E-4,2.5623252091630357E-3,4.8427245269625589E-5,1.7733214339918143E-5,1.8620335503616223E-2]
[2004,12,30,24,6.5957382341470467E-3,8.7179493301259188E-3,2.6170878170159818E-4,2.6617508121217974E-3,4.4354838709677579E-7,2.0661456920880405E-5,1.8258252163404338E-2,null,6.1571680313779577E-3,8.4956163138104647E-3,1.6779550871243886E-4,2.4844386152517231E-3,4.8427245269625589E-5,1.7733214339918143E-5,1.7371178928762127E-2]
[2004,12,31,1,6.3149043934793122E-3,6.8118687973661588E-3,2.6170878170159818E-4,2.8142808823369819E-3,4.4354838709677579E-7,2.0661456920880405E-5,1.6223867860192028E-2,null,5.8950076659261474E-3,6.6381463680294812E-3,1.6779550871243886E-4,2.6268079139493659E-3,4.8427245269625589E-5,1.7733214339918143E-5,1.5393917916226976E-2]
[2004,12,31,2,6.0107147628291205E-3,6.651388894140681E-3,2.6170878170159818E-4,2.7678418671629843E-3,4.4354838709677579E-7,2.0661456920880405E-5,1.5712759311142362E-2,null,5.61104450625745E-3,6.481759168212916E-3,1.6779550871243886E-4,2.5834624279530379E-3,4.8427245269625589E-5,1.7733214339918143E-5,1.4910222070745386E-2]
[2004,12,31,3,6.0349024012852437E-3,6.4904738079100905E-3,2.6170878170159818E-4,2.7158623664601989E-3,4.4354838709677579E-7,2.0661456920880405E-5,1.5524052362665108E-2,null,5.6336238368751438E-3,6.3249478838212133E-3,1.6779550871243886E-4,2.5349455351772782E-3,4.8427245269625589E-5,1.7733214339918143E-5,1.4727473224195618E-2]
[2004,12,31,4,6.0474409737934871E-3,6.3727056775567262E-3,2.6170878170159818E-4,2.621467864979739E-3,4.4354838709677579E-7,2.0661456920880405E-5,1.5324428303339528E-2,null,5.6453286824991239E-3,6.2101831826753134E-3,1.6779550871243886E-4,2.4468391115866541E-3,4.8427245269625589E-5,1.7733214339918143E-5,1.4536306945083075E-2]
[2004,12,31,5,6.2228256972934456E-3,6.3440033758830894E-3,2.6170878170159818E-4,2.5911875124072317E-3,4.4354838709677579E-7,2.0661456920880405E-5,1.5440830372593342E-2,null,5.8090515554196035E-3,6.1822128730177634E-3,1.6779550871243886E-4,2.4185758809070683E-3,4.8427245269625589E-5,1.7733214339918143E-5,1.4643796277666418E-2]
[2004,12,31,6,6.4748088883612573E-3,6.4856487465469971E-3,2.6170878170159818E-4,2.645095790785779E-3,4.4354838709677579E-7,2.0661456920880405E-5,1.5888367212703609E-2,null,6.0442796365546289E-3,6.3202458755301375E-3,1.6779550871243886E-4,2.4688930660753672E-3,4.8427245269625589E-5,1.7733214339918143E-5,1.5067374546482116E-2]
[2004,12,31,7,6.8354338655166116E-3,6.9425390601847055E-3,1.6574889507767879E-4,2.7478786046021826E-3,4.4354838709677579E-7,1.3085589383224254E-5,1.67051295631515E-2,null,6.3809255891125842E-3,6.7654841598075287E-3,1.0627048885121123E-4,2.5648290156266118E-3,4.8427245269625589E-5,1.1231035748614821E-5,1.5877167534416176E-2]
[2004,12,31,8,7.2339901395469435E-3,7.7099178056567914E-3,0,3.0525133244925303E-3,4.4354838709677579E-7,0,1.7996864818083359E-2,null,6.7529806740854971E-3,7.5132925195528248E-3,0,2.84917053181785E-3,4.8427245269625589E-5,0,1.7163870970725796E-2]
[2004,12,31,9,7.6996378894586782E-3,8.1083883238369896E-3,0,3.2811107527069899E-3,4.4354838709677579E-7,0,1.9089580514389755E-2,null,7.1876661236681362E-3,7.9016008827508134E-3,0,3.0625399709918013E-3,4.8427245269625589E-5,0,1.8200234222680373E-2]
[2004,12,31,10,8.0283578411016552E-3,8.5450513921897647E-3,0,3.4630558228355749E-3,4.4354838709677579E-7,0,{"$f":"SUM(E8772:J8772)","v":2.0036908604514087E-2},null,{"$f":"E8772*V$5","v":7.4945285105126897E-3},{"$f":"F8772*W$5","v":8.3271277752181728E-3},{"$f":"G8772*X$5","v":0},{"$f":"H8772*AB$5","v":3.2323647930688933E-3},{"$f":"I8772*Z$5","v":4.8427245269625589E-5},{"$f":"J8772*AA$5","v":0},{"$f":"SUM(M8772:R8772)","v":1.910244832406938E-2}]
[2004,12,31,11,8.1844263356761152E-3,8.7227148562722175E-3,0,3.5415863688851939E-3,4.4354838709677579E-7,0,2.0449171109220621E-2,null,7.6402195478743962E-3,8.5002603052056064E-3,0,3.3056640366321745E-3,4.8427245269625589E-5,0,1.9494571134981802E-2]
[2004,12,31,12,8.1405149896796158E-3,9.0597781376927696E-3,0,3.7266510797997685E-3,4.4354838709677579E-7,0,2.0927387755559249E-2,null,7.5992279975450206E-3,8.8287274944478696E-3,0,3.478400685015144E-3,4.8427245269625589E-5,0,1.9954783422277661E-2]
[2004,12,31,13,7.710209871360351E-3,8.8631877518525314E-3,0,3.6411184986897679E-3,4.4354838709677579E-7,0,2.0214959670289745E-2,null,7.1975351431292616E-3,8.63715073415274E-3,0,3.3985658460797736E-3,4.8427245269625589E-5,0,1.9281678968631401E-2]
[2004,12,31,14,7.4057225438904943E-3,8.8499545210302313E-3,0,3.6125063620371951E-3,4.4354838709677579E-7,0,1.9868626975345013E-2,null,6.9132940813856165E-3,8.6242549891327666E-3,0,3.3718597033256192E-3,4.8427245269625589E-5,0,1.8957836019113626E-2]
[2004,12,31,15,7.5470428861845887E-3,8.4148888143449636E-3,0,3.3191577671962246E-3,4.4354838709677579E-7,0,1.9281533016112871E-2,null,7.0452176148654306E-3,8.200284720973219E-3,0,3.098052488377584E-3,4.8427245269625589E-5,0,1.8391982069485859E-2]
[2004,12,31,16,7.4849985837915876E-3,8.5276540359877535E-3,9.595988662391931E-5,3.4338123265686867E-3,4.4354838709677579E-7,7.5758675376561473E-6,1.9550444248896699E-2,null,6.98729882220541E-3,8.3101741021042175E-3,6.1525019861227563E-5,3.2050693486420311E-3,4.8427245269625589E-5,6.5021785913033176E-6,1.8618996716673813E-2]
[2004,12,31,17,8.0653662041019793E-3,9.1353910039333169E-3,2.6170878170159818E-4,3.8578855462372964E-3,4.4354838709677579E-7,2.0661456920880405E-5,2.1341456541282167E-2,null,7.5290760776643897E-3,8.9024120130934813E-3,1.6779550871243886E-4,3.600892983912743E-3,4.8427245269625589E-5,1.7733214339918143E-5,2.0266337042992598E-2]
[2004,12,31,18,9.1294054682353794E-3,8.9016946852359512E-3,2.6170878170159818E-4,3.7474938323055354E-3,4.4354838709677579E-7,2.0661456920880405E-5,2.2061407772786441E-2,null,8.5223642144396251E-3,8.6746756289484139E-3,1.6779550871243886E-4,3.497855000174039E-3,4.8427245269625589E-5,1.7733214339918143E-5,2.0928850811884059E-2]
[2004,12,31,19,9.039320878905209E-3,8.6050952984928E-3,2.6170878170159818E-4,3.6134446194681764E-3,4.4354838709677579E-7,2.0661456920880405E-5,2.1540674583875759E-2,null,8.4382696167080232E-3,8.3856403876017092E-3,1.6779550871243886E-4,3.3727354588553859E-3,4.8427245269625589E-5,1.7733214339918143E-5,2.0430601431487099E-2]
[2004,12,31,20,8.7673406216574965E-3,8.4199855749412383E-3,2.6170878170159818E-4,3.6053277108733239E-3,4.4354838709677579E-7,2.0661456920880405E-5,2.1075467694481632E-2,null,8.1843741336487062E-3,8.2052514993782803E-3,1.6779550871243886E-4,3.3651592571096465E-3,4.8427245269625589E-5,1.7733214339918143E-5,1.9988740858458615E-2]
[2004,12,31,21,8.5520280112239798E-3,8.1668860415553789E-3,2.6170878170159818E-4,3.524539358567736E-3,4.4354838709677579E-7,2.0661456920880405E-5,2.0526267198356669E-2,null,7.9833782974509677E-3,7.9586067388472317E-3,1.6779550871243886E-4,3.2897526107712668E-3,4.8427245269625589E-5,1.7733214339918143E-5,1.9465693615391449E-2]
[2004,12,31,22,8.0289449428028407E-3,7.930921302869225E-3,2.6170878170159818E-4,3.3902073522232138E-3,4.4354838709677579E-7,2.0661456920880405E-5,1.9632887384904856E-2,null,7.495076574080009E-3,7.7286597860083631E-3,1.6779550871243886E-4,3.1643691141995003E-3,4.8427245269625589E-5,1.7733214339918143E-5,1.8622061442609854E-2]
[2004,12,31,23,7.3985265260189809E-3,7.6416372322060345E-3,2.6170878170159818E-4,3.1074565194765496E-3,4.4354838709677579E-7,2.0661456920880405E-5,1.8430434064711142E-2,null,6.9065765480908099E-3,7.4467532989450575E-3,1.6779550871243886E-4,2.9004536927516077E-3,4.8427245269625589E-5,1.7733214339918143E-5,1.7487739508109456E-2]
[2004,12,31,24,6.3823024122076442E-3,7.5589649761965139E-3,2.7297529045742423E-4,2.9303252575925147E-3,4.4354838709677579E-7,2.1550928354714983E-5,1.7166562413195908E-2,null,5.9579241904394896E-3,7.3661894254631434E-3,1.7501907055016312E-4,2.7351220076859569E-3,4.8427245269625589E-5,1.8496625538161502E-5,1.630117856494654E-2]
[]
["NCP",1,null,null,{"$f":"MAX(IF($B$3:$B$8786=$B8788,E$3:E$8786))","v":1.1935101369163462E-2},{"$f":"MAX(IF($B$3:$B$8786=$B8788,F$3:F$8786))","v":1.6859822067024355E-2},{"$f":"MAX(IF($B$3:$B$8786=$B8788,G$3:G$8786))","v":2.5325125214408243E-4},{"$f":"MAX(IF($B$3:$B$8786=$B8788,H$3:H$8786))","v":5.6440338627908072E-3},{"$f":"MAX(IF($B$3:$B$8786=$B8788,I$3:I$8786))","v":4.4354838709677579E-7},{"$f":"MAX(IF($B$3:$B$8786=$B8788,J$3:J$8786))","v":1.765152426606254E-5},{"$f":"MAX(IF($B$3:$B$8786=$B8788,K$3:K$8786))","v":3.1244856595857941E-2},null,{"$f":"MAX(IF($B$3:$B$8786=$B8788,M$3:M$8786))","v":1.1141501071255253E-2},{"$f":"MAX(IF($B$3:$B$8786=$B8788,N$3:N$8786))","v":1.6429847659883676E-2},{"$f":"MAX(IF($B$3:$B$8786=$B8788,O$3:O$8786))","v":1.6237293379796024E-4},{"$f":"MAX(IF($B$3:$B$8786=$B8788,P$3:P$8786))","v":5.2680572541379551E-3},{"$f":"MAX(IF($B$3:$B$8786=$B8788,Q$3:Q$8786))","v":4.8427245269625589E-5},{"$f":"MAX(IF($B$3:$B$8786=$B8788,R$3:R$8786))","v":1.5149864040808177E-5},{"$f":"MAX(IF($B$3:$B$8786=$B8788,S$3:S$8786))","v":2.975485467502173E-2}]
[null,2,null,null,{"$f":"MAX(IF($B$3:$B$8786=$B8789,E$3:E$8786))","v":1.2026230695237273E-2},{"$f":"MAX(IF($B$3:$B$8786=$B8789,F$3:F$8786))","v":1.6141763075098479E-2},{"$f":"MAX(IF($B$3:$B$8786=$B8789,G$3:G$8786))","v":2.4278869434466363E-4},{"$f":"MAX(IF($B$3:$B$8786=$B8789,H$3:H$8786))","v":5.1878023700691785E-3},{"$f":"MAX(IF($B$3:$B$8786=$B8789,I$3:I$8786))","v":4.7413793103448329E-7},{"$f":"MAX(IF($B$3:$B$8786=$B8789,J$3:J$8786))","v":1.9332953773541564E-5},{"$f":"MAX(IF($B$3:$B$8786=$B8789,K$3:K$8786))","v":2.9650782272154442E-2},null,{"$f":"MAX(IF($B$3:$B$8786=$B8789,M$3:M$8786))","v":1.122657093808499E-2},{"$f":"MAX(IF($B$3:$B$8786=$B8789,N$3:N$8786))","v":1.573010125679284E-2},{"$f":"MAX(IF($B$3:$B$8786=$B8789,O$3:O$8786))","v":1.5566482795232423E-4},{"$f":"MAX(IF($B$3:$B$8786=$B8789,P$3:P$8786))","v":4.8422175651446778E-3},{"$f":"MAX(IF($B$3:$B$8786=$B8789,Q$3:Q$8786))","v":5.1767055288220326E-5},{"$f":"MAX(IF($B$3:$B$8786=$B8789,R$3:R$8786))","v":1.65929931467453E-5},{"$f":"MAX(IF($B$3:$B$8786=$B8789,S$3:S$8786))","v":2.8261060658497036E-2}]
[null,3,null,null,{"$f":"MAX(IF($B$3:$B$8786=$B8790,E$3:E$8786))","v":1.219335114731402E-2},{"$f":"MAX(IF($B$3:$B$8786=$B8790,F$3:F$8786))","v":1.5335572777903816E-2},{"$f":"MAX(IF($B$3:$B$8786=$B8790,G$3:G$8786))","v":2.3515074203710472E-4},{"$f":"MAX(IF($B$3:$B$8786=$B8790,H$3:H$8786))","v":4.9487694368516898E-3},{"$f":"MAX(IF($B$3:$B$8786=$B8790,I$3:I$8786))","v":4.4354838709677579E-7},{"$f":"MAX(IF($B$3:$B$8786=$B8790,J$3:J$8786))","v":2.2362671675214194E-5},{"$f":"MAX(IF($B$3:$B$8786=$B8790,K$3:K$8786))","v":2.7374715046594042E-2},null,{"$f":"MAX(IF($B$3:$B$8786=$B8790,M$3:M$8786))","v":1.1382579055506806E-2},{"$f":"MAX(IF($B$3:$B$8786=$B8790,N$3:N$8786))","v":1.4944471152564677E-2},{"$f":"MAX(IF($B$3:$B$8786=$B8790,O$3:O$8786))","v":1.5076772788317371E-4},{"$f":"MAX(IF($B$3:$B$8786=$B8790,P$3:P$8786))","v":4.6191077808260539E-3},{"$f":"MAX(IF($B$3:$B$8786=$B8790,Q$3:Q$8786))","v":4.8427245269625589E-5},{"$f":"MAX(IF($B$3:$B$8786=$B8790,R$3:R$8786))","v":1.9193324630898861E-5},{"$f":"MAX(IF($B$3:$B$8786=$B8790,S$3:S$8786))","v":2.6214785347925616E-2}]
[null,4,null,null,{"$f":"MAX(IF($B$3:$B$8786=$B8791,E$3:E$8786))","v":9.7351949791039619E-3},{"$f":"MAX(IF($B$3:$B$8786=$B8791,F$3:F$8786))","v":1.422528629960937E-2},{"$f":"MAX(IF($B$3:$B$8786=$B8791,G$3:G$8786))","v":2.2718071827613841E-4},{"$f":"MAX(IF($B$3:$B$8786=$B8791,H$3:H$8786))","v":4.1675903674086414E-3},{"$f":"MAX(IF($B$3:$B$8786=$B8791,I$3:I$8786))","v":4.5833333333333443E-7},{"$f":"MAX(IF($B$3:$B$8786=$B8791,J$3:J$8786))","v":2.6702537909018322E-5},{"$f":"MAX(IF($B$3:$B$8786=$B8791,K$3:K$8786))","v":2.6930854403196852E-2},null,{"$f":"MAX(IF($B$3:$B$8786=$B8791,M$3:M$8786))","v":9.0878729835344417E-3},{"$f":"MAX(IF($B$3:$B$8786=$B8791,N$3:N$8786))","v":1.3862500202652625E-2},{"$f":"MAX(IF($B$3:$B$8786=$B8791,O$3:O$8786))","v":1.4565771903010281E-4},{"$f":"MAX(IF($B$3:$B$8786=$B8791,P$3:P$8786))","v":3.8899668572233564E-3},{"$f":"MAX(IF($B$3:$B$8786=$B8791,Q$3:Q$8786))","v":5.0041486778613048E-5},{"$f":"MAX(IF($B$3:$B$8786=$B8791,R$3:R$8786))","v":2.2918123827070095E-5},{"$f":"MAX(IF($B$3:$B$8786=$B8791,S$3:S$8786))","v":2.5772148828743766E-2}]
[null,5,null,null,{"$f":"MAX(IF($B$3:$B$8786=$B8792,E$3:E$8786))","v":8.4513085723193701E-3},{"$f":"MAX(IF($B$3:$B$8786=$B8792,F$3:F$8786))","v":1.3313913972264863E-2},{"$f":"MAX(IF($B$3:$B$8786=$B8792,G$3:G$8786))","v":2.1653054000234125E-4},{"$f":"MAX(IF($B$3:$B$8786=$B8792,H$3:H$8786))","v":3.6670862119563366E-3},{"$f":"MAX(IF($B$3:$B$8786=$B8792,I$3:I$8786))","v":4.4354838709677579E-7},{"$f":"MAX(IF($B$3:$B$8786=$B8792,J$3:J$8786))","v":2.7474105767974018E-5},{"$f":"MAX(IF($B$3:$B$8786=$B8792,K$3:K$8786))","v":2.3683371119923788E-2},null,{"$f":"MAX(IF($B$3:$B$8786=$B8792,M$3:M$8786))","v":7.8893559928435459E-3},{"$f":"MAX(IF($B$3:$B$8786=$B8792,N$3:N$8786))","v":1.2974370515389168E-2},{"$f":"MAX(IF($B$3:$B$8786=$B8792,O$3:O$8786))","v":1.3882931965538268E-4},{"$f":"MAX(IF($B$3:$B$8786=$B8792,P$3:P$8786))","v":3.4228037233804739E-3},{"$f":"MAX(IF($B$3:$B$8786=$B8792,Q$3:Q$8786))","v":4.8427245269625589E-5},{"$f":"MAX(IF($B$3:$B$8786=$B8792,R$3:R$8786))","v":2.3580341320882244E-5},{"$f":"MAX(IF($B$3:$B$8786=$B8792,S$3:S$8786))","v":2.2701908382541516E-2}]
[null,6,null,null,{"$f":"MAX(IF($B$3:$B$8786=$B8793,E$3:E$8786))","v":9.1406790659379882E-3},{"$f":"MAX(IF($B$3:$B$8786=$B8793,F$3:F$8786))","v":1.3578361478798992E-2},{"$f":"MAX(IF($B$3:$B$8786=$B8793,G$3:G$8786))","v":2.1766663927058068E-4},{"$f":"MAX(IF($B$3:$B$8786=$B8793,H$3:H$8786))","v":3.6450946439957046E-3},{"$f":"MAX(IF($B$3:$B$8786=$B8793,I$3:I$8786))","v":4.5833333333333443E-7},{"$f":"MAX(IF($B$3:$B$8786=$B8793,J$3:J$8786))","v":3.0284963850359284E-5},{"$f":"MAX(IF($B$3:$B$8786=$B8793,K$3:K$8786))","v":2.367630503561061E-2},null,{"$f":"MAX(IF($B$3:$B$8786=$B8793,M$3:M$8786))","v":8.5328881971855966E-3},{"$f":"MAX(IF($B$3:$B$8786=$B8793,N$3:N$8786))","v":1.3232073842809791E-2},{"$f":"MAX(IF($B$3:$B$8786=$B8793,O$3:O$8786))","v":1.3955773370944154E-4},{"$f":"MAX(IF($B$3:$B$8786=$B8793,P$3:P$8786))","v":3.4022771209643093E-3},{"$f":"MAX(IF($B$3:$B$8786=$B8793,Q$3:Q$8786))","v":5.0041486778613048E-5},{"$f":"MAX(IF($B$3:$B$8786=$B8793,R$3:R$8786))","v":2.5992830868202376E-5},{"$f":"MAX(IF($B$3:$B$8786=$B8793,S$3:S$8786))","v":2.2698630647812728E-2}]
[null,7,null,null,{"$f":"MAX(IF($B$3:$B$8786=$B8794,E$3:E$8786))","v":7.4837406995828318E-3},{"$f":"MAX(IF($B$3:$B$8786=$B8794,F$3:F$8786))","v":1.4435994904078838E-2},{"$f":"MAX(IF($B$3:$B$8786=$B8794,G$3:G$8786))","v":2.324854545454559E-4},{"$f":"MAX(IF($B$3:$B$8786=$B8794,H$3:H$8786))","v":3.293100620440637E-3},{"$f":"MAX(IF($B$3:$B$8786=$B8794,I$3:I$8786))","v":4.4354838709677579E-7},{"$f":"MAX(IF($B$3:$B$8786=$B8794,J$3:J$8786))","v":3.0904372949707874E-5},{"$f":"MAX(IF($B$3:$B$8786=$B8794,K$3:K$8786))","v":2.4134164878175574E-2},null,{"$f":"MAX(IF($B$3:$B$8786=$B8794,M$3:M$8786))","v":6.98612457844946E-3},{"$f":"MAX(IF($B$3:$B$8786=$B8794,N$3:N$8786))","v":1.4067835126016443E-2},{"$f":"MAX(IF($B$3:$B$8786=$B8794,O$3:O$8786))","v":1.490588694046071E-4},{"$f":"MAX(IF($B$3:$B$8786=$B8794,P$3:P$8786))","v":3.0737311351885311E-3},{"$f":"MAX(IF($B$3:$B$8786=$B8794,Q$3:Q$8786))","v":4.8427245269625589E-5},{"$f":"MAX(IF($B$3:$B$8786=$B8794,R$3:R$8786))","v":2.6524454284929765E-5},{"$f":"MAX(IF($B$3:$B$8786=$B8794,S$3:S$8786))","v":2.3167539366164318E-2}]
[null,8,null,null,{"$f":"MAX(IF($B$3:$B$8786=$B8795,E$3:E$8786))","v":9.3756454350902435E-3},{"$f":"MAX(IF($B$3:$B$8786=$B8795,F$3:F$8786))","v":1.3159977126676567E-2},{"$f":"MAX(IF($B$3:$B$8786=$B8795,G$3:G$8786))","v":2.1772419328419248E-4},{"$f":"MAX(IF($B$3:$B$8786=$B8795,H$3:H$8786))","v":3.5942227601312199E-3},{"$f":"MAX(IF($B$3:$B$8786=$B8795,I$3:I$8786))","v":4.4354838709677579E-7},{"$f":"MAX(IF($B$3:$B$8786=$B8795,J$3:J$8786))","v":2.6005368075214756E-5},{"$f":"MAX(IF($B$3:$B$8786=$B8795,K$3:K$8786))","v":2.3347445234497936E-2},null,{"$f":"MAX(IF($B$3:$B$8786=$B8795,M$3:M$8786))","v":8.752230955378049E-3},{"$f":"MAX(IF($B$3:$B$8786=$B8795,N$3:N$8786))","v":1.2824359506245397E-2},{"$f":"MAX(IF($B$3:$B$8786=$B8795,O$3:O$8786))","v":1.395946346683228E-4},{"$f":"MAX(IF($B$3:$B$8786=$B8795,P$3:P$8786))","v":3.3547940612699357E-3},{"$f":"MAX(IF($B$3:$B$8786=$B8795,Q$3:Q$8786))","v":4.8427245269625589E-5},{"$f":"MAX(IF($B$3:$B$8786=$B8795,R$3:R$8786))","v":2.231976030694148E-5},{"$f":"MAX(IF($B$3:$B$8786=$B8795,S$3:S$8786))","v":2.2281192430768919E-2}]
[null,9,null,null,{"$f":"MAX(IF($B$3:$B$8786=$B8796,E$3:E$8786))","v":7.8914115925847478E-3},{"$f":"MAX(IF($B$3:$B$8786=$B8796,F$3:F$8786))","v":1.3516362028333992E-2},{"$f":"MAX(IF($B$3:$B$8786=$B8796,G$3:G$8786))","v":2.1477028240405368E-4},{"$f":"MAX(IF($B$3:$B$8786=$B8796,H$3:H$8786))","v":3.1690788485836657E-3},{"$f":"MAX(IF($B$3:$B$8786=$B8796,I$3:I$8786))","v":4.5833333333333443E-7},{"$f":"MAX(IF($B$3:$B$8786=$B8796,J$3:J$8786))","v":2.2667527871568995E-5},{"$f":"MAX(IF($B$3:$B$8786=$B8796,K$3:K$8786))","v":2.2965430413140135E-2},null,{"$f":"MAX(IF($B$3:$B$8786=$B8796,M$3:M$8786))","v":7.366688224338191E-3},{"$f":"MAX(IF($B$3:$B$8786=$B8796,N$3:N$8786))","v":1.3171655558317407E-2},{"$f":"MAX(IF($B$3:$B$8786=$B8796,O$3:O$8786))","v":1.3770072428594501E-4},{"$f":"MAX(IF($B$3:$B$8786=$B8796,P$3:P$8786))","v":2.9579710581256525E-3},{"$f":"MAX(IF($B$3:$B$8786=$B8796,Q$3:Q$8786))","v":5.0041486778613048E-5},{"$f":"MAX(IF($B$3:$B$8786=$B8796,R$3:R$8786))","v":1.945497511825382E-5},{"$f":"MAX(IF($B$3:$B$8786=$B8796,S$3:S$8786))","v":2.2041654646941661E-2}]
[null,10,null,null,{"$f":"MAX(IF($B$3:$B$8786=$B8797,E$3:E$8786))","v":8.5472727876128637E-3},{"$f":"MAX(IF($B$3:$B$8786=$B8797,F$3:F$8786))","v":1.3599891584716681E-2},{"$f":"MAX(IF($B$3:$B$8786=$B8797,G$3:G$8786))","v":2.1858515433966898E-4},{"$f":"MAX(IF($B$3:$B$8786=$B8797,H$3:H$8786))","v":3.4981645953219287E-3},{"$f":"MAX(IF($B$3:$B$8786=$B8797,I$3:I$8786))","v":4.4354838709677579E-7},{"$f":"MAX(IF($B$3:$B$8786=$B8797,J$3:J$8786))","v":1.9297504305239392E-5},{"$f":"MAX(IF($B$3:$B$8786=$B8797,K$3:K$8786))","v":2.3732682226795976E-2},null,{"$f":"MAX(IF($B$3:$B$8786=$B8797,M$3:M$8786))","v":7.9789392627650797E-3},{"$f":"MAX(IF($B$3:$B$8786=$B8797,N$3:N$8786))","v":1.3253054868524211E-2},{"$f":"MAX(IF($B$3:$B$8786=$B8797,O$3:O$8786))","v":1.4014664288656439E-4},{"$f":"MAX(IF($B$3:$B$8786=$B8797,P$3:P$8786))","v":3.2651347990746973E-3},{"$f":"MAX(IF($B$3:$B$8786=$B8797,Q$3:Q$8786))","v":4.8427245269625589E-5},{"$f":"MAX(IF($B$3:$B$8786=$B8797,R$3:R$8786))","v":1.6562567750218531E-5},{"$f":"MAX(IF($B$3:$B$8786=$B8797,S$3:S$8786))","v":2.263980089882741E-2}]
[null,11,null,null,{"$f":"MAX(IF($B$3:$B$8786=$B8798,E$3:E$8786))","v":1.1327695367807112E-2},{"$f":"MAX(IF($B$3:$B$8786=$B8798,F$3:F$8786))","v":1.5141676945152576E-2},{"$f":"MAX(IF($B$3:$B$8786=$B8798,G$3:G$8786))","v":2.3041111476538467E-4},{"$f":"MAX(IF($B$3:$B$8786=$B8798,H$3:H$8786))","v":4.8453321423428466E-3},{"$f":"MAX(IF($B$3:$B$8786=$B8798,I$3:I$8786))","v":4.5833333333333443E-7},{"$f":"MAX(IF($B$3:$B$8786=$B8798,J$3:J$8786))","v":1.9319887507713655E-5},{"$f":"MAX(IF($B$3:$B$8786=$B8798,K$3:K$8786))","v":2.8286775191643718E-2},null,{"$f":"MAX(IF($B$3:$B$8786=$B8798,M$3:M$8786))","v":1.0574483296920843E-2},{"$f":"MAX(IF($B$3:$B$8786=$B8798,N$3:N$8786))","v":1.4755520226432428E-2},{"$f":"MAX(IF($B$3:$B$8786=$B8798,O$3:O$8786))","v":1.4772889913621784E-4},{"$f":"MAX(IF($B$3:$B$8786=$B8798,P$3:P$8786))","v":4.5225609487316992E-3},{"$f":"MAX(IF($B$3:$B$8786=$B8798,Q$3:Q$8786))","v":5.0041486778613048E-5},{"$f":"MAX(IF($B$3:$B$8786=$B8798,R$3:R$8786))","v":1.6581778695923371E-5},{"$f":"MAX(IF($B$3:$B$8786=$B8798,S$3:S$8786))","v":2.6946823626113319E-2}]
[null,12,null,null,{"$f":"MAX(IF($B$3:$B$8786=$B8799,E$3:E$8786))","v":1.3046889234657121E-2},{"$f":"MAX(IF($B$3:$B$8786=$B8799,F$3:F$8786))","v":1.5946215812091595E-2},{"$f":"MAX(IF($B$3:$B$8786=$B8799,G$3:G$8786))","v":2.7297529045742423E-4},{"$f":"MAX(IF($B$3:$B$8786=$B8799,H$3:H$8786))","v":5.3206279925525381E-3},{"$f":"MAX(IF($B$3:$B$8786=$B8799,I$3:I$8786))","v":4.4354838709677579E-7},{"$f":"MAX(IF($B$3:$B$8786=$B8799,J$3:J$8786))","v":2.1550928354714983E-5},{"$f":"MAX(IF($B$3:$B$8786=$B8799,K$3:K$8786))","v":3.1632818962057489E-2},null,{"$f":"MAX(IF($B$3:$B$8786=$B8799,M$3:M$8786))","v":1.2179362863230498E-2},{"$f":"MAX(IF($B$3:$B$8786=$B8799,N$3:N$8786))","v":1.5539541016670606E-2},{"$f":"MAX(IF($B$3:$B$8786=$B8799,O$3:O$8786))","v":1.7501907055016312E-4},{"$f":"MAX(IF($B$3:$B$8786=$B8799,P$3:P$8786))","v":4.9661950254274645E-3},{"$f":"MAX(IF($B$3:$B$8786=$B8799,Q$3:Q$8786))","v":4.8427245269625589E-5},{"$f":"MAX(IF($B$3:$B$8786=$B8799,R$3:R$8786))","v":1.8496625538161502E-5},{"$f":"MAX(IF($B$3:$B$8786=$B8799,S$3:S$8786))","v":3.0095267184073283E-2}]
[]
[]
["CP",1,null,null,{"$f":"MAX(IF($K$3:$K$8786=$K8802,E$3:E$8786))","v":1.1600798087499893E-2},{"$f":"MAX(IF($K$3:$K$8786=$K8802,F$3:F$8786))","v":1.5014522810695215E-2},{"$f":"MAX(IF($K$3:$K$8786=$K8802,G$3:G$8786))","v":2.5325125214408243E-4},{"$f":"MAX(IF($K$3:$K$8786=$K8802,H$3:H$8786))","v":4.3581893728655945E-3},{"$f":"MAX(IF($K$3:$K$8786=$K8802,I$3:I$8786))","v":4.4354838709677579E-7},{"$f":"MAX(IF($K$3:$K$8786=$K8802,J$3:J$8786))","v":1.765152426606254E-5},{"$f":"MAX(IF($B$3:$B$8786=$B8802,K$3:K$8786))","v":3.1244856595857941E-2},{"$f":"IF(SUM(E8802:H8802)=K8802,TRUE)","v":false},{"$f":"MAX(IF($S$3:$S$8786=$S8802,M$3:M$8786))","v":1.0829426606567246E-2},{"$f":"MAX(IF($S$3:$S$8786=$S8802,N$3:N$8786))","v":1.4631608891534958E-2},{"$f":"MAX(IF($S$3:$S$8786=$S8802,O$3:O$8786))","v":1.6237293379796024E-4},{"$f":"MAX(IF($S$3:$S$8786=$S8802,P$3:P$8786))","v":4.0678691338111323E-3},{"$f":"MAX(IF($S$3:$S$8786=$S8802,Q$3:Q$8786))","v":4.8427245269625589E-5},{"$f":"MAX(IF($S$3:$S$8786=$S8802,R$3:R$8786))","v":1.5149864040808177E-5},{"$f":"S8788","v":2.975485467502173E-2},{"$f":"IF(SUM(M8802:P8802)=S8802,TRUE)","v":false}]
[null,2,null,null,{"$f":"MAX(IF($K$3:$K$8786=$K8803,E$3:E$8786))","v":1.0528659968532191E-2},{"$f":"MAX(IF($K$3:$K$8786=$K8803,F$3:F$8786))","v":1.4722138197621332E-2},{"$f":"MAX(IF($K$3:$K$8786=$K8803,G$3:G$8786))","v":2.4278869434466363E-4},{"$f":"MAX(IF($K$3:$K$8786=$K8803,H$3:H$8786))","v":4.1373883199516785E-3},{"$f":"MAX(IF($K$3:$K$8786=$K8803,I$3:I$8786))","v":4.7413793103448329E-7},{"$f":"MAX(IF($K$3:$K$8786=$K8803,J$3:J$8786))","v":1.9332953773541564E-5},{"$f":"MAX(IF($B$3:$B$8786=$B8803,K$3:K$8786))","v":2.9650782272154442E-2},false,{"$f":"MAX(IF($S$3:$S$8786=$S8803,M$3:M$8786))","v":9.8285781318425188E-3},{"$f":"MAX(IF($S$3:$S$8786=$S8803,N$3:N$8786))","v":1.4346680934893375E-2},{"$f":"MAX(IF($S$3:$S$8786=$S8803,O$3:O$8786))","v":1.5566482795232423E-4},{"$f":"MAX(IF($S$3:$S$8786=$S8803,P$3:P$8786))","v":3.8617767153738534E-3},{"$f":"MAX(IF($S$3:$S$8786=$S8803,Q$3:Q$8786))","v":5.1767055288220326E-5},{"$f":"MAX(IF($S$3:$S$8786=$S8803,R$3:R$8786))","v":1.65929931467453E-5},{"$f":"S8789","v":2.8261060658497036E-2},false]
[null,3,null,null,{"$f":"MAX(IF($K$3:$K$8786=$K8804,E$3:E$8786))","v":1.219335114731402E-2},{"$f":"MAX(IF($K$3:$K$8786=$K8804,F$3:F$8786))","v":1.033801599630645E-2},{"$f":"MAX(IF($K$3:$K$8786=$K8804,G$3:G$8786))","v":2.3515074203710472E-4},{"$f":"MAX(IF($K$3:$K$8786=$K8804,H$3:H$8786))","v":4.5853909408741581E-3},{"$f":"MAX(IF($K$3:$K$8786=$K8804,I$3:I$8786))","v":4.4354838709677579E-7},{"$f":"MAX(IF($K$3:$K$8786=$K8804,J$3:J$8786))","v":2.2362671675214194E-5},{"$f":"MAX(IF($B$3:$B$8786=$B8804,K$3:K$8786))","v":2.7374715046594042E-2},false,{"$f":"MAX(IF($S$3:$S$8786=$S8804,M$3:M$8786))","v":7.359543194034493E-3},{"$f":"MAX(IF($S$3:$S$8786=$S8804,N$3:N$8786))","v":1.4811098505276312E-2},{"$f":"MAX(IF($S$3:$S$8786=$S8804,O$3:O$8786))","v":0},{"$f":"MAX(IF($S$3:$S$8786=$S8804,P$3:P$8786))","v":3.9957164033451878E-3},{"$f":"MAX(IF($S$3:$S$8786=$S8804,Q$3:Q$8786))","v":4.8427245269625589E-5},{"$f":"MAX(IF($S$3:$S$8786=$S8804,R$3:R$8786))","v":0},2.6214785347925616E-2,false]
[null,4,null,null,{"$f":"MAX(IF($K$3:$K$8786=$K8805,E$3:E$8786))","v":8.5422553651661563E-3},{"$f":"MAX(IF($K$3:$K$8786=$K8805,F$3:F$8786))","v":1.4220550337288718E-2},{"$f":"MAX(IF($K$3:$K$8786=$K8805,G$3:G$8786))","v":0},{"$f":"MAX(IF($K$3:$K$8786=$K8805,H$3:H$8786))","v":4.1675903674086414E-3},{"$f":"MAX(IF($K$3:$K$8786=$K8805,I$3:I$8786))","v":4.5833333333333443E-7},{"$f":"MAX(IF($K$3:$K$8786=$K8805,J$3:J$8786))","v":0},{"$f":"MAX(IF($B$3:$B$8786=$B8805,K$3:K$8786))","v":2.6930854403196852E-2},false,{"$f":"MAX(IF($S$3:$S$8786=$S8805,M$3:M$8786))","v":7.9742554636220431E-3},{"$f":"MAX(IF($S$3:$S$8786=$S8805,N$3:N$8786))","v":1.3857885021119752E-2},{"$f":"MAX(IF($S$3:$S$8786=$S8805,O$3:O$8786))","v":0},{"$f":"MAX(IF($S$3:$S$8786=$S8805,P$3:P$8786))","v":3.8899668572233564E-3},{"$f":"MAX(IF($S$3:$S$8786=$S8805,Q$3:Q$8786))","v":5.0041486778613048E-5},{"$f":"MAX(IF($S$3:$S$8786=$S8805,R$3:R$8786))","v":0},2.5772148828743766E-2,false]
[null,5,null,null,{"$f":"MAX(IF($K$3:$K$8786=$K8806,E$3:E$8786))","v":6.7884334432134E-3},{"$f":"MAX(IF($K$3:$K$8786=$K8806,F$3:F$8786))","v":1.3313913972264863E-2},{"$f":"MAX(IF($K$3:$K$8786=$K8806,G$3:G$8786))","v":0},{"$f":"MAX(IF($K$3:$K$8786=$K8806,H$3:H$8786))","v":3.5805801560584295E-3},{"$f":"MAX(IF($K$3:$K$8786=$K8806,I$3:I$8786))","v":4.4354838709677579E-7},{"$f":"MAX(IF($K$3:$K$8786=$K8806,J$3:J$8786))","v":0},{"$f":"MAX(IF($B$3:$B$8786=$B8806,K$3:K$8786))","v":2.3683371119923788E-2},false,{"$f":"MAX(IF($S$3:$S$8786=$S8806,M$3:M$8786))","v":6.3370503643244945E-3},{"$f":"MAX(IF($S$3:$S$8786=$S8806,N$3:N$8786))","v":1.2974370515389168E-2},{"$f":"MAX(IF($S$3:$S$8786=$S8806,O$3:O$8786))","v":0},{"$f":"MAX(IF($S$3:$S$8786=$S8806,P$3:P$8786))","v":3.3420602575582308E-3},{"$f":"MAX(IF($S$3:$S$8786=$S8806,Q$3:Q$8786))","v":4.8427245269625589E-5},{"$f":"MAX(IF($S$3:$S$8786=$S8806,R$3:R$8786))","v":0},2.2701908382541516E-2,false]
[null,6,null,null,{"$f":"MAX(IF($K$3:$K$8786=$K8807,E$3:E$8786))","v":7.2291120167955929E-3},{"$f":"MAX(IF($K$3:$K$8786=$K8807,F$3:F$8786))","v":1.3354376141433944E-2},{"$f":"MAX(IF($K$3:$K$8786=$K8807,G$3:G$8786))","v":0},{"$f":"MAX(IF($K$3:$K$8786=$K8807,H$3:H$8786))","v":3.0923585440477365E-3},{"$f":"MAX(IF($K$3:$K$8786=$K8807,I$3:I$8786))","v":4.5833333333333443E-7},{"$f":"MAX(IF($K$3:$K$8786=$K8807,J$3:J$8786))","v":0},{"$f":"MAX(IF($B$3:$B$8786=$B8807,K$3:K$8786))","v":2.367630503561061E-2},false,{"$f":"MAX(IF($S$3:$S$8786=$S8807,M$3:M$8786))","v":6.7484269121878132E-3},{"$f":"MAX(IF($S$3:$S$8786=$S8807,N$3:N$8786))","v":1.3013800781781876E-2},{"$f":"MAX(IF($S$3:$S$8786=$S8807,O$3:O$8786))","v":0},{"$f":"MAX(IF($S$3:$S$8786=$S8807,P$3:P$8786))","v":2.8863614670644241E-3},{"$f":"MAX(IF($S$3:$S$8786=$S8807,Q$3:Q$8786))","v":5.0041486778613048E-5},{"$f":"MAX(IF($S$3:$S$8786=$S8807,R$3:R$8786))","v":0},2.2698630647812728E-2,false]
[null,7,null,null,{"$f":"MAX(IF($K$3:$K$8786=$K8808,E$3:E$8786))","v":6.9220441953818882E-3},{"$f":"MAX(IF($K$3:$K$8786=$K8808,F$3:F$8786))","v":1.4404849411048335E-2},{"$f":"MAX(IF($K$3:$K$8786=$K8808,G$3:G$8786))","v":0},{"$f":"MAX(IF($K$3:$K$8786=$K8808,H$3:H$8786))","v":2.8068277233582535E-3},{"$f":"MAX(IF($K$3:$K$8786=$K8808,I$3:I$8786))","v":4.4354838709677579E-7},{"$f":"MAX(IF($K$3:$K$8786=$K8808,J$3:J$8786))","v":0},{"$f":"MAX(IF($B$3:$B$8786=$B8808,K$3:K$8786))","v":2.4134164878175574E-2},false,{"$f":"MAX(IF($S$3:$S$8786=$S8808,M$3:M$8786))","v":6.4617769411981999E-3},{"$f":"MAX(IF($S$3:$S$8786=$S8808,N$3:N$8786))","v":1.4037483933474265E-2},{"$f":"MAX(IF($S$3:$S$8786=$S8808,O$3:O$8786))","v":0},{"$f":"MAX(IF($S$3:$S$8786=$S8808,P$3:P$8786))","v":2.6198512462222308E-3},{"$f":"MAX(IF($S$3:$S$8786=$S8808,Q$3:Q$8786))","v":4.8427245269625589E-5},{"$f":"MAX(IF($S$3:$S$8786=$S8808,R$3:R$8786))","v":0},2.3167539366164318E-2,false]
[null,8,null,null,{"$f":"MAX(IF($K$3:$K$8786=$K8809,E$3:E$8786))","v":9.0523059270435722E-3},{"$f":"MAX(IF($K$3:$K$8786=$K8809,F$3:F$8786))","v":1.0700472998936049E-2},{"$f":"MAX(IF($K$3:$K$8786=$K8809,G$3:G$8786))","v":0},{"$f":"MAX(IF($K$3:$K$8786=$K8809,H$3:H$8786))","v":3.5942227601312199E-3},{"$f":"MAX(IF($K$3:$K$8786=$K8809,I$3:I$8786))","v":4.4354838709677579E-7},{"$f":"MAX(IF($K$3:$K$8786=$K8809,J$3:J$8786))","v":0},{"$f":"MAX(IF($B$3:$B$8786=$B8809,K$3:K$8786))","v":2.3347445234497936E-2},false,{"$f":"MAX(IF($S$3:$S$8786=$S8809,M$3:M$8786))","v":8.4503912504729165E-3},{"$f":"MAX(IF($S$3:$S$8786=$S8809,N$3:N$8786))","v":1.0427579873756443E-2},{"$f":"MAX(IF($S$3:$S$8786=$S8809,O$3:O$8786))","v":0},{"$f":"MAX(IF($S$3:$S$8786=$S8809,P$3:P$8786))","v":3.3547940612699357E-3},{"$f":"MAX(IF($S$3:$S$8786=$S8809,Q$3:Q$8786))","v":4.8427245269625589E-5},{"$f":"MAX(IF($S$3:$S$8786=$S8809,R$3:R$8786))","v":0},2.2281192430768919E-2,false]
[null,9,null,null,{"$f":"MAX(IF($K$3:$K$8786=$K8810,E$3:E$8786))","v":6.2795312028891435E-3},{"$f":"MAX(IF($K$3:$K$8786=$K8810,F$3:F$8786))","v":1.3516362028333992E-2},{"$f":"MAX(IF($K$3:$K$8786=$K8810,G$3:G$8786))","v":0},{"$f":"MAX(IF($K$3:$K$8786=$K8810,H$3:H$8786))","v":3.1690788485836657E-3},{"$f":"MAX(IF($K$3:$K$8786=$K8810,I$3:I$8786))","v":4.5833333333333443E-7},{"$f":"MAX(IF($K$3:$K$8786=$K8810,J$3:J$8786))","v":0},{"$f":"MAX(IF($B$3:$B$8786=$B8810,K$3:K$8786))","v":2.2965430413140135E-2},false,{"$f":"MAX(IF($S$3:$S$8786=$S8810,M$3:M$8786))","v":5.8619865437199853E-3},{"$f":"MAX(IF($S$3:$S$8786=$S8810,N$3:N$8786))","v":1.3171655558317407E-2},{"$f":"MAX(IF($S$3:$S$8786=$S8810,O$3:O$8786))","v":0},{"$f":"MAX(IF($S$3:$S$8786=$S8810,P$3:P$8786))","v":2.9579710581256525E-3},{"$f":"MAX(IF($S$3:$S$8786=$S8810,Q$3:Q$8786))","v":5.0041486778613048E-5},{"$f":"MAX(IF($S$3:$S$8786=$S8810,R$3:R$8786))","v":0},2.2041654646941661E-2,false]
[null,10,null,null,{"$f":"MAX(IF($K$3:$K$8786=$K8811,E$3:E$8786))","v":7.9672823956262948E-3},{"$f":"MAX(IF($K$3:$K$8786=$K8811,F$3:F$8786))","v":1.2269193365583837E-2},{"$f":"MAX(IF($K$3:$K$8786=$K8811,G$3:G$8786))","v":2.1858515433966898E-4},{"$f":"MAX(IF($K$3:$K$8786=$K8811,H$3:H$8786))","v":3.2578802585538406E-3},{"$f":"MAX(IF($K$3:$K$8786=$K8811,I$3:I$8786))","v":4.4354838709677579E-7},{"$f":"MAX(IF($K$3:$K$8786=$K8811,J$3:J$8786))","v":1.9297504305239392E-5},{"$f":"MAX(IF($B$3:$B$8786=$B8811,K$3:K$8786))","v":2.3732682226795976E-2},false,{"$f":"MAX(IF($S$3:$S$8786=$S8811,M$3:M$8786))","v":7.4375141525995477E-3},{"$f":"MAX(IF($S$3:$S$8786=$S8811,N$3:N$8786))","v":1.1956293317025237E-2},{"$f":"MAX(IF($S$3:$S$8786=$S8811,O$3:O$8786))","v":1.4014664288656439E-4},{"$f":"MAX(IF($S$3:$S$8786=$S8811,P$3:P$8786))","v":3.0408569732962147E-3},{"$f":"MAX(IF($S$3:$S$8786=$S8811,Q$3:Q$8786))","v":4.8427245269625589E-5},{"$f":"MAX(IF($S$3:$S$8786=$S8811,R$3:R$8786))","v":1.6562567750218531E-5},2.263980089882741E-2,false]
[null,11,null,null,{"$f":"MAX(IF($K$3:$K$8786=$K8812,E$3:E$8786))","v":1.030770854825429E-2},{"$f":"MAX(IF($K$3:$K$8786=$K8812,F$3:F$8786))","v":1.3676859665428951E-2},{"$f":"MAX(IF($K$3:$K$8786=$K8812,G$3:G$8786))","v":2.3041111476538467E-4},{"$f":"MAX(IF($K$3:$K$8786=$K8812,H$3:H$8786))","v":4.0520176423540421E-3},{"$f":"MAX(IF($K$3:$K$8786=$K8812,I$3:I$8786))","v":4.5833333333333443E-7},{"$f":"MAX(IF($K$3:$K$8786=$K8812,J$3:J$8786))","v":1.9319887507713655E-5},{"$f":"MAX(IF($B$3:$B$8786=$B8812,K$3:K$8786))","v":2.8286775191643718E-2},false,{"$f":"MAX(IF($S$3:$S$8786=$S8812,M$3:M$8786))","v":9.6223184269956085E-3},{"$f":"MAX(IF($S$3:$S$8786=$S8812,N$3:N$8786))","v":1.33280600397383E-2},{"$f":"MAX(IF($S$3:$S$8786=$S8812,O$3:O$8786))","v":1.4772889913621784E-4},{"$f":"MAX(IF($S$3:$S$8786=$S8812,P$3:P$8786))","v":3.7820929947686554E-3},{"$f":"MAX(IF($S$3:$S$8786=$S8812,Q$3:Q$8786))","v":5.0041486778613048E-5},{"$f":"MAX(IF($S$3:$S$8786=$S8812,R$3:R$8786))","v":1.6581778695923371E-5},2.6946823626113319E-2,false]
[null,12,null,null,{"$f":"MAX(IF($K$3:$K$8786=$K8813,E$3:E$8786))","v":1.2049993373966303E-2},{"$f":"MAX(IF($K$3:$K$8786=$K8813,F$3:F$8786))","v":1.4550839873342696E-2},{"$f":"MAX(IF($K$3:$K$8786=$K8813,G$3:G$8786))","v":2.6170878170159818E-4},{"$f":"MAX(IF($K$3:$K$8786=$K8813,H$3:H$8786))","v":4.7491719277389186E-3},{"$f":"MAX(IF($K$3:$K$8786=$K8813,I$3:I$8786))","v":4.4354838709677579E-7},{"$f":"MAX(IF($K$3:$K$8786=$K8813,J$3:J$8786))","v":2.0661456920880405E-5},{"$f":"MAX(IF($B$3:$B$8786=$B8813,K$3:K$8786))","v":3.1632818962057489E-2},false,{"$f":"MAX(IF($S$3:$S$8786=$S8813,M$3:M$8786))","v":1.1248753565808572E-2},{"$f":"MAX(IF($S$3:$S$8786=$S8813,N$3:N$8786))","v":1.417975121516662E-2},{"$f":"MAX(IF($S$3:$S$8786=$S8813,O$3:O$8786))","v":1.6779550871243886E-4},{"$f":"MAX(IF($S$3:$S$8786=$S8813,P$3:P$8786))","v":4.4328064347761084E-3},{"$f":"MAX(IF($S$3:$S$8786=$S8813,Q$3:Q$8786))","v":4.8427245269625589E-5},{"$f":"MAX(IF($S$3:$S$8786=$S8813,R$3:R$8786))","v":1.7733214339918143E-5},3.0095267184073283E-2,false]
[]
["4CP",{"$f":"SUMIF($K$8802:$K$8813,$K8815,B$8802:B$8813)","v":12},null,null,{"$f":"SUMIF($K$8802:$K$8813,$K8815,E$8802:E$8813)","v":1.2049993373966303E-2},1.4550839873342696E-2,2.6170878170159818E-4,4.7491719277389186E-3,4.4354838709677579E-7,2.0661456920880405E-5,{"$f":"LARGE(K$8802:K$8813,1)","v":3.1632818962057489E-2},null,{"$f":"SUMIF($S$8802:$S$8813,$S8815,M$8802:M$8813)","v":1.1248753565808572E-2},1.417975121516662E-2,1.6779550871243886E-4,4.4328064347761084E-3,4.8427245269625589E-5,1.7733214339918143E-5,{"$f":"LARGE(S$8802:S$8813,1)","v":3.0095267184073283E-2}]
[null,{"$f":"SUMIF($K$8802:$K$8813,$K8816,B$8802:B$8813)","v":1},null,null,1.1600798087499893E-2,1.5014522810695215E-2,2.5325125214408243E-4,4.3581893728655945E-3,4.4354838709677579E-7,1.765152426606254E-5,{"$f":"LARGE(K$8802:K$8813,2)","v":3.1244856595857941E-2},null,1.0829426606567246E-2,1.4631608891534958E-2,1.6237293379796024E-4,4.0678691338111323E-3,4.8427245269625589E-5,1.5149864040808177E-5,{"$f":"LARGE(S$8802:S$8813,2)","v":2.975485467502173E-2}]
[null,{"$f":"SUMIF($K$8802:$K$8813,$K8817,B$8802:B$8813)","v":2},null,null,1.0528659968532191E-2,1.4722138197621332E-2,2.4278869434466363E-4,4.1373883199516785E-3,4.7413793103448329E-7,1.9332953773541564E-5,{"$f":"LARGE(K$8802:K$8813,3)","v":2.9650782272154442E-2},null,9.8285781318425188E-3,1.4346680934893375E-2,1.5566482795232423E-4,3.8617767153738534E-3,5.1767055288220326E-5,1.65929931467453E-5,{"$f":"LARGE(S$8802:S$8813,3)","v":2.8261060658497036E-2}]
[null,{"$f":"SUMIF($K$8802:$K$8813,$K8818,B$8802:B$8813)","v":11},null,null,1.030770854825429E-2,1.3676859665428951E-2,2.3041111476538467E-4,4.0520176423540421E-3,4.5833333333333443E-7,1.9319887507713655E-5,{"$f":"LARGE(K$8802:K$8813,4)","v":2.8286775191643718E-2},null,9.6223184269956085E-3,1.33280600397383E-2,1.4772889913621784E-4,3.7820929947686554E-3,5.0041486778613048E-5,1.6581778695923371E-5,{"$f":"LARGE(S$8802:S$8813,4)","v":2.6946823626113319E-2}]

{"sheet":"2006 Input to CA model","index":2,"n_rows":33,"n_cols":23,"rows_kept":33,"cut":false,"hidden":true,"merged":[]}
[]
[" Feed into OEB Cost Allocation Model (version 50) sheet \"I6 Customer Data\", row 27"]
[null,null,null,1,2,3,4,5,6,7,8,9,10,11,12,13,14,15,16,17,18,19,20]
[null,"ID","Total","Residential","GS>50kW","Street Lighting","Sentinel Lighting","USL","GS<50kW"]
[]
["kWh - 30 year weather normalized amount",null,{"$f":"SUM(D6:I6)","v":468300043.07000053},239658158.53911489,146047497.30911869,5353155.3500000956,7299.4399999996076,534100.96999995504,76699831.461766869,0,0,0,0,0]
[]
[]
[" Feed into OEB Cost Allocation Model sheet (version 50) \"I8 Demand Data\", row 40, 45, 50, 55, 61 and 67"]
[null,null,null,1,2,3,4,5,6,7,8,9,10,11,12,13,14,15,16,17,18,19,20]
["Customer Classes",null,"Total","Residential","GS>50kW","Street Lighting","Sentinel Lighting","USL","GS<50kW"]
[]
["CO-INCIDENT PEAK (kW)"]
[]
["1 CP"]
["Total Sytem CP ","DCP1",{"$f":"SUM(D16:I16)","v":0}]
[]
["4 CP"]
["Total Sytem CP ","DCP4",{"$f":"SUM(D19:I19)","v":0}]
[]
["12 CP"]
["Total Sytem CP ","DCP12",{"$f":"SUM(D22:I22)","v":0}]
[]
["NON CO_INCIDENT PEAK (kW)"]
[]
["1 NCP"]
["Classification NCP from \n Load Data Provider","DNCP1",{"$f":"SUM(D27:I27)","v":0}]
[]
["4 NCP"]
["Classification NCP from \n Load Data Provider","DNCP4",{"$f":"SUM(D30:I30)","v":0}]
[]
["12 NCP"]
["Classification NCP from \n Load Data Provider","DNCP12",{"$f":"SUM(D33:I33)","v":0}]

{"sheet":"Revised Inputs to CA model","index":3,"n_rows":33,"n_cols":16,"rows_kept":33,"cut":false,"hidden":false,"merged":[]}
[]
[" Feed into OEB Cost Allocation Model (version 50) sheet \"I6 Customer Data\", row 27"]
[]
[null,"ID","Total",{"$f":"'Hourly load shapes by class'!E2","v":"Residential"},{"$f":"'Hourly load shapes by class'!F2","v":"GS 50 to 5000kW"},{"$f":"'Hourly load shapes by class'!G2","v":"Street Lighting"},{"$f":"'Hourly load shapes by class'!H2","v":"GS<50kW "},{"$f":"'Hourly load shapes by class'!I2","v":"USL"},{"$f":"'Hourly load shapes by class'!J2","v":"Sentinel Lighting"}]
[]
["kWh - 30 year weather normalized amount",null,{"$f":"SUM(D6:H6)","v":154854945.93506125},{"$f":"'Hourly load shapes by class'!V4","v":50528527.419187017},{"$f":"'Hourly load shapes by class'!W4","v":85229390.659977928},{"$f":"'Hourly load shapes by class'!X4","v":646504.98266260675},{"$f":"'Hourly load shapes by class'!Y4","v":18018164.427466467},{"$f":"'Hourly load shapes by class'!Z4","v":432358.44576719572},{"$f":"'Hourly load shapes by class'!AA4","v":84626.032916264332}]
[]
[]
[" Feed into OEB Cost Allocation Model sheet (version 50) \"I8 Demand Data\", row 40, 45, 50, 55, 61 and 67",null,null,null,null,null,null,null,null,null,"2015 Demand Data"]
[]
["Customer Classes",null,"Total",{"$f":"'Hourly load shapes by class'!E2","v":"Residential"},{"$f":"'Hourly load shapes by class'!F2","v":"GS 50 to 5000kW"},{"$f":"'Hourly load shapes by class'!G2","v":"Street Lighting"},{"$f":"'Hourly load shapes by class'!H2","v":"GS<50kW "},{"$f":"'Hourly load shapes by class'!I2","v":"USL"},{"$f":"'Hourly load shapes by class'!J2","v":"Sentinel Lighting"},null,{"$f":"D11","v":"Residential"},{"$f":"E11","v":"GS 50 to 5000kW"},"Street Lighting","GS<50kW ","USL","Sentinel Lighting"]
[]
["CO-INCIDENT PEAK (kW)"]
[]
["1 CP"]
["Total Sytem CP ","DCP1",{"$f":"SUM(D16:H16)","v":31227.205071591889},{"$f":"'Hourly load shapes by class'!E8802*1000000","v":11600.798087499894},{"$f":"'Hourly load shapes by class'!F8802*1000000","v":15014.522810695215},{"$f":"'Hourly load shapes by class'!G8802*1000000","v":253.25125214408243},{"$f":"'Hourly load shapes by class'!H8802*1000000","v":4358.1893728655941},{"$f":"'Hourly load shapes by class'!I8802*1000000","v":0.4435483870967758},{"$f":"'Hourly load shapes by class'!J8802*1000000","v":17.651524266062541},null,{"$f":"'Hourly load shapes by class'!M8815*1000000","v":11248.753565808573},{"$f":"'Hourly load shapes by class'!N8815*1000000","v":14179.75121516662},{"$f":"'Hourly load shapes by class'!O8815*1000000","v":167.79550871243887},{"$f":"'Hourly load shapes by class'!P8815*1000000","v":4432.8064347761083},{"$f":"'Hourly load shapes by class'!Q8815*1000000","v":48.427245269625587},{"$f":"'Hourly load shapes by class'!R8815*1000000","v":17.733214339918142}]
[]
["4 CP"]
["Total Sytem CP ","DCP4",{"$f":"SUM(D19:H19)","v":120738.26719924538},{"$f":"SUM('Hourly load shapes by class'!E8815:E8818)*1000000","v":44487.159978252668},{"$f":"SUM('Hourly load shapes by class'!F8815:F8818)*1000000","v":57964.360547088188},{"$f":"SUM('Hourly load shapes by class'!G8815:G8818)*1000000","v":988.159842955729},{"$f":"SUM('Hourly load shapes by class'!H8815:H8818)*1000000","v":17296.767262910234},{"$f":"SUM('Hourly load shapes by class'!I8815:I8818)*1000000","v":1.8195680385613693},{"$f":"SUM('Hourly load shapes by class'!J8815:J8818)*1000000","v":76.965822468198155},null,{"$f":"SUM('Hourly load shapes by class'!M8815:M8818)*1000000","v":41529.076731213951},{"$f":"SUM('Hourly load shapes by class'!N8815:N8818)*1000000","v":56486.101081333254},{"$f":"SUM('Hourly load shapes by class'!O8815:O8818)*1000000","v":633.56216959894118},{"$f":"SUM('Hourly load shapes by class'!P8815:P8818)*1000000","v":16144.545278729751},{"$f":"SUM('Hourly load shapes by class'!Q8815:Q8818)*1000000","v":198.66303260608456},{"$f":"SUM('Hourly load shapes by class'!R8815:R8818)*1000000","v":66.057850223394993}]
[]
["12 CP"]
["Total Sytem CP ","DCP12",{"$f":"SUM(D22:H22)","v":316541.57538119977},{"$f":"SUM('Hourly load shapes by class'!E8802:E8813)*1000000","v":109461.47567168274},{"$f":"SUM('Hourly load shapes by class'!F8802:F8813)*1000000","v":160082.09479828435},{"$f":"SUM('Hourly load shapes by class'!G8802:G8813)*1000000","v":1441.8957393325027},{"$f":"SUM('Hourly load shapes by class'!H8802:H8813)*1000000","v":45550.696861926175},{"$f":"SUM('Hourly load shapes by class'!I8802:I8813)*1000000","v":5.4123099740452512},{"$f":"SUM('Hourly load shapes by class'!J8802:J8813)*1000000","v":118.62599844865174},null,{"$f":"SUM('Hourly load shapes by class'!M8802:M8813)*1000000","v":98160.02155337343},{"$f":"SUM('Hourly load shapes by class'!N8802:N8813)*1000000","v":160736.26858747372},{"$f":"SUM('Hourly load shapes by class'!O8802:O8813)*1000000","v":773.7088124855054},{"$f":"SUM('Hourly load shapes by class'!P8802:P8813)*1000000","v":42232.123602834989},{"$f":"SUM('Hourly load shapes by class'!Q8802:Q8813)*1000000","v":590.92371929005162},{"$f":"SUM('Hourly load shapes by class'!R8802:R8813)*1000000","v":82.620417973613513}]
[]
["NON CO_INCIDENT PEAK (kW)"]
[]
["1 NCP"]
["Classification NCP from \n Load Data Provider","DNCP1",{"$f":"SUM(D27:H27)","v":34692.652099509804},{"$f":"'Hourly load shapes by class'!E8788*1000000","v":11935.101369163462},{"$f":"'Hourly load shapes by class'!F8788*1000000","v":16859.822067024354},{"$f":"'Hourly load shapes by class'!G8788*1000000","v":253.25125214408243},{"$f":"'Hourly load shapes by class'!H8788*1000000","v":5644.0338627908077},{"$f":"'Hourly load shapes by class'!I8788*1000000","v":0.4435483870967758},{"$f":"'Hourly load shapes by class'!J8788*1000000","v":17.651524266062541},null,{"$f":"MAX('Hourly load shapes by class'!M8788:M8799)*1000000","v":12179.362863230499},{"$f":"MAX('Hourly load shapes by class'!N8788:N8799)*1000000","v":16429.847659883675},{"$f":"MAX('Hourly load shapes by class'!O8788:O8799)*1000000","v":175.01907055016312},{"$f":"MAX('Hourly load shapes by class'!P8788:P8799)*1000000","v":5268.0572541379552},{"$f":"MAX('Hourly load shapes by class'!Q8788:Q8799)*1000000","v":51.767055288220327},{"$f":"MAX('Hourly load shapes by class'!R8788:R8799)*1000000","v":26.524454284929764}]
[]
["4 NCP"]
["Classification NCP from \n Load Data Provider","DNCP4",{"$f":"SUM(D30:H30)","v":135592.19495766866},{"$f":"(LARGE('Hourly load shapes by class'!E8788:E8799,1)+LARGE('Hourly load shapes by class'!E8788:E8799,2)+LARGE('Hourly load shapes by class'!E8788:E8799,3)+LARGE('Hourly load shapes by class'!E8788:E8799,4))*1000000","v":49201.572446371873},{"$f":"(LARGE('Hourly load shapes by class'!F8788:F8799,1)+LARGE('Hourly load shapes by class'!F8788:F8799,2)+LARGE('Hourly load shapes by class'!F8788:F8799,3)+LARGE('Hourly load shapes by class'!F8788:F8799,4))*1000000","v":64283.373732118249},{"$f":"(LARGE('Hourly load shapes by class'!G8788:G8799,1)+LARGE('Hourly load shapes by class'!G8788:G8799,2)+LARGE('Hourly load shapes by class'!G8788:G8799,3)+LARGE('Hourly load shapes by class'!G8788:G8799,4))*1000000","v":1004.1659789832751},{"$f":"(LARGE('Hourly load shapes by class'!H8788:H8799,1)+LARGE('Hourly load shapes by class'!H8788:H8799,2)+LARGE('Hourly load shapes by class'!H8788:H8799,3)+LARGE('Hourly load shapes by class'!H8788:H8799,4))*1000000","v":21101.233662264214},{"$f":"(LARGE('Hourly load shapes by class'!I8788:I8799,1)+LARGE('Hourly load shapes by class'!I8788:I8799,2)+LARGE('Hourly load shapes by class'!I8788:I8799,3)+LARGE('Hourly load shapes by class'!I8788:I8799,4))*1000000","v":1.8491379310344866},{"$f":"(LARGE('Hourly load shapes by class'!J8788:J8799,1)+LARGE('Hourly load shapes by class'!J8788:J8799,2)+LARGE('Hourly load shapes by class'!J8788:J8799,3)+LARGE('Hourly load shapes by class'!J8788:J8799,4))*1000000","v":115.36598047705949},null,{"$f":"(LARGE('Hourly load shapes by class'!M8788:M8799,1)+LARGE('Hourly load shapes by class'!M8788:M8799,2)+LARGE('Hourly load shapes by class'!M8788:M8799,3)+LARGE('Hourly load shapes by class'!M8788:M8799,4))*1000000","v":45930.013928077547},{"$f":"(LARGE('Hourly load shapes by class'!N8788:N8799,1)+LARGE('Hourly load shapes by class'!N8788:N8799,2)+LARGE('Hourly load shapes by class'!N8788:N8799,3)+LARGE('Hourly load shapes by class'!N8788:N8799,4))*1000000","v":62643.961085911804},{"$f":"(LARGE('Hourly load shapes by class'!O8788:O8799,1)+LARGE('Hourly load shapes by class'!O8788:O8799,2)+LARGE('Hourly load shapes by class'!O8788:O8799,3)+LARGE('Hourly load shapes by class'!O8788:O8799,4))*1000000","v":643.82456018362132},{"$f":"(LARGE('Hourly load shapes by class'!P8788:P8799,1)+LARGE('Hourly load shapes by class'!P8788:P8799,2)+LARGE('Hourly load shapes by class'!P8788:P8799,3)+LARGE('Hourly load shapes by class'!P8788:P8799,4))*1000000","v":19695.577625536149},{"$f":"(LARGE('Hourly load shapes by class'!Q8788:Q8799,1)+LARGE('Hourly load shapes by class'!Q8788:Q8799,2)+LARGE('Hourly load shapes by class'!Q8788:Q8799,3)+LARGE('Hourly load shapes by class'!Q8788:Q8799,4))*1000000","v":201.89151562405945},{"$f":"(LARGE('Hourly load shapes by class'!R8788:R8799,1)+LARGE('Hourly load shapes by class'!R8788:R8799,2)+LARGE('Hourly load shapes by class'!R8788:R8799,3)+LARGE('Hourly load shapes by class'!R8788:R8799,4))*1000000","v":99.015750301084481}]
[]
["12 NCP"]
["Classification NCP from \n Load Data Provider","DNCP12",{"$f":"SUM(D33:H33)","v":350175.19525645144},{"$f":"SUM('Hourly load shapes by class'!E8788:E8799)*1000000","v":121154.52094641099},{"$f":"SUM('Hourly load shapes by class'!F8788:F8799)*1000000","v":175254.83807175016},{"$f":"SUM('Hourly load shapes by class'!G8788:G8799)*1000000","v":2779.5200758710907},{"$f":"SUM('Hourly load shapes by class'!H8788:H8799)*1000000","v":50980.90385244519},{"$f":"SUM('Hourly load shapes by class'!I8788:I8799)*1000000","v":5.4123099740452512},{"$f":"SUM('Hourly load shapes by class'!J8788:J8799)*1000000","v":283.55434630632965},null,{"$f":"SUM('Hourly load shapes by class'!M8788:M8799)*1000000","v":113098.59741949277},{"$f":"SUM('Hourly load shapes by class'!N8788:N8799)*1000000","v":170785.33093229926},{"$f":"SUM('Hourly load shapes by class'!O8788:O8799)*1000000","v":1782.0991029602053},{"$f":"SUM('Hourly load shapes by class'!P8788:P8799)*1000000","v":47584.817329494806},{"$f":"SUM('Hourly load shapes by class'!Q8788:Q8799)*1000000","v":590.92371929005162},{"$f":"SUM('Hourly load shapes by class'!R8788:R8799)*1000000","v":243.36763952903553}]