{"text_format":"1","workbook":"xlsx","n_sheets":4,"sheets":["Data summary","Hourly load shapes by class","2006 Input to CA model","Revised Inputs to CA model"],"not_rendered":{"charts":0,"images":0,"macros":1,"external_links":0,"defined_names":3,"comments":0,"pivot_tables":0},"unopened":[],"bounds":{"document_bytes":16777216,"sheet_cells":100000,"rows_first":2000,"rows_last":500,"rows_between":2000,"halvings":0,"cell_chars":16384,"cell_head_chars":4096},"cells_cut":0,"cells_raw":0,"read":"whole","date_system":"1900"}

{"sheet":"Data summary","index":0,"n_rows":38,"n_cols":15,"rows_kept":38,"cut":false,"hidden":false,"merged":[[34,0,34,1]]}
["RUN # 2","Rate classes","Weather station used for normalization",null,null,null,null,"Test Year"]
[1,"Residential","Windsor",null,null,null,null,2004]
[2,"GS>50kW"]
[3,"Street Lighting"]
[4,"Sentinel Lighting"]
[5,"USL"]
[6,"GS < 50 kW"]
[]
[]
["Monthly kWh by class (with actual weather)",null,"Jan","Feb","Mar","Apr","May","Jun","Jul","Aug","Sep","Oct","Nov","Dec","TOTAL"]
[1,"Residential",10545290.289999999,7809396.4000000004,7479034.669999999,5934202.9100000001,4710592.18,4994678.3,5585015.4000000004,5340582.45,5201411.2,4910099.82,7012688.5300000003,8866653.0100000016,78389645.159999996]
[2,"GS>50kW",7068548.8582902709,6421657.8366001993,6481599.9826500891,5645849.7801726516,5760881.2984813675,5424029.159991255,5771878.9580241228,5726988.7036073441,5639671.5384431677,5943416.2296290547,6244500.6744956616,7052651.4031539047,73181674.423539087]
[3,"Street Lighting",268759.69054039574,231064.22253539183,221136.77220984327,187484.09024684821,170437.82605371633,153535.06208667537,164721.83710223815,185242.360752376,204523.73890496101,238389.16477402279,254100.75581562874,275174.55086404283,2554570.0718861399]
[4,"Sentinel Lighting",5189294.1034620004,4458944.9792790003,3823690.0398480003,3594675.1192380004,3382378.0676280004,3385734.3718380006,3691958.4926280002,3521232.5422680001,3229575.6928679999,3927260.8239479996,3916191.8501999998,5028039.0836550007,47148975.166859999]
[5,"USL",28843.142331721629,24835.0976138279,23768.068151764011,20156.054193264015,18326.69677655154,16510.069938839253,17713.016258636471,19928.84885561527,22009.836519264049,25670.69010365786,27339.726139221704,29588.477493403145,274689.72437576682]
[6,"GS < 50 kW",41089.765500000001,41089.765500000001,38037.539232000003,42377.451732000001,42377.451732000001,42377.451732000001,41693.586731999996,41693.586731999996,41693.586731999996,41693.586731999996,41089.765500000001,41089.765500000001,496303.30335599993]
[]
[]
["Monthly kWh by class (with normalized weather)",null,"Jan","Feb","Mar","Apr","May","Jun","Jul","Aug","Sep","Oct","Nov","Dec","TOTAL"]
[1,"Residential",9724668.130109787,7889774.5231199004,7866703.374491876,5838914.9510526126,4810426.5118552521,5311054.8657114729,5690591.4298072131,5523145.8558159452,5295338.5492844768,5057339.3085148828,7135155.4939340707,8494293.7090332545,78637406.702730745]
[2,"GS>50kW",6763878.4628675766,6451499.6270748191,6625528.8006414836,5610472.4511770448,5800989.4043177161,5575953.6192552894,5822576.7118341569,5814655.9005996836,5681491.0036800532,5998081.4767796639,6289968.6866353797,6914406.4702117639,73349502.61507462]
[3,"Street Lighting",268759.69054039574,231064.22253539183,221136.77220984327,187484.09024684821,170437.82605371633,153535.06208667537,164721.83710223815,185242.360752376,204523.73890496101,238389.16477402279,254100.75581562874,275174.55086404283,2554570.0718861399]
[4,"Sentinel Lighting",4879934.4390905099,4489246.0705560455,3969834.1055160305,3558753.2824112182,3422008.9580077478,3527600.2278767307,3739299.6534057553,3603095.476824386,3269539.8357352572,3982767.442965772,3962359.6725156941,4887666.3853575652,47292105.550262712]
[5,"USL",28843.142331721629,24835.0976138279,23768.068151764011,20156.054193264015,18326.69677655154,16510.069938839253,17713.016258636471,19928.84885561527,22009.836519264049,25670.69010365786,27339.726139221704,29588.477493403145,274689.72437576682]
[6,"GS < 50 kW",41089.765500000001,41089.765500000001,38037.539232000003,42377.451732000001,42377.451732000001,42377.451732000001,41693.586731999996,41693.586731999996,41693.586731999996,41693.586731999996,41089.765500000001,41089.765500000001,496303.30335599993]
[]
[]
["Residential class information",null,"Equipment saturation"]
[null,"Electric space heating",0.24]
[null,"Electric water heating",0.5]
[null,"Air conditioning",0.5]
[null,"Baseload",1]
[]
[]
["General service >50kW ",null,"2004 kWh (Actual)","2004 kWh (Weather Corrected)"]
[null,"Weather sensitive load",68956502.041829079,70090564.580193222]
[null,"Non-weather sensitive load",75956932.728926331,75956932.728926331]
[null,"TOTAL",144913434.77075541,146047497.30911955]

{"sheet":"Hourly load shapes by class","index":1,"n_rows":8818,"n_cols":27,"rows_kept":4500,"cut":true,"hidden":false,"merged":[[0,12,0,18],[0,4,0,10]],"bounds":{"rows_first":2000,"rows_last":500,"rows_between":2000,"halvings":0}}
["ALL UNITS IN GWh",null,null,null,"2004 Load Shape",null,null,null,null,null,null,null,"2015 Load Shape"]
["Year","Month","Day","Hour (EST)","Residential","GS>50kW","Street Lighting","Sentinel Lighting","USL","GS<50kW","TOTAL LDC sales",null,{"$f":"E2","v":"Residential"},"GS>50kW","Street Lighting","Sentinel Lighting","USL","GS<50kW",{"$f":"K2","v":"TOTAL LDC sales"},null,null,"Residential","GS>50kW","Street Lighting","Sentinel Lighting","USL","GS<50kW"]
[2004,1,1,1,2.6115016284870986E-2,1.0634492408954459E-2,1.21485E-3,1.6100000000000204E-6,6.0365631720430322E-5,9.6534748584122879E-3,4.7679809183958165E-2,null,{"$f":"E3*V$5","v":2.0746794982300452E-2},{"$f":"F3*W$5","v":1.229239625641658E-2},{"$f":"G3*X$5","v":4.9838086946233534E-4},{"$f":"H3*Y$5","v":3.0046037678820059E-6},{"$f":"I3*Z$5","v":2.9328673587305465E-5},{"$f":"J3","v":9.6534748584122879E-3},{"$f":"SUM(M3:Q3)","v":3.3569905385534553E-2},null,2004,{"$f":"SUM(E3:E8786)*1000000","v":239658158.53911489},{"$f":"SUM(F3:F8786)*1000000","v":146047497.30911869},5353155.3500000956,7299.4399999996076,534100.96999995504,76699831.461766869]
[2004,1,1,2,2.4700867908280511E-2,1.0446044090343977E-2,1.21485E-3,1.6100000000000204E-6,6.0365631720430322E-5,9.5122758444452591E-3,4.5936013474790184E-2,null,{"$f":"E4*V$5","v":1.9623339950772388E-2},1.2074569084499567E-2,4.9838086946233534E-4,3.0046037678820059E-6,2.9328673587305465E-5,9.5122758444452591E-3,{"$f":"SUM(M4:Q4)","v":3.222862318208948E-2},null,"2018 Forecast",190393857.18963331,168816116.47679245,2196082,13622.313619519984,259493.23423530709,65797469.098728836]
[2004,1,1,3,2.3285713942446475E-2,1.0456773462734581E-2,1.21485E-3,1.6100000000000204E-6,6.0365631720430322E-5,1.0118431437868895E-2,4.5137744474770383E-2,null,1.8499086039640154E-2,1.2086971152406156E-2,4.9838086946233534E-4,3.0046037678820059E-6,2.9328673587305465E-5,1.0118431437868895E-2,3.1116771338863831E-2,null,"Scaling Factor",{"$f":"V4/V3","v":0.79443928948723397},{"$f":"W4/W3","v":1.1558987287504321},0.41024066301381684,1.8662135204235826,0.48585052042749322,{"$f":"AA4/AA3","v":0.85785676245621723}]
[2004,1,1,4,2.3436912459813102E-2,1.0238252277842169E-2,1.21485E-3,1.6100000000000204E-6,6.0365631720430322E-5,9.9834371452859165E-3,4.4935427514661619E-2,null,1.861920408234842E-2,1.1834382792583979E-2,4.9838086946233534E-4,3.0046037678820059E-6,2.9328673587305465E-5,9.9834371452859165E-3,3.098430102174992E-2]
[2004,1,1,5,2.30465959459571E-2,1.0368355348660516E-2,1.21485E-3,1.6100000000000204E-6,6.0365631720430322E-5,1.0712978896125529E-2,4.5404755822463588E-2,null,1.8309121308405524E-2,1.1984768766749435E-2,4.9838086946233534E-4,3.0046037678820059E-6,2.9328673587305465E-5,1.0712978896125529E-2,3.0824604221972481E-2]
[2004,1,1,6,2.4386622624346786E-2,1.0586599362316946E-2,1.21485E-3,1.6100000000000204E-6,6.0365631720430322E-5,1.0586082854863791E-2,4.6836130473247958E-2,null,1.9373691150679367E-2,1.2237036744692292E-2,4.9838086946233534E-4,3.0046037678820059E-6,2.9328673587305465E-5,1.0586082854863791E-2,3.2141442042189182E-2]
[2004,1,1,7,2.7787445583968128E-2,1.1279502803779661E-2,0,0,6.0365631720430322E-5,1.0965178997304339E-2,5.0092493016772557E-2,null,2.2075438526392818E-2,1.3037962951825844E-2,0,0,2.9328673587305465E-5,1.0965178997304339E-2,3.5142730151805968E-2]
[2004,1,1,8,3.1338789394790505E-2,1.2394212690465306E-2,0,0,6.0365631720430322E-5,1.1147902207474867E-2,5.4941269924451107E-2,null,2.4896765580187431E-2,1.432645469277132E-2,0,0,2.9328673587305465E-5,1.1147902207474867E-2,3.9252548946546055E-2]
[2004,1,1,9,3.549015628820703E-2,1.2756214368778688E-2,0,0,6.0365631720430322E-5,1.0412522412072371E-2,5.8719258700778522E-2,null,2.8194774545394083E-2,1.4744891972539281E-2,0,0,2.9328673587305465E-5,1.0412522412072371E-2,4.296899519152067E-2]
[2004,1,1,10,3.9375540684182649E-2,1.2855180592850447E-2,0,0,6.0365631720430322E-5,1.0645222550341173E-2,6.2936309459094703E-2,null,3.1281476564317741E-2,1.4859286905133056E-2,0,0,2.9328673587305465E-5,1.0645222550341173E-2,4.6170092143038105E-2]
[2004,1,1,11,3.8533755776615247E-2,1.3260565956025466E-2,0,0,6.0365631720430322E-5,1.2635479185610235E-2,6.4490166549971389E-2,null,3.0612729560448814E-2,1.5327871331081095E-2,0,0,2.9328673587305465E-5,1.2635479185610235E-2,4.5969929565117217E-2]
[2004,1,1,12,3.8732126615804705E-2,1.3368939389937152E-2,0,0,6.0365631720430322E-5,1.2883395766630055E-2,6.5044827404092342E-2,null,3.0770323148989472E-2,1.545314004556993E-2,0,0,2.9328673587305465E-5,1.2883395766630055E-2,4.6252791868146709E-2]
[2004,1,1,13,3.826625773805508E-2,1.3189136312457857E-2,0,0,6.0365631720430322E-5,1.0922316059247228E-2,6.2438075741480595E-2,null,3.0400218608755847E-2,1.5245305896886198E-2,0,0,2.9328673587305465E-5,1.0922316059247228E-2,4.5674853179229355E-2]
[2004,1,1,14,3.6527506715181027E-2,1.3447898633492949E-2,0,0,6.0365631720430322E-5,1.1672852855266416E-2,6.1708623835660829E-2,null,2.9018886481548583E-2,1.5544408934819173E-2,0,0,2.9328673587305465E-5,1.1672852855266416E-2,4.4592624089955062E-2]
[2004,1,1,15,3.5666439623539235E-2,1.3505040967123986E-2,0,0,6.0365631720430322E-5,1.2059750482921256E-2,6.1291596705304915E-2,null,2.833482095306384E-2,1.5610459685621121E-2,0,0,2.9328673587305465E-5,1.2059750482921256E-2,4.3974609312272268E-2]
[2004,1,1,16,3.7008405982018405E-2,1.313675063927304E-2,0,0,6.0365631720430322E-5,1.0571328999640197E-2,6.0776851252652073E-2,null,2.9400931753409802E-2,1.5184753363847133E-2,0,0,2.9328673587305465E-5,1.0571328999640197E-2,4.4615013790844239E-2]
[2004,1,1,17,4.101232548750311E-2,1.2970220503844833E-2,0,0,6.0365631720430322E-5,1.0059132741724213E-2,6.4102044364792582E-2,null,3.2581802720511144E-2,1.4992261392007031E-2,0,0,2.9328673587305465E-5,1.0059132741724213E-2,4.7603392786105481E-2]
[2004,1,1,18,4.5445950748904555E-2,1.2970503643816121E-2,0,0,6.0365631720430322E-5,1.0146426118163505E-2,6.8623246142604608E-2,null,3.6104048823031566E-2,1.4992588673139903E-2,0,0,2.9328673587305465E-5,1.0146426118163505E-2,5.1125966169758771E-2]
[2004,1,1,19,4.6517506733591167E-2,1.2518825864955759E-2,1.21485E-3,1.6100000000000204E-6,6.0365631720430322E-5,7.4003501809613518E-3,6.7713508411228709E-2,null,3.695533499815179E-2,1.447049490275039E-2,4.9838086946233534E-4,3.0046037678820059E-6,2.9328673587305465E-5,7.4003501809613518E-3,5.1956544047719704E-2]
[2004,1,1,20,4.3314505339397409E-2,1.2428561735570645E-2,1.21485E-3,1.6100000000000204E-6,6.0365631720430322E-5,8.9071502374500153E-3,6.5927042944138509E-2,null,3.4410744846321881E-2,1.4366158710342374E-2,4.9838086946233534E-4,3.0046037678820059E-6,2.9328673587305465E-5,8.9071502374500153E-3,4.9307617703481778E-2]
[2004,1,1,21,4.0542701477159979E-2,1.2199560381557688E-2,1.21485E-3,1.6100000000000204E-6,6.0365631720430322E-5,9.4649913560219297E-3,6.3484078846460026E-2,null,3.2208714955408002E-2,1.4101456336356668E-2,4.9838086946233534E-4,3.0046037678820059E-6,2.9328673587305465E-5,9.4649913560219297E-3,4.6840885438582197E-2]
[2004,1,1,22,3.8984254533550297E-2,1.1494210061303474E-2,1.21485E-3,1.6100000000000204E-6,6.0365631720430322E-5,8.1599980484521641E-3,5.991528827502636E-2,null,3.0970623472823179E-2,1.3286142797851112E-2,4.9838086946233534E-4,3.0046037678820059E-6,2.9328673587305465E-5,8.1599980484521641E-3,4.4787480417491816E-2]
[2004,1,1,23,3.5838642791095124E-2,1.1341870004526843E-2,1.21485E-3,1.6100000000000204E-6,6.0365631720430322E-5,8.3240669564414761E-3,5.6781405383783873E-2,null,2.8471625915144391E-2,1.3110053119885235E-2,4.9838086946233534E-4,3.0046037678820059E-6,2.9328673587305465E-5,8.3240669564414761E-3,4.2112393181847153E-2]
[2004,1,1,24,2.934173933598436E-2,1.1167216083388574E-2,1.21485E-3,1.6100000000000204E-6,6.0365631720430322E-5,9.6197227012715953E-3,5.1405503752364967E-2,null,2.331023055039904E-2,1.2908170874470232E-2,4.9838086946233534E-4,3.0046037678820059E-6,2.9328673587305465E-5,9.6197227012715953E-3,3.6749115571686801E-2]
[2004,1,2,1,2.5498572708376247E-2,1.1364338150400581E-2,1.21485E-3,1.6100000000000204E-6,6.0365631720430322E-5,8.8483598386316642E-3,4.6988096329128926E-2,null,2.0257067985381003E-2,1.3136024021138068E-2,4.9838086946233534E-4,3.0046037678820059E-6,2.9328673587305465E-5,8.8483598386316642E-3,3.3923806153336594E-2]
[2004,1,2,2,2.3440578865639716E-2,1.1009659412583432E-2,1.21485E-3,1.6100000000000204E-6,6.0365631720430322E-5,9.5425360873665939E-3,4.5269599997310173E-2,null,1.8622116819188288E-2,1.2726051318980419E-2,4.9838086946233534E-4,3.0046037678820059E-6,2.9328673587305465E-5,9.5425360873665939E-3,3.1878882284986233E-2]
[2004,1,2,3,2.2055725607872598E-2,1.0993682518324511E-2,1.21485E-3,1.6100000000000204E-6,6.0365631720430322E-5,1.015667873211492E-2,4.4482912490032465E-2,null,1.7521934981043697E-2,1.2707583647217151E-2,4.9838086946233534E-4,3.0046037678820059E-6,2.9328673587305465E-5,1.015667873211492E-2,3.0760232775078371E-2]
[2004,1,2,4,2.2476828432996306E-2,1.0641154806673899E-2,1.21485E-3,1.6100000000000204E-6,6.0365631720430322E-5,9.8887180409333569E-3,4.4283526912323998E-2,null,1.7856475610236042E-2,1.230009731347091E-2,4.9838086946233534E-4,3.0046037678820059E-6,2.9328673587305465E-5,9.8887180409333569E-3,3.0687287070524472E-2]
[2004,1,2,5,2.1823099720858097E-2,1.0980997265853597E-2,1.21485E-3,1.6100000000000204E-6,6.0365631720430322E-5,1.0665122910703375E-2,4.4746045529135497E-2,null,1.7337127836647561E-2,1.2692920780012143E-2,4.9838086946233534E-4,3.0046037678820059E-6,2.9328673587305465E-5,1.0665122910703375E-2,3.0560762763477228E-2]
[2004,1,2,6,2.3133668960897576E-2,1.1561158523706929E-2,1.21485E-3,1.6100000000000204E-6,6.0365631720430322E-5,1.0185004847307519E-2,4.6156657963632462E-2,null,1.8378295532528347E-2,1.3363528440435061E-2,4.9838086946233534E-4,3.0046037678820059E-6,2.9328673587305465E-5,1.0185004847307519E-2,3.2272538119780932E-2]
[2004,1,2,7,2.717926248251611E-2,1.2559244210959605E-2,0,0,6.0365631720430322E-5,9.5669050214446175E-3,4.9365777346640764E-2,null,2.1592273975397133E-2,1.451721441751443E-2,0,0,2.9328673587305465E-5,9.5669050214446175E-3,3.6138817066498866E-2]
[2004,1,2,8,2.9933114018261341E-2,1.4429497015844369E-2,0,0,6.0365631720430322E-5,9.7212332389516026E-3,5.4144209904777744E-2,null,2.3780041832807901E-2,1.6679037257122661E-2,0,0,2.9328673587305465E-5,9.7212332389516026E-3,4.0488407763517864E-2]
[2004,1,2,9,3.3170008476281064E-2,1.6315938724623488E-2,0,0,6.0365631720430322E-5,8.321078429685708E-3,5.7867391262310691E-2,null,2.6351557966182257E-2,1.8859572830162236E-2,0,0,2.9328673587305465E-5,8.321078429685708E-3,4.5240459469931799E-2]
[2004,1,2,10,3.574160824403691E-2,1.7235155021320902E-2,0,0,6.0365631720430322E-5,8.9861318414212622E-3,6.2023260738499508E-2,null,2.8394537858523746E-2,1.9922093778961456E-2,0,0,2.9328673587305465E-5,8.9861318414212622E-3,4.8345960311072508E-2]
[2004,1,2,11,3.5404136379394519E-2,1.7841231219752465E-2,0,0,6.0365631720430322E-5,1.024883911297862E-2,6.3554572343846039E-2,null,2.8126436950155313E-2,2.0622656486254394E-2,0,0,2.9328673587305465E-5,1.024883911297862E-2,4.8778422109997013E-2]
[2004,1,2,12,3.6113768435221009E-2,1.7902718046540398E-2,0,0,6.0365631720430322E-5,1.002433453504651E-2,6.4101186648528347E-2,null,2.8690196536383477E-2,2.0693729031173464E-2,0,0,2.9328673587305465E-5,1.002433453504651E-2,4.9413254241144247E-2]
[2004,1,2,13,3.5066949276454325E-2,1.7364536185915283E-2,0,0,6.0365631720430322E-5,9.0404075063924734E-3,6.1532258600482517E-2,null,2.7858562267671246E-2,2.0071645302640353E-2,0,0,2.9328673587305465E-5,9.0404075063924734E-3,4.7959536243898905E-2]
[2004,1,2,14,3.454444915985258E-2,1.7425520193142838E-2,0,0,6.0365631720430322E-5,8.7830565605509885E-3,6.081339154526684E-2,null,2.744346764628116E-2,2.0142136639068792E-2,0,0,2.9328673587305465E-5,8.7830565605509885E-3,4.7614932958937262E-2]
[2004,1,2,15,3.2799782868374525E-2,1.7763804943189177E-2,0,0,6.0365631720430322E-5,9.7784586611690694E-3,6.0402412104453199E-2,null,2.6057436197287006E-2,2.0533159551603012E-2,0,0,2.9328673587305465E-5,9.7784586611690694E-3,4.6619924422477324E-2]
[2004,1,2,16,3.3434854120341542E-2,1.7458160497527374E-2,0,0,6.0365631720430322E-5,8.9417586627533446E-3,5.9895138912342695E-2,null,2.6561961751473451E-2,2.0179865525412902E-2,0,0,2.9328673587305465E-5,8.9417586627533446E-3,4.677115595047366E-2]
[2004,1,2,17,3.8032564714678863E-2,1.7303789158104117E-2,0,0,6.0365631720430322E-5,7.7753601721796892E-3,6.3172079676683091E-2,null,3.0214563689306719E-2,2.0001427890418057E-2,0,0,2.9328673587305465E-5,7.7753601721796892E-3,5.0245320253312083E-2]
[2004,1,2,18,4.1803644962105937E-2,1.7285599692548649E-2,0,0,6.0365631720430322E-5,8.478090721534666E-3,6.7627701007909685E-2,null,3.3210458001672029E-2,1.9980402710305843E-2,0,0,2.9328673587305465E-5,8.478090721534666E-3,5.3220189385565178E-2]
[2004,1,2,19,4.3510631081341927E-2,1.6472030210379261E-2,1.21485E-3,1.6100000000000204E-6,6.0365631720430322E-5,5.47166315986072E-3,6.673115008330234E-2,null,3.456655484140244E-2,1.9039998780116099E-2,4.9838086946233534E-4,3.0046037678820059E-6,2.9328673587305465E-5,5.47166315986072E-3,5.4137267768336064E-2]
[2004,1,2,20,4.1582946720058092E-2,1.6323473692252222E-2,1.21485E-3,1.6100000000000204E-6,6.0365631720430322E-5,5.7873587019298522E-3,6.49706047459606E-2,null,3.3035126647068459E-2,1.8868282489665465E-2,4.9838086946233534E-4,3.0046037678820059E-6,2.9328673587305465E-5,5.7873587019298522E-3,5.2434123283551452E-2]
[2004,1,2,21,3.770961282441318E-2,1.6133453696259514E-2,1.21485E-3,1.6100000000000204E-6,6.0365631720430322E-5,7.443190391294343E-3,6.2563082543687476E-2,null,2.9957998019065492E-2,1.8648638617860331E-2,4.9838086946233534E-4,3.0046037678820059E-6,2.9328673587305465E-5,7.443190391294343E-3,4.9137350783743351E-2]
[2004,1,2,22,3.6852326526243526E-2,1.4972456786563424E-2,1.21485E-3,1.6100000000000204E-6,6.0365631720430322E-5,5.9444559151440625E-3,5.904606485967144E-2,null,2.9276936101460451E-2,1.7306643765859442E-2,4.9838086946233534E-4,3.0046037678820059E-6,2.9328673587305465E-5,5.9444559151440625E-3,4.7114294014137421E-2]
[2004,1,2,23,3.4694235658761001E-2,1.2886198028133488E-2,1.21485E-3,1.6100000000000204E-6,6.0365631720430322E-5,7.1003895106130479E-3,5.5957648829227977E-2,null,2.7562463926048747E-2,1.4895139919145824E-2,4.9838086946233534E-4,3.0046037678820059E-6,2.9328673587305465E-5,7.1003895106130479E-3,4.2988317992012096E-2]
[2004,1,2,24,3.1681465156704197E-2,1.1511059171376873E-2,1.21485E-3,1.6100000000000204E-6,6.0365631720430322E-5,6.1903880862274668E-3,5.0659738046028975E-2,null,2.5169000669006642E-2,1.330561866276553E-2,4.9838086946233534E-4,3.0046037678820059E-6,2.9328673587305465E-5,6.1903880862274668E-3,3.9005333478589699E-2]
[2004,1,3,1,2.442783223928869E-2,1.1016054311315467E-2,1.21485E-3,1.6100000000000204E-6,6.0365631720430322E-5,8.7369757919549158E-3,4.5457687974279501E-2,null,1.9406429687893852E-2,1.2733443174295265E-2,4.9838086946233534E-4,3.0046037678820059E-6,2.9328673587305465E-5,8.7369757919549158E-3,3.2670587009006644E-2]
[2004,1,3,2,2.3007046122799819E-2,1.0609565918877267E-2,1.21485E-3,1.6100000000000204E-6,6.0365631720430322E-5,9.1176119247477656E-3,4.401104959814528E-2,null,1.827770137499711E-2,1.2263583758224143E-2,4.9838086946233534E-4,3.0046037678820059E-6,2.9328673587305465E-5,9.1176119247477656E-3,3.1071999280038776E-2]
[2004,1,3,3,2.2099383416155697E-2,1.0394750854083944E-2,1.21485E-3,1.6100000000000204E-6,6.0365631720430322E-5,9.6594339060760929E-3,4.343039380803617E-2,null,1.7556618459236693E-2,1.2015279297913099E-2,4.9838086946233534E-4,3.0046037678820059E-6,2.9328673587305465E-5,9.6594339060760929E-3,3.0102611903967316E-2]
[2004,1,3,4,2.1624922962516585E-2,1.0218746439194624E-2,1.21485E-3,1.6100000000000204E-6,6.0365631720430322E-5,1.0017080668110028E-2,4.3137575701541676E-2,null,1.7179688433557848E-2,1.1811836018488071E-2,4.9838086946233534E-4,3.0046037678820059E-6,2.9328673587305465E-5,1.0017080668110028E-2,2.9522238598863441E-2]
[2004,1,3,5,2.1845438475347721E-2,1.0357385800004769E-2,1.21485E-3,1.6100000000000204E-6,6.0365631720430322E-5,1.0189981225140792E-2,4.3669631132213713E-2,null,1.7354874620892326E-2,1.1972089079403289E-2,4.9838086946233534E-4,3.0046037678820059E-6,2.9328673587305465E-5,1.0189981225140792E-2,2.9857677847113139E-2]
[2004,1,3,6,2.2779415183556903E-2,1.050288227735181E-2,1.21485E-3,1.6100000000000204E-6,6.0365631720430322E-5,1.0030082559167269E-2,4.4589205651796422E-2,null,1.8096862413359654E-2,1.21402682726064E-2,4.9838086946233534E-4,3.0046037678820059E-6,2.9328673587305465E-5,1.0030082559167269E-2,3.0767844832783577E-2]
[2004,1,3,7,2.4948808907929179E-2,1.1139546587310751E-2,0,0,6.0365631720430322E-5,1.033320087190253E-2,4.6481921998862891E-2,null,1.982031402236803E-2,1.287618773912871E-2,0,0,2.9328673587305465E-5,1.033320087190253E-2,3.272583043508405E-2]
[2004,1,3,8,2.9612980624005872E-2,1.2103028046195988E-2,0,0,6.0365631720430322E-5,9.3295690250370031E-3,5.1105943326959294E-2,null,2.3525715286534452E-2,1.3989874732628768E-2,0,0,2.9328673587305465E-5,9.3295690250370031E-3,3.7544918692750527E-2]
[2004,1,3,9,3.214577217482166E-2,1.2990544948362777E-2,0,0,6.0365631720430322E-5,9.6548308331126133E-3,5.4851513588017486E-2,null,2.5537864406583816E-2,1.5015754391587881E-2,0,0,2.9328673587305465E-5,9.6548308331126133E-3,4.0582947471759001E-2]
[2004,1,3,10,3.4138468934378607E-2,1.3430031716335807E-2,0,0,6.0365631720430322E-5,1.0176985464140835E-2,5.7805851746575682E-2,null,2.7120941004409749E-2,1.5523756587990543E-2,0,0,2.9328673587305465E-5,1.0176985464140835E-2,4.2674026265987597E-2]
[2004,1,3,11,3.4762173288554701E-2,1.3490960612572598E-2,0,0,6.0365631720430322E-5,1.0114121234410909E-2,5.8427620767258645E-2,null,2.7616436248391499E-2,1.5594184221694818E-2,0,0,2.9328673587305465E-5,1.0114121234410909E-2,4.3239949143673621E-2]
[2004,1,3,12,3.5041123209363409E-2,1.3228864419247156E-2,0,0,6.0365631720430322E-5,8.9970173329991694E-3,5.7327370593330165E-2,null,2.783804502528129E-2,1.529122756501961E-2,0,0,2.9328673587305465E-5,8.9970173329991694E-3,4.3158601263888208E-2]
[2004,1,3,13,3.553552448127234E-2,1.2836168996791028E-2,0,0,6.0365631720430322E-5,7.9732479141113258E-3,5.6405307023895124E-2,null,2.8230816820458207E-2,1.483731142541646E-2,0,0,2.9328673587305465E-5,7.9732479141113258E-3,4.3097456919461971E-2]
[2004,1,3,14,3.3560513038383005E-2,1.2664594616878241E-2,0,0,6.0365631720430322E-5,7.9903723679669685E-3,5.4275845654948654E-2,null,2.6661790133040045E-2,1.4638988817789123E-2,0,0,2.9328673587305465E-5,7.9903723679669685E-3,4.1330107624416475E-2]
[2004,1,3,15,3.2595245720517231E-2,1.2787846314123143E-2,0,0,6.0365631720430322E-5,8.4249393093623788E-3,5.3868396975723182E-2,null,2.5894943850869514E-2,1.478145529795084E-2,0,0,2.9328673587305465E-5,8.4249393093623788E-3,4.070572782240766E-2]
[2004,1,3,16,3.2295890676563084E-2,1.2716378228590503E-2,0,0,6.0365631720430322E-5,8.2998402805061766E-3,5.3372474817380194E-2,null,2.5657124442446159E-2,1.4698845428737433E-2,0,0,2.9328673587305465E-5,8.2998402805061766E-3,4.0385298544770895E-2]
[2004,1,3,17,3.6013099341549212E-2,1.2541404702800067E-2,0,0,6.0365631720430322E-5,6.7637114855795041E-3,5.5378581161649218E-2,null,2.861022105313353E-2,{"$f":"F67*W$5","v":1.4496593752711288E-2},{"$f":"G67*X$5","v":0},{"$f":"H67*Y$5","v":0},{"$f":"I67*Z$5","v":2.9328673587305465E-5},{"$f":"J67","v":6.7637114855795041E-3},4.3136143479432121E-2]
[2004,1,3,18,4.0853952159799894E-2,1.2607366735338564E-2,0,0,6.0365631720430322E-5,6.5880762750753948E-3,6.0109760801934281E-2,null,{"$f":"E68*V$5","v":3.2455984726576875E-2},1.4572839182268331E-2,0,0,2.9328673587305465E-5,6.5880762750753948E-3,{"$f":"SUM(M68:Q68)","v":4.7058152582432511E-2}]
[2004,1,3,19,4.1717362613363979E-2,1.2148187638027174E-2,1.21485E-3,1.6100000000000204E-6,6.0365631720430322E-5,4.0864420141219536E-3,5.9228817897233547E-2,null,3.3141911913842179E-2,1.4042074647417324E-2,4.9838086946233534E-4,3.0046037678820059E-6,2.9328673587305465E-5,4.0864420141219536E-3,4.7714700708077026E-2]
[2004,1,3,20,3.9789571582527286E-2,1.1692908394506082E-2,1.21485E-3,1.6100000000000204E-6,6.0365631720430322E-5,4.1656036977561674E-3,5.6924909306509973E-2,null,3.1610398977024411E-2,1.3515817948604836E-2,4.9838086946233534E-4,3.0046037678820059E-6,2.9328673587305465E-5,4.1656036977561674E-3,4.5656931072446776E-2]
[2004,1,3,21,3.7032880336077767E-2,1.16613424413353E-2,1.21485E-3,1.6100000000000204E-6,6.0365631720430322E-5,6.0268099355361782E-3,5.5997858344669672E-2,null,2.942037514185938E-2,1.3479330903462934E-2,4.9838086946233534E-4,3.0046037678820059E-6,2.9328673587305465E-5,6.0268099355361782E-3,4.3430420192139836E-2]
[2004,1,3,22,3.3723780538464483E-2,1.1221703796386033E-2,1.21485E-3,1.6100000000000204E-6,6.0365631720430322E-5,6.3041109258288883E-3,5.2526420892399839E-2,null,2.6791496249801133E-2,1.2971153152656513E-2,4.9838086946233534E-4,3.0046037678820059E-6,2.9328673587305465E-5,6.3041109258288883E-3,4.0293363549275173E-2]
[2004,1,3,23,3.18539451803996E-2,1.0961625693252545E-2,1.21485E-3,1.6100000000000204E-6,6.0365631720430322E-5,5.6777991708320836E-3,4.9770195676204665E-2,null,2.5306025576481959E-2,1.2670529203868691E-2,4.9838086946233534E-4,3.0046037678820059E-6,2.9328673587305465E-5,5.6777991708320836E-3,3.8507268927168173E-2]
[2004,1,3,24,2.8213372664338848E-2,1.0767613812432235E-2,1.21485E-3,1.6100000000000204E-6,6.0365631720430322E-5,7.6146793636063881E-3,4.7872491472097899E-2,null,2.2413811733495905E-2,1.2446271117466014E-2,4.9838086946233534E-4,3.0046037678820059E-6,2.9328673587305465E-5,7.6146793636063881E-3,3.5390796997779445E-2]
[2004,1,4,1,2.6005965280360831E-2,1.120667325892474E-2,1.21485E-3,1.6100000000000204E-6,6.0365631720430322E-5,8.5674027888200319E-3,4.7056866959826034E-2,null,2.0660160579759532E-2,1.2953779373512568E-2,4.9838086946233534E-4,3.0046037678820059E-6,2.9328673587305465E-5,8.5674027888200319E-3,3.4144654100089628E-2]
[2004,1,4,2,2.4108198426341734E-2,1.0947356834449501E-2,1.21485E-3,1.6100000000000204E-6,6.0365631720430322E-5,9.1520891094957618E-3,4.5484470002007435E-2,null,1.915250002864018E-2,1.2654035848117532E-2,4.9838086946233534E-4,3.0046037678820059E-6,2.9328673587305465E-5,9.1520891094957618E-3,3.2337250023575237E-2]
[2004,1,4,3,2.3251143550528139E-2,1.0745059354140008E-2,1.21485E-3,1.6100000000000204E-6,6.0365631720430322E-5,9.5461482231946615E-3,4.4819176759583246E-2,null,1.8471621962047258E-2,1.2420200447798374E-2,4.9838086946233534E-4,3.0046037678820059E-6,2.9328673587305465E-5,9.5461482231946615E-3,3.1422536556663161E-2]
[2004,1,4,4,2.3230872739276334E-2,1.0535675271798602E-2,1.21485E-3,1.6100000000000204E-6,6.0365631720430322E-5,9.5235383556568302E-3,4.4566911998452204E-2,null,1.8455518033159042E-2,1.2178173653199368E-2,4.9838086946233534E-4,3.0046037678820059E-6,2.9328673587305465E-5,9.5235383556568302E-3,3.1164405833175934E-2]
[2004,1,4,5,2.2841247595384827E-2,1.0723984985418962E-2,1.21485E-3,1.6100000000000204E-6,6.0365631720430322E-5,1.0228071178867112E-2,4.507012939139133E-2,null,1.8145984510679513E-2,1.23958406117845E-2,4.9838086946233534E-4,3.0046037678820059E-6,2.9328673587305465E-5,1.0228071178867112E-2,3.1072539269281534E-2]
[2004,1,4,6,2.4248296616578017E-2,1.0719673040635239E-2,1.21485E-3,1.6100000000000204E-6,6.0365631720430322E-5,9.6631677044983853E-3,4.5907962993432076E-2,null,1.926379953534994E-2,1.2390856440290551E-2,4.9838086946233534E-4,3.0046037678820059E-6,2.9328673587305465E-5,9.6631677044983853E-3,3.2185370122458014E-2]
[2004,1,4,7,2.7340892323201207E-2,1.1323866490582229E-2,0,0,6.0365631720430322E-5,9.4166081577931691E-3,4.8141732603297037E-2,null,2.1720679071190938E-2,1.3089242881003616E-2,0,0,2.9328673587305465E-5,9.4166081577931691E-3,3.4839250625781859E-2]
[2004,1,4,8,3.0235347342553821E-2,1.2271481166090763E-2,0,0,6.0365631720430322E-5,9.2682930901498498E-3,5.1835487230514864E-2,null,2.4020147860218187E-2,1.4184589479769184E-2,0,0,2.9328673587305465E-5,9.2682930901498498E-3,3.823406601357468E-2]
[2004,1,4,9,3.4852945122918817E-2,1.2452498448338765E-2,0,0,6.0365631720430322E-5,7.6732891622719899E-3,5.5039098365250005E-2,null,2.7688548959989182E-2,1.4393827126201506E-2,0,0,2.9328673587305465E-5,7.6732891622719899E-3,4.211170475977799E-2]
[2004,1,4,10,3.7266512222898708E-2,1.3591893486067399E-2,0,0,6.0365631720430322E-5,6.9475066560937722E-3,5.7866277996780305E-2,null,2.9605981492026971E-2,1.5710852401856584E-2,0,0,2.9328673587305465E-5,6.9475066560937722E-3,4.5346162567470857E-2]
[2004,1,4,11,3.6383475014183361E-2,1.4819064752697841E-2,0,0,6.0365631720430322E-5,9.1900422701859958E-3,6.0452947668787629E-2,null,2.890446203934436E-2,1.7129338108913771E-2,0,0,2.9328673587305465E-5,9.1900422701859958E-3,4.6063128821845434E-2]
[2004,1,4,12,3.6176001065815248E-2,1.4804530336755922E-2,0,0,6.0365631720430322E-5,8.6670297381121388E-3,5.970792677240374E-2,null,2.8739636583215683E-2,1.7112537796003375E-2,0,0,2.9328673587305465E-5,8.6670297381121388E-3,4.5881503052806361E-2]
[2004,1,4,13,3.5295589153015838E-2,1.4703717085859271E-2,0,0,6.0365631720430322E-5,8.2000316555887916E-3,5.8259703526184328E-2,null,2.8040202768755226E-2,1.6996007887450738E-2,0,0,2.9328673587305465E-5,8.2000316555887916E-3,4.5065539329793271E-2]
[2004,1,4,14,3.4050698145718455E-2,1.4869615336022502E-2,0,0,6.0365631720430322E-5,8.4503473732060134E-3,5.7431026486667404E-2,null,2.7051212441428846E-2,1.7187769463916341E-2,0,0,2.9328673587305465E-5,8.4503473732060134E-3,4.426831057893249E-2]
[2004,1,4,15,3.4012050757105936E-2,1.4747518652064263E-2,0,0,6.0365631720430322E-5,7.1615565348694763E-3,5.5981491575760108E-2,null,2.7020509437478978E-2,1.7046638062144369E-2,0,0,2.9328673587305465E-5,7.1615565348694763E-3,4.409647617321065E-2]
[2004,1,4,16,3.5772509708455059E-2,1.4640380599602628E-2,0,0,6.0365631720430322E-5,6.4519335416545684E-3,5.6925189481432686E-2,null,2.8419087195960216E-2,1.6922797323503165E-2,0,0,2.9328673587305465E-5,6.4519335416545684E-3,4.5371213193050687E-2]
[2004,1,4,17,3.8487017908455143E-2,1.4484616535391532E-2,0,0,6.0365631720430322E-5,5.6917037885374083E-3,5.8723703864104512E-2,null,3.0575599161675553E-2,1.674274983969656E-2,0,0,2.9328673587305465E-5,5.6917037885374083E-3,4.7347677674959419E-2]
[2004,1,4,18,4.4905401099661922E-2,1.411815672862515E-2,0,0,6.0365631720430322E-5,4.1190888291209012E-3,6.3203012289128405E-2,null,3.5674614943754672E-2,1.631915941491717E-2,0,0,2.9328673587305465E-5,4.1190888291209012E-3,5.2023103032259148E-2]
[2004,1,4,19,4.5417385089979452E-2,1.3814803602489037E-2,1.21485E-3,1.6100000000000204E-6,6.0365631720430322E-5,3.4233364998120653E-3,6.3932350824000991E-2,null,3.6081355141251367E-2,1.5968513922053968E-2,4.9838086946233534E-4,3.0046037678820059E-6,2.9328673587305465E-5,3.4233364998120653E-3,5.2580583210122857E-2]
[2004,1,4,20,4.2176739414779861E-2,1.3761178524232113E-2,1.21485E-3,1.6100000000000204E-6,6.0365631720430322E-5,5.1229909837104759E-3,6.2337734554442879E-2,null,3.350685889356593E-2,1.5906528762267648E-2,4.9838086946233534E-4,3.0046037678820059E-6,2.9328673587305465E-5,5.1229909837104759E-3,4.9944101802651103E-2]
[2004,1,4,21,4.0727504171284255E-2,1.3664358418348514E-2,1.21485E-3,1.6100000000000204E-6,6.0365631720430322E-5,5.7776282316517862E-3,6.1446316453004995E-2,null,3.2355529476423422E-2,1.5794614524959311E-2,4.9838086946233534E-4,3.0046037678820059E-6,2.9328673587305465E-5,5.7776282316517862E-3,4.8680858148200258E-2]
[2004,1,4,22,3.9561578882966908E-2,1.3275458642216855E-2,1.21485E-3,1.6100000000000204E-6,6.0365631720430322E-5,4.9967330034563625E-3,5.911059616036056E-2,null,3.1429272618777392E-2,1.5345085768117399E-2,4.9838086946233534E-4,3.0046037678820059E-6,2.9328673587305465E-5,4.9967330034563625E-3,4.7305072533712314E-2]
[2004,1,4,23,3.5274752796540167E-2,1.3582177270881301E-2,1.21485E-3,1.6100000000000204E-6,6.0365631720430322E-5,3.4244425675431628E-3,5.3558198266685064E-2,null,2.8023649548521188E-2,1.5699621441074708E-2,4.9838086946233534E-4,3.0046037678820059E-6,2.9328673587305465E-5,3.4244425675431628E-3,4.4253985136413425E-2]
[2004,1,4,24,2.8112043690506058E-2,1.3834961435557533E-2,1.21485E-3,1.6100000000000204E-6,6.0365631720430322E-5,6.9817474556118165E-3,5.0205578213395836E-2,null,2.2333312015519712E-2,1.5991814335672205E-2,4.9838086946233534E-4,3.0046037678820059E-6,2.9328673587305465E-5,6.9817474556118165E-3,3.8855840498009442E-2]
[2004,1,5,1,3.1168091267953096E-2,1.4724650885656611E-2,1.21485E-3,1.6100000000000204E-6,6.0365631720430322E-5,1.0299622893379684E-2,5.7469190678709828E-2,null,2.4761156281585917E-2,1.70202052400244E-2,4.9838086946233534E-4,3.0046037678820059E-6,2.9328673587305465E-5,1.0299622893379684E-2,4.2312075668427838E-2]
[2004,1,5,2,2.8834256709955378E-2,1.471370908354319E-2,1.21485E-3,1.6100000000000204E-6,6.0365631720430322E-5,1.127513840733777E-2,5.6099929832556773E-2,null,2.2907066413549459E-2,1.7007557624871258E-2,4.9838086946233534E-4,3.0046037678820059E-6,2.9328673587305465E-5,1.127513840733777E-2,4.0445338185238246E-2]
[2004,1,5,3,2.8682374041645375E-2,1.4754452821104755E-2,1.21485E-3,1.6100000000000204E-6,6.0365631720430322E-5,1.1837530413975596E-2,5.6551182908446164E-2,null,2.2786404854451835E-2,1.7054653259323212E-2,4.9838086946233534E-4,3.0046037678820059E-6,2.9328673587305465E-5,1.1837530413975596E-2,4.0371772260592569E-2]
[2004,1,5,4,2.9639478128219956E-2,1.4750418263420599E-2,1.21485E-3,1.6100000000000204E-6,6.0365631720430322E-5,1.1172085301221345E-2,5.6838807324582331E-2,null,2.3546765944955472E-2,1.7049989719225028E-2,4.9838086946233534E-4,3.0046037678820059E-6,2.9328673587305465E-5,1.1172085301221345E-2,4.1127469810998026E-2]
[2004,1,5,5,3.0215871990955788E-2,1.4972370890014689E-2,1.21485E-3,1.6100000000000204E-6,6.0365631720430322E-5,1.165344218540343E-2,5.8118510698094344E-2,null,2.4004675875732129E-2,1.7306544478147955E-2,4.9838086946233534E-4,3.0046037678820059E-6,2.9328673587305465E-5,1.165344218540343E-2,4.1841934500697613E-2]
[2004,1,5,6,3.2293175913272146E-2,1.5725083645398617E-2,1.21485E-3,1.6100000000000204E-6,6.0365631720430322E-5,1.1298424332116575E-2,6.0593509522507763E-2,null,2.5654967727826182E-2,1.8176604195210472E-2,4.9838086946233534E-4,3.0046037678820059E-6,2.9328673587305465E-5,1.1298424332116575E-2,4.4362286069854179E-2]
[2004,1,5,7,3.9484275802847968E-2,1.6866499352768901E-2,0,0,6.0365631720430322E-5,1.0306992545617245E-2,6.6718133332954552E-2,null,3.1367860014732525E-2,1.9495965160335558E-2,0,0,2.9328673587305465E-5,1.0306992545617245E-2,5.0893153848655392E-2]
[2004,1,5,8,4.5766782632560045E-2,1.9012122011212256E-2,0,0,6.0365631720430322E-5,1.1880469389688541E-2,7.6719739665181266E-2,null,3.635893027672768E-2,2.1976087663608354E-2,0,0,2.9328673587305465E-5,1.1880469389688541E-2,5.836434661392334E-2]
[2004,1,5,9,4.7957013159257003E-2,2.0374753535682136E-2,0,0,6.0365631720430322E-5,1.2707502917296533E-2,8.1099635243956109E-2,null,3.8098935460170062E-2,2.3551151710498354E-2,0,0,2.9328673587305465E-5,1.2707502917296533E-2,6.1679415844255722E-2]
[2004,1,5,10,4.4828429376434581E-2,2.1242677043897869E-2,0,0,6.0365631720430322E-5,1.415867464982923E-2,8.0290146701882115E-2,null,3.5613465582643333E-2,2.4554383390297533E-2,0,0,2.9328673587305465E-5,1.415867464982923E-2,6.0197177646528169E-2]
[2004,1,5,11,4.3154830803191387E-2,2.1902801231069729E-2,0,0,6.0365631720430322E-5,1.3889000393645802E-2,7.9006998059627354E-2,null,3.4283893121229161E-2,2.5317420099066897E-2,0,0,2.9328673587305465E-5,1.3889000393645802E-2,5.9630641893883368E-2]
[2004,1,5,12,4.2283183726268922E-2,2.1786919460635979E-2,0,0,6.0365631720430322E-5,1.3622675372713994E-2,7.775314419133933E-2,null,3.359142243675526E-2,2.5183472507937177E-2,0,0,2.9328673587305465E-5,1.3622675372713994E-2,5.8804223618279743E-2]
[2004,1,5,13,4.2105424129243868E-2,2.1365620215653518E-2,0,0,6.0365631720430322E-5,1.2234153333708498E-2,7.5765563310326328E-2,null,3.3450203228795133E-2,2.4696493246238432E-2,0,0,2.9328673587305465E-5,1.2234153333708498E-2,5.8176025148620872E-2]
[2004,1,5,14,4.0429960082259665E-2,2.1507197876833008E-2,0,0,6.0365631720430322E-5,1.3096326614888213E-2,7.5093850205701321E-2,null,3.2119148761747603E-2,2.4860142684815265E-2,0,0,2.9328673587305465E-5,1.3096326614888213E-2,5.7008620120150177E-2]
[2004,1,5,15,3.9657866958394301E-2,2.0976703525530983E-2,0,0,6.0365631720430322E-5,1.2120270029054052E-2,7.2815206144699773E-2,null,3.150576764900602E-2,2.4246944938535971E-2,0,0,2.9328673587305465E-5,1.2120270029054052E-2,5.5782041261129296E-2]
[2004,1,5,16,4.2219263556772767E-2,2.0346620259514673E-2,0,0,6.0365631720430322E-5,1.1346361160948185E-2,7.397261060895606E-2,null,3.3540641742716829E-2,2.3518632492340798E-2,0,0,2.9328673587305465E-5,1.1346361160948185E-2,5.7088602908644932E-2]
[2004,1,5,17,4.6862646834116894E-2,2.0348187672702162E-2,0,0,6.0365631720430322E-5,1.1267327329550122E-2,7.8538527468089606E-2,null,3.7229527854386997E-2,2.3520444263251641E-2,0,0,2.9328673587305465E-5,1.1267327329550122E-2,6.077930079122594E-2]
[2004,1,5,18,5.4482667829217242E-2,1.9957005235383976E-2,0,0,6.0365631720430322E-5,1.071081831458104E-2,8.5210857010902696E-2,null,4.3283171919612326E-2,2.3068276981246055E-2,0,0,2.9328673587305465E-5,1.071081831458104E-2,6.6380777574445687E-2]
[2004,1,5,19,5.4131546103805502E-2,1.9616304295997922E-2,1.21485E-3,1.6100000000000204E-6,6.0365631720430322E-5,9.1217797211414105E-3,8.4146455752665258E-2,null,4.3004227025552691E-2,2.2674461198525637E-2,4.9838086946233534E-4,3.0046037678820059E-6,2.9328673587305465E-5,9.1217797211414105E-3,6.6209402370895856E-2]
[2004,1,5,20,5.3560945103000447E-2,1.8997828146209383E-2,1.21485E-3,1.6100000000000204E-6,6.0365631720430322E-5,8.507567434866331E-3,8.2343166315796593E-2,null,4.2550919171892417E-2,2.1959565403222605E-2,4.9838086946233534E-4,3.0046037678820059E-6,2.9328673587305465E-5,8.507567434866331E-3,6.504119872193255E-2]
[2004,1,5,21,4.9811992205096522E-2,1.9030591750729603E-2,1.21485E-3,1.6100000000000204E-6,6.0365631720430322E-5,9.387069734748758E-3,7.950647932229532E-2,null,3.9572603695360517E-2,2.1997436812036808E-2,4.9838086946233534E-4,3.0046037678820059E-6,2.9328673587305465E-5,9.387069734748758E-3,6.210075465421485E-2]
[2004,1,5,22,4.6514397473423827E-2,1.8067780631343067E-2,1.21485E-3,1.6100000000000204E-6,6.0365631720430322E-5,8.6888705730620436E-3,7.4547874309549372E-2,null,3.6952864879713616E-2,2.088452466311113E-2,4.9838086946233534E-4,3.0046037678820059E-6,2.9328673587305465E-5,8.6888705730620436E-3,5.8368103689642271E-2]
[2004,1,5,23,4.3602381548106993E-2,1.7288073088862696E-2,1.21485E-3,1.6100000000000204E-6,6.0365631720430322E-5,7.4392102608418697E-3,6.9606490529531981E-2,null,3.4639445017029404E-2,1.9983261705960945E-2,4.9838086946233534E-4,3.0046037678820059E-6,2.9328673587305465E-5,7.4392102608418697E-3,5.5153420869807873E-2]
[2004,1,5,24,3.5105832398471537E-2,1.6867440679132876E-2,1.21485E-3,1.6100000000000204E-6,6.0365631720430322E-5,1.0278263107879394E-2,6.352836181720424E-2,null,2.7889452547499645E-2,1.9497053238283015E-2,4.9838086946233534E-4,3.0046037678820059E-6,2.9328673587305465E-5,1.0278263107879394E-2,4.7917219932600182E-2]
[2004,1,6,1,3.0047933700375409E-2,1.6591899872639038E-2,1.21485E-3,1.6100000000000204E-6,6.0365631720430322E-5,1.1020780025325163E-2,5.8937439230060049E-2,null,2.3871259099485752E-2,1.9178555970337921E-2,4.9838086946233534E-4,3.0046037678820059E-6,2.9328673587305465E-5,1.1020780025325163E-2,4.3580529216641198E-2]
[2004,1,6,2,2.9333522789035019E-2,1.5904077284362748E-2,1.21485E-3,1.6100000000000204E-6,6.0365631720430322E-5,1.1573528270269593E-2,5.8087953975387789E-2,null,2.3303703002678564E-2,1.8383502714943524E-2,4.9838086946233534E-4,3.0046037678820059E-6,2.9328673587305465E-5,1.1573528270269593E-2,4.2217919864439617E-2]
[2004,1,6,3,2.9324192049494865E-2,1.5771566351349846E-2,1.21485E-3,1.6100000000000204E-6,6.0365631720430322E-5,1.1454788679300923E-2,5.7827372711866061E-2,null,2.3296290296587897E-2,1.8230333495928376E-2,4.9838086946233534E-4,3.0046037678820059E-6,2.9328673587305465E-5,1.1454788679300923E-2,4.2057337939333798E-2]
[2004,1,6,4,2.9806175661885863E-2,1.5472767601468613E-2,1.21485E-3,1.6100000000000204E-6,6.0365631720430322E-5,1.1813606154171933E-2,5.8369375049246844E-2,null,2.3679197015160292E-2,1.7884952400788443E-2,4.9838086946233534E-4,3.0046037678820059E-6,2.9328673587305465E-5,1.1813606154171933E-2,4.209486356276626E-2]
[2004,1,6,5,3.1012003282829818E-2,1.5562842475894801E-2,1.21485E-3,1.6100000000000204E-6,6.0365631720430322E-5,1.1865755774404213E-2,5.9717427164849263E-2,null,2.4637153853587088E-2,1.7989069833630029E-2,4.9838086946233534E-4,3.0046037678820059E-6,2.9328673587305465E-5,1.1865755774404213E-2,4.3156937834034646E-2]
[2004,1,6,6,3.3236658716423784E-2,1.6125900010801962E-2,1.21485E-3,1.6100000000000204E-6,6.0365631720430322E-5,1.12269440398434E-2,6.1866328398789576E-2,null,2.6404507535605394E-2,1.8639907322442566E-2,4.9838086946233534E-4,3.0046037678820059E-6,2.9328673587305465E-5,1.12269440398434E-2,4.5575129004865482E-2]
[2004,1,6,7,4.0176715749928926E-2,1.7073078978412846E-2,0,0,6.0365631720430322E-5,1.0625888715563631E-2,6.7936049075625837E-2,null,3.1917961514304101E-2,1.9734750287003135E-2,0,0,2.9328673587305465E-5,1.0625888715563631E-2,5.1682040474894539E-2]
[2004,1,6,8,4.584785374872935E-2,1.8937960119832748E-2,0,0,6.0365631720430322E-5,1.2283043945552815E-2,7.7129223445835338E-2,null,3.6423336356655164E-2,2.1890364027641055E-2,0,0,2.9328673587305465E-5,1.2283043945552815E-2,5.8343029057883522E-2]
[2004,1,6,9,4.6733385095965294E-2,2.0428589237333164E-2,0,0,6.0365631720430322E-5,1.3867667576493638E-2,8.1090007541512521E-2,null,3.7126837250971954E-2,{"$f":"F131*W$5","v":2.3613380329598165E-2},{"$f":"G131*X$5","v":0},{"$f":"H131*Y$5","v":0},{"$f":"I131*Z$5","v":2.9328673587305465E-5},{"$f":"J131","v":1.3867667576493638E-2},6.0769546254157425E-2]
[2004,1,6,10,4.2748838393602322E-2,2.1343494099279992E-2,0,0,6.0365631720430322E-5,1.6339720003155249E-2,8.0492418127758009E-2,null,{"$f":"E132*V$5","v":3.3961356799818015E-2},2.4670917696450089E-2,0,0,2.9328673587305465E-5,1.6339720003155249E-2,{"$f":"SUM(M132:Q132)","v":5.8661603169855414E-2}]
[2004,1,6,11,4.1833985230779303E-2,2.1834102391569202E-2,0,0,6.0365631720430322E-5,1.6180271299757912E-2,7.9908724553826846E-2,null,3.3234561503159746E-2,2.5238011197821611E-2,0,0,2.9328673587305465E-5,1.6180271299757912E-2,5.8501901374568663E-2]
[2004,1,6,12,4.2430414556654437E-2,2.1469925521723617E-2,0,0,6.0365631720430322E-5,1.4667705869057829E-2,7.8628411579156315E-2,null,3.3708388393037338E-2,2.4817059616926786E-2,0,0,2.9328673587305465E-5,1.4667705869057829E-2,5.8554776683551427E-2]
[2004,1,6,13,4.0385628797224911E-2,2.1526454275636726E-2,0,0,6.0365631720430322E-5,1.4401097440470767E-2,7.6373546145052845E-2,null,3.208393024716253E-2,2.4882401131712795E-2,0,0,2.9328673587305465E-5,1.4401097440470767E-2,5.6995660052462635E-2]
[2004,1,6,14,3.9094889432576663E-2,2.1532643929153723E-2,0,0,6.0365631720430322E-5,1.490391544154757E-2,7.5591814434998392E-2,null,3.1058516183398176E-2,2.4889555744344496E-2,0,0,2.9328673587305465E-5,1.490391544154757E-2,5.5977400601329982E-2]
[2004,1,6,15,3.8354420507556108E-2,2.1091610797926374E-2,0,0,6.0365631720430322E-5,1.3811445342014249E-2,7.3317842279217171E-2,null,3.0470258576717469E-2,2.4379766108621984E-2,0,0,2.9328673587305465E-5,1.3811445342014249E-2,5.4879353358926755E-2]
[2004,1,6,16,3.8831177363491461E-2,2.0879570413241951E-2,0,0,6.0365631720430322E-5,1.476623273596501E-2,7.4537346144418856E-2,null,3.0849012954604918E-2,2.4134668897521507E-2,0,0,2.9328673587305465E-5,1.476623273596501E-2,5.5013010525713731E-2]
[2004,1,6,17,4.3974143561093346E-2,2.0566644545859891E-2,0,0,6.0365631720430322E-5,1.3372340362899323E-2,7.797349410157299E-2,null,3.4934787366484622E-2,2.3772958285221454E-2,0,0,2.9328673587305465E-5,1.3372340362899323E-2,5.8737074325293383E-2]
[2004,1,6,18,5.0095179020537964E-2,2.0755641601475285E-2,0,0,6.0365631720430322E-5,1.2746373551502726E-2,8.3657559805236412E-2,null,3.9797578427811967E-2,2.3991419741544864E-2,0,0,2.9328673587305465E-5,1.2746373551502726E-2,6.381832684294414E-2]
[2004,1,6,19,5.2132155231309853E-2,2.0319942063232635E-2,1.21485E-3,1.6100000000000204E-6,6.0365631720430322E-5,1.0899722231817276E-2,8.4628645158080204E-2,null,4.1415832361399986E-2,2.3487795199173035E-2,4.9838086946233534E-4,3.0046037678820059E-6,2.9328673587305465E-5,1.0899722231817276E-2,6.5434341707390556E-2]
[2004,1,6,20,5.260030955527803E-2,1.9592362635129059E-2,1.21485E-3,1.6100000000000204E-6,6.0365631720430322E-5,8.6888668802624931E-3,8.2158364702390019E-2,null,4.1787752549903641E-2,2.2646787063163146E-2,4.9838086946233534E-4,3.0046037678820059E-6,2.9328673587305465E-5,8.6888668802624931E-3,6.4965253759884323E-2]
[2004,1,6,21,5.0509256300612759E-2,1.9005830692322246E-2,1.21485E-3,1.6100000000000204E-6,6.0365631720430322E-5,8.3802418147016656E-3,7.9172154439357101E-2,null,4.0126537687987393E-2,2.1968815536101229E-2,4.9838086946233534E-4,3.0046037678820059E-6,2.9328673587305465E-5,8.3802418147016656E-3,6.2626067370906147E-2]
[2004,1,6,22,4.6891175774033102E-2,1.8206598235198879E-2,1.21485E-3,1.6100000000000204E-6,6.0365631720430322E-5,8.6821568918141641E-3,7.5056756532766569E-2,null,3.7252192365143856E-2,2.1044983754936245E-2,4.9838086946233534E-4,3.0046037678820059E-6,2.9328673587305465E-5,8.6821568918141641E-3,5.882789026689763E-2]
[2004,1,6,23,4.4491994930002443E-2,1.7278711769700111E-2,1.21485E-3,1.6100000000000204E-6,6.0365631720430322E-5,7.4421731681033566E-3,7.0489705499526351E-2,null,3.5346188840060758E-2,1.9972440969041487E-2,4.9838086946233534E-4,3.0046037678820059E-6,2.9328673587305465E-5,7.4421731681033566E-3,5.584934395591977E-2]
[2004,1,6,24,3.6268942247332757E-2,1.6967543041436339E-2,1.21485E-3,1.6100000000000204E-6,6.0365631720430322E-5,9.7260126515406921E-3,6.4239323572030216E-2,null,2.8813472709424557E-2,1.9612761431614504E-2,4.9838086946233534E-4,3.0046037678820059E-6,2.9328673587305465E-5,9.7260126515406921E-3,4.8956948287856586E-2]
[2004,1,7,1,3.0356665233006071E-2,1.6512953053984505E-2,1.21485E-3,1.6100000000000204E-6,6.0365631720430322E-5,1.115248461664432E-2,5.929892853535533E-2,null,2.4116527558911159E-2,1.9087301443016253E-2,4.9838086946233534E-4,3.0046037678820059E-6,2.9328673587305465E-5,1.115248461664432E-2,4.3734543148744941E-2]
[2004,1,7,2,2.9657824941130805E-2,1.5800935171810835E-2,1.21485E-3,1.6100000000000204E-6,6.0365631720430322E-5,1.170864990661182E-2,5.84442356512739E-2,null,2.3561341373968724E-2,1.8264280878164136E-2,4.9838086946233534E-4,3.0046037678820059E-6,2.9328673587305465E-5,1.170864990661182E-2,4.2356336398950388E-2]
[2004,1,7,3,2.9691438226232846E-2,1.5566736586018294E-2,1.21485E-3,1.6100000000000204E-6,6.0365631720430322E-5,1.1647052346834349E-2,5.8182052790805926E-2,null,2.358804508830252E-2,1.7993571030571389E-2,4.9838086946233534E-4,3.0046037678820059E-6,2.9328673587305465E-5,1.1647052346834349E-2,4.2112330265691438E-2]
[2004,1,7,4,3.0168912645274996E-2,1.5290380759803997E-2,1.21485E-3,1.6100000000000204E-6,6.0365631720430322E-5,1.1991264272102684E-2,5.8727383308902113E-2,null,2.3967369526514695E-2,1.7674131682367505E-2,4.9838086946233534E-4,3.0046037678820059E-6,2.9328673587305465E-5,1.1991264272102684E-2,4.2172215355699726E-2]
[2004,1,7,5,3.1367373540689497E-2,1.542679569772429E-2,1.21485E-3,1.6100000000000204E-6,6.0365631720430322E-5,1.2012703623732605E-2,6.0083698493866827E-2,null,2.4919473948746027E-2,1.7831813535692142E-2,4.9838086946233534E-4,3.0046037678820059E-6,2.9328673587305465E-5,1.2012703623732605E-2,4.3282001631255694E-2]
[2004,1,7,6,3.3630619684733416E-2,1.5946592621531509E-2,1.21485E-3,1.6100000000000204E-6,6.0365631720430322E-5,1.1391749061225389E-2,6.2245786999210753E-2,null,2.6717485607354999E-2,1.8432646139129292E-2,4.9838086946233534E-4,3.0046037678820059E-6,2.9328673587305465E-5,1.1391749061225389E-2,4.5680845893301812E-2]
[2004,1,7,7,4.061684733118924E-2,1.6914443160857176E-2,0,0,6.0365631720430322E-5,1.0761072535212936E-2,6.8352728658979789E-2,null,3.2267619335001434E-2,1.955138334715625E-2,0,0,2.9328673587305465E-5,1.0761072535212936E-2,5.1848331355744987E-2]
[2004,1,7,8,4.6425489101327558E-2,1.8503134285995409E-2,0,0,6.0365631720430322E-5,1.261330629902555E-2,7.7602295318068948E-2,null,3.6882232575755992E-2,2.1387749399080627E-2,0,0,2.9328673587305465E-5,1.261330629902555E-2,5.8299310648423926E-2]
[2004,1,7,9,4.7291929743589332E-2,2.0018312280889499E-2,0,0,6.0365631720430322E-5,1.4216761018342225E-2,8.1587368674541486E-2,null,3.7570567063977295E-2,2.3139141717209336E-2,0,0,2.9328673587305465E-5,1.4216761018342225E-2,6.0739037454773936E-2]
[2004,1,7,10,4.3296239499254811E-2,2.0907247375611001E-2,0,0,6.0365631720430322E-5,1.6722261248454003E-2,8.0986113755040251E-2,null,3.4396233745257104E-2,2.4166660663139564E-2,0,0,2.9328673587305465E-5,1.6722261248454003E-2,5.8592223081983974E-2]
[2004,1,7,11,4.2354136108427941E-2,2.1459305336957796E-2,0,0,6.0365631720430322E-5,1.6525033091101621E-2,8.0398840168207794E-2,null,3.3647789796825096E-2,2.480478375885688E-2,0,0,2.9328673587305465E-5,1.6525033091101621E-2,5.8481902229269286E-2]
[2004,1,7,12,4.2919801414153302E-2,2.1160237128773834E-2,0,0,6.0365631720430322E-5,1.4970274868608606E-2,7.911067904325618E-2,null,3.4097176540393126E-2,2.4459091197207367E-2,0,0,2.9328673587305465E-5,1.4970274868608606E-2,5.8585596411187796E-2]
[2004,1,7,13,4.0892778437274416E-2,2.1131162905482323E-2,0,0,6.0365631720430322E-5,1.4757674449851186E-2,7.6841981424328354E-2,null,3.2486829846867168E-2,2.4425484339465304E-2,0,0,2.9328673587305465E-5,1.4757674449851186E-2,5.6941642859919775E-2]
[2004,1,7,14,3.9579392719065694E-2,2.1179943562203925E-2,0,0,6.0365631720430322E-5,1.5235747656795419E-2,7.6055449569785466E-2,null,3.144342463007075E-2,2.4481869838557414E-2,0,0,2.9328673587305465E-5,1.5235747656795419E-2,5.5954623142215471E-2]
[2004,1,7,15,3.8860636419271025E-2,2.0661949314218629E-2,0,0,6.0365631720430322E-5,1.4184580493022628E-2,7.3767531858232718E-2,null,3.0872416385947402E-2,2.3883120945811177E-2,0,0,2.9328673587305465E-5,1.4184580493022628E-2,5.4784866005345885E-2]
[2004,1,7,16,3.9250268912338786E-2,2.066134524821794E-2,0,0,6.0365631720430322E-5,1.5022535625860077E-2,7.4994515418137231E-2,null,3.1181955746901292E-2,2.3882422706688899E-2,0,0,2.9328673587305465E-5,1.5022535625860077E-2,5.5093707127177496E-2]
[2004,1,7,17,4.4238620291392007E-2,2.0810701186603671E-2,0,0,6.0365631720430322E-5,1.3342054433682629E-2,7.8451741543398734E-2,null,3.5144898072188999E-2,2.4055063046000292E-2,0,0,2.9328673587305465E-5,1.3342054433682629E-2,5.9229289791776593E-2]
[2004,1,7,18,5.0363061402162485E-2,2.1064125656576928E-2,0,0,6.0365631720430322E-5,1.268311472895086E-2,8.4170667419410705E-2,null,4.0010394716735904E-2,2.4347996068676631E-2,0,0,2.9328673587305465E-5,1.268311472895086E-2,6.4387719458999834E-2]
[2004,1,7,19,5.2513381150053662E-2,2.0361055604206119E-2,1.21485E-3,1.6100000000000204E-6,6.0365631720430322E-5,1.0996446078080754E-2,8.5147708464060973E-2,null,4.1718693209420933E-2,2.3535318288918715E-2,4.9838086946233534E-4,3.0046037678820059E-6,2.9328673587305465E-5,1.0996446078080754E-2,6.578472564515718E-2]
[2004,1,7,20,5.3029596920191172E-2,1.9530315268245207E-2,1.21485E-3,1.6100000000000204E-6,6.0365631720430322E-5,8.8255463387017213E-3,8.266228415885854E-2,null,4.2128795299071084E-2,2.257506659065979E-2,4.9838086946233534E-4,3.0046037678820059E-6,2.9328673587305465E-5,8.8255463387017213E-3,6.5234576036548406E-2]
[2004,1,7,21,5.0922597810719755E-2,1.8947024623290166E-2,1.21485E-3,1.6100000000000204E-6,6.0365631720430322E-5,8.5113057355222527E-3,7.9657753801252604E-2,null,4.0454912423592379E-2,2.1900841675664237E-2,4.9838086946233534E-4,3.0046037678820059E-6,2.9328673587305465E-5,8.5113057355222527E-3,6.2886468246074148E-2]
[2004,1,7,22,4.7264266123810801E-2,1.820138912145966E-2,1.21485E-3,1.6100000000000204E-6,6.0365631720430322E-5,8.7746355782407203E-3,7.5517116455231612E-2,null,3.7548589997535797E-2,2.1038962546987165E-2,4.9838086946233534E-4,3.0046037678820059E-6,2.9328673587305465E-5,8.7746355782407203E-3,5.9118266691340488E-2]
[2004,1,7,23,4.4881151762707079E-2,1.721897061433213E-2,1.21485E-3,1.6100000000000204E-6,6.0365631720430322E-5,7.5451054965810574E-3,7.0922053505340699E-2,null,3.5655350317733731E-2,1.9903386243497558E-2,4.9838086946233534E-4,3.0046037678820059E-6,2.9328673587305465E-5,7.5451054965810574E-3,5.6089450708048813E-2]
[2004,1,7,24,3.6637127783637383E-2,1.6846767175736979E-2,1.21485E-3,1.6100000000000204E-6,6.0365631720430322E-5,9.8726097687611911E-3,6.4633330359855995E-2,null,2.910597376528588E-2,1.947315676198888E-2,4.9838086946233534E-4,3.0046037678820059E-6,2.9328673587305465E-5,9.8726097687611911E-3,4.9109844674092289E-2]
[2004,1,8,1,2.8926646273610673E-2,1.6380422753456966E-2,1.21485E-3,1.6100000000000204E-6,6.0365631720430322E-5,1.07870884369389E-2,5.7370983095726968E-2,null,2.2980464312855806E-2,1.8934109837115558E-2,4.9838086946233534E-4,3.0046037678820059E-6,2.9328673587305465E-5,1.07870884369389E-2,4.244528829678889E-2]
[2004,1,8,2,2.8002067587998843E-2,1.6162229923315247E-2,1.21485E-3,1.6100000000000204E-6,6.0365631720430322E-5,1.1102952243367359E-2,5.6544075386401889E-2,null,2.2245942678783305E-2,1.8681901022132286E-2,4.9838086946233534E-4,3.0046037678820059E-6,2.9328673587305465E-5,1.1102952243367359E-2,4.145855784773312E-2]
[2004,1,8,3,2.8053513450721112E-2,1.5839268448427236E-2,1.21485E-3,1.6100000000000204E-6,6.0365631720430322E-5,1.1120810118584014E-2,5.6290417649452792E-2,null,2.228681329341144E-2,1.830859026387387E-2,4.9838086946233534E-4,3.0046037678820059E-6,2.9328673587305465E-5,1.1120810118584014E-2,4.1126117704102835E-2]
[2004,1,8,4,2.8593622086246578E-2,1.5344602994251146E-2,1.21485E-3,1.6100000000000204E-6,6.0365631720430322E-5,1.1602966053339969E-2,5.6818016765558123E-2,null,2.2715896814064211E-2,1.7736807094234974E-2,4.9838086946233534E-4,3.0046037678820059E-6,2.9328673587305465E-5,1.1602966053339969E-2,4.098341805511671E-2]
[2004,1,8,5,2.9785828719992261E-2,1.5350268991807883E-2,1.21485E-3,1.6100000000000204E-6,6.0365631720430322E-5,1.1717313813445008E-2,5.8130237156965588E-2,null,2.36630326050991E-2,1.7743356413607907E-2,4.9838086946233534E-4,3.0046037678820059E-6,2.9328673587305465E-5,1.1717313813445008E-2,4.1937103165524535E-2]
[2004,1,8,6,3.1949261080895783E-2,1.5829844170035724E-2,1.21485E-3,1.6100000000000204E-6,6.0365631720430322E-5,1.1166095964348852E-2,6.0222026847000787E-2,null,2.5381748272748982E-2,1.8297696752461734E-2,4.9838086946233534E-4,3.0046037678820059E-6,2.9328673587305465E-5,1.1166095964348852E-2,4.4210159172028245E-2]
[2004,1,8,7,3.8561216256106007E-2,1.7014697702143672E-2,0,0,6.0365631720430322E-5,1.0494140146779166E-2,6.6130419736749282E-2,null,3.0634545244264431E-2,1.9667267443980768E-2,0,0,2.9328673587305465E-5,1.0494140146779166E-2,5.0331141361832504E-2]
[2004,1,8,8,4.4034726024156499E-2,1.9058419280049227E-2,0,0,6.0365631720430322E-5,1.1925748800582874E-2,7.5079259736509044E-2,null,3.4982916455395897E-2,2.2029602617801628E-2,0,0,2.9328673587305465E-5,1.1925748800582874E-2,5.7041847746784835E-2]
[2004,1,8,9,4.483215667758627E-2,2.0879361074738305E-2,0,0,6.0365631720430322E-5,1.3162891341981993E-2,7.8934774726027002E-2,null,3.5616426697121985E-2,2.4134426923411261E-2,0,0,2.9328673587305465E-5,1.3162891341981993E-2,5.9780182294120549E-2]
[2004,1,8,10,4.084135204228477E-2,2.2046244933568E-2,0,0,6.0365631720430322E-5,1.5405096495842666E-2,7.8353059103415876E-2,null,3.2445974698170704E-2,2.5483226492431905E-2,0,0,2.9328673587305465E-5,1.5405096495842666E-2,5.7958529864189916E-2]
[2004,1,8,11,3.9903407590501219E-2,2.2631456960471953E-2,0,0,6.0365631720430322E-5,1.5189655086042118E-2,7.7784885268735726E-2,null,3.1700834774317288E-2,2.6159672330379649E-2,0,0,2.9328673587305465E-5,1.5189655086042118E-2,5.7889835778284243E-2]
[2004,1,8,12,4.0557041186062223E-2,2.2179722065307869E-2,0,0,6.0365631720430322E-5,1.374147420979582E-2,7.6538603092886348E-2,null,3.222010698355976E-2,2.5637512539327275E-2,0,0,2.9328673587305465E-5,1.374147420979582E-2,5.7886948196474344E-2]
[2004,1,8,13,3.8612812172314027E-2,2.2153362549576731E-2,0,0,6.0365631720430322E-5,1.3517127325164953E-2,7.4343667678776149E-2,null,3.0675535067277174E-2,2.5607043608603174E-2,0,0,2.9328673587305465E-5,1.3517127325164953E-2,5.6311907349467658E-2]
[2004,1,8,14,3.7359866701950024E-2,2.2129220215634599E-2,0,0,6.0365631720430322E-5,1.4033256322309747E-2,7.3582708871614805E-2,null,2.9680145958034948E-2,2.5579137515490395E-2,0,0,2.9328673587305465E-5,1.4033256322309747E-2,5.5288612147112649E-2]
[2004,1,8,15,3.6710534506911481E-2,2.154819389715721E-2,0,0,6.0365631720430322E-5,1.3050082869299953E-2,7.136917690508908E-2,null,2.9164290950367343E-2,2.4907529932591838E-2,0,0,2.9328673587305465E-5,1.3050082869299953E-2,5.4101149556546491E-2]
[2004,1,8,16,3.721600721335163E-2,2.1311656255103992E-2,0,0,6.0365631720430322E-5,1.3968244306086194E-2,7.2556273406262251E-2,null,2.9565858328126842E-2,2.4634116372840898E-2,0,0,2.9328673587305465E-5,1.3968244306086194E-2,5.4229303374555046E-2]
[2004,1,8,17,4.2276238642109581E-2,2.0919746811853469E-2,0,0,6.0365631720430322E-5,1.264474022245479E-2,7.5901091308138269E-2,null,3.3585904989030281E-2,2.418110874560233E-2,0,0,2.9328673587305465E-5,1.264474022245479E-2,5.7796342408219917E-2]
[2004,1,8,18,4.8370642085901014E-2,2.0859898693071331E-2,0,0,6.0365631720430322E-5,1.2143174521309173E-2,8.143408093200194E-2,null,3.8427538530764499E-2,2.4111930381183953E-2,0,0,2.9328673587305465E-5,1.2143174521309173E-2,6.2568797585535754E-2]
[2004,1,8,19,5.0510440320372073E-2,2.0064399512233651E-2,1.21485E-3,1.6100000000000204E-6,6.0365631720430322E-5,1.052769406171827E-2,8.2379359526044429E-2,null,4.0127478319803726E-2,2.3192413889331666E-2,4.9838086946233534E-4,3.0046037678820059E-6,2.9328673587305465E-5,1.052769406171827E-2,6.3850606355952924E-2]
[2004,1,8,20,5.0940610016815595E-2,1.9348585192668535E-2,1.21485E-3,1.6100000000000204E-6,6.0365631720430322E-5,8.4087162697850312E-3,7.9974737110989597E-2,null,4.0469222027805257E-2,2.2365005027324993E-2,4.9838086946233534E-4,3.0046037678820059E-6,2.9328673587305465E-5,8.4087162697850312E-3,6.3364941201947786E-2]
[2004,1,8,21,4.8921829071555033E-2,1.873987248234283E-2,1.21485E-3,1.6100000000000204E-6,6.0365631720430322E-5,8.1293625778000433E-3,7.7067889763418343E-2,null,3.8865423128022089E-2,2.1661394779285283E-2,4.9838086946233534E-4,3.0046037678820059E-6,2.9328673587305465E-5,8.1293625778000433E-3,6.1057532054124897E-2]
[2004,1,8,22,4.5337163761373145E-2,1.8068857375418062E-2,1.21485E-3,1.6100000000000204E-6,6.0365631720430322E-5,8.3790266791203393E-3,7.3061873447631986E-2,null,3.6017624165951653E-2,2.0885769270218606E-2,4.9838086946233534E-4,3.0046037678820059E-6,2.9328673587305465E-5,8.3790266791203393E-3,5.7434107582987788E-2]
[2004,1,8,23,4.2877722877099844E-2,1.7353344271018548E-2,1.21485E-3,1.6100000000000204E-6,6.0365631720430322E-5,7.1083132128007759E-3,6.8616205992639609E-2,null,3.4063747697313719E-2,2.0058708582438932E-2,4.9838086946233534E-4,3.0046037678820059E-6,2.9328673587305465E-5,7.1083132128007759E-3,5.4653170426570176E-2]
[2004,1,8,24,3.4923685167951697E-2,1.6851266744850428E-2,1.21485E-3,1.6100000000000204E-6,6.0365631720430322E-5,9.4801739875620683E-3,6.2531951532084629E-2,null,2.7744747631103399E-2,1.9478357808207041E-2,4.9838086946233534E-4,3.0046037678820059E-6,2.9328673587305465E-5,9.4801739875620683E-3,4.7753819586127962E-2]
[2004,1,9,1,3.1900244499750062E-2,1.6711415066761506E-2,1.21485E-3,1.6100000000000204E-6,6.0365631720430322E-5,1.0896561751703141E-2,6.078504694993514E-2,null,2.5342807574850482E-2,{"$f":"F195*W$5","v":1.9316703431290442E-2},{"$f":"G195*X$5","v":4.9838086946233534E-4},{"$f":"H195*Y$5","v":3.0046037678820059E-6},{"$f":"I195*Z$5","v":2.9328673587305465E-5},{"$f":"J195","v":1.0896561751703141E-2},4.5190225152958445E-2]
[2004,1,9,2,3.0846711482190349E-2,1.6261272466262841E-2,1.21485E-3,1.6100000000000204E-6,6.0365631720430322E-5,1.1646112879247165E-2,6.003092245942078E-2,null,{"$f":"E196*V$5","v":2.4505839552929003E-2},1.8796384171617622E-2,4.9838086946233534E-4,3.0046037678820059E-6,2.9328673587305465E-5,1.1646112879247165E-2,{"$f":"SUM(M196:Q196)","v":4.383293787136415E-2}]
[2004,1,9,3,3.0444001475581923E-2,1.6201449441051955E-2,1.21485E-3,1.6100000000000204E-6,6.0365631720430322E-5,1.1549138913589186E-2,5.947141546194349E-2,null,2.4185910901409605E-2,1.8727234812826354E-2,4.9838086946233534E-4,3.0046037678820059E-6,2.9328673587305465E-5,1.1549138913589186E-2,4.3443859861053487E-2]
[2004,1,9,4,3.1915778970418501E-2,1.558324647592056E-2,1.21485E-3,1.6100000000000204E-6,6.0365631720430322E-5,1.1566106433452286E-2,6.0341957511511786E-2,null,2.5355148768690879E-2,1.8012654791321227E-2,4.9838086946233534E-4,3.0046037678820059E-6,2.9328673587305465E-5,1.1566106433452286E-2,4.3898517706829628E-2]
[2004,1,9,5,3.2845280114840586E-2,1.5551008281455616E-2,1.21485E-3,1.6100000000000204E-6,6.0365631720430322E-5,1.1800029986949174E-2,6.1473144014965807E-2,null,2.609358099744313E-2,1.7975390703321988E-2,4.9838086946233534E-4,3.0046037678820059E-6,2.9328673587305465E-5,1.1800029986949174E-2,4.4599685847582643E-2]
[2004,1,9,6,3.4429914477899795E-2,1.619425185971874E-2,1.21485E-3,1.6100000000000204E-6,6.0365631720430322E-5,1.123503621078027E-2,6.3136028180119236E-2,null,2.7352476794928943E-2,1.8718915137713212E-2,4.9838086946233534E-4,3.0046037678820059E-6,2.9328673587305465E-5,1.123503621078027E-2,4.6602106079459679E-2]
[2004,1,9,7,4.3008600191532881E-2,1.7140424003486754E-2,0,0,6.0365631720430322E-5,9.9309533417575608E-3,7.0140343168497626E-2,null,3.4167721778001897E-2,1.9812594315873729E-2,0,0,2.9328673587305465E-5,9.9309533417575608E-3,5.4009644767462936E-2]
[2004,1,9,8,4.8518448365263853E-2,1.9195597393321516E-2,0,0,6.0365631720430322E-5,1.1938415600978049E-2,7.9712826991283847E-2,null,3.8544961646323261E-2,2.2188166624545449E-2,0,0,2.9328673587305465E-5,1.1938415600978049E-2,6.076245694445602E-2]
[2004,1,9,9,4.8902199695441045E-2,2.0838142713632882E-2,0,0,6.0365631720430322E-5,1.280176643854351E-2,8.260247447933787E-2,null,3.8849828780409011E-2,2.4086782672208328E-2,0,0,2.9328673587305465E-5,1.280176643854351E-2,6.2965940126204642E-2]
[2004,1,9,10,4.6617586001962801E-2,2.2004273871143742E-2,0,0,6.0365631720430322E-5,1.4735189544019523E-2,8.3417415048846491E-2,null,3.7034841901009349E-2,2.5434712194731399E-2,0,0,2.9328673587305465E-5,1.4735189544019523E-2,6.2498882769328051E-2]
[2004,1,9,11,4.397095784158913E-2,2.2561364085862953E-2,0,0,6.0365631720430322E-5,1.5286942589098271E-2,8.1879630148270779E-2,null,3.4932256505745191E-2,2.6078652065724642E-2,0,0,2.9328673587305465E-5,1.5286942589098271E-2,6.1040237245057138E-2]
[2004,1,9,12,4.2934965893957032E-2,2.2402158634513409E-2,0,0,6.0365631720430322E-5,1.5015593394842271E-2,8.0413083555033155E-2,null,3.4109223798953849E-2,2.5894626686899565E-2,0,0,2.9328673587305465E-5,1.5015593394842271E-2,6.0033179159440717E-2]
[2004,1,9,13,4.2657963488629665E-2,2.2115470194789648E-2,0,0,6.0365631720430322E-5,1.2279564278603093E-2,7.7113363593742837E-2,null,3.3889162204879322E-2,2.5563243883875424E-2,0,0,2.9328673587305465E-5,1.2279564278603093E-2,5.9481734762342052E-2]
[2004,1,9,14,3.9793592330985082E-2,2.190176652709689E-2,0,0,6.0365631720430322E-5,1.4070066206935987E-2,7.5825790696738393E-2,null,3.1613593217572435E-2,2.531622408606006E-2,0,0,2.9328673587305465E-5,1.4070066206935987E-2,5.6959145977219801E-2]
[2004,1,9,15,3.9313276774774433E-2,2.1677072666169462E-2,0,0,6.0365631720430322E-5,1.3537904011880576E-2,7.4588619084544894E-2,null,3.1232011668366779E-2,2.5056500737856022E-2,0,0,2.9328673587305465E-5,1.3537904011880576E-2,5.631784107981011E-2]
[2004,1,9,16,4.1667686626920886E-2,2.0709051354498346E-2,0,0,6.0365631720430322E-5,1.0763161842625291E-2,7.3200265455764954E-2,null,3.3102447358467749E-2,2.3937566134292054E-2,0,0,2.9328673587305465E-5,1.0763161842625291E-2,5.7069342166347112E-2]
[2004,1,9,17,4.5012671042094186E-2,2.0426364436122828E-2,0,0,6.0365631720430322E-5,8.4184977950402147E-3,7.3917898904977658E-2,null,3.5759834400603895E-2,2.3610808684707413E-2,0,0,2.9328673587305465E-5,8.4184977950402147E-3,5.9399971758898613E-2]
[2004,1,9,18,5.0967798424513502E-2,2.0246735939623558E-2,0,0,6.0365631720430322E-5,7.8158638607698262E-3,7.9090763856627319E-2,null,4.0490821567099072E-2,2.3403176333956555E-2,0,0,2.9328673587305465E-5,7.8158638607698262E-3,6.3923326574642933E-2]
[2004,1,9,19,5.2525354567164124E-2,1.9974405194783544E-2,1.21485E-3,1.6100000000000204E-6,6.0365631720430322E-5,7.3975773089990067E-3,8.1174162702667113E-2,null,4.1728205362402904E-2,2.3088389572196326E-2,4.9838086946233534E-4,3.0046037678820059E-6,2.9328673587305465E-5,7.3975773089990067E-3,6.5347309081416768E-2]
[2004,1,9,20,5.076455628590245E-2,1.9423543025621073E-2,1.21485E-3,1.6100000000000204E-6,6.0365631720430322E-5,6.7188095395936511E-3,7.8183734482837608E-2,null,4.0329358026907042E-2,2.2451648691144719E-2,4.9838086946233534E-4,3.0046037678820059E-6,2.9328673587305465E-5,6.7188095395936511E-3,6.3311720864869289E-2]
[2004,1,9,21,4.8653944144044198E-2,1.9032371532223213E-2,1.21485E-3,1.6100000000000204E-6,6.0365631720430322E-5,6.5568326526743975E-3,7.5519973960662248E-2,null,3.8652604816546039E-2,2.1999494059202724E-2,4.9838086946233534E-4,3.0046037678820059E-6,2.9328673587305465E-5,6.5568326526743975E-3,6.1182813022566292E-2]
[2004,1,9,22,4.6373645053287109E-2,1.8146970278002241E-2,1.21485E-3,1.6100000000000204E-6,6.0365631720430322E-5,6.110040713896361E-3,7.1907481676906138E-2,null,3.6841045627066596E-2,2.0976059875014667E-2,4.9838086946233534E-4,3.0046037678820059E-6,2.9328673587305465E-5,6.110040713896361E-3,5.8347819648898784E-2]
[2004,1,9,23,4.4198905773090463E-2,1.7270833374212403E-2,1.21485E-3,1.6100000000000204E-6,6.0365631720430322E-5,5.6613792483067157E-3,6.8407944027330012E-2,null,3.5113347298487189E-2,1.9963334341712654E-2,4.9838086946233534E-4,3.0046037678820059E-6,2.9328673587305465E-5,5.6613792483067157E-3,5.5607395787017365E-2]
[2004,1,9,24,3.9958004679302911E-2,1.6484105630755114E-2,1.21485E-3,1.6100000000000204E-6,6.0365631720430322E-5,7.5595703576350846E-3,6.527850629941355E-2,null,3.1744208846752976E-2,1.9053956743177676E-2,4.9838086946233534E-4,3.0046037678820059E-6,2.9328673587305465E-5,7.5595703576350846E-3,5.1328879736748177E-2]
[2004,1,10,1,3.6168751116286285E-2,1.6705650453582695E-2,1.21485E-3,1.6100000000000204E-6,6.0365631720430322E-5,7.9606766078133412E-3,6.2111903809402749E-2,null,2.8733876938463077E-2,1.9310040122245315E-2,4.9838086946233534E-4,3.0046037678820059E-6,2.9328673587305465E-5,7.9606766078133412E-3,4.8574631207525913E-2]
[2004,1,10,2,3.404355075046054E-2,1.5923744043235634E-2,1.21485E-3,1.6100000000000204E-6,6.0365631720430322E-5,8.8911418701046342E-3,6.0135262295521241E-2,null,2.7045534269818462E-2,1.8406235496523336E-2,4.9838086946233534E-4,3.0046037678820059E-6,2.9328673587305465E-5,8.8911418701046342E-3,4.5982483913159324E-2]
[2004,1,10,3,3.3368976177637309E-2,1.5341392232541674E-2,1.21485E-3,1.6100000000000204E-6,6.0365631720430322E-5,9.3546844263008421E-3,5.9341878468200257E-2,null,2.650962572547862E-2,1.7733095778856674E-2,4.9838086946233534E-4,3.0046037678820059E-6,2.9328673587305465E-5,9.3546844263008421E-3,4.4773435651152819E-2]
[2004,1,10,4,3.3189588958592205E-2,1.4839813123520148E-2,1.21485E-3,1.6100000000000204E-6,6.0365631720430322E-5,9.6355502781315088E-3,5.8941777991964289E-2,null,2.6367113470637336E-2,1.7153321124370919E-2,4.9838086946233534E-4,3.0046037678820059E-6,2.9328673587305465E-5,9.6355502781315088E-3,4.405114874182578E-2]
[2004,1,10,5,3.363197197032098E-2,1.4940481129419255E-2,1.21485E-3,1.6100000000000204E-6,6.0365631720430322E-5,9.8194839543174432E-3,5.9668762685778108E-2,null,2.6718559916156369E-2,1.7269683144415536E-2,4.9838086946233534E-4,3.0046037678820059E-6,2.9328673587305465E-5,9.8194839543174432E-3,4.451895720738943E-2]
[2004,1,10,6,3.4940214465046679E-2,1.5030581015877197E-2,1.21485E-3,1.6100000000000204E-6,6.0365631720430322E-5,9.6776187707976451E-3,6.0925239883441951E-2,null,2.775787915414326E-2,1.7373829488632829E-2,4.9838086946233534E-4,3.0046037678820059E-6,2.9328673587305465E-5,9.6776187707976451E-3,4.5662422789593614E-2]
[2004,1,10,7,3.8355871697849118E-2,1.595788804068737E-2,0,0,6.0365631720430322E-5,9.1372563597989769E-3,6.3511381730055896E-2,null,3.0471411459302759E-2,1.8445702499772256E-2,0,0,2.9328673587305465E-5,9.1372563597989769E-3,4.8946442632662318E-2]
[2004,1,10,8,4.4972973538651977E-2,1.7273797755040336E-2,0,0,6.0365631720430322E-5,7.5223551864654972E-3,6.982949211187825E-2,null,3.5728297144174852E-2,1.9966760865743192E-2,0,0,2.9328673587305465E-5,7.5223551864654972E-3,5.572438668350535E-2]
[2004,1,10,9,4.7427413334085775E-2,1.8293224534352191E-2,0,0,6.0365631720430322E-5,9.1663156856004822E-3,7.4947319185758879E-2,null,3.7678200551348469E-2,2.1145114984003913E-2,0,0,2.9328673587305465E-5,9.1663156856004822E-3,5.8852644208939688E-2]
[2004,1,10,10,4.9126192254352261E-2,1.9055512181744335E-2,0,0,6.0365631720430322E-5,1.0741964334753728E-2,7.8984034402570763E-2,null,3.9027777269760866E-2,2.2026242306566648E-2,0,0,2.9328673587305465E-5,1.0741964334753728E-2,6.1083348249914821E-2]
[2004,1,10,11,5.0246235919014066E-2,1.8924249672265508E-2,0,0,6.0365631720430322E-5,1.0602750210008191E-2,7.9833601433008189E-2,null,3.9917583962909467E-2,2.1874516138727481E-2,0,0,2.9328673587305465E-5,1.0602750210008191E-2,6.1821428775224258E-2]
[2004,1,10,12,5.0221920706228058E-2,1.8534774364722596E-2,0,0,6.0365631720430322E-5,9.513190861058075E-3,7.8330251563729164E-2,null,3.9898267002540025E-2,2.1424322125858947E-2,0,0,2.9328673587305465E-5,9.513190861058075E-3,6.1351917801986275E-2]
[2004,1,10,13,5.0482676144709748E-2,1.778988299444156E-2,0,0,6.0365631720430322E-5,8.7374535777639418E-3,7.7070378348635685E-2,null,4.0105421367817348E-2,2.056330313789393E-2,0,0,2.9328673587305465E-5,8.7374535777639418E-3,6.0698053179298585E-2]
[2004,1,10,14,4.8678341361077113E-2,1.7341329841423846E-2,0,0,6.0365631720430322E-5,8.0807077505719183E-3,7.4160744584793312E-2,null,3.8671986924311133E-2,2.0044821118543756E-2,0,0,2.9328673587305465E-5,8.0807077505719183E-3,5.8746136716442195E-2]
[2004,1,10,15,4.7952595902628715E-2,1.7206284975384626E-2,0,0,6.0365631720430322E-5,8.3847742414081758E-3,7.3604020751141946E-2,null,3.8095426217952803E-2,1.9888722929564749E-2,0,0,2.9328673587305465E-5,8.3847742414081758E-3,5.8013477821104859E-2]
[2004,1,10,16,4.6597790514517984E-2,1.7189526820675535E-2,0,0,6.0365631720430322E-5,9.0787261379051253E-3,7.2926409104819082E-2,null,3.7019115588028638E-2,1.9869352199840307E-2,0,0,2.9328673587305465E-5,9.0787261379051253E-3,5.6917796461456255E-2]
[2004,1,10,17,5.2162393838587784E-2,1.6855249824293733E-2,0,0,6.0365631720430322E-5,6.5894811769000574E-3,7.5667490471502008E-2,null,4.1439855099080949E-2,1.9482961844672068E-2,0,0,2.9328673587305465E-5,6.5894811769000574E-3,6.0952145617340324E-2]
[2004,1,10,18,5.8335308958463297E-2,1.6917488540765465E-2,0,0,6.0365631720430322E-5,6.8188558360054571E-3,8.2132018966954656E-2,null,4.6343861400979854E-2,1.9554903497920804E-2,0,0,2.9328673587305465E-5,6.8188558360054571E-3,6.5928093572487967E-2]
[2004,1,10,19,5.8751708859780469E-2,1.6494545844888603E-2,1.21485E-3,1.6100000000000204E-6,6.0365631720430322E-5,4.4052449015078267E-3,8.0928325237897336E-2,null,4.6674665842724825E-2,1.9066024573422456E-2,4.9838086946233534E-4,3.0046037678820059E-6,2.9328673587305465E-5,4.4052449015078267E-3,6.6271404562964806E-2]
[2004,1,10,20,5.6565810600740743E-2,1.5985207371950753E-2,1.21485E-3,1.6100000000000204E-6,6.0365631720430322E-5,3.9524970691015293E-3,7.7780340673513457E-2,null,4.4938102382921924E-2,1.847728088004991E-2,4.9838086946233534E-4,3.0046037678820059E-6,2.9328673587305465E-5,3.9524970691015293E-3,6.3946097409789363E-2]
[2004,1,10,21,5.2991221164091828E-2,1.6020602659536164E-2,1.21485E-3,1.6100000000000204E-6,6.0365631720430322E-5,6.2250050596358679E-3,7.6513654514984306E-2,null,4.2098308090661986E-2,1.8518194247973643E-2,4.9838086946233534E-4,3.0046037678820059E-6,2.9328673587305465E-5,6.2250050596358679E-3,6.1147216485453154E-2]
[2004,1,10,22,4.782642213359467E-2,1.5470916232613726E-2,1.21485E-3,1.6100000000000204E-6,6.0365631720430322E-5,7.1962229318463409E-3,7.1770386929775165E-2,null,3.7995188818529473E-2,1.7882812405882631E-2,4.9838086946233534E-4,3.0046037678820059E-6,2.9328673587305465E-5,7.1962229318463409E-3,5.6408715371229629E-2]
[2004,1,10,23,4.5493383006155616E-2,1.4844850988258166E-2,1.21485E-3,1.6100000000000204E-6,6.0365631720430322E-5,6.389313565925492E-3,6.8004373192059708E-2,null,3.6141730871780874E-2,1.7159144385817209E-2,4.9838086946233534E-4,3.0046037678820059E-6,2.9328673587305465E-5,6.389313565925492E-3,5.3831589404415604E-2]
[2004,1,10,24,4.1422569156375058E-2,1.4603117354742583E-2,1.21485E-3,1.6100000000000204E-6,6.0365631720430322E-5,8.1089057945370035E-3,6.541141793737508E-2,null,3.2907716409326417E-2,1.6879724786140325E-2,4.9838086946233534E-4,3.0046037678820059E-6,2.9328673587305465E-5,8.1089057945370035E-3,5.0318155342284267E-2]
[2004,1,11,1,3.5935386754409417E-2,1.4583673289136633E-2,1.21485E-3,1.6100000000000204E-6,6.0365631720430322E-5,1.2373440629589076E-2,6.4169326304855556E-2,null,2.8548483120621977E-2,1.6857249415424668E-2,4.9838086946233534E-4,3.0046037678820059E-6,2.9328673587305465E-5,1.2373440629589076E-2,4.5936446682864167E-2]
[2004,1,11,2,3.3707652910620722E-2,1.4381209157055444E-2,1.21485E-3,1.6100000000000204E-6,6.0365631720430322E-5,1.3776458794789379E-2,6.314214649418598E-2,null,2.6778683828595821E-2,1.6623221382534459E-2,4.9838086946233534E-4,3.0046037678820059E-6,2.9328673587305465E-5,1.3776458794789379E-2,4.3932619357947809E-2]
[2004,1,11,3,3.2986296388144848E-2,1.418342518014919E-2,1.21485E-3,1.6100000000000204E-6,6.0365631720430322E-5,1.3929854746207631E-2,6.2376401946222099E-2,null,2.6205609865413104E-2,1.6394603135061317E-2,4.9838086946233534E-4,3.0046037678820059E-6,2.9328673587305465E-5,1.3929854746207631E-2,4.3130927147291949E-2]
[2004,1,11,4,3.3357917976411959E-2,1.3915572500540542E-2,1.21485E-3,1.6100000000000204E-6,6.0365631720430322E-5,1.3905363724800441E-2,6.2455679833473367E-2,null,2.6500840655954146E-2,1.6084992563209284E-2,4.9838086946233534E-4,3.0046037678820059E-6,2.9328673587305465E-5,1.3905363724800441E-2,4.3116547365980952E-2]
[2004,1,11,5,3.2696206745452781E-2,1.4167361581604388E-2,1.21485E-3,1.6100000000000204E-6,6.0365631720430322E-5,1.4591892865015528E-2,6.2732286823793129E-2,null,2.5975151255785214E-2,1.6376035241924224E-2,4.9838086946233534E-4,3.0046037678820059E-6,2.9328673587305465E-5,1.4591892865015528E-2,4.2881900644526967E-2]
[2004,1,11,6,3.4645859100837575E-2,1.4136101797750806E-2,1.21485E-3,1.6100000000000204E-6,6.0365631720430322E-5,1.3950310849303448E-2,6.4009097379612273E-2,null,2.7524031687744224E-2,1.6339902097506853E-2,4.9838086946233534E-4,3.0046037678820059E-6,2.9328673587305465E-5,1.3950310849303448E-2,4.4394647932068605E-2]
[2004,1,11,7,3.873587671295467E-2,1.4631355766508272E-2,0,0,6.0365631720430322E-5,1.2888857309610494E-2,6.6316455420793868E-2,null,3.0773302373504799E-2,1.6912365530402217E-2,0,0,2.9328673587305465E-5,1.2888857309610494E-2,4.7714996577494326E-2]
[2004,1,11,8,4.1799816748641867E-2,1.5585977313204142E-2,0,0,6.0365631720430322E-5,1.2747945000274536E-2,7.0194104693840978E-2,null,3.3207416718487627E-2,1.8015811362665744E-2,0,0,2.9328673587305465E-5,1.2747945000274536E-2,5.1252556754740677E-2]
[2004,1,11,9,4.7380891940137157E-2,1.576960906177588E-2,0,0,6.0365631720430322E-5,1.0641636284865412E-2,7.3852502918498875E-2,null,3.7641242128193975E-2,1.8228071067398034E-2,0,0,2.9328673587305465E-5,1.0641636284865412E-2,5.5898641869179311E-2]
[2004,1,11,10,4.9493576016505482E-2,1.6184315062888095E-2,0,0,6.0365631720430322E-5,1.0129803228151286E-2,7.5868059939265292E-2,null,3.9319641364735015E-2,1.870742920688882E-2,0,0,2.9328673587305465E-5,1.0129803228151286E-2,5.8056399245211138E-2]
[2004,1,11,11,4.6907508596561349E-2,1.6580336489249517E-2,0,0,6.0365631720430322E-5,1.1601336683045716E-2,7.5149547400577027E-2,null,3.7265167801068519E-2,1.9165189870177918E-2,0,0,2.9328673587305465E-5,1.1601336683045716E-2,5.645968634483374E-2]
[2004,1,11,12,4.6114956411541168E-2,1.6500563728583311E-2,0,0,6.0365631720430322E-5,1.0711088624122197E-2,7.33869743959671E-2,null,3.6635533206319529E-2,1.9072980637534938E-2,0,0,2.9328673587305465E-5,1.0711088624122197E-2,5.5737842517441773E-2]
[2004,1,11,13,4.4889988043794002E-2,1.6531759374444548E-2,0,0,6.0365631720430322E-5,1.027554055683629E-2,7.1757653606795271E-2,null,3.5662370206602137E-2,1.910903964492849E-2,0,0,2.9328673587305465E-5,1.027554055683629E-2,5.4800738525117937E-2]
[2004,1,11,14,4.3261270100123247E-2,1.6767584374681274E-2,0,0,6.0365631720430322E-5,1.0131875236172139E-2,7.022109534269709E-2,null,3.4368452680657233E-2,1.9381629462909694E-2,0,0,2.9328673587305465E-5,1.0131875236172139E-2,5.3779410817154233E-2]
[2004,1,11,15,4.3457226512161669E-2,1.6649111378424321E-2,0,0,6.0365631720430322E-5,8.6628902892867364E-3,6.8829593811593162E-2,null,3.4524128153407503E-2,1.9244686677145028E-2,0,0,2.9328673587305465E-5,8.6628902892867364E-3,5.3798143504139834E-2]
[2004,1,11,16,4.5336914820220904E-2,1.6209712666976166E-2,0,0,6.0365631720430322E-5,7.5599387337793138E-3,6.9166931852696817E-2,null,3.6017426397319544E-2,1.8736786265167529E-2,0,0,2.9328673587305465E-5,7.5599387337793138E-3,5.4783541336074382E-2]
[2004,1,11,17,4.9350687725091727E-2,1.6073156332996007E-2,0,0,6.0365631720430322E-5,7.3174904438578665E-3,7.2801700133666034E-2,null,3.9206125292028229E-2,{"$f":"F259*W$5","v":1.8578940972317042E-2},{"$f":"G259*X$5","v":0},{"$f":"H259*Y$5","v":0},{"$f":"I259*Z$5","v":2.9328673587305465E-5},{"$f":"J259","v":7.3174904438578665E-3},5.7814394937932577E-2]
[2004,1,11,18,5.6425088143578946E-2,1.5515784130723954E-2,0,0,6.0365631720430322E-5,5.0525576184141047E-3,7.7053795524437446E-2,null,{"$f":"E260*V$5","v":4.4826306934039405E-2},1.7934675152269947E-2,0,0,2.9328673587305465E-5,5.0525576184141047E-3,{"$f":"SUM(M260:Q260)","v":6.2790310759896661E-2}]
[2004,1,11,19,5.6895672358776204E-2,1.5483068314549075E-2,1.21485E-3,1.6100000000000204E-6,6.0365631720430322E-5,5.1911535780251976E-3,7.8846719883070918E-2,null,4.5200157523604623E-2,1.7896858981943372E-2,4.9838086946233534E-4,3.0046037678820059E-6,2.9328673587305465E-5,5.1911535780251976E-3,6.362773065236553E-2]
[2004,1,11,20,5.3447783128400497E-2,1.5539369806348083E-2,1.21485E-3,1.6100000000000204E-6,6.0365631720430322E-5,7.7309765624755666E-3,7.7994955128944582E-2,null,4.2461018853194261E-2,1.7961937804740598E-2,4.9838086946233534E-4,3.0046037678820059E-6,2.9328673587305465E-5,7.7309765624755666E-3,6.0953670804752384E-2]
[2004,1,11,21,5.1922955881110781E-2,1.5089544279982953E-2,1.21485E-3,1.6100000000000204E-6,6.0365631720430322E-5,8.0408880247645684E-3,7.6330213817578735E-2,null,4.1249636178266644E-2,1.744198505065565E-2,4.9838086946233534E-4,3.0046037678820059E-6,2.9328673587305465E-5,8.0408880247645684E-3,5.9222335375739822E-2]
[2004,1,11,22,5.1151489324772814E-2,1.4699506879929509E-2,1.21485E-3,1.6100000000000204E-6,6.0365631720430322E-5,7.4668096254021888E-3,7.4594631461824948E-2,null,4.0636752835386349E-2,1.6991141315768749E-2,4.9838086946233534E-4,3.0046037678820059E-6,2.9328673587305465E-5,7.4668096254021888E-3,5.8158608297972626E-2]
[2004,1,11,23,4.7066439957926746E-2,1.4661073952756553E-2,1.21485E-3,1.6100000000000204E-6,6.0365631720430322E-5,6.9941157039999447E-3,6.9998455246403676E-2,null,3.7391429118868884E-2,1.694671674410737E-2,4.9838086946233534E-4,3.0046037678820059E-6,2.9328673587305465E-5,6.9941157039999447E-3,5.4868860009793775E-2]
[2004,1,11,24,3.8298725618175739E-2,1.5274427615687347E-2,1.21485E-3,1.6100000000000204E-6,6.0365631720430322E-5,1.0567486761333834E-2,6.5417465626917345E-2,null,3.0426012368370059E-2,1.7655691463363498E-2,4.9838086946233534E-4,3.0046037678820059E-6,2.9328673587305465E-5,1.0567486761333834E-2,4.8612417978551085E-2]
[2004,1,12,1,3.3929502363061644E-2,1.4904540813316599E-2,1.21485E-3,1.6100000000000204E-6,6.0365631720430322E-5,1.0885963434573728E-2,6.0996832242672404E-2,null,2.6954929749966119E-2,1.7228139778721587E-2,4.9838086946233534E-4,3.0046037678820059E-6,2.9328673587305465E-5,1.0885963434573728E-2,4.4713783675505235E-2]
[2004,1,12,2,3.1420148034839578E-2,1.4965116485407815E-2,1.21485E-3,1.6100000000000204E-6,6.0365631720430322E-5,1.1881432020183651E-2,5.9543522172151482E-2,null,2.4961400080381665E-2,1.7298159121085028E-2,4.9838086946233534E-4,3.0046037678820059E-6,2.9328673587305465E-5,1.1881432020183651E-2,4.2790273348284218E-2]
[2004,1,12,3,3.1391978106727794E-2,1.4898473338765043E-2,1.21485E-3,1.6100000000000204E-6,6.0365631720430322E-5,1.2455194135658286E-2,6.0022471212871555E-2,null,2.4939020782707634E-2,1.7221126392600719E-2,4.9838086946233534E-4,3.0046037678820059E-6,2.9328673587305465E-5,1.2455194135658286E-2,4.2690861322125878E-2]
[2004,1,12,4,3.2462829414481767E-2,1.4811829671905676E-2,1.21485E-3,1.6100000000000204E-6,6.0365631720430322E-5,1.1776272153001281E-2,6.0327756871109153E-2,null,2.5789747134786174E-2,1.7120975088223699E-2,4.9838086946233534E-4,3.0046037678820059E-6,2.9328673587305465E-5,1.1776272153001281E-2,4.3441436369827398E-2]
[2004,1,12,5,3.3324143417556559E-2,1.4496374264154416E-2,1.21485E-3,1.6100000000000204E-6,6.0365631720430322E-5,1.2588671381700275E-2,6.1686014695131686E-2,null,2.6474008819414318E-2,1.6756340583426569E-2,4.9838086946233534E-4,3.0046037678820059E-6,2.9328673587305465E-5,1.2588671381700275E-2,4.3761063549658412E-2]
[2004,1,12,6,3.5830059908761168E-2,1.4596685528709111E-2,1.21485E-3,1.6100000000000204E-6,6.0365631720430322E-5,1.260935859028727E-2,6.4312929659477977E-2,null,2.8464807336201249E-2,1.687229024660469E-2,4.9838086946233534E-4,3.0046037678820059E-6,2.9328673587305465E-5,1.260935859028727E-2,4.586781172962346E-2]
[2004,1,12,7,4.3521588125935512E-2,1.5798958938462816E-2,0,0,6.0365631720430322E-5,1.1432589521215279E-2,7.081350221733404E-2,null,3.4575259548124244E-2,1.8261996552549446E-2,0,0,2.9328673587305465E-5,1.1432589521215279E-2,5.2866584774260997E-2]
[2004,1,12,8,5.0097421454075197E-2,1.8051254156988897E-2,0,0,6.0365631720430322E-5,1.3219998863783774E-2,8.1429040106568304E-2,null,3.9799359905118015E-2,2.0865421732414419E-2,0,0,2.9328673587305465E-5,1.3219998863783774E-2,6.0694110311119737E-2]
[2004,1,12,9,5.2144677783209602E-2,1.9756214116427216E-2,0,0,6.0365631720430322E-5,1.4116536425920839E-2,8.607779395727809E-2,null,4.1425780768633791E-2,2.2836182782099559E-2,0,0,2.9328673587305465E-5,1.4116536425920839E-2,6.4291292224320659E-2]
[2004,1,12,10,4.880182985297473E-2,2.1026046497370891E-2,0,0,6.0365631720430322E-5,1.5330371181381903E-2,8.5218613163447962E-2,null,3.8770091034074132E-2,2.4303980416958488E-2,0,0,2.9328673587305465E-5,1.5330371181381903E-2,6.3103400124619929E-2]
[2004,1,12,11,4.6963100537319988E-2,2.1706755152867001E-2,0,0,6.0365631720430322E-5,1.512648291545721E-2,8.3856704237364632E-2,null,3.7309332222986026E-2,2.5090810686495858E-2,0,0,2.9328673587305465E-5,1.512648291545721E-2,6.242947158306919E-2]
[2004,1,12,12,4.6018451203716886E-2,2.1621745219624976E-2,0,0,6.0365631720430322E-5,1.4825314551873709E-2,8.2525876606935999E-2,null,3.6558865677583791E-2,2.4992547812730241E-2,0,0,2.9328673587305465E-5,1.4825314551873709E-2,6.1580742163901338E-2]
[2004,1,12,13,4.5679099989793547E-2,2.140484531618508E-2,0,0,6.0365631720430322E-5,1.32719841746571E-2,8.0416295112356151E-2,null,3.6289271740307903E-2,2.4741833490077976E-2,0,0,2.9328673587305465E-5,1.32719841746571E-2,6.1060433903973185E-2]
[2004,1,12,14,4.3982217153431875E-2,2.1416026962357164E-2,0,0,6.0365631720430322E-5,1.4244745194065643E-2,7.9703354941575114E-2,null,3.4941201345445656E-2,2.4754758340673623E-2,0,0,2.9328673587305465E-5,1.4244745194065643E-2,5.9725288359706585E-2]
[2004,1,12,15,4.3095704675929575E-2,2.0920704879058925E-2,0,0,6.0365631720430322E-5,1.3208061499987992E-2,7.7284836686696917E-2,null,3.4236921002697158E-2,2.4182216174267173E-2,0,0,2.9328673587305465E-5,1.3208061499987992E-2,5.8448465850551634E-2]
[2004,1,12,16,4.548020832464196E-2,2.1028327494372438E-2,0,0,6.0365631720430322E-5,1.1944386577924331E-2,7.8513288028659159E-2,null,3.6131264387159939E-2,2.4306617018492859E-2,0,0,2.9328673587305465E-5,1.1944386577924331E-2,6.0467210079240108E-2]
[2004,1,12,17,5.0177486713909002E-2,2.1437827031653225E-2,0,0,6.0365631720430322E-5,1.1683798006576521E-2,8.3359477383859182E-2,null,3.9862966893252992E-2,2.4779957013059611E-2,0,0,2.9328673587305465E-5,1.1683798006576521E-2,6.4672252579899905E-2]
[2004,1,12,18,5.7985265251742947E-2,2.1466459366427035E-2,0,0,6.0365631720430322E-5,1.0929285485646324E-2,9.0441375735536747E-2,null,4.6065772927323466E-2,2.4813053092425815E-2,0,0,2.9328673587305465E-5,1.0929285485646324E-2,7.0908154693336584E-2]
[2004,1,12,19,5.7803686245130201E-2,2.1094157722286316E-2,1.21485E-3,1.6100000000000204E-6,6.0365631720430322E-5,9.136966041792198E-3,8.9311635640929143E-2,null,4.5921519430324236E-2,2.4382710095251864E-2,4.9838086946233534E-4,3.0046037678820059E-6,2.9328673587305465E-5,9.136966041792198E-3,7.0834943672393638E-2]
[2004,1,12,20,5.7076190047260326E-2,2.0392634160520579E-2,1.21485E-3,1.6100000000000204E-6,6.0365631720430322E-5,8.6520035737020703E-3,8.7397653413203408E-2,null,4.5343567867783832E-2,2.3571819902018374E-2,4.9838086946233534E-4,3.0046037678820059E-6,2.9328673587305465E-5,8.6520035737020703E-3,6.9446101916619735E-2]
[2004,1,12,21,5.3216044551778703E-2,2.0065627560145276E-2,1.21485E-3,1.6100000000000204E-6,6.0365631720430322E-5,9.8283439109910255E-3,8.4386841654635433E-2,null,4.2276916623036058E-2,2.319383338835156E-2,4.9838086946233534E-4,3.0046037678820059E-6,2.9328673587305465E-5,9.8283439109910255E-3,6.6001464158205153E-2]
[2004,1,12,22,4.9780957909359345E-2,1.9096187062304978E-2,1.21485E-3,1.6100000000000204E-6,6.0365631720430322E-5,8.9698882771145332E-3,7.912385888049929E-2,null,3.9547948831505336E-2,2.2073258349298772E-2,4.9838086946233534E-4,3.0046037678820059E-6,2.9328673587305465E-5,8.9698882771145332E-3,6.215192132762163E-2]
[2004,1,12,23,4.6860839802068989E-2,1.8154841105356458E-2,1.21485E-3,1.6100000000000204E-6,6.0365631720430322E-5,7.5866538848930604E-3,7.3879160424038942E-2,null,3.7228092277130781E-2,2.098515775434762E-2,4.9838086946233534E-4,3.0046037678820059E-6,2.9328673587305465E-5,7.5866538848930604E-3,5.8743964178295922E-2]
[2004,1,12,24,3.7830370294291704E-2,1.7844551908616061E-2,1.21485E-3,1.6100000000000204E-6,6.0365631720430322E-5,1.0476191705834267E-2,6.7427939540462459E-2,null,3.0053932497636063E-2,2.0626494866290403E-2,4.9838086946233534E-4,3.0046037678820059E-6,2.9328673587305465E-5,1.0476191705834267E-2,5.121114151074399E-2]
[2004,1,13,1,3.1368005153249022E-2,1.711691001473371E-2,1.21485E-3,1.6100000000000204E-6,6.0365631720430322E-5,1.1160351181414802E-2,6.0922091981117962E-2,null,2.4919975726579047E-2,1.9785414526166237E-2,4.9838086946233534E-4,3.0046037678820059E-6,2.9328673587305465E-5,1.1160351181414802E-2,4.5236104399562806E-2]
[2004,1,13,2,3.0903223078680517E-2,1.5876632067631673E-2,1.21485E-3,1.6100000000000204E-6,6.0365631720430322E-5,1.1987315117209562E-2,6.0043995895242189E-2,null,2.455073458549244E-2,1.8351778823813794E-2,4.9838086946233534E-4,3.0046037678820059E-6,2.9328673587305465E-5,1.1987315117209562E-2,4.3433227556123756E-2]
[2004,1,13,3,3.098128761546182E-2,1.5565155234969536E-2,1.21485E-3,1.6100000000000204E-6,6.0365631720430322E-5,1.1951372910944086E-2,5.9774641393095879E-2,null,2.4612752120627128E-2,1.7991743148904421E-2,4.9838086946233534E-4,3.0046037678820059E-6,2.9328673587305465E-5,1.1951372910944086E-2,4.3135209416349074E-2]
[2004,1,13,4,3.1545423982896968E-2,1.5116254464706521E-2,1.21485E-3,1.6100000000000204E-6,6.0365631720430322E-5,1.2396391909011498E-2,6.0334895988335413E-2,null,2.5060924215546218E-2,1.7472859319222312E-2,4.9838086946233534E-4,3.0046037678820059E-6,2.9328673587305465E-5,1.2396391909011498E-2,4.3064497681586052E-2]
[2004,1,13,5,3.2841398511719397E-2,1.5126934354319501E-2,1.21485E-3,1.6100000000000204E-6,6.0365631720430322E-5,1.2483182125372841E-2,6.172834062313217E-2,null,2.609049729941746E-2,1.7485204190049151E-2,4.9838086946233534E-4,3.0046037678820059E-6,2.9328673587305465E-5,1.2483182125372841E-2,4.4106415636284139E-2]
[2004,1,13,6,3.5130468308888774E-2,1.582939483325263E-2,1.21485E-3,1.6100000000000204E-6,6.0365631720430322E-5,1.1712918595129978E-2,6.3949607368991815E-2,null,2.7909024282667387E-2,1.8297177364645374E-2,4.9838086946233534E-4,3.0046037678820059E-6,2.9328673587305465E-5,1.1712918595129978E-2,4.6736915794130286E-2]
[2004,1,13,7,4.2297842064962669E-2,1.6956992474944255E-2,0,0,6.0365631720430322E-5,1.0908511530920116E-2,7.0223711702547473E-2,null,3.3603067596932178E-2,1.9600566045218707E-2,0,0,2.9328673587305465E-5,1.0908511530920116E-2,5.3232962315738194E-2]
[2004,1,13,8,4.7987557582062218E-2,1.9187877030258538E-2,0,0,6.0365631720430322E-5,1.2490660532909479E-2,7.9726460776950669E-2,null,3.8123201149721238E-2,2.2179242666695461E-2,0,0,2.9328673587305465E-5,1.2490660532909479E-2,6.0331772490004001E-2]
[2004,1,13,9,4.8781730883588878E-2,2.0778902971421695E-2,0,0,6.0365631720430322E-5,1.4199617941807532E-2,8.3820617428538538E-2,null,3.8754123623115803E-2,2.4018307529494912E-2,0,0,2.9328673587305465E-5,1.4199617941807532E-2,6.2801759826198025E-2]
[2004,1,13,10,4.4459433678792869E-2,2.2258221133614597E-2,0,0,6.0365631720430322E-5,1.6424879581183782E-2,8.320290002531168E-2,null,3.5320320902785009E-2,2.5728249512591114E-2,0,0,2.9328673587305465E-5,1.6424879581183782E-2,6.1077899088963425E-2]
[2004,1,13,11,4.3363307493069304E-2,2.3167159359022957E-2,0,0,6.0365631720430322E-5,1.600872129973056E-2,8.2599553783543264E-2,null,3.4449515194610425E-2,2.6778890051853309E-2,0,0,2.9328673587305465E-5,1.600872129973056E-2,6.1257733920051044E-2]
[2004,1,13,12,4.3956912414737974E-2,2.273587158781433E-2,0,0,6.0365631720430322E-5,1.4522985589020199E-2,8.1276135223292925E-2,null,3.4921098266817011E-2,2.628036506538765E-2,0,0,2.9328673587305465E-5,1.4522985589020199E-2,6.123079200579197E-2]
[2004,1,13,13,4.1918135641071538E-2,2.2556370640618623E-2,0,0,6.0365631720430322E-5,1.4410466290009144E-2,7.8945338203419729E-2,null,3.3301413895322374E-2,2.6072880148714637E-2,0,0,2.9328673587305465E-5,1.4410466290009144E-2,5.9403622717624317E-2]
[2004,1,13,14,4.0509092821257232E-2,2.2780997463686253E-2,0,0,6.0365631720430322E-5,1.4786819244951916E-2,7.8137275161615824E-2,null,3.2182014918692006E-2,2.6332526007941757E-2,0,0,2.9328673587305465E-5,1.4786819244951916E-2,5.8543869600221066E-2]
[2004,1,13,15,3.9782136283458377E-2,2.2187617753486984E-2,0,0,6.0365631720430322E-5,1.3756613807503735E-2,7.5786733476169529E-2,null,3.1604492083314985E-2,2.5646639155256123E-2,0,0,2.9328673587305465E-5,1.3756613807503735E-2,5.728045991215841E-2]
[2004,1,13,16,3.9970897504715844E-2,2.2649841139929825E-2,0,0,6.0365631720430322E-5,1.4366204013791276E-2,7.7047308290157379E-2,null,3.1754451413813507E-2,2.6180922580044123E-2,0,0,2.9328673587305465E-5,1.4366204013791276E-2,5.7964702667444939E-2]
[2004,1,13,17,4.5297539839507975E-2,2.2235397673496367E-2,0,0,6.0365631720430322E-5,1.300585837614064E-2,8.0599161520865423E-2,null,3.5986145365618387E-2,2.5701867904054765E-2,0,0,2.9328673587305465E-5,1.300585837614064E-2,6.1717341943260458E-2]
[2004,1,13,18,5.163523989582107E-2,2.2272053020667596E-2,0,0,6.0365631720430322E-5,1.2506970894953558E-2,8.6474629443162657E-2,null,4.1021063295338965E-2,2.5744237773251896E-2,0,0,2.9328673587305465E-5,1.2506970894953558E-2,6.679462974217816E-2]
[2004,1,13,19,5.3810895503547722E-2,2.1604678538586705E-2,1.21485E-3,1.6100000000000204E-6,6.0365631720430322E-5,1.0786013347708484E-2,8.7478413021563339E-2,null,4.2749489590510246E-2,2.4972820457814116E-2,4.9838086946233534E-4,3.0046037678820059E-6,2.9328673587305465E-5,1.0786013347708484E-2,6.8253024195141898E-2]
[2004,1,13,20,5.4337684713988019E-2,2.0835337069508152E-2,1.21485E-3,1.6100000000000204E-6,6.0365631720430322E-5,8.475107581603792E-3,8.4924954996820387E-2,null,4.3167991636561973E-2,2.4083539631731224E-2,4.9838086946233534E-4,3.0046037678820059E-6,2.9328673587305465E-5,8.475107581603792E-3,6.7782245415110728E-2]
[2004,1,13,21,5.223288416656819E-2,2.0077966161454512E-2,1.21485E-3,1.6100000000000204E-6,6.0365631720430322E-5,8.2505073500027237E-3,8.1838183309745863E-2,null,4.1495855385157425E-2,2.3208095561919464E-2,4.9838086946233534E-4,3.0046037678820059E-6,2.9328673587305465E-5,8.2505073500027237E-3,6.5234665093894417E-2]
[2004,1,13,22,4.8479877734995659E-2,1.9352980511300064E-2,1.21485E-3,1.6100000000000204E-6,6.0365631720430322E-5,8.4745255215345622E-3,7.7584209399550727E-2,null,3.8514319622217928E-2,2.2370085570543631E-2,4.9838086946233534E-4,3.0046037678820059E-6,2.9328673587305465E-5,8.4745255215345622E-3,6.1415119339579084E-2]
[2004,1,13,23,4.5962844464342331E-2,1.8652457733872262E-2,1.21485E-3,1.6100000000000204E-6,6.0365631720430322E-5,6.9712316953035756E-3,7.2863359525238605E-2,null,3.6514689499064369E-2,2.1560352182654112E-2,4.9838086946233534E-4,3.0046037678820059E-6,2.9328673587305465E-5,6.9712316953035756E-3,5.8605755828536006E-2]
[2004,1,13,24,3.7542451291166193E-2,1.8216353324074026E-2,1.21485E-3,1.6100000000000204E-6,6.0365631720430322E-5,9.3668737227324654E-3,6.6402503969693119E-2,null,2.9825198329363159E-2,2.1056259649765874E-2,4.9838086946233534E-4,3.0046037678820059E-6,2.9328673587305465E-5,9.3668737227324654E-3,5.1412172125946558E-2]
[2004,1,14,1,2.9255399895895713E-2,1.7573360405876644E-2,1.21485E-3,1.6100000000000204E-6,6.0365631720430322E-5,1.0300251814318914E-2,5.8405837747811704E-2,null,2.3241639106960289E-2,2.031302495302599E-2,4.9838086946233534E-4,3.0046037678820059E-6,2.9328673587305465E-5,1.0300251814318914E-2,4.4085378206803805E-2]
[2004,1,14,2,2.8555084132881808E-2,1.6826552822196753E-2,1.21485E-3,1.6100000000000204E-6,6.0365631720430322E-5,1.0905550344069707E-2,5.7564012930868699E-2,null,2.268528074977481E-2,1.9449791016429224E-2,4.9838086946233534E-4,3.0046037678820059E-6,2.9328673587305465E-5,1.0905550344069707E-2,4.2665785913021559E-2]
[2004,1,14,3,2.8530179466165675E-2,1.6721947494240892E-2,1.21485E-3,1.6100000000000204E-6,6.0365631720430322E-5,1.0776829663833537E-2,5.7305782255960537E-2,null,2.2665495504043932E-2,1.932887785082452E-2,4.9838086946233534E-4,3.0046037678820059E-6,2.9328673587305465E-5,1.0776829663833537E-2,4.2525087501685981E-2]
[2004,1,14,4,2.899957638778743E-2,1.6439279554954774E-2,1.21485E-3,1.6100000000000204E-6,6.0365631720430322E-5,1.1127214129099658E-2,5.7842895703562297E-2,null,2.3038402860944614E-2,1.9002142339145194E-2,4.9838086946233534E-4,3.0046037678820059E-6,2.9328673587305465E-5,1.1127214129099658E-2,4.2571259346907329E-2]
[2004,1,14,5,3.0206857484654251E-2,1.648517715166789E-2,1.21485E-3,1.6100000000000204E-6,6.0365631720430322E-5,1.1209928517038541E-2,5.9178788785081121E-2,null,2.3997514397750858E-2,1.9055195312838582E-2,4.9838086946233534E-4,3.0046037678820059E-6,2.9328673587305465E-5,1.1209928517038541E-2,4.3583423857406968E-2]
[2004,1,14,6,3.2359817874803097E-2,1.715006618744716E-2,1.21485E-3,1.6100000000000204E-6,6.0365631720430322E-5,1.052159761016553E-2,6.1308307304136216E-2,null,2.5707910720394866E-2,1.9823739704055942E-2,4.9838086946233534E-4,3.0046037678820059E-6,2.9328673587305465E-5,1.052159761016553E-2,4.6062364571268333E-2]
[2004,1,14,7,3.9186965216472913E-2,1.8181902817678147E-2,0,0,6.0365631720430322E-5,9.8940468342253052E-3,6.7323280500096797E-2,null,3.1131664803735692E-2,2.1016438353218071E-2,0,0,2.9328673587305465E-5,9.8940468342253052E-3,5.217743183054107E-2]
[2004,1,14,8,4.4966848158129395E-2,1.9658039516715409E-2,0,0,6.0365631720430322E-5,1.1748286513479892E-2,7.6433539820045138E-2,null,3.5723430901224651E-2,2.2722702887097098E-2,0,0,2.9328673587305465E-5,1.1748286513479892E-2,5.8475462461909058E-2]
[2004,1,14,9,4.5801281890355934E-2,2.1314949745307066E-2,0,0,6.0365631720430322E-5,1.3181994356040195E-2,8.0358591623423625E-2,null,3.6386337842578886E-2,{"$f":"F323*W$5","v":2.4637923313979782E-2},{"$f":"G323*X$5","v":0},{"$f":"H323*Y$5","v":0},{"$f":"I323*Z$5","v":2.9328673587305465E-5},{"$f":"J323","v":1.3181994356040195E-2},6.1053589830145971E-2]
[2004,1,14,10,4.1822866302507943E-2,2.2294267743356515E-2,0,0,6.0365631720430322E-5,1.5588890439884763E-2,7.9766390117469652E-2,null,{"$f":"E324*V$5","v":3.3225728189683987E-2},2.576991574296756E-2,0,0,2.9328673587305465E-5,1.5588890439884763E-2,{"$f":"SUM(M324:Q324)","v":5.9024972606238853E-2}]
[2004,1,14,11,4.092116061603409E-2,2.2763339211549029E-2,0,0,6.0365631720430322E-5,1.5443099116197959E-2,7.9187964575501507E-2,null,3.2509377764795101E-2,2.6312114856744385E-2,0,0,2.9328673587305465E-5,1.5443099116197959E-2,5.8850821295126796E-2]
[2004,1,14,12,4.1508780271078807E-2,2.2441595681032069E-2,0,0,6.0365631720430322E-5,1.3908459449924736E-2,7.7919201033756047E-2,null,3.2976205906037566E-2,2.5940211918836158E-2,0,0,2.9328673587305465E-5,1.3908459449924736E-2,5.894574649846103E-2]
[2004,1,14,13,3.9536633761671082E-2,2.2371543629278654E-2,0,0,6.0365631720430322E-5,1.3716132904663152E-2,7.5684675927333328E-2,null,3.1409455234338961E-2,2.5859238841268024E-2,0,0,2.9328673587305465E-5,1.3716132904663152E-2,5.7298022749194294E-2]
[2004,1,14,14,3.8209643442882413E-2,2.2492895554417434E-2,0,0,6.0365631720430322E-5,1.4147086707749047E-2,7.490999133676933E-2,null,3.0355241988324053E-2,2.5999509377267357E-2,0,0,2.9328673587305465E-5,1.4147086707749047E-2,5.6384080039178719E-2]
[2004,1,14,15,3.7497865009305437E-2,2.2010073503892068E-2,0,0,6.0365631720430322E-5,1.3088225884806683E-2,7.2656530029724622E-2,null,2.9789777235280823E-2,2.5441415982852409E-2,0,0,2.9328673587305465E-5,1.3088225884806683E-2,5.5260521891720538E-2]
[2004,1,14,16,3.785531339196159E-2,2.2119626662062131E-2,0,0,6.0365631720430322E-5,1.3829731691942047E-2,7.3865037377686196E-2,null,3.0073748274426538E-2,2.556804833911178E-2,0,0,2.9328673587305465E-5,1.3829731691942047E-2,5.5671125287125624E-2]
[2004,1,14,17,4.2932736564288851E-2,2.1875670020176086E-2,0,0,6.0365631720430322E-5,1.2401417315845669E-2,7.7270189532031033E-2,null,3.4107452731876223E-2,2.5286059166885477E-2,0,0,2.9328673587305465E-5,1.2401417315845669E-2,5.9422840572349006E-2]
[2004,1,14,18,4.9033565178208324E-2,2.2008771518799645E-2,0,0,6.0365631720430322E-5,1.1800286471730441E-2,8.2902988800458835E-2,null,3.8954190681201796E-2,2.5439911019939226E-2,0,0,2.9328673587305465E-5,1.1800286471730441E-2,6.4423430374728322E-2]
[2004,1,14,19,5.1129083078136649E-2,2.139051495439525E-2,1.21485E-3,1.6100000000000204E-6,6.0365631720430322E-5,1.0068887472396343E-2,8.3865311136648676E-2,null,4.0618952432728637E-2,2.4725269043102575E-2,4.9838086946233534E-4,3.0046037678820059E-6,2.9328673587305465E-5,1.0068887472396343E-2,6.5874935622648748E-2]
[2004,1,14,20,5.1565004092837811E-2,2.0716373867741552E-2,1.21485E-3,1.6100000000000204E-6,6.0365631720430322E-5,7.8591100553972639E-3,8.1417313647697054E-2,null,4.0965265213920382E-2,2.394603021804113E-2,4.9838086946233534E-4,3.0046037678820059E-6,2.9328673587305465E-5,7.8591100553972639E-3,6.5442009578779048E-2]
[2004,1,14,21,4.9540053059615098E-2,2.0016033511660012E-2,1.21485E-3,1.6100000000000204E-6,6.0365631720430322E-5,7.6251251450511594E-3,7.8458037348046711E-2,null,3.9356564553840491E-2,2.3136507690753854E-2,4.9838086946233534E-4,3.0046037678820059E-6,2.9328673587305465E-5,7.6251251450511594E-3,6.3023786391411873E-2]
[2004,1,14,22,4.5928920154747692E-2,1.9271544906122602E-2,1.21485E-3,1.6100000000000204E-6,6.0365631720430322E-5,7.9024712291719985E-3,7.4379761921762724E-2,null,3.648773869465366E-2,2.2275954258043983E-2,4.9838086946233534E-4,3.0046037678820059E-6,2.9328673587305465E-5,7.9024712291719985E-3,5.9294407099515167E-2]
[2004,1,14,23,4.353590493370188E-2,1.8347689081682786E-2,1.21485E-3,1.6100000000000204E-6,6.0365631720430322E-5,6.6934825306761573E-3,6.9853902177781257E-2,null,3.4586633382713887E-2,2.1208070485025314E-2,4.9838086946233534E-4,3.0046037678820059E-6,2.9328673587305465E-5,6.6934825306761573E-3,5.6325418014556726E-2]
[2004,1,14,24,3.5453879426805196E-2,1.7844599667866865E-2,1.21485E-3,1.6100000000000204E-6,6.0365631720430322E-5,9.0845934090863587E-3,6.3659898135478857E-2,null,2.8165954781397183E-2,2.0626550071147692E-2,4.9838086946233534E-4,3.0046037678820059E-6,2.9328673587305465E-5,9.0845934090863587E-3,4.93232189993624E-2]
[2004,1,15,1,3.0232787760245267E-2,1.760954173042998E-2,1.21485E-3,1.6100000000000204E-6,6.0365631720430322E-5,1.0576704613660292E-2,5.969585973605597E-2,null,2.4018114427467593E-2,2.0354846900081696E-2,4.9838086946233534E-4,3.0046037678820059E-6,2.9328673587305465E-5,1.0576704613660292E-2,4.4903675474366814E-2]
[2004,1,15,2,2.9605474139664554E-2,1.6731815479529934E-2,1.21485E-3,1.6100000000000204E-6,6.0365631720430322E-5,1.1221330549942973E-2,5.8835445800857901E-2,null,2.3519751840447786E-2,1.9340284242475452E-2,4.9838086946233534E-4,3.0046037678820059E-6,2.9328673587305465E-5,1.1221330549942973E-2,4.3390750229740767E-2]
[2004,1,15,3,2.9513515450836643E-2,1.6827510040281952E-2,1.21485E-3,1.6100000000000204E-6,6.0365631720430322E-5,1.0953656891044957E-2,5.8571508013883992E-2,null,2.3446696245033163E-2,1.9450897463597041E-2,4.9838086946233534E-4,3.0046037678820059E-6,2.9328673587305465E-5,1.0953656891044957E-2,4.3428307855447733E-2]
[2004,1,15,4,2.9915429806921131E-2,1.6756291784930395E-2,1.21485E-3,1.6100000000000204E-6,6.0365631720430322E-5,1.1171939158023782E-2,5.9120486381595741E-2,null,2.3765992800515643E-2,1.9368576372772353E-2,4.9838086946233534E-4,3.0046037678820059E-6,2.9328673587305465E-5,1.1171939158023782E-2,4.3665283320105518E-2]
[2004,1,15,5,3.1174175287186294E-2,1.6768815791134949E-2,1.21485E-3,1.6100000000000204E-6,6.0365631720430322E-5,1.1266070329883115E-2,6.0485887039924795E-2,null,2.4765989665502766E-2,1.938305285562306E-2,4.9838086946233534E-4,3.0046037678820059E-6,2.9328673587305465E-5,1.1266070329883115E-2,4.4679756667943347E-2]
[2004,1,15,6,3.349449259350077E-2,1.7203523076606154E-2,1.21485E-3,1.6100000000000204E-6,6.0365631720430322E-5,1.068759740263555E-2,6.2662438704462919E-2,null,2.6609340897716171E-2,1.9885530454277777E-2,4.9838086946233534E-4,3.0046037678820059E-6,2.9328673587305465E-5,1.068759740263555E-2,4.7025585498811473E-2]
[2004,1,15,7,4.0458516589021429E-2,1.8380447595106653E-2,0,0,6.0365631720430322E-5,9.9109370370629602E-3,6.8810266852911472E-2,null,3.2141835172689655E-2,2.1245936009047717E-2,0,0,2.9328673587305465E-5,9.9109370370629602E-3,5.3417099855324682E-2]
[2004,1,15,8,4.6172471438203785E-2,2.0293883894904146E-2,0,0,6.0365631720430322E-5,1.1595020518485566E-2,7.8121741483313939E-2,null,3.668122540323622E-2,2.3457674595528569E-2,0,0,2.9328673587305465E-5,1.1595020518485566E-2,6.0168228672352095E-2]
[2004,1,15,9,4.6909505843480394E-2,2.2113243230012784E-2,0,0,6.0365631720430322E-5,1.305037901332428E-2,8.2133493718537898E-2,null,3.7266754492491817E-2,2.5560669738120875E-2,0,0,2.9328673587305465E-5,1.305037901332428E-2,6.2856752904199995E-2]
[2004,1,15,10,4.2875747015217076E-2,2.3039693795043781E-2,0,0,6.0365631720430322E-5,1.5552405365255798E-2,8.1528211807237086E-2,null,3.4062177995003447E-2,2.6631552768490326E-2,0,0,2.9328673587305465E-5,1.5552405365255798E-2,6.0723059437081076E-2]
[2004,1,15,11,4.1899389051496823E-2,2.3670301588543649E-2,0,0,6.0365631720430322E-5,1.5306946954580007E-2,8.0937003226340926E-2,null,3.3286520868020329E-2,2.7360471515336937E-2,0,0,2.9328673587305465E-5,1.5306946954580007E-2,6.0676321056944572E-2]
[2004,1,15,12,4.2517316525222365E-2,2.3222766431861438E-2,0,0,6.0365631720430322E-5,1.3839772209615075E-2,7.9640220798419314E-2,null,3.3777426731201488E-2,2.6843166196656845E-2,0,0,2.9328673587305465E-5,1.3839772209615075E-2,6.0649921601445639E-2]
[2004,1,15,13,4.040862859107211E-2,2.3358321386543628E-2,0,0,6.0365631720430322E-5,1.3529021438855369E-2,7.7356337048191545E-2,null,3.2102202187044855E-2,2.6999853996449809E-2,0,0,2.9328673587305465E-5,1.3529021438855369E-2,5.913138485708197E-2]
[2004,1,15,14,3.9066567772793499E-2,2.346361502357714E-2,0,0,6.0365631720430322E-5,1.3973996167755074E-2,7.6564544595846148E-2,null,3.1036016344122942E-2,2.7121562777642355E-2,0,0,2.9328673587305465E-5,1.3973996167755074E-2,5.8186907795352599E-2]
[2004,1,15,15,3.8296754955115843E-2,2.3052577090941696E-2,0,0,6.0365631720430322E-5,1.2851615300582405E-2,7.4261312978360375E-2,null,3.0424446796208936E-2,2.664644455384084E-2,0,0,2.9328673587305465E-5,1.2851615300582405E-2,5.7100220023637085E-2]
[2004,1,15,16,3.8734813410748435E-2,2.2915790070457947E-2,0,0,6.0365631720430322E-5,1.3785544495832483E-2,7.5496513608759294E-2,null,3.0772457644455568E-2,2.6488332610754114E-2,0,0,2.9328673587305465E-5,1.3785544495832483E-2,5.7290118928796985E-2]
[2004,1,15,17,4.3981003786056148E-2,2.247962782459529E-2,0,0,6.0365631720430322E-5,1.2455883639286717E-2,7.8976880881658593E-2,null,3.4940237398729791E-2,2.5984173225232537E-2,0,0,2.9328673587305465E-5,1.2455883639286717E-2,6.0953739297549631E-2]
[2004,1,15,18,5.0296037057524015E-2,2.2326133578633865E-2,0,0,6.0365631720430322E-5,1.2051548052781844E-2,8.4734084320660152E-2,null,3.9957147944002971E-2,2.5806749421455218E-2,0,0,2.9328673587305465E-5,1.2051548052781844E-2,6.5793226039045499E-2]
[2004,1,15,19,5.2681337881497786E-2,2.1046945269938385E-2,1.21485E-3,1.6100000000000204E-6,6.0365631720430322E-5,1.0712560037272412E-2,8.5717668820429027E-2,null,4.1852124635814003E-2,2.43281372816017E-2,4.9838086946233534E-4,3.0046037678820059E-6,2.9328673587305465E-5,1.0712560037272412E-2,6.6710976064233235E-2]
[2004,1,15,20,5.3184992731127652E-2,2.0269929271150552E-2,1.21485E-3,1.6100000000000204E-6,6.0365631720430322E-5,8.4838499373956835E-3,8.3215597571394323E-2,null,4.2252247836700757E-2,2.3429985476384096E-2,4.9838086946233534E-4,3.0046037678820059E-6,2.9328673587305465E-5,8.4838499373956835E-3,6.6212947459902388E-2]
[2004,1,15,21,5.106659671338061E-2,1.96745808275639E-2,1.21485E-3,1.6100000000000204E-6,6.0365631720430322E-5,8.1729578894975084E-3,8.0190961062162461E-2,null,4.0569310809509207E-2,2.2741822967278735E-2,4.9838086946233534E-4,3.0046037678820059E-6,2.9328673587305465E-5,8.1729578894975084E-3,6.3841847923605477E-2]
[2004,1,15,22,4.7211198441080515E-2,1.9378583277452299E-2,1.21485E-3,1.6100000000000204E-6,6.0365631720430322E-5,8.1560027449264147E-3,7.602261009517966E-2,null,3.7506430945372815E-2,2.2399679775391493E-2,4.9838086946233534E-4,3.0046037678820059E-6,2.9328673587305465E-5,8.1560027449264147E-3,6.0436824867581833E-2]
[2004,1,15,23,4.4914188521903597E-2,1.8161267597533757E-2,1.21485E-3,1.6100000000000204E-6,6.0365631720430322E-5,7.0445028381064092E-3,7.1396784589264198E-2,null,3.568159601723677E-2,2.0992586128485684E-2,4.9838086946233534E-4,3.0046037678820059E-6,2.9328673587305465E-5,7.0445028381064092E-3,5.7204896292539976E-2]
[2004,1,15,24,3.6696726626649488E-2,1.7595282702021459E-2,1.21485E-3,1.6100000000000204E-6,6.0365631720430322E-5,9.4971342668073583E-3,6.5065969227198733E-2,null,2.915332142778268E-2,2.0338364907271072E-2,4.9838086946233534E-4,3.0046037678820059E-6,2.9328673587305465E-5,9.4971342668073583E-3,5.0022400481871281E-2]
[2004,1,16,1,3.5991932895512543E-2,1.7565060633224619E-2,1.21485E-3,1.6100000000000204E-6,6.0365631720430322E-5,1.1472859410048287E-2,6.6306678570505886E-2,null,2.8593405596783188E-2,2.0303431256368597E-2,4.9838086946233534E-4,3.0046037678820059E-6,2.9328673587305465E-5,1.1472859410048287E-2,4.9427550999969309E-2]
[2004,1,16,2,3.4828826565602829E-2,1.7555855511110764E-2,1.21485E-3,1.6100000000000204E-6,6.0365631720430322E-5,1.1822545229177427E-2,6.5484052937611462E-2,null,2.7669388230451609E-2,2.02927910674192E-2,4.9838086946233534E-4,3.0046037678820059E-6,2.9328673587305465E-5,1.1822545229177427E-2,4.849289344468833E-2]
[2004,1,16,3,3.462496212490123E-2,1.7038912544853145E-2,1.21485E-3,1.6100000000000204E-6,6.0365631720430322E-5,1.1933015495716296E-2,6.4873715797191103E-2,null,2.750743030902892E-2,1.9695257349885541E-2,4.9838086946233534E-4,3.0046037678820059E-6,2.9328673587305465E-5,1.1933015495716296E-2,4.7733401805731983E-2]
[2004,1,16,4,3.6119806442687682E-2,1.6699281644864068E-2,1.21485E-3,1.6100000000000204E-6,6.0365631720430322E-5,1.1727426868026138E-2,6.5823340587298315E-2,null,2.8694993366745219E-2,1.93026784243438E-2,4.9838086946233534E-4,3.0046037678820059E-6,2.9328673587305465E-5,1.1727426868026138E-2,4.8528385937906544E-2]
[2004,1,16,5,3.7028173995173566E-2,1.7000411871564022E-2,1.21485E-3,1.6100000000000204E-6,6.0365631720430322E-5,1.1751875204659911E-2,6.7057286703117933E-2,null,2.9416636239735363E-2,1.9650754470574607E-2,4.9838086946233534E-4,3.0046037678820059E-6,2.9328673587305465E-5,1.1751875204659911E-2,4.9598104857127491E-2]
[2004,1,16,6,3.8971617273229203E-2,1.7383028451639183E-2,1.21485E-3,1.6100000000000204E-6,6.0365631720430322E-5,1.1239753289000889E-2,6.8871224645589701E-2,null,3.0960583936712624E-2,2.0093020489082323E-2,4.9838086946233534E-4,3.0046037678820059E-6,2.9328673587305465E-5,1.1239753289000889E-2,5.1584318572612468E-2]
[2004,1,16,7,4.7494502513047987E-2,1.8445901422545343E-2,0,0,6.0365631720430322E-5,1.0511027336823131E-2,7.6511796904136897E-2,null,3.7731498831015488E-2,2.1321594004975949E-2,0,0,2.9328673587305465E-5,1.0511027336823131E-2,5.9082421509578743E-2]
[2004,1,16,8,5.2699406108919856E-2,2.0829970058624924E-2,0,0,6.0365631720430322E-5,1.3364092233883695E-2,8.6953834033148908E-2,null,4.1866478745569487E-2,2.4077335910674114E-2,0,0,2.9328673587305465E-5,1.3364092233883695E-2,6.5973143329830911E-2]
[2004,1,16,9,5.4160442377217975E-2,2.229403637617958E-2,0,0,6.0365631720430322E-5,1.3591121544686982E-2,9.0105965929804979E-2,null,4.3027183360471323E-2,2.5769648305941868E-2,0,0,2.9328673587305465E-5,1.3591121544686982E-2,6.8826160340000497E-2]
[2004,1,16,10,5.2245532129167868E-2,2.3590971985126611E-2,0,0,6.0365631720430322E-5,1.509806798179829E-2,9.0994937727813197E-2,null,4.1505903423578579E-2,2.7268774527594908E-2,0,0,2.9328673587305465E-5,1.509806798179829E-2,6.8804006624760786E-2]
[2004,1,16,11,4.9246230770270287E-2,2.4096631966098968E-2,0,0,6.0365631720430322E-5,1.5914234725377834E-2,8.9317463093467525E-2,null,3.9123140583057887E-2,2.7853266256780824E-2,0,0,2.9328673587305465E-5,1.5914234725377834E-2,6.7005735513426021E-2]
[2004,1,16,12,4.8081815234467883E-2,2.3847673493118261E-2,0,0,6.0365631720430322E-5,1.5727845237747444E-2,8.7717699597054027E-2,null,3.8198083132127129E-2,2.7565495474350773E-2,0,0,2.9328673587305465E-5,1.5727845237747444E-2,6.5792907280065205E-2]
[2004,1,16,13,4.7901857744719514E-2,2.3471463142495687E-2,0,0,6.0365631720430322E-5,1.2684551948395991E-2,8.411823846733163E-2,null,3.8055117831833525E-2,2.7130634408323386E-2,0,0,2.9328673587305465E-5,1.2684551948395991E-2,6.5215080913744214E-2]
[2004,1,16,14,4.4681945122066462E-2,2.3469024387954972E-2,0,0,6.0365631720430322E-5,1.4502370640452114E-2,8.2713705782193975E-2,null,3.5497092735682058E-2,2.7127815455050039E-2,0,0,2.9328673587305465E-5,1.4502370640452114E-2,6.265423686431941E-2]
[2004,1,16,15,4.4112942232368987E-2,2.2927650010435289E-2,0,0,6.0365631720430322E-5,1.4263189445301626E-2,8.136414731982633E-2,null,3.5045054484274613E-2,2.6502041500296981E-2,0,0,2.9328673587305465E-5,1.4263189445301626E-2,6.15764246581589E-2]
[2004,1,16,16,4.6709793732291192E-2,2.1409742540864512E-2,0,0,6.0365631720430322E-5,1.1669771718433022E-2,7.984967362330915E-2,null,3.7108095344776666E-2,2.4747494185859337E-2,0,0,2.9328673587305465E-5,1.1669771718433022E-2,6.1884918204223309E-2]
[2004,1,16,17,5.0648629210942334E-2,2.0610913746832677E-2,0,0,6.0365631720430322E-5,9.3125960703476542E-3,8.0632504659843091E-2,null,4.0237261003843394E-2,2.3824128998348695E-2,0,0,2.9328673587305465E-5,9.3125960703476542E-3,6.4090718675779396E-2]
[2004,1,16,18,5.7084539815939514E-2,2.0381932933783046E-2,0,0,6.0365631720430322E-5,8.7484268572225587E-3,8.6275265238665549E-2,null,4.5350201252080703E-2,2.3559450367636389E-2,0,0,2.9328673587305465E-5,8.7484268572225587E-3,6.8938980293304405E-2]
[2004,1,16,19,5.8715143506579102E-2,2.0037746230832647E-2,1.21485E-3,1.6100000000000204E-6,6.0365631720430322E-5,8.5181959569407655E-3,8.8547911326072953E-2,null,4.6645616889507684E-2,2.3161605395243218E-2,4.9838086946233534E-4,3.0046037678820059E-6,2.9328673587305465E-5,8.5181959569407655E-3,7.0337936431568437E-2]
[2004,1,16,20,5.6698955664120664E-2,1.9676014721952025E-2,1.21485E-3,1.6100000000000204E-6,6.0365631720430322E-5,7.6340424002442628E-3,8.5285838418037385E-2,null,4.5043878052472203E-2,2.2743480403979131E-2,4.9838086946233534E-4,3.0046037678820059E-6,2.9328673587305465E-5,7.6340424002442628E-3,6.8318072603268873E-2]
[2004,1,16,21,5.4491439099589437E-2,1.9202606194639173E-2,1.21485E-3,1.6100000000000204E-6,6.0365631720430322E-5,7.4092329454124358E-3,8.2380103871361479E-2,null,4.3290140161414713E-2,2.2196268089078593E-2,4.9838086946233534E-4,3.0046037678820059E-6,2.9328673587305465E-5,7.4092329454124358E-3,6.6017122397310835E-2]
[2004,1,16,22,5.207596333931995E-2,1.8242106281548445E-2,1.21485E-3,1.6100000000000204E-6,6.0365631720430322E-5,6.8445599467282583E-3,7.8439455199317082E-2,null,4.1371191314652583E-2,2.1086027460572119E-2,4.9838086946233534E-4,3.0046037678820059E-6,2.9328673587305465E-5,6.8445599467282583E-3,6.2987932922042231E-2]
[2004,1,16,23,4.983101372524644E-2,1.7122052699965983E-2,1.21485E-3,1.6100000000000204E-6,6.0365631720430322E-5,6.392134286223765E-3,7.4622026343156622E-2,null,3.9587715138313384E-2,1.9791358949488583E-2,4.9838086946233534E-4,3.0046037678820059E-6,2.9328673587305465E-5,6.392134286223765E-3,5.9909788234619489E-2]
[2004,1,16,24,4.5280466342803499E-2,1.6263966022826322E-2,1.21485E-3,1.6100000000000204E-6,6.0365631720430322E-5,8.3870590081256136E-3,7.1208317005475863E-2,null,3.5972581509027421E-2,1.8799497650225167E-2,4.9838086946233534E-4,3.0046037678820059E-6,2.9328673587305465E-5,8.3870590081256136E-3,5.530279330607011E-2]
[2004,1,17,1,3.7615200245956999E-2,1.6271245862693493E-2,1.21485E-3,1.6100000000000204E-6,6.0365631720430322E-5,8.47079129356983E-3,6.3634063033940758E-2,null,2.9882992957318107E-2,{"$f":"F387*W$5","v":1.8807912407873138E-2},{"$f":"G387*X$5","v":4.9838086946233534E-4},{"$f":"H387*Y$5","v":3.0046037678820059E-6},{"$f":"I387*Z$5","v":2.9328673587305465E-5},{"$f":"J387","v":8.47079129356983E-3},4.922161951200877E-2]
[2004,1,17,2,3.5579369832937295E-2,1.5061986795319711E-2,1.21485E-3,1.6100000000000204E-6,6.0365631720430322E-5,9.6908019875400157E-3,6.160898424751745E-2,null,{"$f":"E388*V$5","v":2.8265649290482232E-2},1.7410131389165848E-2,4.9838086946233534E-4,3.0046037678820059E-6,2.9328673587305465E-5,9.6908019875400157E-3,{"$f":"SUM(M388:Q388)","v":4.6206494826465605E-2}]
[2004,1,17,3,3.4908329378895181E-2,1.4491461611951795E-2,1.21485E-3,1.6100000000000204E-6,6.0365631720430322E-5,1.0119532781394536E-2,6.0796149403961941E-2,null,2.7732548388955822E-2,1.6750662054990768E-2,4.9838086946233534E-4,3.0046037678820059E-6,2.9328673587305465E-5,1.0119532781394536E-2,4.5013924590764115E-2]
[2004,1,17,4,3.4698240198122496E-2,1.4107554351747074E-2,1.21485E-3,1.6100000000000204E-6,6.0365631720430322E-5,1.0303627270191405E-2,6.0386247451781408E-2,null,2.7565645289453815E-2,1.6306904140962069E-2,4.9838086946233534E-4,3.0046037678820059E-6,2.9328673587305465E-5,1.0303627270191405E-2,4.4403263577233405E-2]
[2004,1,17,5,3.5202467537833577E-2,1.4098496520194518E-2,1.21485E-3,1.6100000000000204E-6,6.0365631720430322E-5,1.0553258886047885E-2,6.1131048575796418E-2,null,2.7966223298953926E-2,1.6296434204985232E-2,4.9838086946233534E-4,3.0046037678820059E-6,2.9328673587305465E-5,1.0553258886047885E-2,4.4793371650756683E-2]
[2004,1,17,6,3.6728654843150903E-2,1.3713836495877223E-2,1.21485E-3,1.6100000000000204E-6,6.0365631720430322E-5,1.069899970147304E-2,6.2418316672221592E-2,null,2.9178686457414657E-2,1.5851806171875763E-2,4.9838086946233534E-4,3.0046037678820059E-6,2.9328673587305465E-5,1.069899970147304E-2,4.5561206776107942E-2]
[2004,1,17,7,4.0640651436417159E-2,1.369008120532678E-2,0,0,6.0365631720430322E-5,1.0676742503632666E-2,6.5067840777097041E-2,null,3.228653025144558E-2,1.5824347461727409E-2,0,0,2.9328673587305465E-5,1.0676742503632666E-2,4.8140206386760295E-2]
[2004,1,17,8,4.7455122404323161E-2,1.4861640338505717E-2,0,0,6.0365631720430322E-5,9.1636563676523401E-3,7.1540784742201657E-2,null,3.7700213725420213E-2,1.7178551174424898E-2,0,0,2.9328673587305465E-5,9.1636563676523401E-3,5.4908093573432418E-2]
[2004,1,17,9,4.9910718124336256E-2,1.600017105664249E-2,0,0,6.0365631720430322E-5,1.0812781977116413E-2,7.6784036789815588E-2,null,3.965103544449531E-2,1.8494577384162512E-2,0,0,2.9328673587305465E-5,1.0812781977116413E-2,5.8174941502245128E-2]
[2004,1,17,10,5.1565886696875292E-2,1.6834761954847826E-2,0,0,6.0365631720430322E-5,1.2458654339221609E-2,8.0919668622665156E-2,null,4.0965966389244816E-2,1.9459279942424742E-2,0,0,2.9328673587305465E-5,1.2458654339221609E-2,6.0454575005256861E-2]
[2004,1,17,11,5.2725718006537227E-2,1.670019407331819E-2,0,0,6.0365631720430322E-5,1.2303780560367954E-2,8.17900582719438E-2,null,4.188738195081769E-2,1.9303733099233996E-2,0,0,2.9328673587305465E-5,1.2303780560367954E-2,6.1220443723638995E-2]
[2004,1,17,12,5.2648906358162433E-2,1.6362422795533755E-2,0,0,6.0365631720430322E-5,1.1178175028944533E-2,8.0249869814361163E-2,null,4.1826359759458476E-2,1.891330370863456E-2,0,0,2.9328673587305465E-5,1.1178175028944533E-2,6.0768992141680342E-2]
[2004,1,17,13,5.2803257350615529E-2,1.5802755865716386E-2,0,0,6.0365631720430322E-5,1.0292742288878626E-2,7.8959121136930974E-2,null,4.1948982252234562E-2,1.8266385415935005E-2,0,0,2.9328673587305465E-5,1.0292742288878626E-2,6.0244696341756873E-2]
[2004,1,17,14,5.0948572663896019E-2,1.5497479217221725E-2,0,0,6.0365631720430322E-5,9.4717678979133121E-3,7.5978185410751492E-2,null,4.0475547867494265E-2,1.7913516526022834E-2,0,0,2.9328673587305465E-5,9.4717678979133121E-3,5.8418393067104404E-2]
[2004,1,17,15,5.0142944876450955E-2,1.5598996521853365E-2,0,0,6.0365631720430322E-5,9.6055068223576939E-3,7.5407813852382446E-2,null,3.9835525500445237E-2,1.8030860249392718E-2,0,0,2.9328673587305465E-5,9.6055068223576939E-3,5.7895714423425261E-2]
[2004,1,17,16,4.8623249178250089E-2,1.5762155418228712E-2,0,0,6.0365631720430322E-5,1.0267827315815747E-2,7.4713597544014979E-2,null,3.8628219529729731E-2,1.8219455410297302E-2,0,0,2.9328673587305465E-5,1.0267827315815747E-2,5.6877003613614335E-2]
[2004,1,17,17,5.4325046130170189E-2,1.549423647791656E-2,0,0,6.0365631720430322E-5,7.6422066741670082E-3,7.7521854913974189E-2,null,4.3157951049013613E-2,1.7909768247782325E-2,0,0,2.9328673587305465E-5,7.6422066741670082E-3,6.1097047970383248E-2]
[2004,1,17,18,5.9635466142789799E-2,1.5648337370221622E-2,0,0,6.0365631720430322E-5,8.8006417999294453E-3,8.4144810944661294E-2,null,4.7376757350717925E-2,1.8087893273297052E-2,0,0,2.9328673587305465E-5,8.8006417999294453E-3,6.5493979297602284E-2]
[2004,1,17,19,6.0081866217598583E-2,1.5077498712327763E-2,1.21485E-3,1.6100000000000204E-6,6.0365631720430322E-5,6.475426511307455E-3,8.2911617072954247E-2,null,4.773139510897606E-2,1.7428061594315938E-2,4.9838086946233534E-4,3.0046037678820059E-6,2.9328673587305465E-5,6.475426511307455E-3,6.569017085010953E-2]
[2004,1,17,20,5.8380160647299374E-2,1.4422477053188729E-2,1.21485E-3,1.6100000000000204E-6,6.0365631720430322E-5,5.6070179236399759E-3,7.9686481255848512E-2,null,4.6379493344791092E-2,1.6670922891213129E-2,4.9838086946233534E-4,3.0046037678820059E-6,2.9328673587305465E-5,5.6070179236399759E-3,6.3581130382821746E-2]
[2004,1,17,21,5.5243661980007533E-2,1.4389586541890927E-2,1.21485E-3,1.6100000000000204E-6,6.0365631720430322E-5,7.4786749603079905E-3,7.8388749113926889E-2,null,4.3887735572070104E-2,1.6632904791016048E-2,4.9838086946233534E-4,3.0046037678820059E-6,2.9328673587305465E-5,7.4786749603079905E-3,6.1051354509903677E-2]
[2004,1,17,22,4.984969875010687E-2,1.3982097195282477E-2,1.21485E-3,1.6100000000000204E-6,6.0365631720430322E-5,8.4206231355804465E-3,7.3529244712690234E-2,null,3.960255925618756E-2,1.6161888373291997E-2,4.9838086946233534E-4,3.0046037678820059E-6,2.9328673587305465E-5,8.4206231355804465E-3,5.6295161776297085E-2]
[2004,1,17,23,4.7440003209547423E-2,1.3410316131908184E-2,1.21485E-3,1.6100000000000204E-6,6.0365631720430322E-5,7.543791364199662E-3,6.96709363373757E-2,null,3.7688202443064957E-2,1.5500967369014082E-2,4.9838086946233534E-4,3.0046037678820059E-6,2.9328673587305465E-5,7.543791364199662E-3,5.3719883958896562E-2]
[2004,1,17,24,4.3329833471209937E-2,1.3164303453978685E-2,1.21485E-3,1.6100000000000204E-6,6.0365631720430322E-5,9.2434731806252009E-3,6.7014435737534253E-2,null,3.4422922116468191E-2,1.5216601627338884E-2,4.9838086946233534E-4,3.0046037678820059E-6,2.9328673587305465E-5,9.2434731806252009E-3,5.0170237890624601E-2]
[2004,1,18,1,3.4678750831953188E-2,1.2349608292256092E-2,1.21485E-3,1.6100000000000204E-6,6.0365631720430322E-5,1.1338118718049071E-2,5.9643303473978782E-2,null,2.7550162171241715E-2,1.4274896525584611E-2,4.9838086946233534E-4,3.0046037678820059E-6,2.9328673587305465E-5,1.1338118718049071E-2,4.2355772843643849E-2]
[2004,1,18,2,3.2150351857963375E-2,1.2055206167622007E-2,1.21485E-3,1.6100000000000204E-6,6.0365631720430322E-5,1.2167946846144133E-2,5.7650330503449941E-2,null,2.5541502686804995E-2,1.3934597483978647E-2,4.9838086946233534E-4,3.0046037678820059E-6,2.9328673587305465E-5,1.2167946846144133E-2,4.0006814317601169E-2]
[2004,1,18,3,3.1378143388221272E-2,1.1874215434013097E-2,1.21485E-3,1.6100000000000204E-6,6.0365631720430322E-5,1.2277906883522713E-2,5.6807091337477515E-2,null,2.4928029938767055E-2,1.3725390525084499E-2,4.9838086946233534E-4,3.0046037678820059E-6,2.9328673587305465E-5,1.2277906883522713E-2,3.918413461066908E-2]
[2004,1,18,4,3.1596442568702039E-2,1.1550944165557174E-2,1.21485E-3,1.6100000000000204E-6,6.0365631720430322E-5,1.2063141305306781E-2,5.6487353671286419E-2,null,2.5101455384603844E-2,1.3351721676834759E-2,4.9838086946233534E-4,3.0046037678820059E-6,2.9328673587305465E-5,1.2063141305306781E-2,3.8983891208256127E-2]
[2004,1,18,5,3.1109655465936734E-2,1.1748815636878197E-2,1.21485E-3,1.6100000000000204E-6,6.0365631720430322E-5,1.2989870269633214E-2,5.712516700416858E-2,null,2.4714732584551424E-2,1.3580441058990707E-2,4.9838086946233534E-4,3.0046037678820059E-6,2.9328673587305465E-5,1.2989870269633214E-2,3.8825887790359656E-2]
[2004,1,18,6,3.2936715612549052E-2,1.1743267959223888E-2,1.21485E-3,1.6100000000000204E-6,6.0365631720430322E-5,1.22302876651914E-2,5.8187096868684778E-2,null,2.6166220949276554E-2,1.3574028505442573E-2,4.9838086946233534E-4,3.0046037678820059E-6,2.9328673587305465E-5,1.22302876651914E-2,4.0270963601536654E-2]
[2004,1,18,7,3.7124465117522945E-2,1.2325507569431448E-2,0,0,6.0365631720430322E-5,1.1508004202682281E-2,6.1018342521357107E-2,null,2.9493133690558532E-2,1.4247038530709638E-2,0,0,2.9328673587305465E-5,1.1508004202682281E-2,4.3769500894855477E-2]
[2004,1,18,8,4.0466790470817339E-2,1.3352304967820387E-2,0,0,6.0365631720430322E-5,1.1820616954633571E-2,6.5700078024991726E-2,null,3.2148408269464898E-2,1.5433912338191665E-2,0,0,2.9328673587305465E-5,1.1820616954633571E-2,4.7611649281243867E-2]
[2004,1,18,9,4.611904216659643E-2,1.359717367078947E-2,0,0,6.0365631720430322E-5,9.9839838947049613E-3,6.9760565363811297E-2,null,3.6638779090662654E-2,1.5716955760664394E-2,0,0,2.9328673587305465E-5,9.9839838947049613E-3,5.2385063524914358E-2]
[2004,1,18,10,4.8818307888859311E-2,1.4134104100341235E-2,0,0,6.0365631720430322E-5,1.0331161813990833E-2,7.3343939434911812E-2,null,3.8783181833194423E-2,1.6337592961610702E-2,0,0,2.9328673587305465E-5,1.0331161813990833E-2,5.5150103468392428E-2]
[2004,1,18,11,4.7698933262353423E-2,1.4926330638578894E-2,0,0,6.0365631720430322E-5,1.3936845758655284E-2,7.6622475291308029E-2,null,3.7893906650243045E-2,1.7253326610041968E-2,0,0,2.9328673587305465E-5,1.3936845758655284E-2,5.5176561933872319E-2]
[2004,1,18,12,4.7212782707238221E-2,1.4924500872094413E-2,0,0,6.0365631720430322E-5,1.3480525542949295E-2,7.5678174754002361E-2,null,3.7507689548653501E-2,1.7251211585288646E-2,0,0,2.9328673587305465E-5,1.3480525542949295E-2,5.4788229807529454E-2]
[2004,1,18,13,4.5932909140917237E-2,1.4934658596557291E-2,0,0,6.0365631720430322E-5,1.2914664924382837E-2,7.3842598293577796E-2,null,3.6490907701991968E-2,1.7262952886082285E-2,0,0,2.9328673587305465E-5,1.2914664924382837E-2,5.3783189261661563E-2]
[2004,1,18,14,4.4494170617954708E-2,1.5187133307787839E-2,0,0,6.0365631720430322E-5,1.3050601272917005E-2,7.2792270830379979E-2,null,3.5347917292051702E-2,1.7554788083835308E-2,0,0,2.9328673587305465E-5,1.3050601272917005E-2,5.2932034049474316E-2]
[2004,1,18,15,4.4550635443108846E-2,1.4936415166515624E-2,0,0,6.0365631720430322E-5,1.1407611947395193E-2,7.0955028188740096E-2,null,3.5392775167628177E-2,1.7264983303064082E-2,0,0,2.9328673587305465E-5,1.1407611947395193E-2,5.2687087144279568E-2]
[2004,1,18,16,4.6688914187667269E-2,1.4648992364832315E-2,0,0,6.0365631720430322E-5,1.0752863637452868E-2,7.2151135821672888E-2,null,3.7091507814180823E-2,1.6932751651984459E-2,0,0,2.9328673587305465E-5,1.0752863637452868E-2,5.4053588139752584E-2]
[2004,1,18,17,5.0178611886334143E-2,1.4378074399450934E-2,0,0,6.0365631720430322E-5,9.8136498010671924E-3,7.4430701718572703E-2,null,3.9863860774434969E-2,1.6619597920204468E-2,0,0,2.9328673587305465E-5,9.8136498010671924E-3,5.6512787368226743E-2]
[2004,1,18,18,5.7684206829738786E-2,1.4008333900948409E-2,0,0,6.0365631720430322E-5,8.3551963349671986E-3,8.0108102697374825E-2,null,4.5826600288452334E-2,1.6192215348017847E-2,0,0,2.9328673587305465E-5,8.3551963349671986E-3,6.2048144310057486E-2]
[2004,1,18,19,5.7875789346204014E-2,1.3891355563595753E-2,1.21485E-3,1.6100000000000204E-6,6.0365631720430322E-5,7.9885458492682231E-3,8.1032516390788428E-2,null,4.5978800966711142E-2,1.6057000236580573E-2,4.9838086946233534E-4,3.0046037678820059E-6,2.9328673587305465E-5,7.9885458492682231E-3,6.256651535010925E-2]
[2004,1,18,20,5.4045031555297364E-2,1.384892382695058E-2,1.21485E-3,1.6100000000000204E-6,6.0365631720430322E-5,9.8406129576718362E-3,7.9011393971640226E-2,null,4.2935496469105577E-2,1.6007953446133743E-2,4.9838086946233534E-4,3.0046037678820059E-6,2.9328673587305465E-5,9.8406129576718362E-3,5.9474164062056849E-2]
[2004,1,18,21,5.2584662784956791E-2,1.3751273103674173E-2,1.21485E-3,1.6100000000000204E-6,6.0365631720430322E-5,1.0268785490624457E-2,7.7881547010975855E-2,null,4.177532214080687E-2,1.5895079099236986E-2,4.9838086946233534E-4,3.0046037678820059E-6,2.9328673587305465E-5,1.0268785490624457E-2,5.8201115386861381E-2]
[2004,1,18,22,5.1222649265394812E-2,1.3613819419067768E-2,1.21485E-3,1.6100000000000204E-6,6.0365631720430322E-5,8.8077855355622268E-3,7.4921079851745245E-2,null,4.0693285088054039E-2,1.5736196559938378E-2,4.9838086946233534E-4,3.0046037678820059E-6,2.9328673587305465E-5,8.8077855355622268E-3,5.6960195794809938E-2]
[2004,1,18,23,4.603657309492034E-2,1.4010728715101568E-2,1.21485E-3,1.6100000000000204E-6,6.0365631720430322E-5,6.5594359963308015E-3,6.7883563438073141E-2,null,3.6573262419955628E-2,1.6194983510653078E-2,4.9838086946233534E-4,3.0046037678820059E-6,2.9328673587305465E-5,6.5594359963308015E-3,5.3298960077426231E-2]
[2004,1,18,24,3.7357347242073187E-2,1.4928178473779268E-2,1.21485E-3,1.6100000000000204E-6,6.0365631720430322E-5,1.0071860369577284E-2,6.3634211717150169E-2,null,2.9678144400120503E-2,1.725546252040102E-2,4.9838086946233534E-4,3.0046037678820059E-6,2.9328673587305465E-5,1.0071860369577284E-2,4.7464321067339048E-2]
[2004,1,19,1,2.9653494137191261E-2,1.4253082984809274E-2,1.21485E-3,1.6100000000000204E-6,6.0365631720430322E-5,1.0169205309786454E-2,5.5352608063507426E-2,null,2.3557900813164084E-2,1.6475120502915455E-2,4.9838086946233534E-4,3.0046037678820059E-6,2.9328673587305465E-5,1.0169205309786454E-2,4.0563735462897064E-2]
[2004,1,19,2,2.7422145669265173E-2,1.4206457443719012E-2,1.21485E-3,1.6100000000000204E-6,6.0365631720430322E-5,1.1128350888007661E-2,5.4033779632712275E-2,null,2.1785229921706454E-2,1.6421226099241917E-2,4.9838086946233534E-4,3.0046037678820059E-6,2.9328673587305465E-5,1.1128350888007661E-2,3.8737170167765893E-2]
[2004,1,19,3,2.7153340921865662E-2,1.4420772442353321E-2,1.21485E-3,1.6100000000000204E-6,6.0365631720430322E-5,1.1617471859121558E-2,5.4468410855060975E-2,null,2.1571680869171592E-2,1.6668952533715468E-2,4.9838086946233534E-4,3.0046037678820059E-6,2.9328673587305465E-5,1.1617471859121558E-2,3.8771347549704585E-2]
[2004,1,19,4,2.8147978722835729E-2,1.419588940711288E-2,1.21485E-3,1.6100000000000204E-6,6.0365631720430322E-5,1.1124746436953385E-2,5.4745440198622417E-2,null,2.2361860217071396E-2,1.6409010519163502E-2,4.9838086946233534E-4,3.0046037678820059E-6,2.9328673587305465E-5,1.1124746436953385E-2,3.9301584883052423E-2]
[2004,1,19,5,2.8632356668267155E-2,1.4538500302290489E-2,1.21485E-3,1.6100000000000204E-6,6.0365631720430322E-5,1.15303311802872E-2,5.5978013782565277E-2,null,2.2746669087883226E-2,1.680503401735535E-2,4.9838086946233534E-4,3.0046037678820059E-6,2.9328673587305465E-5,1.15303311802872E-2,4.00824172520561E-2]
[2004,1,19,6,3.0633583437222778E-2,1.5219718106718232E-2,1.21485E-3,1.6100000000000204E-6,6.0365631720430322E-5,1.1231729149540137E-2,5.8361856325201578E-2,null,2.4336522260315161E-2,1.7592452811495535E-2,4.9838086946233534E-4,3.0046037678820059E-6,2.9328673587305465E-5,1.1231729149540137E-2,4.2459689218628222E-2]
[2004,1,19,7,3.7477594997493265E-2,1.6444335098261174E-2,0,0,6.0365631720430322E-5,1.0278616181924972E-2,6.4260911909399837E-2,null,2.9773673941498862E-2,1.9007986035226205E-2,0,0,2.9328673587305465E-5,1.0278616181924972E-2,4.8810988650312373E-2]
[2004,1,19,8,4.3553513272218326E-2,1.8604166659896674E-2,0,0,6.0365631720430322E-5,1.1676116996031818E-2,7.3894162559867249E-2,null,3.460062213865394E-2,2.1504532591635737E-2,0,0,2.9328673587305465E-5,1.1676116996031818E-2,5.6134483403876986E-2]
[2004,1,19,9,4.5806951068936737E-2,1.9819125535882245E-2,0,0,6.0365631720430322E-5,1.2426309488226263E-2,7.8112751724765672E-2,null,3.6390841660782595E-2,2.2908902011871513E-2,0,0,2.9328673587305465E-5,1.2426309488226263E-2,5.9329072346241414E-2]
[2004,1,19,10,4.2661008849157238E-2,2.0818905965706902E-2,0,0,6.0365631720430322E-5,1.3792788143971146E-2,7.733306859055572E-2,null,3.3891581558933077E-2,2.4064546939735396E-2,0,0,2.9328673587305465E-5,1.3792788143971146E-2,5.7985457172255783E-2]
[2004,1,19,11,4.1103042917538642E-2,2.1424371118287926E-2,0,0,6.0365631720430322E-5,1.3509407602291783E-2,7.6097187269838787E-2,null,3.2653872211172684E-2,2.4764403339906486E-2,0,0,2.9328673587305465E-5,1.3509407602291783E-2,5.7447604224666479E-2]
[2004,1,19,12,4.0254624334572116E-2,2.1342541174245246E-2,0,0,6.0365631720430322E-5,1.3231970720706353E-2,7.4889501861244143E-2,null,3.1979855154932992E-2,2.4669816211613835E-2,0,0,2.9328673587305465E-5,1.3231970720706353E-2,5.6679000040134132E-2]
[2004,1,19,13,4.0132090553877654E-2,2.0905284827149782E-2,0,0,6.0365631720430322E-5,1.1877388791980911E-2,7.2975129804728783E-2,null,3.18825095052599E-2,2.4164392155868131E-2,0,0,2.9328673587305465E-5,1.1877388791980911E-2,5.6076230334715337E-2]
[2004,1,19,14,3.8486408678055688E-2,2.1081828585871227E-2,0,0,6.0365631720430322E-5,1.2699557478310518E-2,7.2328160373957867E-2,null,3.0575115165109877E-2,2.4368458862143071E-2,0,0,2.9328673587305465E-5,1.2699557478310518E-2,5.4972902700840251E-2]
[2004,1,19,15,3.7717867263727875E-2,2.0696634004604364E-2,0,0,6.0365631720430322E-5,1.1658563428477974E-2,7.0133430328530644E-2,null,2.9964555669969774E-2,2.3923212935335149E-2,0,0,2.9328673587305465E-5,1.1658563428477974E-2,5.3917097278892226E-2]
[2004,1,19,16,4.0250435577508764E-2,1.9968949794748201E-2,0,0,6.0365631720430322E-5,1.0968460494390266E-2,7.1248211498367658E-2,null,3.1976527441747747E-2,2.3082083682230647E-2,0,0,2.9328673587305465E-5,1.0968460494390266E-2,5.5087939797565696E-2]
[2004,1,19,17,4.4709449695218589E-2,2.0114403802353291E-2,0,0,6.0365631720430322E-5,1.076174665983908E-2,7.5645965789131395E-2,null,3.5518943449234688E-2,{"$f":"F451*W$5","v":2.3250213784713026E-2},{"$f":"G451*X$5","v":0},{"$f":"H451*Y$5","v":0},{"$f":"I451*Z$5","v":2.9328673587305465E-5},{"$f":"J451","v":1.076174665983908E-2},5.8798485907535017E-2]
[2004,1,19,18,5.2109316063696655E-2,1.9746144104312774E-2,0,0,6.0365631720430322E-5,1.0156731034706094E-2,8.2072556834435956E-2,null,{"$f":"E452*V$5","v":4.1397688029308877E-2},2.2824542867897975E-2,0,0,2.9328673587305465E-5,1.0156731034706094E-2,{"$f":"SUM(M452:Q452)","v":6.4251559570794162E-2}]
[2004,1,19,19,5.1654189881451047E-2,1.9430222894025358E-2,1.21485E-3,1.6100000000000204E-6,6.0365631720430322E-5,8.686117032524622E-3,8.1047355439721469E-2,null,4.1036117908458639E-2,2.2459369942541451E-2,4.9838086946233534E-4,3.0046037678820059E-6,2.9328673587305465E-5,8.686117032524622E-3,6.4026201997817625E-2]
[2004,1,19,20,5.1265196527164436E-2,1.8637966967451517E-2,1.21485E-3,1.6100000000000204E-6,6.0365631720430322E-5,8.1304866966292518E-3,7.9310475822965631E-2,null,4.0727086304463929E-2,2.1543602324169756E-2,4.9838086946233534E-4,3.0046037678820059E-6,2.9328673587305465E-5,8.1304866966292518E-3,6.2801402775451209E-2]
[2004,1,19,21,4.7686672874842628E-2,1.8621471082160303E-2,1.21485E-3,1.6100000000000204E-6,6.0365631720430322E-5,8.9933007905254377E-3,7.6578270379248803E-2,null,3.7884166516700131E-2,2.1524534751332029E-2,4.9838086946233534E-4,3.0046037678820059E-6,2.9328673587305465E-5,8.9933007905254377E-3,5.9939415414849685E-2]
[2004,1,19,22,4.4441000703270714E-2,1.7740781518362652E-2,1.21485E-3,1.6100000000000204E-6,6.0365631720430322E-5,8.3436758065526286E-3,7.180228365990643E-2,null,3.5305677022808048E-2,2.050654680411455E-2,4.9838086946233534E-4,3.0046037678820059E-6,2.9328673587305465E-5,8.3436758065526286E-3,5.6342937973740119E-2]
[2004,1,19,23,4.1598442241361867E-2,1.68929353347297E-2,1.21485E-3,1.6100000000000204E-6,6.0365631720430322E-5,7.2746909606361664E-3,6.7042894168448164E-2,null,3.3047436898003262E-2,1.9526522478277315E-2,4.9838086946233534E-4,3.0046037678820059E-6,2.9328673587305465E-5,7.2746909606361664E-3,5.3104673523098105E-2]
[2004,1,19,24,3.3481641427706925E-2,1.625426556438463E-2,1.21485E-3,1.6100000000000204E-6,6.0365631720430322E-5,1.0175892130918908E-2,6.11886247547309E-2,null,2.6599131426693828E-2,1.8788284902644118E-2,4.9838086946233534E-4,3.0046037678820059E-6,2.9328673587305465E-5,1.0175892130918908E-2,4.5918130476155471E-2]
[2004,1,20,1,2.8775212234343799E-2,1.607118058774552E-2,1.21485E-3,1.6100000000000204E-6,6.0365631720430322E-5,1.089335451592942E-2,5.7016572969739165E-2,null,2.2860159162296449E-2,1.8576657210893667E-2,4.9838086946233534E-4,3.0046037678820059E-6,2.9328673587305465E-5,1.089335451592942E-2,4.1967530520007644E-2]
[2004,1,20,2,2.7972947167228712E-2,1.5525010951223319E-2,1.21485E-3,1.6100000000000204E-6,6.0365631720430322E-5,1.1419989243119487E-2,5.6194772993291953E-2,null,2.2222808272397112E-2,1.7945340422355571E-2,4.9838086946233534E-4,3.0046037678820059E-6,2.9328673587305465E-5,1.1419989243119487E-2,4.0698862841570212E-2]
[2004,1,20,3,2.7866623152134902E-2,1.5597430593763912E-2,1.21485E-3,1.6100000000000204E-6,6.0365631720430322E-5,1.1201806345122882E-2,5.5942685722742136E-2,null,2.2138340297390556E-2,1.8029050195104802E-2,4.9838086946233534E-4,3.0046037678820059E-6,2.9328673587305465E-5,1.1201806345122882E-2,4.0698104639312886E-2]
[2004,1,20,4,2.8380377774738393E-2,1.5159437988509781E-2,1.21485E-3,1.6100000000000204E-6,6.0365631720430322E-5,1.1650382170607723E-2,5.6467023565576327E-2,null,2.2546487154742455E-2,1.7522775099489463E-2,4.9838086946233534E-4,3.0046037678820059E-6,2.9328673587305465E-5,1.1650382170607723E-2,4.0599976401049447E-2]
[2004,1,20,5,2.9503803449244068E-2,1.531395875470002E-2,1.21485E-3,1.6100000000000204E-6,6.0365631720430322E-5,1.1676552421772003E-2,5.7771140257436515E-2,null,2.3438980649388461E-2,1.7701385456694304E-2,4.9838086946233534E-4,3.0046037678820059E-6,2.9328673587305465E-5,1.1676552421772003E-2,4.167108025290029E-2]
[2004,1,20,6,3.1661306157970623E-2,1.5754393529860859E-2,1.21485E-3,1.6100000000000204E-6,6.0365631720430322E-5,1.115748033994284E-2,5.9850005659494755E-2,null,2.5152985568375967E-2,1.8210483453400199E-2,4.9838086946233534E-4,3.0046037678820059E-6,2.9328673587305465E-5,1.115748033994284E-2,4.3894183168593691E-2]
[2004,1,20,7,3.8286092397440033E-2,1.6770458033464612E-2,0,0,6.0365631720430322E-5,1.0604984475791066E-2,6.5721900538416145E-2,null,3.041597604146485E-2,1.9384951121444217E-2,0,0,2.9328673587305465E-5,1.0604984475791066E-2,4.9830255836496376E-2]
[2004,1,20,8,4.3630014980204537E-2,1.9071615852629932E-2,0,0,6.0365631720430322E-5,1.1853464585636722E-2,7.4615461050191637E-2,null,3.4661398101191065E-2,2.2044856519271527E-2,0,0,2.9328673587305465E-5,1.1853464585636722E-2,5.6735583294049902E-2]
[2004,1,20,9,4.4528389655583013E-2,2.0658277364291433E-2,0,0,6.0365631720430322E-5,1.320012201479389E-2,7.8447154666388769E-2,null,3.5375102239992066E-2,2.3878876543558296E-2,0,0,2.9328673587305465E-5,1.320012201479389E-2,5.9283307457137668E-2]
[2004,1,20,10,4.0607877550420078E-2,2.1698862138267359E-2,0,0,6.0365631720430322E-5,1.5501928139957004E-2,7.7869033460364875E-2,null,3.2260493388740326E-2,2.5081687160954123E-2,0,0,2.9328673587305465E-5,1.5501928139957004E-2,5.7371509223281755E-2]
[2004,1,20,11,3.9780211552848756E-2,2.2010211098585277E-2,0,0,6.0365631720430322E-5,1.5453580730907105E-2,7.7304369014061569E-2,null,3.1602963001697022E-2,2.5441575028383373E-2,0,0,2.9328673587305465E-5,1.5453580730907105E-2,5.7073866703667701E-2]
[2004,1,20,12,4.0354207319333861E-2,2.1775335716745545E-2,0,0,6.0365631720430322E-5,1.3875878102119071E-2,7.6065786769918903E-2,null,3.2058967790592127E-2,2.5170082873100054E-2,0,0,2.9328673587305465E-5,1.3875878102119071E-2,5.7258379337279487E-2]
[2004,1,20,13,3.8393586664076974E-2,2.1830279037442252E-2,0,0,6.0365631720430322E-5,1.3600175284915899E-2,7.3884406618155554E-2,null,3.0501373710275854E-2,2.5233591787646704E-2,0,0,2.9328673587305465E-5,1.3600175284915899E-2,5.5764294171509868E-2]
[2004,1,20,14,3.711192942220725E-2,2.1894537586775318E-2,0,0,6.0365631720430322E-5,1.4061322852408782E-2,7.3128155493111788E-2,null,2.94831748416787E-2,2.5307868163132144E-2,0,0,2.9328673587305465E-5,1.4061322852408782E-2,5.482037167839815E-2]
[2004,1,20,15,3.643844982833469E-2,2.1396273028078099E-2,0,0,6.0365631720430322E-5,1.3033204136381881E-2,7.092829262451511E-2,null,2.8948136191638434E-2,2.4731924793152633E-2,0,0,2.9328673587305465E-5,1.3033204136381881E-2,5.3709389658378376E-2]
[2004,1,20,16,3.684566775451141E-2,2.1421967328852702E-2,0,0,6.0365631720430322E-5,1.3780050429584877E-2,7.2108051144669422E-2,null,2.9271646111576732E-2,2.4761624802754127E-2,0,0,2.9328673587305465E-5,1.3780050429584877E-2,5.4062599587918161E-2]
[2004,1,20,17,4.1866287473288202E-2,2.1065603098240258E-2,0,0,6.0365631720430322E-5,1.2439953311350626E-2,7.5432209514599516E-2,null,3.3260223673747362E-2,2.4349703841617078E-2,0,0,2.9328673587305465E-5,1.2439953311350626E-2,5.7639256188951743E-2]
[2004,1,20,18,4.7980870269418815E-2,2.0882475678235514E-2,0,0,6.0365631720430322E-5,1.2007315046583351E-2,8.0931026625958122E-2,null,3.811788848581623E-2,2.4138027089634247E-2,0,0,2.9328673587305465E-5,1.2007315046583351E-2,6.228524424903778E-2]
[2004,1,20,19,5.0076048588468348E-2,2.0179102760137849E-2,1.21485E-3,1.6100000000000204E-6,6.0365631720430322E-5,1.0338486383449709E-2,8.1870463363776347E-2,null,3.9782380460950999E-2,2.3324999227767675E-2,4.9838086946233534E-4,3.0046037678820059E-6,2.9328673587305465E-5,1.0338486383449709E-2,6.3638093835536202E-2]
[2004,1,20,20,5.0474501257174585E-2,1.9525058249227654E-2,1.21485E-3,1.6100000000000204E-6,6.0365631720430322E-5,8.2043087985827004E-3,7.9480693936705371E-2,null,4.0098926915972277E-2,2.2568990009060381E-2,4.9838086946233534E-4,3.0046037678820059E-6,2.9328673587305465E-5,8.2043087985827004E-3,6.3198631071850184E-2]
[2004,1,20,21,4.8509915352864759E-2,1.881458603576424E-2,1.21485E-3,1.6100000000000204E-6,6.0365631720430322E-5,7.9904777126698773E-3,7.6591804733019311E-2,null,3.8538182686015741E-2,2.1747756080705515E-2,4.9838086946233534E-4,3.0046037678820059E-6,2.9328673587305465E-5,7.9904777126698773E-3,6.0816652913538778E-2]
[2004,1,20,22,4.4980660644658714E-2,1.8050262184698608E-2,1.21485E-3,1.6100000000000204E-6,6.0365631720430322E-5,8.3027901348996479E-3,7.2610538595977409E-2,null,3.5734404083209055E-2,2.0864275112905117E-2,4.9838086946233534E-4,3.0046037678820059E-6,2.9328673587305465E-5,8.3027901348996479E-3,5.7129393342931697E-2]
[2004,1,20,23,4.2575843137299819E-2,1.7208304892914833E-2,1.21485E-3,1.6100000000000204E-6,6.0365631720430322E-5,7.1313564800156689E-3,6.8192330141950752E-2,null,3.3823922571316396E-2,1.9891057749670097E-2,4.9838086946233534E-4,3.0046037678820059E-6,2.9328673587305465E-5,7.1313564800156689E-3,5.4245694467804022E-2]
[2004,1,20,24,3.4540681058244663E-2,1.7025998530664079E-2,1.21485E-3,1.6100000000000204E-6,6.0365631720430322E-5,9.3021529297522623E-3,6.2145658150381443E-2,null,2.744047411831705E-2,1.9680330057301333E-2,4.9838086946233534E-4,3.0046037678820059E-6,2.9328673587305465E-5,9.3021529297522623E-3,4.7651518322435908E-2]
[2004,1,21,1,2.384900555565226E-2,1.5706330953020008E-2,1.21485E-3,1.6100000000000204E-6,6.0365631720430322E-5,9.3120470783239276E-3,5.014420921871663E-2,null,1.8946587028609477E-2,1.815492798192939E-2,4.9838086946233534E-4,3.0046037678820059E-6,2.9328673587305465E-5,9.3120470783239276E-3,3.7632229157356388E-2]
[2004,1,21,2,2.1978500025105412E-2,1.5332701499860917E-2,1.21485E-3,1.6100000000000204E-6,6.0365631720430322E-5,1.0168353006198083E-2,4.875638016288484E-2,null,1.7460583943939897E-2,1.7723050171999079E-2,4.9838086946233534E-4,3.0046037678820059E-6,2.9328673587305465E-5,1.0168353006198083E-2,3.5714348262756497E-2]
[2004,1,21,3,2.1284209790696916E-2,1.5233534323452686E-2,1.21485E-3,1.6100000000000204E-6,6.0365631720430322E-5,1.0475476931772929E-2,4.827004667764296E-2,null,1.6909012503418488E-2,1.7608422958855036E-2,4.9838086946233534E-4,3.0046037678820059E-6,2.9328673587305465E-5,1.0475476931772929E-2,3.5048149609091049E-2]
[2004,1,21,4,2.2474820636869272E-2,1.4750186908397604E-2,1.21485E-3,1.6100000000000204E-6,6.0365631720430322E-5,1.051550692696821E-2,4.9017340103955524E-2,null,1.7854880538107448E-2,1.7049722296248057E-2,4.9838086946233534E-4,3.0046037678820059E-6,2.9328673587305465E-5,1.051550692696821E-2,3.5435316981173033E-2]
[2004,1,21,5,2.2911650691676892E-2,1.473842578048699E-2,1.21485E-3,1.6100000000000204E-6,6.0365631720430322E-5,1.0556008804390634E-2,4.9482910908274953E-2,null,1.8201915496475481E-2,1.7036127623447507E-2,4.9838086946233534E-4,3.0046037678820059E-6,2.9328673587305465E-5,1.0556008804390634E-2,3.576875726674051E-2]
[2004,1,21,6,2.4752412233872707E-2,1.5562508376007778E-2,1.21485E-3,1.6100000000000204E-6,6.0365631720430322E-5,1.0432559372149449E-2,5.202430561375037E-2,null,1.9664288788172953E-2,1.7988683647995343E-2,4.9838086946233534E-4,3.0046037678820059E-6,2.9328673587305465E-5,1.0432559372149449E-2,3.8183686582985821E-2]
[2004,1,21,7,3.0304502508167835E-2,1.6852874642826206E-2,0,0,6.0365631720430322E-5,1.036232142987885E-2,5.7580064212593318E-2,null,2.4075087440852953E-2,1.9480216375433203E-2,0,0,2.9328673587305465E-5,1.036232142987885E-2,4.3584632489873459E-2]
[2004,1,21,8,3.5687595353245602E-2,1.9028046749299535E-2,0,0,6.0365631720430322E-5,1.1280785006459638E-2,6.6056792740725206E-2,null,2.8351627895940347E-2,2.1994495048119126E-2,0,0,2.9328673587305465E-5,1.1280785006459638E-2,5.0375451617646783E-2]
[2004,1,21,9,3.8088161611431866E-2,2.0479490711752018E-2,0,0,6.0365631720430322E-5,1.2309902836689392E-2,7.0937920791593709E-2,null,3.0258732048460871E-2,2.3672217279170439E-2,0,0,2.9328673587305465E-5,1.2309902836689392E-2,5.3960278001218616E-2]
[2004,1,21,10,3.4921503539341134E-2,2.1223247376948251E-2,0,0,6.0365631720430322E-5,1.3739378773892962E-2,6.9944495321902778E-2,null,2.7743014459620095E-2,2.4531924662970425E-2,0,0,2.9328673587305465E-5,1.3739378773892962E-2,5.2304267796177827E-2]
[2004,1,21,11,3.3160978738367472E-2,2.1725233715675453E-2,0,0,6.0365631720430322E-5,1.3439571770879049E-2,6.8386149856642403E-2,null,2.6344384387609925E-2,2.5112170033755283E-2,0,0,2.9328673587305465E-5,1.3439571770879049E-2,5.1485883094952514E-2]
[2004,1,21,12,3.3535183120156097E-2,2.1538827221235502E-2,0,0,6.0365631720430322E-5,1.2824750130517541E-2,6.7959126103629572E-2,null,2.664166705080109E-2,2.489670300380132E-2,0,0,2.9328673587305465E-5,1.2824750130517541E-2,5.1567698728189712E-2]
[2004,1,21,13,3.2805316205631249E-2,2.1221612198919378E-2,0,0,6.0365631720430322E-5,1.1340820560884422E-2,6.5428114597155487E-2,null,2.6061832097805732E-2,2.4530034562765573E-2,0,0,2.9328673587305465E-5,1.1340820560884422E-2,5.0621195334158611E-2]
[2004,1,21,14,3.0287464057416277E-2,2.1718605124135291E-2,0,0,6.0365631720430322E-5,1.2912415345919791E-2,6.4978850159191789E-2,null,2.4061551426143923E-2,2.5104508053220603E-2,0,0,2.9328673587305465E-5,1.2912415345919791E-2,4.9195388152951831E-2]
[2004,1,21,15,3.0137094882340593E-2,2.1310219263379664E-2,0,0,6.0365631720430322E-5,1.1441327227736661E-2,6.2949007005177346E-2,null,2.3942092245536017E-2,2.4632455355933523E-2,0,0,2.9328673587305465E-5,1.1441327227736661E-2,4.8603876275056843E-2]
[2004,1,21,16,3.1567521325218666E-2,2.0919112967038116E-2,0,0,6.0365631720430322E-5,1.1263470626929544E-2,6.3810470550906759E-2,null,2.5078479212479823E-2,2.4180376085186039E-2,0,0,2.9328673587305465E-5,1.1263470626929544E-2,4.9288183971253167E-2]
[2004,1,21,17,3.5847705818097715E-2,2.0494042812451877E-2,0,0,6.0365631720430322E-5,1.0399004745470168E-2,6.680111900774019E-2,null,2.8478825939876933E-2,2.3689038033870055E-2,0,0,2.9328673587305465E-5,1.0399004745470168E-2,5.2197192647334294E-2]
[2004,1,21,18,4.2188048658632481E-2,2.0408572413895633E-2,0,0,6.0365631720430322E-5,9.6331725645622084E-3,7.2290159268810758E-2,null,3.3515843401216841E-2,2.35902429088331E-2,0,0,2.9328673587305465E-5,9.6331725645622084E-3,5.713541498363725E-2]
[2004,1,21,19,4.4587186966831845E-2,1.938097672428165E-2,1.21485E-3,1.6100000000000204E-6,6.0365631720430322E-5,7.7983939738042584E-3,7.304338329663819E-2,null,3.542181313416435E-2,2.2402446357538873E-2,4.9838086946233534E-4,3.0046037678820059E-6,2.9328673587305465E-5,7.7983939738042584E-3,5.8354973638520748E-2]
[2004,1,21,20,4.4051875121052318E-2,1.8239490611628797E-2,1.21485E-3,1.6100000000000204E-6,6.0365631720430322E-5,5.3324632639484646E-3,6.8900654628350017E-2,null,3.4996540371749166E-2,2.1083004011037167E-2,4.9838086946233534E-4,3.0046037678820059E-6,2.9328673587305465E-5,5.3324632639484646E-3,5.6610258529603857E-2]
[2004,1,21,21,4.0818531592741715E-2,1.8081690227730547E-2,1.21485E-3,1.6100000000000204E-6,6.0365631720430322E-5,7.1993705684030148E-3,6.7376418020595713E-2,null,3.242784523644994E-2,2.0900602747892849E-2,4.9838086946233534E-4,3.0046037678820059E-6,2.9328673587305465E-5,7.1993705684030148E-3,5.3859162131160314E-2]
[2004,1,21,22,3.8568119369091589E-2,1.7408502972206714E-2,1.21485E-3,1.6100000000000204E-6,6.0365631720430322E-5,7.1189716970796822E-3,6.4372419670098421E-2,null,3.064002934843995E-2,2.0122466455021859E-2,4.9838086946233534E-4,3.0046037678820059E-6,2.9328673587305465E-5,7.1189716970796822E-3,5.1293209950279334E-2]
[2004,1,21,23,3.5566582898237775E-2,1.6531365603680306E-2,1.21485E-3,1.6100000000000204E-6,6.0365631720430322E-5,6.3863756521095293E-3,5.9761149785748049E-2,null,2.8255490847164826E-2,1.9108584485802684E-2,4.9838086946233534E-4,3.0046037678820059E-6,2.9328673587305465E-5,6.3863756521095293E-3,4.7894789479785031E-2]
[2004,1,21,24,2.9407891058489774E-2,1.574864249380949E-2,1.21485E-3,1.6100000000000204E-6,6.0365631720430322E-5,8.0166753556296846E-3,5.4450034539649382E-2,null,2.3362784077824598E-2,1.8203835838139424E-2,4.9838086946233534E-4,3.0046037678820059E-6,2.9328673587305465E-5,8.0166753556296846E-3,4.2097334062781551E-2]
[2004,1,22,1,2.9161868969685707E-2,1.6043722943108667E-2,1.21485E-3,1.6100000000000204E-6,6.0365631720430322E-5,1.1023235832759886E-2,5.7505653377274694E-2,null,2.3167334464396928E-2,1.854491895436345E-2,4.9838086946233534E-4,3.0046037678820059E-6,2.9328673587305465E-5,1.1023235832759886E-2,4.2242967565577903E-2]
[2004,1,22,2,2.8289476662229914E-2,1.5697938401797899E-2,1.21485E-3,1.6100000000000204E-6,6.0365631720430322E-5,1.1412565585588768E-2,5.6676806281337019E-2,null,2.2474271739507619E-2,1.814522704264078E-2,4.9838086946233534E-4,3.0046037678820059E-6,2.9328673587305465E-5,1.1412565585588768E-2,4.1150212928965924E-2]
[2004,1,22,3,2.8300518162752662E-2,1.5481280621942045E-2,1.21485E-3,1.6100000000000204E-6,6.0365631720430322E-5,1.1363928465865121E-2,5.6422552882280264E-2,null,2.2483043541337785E-2,1.7894792590331509E-2,4.9838086946233534E-4,3.0046037678820059E-6,2.9328673587305465E-5,1.1363928465865121E-2,4.0908550278486819E-2]
[2004,1,22,4,2.8814153505519986E-2,1.5058356162562868E-2,1.21485E-3,1.6100000000000204E-6,6.0365631720430322E-5,1.1802054021665533E-2,5.6951389321468829E-2,null,2.2891095638101388E-2,1.7405934745377653E-2,4.9838086946233534E-4,3.0046037678820059E-6,2.9328673587305465E-5,1.1802054021665533E-2,4.0827744530296563E-2]
[2004,1,22,5,3.0035372383773153E-2,1.5000109586624259E-2,1.21485E-3,1.6100000000000204E-6,6.0365631720430322E-5,1.1954386358083373E-2,5.8266693960201212E-2,null,2.3861279896049234E-2,1.7338607602296149E-2,4.9838086946233534E-4,3.0046037678820059E-6,2.9328673587305465E-5,1.1954386358083373E-2,4.1730601645162908E-2]
[2004,1,22,6,3.2150541596438029E-2,1.5623690427689404E-2,1.21485E-3,1.6100000000000204E-6,6.0365631720430322E-5,1.1312332075663669E-2,6.0363389731511542E-2,null,2.5541653422503988E-2,1.8059403903756478E-2,4.9838086946233534E-4,3.0046037678820059E-6,2.9328673587305465E-5,1.1312332075663669E-2,4.4131771473077987E-2]
[2004,1,22,7,3.8897883898552484E-2,1.6514128739480865E-2,0,0,6.0365631720430322E-5,1.0813279282753316E-2,6.6285657552507093E-2,null,3.0902007246922953E-2,1.9088660416386908E-2,0,0,2.9328673587305465E-5,1.0813279282753316E-2,5.0019996336897167E-2]
[2004,1,22,8,4.4485490209511022E-2,1.8294242203905488E-2,0,0,6.0365631720430322E-5,1.2415406121442775E-2,7.5255504166579723E-2,null,3.5341021234535239E-2,2.1146291306946858E-2,0,0,2.9328673587305465E-5,1.2415406121442775E-2,5.6516641215069399E-2]
[2004,1,22,9,4.539960432157357E-2,1.9807858891799108E-2,0,0,6.0365631720430322E-5,1.3852236755026403E-2,7.9120065600119513E-2,null,3.6067229400232464E-2,{"$f":"F515*W$5","v":2.289587891229853E-2},{"$f":"G515*X$5","v":0},{"$f":"H515*Y$5","v":0},{"$f":"I515*Z$5","v":2.9328673587305465E-5},{"$f":"J515","v":1.3852236755026403E-2},5.89924369861183E-2]
[2004,1,22,10,4.1459036667153379E-2,2.082603430905991E-2,0,0,6.0365631720430322E-5,1.6191552453573635E-2,7.8536989061507356E-2,null,{"$f":"E516*V$5","v":3.2936687632678513E-2},2.4072786582755232E-2,0,0,2.9328673587305465E-5,1.6191552453573635E-2,{"$f":"SUM(M516:Q516)","v":5.7038802889021051E-2}]
[2004,1,22,11,4.0550435841528371E-2,2.1333171118269035E-2,0,0,6.0365631720430322E-5,1.602350262788468E-2,7.7967475219402518E-2,null,3.2214859438341466E-2,2.465898537582261E-2,0,0,2.9328673587305465E-5,1.602350262788468E-2,5.6903173487751382E-2]
[2004,1,22,12,4.1140555464632751E-2,2.1038760970327565E-2,0,0,6.0365631720430322E-5,1.4478590281077772E-2,7.671827234775852E-2,null,3.2683673652432986E-2,2.4318677060085839E-2,0,0,2.9328673587305465E-5,1.4478590281077772E-2,5.7031679386106135E-2]
[2004,1,22,13,3.9285471725875376E-2,2.0769539490351624E-2,0,0,6.0365631720430322E-5,1.4402805424685044E-2,7.4518182272632474E-2,null,3.1209922245075253E-2,2.4007484293629339E-2,0,0,2.9328673587305465E-5,1.4402805424685044E-2,5.5246735212291898E-2]
[2004,1,22,14,3.8000941966358406E-2,2.0820437851363484E-2,0,0,6.0365631720430322E-5,1.4873691494340854E-2,7.375543694378317E-2,null,3.0189441335599383E-2,2.4066317644418429E-2,0,0,2.9328673587305465E-5,1.4873691494340854E-2,5.4285087653605117E-2]
[2004,1,22,15,3.727026947998166E-2,2.0439350885878522E-2,0,0,6.0365631720430322E-5,1.3766722036873352E-2,7.1536708034453958E-2,null,2.9608966404674371E-2,2.3625819705471E-2,0,0,2.9328673587305465E-5,1.3766722036873352E-2,5.3264114783732677E-2]
[2004,1,22,16,3.7623003366382433E-2,2.0589059850915987E-2,0,0,6.0365631720430322E-5,1.4454162102879415E-2,7.2726590951898276E-2,null,2.9889192062764674E-2,2.3798868107840349E-2,0,0,2.9328673587305465E-5,1.4454162102879415E-2,5.3717388844192332E-2]
[2004,1,22,17,4.2699703131113133E-2,2.0180029566408762E-2,0,0,6.0365631720430322E-5,1.3139166108973524E-2,7.6079264438215846E-2,null,3.3922321816797336E-2,2.3326070521958023E-2,0,0,2.9328673587305465E-5,1.3139166108973524E-2,5.7277721012342665E-2]
[2004,1,22,18,4.8826528084007011E-2,2.0064549160720747E-2,0,0,6.0365631720430322E-5,1.2673799593242364E-2,8.1625242469690551E-2,null,3.8789712279187004E-2,2.3192586867827662E-2,0,0,2.9328673587305465E-5,1.2673799593242364E-2,6.2011627820601975E-2]
[2004,1,22,19,5.0872558641423087E-2,1.9517079966541617E-2,1.21485E-3,1.6100000000000204E-6,6.0365631720430322E-5,1.0906268951422748E-2,8.2572733191107889E-2,null,4.0415159341489801E-2,2.2559767922245982E-2,4.9838086946233534E-4,3.0046037678820059E-6,2.9328673587305465E-5,1.0906268951422748E-2,6.3505641410553315E-2]
[2004,1,22,20,5.1120639815295237E-2,1.9274085600255331E-2,1.21485E-3,1.6100000000000204E-6,6.0365631720430322E-5,8.4909162717153042E-3,8.0162467318986311E-2,null,4.0612244772995951E-2,2.2278891043162146E-2,4.9838086946233534E-4,3.0046037678820059E-6,2.9328673587305465E-5,8.4909162717153042E-3,6.3421849962975632E-2]
[2004,1,22,21,4.9145435608095575E-2,1.8539998968822222E-2,1.21485E-3,1.6100000000000204E-6,6.0365631720430322E-5,8.2865393851807214E-3,7.7248799593818945E-2,null,3.9043064946036057E-2,2.1430361239095929E-2,4.9838086946233534E-4,3.0046037678820059E-6,2.9328673587305465E-5,8.2865393851807214E-3,6.1004140331949515E-2]
[2004,1,22,22,4.5590291161188227E-2,1.7775156069475769E-2,1.21485E-3,1.6100000000000204E-6,6.0365631720430322E-5,8.5911089904638725E-3,7.3233381852848306E-2,null,3.62187185176105E-2,2.0546280304047568E-2,4.9838086946233534E-4,3.0046037678820059E-6,2.9328673587305465E-5,8.5911089904638725E-3,5.7295712968475597E-2]
[2004,1,22,23,4.320758006696615E-2,1.6858480558631091E-2,1.21485E-3,1.6100000000000204E-6,6.0365631720430322E-5,7.4343919731435512E-3,6.8777278230461231E-2,null,3.4325799208863361E-2,1.9486696246385552E-2,4.9838086946233534E-4,3.0046037678820059E-6,2.9328673587305465E-5,7.4343919731435512E-3,5.4343209602066435E-2]
[2004,1,22,24,3.5253444633136503E-2,1.6313936770405321E-2,1.21485E-3,1.6100000000000204E-6,6.0365631720430322E-5,9.8345310660309469E-3,6.2678738101293208E-2,null,2.8006721506326507E-2,1.8857258773826439E-2,4.9838086946233534E-4,3.0046037678820059E-6,2.9328673587305465E-5,9.8345310660309469E-3,4.7394694426970467E-2]
[2004,1,23,1,2.9562171782954311E-2,1.5802617349378691E-2,1.21485E-3,1.6100000000000204E-6,6.0365631720430322E-5,1.0782786491730192E-2,5.7424401255783623E-2,null,2.3485350746949778E-2,1.826622530507635E-2,4.9838086946233534E-4,3.0046037678820059E-6,2.9328673587305465E-5,1.0782786491730192E-2,4.2282290198843657E-2]
[2004,1,23,2,2.8521011203783506E-2,1.5222960892386861E-2,1.21485E-3,1.6100000000000204E-6,6.0365631720430322E-5,1.1691173991009062E-2,5.671197171889987E-2,null,2.2658211876191207E-2,1.7596201143327515E-2,4.9838086946233534E-4,3.0046037678820059E-6,2.9328673587305465E-5,1.1691173991009062E-2,4.0785127166336248E-2]
[2004,1,23,3,2.8164635577337831E-2,1.5013527165385796E-2,1.21485E-3,1.6100000000000204E-6,6.0365631720430322E-5,1.1728408959423817E-2,5.6183397333867874E-2,null,2.2375093076727137E-2,1.7354116964529518E-2,4.9838086946233534E-4,3.0046037678820059E-6,2.9328673587305465E-5,1.1728408959423817E-2,4.0259924188074177E-2]
[2004,1,23,4,2.9511697705669412E-2,1.4508703195854396E-2,1.21485E-3,1.6100000000000204E-6,6.0365631720430322E-5,1.1708584095309621E-2,5.7005810628553859E-2,null,2.344525215685404E-2,1.6770591579905427E-2,4.9838086946233534E-4,3.0046037678820059E-6,2.9328673587305465E-5,1.1708584095309621E-2,4.0746557883576992E-2]
[2004,1,23,5,3.0371661681132596E-2,1.4484216101686376E-2,1.21485E-3,1.6100000000000204E-6,6.0365631720430322E-5,1.1941754771785298E-2,5.8074458186324701E-2,null,2.4128441326505629E-2,1.6742286978885822E-2,4.9838086946233534E-4,3.0046037678820059E-6,2.9328673587305465E-5,1.1941754771785298E-2,4.1401442452208975E-2]
[2004,1,23,6,3.1856945160439396E-2,1.4981791891844039E-2,1.21485E-3,1.6100000000000204E-6,6.0365631720430322E-5,1.1529839546402599E-2,5.9645402230406465E-2,null,2.5308408878493251E-2,1.7317434202186056E-2,4.9838086946233534E-4,3.0046037678820059E-6,2.9328673587305465E-5,1.1529839546402599E-2,4.3156557227496832E-2]
[2004,1,23,7,3.9686615057921711E-2,1.6145609827881845E-2,0,0,6.0365631720430322E-5,1.0369876171397154E-2,6.6262466688921134E-2,null,3.1528606268768682E-2,1.8662689874949106E-2,0,0,2.9328673587305465E-5,1.0369876171397154E-2,5.022062481730509E-2]
[2004,1,23,8,4.4811330684585572E-2,1.8471792599939536E-2,0,0,6.0365631720430322E-5,1.1962225105513011E-2,7.5305714021758549E-2,null,3.5599881710039645E-2,2.135152158401175E-2,0,0,2.9328673587305465E-5,1.1962225105513011E-2,5.6980731967638698E-2]
[2004,1,23,9,4.5404497960095651E-2,1.974209879515532E-2,0,0,6.0365631720430322E-5,1.2828638085072421E-2,7.8035600472043831E-2,null,3.6071117098942951E-2,2.2819866900185472E-2,0,0,2.9328673587305465E-5,1.2828638085072421E-2,5.8920312672715733E-2]
[2004,1,23,10,4.3260829327839333E-2,2.086318559904117E-2,0,0,6.0365631720430322E-5,1.4621097854628043E-2,7.8805478413228977E-2,null,3.4368102513837172E-2,2.4115729711616012E-2,0,0,2.9328673587305465E-5,1.4621097854628043E-2,5.8513160899040489E-2]
[2004,1,23,11,4.0854143729029811E-2,2.1386918000115739E-2,0,0,6.0365631720430322E-5,1.5051286928001556E-2,7.7352714288867544E-2,null,3.2456136916699775E-2,2.4721111328223515E-2,0,0,2.9328673587305465E-5,1.5051286928001556E-2,5.7206576918510596E-2]
[2004,1,23,12,3.9897081872010409E-2,2.1280388126440064E-2,0,0,6.0365631720430322E-5,1.472941738297453E-2,7.5967253013145442E-2,null,3.1695809375013949E-2,2.4597973582667861E-2,0,0,2.9328673587305465E-5,1.472941738297453E-2,5.6323111631269115E-2]
[2004,1,23,13,3.9664140711733013E-2,2.0784558645332629E-2,0,0,6.0365631720430322E-5,1.2340902361001009E-2,7.284996734978709E-2,null,3.1510751765150849E-2,2.402484491577879E-2,0,0,2.9328673587305465E-5,1.2340902361001009E-2,5.5564925354516945E-2]
[2004,1,23,14,3.6833122474078779E-2,2.0910190901839883E-2,0,0,6.0365631720430322E-5,1.3829903571898448E-2,7.1633582579537544E-2,null,2.9261679647903414E-2,2.4170063081365573E-2,0,0,2.9328673587305465E-5,1.3829903571898448E-2,5.3461071402856289E-2]
[2004,1,23,15,3.6516117738577894E-2,2.0598739400807833E-2,0,0,6.0365631720430322E-5,1.3289583401831256E-2,7.0464806172937419E-2,null,2.9009838631068003E-2,2.3810056687255211E-2,0,0,2.9328673587305465E-5,1.3289583401831256E-2,5.284922399191052E-2]
[2004,1,23,16,3.8807699376702726E-2,1.9748799739629733E-2,0,0,6.0365631720430322E-5,1.0536348755401758E-2,6.9153213503454644E-2,null,3.0830361119461885E-2,2.2827612513384873E-2,0,0,2.9328673587305465E-5,1.0536348755401758E-2,5.3687302306434065E-2]
[2004,1,23,17,4.1894973480242251E-2,1.9515097649000859E-2,0,0,6.0365631720430322E-5,8.3607354711809113E-3,6.9831172232144453E-2,null,3.3283012964730165E-2,2.2557476563920639E-2,0,0,2.9328673587305465E-5,8.3607354711809113E-3,5.586981820223811E-2]
[2004,1,23,18,4.7525884327386483E-2,1.9446277458750424E-2,0,0,6.0365631720430322E-5,7.6855157541186464E-3,7.4718043171975987E-2,null,3.7756429777301384E-2,2.2477927393497799E-2,0,0,2.9328673587305465E-5,7.6855157541186464E-3,6.0263685844386489E-2]
[2004,1,23,19,4.9102350585619785E-2,1.905568217111404E-2,1.21485E-3,1.6100000000000204E-6,6.0365631720430322E-5,7.2513964240653941E-3,7.6686254812519644E-2,null,3.900883651139285E-2,2.2026438797062994E-2,4.9838086946233534E-4,3.0046037678820059E-6,2.9328673587305465E-5,7.2513964240653941E-3,6.1565989455273369E-2]
[2004,1,23,20,4.7242090744427222E-2,1.8764426201132212E-2,1.21485E-3,1.6100000000000204E-6,6.0365631720430322E-5,6.5778169564512075E-3,7.3861159533731083E-2,null,3.7530973004894191E-2,2.1689776391620025E-2,4.9838086946233534E-4,3.0046037678820059E-6,2.9328673587305465E-5,6.5778169564512075E-3,5.9751463543331738E-2]
[2004,1,23,21,4.5370030487942165E-2,1.8241153625751069E-2,1.21485E-3,1.6100000000000204E-6,6.0365631720430322E-5,6.4566650960365965E-3,7.1344674841450267E-2,null,3.6043734784854918E-2,2.1084926286946994E-2,4.9838086946233534E-4,3.0046037678820059E-6,2.9328673587305465E-5,6.4566650960365965E-3,5.7659375218619434E-2]
[2004,1,23,22,4.3235223810647046E-2,1.7239844800199911E-2,1.21485E-3,1.6100000000000204E-6,6.0365631720430322E-5,6.1800075007862982E-3,6.7931901743353687E-2,null,3.4347760484951979E-2,1.9927514688405822E-2,4.9838086946233534E-4,3.0046037678820059E-6,2.9328673587305465E-5,6.1800075007862982E-3,5.4805989320175323E-2]
[2004,1,23,23,4.121133769544251E-2,1.6235771868527277E-2,1.21485E-3,1.6100000000000204E-6,6.0365631720430322E-5,5.9019084999375375E-3,6.4625843695627752E-2,null,3.2739905837585813E-2,1.8766908063112708E-2,4.9838086946233534E-4,3.0046037678820059E-6,2.9328673587305465E-5,5.9019084999375375E-3,5.2037528047516046E-2]
[2004,1,23,24,3.7197638953702296E-2,1.5393445140551883E-2,1.21485E-3,1.6100000000000204E-6,6.0365631720430322E-5,7.8015216803238099E-3,6.1669431406298415E-2,null,2.9551265860981907E-2,1.7793263669053438E-2,4.9838086946233534E-4,3.0046037678820059E-6,2.9328673587305465E-5,7.8015216803238099E-3,4.787524367685287E-2]
[2004,1,24,1,3.1329018022180917E-2,1.478583220998945E-2,1.21485E-3,1.6100000000000204E-6,6.0365631720430322E-5,8.0536589477930298E-3,5.544533481168383E-2,null,2.4889002817874154E-2,1.7090924655043999E-2,4.9838086946233534E-4,3.0046037678820059E-6,2.9328673587305465E-5,8.0536589477930298E-3,4.2510641619735674E-2]
[2004,1,24,2,2.9622737274812749E-2,1.3804119464776785E-2,1.21485E-3,1.6100000000000204E-6,6.0365631720430322E-5,8.9771688565231707E-3,5.3680851227833136E-2,null,2.3533466353269243E-2,1.595616414085458E-2,4.9838086946233534E-4,3.0046037678820059E-6,2.9328673587305465E-5,8.9771688565231707E-3,4.0020344640941348E-2]
[2004,1,24,3,2.8837143326377889E-2,1.3414174710797816E-2,1.21485E-3,1.6100000000000204E-6,6.0365631720430322E-5,9.4444750702735621E-3,5.2972618739169697E-2,null,2.2909359655049182E-2,1.550542749544739E-2,4.9838086946233534E-4,3.0046037678820059E-6,2.9328673587305465E-5,9.4444750702735621E-3,3.8945501297314097E-2]
[2004,1,24,4,2.8486836130499165E-2,1.3177908498476679E-2,1.21485E-3,1.6100000000000204E-6,6.0365631720430322E-5,9.6738942180021395E-3,5.2615464478698422E-2,null,2.2631061855253022E-2,1.5232327680978708E-2,4.9838086946233534E-4,3.0046037678820059E-6,2.9328673587305465E-5,9.6738942180021395E-3,3.8394103683049255E-2]
[2004,1,24,5,2.8896919758672628E-2,1.31493067311698E-2,1.21485E-3,1.6100000000000204E-6,6.0365631720430322E-5,9.9413639209417828E-3,5.3264416042504641E-2,null,2.2956848401449494E-2,1.5199266934508671E-2,4.9838086946233534E-4,3.0046037678820059E-6,2.9328673587305465E-5,9.9413639209417828E-3,3.8686829482775693E-2]
[2004,1,24,6,3.0057972698283725E-2,1.3254868767424609E-2,1.21485E-3,1.6100000000000204E-6,6.0365631720430322E-5,9.7963676840050803E-3,5.4386034781433855E-2,null,2.3879234473851201E-2,1.5321285958019912E-2,4.9838086946233534E-4,3.0046037678820059E-6,2.9328673587305465E-5,9.7963676840050803E-3,3.9731234578688636E-2]
[2004,1,24,7,3.2960550138556859E-2,1.410216143880948E-2,0,0,6.0365631720430322E-5,9.5715315634005531E-3,5.6694608772487332E-2,null,2.6185156033183461E-2,1.6300670479753244E-2,0,0,2.9328673587305465E-5,9.5715315634005531E-3,4.251515518652401E-2]
[2004,1,24,8,3.8812649237643423E-2,1.5234197356139477E-2,0,0,6.0365631720430322E-5,8.2273744266155684E-3,6.2334586652118898E-2,null,3.0834293483470675E-2,1.7609189357494816E-2,0,0,2.9328673587305465E-5,8.2273744266155684E-3,4.8472811514552794E-2]
[2004,1,24,9,4.1281930684533473E-2,1.6243054022043013E-2,0,0,6.0365631720430322E-5,9.3177551291199756E-3,6.6903105467416901E-2,null,3.2795987681682015E-2,1.8775325495104113E-2,0,0,2.9328673587305465E-5,9.3177551291199756E-3,5.1600641850373434E-2]
[2004,1,24,10,4.3093996668302076E-2,1.6887288441536322E-2,0,0,6.0365631720430322E-5,1.0464900100957327E-2,7.0506550842516155E-2,null,3.4235564094331129E-2,1.95199952416137E-2,0,0,2.9328673587305465E-5,1.0464900100957327E-2,5.3784888009532135E-2]
[2004,1,24,11,4.403412382096672E-2,1.6784984837444162E-2,0,0,6.0365631720430322E-5,1.0385454776593086E-2,7.1264929066724395E-2,null,3.4982438041521687E-2,1.9401742635696984E-2,0,0,2.9328673587305465E-5,1.0385454776593086E-2,5.441350935080598E-2]
[2004,1,24,12,4.4106879599822742E-2,1.6508684932336641E-2,0,0,6.0365631720430322E-5,9.2470121329155698E-3,6.9922942296795382E-2,null,3.5040238090782154E-2,1.9082367926629335E-2,0,0,2.9328673587305465E-5,9.2470121329155698E-3,5.4151934690998799E-2]
[2004,1,24,13,4.4411188049146351E-2,1.6032524767858228E-2,0,0,6.0365631720430322E-5,8.2942138302095278E-3,6.8798292278934539E-2,null,3.5281992679047761E-2,1.8531974997827143E-2,0,0,2.9328673587305465E-5,8.2942138302095278E-3,5.3843296350462214E-2]
[2004,1,24,14,4.2488806017979823E-2,1.5821962462648879E-2,0,0,6.0365631720430322E-5,7.8298218682088441E-3,6.6200955980557974E-2,null,3.3754776864084804E-2,1.8288586296912896E-2,0,0,2.9328673587305465E-5,7.8298218682088441E-3,5.2072691834585003E-2]
[2004,1,24,15,4.1700852340927873E-2,1.5704237697974546E-2,0,0,6.0365631720430322E-5,8.2385290056958202E-3,6.5703984676318661E-2,null,3.3128795504738795E-2,1.8152508391083389E-2,0,0,2.9328673587305465E-5,8.2385290056958202E-3,5.1310632569409487E-2]
[2004,1,24,16,4.0811860918041995E-2,1.555483163952689E-2,0,0,6.0365631720430322E-5,8.6720483435690568E-3,6.5099106532858372E-2,null,3.2422545790381098E-2,1.797981011805613E-2,0,0,2.9328673587305465E-5,8.6720483435690568E-3,5.043168458202453E-2]
[2004,1,24,17,4.5638399050190515E-2,1.5280649678618224E-2,0,0,6.0365631720430322E-5,6.5665629213346472E-3,6.7545977281863817E-2,null,3.6256937314768208E-2,1.7662883537995503E-2,0,0,2.9328673587305465E-5,6.5665629213346472E-3,5.394914952635102E-2]
[2004,1,24,18,5.1252575518262629E-2,1.5409635501370086E-2,0,0,6.0365631720430322E-5,6.5940887073346012E-3,7.3316665358687749E-2,null,4.0717059679119365E-2,1.7811978086541211E-2,0,0,2.9328673587305465E-5,6.5940887073346012E-3,5.8558366439247882E-2]
[2004,1,24,19,5.2327900515726528E-2,1.4897651088470973E-2,1.21485E-3,1.6100000000000204E-6,6.0365631720430322E-5,3.7397843050888079E-3,7.2242161541006752E-2,null,4.1571340106072448E-2,1.722017595453109E-2,4.9838086946233534E-4,3.0046037678820059E-6,2.9328673587305465E-5,3.7397843050888079E-3,5.9322230207421063E-2]
[2004,1,24,20,4.9776095326251261E-2,1.4456964083326815E-2,1.21485E-3,1.6100000000000204E-6,6.0365631720430322E-5,3.922168953062073E-3,6.9432053994360587E-2,null,3.9544085804435879E-2,1.6710786405508122E-2,4.9838086946233534E-4,3.0046037678820059E-6,2.9328673587305465E-5,3.922168953062073E-3,5.6785586356761529E-2]
[2004,1,24,21,4.6515113804878445E-2,1.4500808995598496E-2,1.21485E-3,1.6100000000000204E-6,6.0365631720430322E-5,6.0085725424978732E-3,6.830132097469524E-2,null,3.695343396156546E-2,1.676146668386513E-2,4.9838086946233534E-4,3.0046037678820059E-6,2.9328673587305465E-5,6.0085725424978732E-3,5.4245614792248119E-2]
[2004,1,24,22,4.2126769623025404E-2,1.39092071015117E-2,1.21485E-3,1.6100000000000204E-6,6.0365631720430322E-5,6.7543604629751374E-3,6.4067162819232665E-2,null,3.346716092770869E-2,1.6077634806563858E-2,4.9838086946233534E-4,3.0046037678820059E-6,2.9328673587305465E-5,6.7543604629751374E-3,5.0075509881090073E-2]
[2004,1,24,23,4.0013589318123009E-2,1.3341597706797147E-2,1.21485E-3,1.6100000000000204E-6,6.0365631720430322E-5,6.073345204042277E-3,6.070535786068286E-2,null,3.1788367467723622E-2,1.5421535828786503E-2,4.9838086946233534E-4,3.0046037678820059E-6,2.9328673587305465E-5,6.073345204042277E-3,4.7740617443327651E-2]
[2004,1,24,24,3.6109244677626162E-2,1.3133672131496101E-2,1.21485E-3,1.6100000000000204E-6,6.0365631720430322E-5,7.8709621440624204E-3,5.8390704584905126E-2,null,2.8686602685614012E-2,1.5181194920621321E-2,4.9838086946233534E-4,3.0046037678820059E-6,2.9328673587305465E-5,7.8709621440624204E-3,4.4398511753052858E-2]
[2004,1,25,1,3.3170673495292763E-2,1.3424798534431816E-2,1.21485E-3,1.6100000000000204E-6,6.0365631720430322E-5,1.0270165901683413E-2,5.8142463563128431E-2,null,2.6352086283413408E-2,{"$f":"F579*W$5","v":1.55177075596804E-2},{"$f":"G579*X$5","v":4.9838086946233534E-4},{"$f":"H579*Y$5","v":3.0046037678820059E-6},{"$f":"I579*Z$5","v":2.9328673587305465E-5},{"$f":"J579","v":1.0270165901683413E-2},4.240050798991133E-2]
[2004,1,25,2,3.0687667377109932E-2,1.3210770865566202E-2,1.21485E-3,1.6100000000000204E-6,6.0365631720430322E-5,1.1024376170828042E-2,5.6199640045224604E-2,null,{"$f":"E580*V$5","v":2.4379488667091782E-2},1.5270313249321219E-2,4.9838086946233534E-4,3.0046037678820059E-6,2.9328673587305465E-5,1.1024376170828042E-2,{"$f":"SUM(M580:Q580)","v":4.0180516063230524E-2}]
[2004,1,25,3,2.9887507958638742E-2,1.3072829965939734E-2,1.21485E-3,1.6100000000000204E-6,6.0365631720430322E-5,1.1140457204744615E-2,5.5377620761043522E-2,null,2.3743810587205014E-2,1.5110867538800293E-2,4.9838086946233534E-4,3.0046037678820059E-6,2.9328673587305465E-5,1.1140457204744615E-2,3.9385392272822832E-2]
[2004,1,25,4,3.0064184138948638E-2,1.2796819785083463E-2,1.21485E-3,1.6100000000000204E-6,6.0365631720430322E-5,1.0928100088538522E-2,5.5065929644291051E-2,null,2.3884169086359725E-2,1.4791827721626353E-2,4.9838086946233534E-4,3.0046037678820059E-6,2.9328673587305465E-5,1.0928100088538522E-2,3.9206710954803603E-2]
[2004,1,25,5,2.9578631035137061E-2,1.3020011883554755E-2,1.21485E-3,1.6100000000000204E-6,6.0365631720430322E-5,1.181222314503632E-2,5.5687691695448564E-2,null,2.3498426623559335E-2,1.5049815184516461E-2,4.9838086946233534E-4,3.0046037678820059E-6,2.9328673587305465E-5,1.181222314503632E-2,3.9078955954893323E-2]
[2004,1,25,6,3.1372322963426139E-2,1.2971883175518929E-2,1.21485E-3,1.6100000000000204E-6,6.0365631720430322E-5,1.1101868628760199E-2,5.6722900399425694E-2,null,2.4923405964628297E-2,1.4994183272081449E-2,4.9838086946233534E-4,3.0046037678820059E-6,2.9328673587305465E-5,1.1101868628760199E-2,4.044830338352727E-2]
[2004,1,25,7,3.5450919268280805E-2,1.3501938155231531E-2,0,0,6.0365631720430322E-5,1.0469674467556525E-2,5.9482897522789298E-2,null,2.8163603115162295E-2,1.560687314929908E-2,0,0,2.9328673587305465E-5,1.0469674467556525E-2,4.3799804938048678E-2]
[2004,1,25,8,3.8681670864908056E-2,1.4667989745812382E-2,0,0,6.0365631720430322E-5,1.0636795784476018E-2,6.4046822026916889E-2,null,3.0730239118096594E-2,1.6954710700508906E-2,0,0,2.9328673587305465E-5,1.0636795784476018E-2,4.7714278492192806E-2]
[2004,1,25,9,4.4168618632248538E-2,1.5012433263175974E-2,0,0,6.0365631720430322E-5,8.7637213834431855E-3,6.8005138910588125E-2,null,3.508928600383613E-2,1.7352852524355811E-2,0,0,2.9328673587305465E-5,8.7637213834431855E-3,5.2471467201779247E-2]
[2004,1,25,10,4.6831412676147072E-2,1.562735772366005E-2,0,0,6.0365631720430322E-5,8.9792094117264569E-3,7.1498345443254008E-2,null,3.7204714212121723E-2,1.8063642926506897E-2,0,0,2.9328673587305465E-5,8.9792094117264569E-3,5.5297685812215926E-2]
[2004,1,25,11,4.5790460499981513E-2,1.6343008254250807E-2,0,0,6.0365631720430322E-5,1.2500543065437278E-2,7.4694377451390029E-2,null,3.6377740904898564E-2,1.8890862465046326E-2,0,0,2.9328673587305465E-5,1.2500543065437278E-2,5.52979320435322E-2]
[2004,1,25,12,4.5292988512424831E-2,1.6453555195439128E-2,0,0,6.0365631720430322E-5,1.1966932726982215E-2,7.3773842066566606E-2,null,3.5982529612564235E-2,1.9018643533833157E-2,0,0,2.9328673587305465E-5,1.1966932726982215E-2,5.5030501819984701E-2]
[2004,1,25,13,4.4068762437954136E-2,1.6429993305400771E-2,0,0,6.0365631720430322E-5,1.1425334063971422E-2,7.198445543904676E-2,null,3.5009956319789988E-2,1.8991408375090862E-2,0,0,2.9328673587305465E-5,1.1425334063971422E-2,5.4030693368468156E-2]
[2004,1,25,14,4.2658719090312359E-2,1.6657880319169344E-2,0,0,6.0365631720430322E-5,1.1583593233657527E-2,7.096055827485967E-2,null,3.3889762484543257E-2,1.9254822684604687E-2,0,0,2.9328673587305465E-5,1.1583593233657527E-2,5.3173913842735246E-2]
[2004,1,25,15,4.270427396720014E-2,1.6421390303807598E-2,0,0,6.0365631720430322E-5,9.9835113402936063E-3,6.916954124302177E-2,null,3.3925953068570665E-2,1.8981464176485875E-2,0,0,2.9328673587305465E-5,9.9835113402936063E-3,5.2936745918643849E-2]
[2004,1,25,16,4.4803211258027741E-2,1.6140867814290586E-2,0,0,6.0365631720430322E-5,9.331107902523339E-3,7.0335552606562102E-2,null,3.5593431318574002E-2,1.8657208587467253E-2,0,0,2.9328673587305465E-5,9.331107902523339E-3,5.4279968579628565E-2]
[2004,1,25,17,4.8214072913836344E-2,1.5848922094377584E-2,0,0,6.0365631720430322E-5,8.4344019215970047E-3,7.2557762561531361E-2,null,3.8303153828953836E-2,1.8319748900955685E-2,0,0,2.9328673587305465E-5,8.4344019215970047E-3,5.6652231403496831E-2]
[2004,1,25,18,5.5579051874167396E-2,1.5507621014637941E-2,0,0,6.0365631720430322E-5,6.9452590409769541E-3,7.8092297561502724E-2,null,4.4154182481287663E-2,1.792523941676348E-2,0,0,2.9328673587305465E-5,6.9452590409769541E-3,6.2108750571638449E-2]
[2004,1,25,19,5.5796784873682913E-2,1.539924142454362E-2,1.21485E-3,1.6100000000000204E-6,6.0365631720430322E-5,6.520597836858961E-3,7.8993449766805932E-2,null,4.4327158130720697E-2,1.7799963586350963E-2,4.9838086946233534E-4,3.0046037678820059E-6,2.9328673587305465E-5,6.520597836858961E-3,6.2657835863889191E-2]
[2004,1,25,20,5.2031352890891898E-2,1.536835353763967E-2,1.21485E-3,1.6100000000000204E-6,6.0365631720430322E-5,8.3466495913702959E-3,7.7023181651622308E-2,null,4.1335751021699695E-2,1.7764260317144901E-2,4.9838086946233534E-4,3.0046037678820059E-6,2.9328673587305465E-5,8.3466495913702959E-3,5.9630725485662124E-2]
[2004,1,25,21,5.0619096016275171E-2,1.5151201506353794E-2,1.21485E-3,1.6100000000000204E-6,6.0365631720430322E-5,8.8746420894206934E-3,7.592176524377009E-2,null,4.0213798673655723E-2,1.7513254560235982E-2,4.9838086946233534E-4,3.0046037678820059E-6,2.9328673587305465E-5,8.8746420894206934E-3,5.825776738070923E-2]
[2004,1,25,22,4.9405650924695954E-2,1.4663752986416475E-2,1.21485E-3,1.6100000000000204E-6,6.0365631720430322E-5,7.6895676576808191E-3,7.3035797200513689E-2,null,3.9249790217269757E-2,1.6949813435709154E-2,4.9838086946233534E-4,3.0046037678820059E-6,2.9328673587305465E-5,7.6895676576808191E-3,5.6730317799796433E-2]
[2004,1,25,23,4.4420996460858272E-2,1.4809114259010046E-2,1.21485E-3,1.6100000000000204E-6,6.0365631720430322E-5,5.6684326425368312E-3,6.6175368994125586E-2,null,3.5289784866679177E-2,1.7117836345909611E-2,4.9838086946233534E-4,3.0046037678820059E-6,2.9328673587305465E-5,5.6684326425368312E-3,5.2938335359406313E-2]
[2004,1,25,24,3.6101863604952988E-2,1.518905954895701E-2,1.21485E-3,1.6100000000000204E-6,6.0365631720430322E-5,9.4651963407862347E-3,6.2032945126416668E-2,null,2.8680738871483882E-2,1.755701462355402E-2,4.9838086946233534E-4,3.0046037678820059E-6,2.9328673587305465E-5,9.4651963407862347E-3,4.6768467641855431E-2]
[2004,1,26,1,3.0534188806919393E-2,1.4819489412764814E-2,1.21485E-3,1.6100000000000204E-6,6.0365631720430322E-5,1.009523268024032E-2,5.6725736531644963E-2,null,2.4257559260838096E-2,1.7129828972945335E-2,4.9838086946233534E-4,3.0046037678820059E-6,2.9328673587305465E-5,1.009523268024032E-2,4.1918102380600959E-2]
[2004,1,26,2,2.8242756721780955E-2,1.4779641776147255E-2,1.21485E-3,1.6100000000000204E-6,6.0365631720430322E-5,1.1074964837067935E-2,5.5374188966716573E-2,null,2.2437155583212465E-2,1.7083769140435391E-2,4.9838086946233534E-4,3.0046037678820059E-6,2.9328673587305465E-5,1.1074964837067935E-2,4.0051638870465381E-2]
[2004,1,26,3,2.8047620127307847E-2,1.488693372075358E-2,1.21485E-3,1.6100000000000204E-6,6.0365631720430322E-5,1.1608220706599847E-2,5.5819600186381713E-2,null,2.2282131405746287E-2,1.7207787762811004E-2,4.9838086946233534E-4,3.0046037678820059E-6,2.9328673587305465E-5,1.1608220706599847E-2,4.0020633315374816E-2]
[2004,1,26,4,2.9035179086119346E-2,1.4761177679940911E-2,1.21485E-3,1.6100000000000204E-6,6.0365631720430322E-5,1.1030324195232172E-2,5.6103506593012858E-2,null,2.3066687043311249E-2,1.7062426515102952E-2,4.9838086946233534E-4,3.0046037678820059E-6,2.9328673587305465E-5,1.1030324195232172E-2,4.0659827705231723E-2]
[2004,1,26,5,2.9569563284696156E-2,1.5050280557899001E-2,1.21485E-3,1.6100000000000204E-6,6.0365631720430322E-5,1.1469985546112813E-2,5.7366655020428398E-2,null,2.3491222846341815E-2,1.7396600164212798E-2,4.9838086946233534E-4,3.0046037678820059E-6,2.9328673587305465E-5,1.1469985546112813E-2,4.1418537157372141E-2]
[2004,1,26,6,3.1606439195948514E-2,1.5812916217138699E-2,1.21485E-3,1.6100000000000204E-6,6.0365631720430322E-5,1.1113455264795284E-2,5.9809636309602933E-2,null,2.5109397098050799E-2,1.8278129753227713E-2,4.9838086946233534E-4,3.0046037678820059E-6,2.9328673587305465E-5,1.1113455264795284E-2,4.3918240998096041E-2]
[2004,1,26,7,3.8708104985076076E-2,1.6900518441223377E-2,0,0,6.0365631720430322E-5,1.0186035921201257E-2,6.5855024979221133E-2,null,3.0751239421741097E-2,1.9535287781433337E-2,0,0,2.9328673587305465E-5,1.0186035921201257E-2,5.0315855876761739E-2]
[2004,1,26,8,4.5089855559348697E-2,1.8611928153772495E-2,0,0,6.0365631720430322E-5,1.1965093656072425E-2,7.5727243000914046E-2,null,3.5821152813650989E-2,2.1513504092540003E-2,0,0,2.9328673587305465E-5,1.1965093656072425E-2,5.7363985579778301E-2]
[2004,1,26,9,4.7472855252750787E-2,1.9486666131858663E-2,0,0,6.0365631720430322E-5,1.3030597220322808E-2,8.0050484236652689E-2,null,3.7714301396925637E-2,2.2524612609399527E-2,0,0,2.9328673587305465E-5,1.3030597220322808E-2,6.0268242679912473E-2]
[2004,1,26,10,4.4327405280883359E-2,2.042842930717588E-2,0,0,6.0365631720430322E-5,1.4435259984930504E-2,7.9251460204710175E-2,null,3.5215432356157636E-2,2.361319546653267E-2,0,0,2.9328673587305465E-5,1.4435259984930504E-2,5.8857956496277612E-2]
[2004,1,26,11,4.2705365496913707E-2,2.1041382380266597E-2,0,0,6.0365631720430322E-5,1.417780225096423E-2,7.7984915759864964E-2,null,3.3926820222660761E-2,2.4321707144501901E-2,0,0,2.9328673587305465E-5,1.417780225096423E-2,5.8277856040749969E-2]
[2004,1,26,12,4.1859271373864797E-2,2.0893002104355761E-2,0,0,6.0365631720430322E-5,1.3934644584416386E-2,7.6747283694357377E-2,null,3.325464980870646E-2,2.4150194572204926E-2,0,0,2.9328673587305465E-5,1.3934644584416386E-2,5.7434173054498688E-2]
[2004,1,26,13,4.1673382684858797E-2,2.0536467121030872E-2,0,0,6.0365631720430322E-5,1.2515201672164687E-2,7.4785417109774793E-2,null,3.3106972530688818E-2,2.3738076238224631E-2,0,0,2.9328673587305465E-5,1.2515201672164687E-2,5.6874377442500755E-2]
[2004,1,26,14,4.0121258175361378E-2,2.0401770325261078E-2,0,0,6.0365631720430322E-5,1.3539002264936355E-2,7.4122396397279244E-2,null,3.1873903838167968E-2,2.3582380383227571E-2,0,0,2.9328673587305465E-5,1.3539002264936355E-2,5.5485612894982841E-2]
[2004,1,26,15,3.9389327246836449E-2,1.9822830461025509E-2,0,0,6.0365631720430322E-5,1.2600700796608282E-2,7.1873224136190669E-2,null,3.1292429151356896E-2,2.2913184530134727E-2,0,0,2.9328673587305465E-5,1.2600700796608282E-2,5.4234942355078933E-2]
[2004,1,26,16,4.1804684618636109E-2,1.9505903830270888E-2,0,0,6.0365631720430322E-5,1.1644700726728005E-2,7.3015654807355432E-2,null,3.3211283945667171E-2,2.2546849440538305E-2,0,0,2.9328673587305465E-5,1.1644700726728005E-2,5.5787462059792778E-2]
[2004,1,26,17,4.6186353057865746E-2,2.0061497273367764E-2,0,0,6.0365631720430322E-5,1.1214291298601489E-2,7.7522507261555434E-2,null,3.66922535072974E-2,2.3189059195116057E-2,0,0,2.9328673587305465E-5,1.1214291298601489E-2,5.9910641376000759E-2]
[2004,1,26,18,5.3549193805116795E-2,2.0138123246369041E-2,0,0,6.0365631720430322E-5,1.0360836083945942E-2,8.410851876715221E-2,null,4.2541583479151178E-2,2.32776310598975E-2,0,0,2.9328673587305465E-5,1.0360836083945942E-2,6.5848543212635988E-2]
[2004,1,26,19,5.3220765513569232E-2,1.9654724279805299E-2,1.21485E-3,1.6100000000000204E-6,6.0365631720430322E-5,8.9055706136451449E-3,8.305788603874012E-2,null,4.2280667140566629E-2,2.2718870808967197E-2,4.9838086946233534E-4,3.0046037678820059E-6,2.9328673587305465E-5,8.9055706136451449E-3,6.5530252096351355E-2]
[2004,1,26,20,5.270176550832472E-2,1.9006376029137531E-2,1.21485E-3,1.6100000000000204E-6,6.0365631720430322E-5,8.2929615453236228E-3,8.1277928714506301E-2,null,4.1868353145156308E-2,2.1969445890232756E-2,4.9838086946233534E-4,3.0046037678820059E-6,2.9328673587305465E-5,8.2929615453236228E-3,6.4368513182206599E-2]
[2004,1,26,21,4.904047201691232E-2,1.8950778753717645E-2,1.21485E-3,1.6100000000000204E-6,6.0365631720430322E-5,9.2098617286392598E-3,7.8477938130989661E-2,null,3.8959677745234407E-2,2.1905181070252924E-2,4.9838086946233534E-4,3.0046037678820059E-6,2.9328673587305465E-5,9.2098617286392598E-3,6.1395572962304856E-2]
[2004,1,26,22,4.5770509696327295E-2,1.7992793817982692E-2,1.21485E-3,1.6100000000000204E-6,6.0365631720430322E-5,8.5433454441127751E-3,7.3583474590143194E-2,null,3.6361891202618811E-2,2.0797847500874826E-2,4.9838086946233534E-4,3.0046037678820059E-6,2.9328673587305465E-5,8.5433454441127751E-3,5.7690452850311165E-2]
[2004,1,26,23,4.2885881962395185E-2,1.7181507619438895E-2,1.21485E-3,1.6100000000000204E-6,6.0365631720430322E-5,7.3618038009922917E-3,6.8706019014546801E-2,null,3.4070229595238616E-2,1.9860082815325281E-2,4.9838086946233534E-4,3.0046037678820059E-6,2.9328673587305465E-5,7.3618038009922917E-3,5.4461026557381421E-2]
[2004,1,26,24,3.4531884444269016E-2,1.6660866186177601E-2,1.21485E-3,1.6100000000000204E-6,6.0365631720430322E-5,1.0236946549247504E-2,6.2706522811414561E-2,null,2.7433485742560344E-2,1.9258274044483749E-2,4.9838086946233534E-4,3.0046037678820059E-6,2.9328673587305465E-5,1.0236946549247504E-2,4.7222473933861621E-2]
[2004,1,27,1,3.051939564012451E-2,1.6459061779955191E-2,1.21485E-3,1.6100000000000204E-6,6.0365631720430322E-5,1.1227933675254339E-2,5.9483216727054471E-2,null,2.4245806987920303E-2,1.9025008587875029E-2,4.9838086946233534E-4,3.0046037678820059E-6,2.9328673587305465E-5,1.1227933675254339E-2,4.3801529722612857E-2]
[2004,1,27,2,2.9813816807053577E-2,1.5772221811906625E-2,1.21485E-3,1.6100000000000204E-6,6.0365631720430322E-5,1.176299723357411E-2,5.8625861484254742E-2,null,2.3685267441098199E-2,1.8231091141952704E-2,4.9838086946233534E-4,3.0046037678820059E-6,2.9328673587305465E-5,1.176299723357411E-2,4.2447072729868425E-2]
[2004,1,27,3,2.9848558437111084E-2,1.5539266110384822E-2,1.21485E-3,1.6100000000000204E-6,6.0365631720430322E-5,1.1698216262539089E-2,5.8362866441755423E-2,null,2.3712867556996711E-2,1.7961817942708489E-2,4.9838086946233534E-4,3.0046037678820059E-6,2.9328673587305465E-5,1.1698216262539089E-2,4.2205399646522722E-2]
[2004,1,27,4,3.0185831027392057E-2,1.562687537781032E-2,1.21485E-3,1.6100000000000204E-6,6.0365631720430322E-5,1.1820356194435706E-2,5.8909888231358523E-2,null,2.3980810153983047E-2,1.8063085383552377E-2,4.9838086946233534E-4,3.0046037678820059E-6,2.9328673587305465E-5,1.1820356194435706E-2,4.2574609684352949E-2]
[2004,1,27,5,3.1563515896795027E-2,1.5319162294450909E-2,1.21485E-3,1.6100000000000204E-6,6.0365631720430322E-5,1.2110918014788528E-2,6.0270421837754898E-2,null,2.5075297142768856E-2,1.7707400221677359E-2,4.9838086946233534E-4,3.0046037678820059E-6,2.9328673587305465E-5,1.2110918014788528E-2,4.3313411511263743E-2]
[2004,1,27,6,3.3817352834809911E-2,1.5891241462489127E-2,1.21485E-3,1.6100000000000204E-6,6.0365631720430322E-5,1.1453804390253723E-2,6.24392243192732E-2,null,2.6865833758425484E-2,1.836866580475734E-2,4.9838086946233534E-4,3.0046037678820059E-6,2.9328673587305465E-5,1.1453804390253723E-2,4.5765213710000349E-2]
[2004,1,27,7,4.0797777619528679E-2,1.6944645419733669E-2,0,0,6.0365631720430322E-5,1.0762363689264644E-2,6.8565152360247419E-2,null,3.2411357464716538E-2,1.958629409979698E-2,0,0,2.9328673587305465E-5,1.0762363689264644E-2,5.2026980238100824E-2]
[2004,1,27,8,4.6430179558888118E-2,1.902226064769905E-2,0,0,6.0365631720430322E-5,1.2330655039310768E-2,7.784346087761837E-2,null,3.6885958859527772E-2,2.1987806900634704E-2,0,0,2.9328673587305465E-5,1.2330655039310768E-2,5.8903094433749782E-2]
[2004,1,27,9,4.742458275510008E-2,2.0197959666688314E-2,0,0,6.0365631720430322E-5,1.4158011956560041E-2,8.184092001006886E-2,null,3.7675951828190238E-2,2.3346795902077524E-2,0,0,2.9328673587305465E-5,1.4158011956560041E-2,6.1052076403855071E-2]
[2004,1,27,10,4.3298120503704844E-2,2.1393423398906035E-2,0,0,6.0365631720430322E-5,1.6485884006338009E-2,8.1237793540669317E-2,null,3.4397728089095914E-2,2.4728630910415234E-2,0,0,2.9328673587305465E-5,1.6485884006338009E-2,5.915568767309845E-2]
[2004,1,27,11,4.2393427024015301E-2,2.1845660615984534E-2,0,0,6.0365631720430322E-5,1.6349237414005943E-2,8.0648690685726207E-2,null,3.3679004043887621E-2,2.5251371334729905E-2,0,0,2.9328673587305465E-5,1.6349237414005943E-2,5.8959704052204832E-2]
[2004,1,27,12,4.2924668606707059E-2,2.1627693973404621E-2,0,0,6.0365631720430322E-5,1.4743802699879717E-2,7.9356530911711826E-2,null,3.4101043229387333E-2,2.4999423969661781E-2,0,0,2.9328673587305465E-5,1.4743802699879717E-2,5.912979587263642E-2]
[2004,1,27,13,4.0824561879164924E-2,2.1764952416039023E-2,0,0,6.0365631720430322E-5,1.443089927684375E-2,7.7080779203768129E-2,null,3.2432635932911402E-2,2.5158080829013153E-2,0,0,2.9328673587305465E-5,1.443089927684375E-2,5.7620045435511857E-2]
[2004,1,27,14,3.9404943603516082E-2,2.2077506917636949E-2,0,0,6.0365631720430322E-5,1.4748992327082627E-2,7.6291808479956091E-2,null,3.1304835398661843E-2,2.551936218007542E-2,0,0,2.9328673587305465E-5,1.4748992327082627E-2,5.6853526252324565E-2]
[2004,1,27,15,3.8523203063317128E-2,2.1965216369111723E-2,0,0,6.0365631720430322E-5,1.3447994465129521E-2,7.39967795292788E-2,null,3.0604346070394094E-2,2.5389565677784422E-2,0,0,2.9328673587305465E-5,1.3447994465129521E-2,5.6023240421765819E-2]
[2004,1,27,16,3.9020489696207805E-2,2.1683657615075961E-2,0,0,6.0365631720430322E-5,1.4463064799770246E-2,7.5227577742774443E-2,null,3.0999410109699262E-2,2.5064112271925929E-2,0,0,2.9328673587305465E-5,1.4463064799770246E-2,5.60928510552125E-2]
[2004,1,27,17,4.4354840666595917E-2,2.0982693707552187E-2,0,0,6.0365631720430322E-5,1.3297644830141375E-2,7.8695544836009906E-2,null,3.5237228104489933E-2,{"$f":"F643*W$5","v":2.4253868982319265E-2},{"$f":"G643*X$5","v":0},{"$f":"H643*Y$5","v":0},{"$f":"I643*Z$5","v":2.9328673587305465E-5},{"$f":"J643","v":1.3297644830141375E-2},5.9520425760396505E-2]
[2004,1,27,18,5.0580068377054463E-2,2.101576392218581E-2,0,0,6.0365631720430322E-5,1.277605343436514E-2,8.4432251365325839E-2,null,{"$f":"E644*V$5","v":4.018279358368286E-2},2.4292094801373773E-2,0,0,2.9328673587305465E-5,1.277605343436514E-2,{"$f":"SUM(M644:Q644)","v":6.450421705864394E-2}]
[2004,1,27,19,5.2741546436619595E-2,2.02955747094224E-2,1.21485E-3,1.6100000000000204E-6,6.0365631720430322E-5,1.1098380163590479E-2,8.5412326941352909E-2,null,4.1899956677566026E-2,2.3459629005880771E-2,4.9838086946233534E-4,3.0046037678820059E-6,2.9328673587305465E-5,1.1098380163590479E-2,6.5890299830264329E-2]
[2004,1,27,20,5.3208551371928224E-2,1.9600671522961237E-2,1.21485E-3,1.6100000000000204E-6,6.0365631720430322E-5,8.8331258350970391E-3,8.291917436170694E-2,null,4.2270963746559649E-2,2.2656391296045689E-2,4.9838086946233534E-4,3.0046037678820059E-6,2.9328673587305465E-5,8.8331258350970391E-3,6.5458069189422874E-2]
[2004,1,27,21,5.1134293515549309E-2,1.8914549079491659E-2,1.21485E-3,1.6100000000000204E-6,6.0365631720430322E-5,8.5796319668989714E-3,7.9905300193660364E-2,null,4.062309180892467E-2,2.1863303235872066E-2,4.9838086946233534E-4,3.0046037678820059E-6,2.9328673587305465E-5,8.5796319668989714E-3,6.3017109191614268E-2]
[2004,1,27,22,4.7489239752641778E-2,1.8109843051456062E-2,1.21485E-3,1.6100000000000204E-6,6.0365631720430322E-5,8.8758937788432114E-3,7.575180221466149E-2,null,3.772731788737764E-2,2.0933144561047907E-2,4.9838086946233534E-4,3.0046037678820059E-6,2.9328673587305465E-5,8.8758937788432114E-3,5.9191176595243068E-2]
[2004,1,27,23,4.5072719180600899E-2,1.7205955203331614E-2,1.21485E-3,1.6100000000000204E-6,6.0365631720430322E-5,7.5869531158695566E-3,7.1142453131522509E-2,null,3.58075390010942E-2,1.9888341746467895E-2,4.9838086946233534E-4,3.0046037678820059E-6,2.9328673587305465E-5,7.5869531158695566E-3,5.6226594894379624E-2]
[2004,1,27,24,3.6862770865774434E-2,1.6688201147034138E-2,1.21485E-3,1.6100000000000204E-6,6.0365631720430322E-5,1.000639304461866E-2,6.4834190689147669E-2,null,2.9285233495136551E-2,1.9289870490988265E-2,4.9838086946233534E-4,3.0046037678820059E-6,2.9328673587305465E-5,1.000639304461866E-2,4.910581813294234E-2]
[2004,1,28,1,3.2082942603116157E-2,1.6459152178387528E-2,1.21485E-3,1.6100000000000204E-6,6.0365631720430322E-5,1.1698563257959461E-2,6.1517483671183586E-2,null,2.5487950126279309E-2,1.9025113079308049E-2,4.9838086946233534E-4,3.0046037678820059E-6,2.9328673587305465E-5,1.1698563257959461E-2,4.5043777352404883E-2]
[2004,1,28,2,3.1296429639546021E-2,1.6067045293429928E-2,1.21485E-3,1.6100000000000204E-6,6.0365631720430322E-5,1.1990515433589576E-2,6.0630815998285958E-2,null,2.4863113326328151E-2,1.8571877229451268E-2,4.9838086946233534E-4,3.0046037678820059E-6,2.9328673587305465E-5,1.1990515433589576E-2,4.396570470259694E-2]
[2004,1,28,3,3.1295483986473104E-2,1.597087411364562E-2,1.21485E-3,1.6100000000000204E-6,6.0365631720430322E-5,1.1815640495873787E-2,6.0358824227712951E-2,null,2.48623620623728E-2,1.8460713084996156E-2,4.9838086946233534E-4,3.0046037678820059E-6,2.9328673587305465E-5,1.1815640495873787E-2,4.3853789294186478E-2]
[2004,1,28,4,3.1812503728742683E-2,1.5660386581718682E-2,1.21485E-3,1.6100000000000204E-6,6.0365631720430322E-5,1.2174836281416666E-2,6.0924552223598466E-2,null,2.5273102859072319E-2,1.8101820941548948E-2,4.9838086946233534E-4,3.0046037678820059E-6,2.9328673587305465E-5,1.2174836281416666E-2,4.3905637947438791E-2]
[2004,1,28,5,3.3072865248219688E-2,1.5807424459581328E-2,1.21485E-3,1.6100000000000204E-6,6.0365631720430322E-5,1.2174500436219664E-2,6.2331615775741117E-2,null,2.627438356910268E-2,1.8271781837648545E-2,4.9838086946233534E-4,3.0046037678820059E-6,2.9328673587305465E-5,1.2174500436219664E-2,4.5076879553568754E-2]
[2004,1,28,6,3.5509475154156804E-2,1.6223939251099415E-2,1.21485E-3,1.6100000000000204E-6,6.0365631720430322E-5,1.1564351627101351E-2,6.4574591664078002E-2,null,2.821012221153292E-2,1.875323075567005E-2,4.9838086946233534E-4,3.0046037678820059E-6,2.9328673587305465E-5,1.1564351627101351E-2,4.7494067114020495E-2]
[2004,1,28,7,4.2863581022382476E-2,1.7102646009362295E-2,0,0,6.0365631720430322E-5,1.0883422612899559E-2,7.0910015276364757E-2,null,3.4052512852300022E-2,1.9768926780490526E-2,0,0,2.9328673587305465E-5,1.0883422612899559E-2,5.3850768306377854E-2]
[2004,1,28,8,4.867014921067199E-2,1.9158863605895204E-2,0,0,6.0365631720430322E-5,1.2616254828975727E-2,8.0505633277263358E-2,null,3.8665478758163917E-2,2.2145706086357186E-2,0,0,2.9328673587305465E-5,1.2616254828975727E-2,6.0840513518108409E-2]
[2004,1,28,9,4.9500155324669316E-2,2.0618344721018991E-2,0,0,6.0365631720430322E-5,1.4460939084806874E-2,8.4639804762215623E-2,null,3.9324868225638014E-2,2.3832718451964035E-2,0,0,2.9328673587305465E-5,1.4460939084806874E-2,6.3186915351189352E-2]
[2004,1,28,10,4.5314559427048595E-2,2.1658513968134219E-2,0,0,6.0365631720430322E-5,1.6982614581594106E-2,8.4016053608497343E-2,null,3.5999666394651526E-2,2.5035048762389822E-2,0,0,2.9328673587305465E-5,1.6982614581594106E-2,6.1064043830628655E-2]
[2004,1,28,11,4.4327806812476944E-2,2.2274333388017972E-2,0,0,6.0365631720430322E-5,1.6744302992815711E-2,8.3406808825031056E-2,null,3.5215751348631551E-2,2.574687364697328E-2,0,0,2.9328673587305465E-5,1.6744302992815711E-2,6.0991953669192134E-2]
[2004,1,28,12,4.4817363392659293E-2,2.2086724265835342E-2,0,0,6.0365631720430322E-5,1.5105998282902818E-2,8.2070451573117889E-2,null,3.5604674330355419E-2,2.5530016501140392E-2,0,0,2.9328673587305465E-5,1.5105998282902818E-2,6.1164019505083114E-2]
[2004,1,28,13,4.265801359343574E-2,2.2149247552968689E-2,0,0,6.0365631720430322E-5,1.4849248578169898E-2,7.971687535629475E-2,null,3.3889202010105854E-2,2.5602287089255125E-2,0,0,2.9328673587305465E-5,1.4849248578169898E-2,5.9520817772948285E-2]
[2004,1,28,14,4.1292122262898863E-2,2.2238377148426788E-2,0,0,6.0365631720430322E-5,1.5310055910105961E-2,7.8900920953152057E-2,null,3.2804084271957371E-2,2.5705311875339185E-2,0,0,2.9328673587305465E-5,1.5310055910105961E-2,5.8538724820883861E-2]
[2004,1,28,15,4.0509183491748479E-2,2.1752758638999049E-2,0,0,6.0365631720430322E-5,1.4205093444495298E-2,7.6527401206963261E-2,null,3.2182086950892648E-2,2.5143986057633981E-2,0,0,2.9328673587305465E-5,1.4205093444495298E-2,5.7355401682113935E-2]
[2004,1,28,16,4.0853749378674795E-2,2.1798106650320465E-2,0,0,6.0365631720430322E-5,1.5088076481214321E-2,7.7800298141930013E-2,null,3.2455823629283932E-2,2.5196403766271764E-2,0,0,2.9328673587305465E-5,1.5088076481214321E-2,5.7681556069143006E-2]
[2004,1,28,17,4.6142650947791852E-2,2.1590549183472616E-2,0,0,6.0365631720430322E-5,1.3593297098792312E-2,8.1386862861777209E-2,null,3.6657534834021205E-2,2.4956488354199675E-2,0,0,2.9328673587305465E-5,1.3593297098792312E-2,6.1643351861808186E-2]
[2004,1,28,18,5.257902294585947E-2,2.1495421533552123E-2,0,0,6.0365631720430322E-5,1.3184940734507048E-2,8.7319750845639074E-2,null,4.1770841631041569E-2,2.4846530424587562E-2,0,0,2.9328673587305465E-5,1.3184940734507048E-2,6.664670072921644E-2]
[2004,1,28,19,5.4835766630214965E-2,2.0657612605708357E-2,1.21485E-3,1.6100000000000204E-6,6.0365631720430322E-5,1.1563141718946245E-2,8.8333346586590006E-2,null,4.3563687480195748E-2,2.3878108149957191E-2,4.9838086946233534E-4,3.0046037678820059E-6,2.9328673587305465E-5,1.1563141718946245E-2,6.7972509776970474E-2]
[2004,1,28,20,5.5349269902093726E-2,1.9954669787383472E-2,1.21485E-3,1.6100000000000204E-6,6.0365631720430322E-5,9.1741676932219386E-3,8.5754933014419568E-2,null,4.3971634654656484E-2,2.3065577439871209E-2,4.9838086946233534E-4,3.0046037678820059E-6,2.9328673587305465E-5,9.1741676932219386E-3,6.7567926241345222E-2]
[2004,1,28,21,5.3150667947495796E-2,1.9375292768613727E-2,1.21485E-3,1.6100000000000204E-6,6.0365631720430322E-5,8.835208085598182E-3,8.2637994433428133E-2,null,4.222497887998046E-2,2.2395876280408046E-2,4.9838086946233534E-4,3.0046037678820059E-6,2.9328673587305465E-5,8.835208085598182E-3,6.5151569307206045E-2]
[2004,1,28,22,4.9421483296086394E-2,1.8508210867684775E-2,1.21485E-3,1.6100000000000204E-6,6.0365631720430322E-5,9.1359261145833731E-3,7.8342445910074984E-2,null,3.9262368075148074E-2,2.1393617413401764E-2,4.9838086946233534E-4,3.0046037678820059E-6,2.9328673587305465E-5,9.1359261145833731E-3,6.118669963536736E-2]
[2004,1,28,23,4.6941991114166096E-2,1.7689554674539379E-2,1.21485E-3,1.6100000000000204E-6,6.0365631720430322E-5,7.6670914679058382E-3,7.357546288833175E-2,null,3.7292562067854161E-2,2.0447333760461331E-2,4.9838086946233534E-4,3.0046037678820059E-6,2.9328673587305465E-5,7.6670914679058382E-3,5.8270609975133017E-2]
[2004,1,28,24,3.842513469406536E-2,1.731122198477969E-2,1.21485E-3,1.6100000000000204E-6,6.0365631720430322E-5,1.0038283444904504E-2,6.7051465755469997E-2,null,3.0526436704804549E-2,2.0010019485323376E-2,4.9838086946233534E-4,3.0046037678820059E-6,2.9328673587305465E-5,1.0038283444904504E-2,5.1067170336945446E-2]
[2004,1,29,1,2.9846730255666316E-2,1.6577014966990194E-2,1.21485E-3,1.6100000000000204E-6,6.0365631720430322E-5,1.096752084306224E-2,5.8668091697439181E-2,null,2.3711415177828678E-2,1.9161350526820851E-2,4.9838086946233534E-4,3.0046037678820059E-6,2.9328673587305465E-5,1.096752084306224E-2,4.3403479851467051E-2]
[2004,1,29,2,2.9100806147436053E-2,1.5958122325052899E-2,1.21485E-3,1.6100000000000204E-6,6.0365631720430322E-5,1.148673389959291E-2,5.7822488003802297E-2,null,2.3118823759274827E-2,1.8445973308772536E-2,4.9838086946233534E-4,3.0046037678820059E-6,2.9328673587305465E-5,1.148673389959291E-2,4.2095511214864885E-2]
[2004,1,29,3,2.918667863298811E-2,1.5576206715294656E-2,1.21485E-3,1.6100000000000204E-6,6.0365631720430322E-5,1.1523387084492659E-2,5.756309806449586E-2,null,2.3187044235683307E-2,1.8004517540963036E-2,4.9838086946233534E-4,3.0046037678820059E-6,2.9328673587305465E-5,1.1523387084492659E-2,4.1722275923463871E-2]
[2004,1,29,4,2.9684366179945819E-2,1.522913262319584E-2,1.21485E-3,1.6100000000000204E-6,6.0365631720430322E-5,1.1912298068402927E-2,5.810262250326502E-2,null,2.3582426776875033E-2,1.7603335039123806E-2,4.9838086946233534E-4,3.0046037678820059E-6,2.9328673587305465E-5,1.1912298068402927E-2,4.1716475962816364E-2]
[2004,1,29,5,3.0973763880995705E-2,1.5085073211521768E-2,1.21485E-3,1.6100000000000204E-6,6.0365631720430322E-5,1.2108850834140067E-2,5.9444513558377973E-2,null,2.4606774970363579E-2,1.7436816948305209E-2,4.9838086946233534E-4,3.0046037678820059E-6,2.9328673587305465E-5,1.2108850834140067E-2,4.257430606548631E-2]
[2004,1,29,6,3.32548560735417E-2,1.5462595233350989E-2,1.21485E-3,1.6100000000000204E-6,6.0365631720430322E-5,1.1589318721629481E-2,6.1583595660242602E-2,null,2.6418964231064695E-2,1.7873194173412897E-2,4.9838086946233534E-4,3.0046037678820059E-6,2.9328673587305465E-5,1.1589318721629481E-2,4.4822872551295113E-2]
[2004,1,29,7,4.0025614894545258E-2,1.6739201941846672E-2,0,0,6.0365631720430322E-5,1.0800391440632866E-2,6.7625573908745226E-2,null,3.1797921058112182E-2,1.9348822244877332E-2,0,0,2.9328673587305465E-5,1.0800391440632866E-2,5.1176071976576823E-2]
[2004,1,29,8,4.5615027421177741E-2,1.8756889194595561E-2,0,0,6.0365631720430322E-5,1.2344459307725701E-2,7.6776741555219435E-2,null,3.623836997442114E-2,2.1681064375345723E-2,0,0,2.9328673587305465E-5,1.2344459307725701E-2,5.7948763023354166E-2]
[2004,1,29,9,4.6473269102341334E-2,2.0335344701336775E-2,0,0,6.0365631720430322E-5,1.385043845913346E-2,8.0719417894532006E-2,null,3.6920190885813074E-2,2.3505599088977012E-2,0,0,2.9328673587305465E-5,1.385043845913346E-2,6.0455118648377396E-2]
[2004,1,29,10,4.2486600711751317E-2,2.129625216099848E-2,0,0,6.0365631720430322E-5,1.6281339707104783E-2,8.0124558211575006E-2,null,3.3753024882171523E-2,2.4616310800046785E-2,0,0,2.9328673587305465E-5,1.6281339707104783E-2,5.839866435580561E-2]
[2004,1,29,11,4.1581457182428602E-2,2.1768150558123069E-2,0,0,6.0365631720430322E-5,1.6133556876535268E-2,7.9543530248807379E-2,null,3.3033943299852424E-2,2.5161777557382463E-2,0,0,2.9328673587305465E-5,1.6133556876535268E-2,5.8225049530822193E-2]
[2004,1,29,12,4.2195953743906625E-2,2.1367882726439337E-2,0,0,6.0365631720430322E-5,1.4644871896615641E-2,7.8269073998682048E-2,null,3.3522123511545369E-2,2.4699108479579547E-2,0,0,2.9328673587305465E-5,1.4644871896615641E-2,5.8250560664712223E-2]
[2004,1,29,13,4.0212038926285096E-2,2.1298755581198748E-2,0,0,6.0365631720430322E-5,1.4453356818135891E-2,7.6024516957340166E-2,null,3.1946023633430923E-2,2.4619204500273804E-2,0,0,2.9328673587305465E-5,1.4453356818135891E-2,5.6594556807292029E-2]
[2004,1,29,14,3.8862147977627187E-2,2.1467549371437609E-2,0,0,6.0365631720430322E-5,1.4856288340350915E-2,7.5246351321136135E-2,null,3.0873617227293888E-2,2.481431302783187E-2,0,0,2.9328673587305465E-5,1.4856288340350915E-2,5.5717258928713063E-2]
[2004,1,29,15,3.818792226046535E-2,2.0873164115131279E-2,0,0,6.0365631720430322E-5,1.3861320579009821E-2,7.2982772586326877E-2,null,3.0337985827597818E-2,2.4127263865679382E-2,0,0,2.9328673587305465E-5,1.3861320579009821E-2,5.4494578366864506E-2]
[2004,1,29,16,3.8589812115880709E-2,2.0860919803818052E-2,0,0,6.0365631720430322E-5,1.4685606532202168E-2,7.4196704083621362E-2,null,3.0657262918786125E-2,2.4113110681798E-2,0,0,2.9328673587305465E-5,1.4685606532202168E-2,5.4799702274171427E-2]
[2004,1,29,17,4.3823852111925028E-2,2.0265232233601695E-2,0,0,6.0365631720430322E-5,1.3467698328805686E-2,7.7617148306052847E-2,null,3.4815389934391337E-2,2.342455617665248E-2,0,0,2.9328673587305465E-5,1.3467698328805686E-2,5.826927478463112E-2]
[2004,1,29,18,4.995834544453813E-2,2.0365329590313012E-2,0,0,6.0365631720430322E-5,1.2891196063287619E-2,8.3275236729859189E-2,null,3.9688872458916662E-2,2.3540258584026367E-2,0,0,2.9328673587305465E-5,1.2891196063287619E-2,6.3258459716530338E-2]
[2004,1,29,19,5.2043021326101363E-2,1.9791024628896391E-2,1.21485E-3,1.6100000000000204E-6,6.0365631720430322E-5,1.113101276681927E-2,8.4241884353537466E-2,null,4.1345020885076932E-2,2.2876420209209831E-2,4.9838086946233534E-4,3.0046037678820059E-6,2.9328673587305465E-5,1.113101276681927E-2,6.4752155241104295E-2]
[2004,1,29,20,5.2375166260782473E-2,1.939646229468359E-2,1.21485E-3,1.6100000000000204E-6,6.0365631720430322E-5,8.7344431296846603E-3,8.1782897316871161E-2,null,4.1608889870991775E-2,2.2420346108680451E-2,4.9838086946233534E-4,3.0046037678820059E-6,2.9328673587305465E-5,8.7344431296846603E-3,6.4559950126489754E-2]
[2004,1,29,21,5.0244092559389143E-2,1.894018509072256E-2,1.21485E-3,1.6100000000000204E-6,6.0365631720430322E-5,8.3492245271983654E-3,7.8810327809030509E-2,null,3.9915881193811932E-2,2.1892935868664094E-2,4.9838086946233534E-4,3.0046037678820059E-6,2.9328673587305465E-5,8.3492245271983654E-3,6.2339531209293551E-2]
[2004,1,29,22,4.6696639431272724E-2,1.7997146189472176E-2,1.21485E-3,1.6100000000000204E-6,6.0365631720430322E-5,8.7431354393940827E-3,7.4713746691859428E-2,null,3.7097645051221859E-2,2.0802878401546571E-2,4.9838086946233534E-4,3.0046037678820059E-6,2.9328673587305465E-5,8.7431354393940827E-3,5.8431237599585954E-2]
[2004,1,29,23,4.4236969302467379E-2,1.7233915471582359E-2,1.21485E-3,1.6100000000000204E-6,6.0365631720430322E-5,7.4198501534779131E-3,7.0167560559248082E-2,null,3.5143586461720763E-2,1.992066098499445E-2,4.9838086946233534E-4,3.0046037678820059E-6,2.9328673587305465E-5,7.4198501534779131E-3,5.5594961593532742E-2]
[2004,1,29,24,3.6098013791563605E-2,1.6793186253888287E-2,1.21485E-3,1.6100000000000204E-6,6.0365631720430322E-5,9.7777177869152292E-3,6.3945743464087559E-2,null,2.8677680428470163E-2,1.9411222642538702E-2,4.9838086946233534E-4,3.0046037678820059E-6,2.9328673587305465E-5,9.7777177869152292E-3,4.8619617217826393E-2]
[2004,1,30,1,2.5514555866704335E-2,1.6118526303618399E-2,1.21485E-3,1.6100000000000204E-6,6.0365631720430322E-5,9.0250596468000044E-3,5.193496744884317E-2,null,2.026976563432693E-2,1.8631384063682907E-2,4.9838086946233534E-4,3.0046037678820059E-6,2.9328673587305465E-5,9.0250596468000044E-3,3.9431863844827365E-2]
[2004,1,30,2,2.4320234149261644E-2,1.5391450665614554E-2,1.21485E-3,1.6100000000000204E-6,6.0365631720430322E-5,9.8749129097026184E-3,5.0863423356299245E-2,null,1.9320949537702584E-2,1.7790958258008856E-2,4.9838086946233534E-4,3.0046037678820059E-6,2.9328673587305465E-5,9.8749129097026184E-3,3.7642621942528966E-2]
[2004,1,30,3,2.3961545019954029E-2,1.4956543939065764E-2,1.21485E-3,1.6100000000000204E-6,6.0365631720430322E-5,9.9885539647830441E-3,5.0183468555523261E-2,null,1.9035992800668648E-2,1.7288250125666097E-2,4.9838086946233534E-4,3.0046037678820059E-6,2.9328673587305465E-5,9.9885539647830441E-3,3.685495707315227E-2]
[2004,1,30,4,2.5111816671398716E-2,1.4363768060058277E-2,1.21485E-3,1.6100000000000204E-6,6.0365631720430322E-5,9.8651327819293585E-3,5.0617543145106782E-2,null,1.9949813794159672E-2,1.6603061240687424E-2,4.9838086946233534E-4,3.0046037678820059E-6,2.9328673587305465E-5,9.8651327819293585E-3,3.7083589181664621E-2]
[2004,1,30,5,2.5694512428765155E-2,1.4461729481840747E-2,1.21485E-3,1.6100000000000204E-6,6.0365631720430322E-5,9.8052489105954765E-3,5.1238316452921817E-2,null,2.0412730197629091E-2,1.6716294723592366E-2,4.9838086946233534E-4,3.0046037678820059E-6,2.9328673587305465E-5,9.8052489105954765E-3,3.7659739068038982E-2]
[2004,1,30,6,2.7885320070623412E-2,1.5345518586960784E-2,1.21485E-3,1.6100000000000204E-6,6.0365631720430322E-5,1.0887815183727768E-2,5.5395479473032389E-2,null,2.2153193864030168E-2,1.7737865426684096E-2,4.9838086946233534E-4,3.0046037678820059E-6,2.9328673587305465E-5,1.0887815183727768E-2,4.042177343753179E-2]
[2004,1,30,7,3.3782470261220061E-2,1.6077156967268715E-2,0,0,6.0365631720430322E-5,8.4078150100401206E-3,5.8327807870249326E-2,null,2.6838121671447276E-2,1.8583565300387059E-2,0,0,2.9328673587305465E-5,8.4078150100401206E-3,4.5451015645421644E-2]
[2004,1,30,8,3.9190411824522084E-2,1.8227698212993658E-2,0,0,6.0365631720430322E-5,1.0678398173623349E-2,6.8156873842859525E-2,null,3.1134402924585417E-2,2.1069373192445891E-2,0,0,2.9328673587305465E-5,1.0678398173623349E-2,5.2233104790618615E-2]
[2004,1,30,9,4.0536577549574473E-2,1.9718377727382427E-2,0,0,6.0365631720430322E-5,1.2300754742945104E-2,7.2616075651622439E-2,null,3.2203849866728106E-2,{"$f":"F707*W$5","v":2.2792447748102181E-2},{"$f":"G707*X$5","v":0},{"$f":"H707*Y$5","v":0},{"$f":"I707*Z$5","v":2.9328673587305465E-5},{"$f":"J707","v":1.2300754742945104E-2},5.502562628841759E-2]
[2004,1,30,10,3.7867788049763908E-2,2.0384249199957807E-2,0,0,6.0365631720430322E-5,1.2811702277405565E-2,7.1124105158847706E-2,null,{"$f":"E708*V$5","v":3.0083658632707608E-2},2.3562127736763243E-2,0,0,2.9328673587305465E-5,1.2811702277405565E-2,{"$f":"SUM(M708:Q708)","v":5.3675115043058157E-2}]
[2004,1,30,11,3.5717102779446244E-2,2.1016035499104684E-2,0,0,6.0365631720430322E-5,1.300255260025839E-2,6.9796056510529753E-2,null,2.8375069754645783E-2,2.4292408716789057E-2,0,0,2.9328673587305465E-5,1.300255260025839E-2,5.2696807145022145E-2]
[2004,1,30,12,3.5033808825219989E-2,2.1064153051658305E-2,0,0,6.0365631720430322E-5,1.2883399142733681E-2,6.9041726651332402E-2,null,2.7832234191139355E-2,2.4348027734616369E-2,0,0,2.9328673587305465E-5,1.2883399142733681E-2,5.2209590599343034E-2]
[2004,1,30,13,3.4968210055483104E-2,2.0696163817031744E-2,0,0,6.0365631720430322E-5,1.1114713751968076E-2,6.6839453256203357E-2,null,2.7780119951118346E-2,2.3922669446117685E-2,0,0,2.9328673587305465E-5,1.1114713751968076E-2,5.1732118070823341E-2]
[2004,1,30,14,3.2497056198236819E-2,2.0867817312475233E-2,0,0,6.0365631720430322E-5,1.2708449301748396E-2,6.6133688444180883E-2,null,2.5816938236553972E-2,2.4121083503286379E-2,0,0,2.9328673587305465E-5,1.2708449301748396E-2,4.9967350413427661E-2]
[2004,1,30,15,3.2641258968914837E-2,2.0626097835360863E-2,0,0,6.0365631720430322E-5,1.2547940701959579E-2,6.5875663137955717E-2,null,2.5931498583233507E-2,2.3841680266975661E-2,0,0,2.9328673587305465E-5,1.2547940701959579E-2,4.9802507523796474E-2]
[2004,1,30,16,3.5263114224804236E-2,1.961774018352249E-2,0,0,6.0365631720430322E-5,1.0462420836206309E-2,6.5403640876253472E-2,null,2.8014403409860649E-2,2.2676120939089914E-2,0,0,2.9328673587305465E-5,1.0462420836206309E-2,5.071985302253787E-2]
[2004,1,30,17,3.8527143941333511E-2,1.9518557781213614E-2,0,0,6.0365631720430322E-5,9.2964766293945969E-3,6.7402543983662161E-2,null,3.0607476858725384E-2,2.256147612634667E-2,0,0,2.9328673587305465E-5,9.2964766293945969E-3,5.3198281658659363E-2]
[2004,1,30,18,4.470852207954687E-2,1.9322780481889533E-2,0,0,6.0365631720430322E-5,1.0034577705340756E-2,7.4126245898497603E-2,null,3.5518206514899529E-2,2.2335177394939773E-2,0,0,2.9328673587305465E-5,1.0034577705340756E-2,5.7882712583426608E-2]
[2004,1,30,19,4.5875276253105148E-2,1.8918089237345552E-2,1.21485E-3,1.6100000000000204E-6,6.0365631720430322E-5,8.9044871680221543E-3,7.4974678290193289E-2,null,3.6445121871547428E-2,2.1867395299834953E-2,4.9838086946233534E-4,3.0046037678820059E-6,2.9328673587305465E-5,8.9044871680221543E-3,5.8843231318199907E-2]
[2004,1,30,20,4.3339859429817058E-2,1.8477627046617713E-2,1.21485E-3,1.6100000000000204E-6,6.0365631720430322E-5,7.386254484978462E-3,7.0480566593133676E-2,null,3.4430887131900463E-2,2.1358265613510015E-2,4.9838086946233534E-4,3.0046037678820059E-6,2.9328673587305465E-5,7.386254484978462E-3,5.6319866892228003E-2]
[2004,1,30,21,4.1908257020576913E-2,1.7921991202220561E-2,1.21485E-3,1.6100000000000204E-6,6.0365631720430322E-5,7.5248572460556926E-3,6.8631931100573612E-2,null,3.3293565931075506E-2,2.0716006847323176E-2,4.9838086946233534E-4,3.0046037678820059E-6,2.9328673587305465E-5,7.5248572460556926E-3,5.454028692521621E-2]
[2004,1,30,22,3.9294752687238435E-2,1.6789544673249997E-2,1.21485E-3,1.6100000000000204E-6,6.0365631720430322E-5,6.43064460486064E-3,6.3791767597069504E-2,null,3.1217295405426278E-2,1.940701334410826E-2,4.9838086946233534E-4,3.0046037678820059E-6,2.9328673587305465E-5,6.43064460486064E-3,5.1155022896352063E-2]
[2004,1,30,23,3.8033236649197846E-2,1.4868301783242586E-2,1.21485E-3,1.6100000000000204E-6,6.0365631720430322E-5,7.2563183923437125E-3,6.1434682456504575E-2,null,3.0215097500488564E-2,1.7186251129927888E-2,4.9838086946233534E-4,3.0046037678820059E-6,2.9328673587305465E-5,7.2563183923437125E-3,4.7932062777233976E-2]
[2004,1,30,24,3.2501975027958936E-2,1.3259246238879618E-2,1.21485E-3,1.6100000000000204E-6,6.0365631720430322E-5,6.3403227434388346E-3,5.3378369641997825E-2,null,2.5820845948143517E-2,1.5326345871709899E-2,4.9838086946233534E-4,3.0046037678820059E-6,2.9328673587305465E-5,6.3403227434388346E-3,4.1677905966670939E-2]
[2004,1,31,1,2.8985107816529142E-2,1.259346266249756E-2,1.21485E-3,1.6100000000000204E-6,6.0365631720430322E-5,8.7723328188300167E-3,5.1627728929577156E-2,null,2.3026908459474284E-2,1.4556767482146961E-2,4.9838086946233534E-4,3.0046037678820059E-6,2.9328673587305465E-5,8.7723328188300167E-3,3.8114390088438768E-2]
[2004,1,31,2,2.7389986587707672E-2,1.1826419110141852E-2,1.21485E-3,1.6100000000000204E-6,6.0365631720430322E-5,9.4915039958260831E-3,4.9984735325396046E-2,null,2.1759681483803351E-2,1.3670142815082782E-2,4.9838086946233534E-4,3.0046037678820059E-6,2.9328673587305465E-5,9.4915039958260831E-3,3.5960538445703662E-2]
[2004,1,31,3,2.6597239252915166E-2,1.1402426669452105E-2,1.21485E-3,1.6100000000000204E-6,6.0365631720430322E-5,1.00487747289773E-2,4.9325266283065002E-2,null,2.1129891854407893E-2,1.3180050491889712E-2,4.9838086946233534E-4,3.0046037678820059E-6,2.9328673587305465E-5,1.00487747289773E-2,3.484065649311513E-2]
[2004,1,31,4,2.6216358236063116E-2,1.1146038293274889E-2,1.21485E-3,1.6100000000000204E-6,6.0365631720430322E-5,1.0353481135099754E-2,4.8992703296158187E-2,null,2.0827305010000775E-2,1.288369149380008E-2,4.9838086946233534E-4,3.0046037678820059E-6,2.9328673587305465E-5,1.0353481135099754E-2,3.424171065061838E-2]
[2004,1,31,5,2.6515110582751886E-2,1.1280733545914193E-2,1.21485E-3,1.6100000000000204E-6,6.0365631720430322E-5,1.0524304865883584E-2,4.9596974626270093E-2,null,2.1064645612036848E-2,1.3039385565094571E-2,4.9838086946233534E-4,3.0046037678820059E-6,2.9328673587305465E-5,1.0524304865883584E-2,3.4634745323948946E-2]
[2004,1,31,6,2.7596479096807722E-2,1.1383377440031582E-2,1.21485E-3,1.6100000000000204E-6,6.0365631720430322E-5,1.0384682814502855E-2,5.0641364983062591E-2,null,2.1923727246017231E-2,1.3158031511818854E-2,4.9838086946233534E-4,3.0046037678820059E-6,2.9328673587305465E-5,1.0384682814502855E-2,3.5612472904653608E-2]
[2004,1,31,7,3.0177746466993852E-2,1.2255131819166858E-2,0,0,6.0365631720430322E-5,1.029773876633705E-2,5.2790982684218196E-2,null,2.3974387461564481E-2,1.4165691290443943E-2,0,0,2.9328673587305465E-5,1.029773876633705E-2,3.8169407425595728E-2]
[2004,1,31,8,3.5511227475975508E-2,1.3487761608141543E-2,0,0,6.0365631720430322E-5,8.9832741124352359E-3,5.804262882827272E-2,null,2.8211514324833525E-2,1.5590486496539694E-2,0,0,2.9328673587305465E-5,8.9832741124352359E-3,4.3831329494960526E-2]
[2004,1,31,9,3.7957687760165205E-2,1.4570636106531714E-2,0,0,6.0365631720430322E-5,9.70790301807988E-3,6.2296592516497232E-2,null,3.0155078494763923E-2,1.6842179752625152E-2,0,0,2.9328673587305465E-5,9.70790301807988E-3,4.7026586920976381E-2]
[2004,1,31,10,3.9722313199045074E-2,1.5434377972166142E-2,0,0,6.0365631720430322E-5,1.0434867376886195E-2,6.5651924179817842E-2,null,3.1556966274638741E-2,1.7840577877080516E-2,0,0,2.9328673587305465E-5,1.0434867376886195E-2,4.9426872825306563E-2]
[2004,1,31,11,4.0595368156964115E-2,1.5256743822223686E-2,0,0,6.0365631720430322E-5,1.0445608643882182E-2,6.6358086254790422E-2,null,3.2250555435091255E-2,1.7635250788979366E-2,0,0,2.9328673587305465E-5,1.0445608643882182E-2,4.9915134897657927E-2]
[2004,1,31,12,4.080772477201744E-2,1.4830484067640695E-2,0,0,6.0365631720430322E-5,9.4099260525036411E-3,6.5108500523882215E-2,null,3.2419259873472134E-2,1.7142537680539416E-2,0,0,2.9328673587305465E-5,9.4099260525036411E-3,4.9591126227598856E-2]
[2004,1,31,13,4.1088429339672064E-2,1.4632307784697885E-2,0,0,6.0365631720430322E-5,8.28018243002074E-3,6.4061285186111122E-2,null,3.2642262610755493E-2,1.6913465967017337E-2,0,0,2.9328673587305465E-5,8.28018243002074E-3,4.9585057251360136E-2]
[2004,1,31,14,3.9073405908810879E-2,1.4622049406560691E-2,0,0,6.0365631720430322E-5,7.8869673573522571E-3,6.1642788304444265E-2,null,3.1041448828042006E-2,1.6901608320769514E-2,0,0,2.9328673587305465E-5,7.8869673573522571E-3,4.7972385822398822E-2]
[2004,1,31,15,3.8175223652934652E-2,1.4704954599258874E-2,0,0,6.0365631720430322E-5,8.23948791058377E-3,6.1180031794497734E-2,null,3.0327897554853652E-2,1.6997438327616153E-2,0,0,2.9328673587305465E-5,8.23948791058377E-3,4.7354664556057108E-2]
[2004,1,31,16,3.7508493890710121E-2,1.4593305645243655E-2,0,0,6.0365631720430322E-5,8.4546341856807424E-3,6.0616799353354948E-2,null,2.9798221236272005E-2,1.6868383443603644E-2,0,0,2.9328673587305465E-5,8.4546341856807424E-3,4.6695933353462955E-2]
[2004,1,31,17,4.1913943825379635E-2,1.4349552495848747E-2,0,0,6.0365631720430322E-5,6.5713407804624709E-3,6.2895202733411287E-2,null,3.3298083752242434E-2,1.6586629488089158E-2,0,0,2.9328673587305465E-5,6.5713407804624709E-3,4.9914041913918898E-2]
[2004,1,31,18,4.7265924495536821E-2,1.436907555124527E-2,0,0,6.0365631720430322E-5,6.5731864461113483E-3,6.8268552124613871E-2,null,3.7549907473191521E-2,1.6609196163003322E-2,0,0,2.9328673587305465E-5,6.5731864461113483E-3,5.4188432309782153E-2]
[2004,1,31,19,4.8360687349181572E-2,1.3620514972967079E-2,1.21485E-3,1.6100000000000204E-6,6.0365631720430322E-5,4.0100018656152418E-3,6.7268029819484335E-2,null,3.8419630096798073E-2,1.5743935942178874E-2,4.9838086946233534E-4,3.0046037678820059E-6,2.9328673587305465E-5,4.0100018656152418E-3,5.4694280185794468E-2]
[2004,1,31,20,4.6059852959938308E-2,1.3142422166294706E-2,1.21485E-3,1.6100000000000204E-6,6.0365631720430322E-5,4.172308550895322E-3,6.4651409308848773E-2,null,3.6591756859379862E-2,1.519130907472155E-2,4.9838086946233534E-4,3.0046037678820059E-6,2.9328673587305465E-5,4.172308550895322E-3,5.2313780080918935E-2]
[2004,1,31,21,4.3034097184321919E-2,1.304888216363361E-2,1.21485E-3,1.6100000000000204E-6,6.0365631720430322E-5,6.2387311306491174E-3,6.359853611032508E-2,null,3.4187977590837283E-2,1.5083186304558276E-2,4.9838086946233534E-4,3.0046037678820059E-6,2.9328673587305465E-5,6.2387311306491174E-3,4.9801878042213081E-2]
[2004,1,31,22,3.9160736154161067E-2,1.2253434002822469E-2,1.21485E-3,1.6100000000000204E-6,6.0365631720430322E-5,6.9649132336216486E-3,5.9655909022325614E-2,null,3.1110827406108755E-2,1.4163728786689809E-2,4.9838086946233534E-4,3.0046037678820059E-6,2.9328673587305465E-5,6.9649132336216486E-3,4.5805270339616087E-2]
[2004,1,31,23,3.7201620603168853E-2,1.16473098651485E-2,1.21485E-3,1.6100000000000204E-6,6.0365631720430322E-5,6.3998221658448677E-3,5.6525578265882656E-2,null,2.9554429039755109E-2,1.3463110666487517E-2,4.9838086946233534E-4,3.0046037678820059E-6,2.9328673587305465E-5,6.3998221658448677E-3,4.3548253853060152E-2]
[2004,1,31,24,3.3402363522878419E-2,1.1433804376762531E-2,1.21485E-3,1.6100000000000204E-6,6.0365631720430322E-5,8.2573059201678251E-3,5.43702994515292E-2,null,2.6536149944309834E-2,1.3216319943880936E-2,4.9838086946233534E-4,3.0046037678820059E-6,2.9328673587305465E-5,8.2573059201678251E-3,4.0283184035008295E-2]
[2004,2,1,1,2.9084501205130592E-2,1.1825982008963119E-2,1.1514966817880363E-3,1.538136157251452E-6,5.9020057471264436E-5,9.6410778865348278E-3,5.1763615976045098E-2,null,2.3105870472494548E-2,1.366963757038595E-2,4.7239076219493406E-4,2.8704904929150333E-6,2.8674925638074385E-5,9.6410778865348278E-3,3.7279444221206416E-2]
[2004,2,1,2,2.6708328891667431E-2,1.1756585198348929E-2,1.1514966817880363E-3,1.538136157251452E-6,5.9020057471264436E-5,1.0180996840299465E-2,4.9857965805732381E-2,null,2.1218145828087637E-2,1.3589421885217674E-2,4.7239076219493406E-4,2.8704904929150333E-6,2.8674925638074385E-5,1.0180996840299465E-2,3.5311503891631235E-2]
[2004,2,1,3,2.5744901443764165E-2,1.162037086274195E-2,1.1514966817880363E-3,1.538136157251452E-6,5.9020057471264436E-5,1.0392143514143764E-2,4.8969470696066435E-2,null,2.0452761210902868E-2,1.3431971907851982E-2,4.7239076219493406E-4,2.8704904929150333E-6,2.8674925638074385E-5,1.0392143514143764E-2,3.4388669297080773E-2]
[2004,2,1,4,2.5849342896922631E-2,1.1412273290742035E-2,1.1514966817880363E-3,1.538136157251452E-6,5.9020057471264436E-5,1.0294057275882423E-2,4.8767728338963645E-2,null,2.0535733604743093E-2,1.3191432188921229E-2,4.7239076219493406E-4,2.8704904929150333E-6,2.8674925638074385E-5,1.0294057275882423E-2,3.4231101971990238E-2]
[2004,2,1,5,2.4984804925959413E-2,1.1405828752093195E-2,1.1514966817880363E-3,1.538136157251452E-6,5.9020057471264436E-5,1.1072566103306484E-2,4.8675254656775649E-2,null,1.984891067335634E-2,1.318398295488965E-2,4.7239076219493406E-4,2.8704904929150333E-6,2.8674925638074385E-5,1.1072566103306484E-2,3.3536829806571911E-2]
[2004,2,1,6,2.6816845401039374E-2,1.1508041765880467E-2,1.1514966817880363E-3,1.538136157251452E-6,5.9020057471264436E-5,1.0464770677229776E-2,5.0001712719566174E-2,null,2.1304355606690719E-2,1.330213084758811E-2,4.7239076219493406E-4,2.8704904929150333E-6,2.8674925638074385E-5,1.0464770677229776E-2,3.5110422632604749E-2]
[2004,2,1,7,3.0304161349563132E-2,1.2038093517852884E-2,0,0,5.9020057471264436E-5,1.0127668216351271E-2,5.252894314123855E-2,null,2.407481641105343E-2,1.3914816993864964E-2,0,0,2.8674925638074385E-5,1.0127668216351271E-2,3.8018308330556465E-2]
[2004,2,1,8,3.3171754171528851E-2,1.3100429874355297E-2,0,0,5.9020057471264436E-5,1.0278622445976399E-2,5.6609826549331818E-2,null,2.635294481507457E-2,1.5142770237851471E-2,0,0,2.8674925638074385E-5,1.0278622445976399E-2,4.1524389978564114E-2]
[2004,2,1,9,3.8833494359010207E-2,1.3625845885928129E-2,0,0,5.9020057471264436E-5,8.666607147069301E-3,6.1184967449478898E-2,null,3.0850853666878578E-2,1.5750097937693629E-2,0,0,2.8674925638074385E-5,8.666607147069301E-3,4.6629626530210279E-2]
[2004,2,1,10,4.1394109604266774E-2,1.4730583285825124E-2,0,0,5.9020057471264436E-5,8.5813243987710626E-3,6.4765037346334223E-2,null,3.2885107022970386E-2,1.7027062493837623E-2,0,0,2.8674925638074385E-5,8.5813243987710626E-3,4.9940844442446078E-2]
[2004,2,1,11,3.8861234757851769E-2,1.5509766498396698E-2,0,0,5.9020057471264436E-5,1.1305016745335898E-2,6.5735038059055631E-2,null,3.087289172962436E-2,1.7927719378712785E-2,0,0,2.8674925638074385E-5,1.1305016745335898E-2,4.8829286033975218E-2]
[2004,2,1,12,3.8869840409372025E-2,1.5770734172195898E-2,0,0,5.9020057471264436E-5,1.0696987493681061E-2,6.5396582132720246E-2,null,3.0879728397303689E-2,1.8229371581102237E-2,0,0,2.8674925638074385E-5,1.0696987493681061E-2,4.9137774904044002E-2]
[2004,2,1,13,3.8211455641249684E-2,1.5861053277502691E-2,0,0,5.9020057471264436E-5,1.0090816711500606E-2,6.4222345687724239E-2,null,3.0356681669907355E-2,1.8333771320108234E-2,0,0,2.8674925638074385E-5,1.0090816711500606E-2,4.8719127915653665E-2]
[2004,2,1,14,3.6858733373247868E-2,1.6091481711673419E-2,0,0,5.9020057471264436E-5,1.0203862287351706E-2,6.3213097429744264E-2,null,2.9282025952442434E-2,1.8600123254234133E-2,0,0,2.8674925638074385E-5,1.0203862287351706E-2,4.7910824132314636E-2]
[2004,2,1,15,3.7702775511384123E-2,1.6081633208931707E-2,0,0,5.9020057471264436E-5,8.8145532968954381E-3,6.2657982074682525E-2,null,2.9952566188960687E-2,1.8588739382434893E-2,0,0,2.8674925638074385E-5,8.8145532968954381E-3,4.8569980497033649E-2]
[2004,2,1,16,3.9881738474174033E-2,1.5931041212935097E-2,0,0,5.9020057471264436E-5,8.2198496921617979E-3,6.4091649436742185E-2,null,3.1683619976938499E-2,1.8414670285702421E-2,0,0,2.8674925638074385E-5,8.2198496921617979E-3,5.0126965188278992E-2]
[2004,2,1,17,4.3177826244934353E-2,1.5379411633619194E-2,0,0,5.9020057471264436E-5,7.5479837592022682E-3,6.6164241695227083E-2,null,3.4302161603628888E-2,1.7777042356230031E-2,0,0,2.8674925638074385E-5,7.5479837592022682E-3,5.2107878885496992E-2]
[2004,2,1,18,5.0426944244408967E-2,1.5232153420987387E-2,0,0,5.9020057471264436E-5,6.3078812314434282E-3,7.2025998954311055E-2,null,4.0061145756540621E-2,1.7606826775450866E-2,0,0,2.8674925638074385E-5,6.3078812314434282E-3,5.7696647457629563E-2]
[2004,2,1,19,5.1122661802087771E-2,1.5179249167342482E-2,1.1514966817880363E-3,1.538136157251452E-6,5.9020057471264436E-5,5.8348550130021349E-3,7.334882085784894E-2,null,4.0613851118746762E-2,1.754567481591723E-2,4.7239076219493406E-4,2.8704904929150333E-6,2.8674925638074385E-5,5.8348550130021349E-3,5.8663462112989909E-2]
[2004,2,1,20,4.6856952745062859E-2,1.4687645551012802E-2,1.1514966817880363E-3,1.538136157251452E-6,5.9020057471264436E-5,7.4371919851399767E-3,7.0193845156632198E-2,null,3.7225004246324633E-2,1.6977430820752638E-2,4.7239076219493406E-4,2.8704904929150333E-6,2.8674925638074385E-5,7.4371919851399767E-3,5.4706371245403188E-2]
[2004,2,1,21,4.5161435490301813E-2,1.4316180145537044E-2,1.1514966817880363E-3,1.538136157251452E-6,5.9020057471264436E-5,7.9466869536544988E-3,6.8636357464909911E-2,null,3.5878018723138921E-2,1.6548054430788446E-2,4.7239076219493406E-4,2.8704904929150333E-6,2.8674925638074385E-5,7.9466869536544988E-3,5.2930009332253287E-2]
[2004,2,1,22,4.4587215268978062E-2,1.3917913516455445E-2,1.1514966817880363E-3,1.538136157251452E-6,5.9020057471264436E-5,6.9679476063375665E-3,6.6685131267187628E-2,null,3.5421835618501284E-2,1.6087698540529306E-2,4.7239076219493406E-4,2.8704904929150333E-6,2.8674925638074385E-5,6.9679476063375665E-3,5.201347033735651E-2]
[2004,2,1,23,4.1385212271186335E-2,1.4117900604962035E-2,1.1514966817880363E-3,1.538136157251452E-6,5.9020057471264436E-5,5.0906440805093779E-3,6.1805811832074301E-2,null,3.2878038631999632E-2,1.6318863361900571E-2,4.7239076219493406E-4,2.8704904929150333E-6,2.8674925638074385E-5,5.0906440805093779E-3,4.9700838172226119E-2]
[2004,2,1,24,3.2119360603361499E-2,1.4218420345834783E-2,1.1514966817880363E-3,1.538136157251452E-6,5.9020057471264436E-5,8.3984750086445493E-3,5.5948310833257395E-2,null,2.5516882016518763E-2,1.6435054002589704E-2,4.7239076219493406E-4,2.8704904929150333E-6,2.8674925638074385E-5,8.3984750086445493E-3,4.2455872197434387E-2]
[2004,2,2,1,2.8185724099654461E-2,1.4159371160044763E-2,1.1514966817880363E-3,1.538136157251452E-6,5.9020057471264436E-5,1.0190515455355386E-2,5.3747665590471158E-2,null,2.2391846627412698E-2,{"$f":"F771*W$5","v":1.6366799123801273E-2},{"$f":"G771*X$5","v":4.7239076219493406E-4},{"$f":"H771*Y$5","v":2.8704904929150333E-6},{"$f":"I771*Z$5","v":2.8674925638074385E-5},{"$f":"J771","v":1.0190515455355386E-2},3.9262581929539894E-2]
[2004,2,2,2,2.5610333594390168E-2,1.3727449424031144E-2,1.1514966817880363E-3,1.538136157251452E-6,5.9020057471264436E-5,1.1180361478742972E-2,5.1730199372580846E-2,null,{"$f":"E772*V$5","v":2.0345855224258365E-2},1.5867541338223452E-2,4.7239076219493406E-4,2.8704904929150333E-6,2.8674925638074385E-5,1.1180361478742972E-2,{"$f":"SUM(M772:Q772)","v":3.671733274080774E-2}]
[2004,2,2,3,2.5003912203256033E-2,1.3689224563130631E-2,1.1514966817880363E-3,1.538136157251452E-6,5.9020057471264436E-5,1.1507402022461907E-2,5.1412593664265129E-2,null,1.9864090245155903E-2,1.5823357270101885E-2,4.7239076219493406E-4,2.8704904929150333E-6,2.8674925638074385E-5,1.1507402022461907E-2,3.6191383693583712E-2]
[2004,2,2,4,2.6169748716301369E-2,1.3513777620561433E-2,1.1514966817880363E-3,1.538136157251452E-6,5.9020057471264436E-5,1.1195114418596355E-2,5.2090695630875705E-2,null,2.0790276576237911E-2,1.5620558372223E-2,4.7239076219493406E-4,2.8704904929150333E-6,2.8674925638074385E-5,1.1195114418596355E-2,3.691477112678683E-2]
[2004,2,2,5,2.635010779362831E-2,1.3802083924677291E-2,1.1514966817880363E-3,1.538136157251452E-6,5.9020057471264436E-5,1.1579355306434586E-2,5.2943601900156741E-2,null,2.0933560913482099E-2,1.5953811262641254E-2,4.7239076219493406E-4,2.8704904929150333E-6,2.8674925638074385E-5,1.1579355306434586E-2,3.7391308354449274E-2]
[2004,2,2,6,2.8316218066496847E-2,1.4506931477797075E-2,1.1514966817880363E-3,1.538136157251452E-6,5.9020057471264436E-5,1.1012050867720155E-2,5.5047255287430631E-2,null,2.2495516161713334E-2,1.6768543653255266E-2,4.7239076219493406E-4,2.8704904929150333E-6,2.8674925638074385E-5,1.1012050867720155E-2,3.9767995993294517E-2]
[2004,2,2,7,3.5016985212546391E-2,1.600121300328668E-2,0,0,5.9020057471264436E-5,9.9859182679624004E-3,6.1063136541266737E-2,null,2.7818868852240334E-2,1.8495781768963958E-2,0,0,2.8674925638074385E-5,9.9859182679624004E-3,4.6343325546842368E-2]
[2004,2,2,8,3.9777912991408593E-2,1.8148975125794827E-2,0,0,5.9020057471264436E-5,1.2052376910719684E-2,7.0038285085394364E-2,null,3.1601136934179659E-2,2.0978377276029456E-2,0,0,2.8674925638074385E-5,1.2052376910719684E-2,5.2608189135847187E-2]
[2004,2,2,9,4.1545137409055924E-2,1.9649349812567524E-2,0,0,5.9020057471264436E-5,1.2998351553436774E-2,7.4251858832531492E-2,null,3.3005089444899889E-2,2.2712658469119341E-2,0,0,2.8674925638074385E-5,1.2998351553436774E-2,5.5746422839657306E-2]
[2004,2,2,10,3.7827262014400058E-2,2.0466865456257314E-2,0,0,5.9020057471264436E-5,1.4335573976635825E-2,7.2688721504764464E-2,null,3.0051463157967417E-2,2.3657623762393963E-2,0,0,2.8674925638074385E-5,1.4335573976635825E-2,5.3737761845999453E-2]
[2004,2,2,11,3.6640307603687756E-2,2.112984997373164E-2,0,0,5.9020057471264436E-5,1.3894182784773118E-2,7.1723360419663776E-2,null,2.9108499939267396E-2,2.4423966723323753E-2,0,0,2.8674925638074385E-5,1.3894182784773118E-2,5.3561141588229222E-2]
[2004,2,2,12,3.5992214038703077E-2,2.0919645268689797E-2,0,0,5.9020057471264436E-5,1.3694085395288359E-2,7.0664964760152493E-2,null,2.8593628947979722E-2,2.4180991371988526E-2,0,0,2.8674925638074385E-5,1.3694085395288359E-2,5.280329524560632E-2]
[2004,2,2,13,3.672481576103323E-2,2.1019840016258218E-2,0,0,5.9020057471264436E-5,1.2425562848111088E-2,7.0229238682873799E-2,null,2.9175636539744813E-2,2.4296806353330338E-2,0,0,2.8674925638074385E-5,1.2425562848111088E-2,5.3501117818713223E-2]
[2004,2,2,14,3.4711862101581836E-2,2.0966872395666681E-2,0,0,5.9020057471264436E-5,1.3215179354447574E-2,6.8952933909167347E-2,null,2.7576467064759518E-2,2.4235581148023645E-2,0,0,2.8674925638074385E-5,1.3215179354447574E-2,5.1840723138421238E-2]
[2004,2,2,15,3.4637524086643515E-2,2.0823411351216597E-2,0,0,5.9020057471264436E-5,1.2007508174926631E-2,6.7527463670258012E-2,null,2.7517410024990027E-2,2.4069754709118582E-2,0,0,2.8674925638074385E-5,1.2007508174926631E-2,5.1615839659746685E-2]
[2004,2,2,16,3.7359378137153336E-2,2.0405585635667006E-2,0,0,5.9020057471264436E-5,1.0989938788301961E-2,6.8813922618593565E-2,null,2.9679757822964999E-2,2.358679049567557E-2,0,0,2.8674925638074385E-5,1.0989938788301961E-2,5.3295223244278642E-2]
[2004,2,2,17,4.1580441398921295E-2,2.0578796518010391E-2,0,0,5.9020057471264436E-5,1.1041355733859712E-2,7.3259613708262672E-2,null,3.3033136321524603E-2,2.3787004734382031E-2,0,0,2.8674925638074385E-5,1.1041355733859712E-2,5.6848815981544704E-2]
[2004,2,2,18,4.868674287484627E-2,2.0695863128032899E-2,0,0,5.9020057471264436E-5,9.9779571469353016E-3,7.9419583207285746E-2,null,3.867866141694052E-2,2.3922321880086167E-2,0,0,2.8674925638074385E-5,9.9779571469353016E-3,6.2629658222664752E-2]
[2004,2,2,19,4.8992966635167619E-2,2.0238370066607315E-2,1.1514966817880363E-3,1.538136157251452E-6,5.9020057471264436E-5,8.8485134377421556E-3,7.9291905014933634E-2,null,3.8921937603514326E-2,2.3393506231972193E-2,4.7239076219493406E-4,2.8704904929150333E-6,2.8674925638074385E-5,8.8485134377421556E-3,6.2819380013812431E-2]
[2004,2,2,20,4.9084238971104838E-2,1.9962754973229732E-2,1.1514966817880363E-3,1.538136157251452E-6,5.9020057471264436E-5,8.1703682457718776E-3,7.8429417065522991E-2,null,3.899444793322613E-2,2.3074923095912612E-2,4.7239076219493406E-4,2.8704904929150333E-6,2.8674925638074385E-5,8.1703682457718776E-3,6.2573307207464665E-2]
[2004,2,2,21,4.5339464553901303E-2,1.9918192708671897E-2,1.1514966817880363E-3,1.538136157251452E-6,5.9020057471264436E-5,8.6058170575832732E-3,7.5075529195573018E-2,null,3.6019452005932984E-2,2.3023413630959971E-2,4.7239076219493406E-4,2.8704904929150333E-6,2.8674925638074385E-5,8.6058170575832732E-3,5.9546801815218875E-2]
[2004,2,2,22,4.2725406887310122E-2,1.8923732880760019E-2,1.1514966817880363E-3,1.538136157251452E-6,5.9020057471264436E-5,8.2417364653807248E-3,7.1102931108867409E-2,null,3.3942741890607628E-2,2.1873918780083258E-2,4.7239076219493406E-4,2.8704904929150333E-6,2.8674925638074385E-5,8.2417364653807248E-3,5.6320596849016802E-2]
[2004,2,2,23,4.0682543700035802E-2,1.8410183459929588E-2,1.1514966817880363E-3,1.538136157251452E-6,5.9020057471264436E-5,7.7143565768966575E-3,6.8019138612278596E-2,null,3.231981111158979E-2,2.1280307657394842E-2,4.7239076219493406E-4,2.8704904929150333E-6,2.8674925638074385E-5,7.7143565768966575E-3,5.4104054947310548E-2]
[2004,2,2,24,3.165334582051587E-2,1.7678359033620788E-2,1.1514966817880363E-3,1.538136157251452E-6,5.9020057471264436E-5,9.8946212718264859E-3,6.0438381001379694E-2,null,2.5146661563544333E-2,2.0434392733355986E-2,4.7239076219493406E-4,2.8704904929150333E-6,2.8674925638074385E-5,9.8946212718264859E-3,4.608499047522624E-2]
[2004,2,3,1,2.6574620719656137E-2,1.673742838220452E-2,1.1514966817880363E-3,1.538136157251452E-6,5.9020057471264436E-5,9.3413602506755532E-3,5.386546422795277E-2,null,2.1111922802916346E-2,1.9346772189541606E-2,4.7239076219493406E-4,2.8704904929150333E-6,2.8674925638074385E-5,9.3413602506755532E-3,4.0962631170783873E-2]
[2004,2,3,2,2.4244067427331421E-2,1.5647251350673685E-2,1.1514966817880363E-3,1.538136157251452E-6,5.9020057471264436E-5,9.7922804925885017E-3,5.0895654146010161E-2,null,1.9260439701249767E-2,1.8086637944682196E-2,4.7239076219493406E-4,2.8704904929150333E-6,2.8674925638074385E-5,9.7922804925885017E-3,3.7851013824257887E-2]
[2004,2,3,3,2.3321283186203232E-2,1.5272453180484662E-2,1.1514966817880363E-3,1.538136157251452E-6,5.9020057471264436E-5,1.0026439330651964E-2,4.983223057275641E-2,null,1.8527343644377872E-2,1.7653409216222715E-2,4.7239076219493406E-4,2.8704904929150333E-6,2.8674925638074385E-5,1.0026439330651964E-2,3.6684689038926507E-2]
[2004,2,3,4,2.4630810346880187E-2,1.4860917734186303E-2,1.1514966817880363E-3,1.538136157251452E-6,5.9020057471264436E-5,9.953677292722108E-3,5.0657460249205158E-2,null,1.9567683471470306E-2,1.71777159170107E-2,4.7239076219493406E-4,2.8704904929150333E-6,2.8674925638074385E-5,9.953677292722108E-3,3.7249335566806929E-2]
[2004,2,3,5,2.5050273606108855E-2,1.4764943212114388E-2,1.1514966817880363E-3,1.538136157251452E-6,5.9020057471264436E-5,1.0048923424984065E-2,5.1076195118623859E-2,null,1.9900921565097929E-2,1.7066779088955344E-2,4.7239076219493406E-4,2.8704904929150333E-6,2.8674925638074385E-5,1.0048923424984065E-2,3.7471636832379196E-2]
[2004,2,3,6,2.7099132486000509E-2,1.5943379403348192E-2,1.1514966817880363E-3,1.538136157251452E-6,5.9020057471264436E-5,9.8624194646921223E-3,5.4116986229457376E-2,null,2.1528615557898666E-2,1.8428931984315999E-2,4.7239076219493406E-4,2.8704904929150333E-6,2.8674925638074385E-5,9.8624194646921223E-3,4.0461483720540585E-2]
[2004,2,3,7,3.2933746744716136E-2,1.6779895971805119E-2,0,0,5.9020057471264436E-5,9.8038877745396796E-3,5.9576550548532198E-2,null,2.6163862364024792E-2,1.9395860422374032E-2,0,0,2.8674925638074385E-5,9.8038877745396796E-3,4.5588397712036897E-2]
[2004,2,3,8,3.7614424010050412E-2,1.9059137245920385E-2,0,0,5.9020057471264436E-5,1.1452931478640285E-2,6.8185512792082348E-2,null,2.9882376285016003E-2,2.2030432513639384E-2,0,0,2.8674925638074385E-5,1.1452931478640285E-2,5.1941483724293455E-2]
[2004,2,3,9,3.9182947588957878E-2,2.0219791997657381E-2,0,0,5.9020057471264436E-5,1.351085910030202E-2,7.297261874438854E-2,null,3.1128473042587226E-2,2.3372031865690326E-2,0,0,2.8674925638074385E-5,1.351085910030202E-2,5.4529179833915628E-2]
[2004,2,3,10,3.517868700029695E-2,2.0723598337030139E-2,0,0,5.9020057471264436E-5,1.5251798563231864E-2,7.1213103958030224E-2,null,2.7947331105609704E-2,2.3954380972907707E-2,0,0,2.8674925638074385E-5,1.5251798563231864E-2,5.1930387004155483E-2]
[2004,2,3,11,3.3507831447508574E-2,2.1128663509891434E-2,0,0,5.9020057471264436E-5,1.5139916217214713E-2,6.9835431232085979E-2,null,2.6619937807416706E-2,2.4422595291279152E-2,0,0,2.8674925638074385E-5,1.5139916217214713E-2,5.1071208024333931E-2]
[2004,2,3,12,3.4024381493065074E-2,2.1012004459498707E-2,0,0,5.9020057471264436E-5,1.43616353809652E-2,6.9457041391000243E-2,null,2.703030545859321E-2,2.4287749243232966E-2,0,0,2.8674925638074385E-5,1.43616353809652E-2,5.1346729627464248E-2]
[2004,2,3,13,3.4371156439893143E-2,2.0879458901941591E-2,0,0,5.9020057471264436E-5,1.3189323273191791E-2,6.8498958672497778E-2,null,2.7305797100963276E-2,2.4134540001751179E-2,0,0,2.8674925638074385E-5,1.3189323273191791E-2,5.1469012028352523E-2]
[2004,2,3,14,3.0627765112980071E-2,2.1078548609825748E-2,0,0,5.9020057471264436E-5,1.461675358858806E-2,6.6382087368865139E-2,null,2.4331899954937779E-2,2.4364667542001769E-2,0,0,2.8674925638074385E-5,1.461675358858806E-2,4.8725242422577621E-2]
[2004,2,3,15,3.1439839243607604E-2,2.0825432038389043E-2,0,0,5.9020057471264436E-5,1.344041093487657E-2,6.5764702274344486E-2,null,2.4977043550284479E-2,2.4072090418852415E-2,0,0,2.8674925638074385E-5,1.344041093487657E-2,4.9077808894774963E-2]
[2004,2,3,16,3.3038031915884766E-2,2.0827171219632248E-2,0,0,5.9020057471264436E-5,1.3473417075310884E-2,6.7397640268299169E-2,null,2.6246710601312052E-2,2.4074100736240504E-2,0,0,2.8674925638074385E-5,1.3473417075310884E-2,5.0349486263190628E-2]
[2004,2,3,17,3.7743859726453111E-2,2.084163707616217E-2,0,0,5.9020057471264436E-5,1.2627542663080865E-2,7.1272059523167411E-2,null,2.9985205103589235E-2,2.4090821801413725E-2,0,0,2.8674925638074385E-5,1.2627542663080865E-2,5.4104701830641033E-2]
[2004,2,3,18,4.4525464776569851E-2,2.0788470749437807E-2,0,0,5.9020057471264436E-5,1.208237817417112E-2,7.7455333757650041E-2,null,3.5372778601187017E-2,2.4029366911940703E-2,0,0,2.8674925638074385E-5,1.208237817417112E-2,5.9430820438765797E-2]
[2004,2,3,19,4.8071016900890433E-2,2.0476985518656756E-2,1.1514966817880363E-3,1.538136157251452E-6,5.9020057471264436E-5,1.0093597226451921E-2,7.9853654521415657E-2,null,3.8189504511672211E-2,2.366932152965635E-2,4.7239076219493406E-4,2.8704904929150333E-6,2.8674925638074385E-5,1.0093597226451921E-2,6.2362762219654477E-2]
[2004,2,3,20,4.9219435662185243E-2,2.0085397077168686E-2,1.1514966817880363E-3,1.538136157251452E-6,5.9020057471264436E-5,7.6133597775573884E-3,7.8130247392327865E-2,null,3.910185349642907E-2,2.3216684947946927E-2,4.7239076219493406E-4,2.8704904929150333E-6,2.8674925638074385E-5,7.6133597775573884E-3,6.2822474622701921E-2]
[2004,2,3,21,4.4410032802447957E-2,1.9442640793905872E-2,1.1514966817880363E-3,1.538136157251452E-6,5.9020057471264436E-5,8.9849955326091416E-3,7.4049724004379522E-2,null,3.5281074905681511E-2,2.2473723777227089E-2,4.7239076219493406E-4,2.8704904929150333E-6,2.8674925638074385E-5,8.9849955326091416E-3,5.8258734861234521E-2]
[2004,2,3,22,4.2449371634615284E-2,1.9184936710223158E-2,1.1514966817880363E-3,1.538136157251452E-6,5.9020057471264436E-5,8.7503022302693034E-3,7.1596665450524302E-2,null,3.3723448640583312E-2,2.2175843954504445E-2,4.7239076219493406E-4,2.8704904929150333E-6,2.8674925638074385E-5,8.7503022302693034E-3,5.640322877341368E-2]
[2004,2,3,23,4.0051843116490779E-2,1.8391648698478969E-2,1.1514966817880363E-3,1.538136157251452E-6,5.9020057471264436E-5,7.6923839358507655E-3,6.7347930626237063E-2,null,3.1818757788119094E-2,2.1258883350196378E-2,4.7239076219493406E-4,2.8704904929150333E-6,2.8674925638074385E-5,7.6923839358507655E-3,5.3581577316641392E-2]
[2004,2,3,24,3.3117619973058232E-2,1.7472866815551161E-2,1.1514966817880363E-3,1.538136157251452E-6,5.9020057471264436E-5,9.0222140768565252E-3,6.0824755740882475E-2,null,2.6309938480904609E-2,2.0196864539721197E-2,4.7239076219493406E-4,2.8704904929150333E-6,2.8674925638074385E-5,9.0222140768565252E-3,4.7010739198951726E-2]
[2004,2,4,1,2.6844103003274163E-2,1.6582147044365086E-2,1.1514966817880363E-3,1.538136157251452E-6,5.9020057471264436E-5,9.3413602506755532E-3,5.3979665173731359E-2,null,2.132601011684325E-2,1.9167282688534338E-2,4.7239076219493406E-4,2.8704904929150333E-6,2.8674925638074385E-5,9.3413602506755532E-3,4.0997228983703504E-2]
[2004,2,4,2,2.4505798391336386E-2,1.6370768376122363E-2,1.1514966817880363E-3,1.538136157251452E-6,5.9020057471264436E-5,9.7922804925885017E-3,5.1880902135463813E-2,null,1.9468369062330678E-2,1.8922950354627616E-2,4.7239076219493406E-4,2.8704904929150333E-6,2.8674925638074385E-5,9.7922804925885017E-3,3.8895255595284214E-2]
[2004,2,4,3,2.3571902198188215E-2,1.6403825767290197E-2,1.1514966817880363E-3,1.538136157251452E-6,5.9020057471264436E-5,1.0026439330651964E-2,5.1214222171546926E-2,null,1.8726445234191213E-2,1.8961161351054322E-2,4.7239076219493406E-4,2.8704904929150333E-6,2.8674925638074385E-5,1.0026439330651964E-2,3.8191542763571451E-2]
[2004,2,4,4,2.4910620135434977E-2,1.5961277932999691E-2,1.1514966817880363E-3,1.538136157251452E-6,5.9020057471264436E-5,9.953677292722108E-3,5.2037630236573332E-2,null,1.9789975361081347E-2,1.8449620871986667E-2,4.7239076219493406E-4,2.8704904929150333E-6,2.8674925638074385E-5,9.953677292722108E-3,3.874353241139393E-2]
[2004,2,4,5,2.533401990727624E-2,1.603933298670461E-2,1.1514966817880363E-3,1.538136157251452E-6,5.9020057471264436E-5,1.0048923424984065E-2,5.2634331194381469E-2,null,2.0126340774991976E-2,1.853984460933673E-2,4.7239076219493406E-4,2.8704904929150333E-6,2.8674925638074385E-5,1.0048923424984065E-2,3.9170121562654626E-2]
[2004,2,4,6,2.741325786578485E-2,1.6914709010125539E-2,1.1514966817880363E-3,1.538136157251452E-6,5.9020057471264436E-5,9.8624194646921223E-3,5.5402441216019067E-2,null,2.1778169101424445E-2,1.9551690641987592E-2,4.7239076219493406E-4,2.8704904929150333E-6,2.8674925638074385E-5,9.8624194646921223E-3,4.1833795921737957E-2]
[2004,2,4,7,3.3320700403368438E-2,1.7884013242069337E-2,0,0,5.9020057471264436E-5,9.8038877745396796E-3,6.1067621477448715E-2,null,2.6471273553669013E-2,2.0672108171463841E-2,0,0,2.8674925638074385E-5,9.8038877745396796E-3,4.7172056650770927E-2]
[2004,2,4,8,3.8026555654491215E-2,1.8991979902266868E-2,0,0,5.9020057471264436E-5,1.1452931478640285E-2,6.853048709286963E-2,null,3.0209789855800761E-2,2.1952805425484029E-2,0,0,2.8674925638074385E-5,1.1452931478640285E-2,5.2191270206922866E-2]
[2004,2,4,9,3.9584034274377677E-2,2.0479561195949257E-2,0,0,5.9020057471264436E-5,1.351085910030202E-2,7.3633474628100215E-2,null,3.1447112063974922E-2,2.3672298751764426E-2,0,0,2.8674925638074385E-5,1.351085910030202E-2,5.5148085741377417E-2]
[2004,2,4,10,3.5557491774325961E-2,2.1064630415383916E-2,0,0,5.9020057471264436E-5,1.5251798563231864E-2,7.1932940810413001E-2,null,2.8248268501143682E-2,2.4348579518739956E-2,0,0,2.8674925638074385E-5,1.5251798563231864E-2,5.2625522945521711E-2]
[2004,2,4,11,3.3864314673454424E-2,2.1312403657432706E-2,0,0,5.9020057471264436E-5,1.5139916217214713E-2,7.0375654605573101E-2,null,2.6903142088151245E-2,2.4634980294242523E-2,0,0,2.8674925638074385E-5,1.5139916217214713E-2,5.1566797308031841E-2]
[2004,2,4,12,3.4356381423664706E-2,2.0965512661963209E-2,0,0,5.9020057471264436E-5,1.43616353809652E-2,6.9742549524064376E-2,null,2.7294059247568593E-2,2.4234009433564359E-2,0,0,2.8674925638074385E-5,1.43616353809652E-2,5.1556743606771024E-2]
[2004,2,4,13,3.4721762253226686E-2,2.1028682803864791E-2,0,0,5.9020057471264436E-5,1.3189323273191791E-2,6.8998788387754528E-2,null,2.7584332134198069E-2,2.4307027720283383E-2,0,0,2.8674925638074385E-5,1.3189323273191791E-2,5.1920034780119528E-2]
[2004,2,4,14,3.0923176382890605E-2,2.1181785479663661E-2,0,0,5.9020057471264436E-5,1.461675358858806E-2,6.678073550861359E-2,null,2.4566586274312026E-2,2.4483998908607588E-2,0,0,2.8674925638074385E-5,1.461675358858806E-2,4.907926010855769E-2]
[2004,2,4,15,3.1745925363676042E-2,2.0645437855037991E-2,0,0,5.9020057471264436E-5,1.344041093487657E-2,6.5890794211061865E-2,null,2.5220210390033554E-2,2.3864035371134462E-2,0,0,2.8674925638074385E-5,1.344041093487657E-2,4.9112920686806089E-2]
[2004,2,4,16,3.3361659019541183E-2,2.0524672978330789E-2,0,0,5.9020057471264436E-5,1.3473417075310884E-2,6.7418769130654116E-2,null,2.650381268759967E-2,2.3724443403670904E-2,0,0,2.8674925638074385E-5,1.3473417075310884E-2,5.0256931016908646E-2]
[2004,2,4,17,3.8090908221525853E-2,2.099311592207297E-2,0,0,5.9020057471264436E-5,1.2627542663080865E-2,7.1770586864150956E-2,null,3.0260914063432436E-2,{"$f":"F835*W$5","v":2.4265916006834601E-2},{"$f":"G835*X$5","v":0},{"$f":"H835*Y$5","v":0},{"$f":"I835*Z$5","v":2.8674925638074385E-5},{"$f":"J835","v":1.2627542663080865E-2},5.4555504995905113E-2]
[2004,2,4,18,4.4921869839464598E-2,2.1223484741205861E-2,0,0,5.9020057471264436E-5,1.208237817417112E-2,7.8286752812312843E-2,null,{"$f":"E836*V$5","v":3.5687698357702261E-2},2.4532199032014049E-2,0,0,2.8674925638074385E-5,1.208237817417112E-2,{"$f":"SUM(M836:Q836)","v":6.0248572315354382E-2}]
[2004,2,4,19,4.8493649672958307E-2,2.0725648945711564E-2,1.1514966817880363E-3,1.538136157251452E-6,5.9020057471264436E-5,1.0093597226451921E-2,8.0524950720538349E-2,null,3.852526059082783E-2,2.3956751268875729E-2,4.7239076219493406E-4,2.8704904929150333E-6,2.8674925638074385E-5,1.0093597226451921E-2,6.2985948038029482E-2]
[2004,2,4,20,4.9661477134728668E-2,2.065809655933994E-2,1.1514966817880363E-3,1.538136157251452E-6,5.9020057471264436E-5,7.6133597775573884E-3,7.9144988347042547E-2,null,3.9453028609800357E-2,2.3878667551344712E-2,4.7239076219493406E-4,2.8704904929150333E-6,2.8674925638074385E-5,7.6133597775573884E-3,6.3835632339470982E-2]
[2004,2,4,21,4.4772995279750885E-2,1.9940652154158103E-2,1.1514966817880363E-3,1.538136157251452E-6,5.9020057471264436E-5,8.9849955326091416E-3,7.4910697841934687E-2,null,3.5569426558260571E-2,2.3049374475445916E-2,4.7239076219493406E-4,2.8704904929150333E-6,2.8674925638074385E-5,8.9849955326091416E-3,5.9122737212032407E-2]
[2004,2,4,22,4.2822472618722282E-2,1.9169401882518665E-2,1.1514966817880363E-3,1.538136157251452E-6,5.9020057471264436E-5,8.7503022302693034E-3,7.1954231606926808E-2,null,3.4019854721304262E-2,2.2157887266909464E-2,4.7239076219493406E-4,2.8704904929150333E-6,2.8674925638074385E-5,8.7503022302693034E-3,5.6681678166539642E-2]
[2004,2,4,23,4.041989236920962E-2,1.8301853796799258E-2,1.1514966817880363E-3,1.538136157251452E-6,5.9020057471264436E-5,7.6923839358507655E-3,6.7626184977276196E-2,null,3.211115057494536E-2,2.1155089537496532E-2,4.7239076219493406E-4,2.8704904929150333E-6,2.8674925638074385E-5,7.6923839358507655E-3,5.3770176290767815E-2]
[2004,2,4,24,3.3457873920364471E-2,1.7467919896624846E-2,1.1514966817880363E-3,1.538136157251452E-6,5.9020057471264436E-5,9.0222140768565252E-3,6.1160062769262405E-2,null,2.6580249585047806E-2,2.0191146402423039E-2,4.7239076219493406E-4,2.8704904929150333E-6,2.8674925638074385E-5,9.0222140768565252E-3,4.7275332165796768E-2]
[2004,2,5,1,2.8032474439597426E-2,1.6492009763982754E-2,1.1514966817880363E-3,1.538136157251452E-6,5.9020057471264436E-5,9.3413602506755532E-3,5.5077899329672289E-2,null,2.2270099076362827E-2,1.9063093120727379E-2,4.7239076219493406E-4,2.8704904929150333E-6,2.8674925638074385E-5,9.3413602506755532E-3,4.183712837541613E-2]
[2004,2,5,2,2.5659986724819991E-2,1.5899256171671306E-2,1.1514966817880363E-3,1.538136157251452E-6,5.9020057471264436E-5,9.7922804925885017E-3,5.2563578264496355E-2,null,2.0385301621917849E-2,1.8377929996912325E-2,4.7239076219493406E-4,2.8704904929150333E-6,2.8674925638074385E-5,9.7922804925885017E-3,3.9267167797156097E-2]
[2004,2,5,3,2.4677090494400172E-2,1.5642644460393134E-2,1.1514966817880363E-3,1.538136157251452E-6,5.9020057471264436E-5,1.0026439330651964E-2,5.1558229160861828E-2,null,1.9604450238983447E-2,1.8081312846063412E-2,4.7239076219493406E-4,2.8704904929150333E-6,2.8674925638074385E-5,1.0026439330651964E-2,3.8189699263372776E-2]
[2004,2,5,4,2.6144533332579774E-2,1.5502081950947773E-2,1.1514966817880363E-3,1.538136157251452E-6,5.9020057471264436E-5,9.953677292722108E-3,5.2812347451666214E-2,null,2.0770244484709981E-2,1.7918836820085549E-2,4.7239076219493406E-4,2.8704904929150333E-6,2.8674925638074385E-5,9.953677292722108E-3,3.9193017483121449E-2]
[2004,2,5,5,2.6585298967710679E-2,1.5691904937225731E-2,1.1514966817880363E-3,1.538136157251452E-6,5.9020057471264436E-5,1.0048923424984065E-2,5.3538182205337029E-2,null,2.1120406022713766E-2,1.8138252968611851E-2,4.7239076219493406E-4,2.8704904929150333E-6,2.8674925638074385E-5,1.0048923424984065E-2,3.9762595169651541E-2]
[2004,2,5,6,2.8798502656513496E-2,1.633402063837357E-2,1.1514966817880363E-3,1.538136157251452E-6,5.9020057471264436E-5,9.8624194646921223E-3,5.6206997634995745E-2,null,2.2878661988736802E-2,1.8880473691279331E-2,4.7239076219493406E-4,2.8704904929150333E-6,2.8674925638074385E-5,9.8624194646921223E-3,4.2263071858342049E-2]
[2004,2,5,7,3.5027101244513123E-2,1.7426417803607524E-2,0,0,5.9020057471264436E-5,9.8038877745396796E-3,6.2316426880131594E-2,null,2.7826905425488414E-2,2.0143174185863835E-2,0,0,2.8674925638074385E-5,9.8038877745396796E-3,4.7998754536990318E-2]
[2004,2,5,8,3.9843988256005478E-2,1.8949315358486686E-2,0,0,5.9020057471264436E-5,1.1452931478640285E-2,7.0305255150603707E-2,null,3.1653629720438684E-2,2.1903489533565797E-2,0,0,2.8674925638074385E-5,1.1452931478640285E-2,5.3585794179642557E-2]
[2004,2,5,9,4.135275927154719E-2,2.0116378764326152E-2,0,0,5.9020057471264436E-5,1.351085910030202E-2,7.5039017193646626E-2,null,3.2852256694024577E-2,2.3252496640746786E-2,0,0,2.8674925638074385E-5,1.351085910030202E-2,5.6133428260409436E-2]
[2004,2,5,10,3.722796210358803E-2,2.0506112612700921E-2,0,0,5.9020057471264436E-5,1.5251798563231864E-2,7.3044893336992087E-2,null,2.9575355762632146E-2,2.3702989500634198E-2,0,0,2.8674925638074385E-5,1.5251798563231864E-2,5.3307020188904417E-2]
[2004,2,5,11,3.5436349124238084E-2,2.1180687372118038E-2,0,0,5.9020057471264436E-5,1.5139916217214713E-2,7.1815972771042097E-2,null,2.8152028020281269E-2,2.4482729607491569E-2,0,0,2.8674925638074385E-5,1.5139916217214713E-2,5.266343255341091E-2]
[2004,2,5,12,3.5820440133013526E-2,2.1174285608766732E-2,0,0,5.9020057471264436E-5,1.43616353809652E-2,7.1415381180216717E-2,null,2.8457165008391266E-2,2.4475329817372035E-2,0,0,2.8674925638074385E-5,1.43616353809652E-2,5.2961169751401374E-2]
[2004,2,5,13,3.626787680320652E-2,2.1241572092738761E-2,0,0,5.9020057471264436E-5,1.3189323273191791E-2,7.0757792226608329E-2,null,2.8812626278749923E-2,2.4553106178657389E-2,0,0,2.8674925638074385E-5,1.3189323273191791E-2,5.3394407383045385E-2]
[2004,2,5,14,3.2225893087257859E-2,2.1239896029306999E-2,0,0,5.9020057471264436E-5,1.461675358858806E-2,6.8141562762624175E-2,null,2.56015156073327E-2,2.4551168819067309E-2,0,0,2.8674925638074385E-5,1.461675358858806E-2,5.0181359352038081E-2]
[2004,2,5,15,3.3095711888252465E-2,2.1098781104223939E-2,0,0,5.9020057471264436E-5,1.344041093487657E-2,6.7693923984824239E-2,null,2.629253383757749E-2,2.4388054256556088E-2,0,0,2.8674925638074385E-5,1.344041093487657E-2,5.0709263019771647E-2]
[2004,2,5,16,3.4788804686302799E-2,2.0959721385019957E-2,0,0,5.9020057471264436E-5,1.3473417075310884E-2,6.9280963204104901E-2,null,2.7637593277096553E-2,2.4227315303907815E-2,0,0,2.8674925638074385E-5,1.3473417075310884E-2,5.1893583506642443E-2]
[2004,2,5,17,3.9621331233987395E-2,2.1056567823410172E-2,0,0,5.9020057471264436E-5,1.2627542663080865E-2,7.3364461777949697E-2,null,3.1476742234067295E-2,2.433925997892707E-2,0,0,2.8674925638074385E-5,1.2627542663080865E-2,5.5844677138632434E-2]
[2004,2,5,18,4.6669952206986928E-2,2.1046888448978038E-2,0,0,5.9020057471264436E-5,1.208237817417112E-2,7.9858238887607347E-2,null,3.7076443671721859E-2,2.4328071602325869E-2,0,0,2.8674925638074385E-5,1.208237817417112E-2,6.1433190199685801E-2]
[2004,2,5,19,5.0357387416024441E-2,2.0869248361429171E-2,1.1514966817880363E-3,1.538136157251452E-6,5.9020057471264436E-5,1.0093597226451921E-2,8.2532287879322083E-2,null,4.0005887079219836E-2,2.4122737650953015E-2,4.7239076219493406E-4,2.8704904929150333E-6,2.8674925638074385E-5,1.0093597226451921E-2,6.4632560908498768E-2]
[2004,2,5,20,5.1610800480698965E-2,2.0528275686869723E-2,1.1514966817880363E-3,1.538136157251452E-6,5.9020057471264436E-5,7.6133597775573884E-3,8.0964490820542634E-2,null,4.100164766375388E-2,2.3728607769891115E-2,4.7239076219493406E-4,2.8704904929150333E-6,2.8674925638074385E-5,7.6133597775573884E-3,6.5234191611970915E-2]
[2004,2,5,21,4.6373606487814314E-2,1.9985956220528855E-2,1.1514966817880363E-3,1.538136157251452E-6,5.9020057471264436E-5,8.9849955326091416E-3,7.6556613116368868E-2,null,3.6841014989139789E-2,2.3101741388171095E-2,4.7239076219493406E-4,2.8704904929150333E-6,2.8674925638074385E-5,8.9849955326091416E-3,6.0446692555636804E-2]
[2004,2,5,22,4.4467787825678368E-2,1.9224770393660787E-2,1.1514966817880363E-3,1.538136157251452E-6,5.9020057471264436E-5,8.7503022302693034E-3,7.3654915325025008E-2,null,3.5326957765300995E-2,2.2221887658551449E-2,4.7239076219493406E-4,2.8704904929150333E-6,2.8674925638074385E-5,8.7503022302693034E-3,5.805278160217836E-2]
[2004,2,5,23,4.204292726222348E-2,1.8445773943689837E-2,1.1514966817880363E-3,1.538136157251452E-6,5.9020057471264436E-5,7.6923839358507655E-3,6.9393140017180638E-2,null,3.3400553262164283E-2,2.1321446652328928E-2,4.7239076219493406E-4,2.8704904929150333E-6,2.8674925638074385E-5,7.6923839358507655E-3,5.5225936092819131E-2]
[2004,2,5,24,3.4958336884934306E-2,1.7640751283805125E-2,1.1514966817880363E-3,1.538136157251452E-6,5.9020057471264436E-5,9.0222140768565252E-3,6.2833357121012512E-2,null,2.7772276316522574E-2,2.0390921983152895E-2,4.7239076219493406E-4,2.8704904929150333E-6,2.8674925638074385E-5,9.0222140768565252E-3,4.8667134478001389E-2]
[2004,2,6,1,2.901629679423642E-2,1.701386832708441E-2,1.1514966817880363E-3,1.538136157251452E-6,5.9020057471264436E-5,9.3108335434677631E-3,5.6553053540205143E-2,null,2.3051686208763886E-2,1.9666308770404109E-2,4.7239076219493406E-4,2.8704904929150333E-6,2.8674925638074385E-5,9.3108335434677631E-3,4.3221931157493912E-2]
[2004,2,6,2,2.7486741251457315E-2,1.6662359694097885E-2,1.1514966817880363E-3,1.538136157251452E-6,5.9020057471264436E-5,9.9974199077980889E-3,5.5358575728769843E-2,null,2.1836547190127193E-2,1.9260000388390184E-2,4.7239076219493406E-4,2.8704904929150333E-6,2.8674925638074385E-5,9.9974199077980889E-3,4.1600483756843297E-2]
[2004,2,6,3,2.712985306118363E-2,1.6302353535867009E-2,1.1514966817880363E-3,1.538136157251452E-6,5.9020057471264436E-5,9.8291903467423204E-3,5.4473451819209512E-2,null,2.1553021189819783E-2,1.8843869727748788E-2,4.7239076219493406E-4,2.8704904929150333E-6,2.8674925638074385E-5,9.8291903467423204E-3,4.0900827095894488E-2]
[2004,2,6,4,2.8416617755157737E-2,1.5811344393629488E-2,1.1514966817880363E-3,1.538136157251452E-6,5.9020057471264436E-5,9.8609687325966217E-3,5.5300985756800404E-2,null,2.2575277619037829E-2,1.8276312884431597E-2,4.7239076219493406E-4,2.8704904929150333E-6,2.8674925638074385E-5,9.8609687325966217E-3,4.1355526681795346E-2]
[2004,2,6,5,2.9087682325621762E-2,1.5976681846714278E-2,1.1514966817880363E-3,1.538136157251452E-6,5.9020057471264436E-5,9.8671349078725216E-3,5.614355395562512E-2,null,2.3108397679597326E-2,1.846742623626714E-2,4.7239076219493406E-4,2.8704904929150333E-6,2.8674925638074385E-5,9.8671349078725216E-3,4.2079760094190385E-2]
[2004,2,6,6,3.0738501026853826E-2,1.6554555998485626E-2,1.1514966817880363E-3,1.538136157251452E-6,5.9020057471264436E-5,1.0641415242315615E-2,5.9146527143071621E-2,null,2.4419872915676367E-2,1.9135390233677375E-2,4.7239076219493406E-4,2.8704904929150333E-6,2.8674925638074385E-5,1.0641415242315615E-2,4.4059199327679661E-2]
[2004,2,6,7,3.8807442445782658E-2,1.7720055188254501E-2,0,0,5.9020057471264436E-5,8.5172879229758296E-3,6.5103805614484256E-2,null,3.0830157003444301E-2,2.0482589265490875E-2,0,0,2.8674925638074385E-5,8.5172879229758296E-3,5.1341421194573245E-2]
[2004,2,6,8,4.2668502867779026E-2,1.9471230285472145E-2,0,0,5.9020057471264436E-5,1.1325391743534403E-2,7.352414495425684E-2,null,3.3897535101762376E-2,2.2506770334184165E-2,0,0,2.8674925638074385E-5,1.1325391743534403E-2,5.6432980361584617E-2]
[2004,2,6,9,4.2725497818833495E-2,2.0568119596305803E-2,0,0,5.9020057471264436E-5,1.3020600047994121E-2,7.6373237520604681E-2,null,3.394281413018245E-2,2.3774663294156728E-2,0,0,2.8674925638074385E-5,1.3020600047994121E-2,5.7746152349977251E-2]
[2004,2,6,10,3.9614587715057242E-2,2.1331752030476683E-2,0,0,5.9020057471264436E-5,1.3315066099456433E-2,7.4320425902461629E-2,null,3.1471384917679784E-2,2.4657345054047448E-2,0,0,2.8674925638074385E-5,1.3315066099456433E-2,5.6157404897365301E-2]
[2004,2,6,11,3.7055874243242221E-2,2.2031139561370001E-2,0,0,5.9020057471264436E-5,1.3240445456416042E-2,7.2386479318499522E-2,null,2.9438642405129643E-2,2.5465766211910938E-2,0,0,2.8674925638074385E-5,1.3240445456416042E-2,5.4933083542678653E-2]
[2004,2,6,12,3.6349026236631526E-2,2.1709175370624275E-2,0,0,5.9020057471264436E-5,1.3060857014137112E-2,7.1178078678864179E-2,null,2.8877094576982378E-2,2.5093608213124789E-2,0,0,2.8674925638074385E-5,1.3060857014137112E-2,5.3999377715745242E-2]
[2004,2,6,13,3.7574140589016966E-2,2.2146901333009009E-2,0,0,5.9020057471264436E-5,1.1815047384824527E-2,7.1595109364321757E-2,null,2.9850373552632078E-2,2.5599575096586363E-2,0,0,2.8674925638074385E-5,1.1815047384824527E-2,5.5478623574856514E-2]
[2004,2,6,14,3.4006974626163422E-2,2.1726757745129392E-2,0,0,5.9020057471264436E-5,1.3126283401587059E-2,6.8919035830351139E-2,null,2.7016476759619663E-2,2.5113931657463669E-2,0,0,2.8674925638074385E-5,1.3126283401587059E-2,5.2159083342721402E-2]
[2004,2,6,15,3.4006690182336714E-2,2.063331367551988E-2,0,0,5.9020057471264436E-5,1.264931487370044E-2,6.7348338789028295E-2,null,2.7016250786268074E-2,2.3850021047442334E-2,0,0,2.8674925638074385E-5,1.264931487370044E-2,5.0894946759348483E-2]
[2004,2,6,16,3.7803999729768514E-2,1.9949484114806813E-2,0,0,5.9020057471264436E-5,1.0640710215826635E-2,6.8453214117873223E-2,null,3.0032982685092885E-2,2.3059583327532135E-2,0,0,2.8674925638074385E-5,1.0640710215826635E-2,5.3121240938263092E-2]
[2004,2,6,17,4.204422317027745E-2,1.9904464556763941E-2,0,0,5.9020057471264436E-5,9.6412205413012285E-3,7.1648928325813876E-2,null,3.3401582782437919E-2,2.3007545277621472E-2,0,0,2.8674925638074385E-5,9.6412205413012285E-3,5.6437802985697463E-2]
[2004,2,6,18,4.7715819306594076E-2,1.9888124478427652E-2,0,0,5.9020057471264436E-5,9.9648724791867593E-3,7.7627836321679758E-2,null,3.790732158723184E-2,2.2988657801844874E-2,0,0,2.8674925638074385E-5,9.9648724791867593E-3,6.0924654314714791E-2]
[2004,2,6,19,4.9427837830833113E-2,1.9760332680920829E-2,1.1514966817880363E-3,1.538136157251452E-6,5.9020057471264436E-5,8.8030017757736601E-3,7.9203227162944145E-2,null,3.9267416367217284E-2,2.2840943425562005E-2,4.7239076219493406E-4,2.8704904929150333E-6,2.8674925638074385E-5,8.8030017757736601E-3,6.2612295971105209E-2]
[2004,2,6,20,4.8132674232294267E-2,1.9480397406380794E-2,1.1514966817880363E-3,1.538136157251452E-6,5.9020057471264436E-5,7.6981443122483154E-3,7.6523270826339918E-2,null,3.8238487518224354E-2,2.2517366597588774E-2,4.7239076219493406E-4,2.8704904929150333E-6,2.8674925638074385E-5,7.6981443122483154E-3,6.1259790294139048E-2]
[2004,2,6,21,4.6408131122699529E-2,1.8876528189778329E-2,1.1514966817880363E-3,1.538136157251452E-6,5.9020057471264436E-5,7.4391661360080274E-3,7.3935880323902428E-2,null,3.6868442715547803E-2,2.1819354937786466E-2,4.7239076219493406E-4,2.8704904929150333E-6,2.8674925638074385E-5,7.4391661360080274E-3,5.9191733831660188E-2]
[2004,2,6,22,4.4591152160474552E-2,1.8110928429624848E-2,1.1514966817880363E-3,1.538136157251452E-6,5.9020057471264436E-5,6.5367571178754722E-3,7.0450892583391433E-2,null,3.5424963239784543E-2,2.0934399148293422E-2,4.7239076219493406E-4,2.8704904929150333E-6,2.8674925638074385E-5,6.5367571178754722E-3,5.6863298566403889E-2]
[2004,2,6,23,4.2865938745870746E-2,1.7116774697642036E-2,1.1514966817880363E-3,1.538136157251452E-6,5.9020057471264436E-5,6.4798956353676693E-3,6.7674663954297012E-2,null,3.405438592047285E-2,1.9785258113311992E-2,4.7239076219493406E-4,2.8704904929150333E-6,2.8674925638074385E-5,6.4798956353676693E-3,5.4343580212110762E-2]
[2004,2,6,24,3.7971603525866766E-2,1.5899452652169594E-2,1.1514966817880363E-3,1.538136157251452E-6,5.9020057471264436E-5,6.2501736960317907E-3,6.1333284749484712E-2,null,3.0166133725780541E-2,1.837815710847052E-2,4.7239076219493406E-4,2.8704904929150333E-6,2.8674925638074385E-5,6.2501736960317907E-3,4.9048227012576981E-2]
[2004,2,7,1,3.4457996620961717E-2,1.5316892624241999E-2,1.1514966817880363E-3,1.538136157251452E-6,5.9020057471264436E-5,8.8278661094881739E-3,5.9814810230108442E-2,null,2.7374786352710335E-2,1.7704776712768197E-2,4.7239076219493406E-4,2.8704904929150333E-6,2.8674925638074385E-5,8.8278661094881739E-3,4.5583499243804448E-2]
[2004,2,7,2,3.2107852000061152E-2,1.4283265065909056E-2,1.1514966817880363E-3,1.538136157251452E-6,5.9020057471264436E-5,9.5929531461200531E-3,5.7196125087506822E-2,null,2.5507739129889847E-2,1.6510007932089735E-2,4.7239076219493406E-4,2.8704904929150333E-6,2.8674925638074385E-5,9.5929531461200531E-3,4.2521683240305502E-2]
[2004,2,7,3,3.1138311577781321E-2,1.3845849590852107E-2,1.1514966817880363E-3,1.538136157251452E-6,5.9020057471264436E-5,9.9076552450770537E-3,5.6103871289127041E-2,null,2.4737498125684706E-2,1.6004399940535641E-2,4.7239076219493406E-4,2.8704904929150333E-6,2.8674925638074385E-5,9.9076552450770537E-3,4.1245834244546267E-2]
[2004,2,7,4,3.0732135782118086E-2,1.3396061913168705E-2,1.1514966817880363E-3,1.538136157251452E-6,5.9020057471264436E-5,1.008504408598755E-2,5.5425296656690902E-2,null,2.441481611517109E-2,1.5484490935693786E-2,4.7239076219493406E-4,2.8704904929150333E-6,2.8674925638074385E-5,1.008504408598755E-2,4.0403243229190797E-2]
[2004,2,7,5,3.0992677200603412E-2,1.3488210249304073E-2,1.1514966817880363E-3,1.538136157251452E-6,5.9020057471264436E-5,1.0364713260509896E-2,5.6057655585833935E-2,null,2.462180045455457E-2,1.5591005080289126E-2,4.7239076219493406E-4,2.8704904929150333E-6,2.8674925638074385E-5,1.0364713260509896E-2,4.0716741713169614E-2]
[2004,2,7,6,3.2237440173422283E-2,1.3570459354154907E-2,1.1514966817880363E-3,1.538136157251452E-6,5.9020057471264436E-5,1.0295968120041146E-2,5.7315922523034891E-2,null,2.5610689066260812E-2,1.5686076716027068E-2,4.7239076219493406E-4,2.8704904929150333E-6,2.8674925638074385E-5,1.0295968120041146E-2,4.1800701960613799E-2]
[2004,2,7,7,3.54214534728714E-2,1.3721408385641015E-2,0,0,5.9020057471264436E-5,1.0132752218470858E-2,5.9334634134454542E-2,null,2.8140194329593072E-2,1.5860558509627969E-2,0,0,2.8674925638074385E-5,1.0132752218470858E-2,4.4029427764859116E-2]
[2004,2,7,8,4.2153755624462858E-2,1.4709749764467981E-2,0,0,5.9020057471264436E-5,9.3773985157383864E-3,6.6299923962140489E-2,null,3.3488599667516765E-2,1.7002981052985509E-2,0,0,2.8674925638074385E-5,9.3773985157383864E-3,5.052025564614035E-2]
[2004,2,7,9,4.366600674442124E-2,1.5583442227695343E-2,0,0,5.9020057471264436E-5,1.0658665738487824E-2,6.9967134768075673E-2,null,3.4689991372782773E-2,{"$f":"F899*W$5","v":1.8012881060548849E-2},{"$f":"G899*X$5","v":0},{"$f":"H899*Y$5","v":0},{"$f":"I899*Z$5","v":2.8674925638074385E-5},{"$f":"J899","v":1.0658665738487824E-2},5.2731547358969691E-2]
[2004,2,7,10,4.4496140690519735E-2,1.6043841356951739E-2,0,0,5.9020057471264436E-5,1.1157319173585881E-2,7.1756321278528629E-2,null,{"$f":"E900*V$5","v":3.5349482395100496E-2},1.8545055828774124E-2,0,0,2.8674925638074385E-5,1.1157319173585881E-2,{"$f":"SUM(M900:Q900)","v":5.3923213149512692E-2}]
[2004,2,7,11,4.5503603366549572E-2,1.6125912107261005E-2,0,0,5.9020057471264436E-5,1.0055125888005667E-2,7.1743661419287508E-2,null,3.6149850327630552E-2,1.8639921304724198E-2,0,0,2.8674925638074385E-5,1.0055125888005667E-2,5.4818446557992825E-2]
[2004,2,7,12,4.616808516351676E-2,1.5865205281772068E-2,0,0,5.9020057471264436E-5,9.4576352250448723E-3,7.1549945727804959E-2,null,3.6677740774290361E-2,1.8338570616564975E-2,0,0,2.8674925638074385E-5,9.4576352250448723E-3,5.5044986316493405E-2]
[2004,2,7,13,4.6948230460960472E-2,1.546293110211059E-2,0,0,5.9020057471264436E-5,8.5615692985884333E-3,7.1031750919130762E-2,null,3.7297518850088349E-2,1.787358240368515E-2,0,0,2.8674925638074385E-5,8.5615692985884333E-3,5.5199776179411575E-2]
[2004,2,7,14,4.5558863334824416E-2,1.539235872326229E-2,0,0,5.9020057471264436E-5,8.5574194002966258E-3,6.9567661515854598E-2,null,3.6193751017563905E-2,1.7792007880689506E-2,0,0,2.8674925638074385E-5,8.5574194002966258E-3,5.4014433823891483E-2]
[2004,2,7,15,4.4635987493094498E-2,1.5374535290629982E-2,0,0,5.9020057471264436E-5,8.8319218532570114E-3,6.8901464694452755E-2,null,3.5460582189575054E-2,1.7771405797567853E-2,0,0,2.8674925638074385E-5,8.8319218532570114E-3,5.3260662912780976E-2]
[2004,2,7,16,4.3227674356521445E-2,1.5181773593444026E-2,0,0,5.9020057471264436E-5,8.6520180586631985E-3,6.7120486066099938E-2,null,3.4341762901980419E-2,1.7548592796838829E-2,0,0,2.8674925638074385E-5,8.6520180586631985E-3,5.1919030624457324E-2]
[2004,2,7,17,4.9454453342869055E-2,1.534093639210321E-2,0,0,5.9020057471264436E-5,7.4041489231060961E-3,7.225855871554962E-2,null,3.9288560775688458E-2,1.7732568873473343E-2,0,0,2.8674925638074385E-5,7.4041489231060961E-3,5.704980457479987E-2]
[2004,2,7,18,5.48781257731875E-2,1.5403672222122551E-2,0,0,5.9020057471264436E-5,7.103057809383858E-3,7.7443875862165182E-2,null,4.3597339247642142E-2,1.7805085139639801E-2,0,0,2.8674925638074385E-5,7.103057809383858E-3,6.1431099312920012E-2]
[2004,2,7,19,5.7738138935845083E-2,1.524208929799308E-2,1.1514966817880363E-3,1.538136157251452E-6,5.9020057471264436E-5,5.1485705431175352E-3,7.9340853652372256E-2,null,4.5869446072507966E-2,1.7618311643050766E-2,4.7239076219493406E-4,2.8704904929150333E-6,2.8674925638074385E-5,5.1485705431175352E-3,6.3991693893884649E-2]
[2004,2,7,20,5.5013215393160772E-2,1.466202966645541E-2,1.1514966817880363E-3,1.538136157251452E-6,5.9020057471264436E-5,5.3441590308424495E-3,7.6231458965875187E-2,null,4.3704659749350803E-2,1.6947821452356931E-2,4.7239076219493406E-4,2.8704904929150333E-6,2.8674925638074385E-5,5.3441590308424495E-3,6.1156417380033655E-2]
[2004,2,7,21,5.0506252627252307E-2,1.4242854785132909E-2,1.1514966817880363E-3,1.538136157251452E-6,5.9020057471264436E-5,6.961921653681695E-3,7.2923083941483446E-2,null,4.0124151451857069E-2,1.6463297739912137E-2,4.7239076219493406E-4,2.8704904929150333E-6,2.8674925638074385E-5,6.961921653681695E-3,5.709138537009513E-2]
[2004,2,7,22,4.5517440301181072E-2,1.362233487362083E-2,1.1514966817880363E-3,1.538136157251452E-6,5.9020057471264436E-5,7.6876807493182027E-3,6.8039510799536657E-2,null,3.6160842932147878E-2,1.5746039563030997E-2,4.7239076219493406E-4,2.8704904929150333E-6,2.8674925638074385E-5,7.6876807493182027E-3,5.2410818673504792E-2]
[2004,2,7,23,4.390824518886581E-2,1.3065164974963579E-2,1.1514966817880363E-3,1.538136157251452E-6,5.9020057471264436E-5,7.4601342411510455E-3,6.5645599280396996E-2,null,3.4882435110473814E-2,1.5102007585475072E-2,4.7239076219493406E-4,2.8704904929150333E-6,2.8674925638074385E-5,7.4601342411510455E-3,5.0488378874274806E-2]
[2004,2,7,24,3.9133091445048951E-2,1.253424094673763E-2,1.1514966817880363E-3,1.538136157251452E-6,5.9020057471264436E-5,8.9096323436888107E-3,6.1789019610891949E-2,null,3.1088865363043644E-2,1.4488313176185638E-2,4.7239076219493406E-4,2.8704904929150333E-6,2.8674925638074385E-5,8.9096323436888107E-3,4.6081114717555202E-2]
[2004,2,8,1,3.1870142885695757E-2,1.2109000299851253E-2,1.1514966817880363E-3,1.538136157251452E-6,5.9020057471264436E-5,9.6410778865348278E-3,5.4832275947498392E-2,null,2.5318893669968763E-2,1.3996778053036665E-2,4.7239076219493406E-4,2.8704904929150333E-6,2.8674925638074385E-5,9.6410778865348278E-3,3.981960790133135E-2]
[2004,2,8,2,2.9175439429321319E-2,1.1767246544367022E-2,1.1514966817880363E-3,1.538136157251452E-6,5.9020057471264436E-5,1.0180996840299465E-2,5.2335737689404367E-2,null,2.3178115370707859E-2,1.3601745321526757E-2,4.7239076219493406E-4,2.8704904929150333E-6,2.8674925638074385E-5,1.0180996840299465E-2,3.7283796870560534E-2]
[2004,2,8,3,2.8320077679174896E-2,1.1545313145817769E-2,1.1514966817880363E-3,1.538136157251452E-6,5.9020057471264436E-5,1.0392143514143764E-2,5.1469589214552983E-2,null,2.2498582389666979E-2,1.3345212788276412E-2,4.7239076219493406E-4,2.8704904929150333E-6,2.8674925638074385E-5,1.0392143514143764E-2,3.6347731356269314E-2]
[2004,2,8,4,2.8570838431540381E-2,1.1247074218432395E-2,1.1514966817880363E-3,1.538136157251452E-6,5.9020057471264436E-5,1.0294057275882423E-2,5.1324024801271753E-2,null,2.2697796583607498E-2,1.3000478791247765E-2,4.7239076219493406E-4,2.8704904929150333E-6,2.8674925638074385E-5,1.0294057275882423E-2,3.6202211553181179E-2]
[2004,2,8,5,2.760933153907898E-2,1.1332646675852832E-2,1.1514966817880363E-3,1.538136157251452E-6,5.9020057471264436E-5,1.1072566103306484E-2,5.1226599193654854E-2,null,2.1933937731123385E-2,1.3099391885996098E-2,4.7239076219493406E-4,2.8704904929150333E-6,2.8674925638074385E-5,1.1072566103306484E-2,3.5537265795445402E-2]
[2004,2,8,6,2.9661676045150416E-2,1.1494846658483637E-2,1.1514966817880363E-3,1.538136157251452E-6,5.9020057471264436E-5,1.0464770677229776E-2,5.2833348256280388E-2,null,2.3564400842309804E-2,1.3286878639722388E-2,4.7239076219493406E-4,2.8704904929150333E-6,2.8674925638074385E-5,1.0464770677229776E-2,3.7355215660358113E-2]
[2004,2,8,7,3.371513944448136E-2,1.2103856450646436E-2,0,0,5.9020057471264436E-5,1.0127668216351271E-2,5.6005684168950326E-2,null,2.6784631425236786E-2,1.3990832284279933E-2,0,0,2.8674925638074385E-5,1.0127668216351271E-2,4.0804138635154794E-2]
[2004,2,8,8,3.6644046435620213E-2,1.323066043804177E-2,0,0,5.9020057471264436E-5,1.0278622445976399E-2,6.0212349377109647E-2,null,2.9111470214251329E-2,1.5293303580861116E-2,0,0,2.8674925638074385E-5,1.0278622445976399E-2,4.4433448720750515E-2]
[2004,2,8,9,4.2786692721169153E-2,1.3846491330282094E-2,0,0,5.9020057471264436E-5,8.666607147069301E-3,6.5358811255991814E-2,null,3.3991429764914226E-2,1.600514172632695E-2,0,0,2.8674925638074385E-5,8.666607147069301E-3,5.0025246416879249E-2]
[2004,2,8,10,4.5184146866897104E-2,1.4625758602904689E-2,0,0,5.9020057471264436E-5,8.5813243987710626E-3,6.8450249926044121E-2,null,3.5896061533024562E-2,1.6905895776108227E-2,0,0,2.8674925638074385E-5,8.5813243987710626E-3,5.2830632234770858E-2]
[2004,2,8,11,4.2201770263485018E-2,1.5569915165289487E-2,0,0,5.9020057471264436E-5,1.1305016745335898E-2,6.9135722231581667E-2,null,3.3526744383226517E-2,1.7997245146310192E-2,0,0,2.8674925638074385E-5,1.1305016745335898E-2,5.1552664455174785E-2]
[2004,2,8,12,4.2080428965924468E-2,1.6156066942926157E-2,0,0,5.9020057471264436E-5,1.0696987493681061E-2,6.8992503460002949E-2,null,3.3430346089007051E-2,1.8674777240935227E-2,0,0,2.8674925638074385E-5,1.0696987493681061E-2,5.2133798255580351E-2]
[2004,2,8,13,4.1286271753187199E-2,1.6250186855236347E-2,0,0,5.9020057471264436E-5,1.0090816711500606E-2,6.7686295377395414E-2,null,3.2799436397178895E-2,1.8783570327924676E-2,0,0,2.8674925638074385E-5,1.0090816711500606E-2,5.1611681650741648E-2]
[2004,2,8,14,3.9884907376231585E-2,1.6418163116096639E-2,0,0,5.9020057471264436E-5,1.0203862287351706E-2,6.6565952837151193E-2,null,3.1686137477237558E-2,1.8977733874313337E-2,0,0,2.8674925638074385E-5,1.0203862287351706E-2,5.0692546277188971E-2]
[2004,2,8,15,4.085937010694652E-2,1.650221801448383E-2,0,0,5.9020057471264436E-5,8.8145532968954381E-3,6.6235161475797055E-2,null,3.246028895665852E-2,1.9074892824504339E-2,0,0,2.8674925638074385E-5,8.8145532968954381E-3,5.1563856706800928E-2]
[2004,2,8,16,4.3176779343718261E-2,1.6553067809790767E-2,0,0,5.9020057471264436E-5,8.2198496921617979E-3,6.8008716903142086E-2,null,3.4301329904170612E-2,1.9133670038256848E-2,0,0,2.8674925638074385E-5,8.2198496921617979E-3,5.3463674868065532E-2]
[2004,2,8,17,4.6832642482224365E-2,1.6291573204887722E-2,0,0,5.9020057471264436E-5,7.5479837592022682E-3,7.0731219503785622E-2,null,3.7205691218387973E-2,1.8831408756874321E-2,0,0,2.8674925638074385E-5,7.5479837592022682E-3,5.6065774900900367E-2]
[2004,2,8,18,5.4491517019653497E-2,1.6043972914686087E-2,0,0,5.9020057471264436E-5,6.3078812314434282E-3,7.6902391223254291E-2,null,4.329020206417504E-2,1.8545207896192014E-2,0,0,2.8674925638074385E-5,6.3078812314434282E-3,6.186408488600513E-2]
[2004,2,8,19,5.49722810006096E-2,1.5925760868154389E-2,1.1514966817880363E-3,1.538136157251452E-6,5.9020057471264436E-5,5.8348550130021349E-3,7.7944951757182676E-2,null,4.3672139859616863E-2,1.8408566741883035E-2,4.7239076219493406E-4,2.8704904929150333E-6,2.8674925638074385E-5,5.8348550130021349E-3,6.2584642779825811E-2]
[2004,2,8,20,5.042849738352758E-2,1.5793180031084611E-2,1.1514966817880363E-3,1.538136157251452E-6,5.9020057471264436E-5,7.4371919851399767E-3,7.4870924275168713E-2,null,4.006237963127849E-2,1.8255316720857413E-2,4.7239076219493406E-4,2.8704904929150333E-6,2.8674925638074385E-5,7.4371919851399767E-3,5.8821632530461826E-2]
[2004,2,8,21,4.8787289486006552E-2,1.5547780593958373E-2,1.1514966817880363E-3,1.538136157251452E-6,5.9020057471264436E-5,7.9466869536544988E-3,7.3493811909035964E-2,null,3.8758539595271042E-2,1.797165982344712E-2,4.7239076219493406E-4,2.8704904929150333E-6,2.8674925638074385E-5,7.9466869536544988E-3,5.7234135597044086E-2]
[2004,2,8,22,4.8310429660918558E-2,1.5270720276996937E-2,1.1514966817880363E-3,1.538136157251452E-6,5.9020057471264436E-5,6.9679476063375665E-3,7.1761152419669613E-2,null,3.8379703414643133E-2,1.7651406155284207E-2,4.7239076219493406E-4,2.8704904929150333E-6,2.8674925638074385E-5,6.9679476063375665E-3,5.6535045748253257E-2]
[2004,2,8,23,4.4920550738051408E-2,1.5962212392919409E-2,1.1514966817880363E-3,1.538136157251452E-6,5.9020057471264436E-5,5.0906440805093779E-3,6.7185462086896755E-2,null,3.5686650411712803E-2,1.8450701013019936E-2,4.7239076219493406E-4,2.8704904929150333E-6,2.8674925638074385E-5,5.0906440805093779E-3,5.4641287603058655E-2]
[2004,2,8,24,3.5053445390993448E-2,1.550694163946166E-2,1.1514966817880363E-3,1.538136157251452E-6,5.9020057471264436E-5,8.3984750086445493E-3,6.0170916914516218E-2,null,2.7847834250500393E-2,1.7924454127860874E-2,4.7239076219493406E-4,2.8704904929150333E-6,2.8674925638074385E-5,8.3984750086445493E-3,4.6276224556687187E-2]
[2004,2,9,1,2.9997335598618131E-2,1.5080471040609719E-2,1.1514966817880363E-3,1.538136157251452E-6,5.9020057471264436E-5,1.0190515455355386E-2,5.6480376969999788E-2,null,2.3831061979476299E-2,1.7431497304798479E-2,4.7239076219493406E-4,2.8704904929150333E-6,2.8674925638074385E-5,1.0190515455355386E-2,4.1766495462600695E-2]
[2004,2,9,2,2.7278866118709104E-2,1.4964975588957645E-2,1.1514966817880363E-3,1.538136157251452E-6,5.9020057471264436E-5,1.1180361478742972E-2,5.4636258061826273E-2,null,2.167140301736464E-2,1.729799625905739E-2,4.7239076219493406E-4,2.8704904929150333E-6,2.8674925638074385E-5,1.1180361478742972E-2,3.9473335454747946E-2]
[2004,2,9,3,2.6760876185087771E-2,1.5057812147920652E-2,1.1514966817880363E-3,1.538136157251452E-6,5.9020057471264436E-5,1.1507402022461907E-2,5.4538145230886882E-2,null,2.125989146253697E-2,1.7405305919544294E-2,4.7239076219493406E-4,2.8704904929150333E-6,2.8674925638074385E-5,1.1507402022461907E-2,3.9169133560407188E-2]
[2004,2,9,4,2.8019703773037211E-2,1.4816753182489662E-2,1.1514966817880363E-3,1.538136157251452E-6,5.9020057471264436E-5,1.1195114418596355E-2,5.5243626249539782E-2,null,2.2259953557094449E-2,1.712666616784872E-2,4.7239076219493406E-4,2.8704904929150333E-6,2.8674925638074385E-5,1.1195114418596355E-2,3.9890555903269093E-2]
[2004,2,9,5,2.8254925224327331E-2,1.5082980595898396E-2,1.1514966817880363E-3,1.538136157251452E-6,5.9020057471264436E-5,1.1579355306434586E-2,5.6129316002076872E-2,null,2.2446822719729531E-2,1.7434398096566391E-2,4.7239076219493406E-4,2.8704904929150333E-6,2.8674925638074385E-5,1.1579355306434586E-2,4.0385156994621842E-2]
[2004,2,9,6,3.0363256741804713E-2,1.6337393669960138E-2,1.1514966817880363E-3,1.538136157251452E-6,5.9020057471264436E-5,1.1012050867720155E-2,5.8924756154901566E-2,null,2.4121764112477802E-2,1.8884372574202279E-2,4.7239076219493406E-4,2.8704904929150333E-6,2.8674925638074385E-5,1.1012050867720155E-2,4.3510072865006001E-2]
[2004,2,9,7,3.7534663483551944E-2,1.7759040496400542E-2,0,0,5.9020057471264436E-5,9.9859182679624004E-3,6.5338642305386149E-2,null,2.9819011389015434E-2,2.0527652333616829E-2,0,0,2.8674925638074385E-5,9.9859182679624004E-3,5.0375338648270332E-2]
[2004,2,9,8,4.2414002636085107E-2,1.9852745894562911E-2,0,0,5.9020057471264436E-5,1.2052376910719684E-2,7.4378145498838977E-2,null,3.3695350118521122E-2,2.2947763741730628E-2,0,0,2.8674925638074385E-5,1.2052376910719684E-2,5.6671788785889826E-2]
[2004,2,9,9,4.403868432260101E-2,2.096297350845943E-2,0,0,5.9020057471264436E-5,1.2998351553436774E-2,7.8059029441968478E-2,null,3.4986061083199738E-2,2.4231074429257239E-2,0,0,2.8674925638074385E-5,1.2998351553436774E-2,5.9245810438095049E-2]
[2004,2,9,10,4.027388377667114E-2,2.2020825176348471E-2,0,0,5.9020057471264436E-5,1.4335573976635825E-2,7.6689302987126701E-2,null,3.1995155612430062E-2,2.5453843827376709E-2,0,0,2.8674925638074385E-5,1.4335573976635825E-2,5.7477674365444847E-2]
[2004,2,9,11,3.8929370019325484E-2,2.2961063499381987E-2,0,0,5.9020057471264436E-5,1.3894182784773118E-2,7.5843636360951858E-2,null,3.0927021058338566E-2,2.6540664109693586E-2,0,0,2.8674925638074385E-5,1.3894182784773118E-2,5.7496360093670221E-2]
[2004,2,9,12,3.8242824669428716E-2,2.2964627277184988E-2,0,0,5.9020057471264436E-5,1.3694085395288359E-2,7.4960557399373323E-2,null,3.0381602458365811E-2,2.6544783475925624E-2,0,0,2.8674925638074385E-5,1.3694085395288359E-2,5.6955060859929504E-2]
[2004,2,9,13,3.8933114172721855E-2,2.2835743840710635E-2,0,0,5.9020057471264436E-5,1.2425562848111088E-2,7.425344091901484E-2,null,3.092999556090251E-2,2.6395807275547932E-2,0,0,2.8674925638074385E-5,1.2425562848111088E-2,5.7354477762088518E-2]
[2004,2,9,14,3.6849908419726199E-2,2.2497198528435174E-2,0,0,5.9020057471264436E-5,1.3215179354447574E-2,7.2621306360080212E-2,null,2.9275015062636921E-2,2.600448317946431E-2,0,0,2.8674925638074385E-5,1.3215179354447574E-2,5.5308173167739304E-2]
[2004,2,9,15,3.6718241670089469E-2,2.2105413362058797E-2,0,0,5.9020057471264436E-5,1.2007508174926631E-2,7.0890183264546158E-2,null,2.9170413823606425E-2,2.5551619203706577E-2,0,0,2.8674925638074385E-5,1.2007508174926631E-2,5.4750707952951075E-2]
[2004,2,9,16,3.954477772278564E-2,2.153691364948955E-2,0,0,5.9020057471264436E-5,1.0989938788301961E-2,7.2130650218048417E-2,null,3.1415925117020425E-2,2.48944911086528E-2,0,0,2.8674925638074385E-5,1.0989938788301961E-2,5.6339091151311298E-2]
[2004,2,9,17,4.3895405444544955E-2,2.1595862501409869E-2,0,0,5.9020057471264436E-5,1.1041355733859712E-2,7.6591643737285803E-2,null,3.4872234713118358E-2,2.4962630011648793E-2,0,0,2.8674925638074385E-5,1.1041355733859712E-2,5.9863539650405223E-2]
[2004,2,9,18,5.1240996128387631E-2,2.153341339467878E-2,0,0,5.9020057471264436E-5,9.9779571469353016E-3,8.2811386727472985E-2,null,4.0707860556854374E-2,2.4890445168566727E-2,0,0,2.8674925638074385E-5,9.9779571469353016E-3,6.562698065105918E-2]
[2004,2,9,19,5.1775246085877302E-2,2.1357478324555632E-2,1.1514966817880363E-3,1.538136157251452E-6,5.9020057471264436E-5,8.8485134377421556E-3,8.3193292723591633E-2,null,4.1132289713491053E-2,2.4687082044668764E-2,4.7239076219493406E-4,2.8704904929150333E-6,2.8674925638074385E-5,8.8485134377421556E-3,6.6323307936485734E-2]
[2004,2,9,20,5.1684236661753709E-2,2.097020508908615E-2,1.1514966817880363E-3,1.538136157251452E-6,5.9020057471264436E-5,8.1703682457718776E-3,8.2036864872028284E-2,null,4.1059988251253662E-2,2.4239433404110524E-2,4.7239076219493406E-4,2.8704904929150333E-6,2.8674925638074385E-5,8.1703682457718776E-3,6.580335783369011E-2]
[2004,2,9,21,4.7710095288837809E-2,2.0614259197173853E-2,1.1514966817880363E-3,1.538136157251452E-6,5.9020057471264436E-5,8.6058170575832732E-3,7.8142226419011487E-2,null,3.7902774202632536E-2,2.3827996000145159E-2,4.7239076219493406E-4,2.8704904929150333E-6,2.8674925638074385E-5,8.6058170575832732E-3,6.2234706381103615E-2]
[2004,2,9,22,4.5069813107970626E-2,1.9587678596899086E-2,1.1514966817880363E-3,1.538136157251452E-6,5.9020057471264436E-5,8.2417364653807248E-3,7.4111283045666984E-2,null,3.5805230302818611E-2,2.26413727893277E-2,4.7239076219493406E-4,2.8704904929150333E-6,2.8674925638074385E-5,8.2417364653807248E-3,5.8950539270472231E-2]
[2004,2,9,23,4.308599561307451E-2,1.8842765414999286E-2,1.1514966817880363E-3,1.538136157251452E-6,5.9020057471264436E-5,7.7143565768966575E-3,7.0855172480387002E-2,null,3.422920774170099E-2,2.1780328589340283E-2,4.7239076219493406E-4,2.8704904929150333E-6,2.8674925638074385E-5,7.7143565768966575E-3,5.6513472509367196E-2]
[2004,2,9,24,3.3626538542382886E-2,1.8004609701553216E-2,1.1514966817880363E-3,1.538136157251452E-6,5.9020057471264436E-5,9.8946212718264859E-3,6.2737824391179142E-2,null,2.671424338752575E-2,2.081150546567306E-2,4.7239076219493406E-4,2.8704904929150333E-6,2.8674925638074385E-5,9.8946212718264859E-3,4.802968503152473E-2]
[2004,2,10,1,2.8120831216390068E-2,1.7595027328305812E-2,1.1482717688530194E-3,1.5338284112824102E-6,5.9020057471264436E-5,9.3413602506755532E-3,5.6266044450107008E-2,null,2.2340293171339357E-2,{"$f":"F963*W$5","v":2.0338069721117801E-2},{"$f":"G963*X$5","v":4.7106777177431094E-4},{"$f":"H963*Y$5","v":2.8624513191450576E-6},{"$f":"I963*Z$5","v":2.8674925638074385E-5},{"$f":"J963","v":9.3413602506755532E-3},4.3180968041188691E-2]
[2004,2,10,2,2.574580096254922E-2,1.6938873960120004E-2,1.1482717688530194E-3,1.5338284112824102E-6,5.9020057471264436E-5,9.7922804925885017E-3,5.3685781069993291E-2,null,{"$f":"E964*V$5","v":2.0453475823967348E-2},1.9579622876966511E-2,4.7106777177431094E-4,2.8624513191450576E-6,2.8674925638074385E-5,9.7922804925885017E-3,{"$f":"SUM(M964:Q964)","v":4.0535703849665386E-2}]
[2004,2,10,3,2.4759262050211207E-2,1.6824190190995035E-2,1.1482717688530194E-3,1.5338284112824102E-6,5.9020057471264436E-5,1.0026439330651964E-2,5.2818717226593773E-2,null,1.9669730551398028E-2,1.944706005402665E-2,4.7106777177431094E-4,2.8624513191450576E-6,2.8674925638074385E-5,1.0026439330651964E-2,3.9619395754156211E-2]
[2004,2,10,4,2.6236275302550932E-2,1.637214454325632E-2,1.1482717688530194E-3,1.5338284112824102E-6,5.9020057471264436E-5,9.953677292722108E-3,5.3770922793264925E-2,null,2.0843127910150028E-2,1.8924541064468305E-2,4.7106777177431094E-4,2.8624513191450576E-6,2.8674925638074385E-5,9.953677292722108E-3,4.0270274123349867E-2]
[2004,2,10,5,2.6678331276755726E-2,1.6452274798927843E-2,1.1482717688530194E-3,1.5338284112824102E-6,5.9020057471264436E-5,1.0048923424984065E-2,5.4388355155403204E-2,null,2.119431454421087E-2,1.9017163525133465E-2,4.7106777177431094E-4,2.8624513191450576E-6,2.8674925638074385E-5,1.0048923424984065E-2,4.0714083218075861E-2]
[2004,2,10,6,2.890149675461573E-2,1.7161811912715444E-2,1.1482717688530194E-3,1.5338284112824102E-6,5.9020057471264436E-5,9.8624194646921223E-3,5.7134553786758864E-2,null,2.296048454685452E-2,1.9837316572961804E-2,4.7106777177431094E-4,2.8624513191450576E-6,2.8674925638074385E-5,9.8624194646921223E-3,4.330040626854785E-2]
[2004,2,10,7,3.5153973804000753E-2,1.8298510634061457E-2,0,0,5.9020057471264436E-5,9.8038877745396796E-3,6.3315392270073156E-2,null,2.7927697971503195E-2,2.1151225179937901E-2,0,0,2.8674925638074385E-5,9.8038877745396796E-3,4.9107598077079165E-2]
[2004,2,10,8,3.9979114832199722E-2,2.0281094200115427E-2,0,0,5.9020057471264436E-5,1.1452931478640285E-2,7.1772160568426696E-2,null,3.1760979581621288E-2,2.3442891003581184E-2,0,0,2.8674925638074385E-5,1.1452931478640285E-2,5.5232545510840544E-2]
[2004,2,10,9,4.1484264631538266E-2,2.1441729813893636E-2,0,0,5.9020057471264436E-5,1.351085910030202E-2,7.6495873603205186E-2,null,3.2956729718779651E-2,2.4784468234089894E-2,0,0,2.8674925638074385E-5,1.351085910030202E-2,5.7769872878507614E-2]
[2004,2,10,10,3.7352162530997865E-2,2.2191203726332768E-2,0,0,5.9020057471264436E-5,1.5251798563231864E-2,7.4854184878033761E-2,null,2.9674025461937627E-2,2.56507841767099E-2,0,0,2.8674925638074385E-5,1.5251798563231864E-2,5.5353484564285599E-2]
[2004,2,10,11,3.5553230940913387E-2,2.2879948908528468E-2,0,0,5.9020057471264436E-5,1.5139916217214713E-2,7.363211612412783E-2,null,2.8244883527674774E-2,2.6446903857242892E-2,0,0,2.8674925638074385E-5,1.5139916217214713E-2,5.4720462310555738E-2]
[2004,2,10,12,3.5929293372910162E-2,2.2694261602225787E-2,0,0,5.9020057471264436E-5,1.43616353809652E-2,7.3044210413572411E-2,null,2.8543642298953134E-2,2.6232268135942531E-2,0,0,2.8674925638074385E-5,1.43616353809652E-2,5.4804585360533738E-2]
[2004,2,10,13,3.6382829900427363E-2,2.2859584869318248E-2,0,0,5.9020057471264436E-5,1.3189323273191791E-2,7.249075810040867E-2,null,2.8903949535630406E-2,2.6423365090207575E-2,0,0,2.8674925638074385E-5,1.3189323273191791E-2,5.5355989551476054E-2]
[2004,2,10,14,3.232275068655955E-2,2.2735403766921312E-2,0,0,5.9020057471264436E-5,1.461675358858806E-2,6.9733928099540182E-2,null,2.5678463089703372E-2,2.6279824311812128E-2,0,0,2.8674925638074385E-5,1.461675358858806E-2,5.1986962327153573E-2]
[2004,2,10,15,3.31960703959127E-2,2.229772791974876E-2,0,0,5.9020057471264436E-5,1.344041093487657E-2,6.8993229308009288E-2,null,2.6372262579097087E-2,2.5773915356460609E-2,0,0,2.8674925638074385E-5,1.344041093487657E-2,5.2174852861195768E-2]
[2004,2,10,16,3.4894914208458076E-2,2.1974231468940345E-2,0,0,5.9020057471264436E-5,1.3473417075310884E-2,7.040158281018058E-2,null,2.7721890850485421E-2,2.5399986220215887E-2,0,0,2.8674925638074385E-5,1.3473417075310884E-2,5.3150551996339376E-2]
[2004,2,10,17,3.973511899248415E-2,2.1770583468953521E-2,0,0,5.9020057471264436E-5,1.2627542663080865E-2,7.4192265181989805E-2,null,3.1567139700079808E-2,2.5164589755918548E-2,0,0,2.8674925638074385E-5,1.2627542663080865E-2,5.6760404381636431E-2]
[2004,2,10,18,4.6799923417317743E-2,2.1717102055553248E-2,0,0,5.9020057471264436E-5,1.208237817417112E-2,8.0658423704513371E-2,null,3.7179697907710869E-2,2.5102770658157397E-2,0,0,2.8674925638074385E-5,1.208237817417112E-2,6.2311143491506335E-2]
[2004,2,10,19,5.0495958490674966E-2,2.1322668201057594E-2,1.1482717688530194E-3,1.5338284112824102E-6,5.9020057471264436E-5,1.0093597226451921E-2,8.3121049572920047E-2,null,4.011597338530868E-2,2.4646845067169736E-2,4.7106777177431094E-4,2.8624513191450576E-6,2.8674925638074385E-5,1.0093597226451921E-2,6.5265423601209946E-2]
[2004,2,10,20,5.1755733494077999E-2,2.1062395409111305E-2,1.1482717688530194E-3,1.5338284112824102E-6,5.9020057471264436E-5,7.6133597775573884E-3,8.1640314335482272E-2,null,4.1116788143925963E-2,2.4345996077830695E-2,4.7106777177431094E-4,2.8624513191450576E-6,2.8674925638074385E-5,7.6133597775573884E-3,6.5965389370488195E-2]
[2004,2,10,21,4.6492613510116881E-2,2.0544545425017619E-2,1.1482717688530194E-3,1.5338284112824102E-6,5.9020057471264436E-5,8.9849955326091416E-3,7.7230980122479212E-2,null,3.693555884338183E-2,2.3747413939533373E-2,4.7106777177431094E-4,2.8624513191450576E-6,2.8674925638074385E-5,8.9849955326091416E-3,6.1185577931646737E-2]
[2004,2,10,22,4.4590117441144023E-2,1.9506563410319554E-2,1.1482717688530194E-3,1.5338284112824102E-6,5.9020057471264436E-5,8.7503022302693034E-3,7.4055808736468456E-2,null,3.5424141218094778E-2,2.2547611848278065E-2,4.7106777177431094E-4,2.8624513191450576E-6,2.8674925638074385E-5,8.7503022302693034E-3,5.8474358215104369E-2]
[2004,2,10,23,4.2163600922576219E-2,1.8745944084946609E-2,1.1482717688530194E-3,1.5338284112824102E-6,5.9020057471264436E-5,7.6923839358507655E-3,6.9810754598109162E-2,null,3.3496421159154736E-2,2.1668412937016469E-2,4.7106777177431094E-4,2.8624513191450576E-6,2.8674925638074385E-5,7.6923839358507655E-3,5.5667439244902736E-2]
[2004,2,10,24,3.5069897300936528E-2,1.7937893093496384E-2,1.1482717688530194E-3,1.5338284112824102E-6,5.9020057471264436E-5,9.0222140768565252E-3,6.3238830126025006E-2,null,2.7860904294146279E-2,2.0734387823233627E-2,4.7106777177431094E-4,2.8624513191450576E-6,2.8674925638074385E-5,9.0222140768565252E-3,4.909789726611144E-2]
[2004,2,11,1,2.9258602870549939E-2,1.7557861474495208E-2,1.1482717688530194E-3,1.5338284112824102E-6,5.9020057471264436E-5,9.3413602506755532E-3,5.7366650250456272E-2,null,2.3244183675868838E-2,2.0295109757945198E-2,4.7106777177431094E-4,2.8624513191450576E-6,2.8674925638074385E-5,9.3413602506755532E-3,4.4041898582545563E-2]
[2004,2,11,2,2.826432318559683E-2,1.7124455422334813E-2,1.1482717688530194E-3,1.5338284112824102E-6,5.9020057471264436E-5,9.7922804925885017E-3,5.6389884755255706E-2,null,2.2454288829403101E-2,1.9794136253220254E-2,4.7106777177431094E-4,2.8624513191450576E-6,2.8674925638074385E-5,9.7922804925885017E-3,4.2751030231354889E-2]
[2004,2,11,3,2.8333931298058189E-2,1.6935062475016662E-2,1.1482717688530194E-3,1.5338284112824102E-6,5.9020057471264436E-5,1.0026439330651964E-2,5.6504258758462378E-2,null,2.2509588248809449E-2,1.9575217186180906E-2,4.7106777177431094E-4,2.8624513191450576E-6,2.8674925638074385E-5,1.0026439330651964E-2,4.2587410583721882E-2]
[2004,2,11,4,2.8550783775813542E-2,1.6546071255817606E-2,1.1482717688530194E-3,1.5338284112824102E-6,5.9020057471264436E-5,9.953677292722108E-3,5.625935797908882E-2,null,2.2681864377160958E-2,1.9125582730413634E-2,4.7106777177431094E-4,2.8624513191450576E-6,2.8674925638074385E-5,9.953677292722108E-3,4.2310052256306123E-2]
[2004,2,11,5,2.965773697794586E-2,1.664302905605777E-2,1.1482717688530194E-3,1.5338284112824102E-6,5.9020057471264436E-5,1.0048923424984065E-2,5.7558515113723258E-2,null,2.3561271492558575E-2,1.9237656128453681E-2,4.7106777177431094E-4,2.8624513191450576E-6,2.8674925638074385E-5,1.0048923424984065E-2,4.3301532769743786E-2]
[2004,2,11,6,3.2141265404800744E-2,1.6868836922645212E-2,1.1482717688530194E-3,1.5338284112824102E-6,5.9020057471264436E-5,9.8624194646921223E-3,6.0081347446873649E-2,null,2.5534284051410516E-2,1.9498667154383951E-2,4.7106777177431094E-4,2.8624513191450576E-6,2.8674925638074385E-5,9.8624194646921223E-3,4.5535556354525997E-2]
[2004,2,11,7,3.9031967183356907E-2,1.7575860112244501E-2,0,0,5.9020057471264436E-5,9.8038877745396796E-3,6.647073512761234E-2,null,3.1008528276435094E-2,2.0315914360438846E-2,0,0,2.8674925638074385E-5,9.8038877745396796E-3,5.1353117562512013E-2]
[2004,2,11,8,4.3337590483879737E-2,1.9269589206094222E-2,0,0,5.9020057471264436E-5,1.1452931478640285E-2,7.4119131226085502E-2,null,3.442908459210213E-2,2.2273693666867357E-2,0,0,2.8674925638074385E-5,1.1452931478640285E-2,5.673145318460756E-2]
[2004,2,11,9,4.3226908185918386E-2,2.0567345187463358E-2,0,0,5.9020057471264436E-5,1.351085910030202E-2,7.7364132531155025E-2,null,3.4341154225950903E-2,2.3773768155960214E-2,0,0,2.8674925638074385E-5,1.351085910030202E-2,5.8143597307549186E-2]
[2004,2,11,10,3.7994770159813424E-2,2.1203360741357501E-2,0,0,5.9020057471264436E-5,1.5251798563231864E-2,7.4508949521874049E-2,null,3.0184538209992937E-2,2.4508937726171954E-2,0,0,2.8674925638074385E-5,1.5251798563231864E-2,5.472215086180296E-2]
[2004,2,11,11,3.7213241276848788E-2,2.1793575201104348E-2,0,0,5.9020057471264436E-5,1.5139916217214713E-2,7.4205752752639118E-2,null,2.9563660959496758E-2,2.5191165869883458E-2,0,0,2.8674925638074385E-5,1.5139916217214713E-2,5.4783501755018289E-2]
[2004,2,11,12,3.8677322727781238E-2,2.1826683364421777E-2,0,0,5.9020057471264436E-5,1.43616353809652E-2,7.492466153063948E-2,null,3.0726784787126971E-2,2.5229435553773338E-2,0,0,2.8674925638074385E-5,1.43616353809652E-2,5.5984895266538381E-2]
[2004,2,11,13,3.6898114089899403E-2,2.1916050308139246E-2,0,0,5.9020057471264436E-5,1.3189323273191791E-2,7.2062507728701708E-2,null,2.9313311540998577E-2,2.533273469040867E-2,0,0,2.8674925638074385E-5,1.3189323273191791E-2,5.4674721157045317E-2]
[2004,2,11,14,3.5396914739963203E-2,2.1681331887950513E-2,0,0,5.9020057471264436E-5,1.461675358858806E-2,7.175402027397304E-2,null,2.8120699796056567E-2,2.5061423966898203E-2,0,0,2.8674925638074385E-5,1.461675358858806E-2,5.3210798688592839E-2]
[2004,2,11,15,3.5338214768655223E-2,2.139295859472275E-2,0,0,5.9020057471264436E-5,1.344041093487657E-2,7.0230604355725812E-2,null,2.8074066232557732E-2,2.4728093643850656E-2,0,0,2.8674925638074385E-5,1.344041093487657E-2,5.2830834802046464E-2]
[2004,2,11,16,3.5211079430212289E-2,2.110578835113152E-2,0,0,5.9020057471264436E-5,1.3473417075310884E-2,6.9849304914125956E-2,null,2.797306492461641E-2,2.4396153924348601E-2,0,0,2.8674925638074385E-5,1.3473417075310884E-2,5.2397893774603084E-2]
[2004,2,11,17,4.0867007043918546E-2,2.0766915342964081E-2,0,0,5.9020057471264436E-5,1.2627542663080865E-2,7.4320485107434761E-2,null,3.2466356039440439E-2,2.4004451045000024E-2,0,0,2.8674925638074385E-5,1.2627542663080865E-2,5.6499482010078539E-2]
[2004,2,11,18,4.6966795589531006E-2,2.0625058196647131E-2,0,0,5.9020057471264436E-5,1.208237817417112E-2,7.9733252017820527E-2,null,3.7312267717639166E-2,2.3840478549908097E-2,0,0,2.8674925638074385E-5,1.208237817417112E-2,6.1181421193185336E-2]
[2004,2,11,19,4.9970529704126236E-2,2.0319238326287913E-2,1.1482717688530194E-3,1.5338284112824102E-6,5.9020057471264436E-5,1.0093597226451921E-2,8.1592190911601636E-2,null,3.9698552113446764E-2,2.3486981750533258E-2,4.7106777177431094E-4,2.8624513191450576E-6,2.8674925638074385E-5,1.0093597226451921E-2,6.3688139012711545E-2]
[2004,2,11,20,5.1757843523943942E-2,1.9800903996009877E-2,1.1482717688530194E-3,1.5338284112824102E-6,5.9020057471264436E-5,7.6133597775573884E-3,8.0380932952246784E-2,null,4.1118464434553456E-2,2.2887839757097166E-2,4.7106777177431094E-4,2.8624513191450576E-6,2.8674925638074385E-5,7.6133597775573884E-3,6.4508909340382156E-2]
[2004,2,11,21,4.9970381029145722E-2,1.9067629086000012E-2,1.1482717688530194E-3,1.5338284112824102E-6,5.9020057471264436E-5,8.9849955326091416E-3,7.9231831302490452E-2,null,3.9698434000200886E-2,2.2040248220792178E-2,4.7106777177431094E-4,2.8624513191450576E-6,2.8674925638074385E-5,8.9849955326091416E-3,6.2241287369724591E-2]
[2004,2,11,22,4.6407185924227268E-2,1.8213815348121089E-2,1.1482717688530194E-3,1.5338284112824102E-6,5.9020057471264436E-5,8.7503022302693034E-3,7.4580129157353223E-2,null,3.6867691812745074E-2,2.1053326006588276E-2,4.7106777177431094E-4,2.8624513191450576E-6,2.8674925638074385E-5,8.7503022302693034E-3,5.842362296806488E-2]
[2004,2,11,23,4.4925647489194212E-2,1.7475243724603337E-2,1.1482717688530194E-3,1.5338284112824102E-6,5.9020057471264436E-5,7.6923839358507655E-3,7.1302100804383886E-2,null,3.5690699471069384E-2,2.0199612005872964E-2,4.7106777177431094E-4,2.8624513191450576E-6,2.8674925638074385E-5,7.6923839358507655E-3,5.6392916625673875E-2]
[2004,2,11,24,3.5866765944472342E-2,1.6647932146445641E-2,1.1482717688530194E-3,1.5338284112824102E-6,5.9020057471264436E-5,9.0222140768565252E-3,6.274573782251007E-2,null,2.8493968053131528E-2,1.9243323604399967E-2,4.7106777177431094E-4,2.8624513191450576E-6,2.8674925638074385E-5,9.0222140768565252E-3,4.8239896806263026E-2]
[2004,2,12,1,3.0771989193965621E-2,1.6092725112533388E-2,1.1482717688530194E-3,1.5338284112824102E-6,5.9020057471264436E-5,9.3413602506755532E-3,5.7414900211910133E-2,null,2.4446477231362888E-2,1.8601560499707497E-2,4.7106777177431094E-4,2.8624513191450576E-6,2.8674925638074385E-5,9.3413602506755532E-3,4.3550642879801912E-2]
[2004,2,12,2,2.9868036139560013E-2,1.556281103117186E-2,1.1482717688530194E-3,1.5338284112824102E-6,5.9020057471264436E-5,9.7922804925885017E-3,5.6431953318055936E-2,null,2.3728341409091084E-2,1.7989033486714753E-2,4.7106777177431094E-4,2.8624513191450576E-6,2.8674925638074385E-5,9.7922804925885017E-3,4.2219980044537364E-2]
[2004,2,12,3,2.9979705072591359E-2,1.5452588130174739E-2,1.1482717688530194E-3,1.5338284112824102E-6,5.9020057471264436E-5,1.0026439330651964E-2,5.6667558188153624E-2,null,2.3817055596906302E-2,1.7861626975572996E-2,4.7106777177431094E-4,2.8624513191450576E-6,2.8674925638074385E-5,1.0026439330651964E-2,4.2181287721210825E-2]
[2004,2,12,4,3.02294777702596E-2,1.511760324985289E-2,1.1482717688530194E-3,1.5338284112824102E-6,5.9020057471264436E-5,9.953677292722108E-3,5.6509583967570165E-2,null,2.4015484841375171E-2,1.7474418378258357E-2,4.7106777177431094E-4,2.8624513191450576E-6,2.8674925638074385E-5,9.953677292722108E-3,4.1992508368365059E-2]
[2004,2,12,5,3.1419937096633828E-2,1.5156311083201335E-2,1.1482717688530194E-3,1.5338284112824102E-6,5.9020057471264436E-5,1.0048923424984065E-2,5.7833997259554792E-2,null,2.4961232502783363E-2,1.7519160713618507E-2,4.7106777177431094E-4,2.8624513191450576E-6,2.8674925638074385E-5,1.0048923424984065E-2,4.2982998365133404E-2]
[2004,2,12,6,3.4086582150102906E-2,1.5912449208433498E-2,1.1482717688530194E-3,1.5338284112824102E-6,5.9020057471264436E-5,9.8624194646921223E-3,6.1070276477964099E-2,null,2.7079720104375985E-2,1.83931798113341E-2,4.7106777177431094E-4,2.8624513191450576E-6,2.8674925638074385E-5,9.8624194646921223E-3,4.5975505064441619E-2]
[2004,2,12,7,4.1417594765369409E-2,1.6826378870397563E-2,0,0,5.9020057471264436E-5,9.8038877745396796E-3,6.8106881467777908E-2,null,3.2903764557670252E-2,1.9449589945765674E-2,0,0,2.8674925638074385E-5,9.8038877745396796E-3,5.2382029429073995E-2]
[2004,2,12,8,4.5805349985010894E-2,1.8537827593621891E-2,0,0,5.9020057471264436E-5,1.1452931478640285E-2,7.5855129114744332E-2,null,3.6389569696806137E-2,2.1427851349262225E-2,0,0,2.8674925638074385E-5,1.1452931478640285E-2,5.7846095971706438E-2]
[2004,2,12,9,4.5484034709477442E-2,1.9848917668277916E-2,0,0,5.9020057471264436E-5,1.351085910030202E-2,7.8902831535528642E-2,null,3.613430421760995E-2,2.2943338699834434E-2,0,0,2.8674925638074385E-5,1.351085910030202E-2,5.9106317843082457E-2]
[2004,2,12,10,4.0031501298291527E-2,2.0505880330954091E-2,0,0,5.9020057471264436E-5,1.5251798563231864E-2,7.5848200249948747E-2,null,3.1802597448522006E-2,2.3702721006458323E-2,0,0,2.8674925638074385E-5,1.5251798563231864E-2,5.5533993380618402E-2]
[2004,2,12,11,3.9229890290442992E-2,2.0777909457047217E-2,0,0,5.9020057471264436E-5,1.5139916217214713E-2,7.5206736022176188E-2,null,3.1165766169001671E-2,2.4017159127492457E-2,0,0,2.8674925638074385E-5,1.5139916217214713E-2,5.5211600222132201E-2]
[2004,2,12,12,4.0669293457464437E-2,2.0516425751398174E-2,0,0,5.9020057471264436E-5,1.43616353809652E-2,7.5606374647299066E-2,null,3.2309284598295858E-2,2.3714910444543779E-2,0,0,2.8674925638074385E-5,1.43616353809652E-2,5.6052869968477706E-2]
[2004,2,12,13,3.8775696819789637E-2,2.0790903075679688E-2,0,0,5.9020057471264436E-5,1.3189323273191791E-2,7.2814943226132384E-2,null,3.0804937030886076E-2,2.4032178434751601E-2,0,0,2.8674925638074385E-5,1.3189323273191791E-2,5.4865790391275746E-2]
[2004,2,12,14,3.7228931347941377E-2,2.0861732993787654E-2,0,0,5.9020057471264436E-5,1.461675358858806E-2,7.2766437987788354E-2,null,2.9576125768427559E-2,2.4114050647050096E-2,0,0,2.8674925638074385E-5,1.461675358858806E-2,5.3718851341115731E-2]
[2004,2,12,15,3.7137643326180345E-2,2.049039412971522E-2,0,0,5.9020057471264436E-5,1.344041093487657E-2,7.11274684482434E-2,null,2.9503602977281031E-2,2.3684820526133139E-2,0,0,2.8674925638074385E-5,1.344041093487657E-2,5.3217098429052243E-2]
[2004,2,12,16,3.6929087332589837E-2,2.0401422246201135E-2,0,0,5.9020057471264436E-5,1.3473417075310884E-2,7.0862946711573116E-2,null,2.9337917901914683E-2,2.3581978039084676E-2,0,0,2.8674925638074385E-5,1.3473417075310884E-2,5.2948570866637429E-2]
[2004,2,12,17,4.2784423451565301E-2,2.0429625157300652E-2,0,0,5.9020057471264436E-5,1.2627542663080865E-2,7.5900611329418083E-2,null,3.3989626967982488E-2,{"$f":"F1027*W$5","v":2.3614577748171668E-2},{"$f":"G1027*X$5","v":0},{"$f":"H1027*Y$5","v":0},{"$f":"I1027*Z$5","v":2.8674925638074385E-5},{"$f":"J1027","v":1.2627542663080865E-2},5.7632879641792228E-2]
[2004,2,12,18,4.9050278156752281E-2,2.0340051950299438E-2,0,0,5.9020057471264436E-5,1.208237817417112E-2,8.1531728338694098E-2,null,{"$f":"E1028*V$5","v":3.8967468128001476E-2},2.3511040192068868E-2,0,0,2.8674925638074385E-5,1.208237817417112E-2,{"$f":"SUM(M1028:Q1028)","v":6.250718324570842E-2}]
[2004,2,12,19,5.2125250090493472E-2,2.0151177837912412E-2,1.1482717688530194E-3,1.5338284112824102E-6,5.9020057471264436E-5,1.0093597226451921E-2,8.3578850809593375E-2,null,4.141034664623601E-2,2.3292720845666838E-2,4.7106777177431094E-4,2.8624513191450576E-6,2.8674925638074385E-5,1.0093597226451921E-2,6.5205672640634385E-2]
[2004,2,12,20,5.4063753730335382E-2,1.9759068670731277E-2,1.1482717688530194E-3,1.5338284112824102E-6,5.9020057471264436E-5,7.6133597775573884E-3,8.2645007833359624E-2,null,4.2950370100540439E-2,2.2839482357790774E-2,4.7106777177431094E-4,2.8624513191450576E-6,2.8674925638074385E-5,7.6133597775573884E-3,6.6292457607062746E-2]
[2004,2,12,21,5.219297550719542E-2,1.8951020074770852E-2,1.1482717688530194E-3,1.5338284112824102E-6,5.9020057471264436E-5,8.9849955326091416E-3,8.1337816769310983E-2,null,4.1464150378160931E-2,2.1905460012951548E-2,4.7106777177431094E-4,2.8624513191450576E-6,2.8674925638074385E-5,8.9849955326091416E-3,6.3872215539844013E-2]
[2004,2,12,22,4.8525387837801484E-2,1.8281104152506628E-2,1.1482717688530194E-3,1.5338284112824102E-6,5.9020057471264436E-5,8.7503022302693034E-3,7.6765619875312982E-2,null,3.8550474635955477E-2,2.1131105050036656E-2,4.7106777177431094E-4,2.8624513191450576E-6,2.8674925638074385E-5,8.7503022302693034E-3,6.0184184834723667E-2]
[2004,2,12,23,4.7106987059472166E-2,1.7645404847993623E-2,1.1482717688530194E-3,1.5338284112824102E-6,5.9020057471264436E-5,7.6923839358507655E-3,7.3653601498052126E-2,null,3.7423641329411395E-2,2.039630103208254E-2,4.7106777177431094E-4,2.8624513191450576E-6,2.8674925638074385E-5,7.6923839358507655E-3,5.8322547510225461E-2]
[2004,2,12,24,3.7717019724088807E-2,1.6860418734051811E-2,1.1482717688530194E-3,1.5338284112824102E-6,5.9020057471264436E-5,9.0222140768565252E-3,6.4808478189732704E-2,null,2.9963882351181102E-2,1.9488936580890459E-2,4.7106777177431094E-4,2.8624513191450576E-6,2.8674925638074385E-5,9.0222140768565252E-3,4.9955424080803092E-2]
[2004,2,13,1,2.8789736056440307E-2,1.6063911216633107E-2,1.1482717688530194E-3,1.5338284112824102E-6,5.9020057471264436E-5,9.3108335434677631E-3,5.5373306471276744E-2,null,2.2871697457203438E-2,1.8568254554066015E-2,4.7106777177431094E-4,2.8624513191450576E-6,2.8674925638074385E-5,9.3108335434677631E-3,4.1942557160000983E-2]
[2004,2,13,2,2.7251208943029799E-2,1.5409992617163639E-2,1.1482717688530194E-3,1.5338284112824102E-6,5.9020057471264436E-5,9.9974199077980889E-3,5.3867447122727091E-2,null,2.1649431070368749E-2,1.7812390876232993E-2,4.7106777177431094E-4,2.8624513191450576E-6,2.8674925638074385E-5,9.9974199077980889E-3,3.9964427095333273E-2]
[2004,2,13,3,2.6890330925297849E-2,1.5318527889828279E-2,1.1482717688530194E-3,1.5338284112824102E-6,5.9020057471264436E-5,9.8291903467423204E-3,5.324687481660402E-2,null,2.1362735394370218E-2,1.7706666914180547E-2,4.7106777177431094E-4,2.8624513191450576E-6,2.8674925638074385E-5,9.8291903467423204E-3,3.9572007457282295E-2]
[2004,2,13,4,2.8166985966382486E-2,1.481814325342368E-2,1.1482717688530194E-3,1.5338284112824102E-6,5.9020057471264436E-5,9.8609687325966217E-3,5.4054923607138358E-2,null,2.2376960318129791E-2,1.7128272949074225E-2,4.7106777177431094E-4,2.8624513191450576E-6,2.8674925638074385E-5,9.8609687325966217E-3,4.0007838415935547E-2]
[2004,2,13,5,2.8831143269116039E-2,1.4991844740829924E-2,1.1482717688530194E-3,1.5338284112824102E-6,5.9020057471264436E-5,9.8671349078725216E-3,5.4898948572554049E-2,null,2.2904592973821195E-2,1.7329054277549161E-2,4.7106777177431094E-4,2.8624513191450576E-6,2.8674925638074385E-5,9.8671349078725216E-3,4.0736252400101883E-2]
[2004,2,13,6,3.0462184558776917E-2,1.5517044133215852E-2,1.1482717688530194E-3,1.5338284112824102E-6,5.9020057471264436E-5,1.0641415242315615E-2,5.7829469589043947E-2,null,2.4200356257103723E-2,1.7936131587548552E-2,4.7106777177431094E-4,2.8624513191450576E-6,2.8674925638074385E-5,1.0641415242315615E-2,4.2639092993383809E-2]
[2004,2,13,7,3.8446940338782876E-2,1.6658817129890906E-2,0,0,5.9020057471264436E-5,8.5172879229758296E-3,6.3682065449120875E-2,null,3.0543759965700742E-2,1.9255905542926822E-2,0,0,2.8674925638074385E-5,8.5172879229758296E-3,4.9828340434265636E-2]
[2004,2,13,8,4.2296155979232621E-2,1.8513211274258461E-2,0,0,5.9020057471264436E-5,1.1325391743534403E-2,7.219377905449674E-2,null,3.3601728104182785E-2,2.1399397377003523E-2,0,0,2.8674925638074385E-5,1.1325391743534403E-2,5.5029800406824383E-2]
[2004,2,13,9,4.2373901787074175E-2,1.9836906130199797E-2,0,0,5.9020057471264436E-5,1.3020600047994121E-2,7.5290428022739359E-2,null,3.3663492428525038E-2,2.2929454578239597E-2,0,0,2.8674925638074385E-5,1.3020600047994121E-2,5.6621621932402708E-2]
[2004,2,13,10,3.9286151093150506E-2,2.0619979957066631E-2,0,0,5.9020057471264436E-5,1.3315066099456433E-2,7.3280217207144838E-2,null,3.1210461961130607E-2,2.3834608619232707E-2,0,0,2.8674925638074385E-5,1.3315066099456433E-2,5.5073745506001387E-2]
[2004,2,13,11,3.6759250310194003E-2,2.1120721377210654E-2,0,0,5.9020057471264436E-5,1.3240445456416042E-2,7.1179437201291967E-2,null,2.9202992698513907E-2,2.441341499020987E-2,0,0,2.8674925638074385E-5,1.3240445456416042E-2,5.364508261436185E-2]
[2004,2,13,12,3.6063546304415023E-2,2.1300146458223205E-2,0,0,5.9020057471264436E-5,1.3060857014137112E-2,7.0483569834246598E-2,null,2.8650298102469433E-2,2.4620812213258222E-2,0,0,2.8674925638074385E-5,1.3060857014137112E-2,5.3299785241365728E-2]
[2004,2,13,13,3.7270732691298963E-2,2.1189832898556259E-2,0,0,5.9020057471264436E-5,1.1815047384824527E-2,7.0334633032151012E-2,null,2.9609334397944172E-2,2.4493300909875265E-2,0,0,2.8674925638074385E-5,1.1815047384824527E-2,5.4131310233457505E-2]
[2004,2,13,14,3.3726279751266172E-2,2.0939862217616591E-2,0,0,5.9020057471264436E-5,1.3126283401587059E-2,6.7851445427941096E-2,null,2.6793481722643585E-2,2.4204360117552223E-2,0,0,2.8674925638074385E-5,1.3126283401587059E-2,5.1026516765833876E-2]
[2004,2,13,15,3.3742855278738437E-2,2.0611367573391798E-2,0,0,5.9020057471264436E-5,1.264931487370044E-2,6.7062557783301946E-2,null,2.6806649972911527E-2,2.3824653575891457E-2,0,0,2.8674925638074385E-5,1.264931487370044E-2,5.0659978474441057E-2]
[2004,2,13,16,3.7532497272766009E-2,1.9975721214379405E-2,0,0,5.9020057471264436E-5,1.0640710215826635E-2,6.820794876044331E-2,null,2.9817290466057775E-2,2.3089910757574193E-2,0,0,2.8674925638074385E-5,1.0640710215826635E-2,5.2935876149270041E-2]
[2004,2,13,17,4.1736078937421248E-2,1.9894723427168217E-2,0,0,5.9020057471264436E-5,9.6412205413012285E-3,7.1331042963361957E-2,null,3.3156780897028046E-2,2.2996285518305182E-2,0,0,2.8674925638074385E-5,9.6412205413012285E-3,5.61817413409713E-2]
[2004,2,13,18,4.7379908722080408E-2,1.9916970928096547E-2,0,0,5.9020057471264436E-5,9.9648724791867593E-3,7.7320772186834988E-2,null,3.7640461021139555E-2,2.3022001376346111E-2,0,0,2.8674925638074385E-5,9.9648724791867593E-3,6.0691137323123742E-2]
[2004,2,13,19,4.9094836998870461E-2,1.9650682938951773E-2,1.1482717688530194E-3,1.5338284112824102E-6,5.9020057471264436E-5,8.8030017757736601E-3,7.8757347368331468E-2,null,3.9002867422874218E-2,2.2714199428212161E-2,4.7106777177431094E-4,2.8624513191450576E-6,2.8674925638074385E-5,8.8030017757736601E-3,6.2219671999817913E-2]
[2004,2,13,20,4.7789390124751835E-2,1.9177452413129174E-2,1.1482717688530194E-3,1.5338284112824102E-6,5.9020057471264436E-5,7.6981443122483154E-3,7.5873812504864899E-2,null,3.7965769135736085E-2,2.2167192865007918E-2,4.7106777177431094E-4,2.8624513191450576E-6,2.8674925638074385E-5,7.6981443122483154E-3,6.0635567149475531E-2]
[2004,2,13,21,4.6086085393276424E-2,1.8691142415159418E-2,1.1482717688530194E-3,1.5338284112824102E-6,5.9020057471264436E-5,7.4391661360080274E-3,7.3425219599179428E-2,null,3.6612596935082516E-2,2.1605067756576054E-2,4.7106777177431094E-4,2.8624513191450576E-6,2.8674925638074385E-5,7.4391661360080274E-3,5.8720269840390096E-2]
[2004,2,13,22,4.4272724552198037E-2,1.7849046888392922E-2,1.1482717688530194E-3,1.5338284112824102E-6,5.9020057471264436E-5,6.5367571178754722E-3,6.9867354213202004E-2,null,3.5171991836912227E-2,2.0631690607700235E-2,4.7106777177431094E-4,2.8624513191450576E-6,2.8674925638074385E-5,6.5367571178754722E-3,5.6306287593343995E-2]
[2004,2,13,23,4.2551638145947542E-2,1.6968025177219272E-2,1.1482717688530194E-3,1.5338284112824102E-6,5.9020057471264436E-5,6.4798956353676693E-3,6.7208384613270056E-2,null,3.3804693175184447E-2,1.9613318731753083E-2,4.7106777177431094E-4,2.8624513191450576E-6,2.8674925638074385E-5,6.4798956353676693E-3,5.3920617055669057E-2]
[2004,2,13,24,3.7679938372668642E-2,1.5805092084801523E-2,1.1482717688530194E-3,1.5338284112824102E-6,5.9020057471264436E-5,6.2501736960317907E-3,6.0944029808237522E-2,null,2.9934423468705638E-2,1.8269085848605596E-2,4.7106777177431094E-4,2.8624513191450576E-6,2.8674925638074385E-5,6.2501736960317907E-3,4.8706114466042769E-2]
[2004,2,14,1,3.3109977174013643E-2,1.526208811332831E-2,1.1482717688530194E-3,1.5338284112824102E-6,5.9020057471264436E-5,8.8278661094881739E-3,5.8408757051565695E-2,null,2.6303866741061933E-2,1.7641428248273274E-2,4.7106777177431094E-4,2.8624513191450576E-6,2.8674925638074385E-5,8.8278661094881739E-3,4.4447900138066737E-2]
[2004,2,14,2,3.0876319799994195E-2,1.4186089826550563E-2,1.1482717688530194E-3,1.5338284112824102E-6,5.9020057471264436E-5,9.5929531461200531E-3,5.5864188427400381E-2,null,2.4529361563888002E-2,1.6397683196449235E-2,4.7106777177431094E-4,2.8624513191450576E-6,2.8674925638074385E-5,9.5929531461200531E-3,4.1429649909068764E-2]
[2004,2,14,3,2.9875570125049173E-2,1.3686842644025613E-2,1.1482717688530194E-3,1.5338284112824102E-6,5.9020057471264436E-5,9.9076552450770537E-3,5.467889366888741E-2,null,2.3734326703170099E-2,1.5820604012836411E-2,4.7106777177431094E-4,2.8624513191450576E-6,2.8674925638074385E-5,9.9076552450770537E-3,4.0057535864738036E-2]
[2004,2,14,4,2.9431462014777289E-2,1.3362088844743669E-2,1.1482717688530194E-3,1.5338284112824102E-6,5.9020057471264436E-5,1.008504408598755E-2,5.4087420600244074E-2,null,2.3381509771590186E-2,1.5445221509089536E-2,4.7106777177431094E-4,2.8624513191450576E-6,2.8674925638074385E-5,1.008504408598755E-2,3.9329336429411249E-2]
[2004,2,14,5,2.9668350411805159E-2,1.2952073527429933E-2,1.1482717688530194E-3,1.5338284112824102E-6,5.9020057471264436E-5,1.0364713260509896E-2,5.4193962854480554E-2,null,2.3569703221412774E-2,1.4971285325038384E-2,4.7106777177431094E-4,2.8624513191450576E-6,2.8674925638074385E-5,1.0364713260509896E-2,3.9043593695182691E-2]
[2004,2,14,6,3.0873168684192626E-2,1.2378177329141225E-2,1.1482717688530194E-3,1.5338284112824102E-6,5.9020057471264436E-5,1.0295968120041146E-2,5.4756139788110565E-2,null,2.4526858193689511E-2,1.4307919439001761E-2,4.7106777177431094E-4,2.8624513191450576E-6,2.8674925638074385E-5,1.0295968120041146E-2,3.9337382781422806E-2]
[2004,2,14,7,3.3860235545964762E-2,1.2940940591862066E-2,0,0,5.9020057471264436E-5,1.0132752218470858E-2,5.6992948413768951E-2,null,2.6899901469006629E-2,1.4958416778968227E-2,0,0,2.8674925638074385E-5,1.0132752218470858E-2,4.1886993173612927E-2]
[2004,2,14,8,4.0334197817321338E-2,1.4511221900514432E-2,0,0,5.9020057471264436E-5,9.3773985157383864E-3,6.4281838291045418E-2,null,3.204307145603031E-2,1.6773502947420062E-2,0,0,2.8674925638074385E-5,9.3773985157383864E-3,4.8845249329088444E-2]
[2004,2,14,9,4.1948394909445894E-2,1.5329579651594389E-2,0,0,5.9020057471264436E-5,1.0658665738487824E-2,6.799566035699936E-2,null,3.3325453046990097E-2,1.7719441631556445E-2,0,0,2.8674925638074385E-5,1.0658665738487824E-2,5.1073569604184618E-2]
[2004,2,14,10,4.2885450380770532E-2,1.6025726476081505E-2,0,0,5.9020057471264436E-5,1.1157319173585881E-2,7.0127516087909181E-2,null,3.406988672983937E-2,1.8524116861004754E-2,0,0,2.8674925638074385E-5,1.1157319173585881E-2,5.2622678516482196E-2]
[2004,2,14,11,4.3832845097184658E-2,1.6058991400743954E-2,0,0,5.9020057471264436E-5,1.0055125888005667E-2,7.0005982443405543E-2,null,3.4822534315211366E-2,1.8562567745134057E-2,0,0,2.8674925638074385E-5,1.0055125888005667E-2,5.3413776985983499E-2]
[2004,2,14,12,4.4532676933164178E-2,1.6003839853243947E-2,0,0,5.9020057471264436E-5,9.4576352250448723E-3,7.0053172068924266E-2,null,3.5378508221747484E-2,1.8498818141490181E-2,0,0,2.8674925638074385E-5,9.4576352250448723E-3,5.3906001288875738E-2]
[2004,2,14,13,4.5356106397252793E-2,1.5442447484111282E-2,0,0,5.9020057471264436E-5,8.5615692985884333E-3,6.9419143237423778E-2,null,3.6032672940140897E-2,1.7849905415679539E-2,0,0,2.8674925638074385E-5,8.5615692985884333E-3,5.3911253281458509E-2]
[2004,2,14,14,4.3900254460478308E-2,1.5134189717859566E-2,0,0,5.9020057471264436E-5,8.5574194002966258E-3,6.7650883636105774E-2,null,3.4876086961891158E-2,1.7493590655541732E-2,0,0,2.8674925638074385E-5,8.5574194002966258E-3,5.2398352543070958E-2]
[2004,2,14,15,4.2941763503115737E-2,1.510077470130301E-2,0,0,5.9020057471264436E-5,8.8319218532570114E-3,6.693348011514702E-2,null,3.4114624086744101E-2,1.7454966280382834E-2,0,0,2.8674925638074385E-5,8.8319218532570114E-3,5.1598265292765011E-2]
[2004,2,14,16,4.1707653429876271E-2,1.499518368044791E-2,0,0,5.9020057471264436E-5,8.6520180586631985E-3,6.541387522645864E-2,null,3.3134198557010698E-2,1.7332913753608965E-2,0,0,2.8674925638074385E-5,8.6520180586631985E-3,5.0495787236257736E-2]
[2004,2,14,17,4.7663522612636934E-2,1.5064178055635494E-2,0,0,5.9020057471264436E-5,7.4041489231060961E-3,7.0190869648849796E-2,null,3.7865775038841996E-2,1.7412664264179221E-2,0,0,2.8674925638074385E-5,7.4041489231060961E-3,5.530711422865929E-2]
[2004,2,14,18,5.2969149385163991E-2,1.5141482254870055E-2,0,0,5.9020057471264436E-5,7.103057809383858E-3,7.5272709506889177E-2,null,4.208077340229284E-2,1.7502020089801524E-2,0,0,2.8674925638074385E-5,7.103057809383858E-3,5.9611468417732433E-2]
[2004,2,14,19,5.5748628576465023E-2,1.511530842430223E-2,1.1482717688530194E-3,1.5338284112824102E-6,5.9020057471264436E-5,5.1485705431175352E-3,7.7221333198620346E-2,null,4.4288900876174583E-2,1.7471765792321643E-2,4.7106777177431094E-4,2.8624513191450576E-6,2.8674925638074385E-5,5.1485705431175352E-3,6.2263271817227753E-2]
[2004,2,14,20,5.3150486139338315E-2,1.4662039761450158E-2,1.1482717688530194E-3,1.5338284112824102E-6,5.9020057471264436E-5,5.3441590308424495E-3,7.4365510586366493E-2,null,4.2224834444437011E-2,1.6947833121148528E-2,4.7106777177431094E-4,2.8624513191450576E-6,2.8674925638074385E-5,5.3441590308424495E-3,5.9675272714317065E-2]
[2004,2,14,21,4.8762707113479305E-2,1.4292611475731068E-2,1.1482717688530194E-3,1.5338284112824102E-6,5.9020057471264436E-5,6.961921653681695E-3,7.1226065897627644E-2,null,3.8739010392706587E-2,1.6520811435321379E-2,4.7106777177431094E-4,2.8624513191450576E-6,2.8674925638074385E-5,6.961921653681695E-3,5.5762426976759497E-2]
[2004,2,14,22,4.4027377924819602E-2,1.3672996875361184E-2,1.1482717688530194E-3,1.5338284112824102E-6,5.9020057471264436E-5,7.6876807493182027E-3,6.6596881204234556E-2,null,3.4977078836579613E-2,1.5804599706438622E-2,4.7106777177431094E-4,2.8624513191450576E-6,2.8674925638074385E-5,7.6876807493182027E-3,5.1284283691749769E-2]
[2004,2,14,23,4.2456418242977141E-2,1.315743341877138E-2,1.1482717688530194E-3,1.5338284112824102E-6,5.9020057471264436E-5,7.4601342411510455E-3,6.4282811557635142E-2,null,3.3729046743123596E-2,1.520866056237629E-2,4.7106777177431094E-4,2.8624513191450576E-6,2.8674925638074385E-5,7.4601342411510455E-3,4.9440312454231417E-2]
[2004,2,14,24,3.7713272076743048E-2,1.2645794461548341E-2,1.1482717688530194E-3,1.5338284112824102E-6,5.9020057471264436E-5,8.9096323436888107E-3,6.0477524536715774E-2,null,2.9960905072886488E-2,1.4617257742142982E-2,4.7106777177431094E-4,2.8624513191450576E-6,2.8674925638074385E-5,8.9096323436888107E-3,4.5080767963761002E-2]
[2004,2,15,1,3.2131162485889098E-2,1.2446733060497027E-2,1.1482717688530194E-3,1.5338284112824102E-6,5.9020057471264436E-5,9.6410778865348278E-3,5.5427799087656521E-2,null,2.55262578956886E-2,1.4387162921724489E-2,4.7106777177431094E-4,2.8624513191450576E-6,2.8674925638074385E-5,9.6410778865348278E-3,4.0416025966144617E-2]
[2004,2,15,2,2.9406611701586923E-2,1.2082057680446992E-2,1.1482717688530194E-3,1.5338284112824102E-6,5.9020057471264436E-5,1.0180996840299465E-2,5.2878491877068952E-2,null,2.3361767706435697E-2,1.3965635113518072E-2,4.7106777177431094E-4,2.8624513191450576E-6,2.8674925638074385E-5,1.0180996840299465E-2,3.7830007968685297E-2]
[2004,2,15,3,2.8561376177858776E-2,1.1824078976980448E-2,1.1482717688530194E-3,1.5338284112824102E-6,5.9020057471264436E-5,1.0392143514143764E-2,5.1986424323718555E-2,null,2.2690279397515736E-2,1.366743785813641E-2,4.7106777177431094E-4,2.8624513191450576E-6,2.8674925638074385E-5,1.0392143514143764E-2,3.686032240438368E-2]
[2004,2,15,4,2.8825846433442416E-2,1.1574779218609894E-2,1.1482717688530194E-3,1.5338284112824102E-6,5.9020057471264436E-5,1.0294057275882423E-2,5.1903508582670302E-2,null,2.2900384959452111E-2,1.3379272584358096E-2,4.7106777177431094E-4,2.8624513191450576E-6,2.8674925638074385E-5,1.0294057275882423E-2,3.6782262692541735E-2]
[2004,2,15,5,2.7855253752777611E-2,1.1648592023805715E-2,1.1482717688530194E-3,1.5338284112824102E-6,5.9020057471264436E-5,1.1072566103306484E-2,5.1785237534625383E-2,null,2.2129307999843254E-2,1.346459271204945E-2,4.7106777177431094E-4,2.8624513191450576E-6,2.8674925638074385E-5,1.1072566103306484E-2,3.6096505860624233E-2]
[2004,2,15,6,2.9928240888496237E-2,1.1774920937165664E-2,1.1482717688530194E-3,1.5338284112824102E-6,5.9020057471264436E-5,1.0464770677229776E-2,5.3376758157627248E-2,null,2.3776170427059734E-2,1.3610616142406638E-2,4.7106777177431094E-4,2.8624513191450576E-6,2.8674925638074385E-5,1.0464770677229776E-2,3.7889391718197898E-2]
[2004,2,15,7,3.4034753757356463E-2,1.2462274690974424E-2,0,0,5.9020057471264436E-5,1.0127668216351271E-2,5.6683716722153422E-2,null,2.7038545592867235E-2,1.4405127472636021E-2,0,0,2.8674925638074385E-5,1.0127668216351271E-2,4.1472347991141328E-2]
[2004,2,15,8,3.6969407170325749E-2,1.3384993139574071E-2,0,0,5.9020057471264436E-5,1.0278622445976399E-2,6.0692042813347488E-2,null,2.936994956515784E-2,1.5471696554366922E-2,0,0,2.8674925638074385E-5,1.0278622445976399E-2,4.4870321045162836E-2]
[2004,2,15,9,4.3157115482925723E-2,1.3993963973908381E-2,0,0,5.9020057471264436E-5,8.666607147069301E-3,6.587670666137467E-2,null,3.4285708160574017E-2,{"$f":"F1091*W$5","v":1.6175605167620042E-2},{"$f":"G1091*X$5","v":0},{"$f":"H1091*Y$5","v":0},{"$f":"I1091*Z$5","v":2.8674925638074385E-5},{"$f":"J1091","v":8.666607147069301E-3},5.0489988253832135E-2]
[2004,2,15,10,4.5539280348650762E-2,1.4773318158880196E-2,0,0,5.9020057471264436E-5,8.5813243987710626E-3,6.8952942963773287E-2,null,{"$f":"E1092*V$5","v":3.6178193523942068E-2},1.7076459679275291E-2,0,0,2.8674925638074385E-5,8.5813243987710626E-3,{"$f":"SUM(M1092:Q1092)","v":5.3283328128855431E-2}]
[2004,2,15,11,4.2514785017158413E-2,1.5208811789835861E-2,0,0,5.9020057471264436E-5,1.1305016745335898E-2,6.9087633609801441E-2,null,3.3775415601733833E-2,1.7579846213675854E-2,0,0,2.8674925638074385E-5,1.1305016745335898E-2,5.1383936741047756E-2]
[2004,2,15,12,4.2381266868431952E-2,1.5688588411825417E-2,0,0,5.9020057471264436E-5,1.0696987493681061E-2,6.8825862831409693E-2,null,3.366934353852593E-2,1.8134419401117759E-2,0,0,2.8674925638074385E-5,1.0696987493681061E-2,5.1832437865281758E-2]
[2004,2,15,13,4.1574387275845719E-2,1.6110214815379918E-2,0,0,5.9020057471264436E-5,1.0090816711500606E-2,6.7834438860197507E-2,null,3.302832668828997E-2,1.8621776824994024E-2,0,0,2.8674925638074385E-5,1.0090816711500606E-2,5.1678778438922067E-2]
[2004,2,15,14,4.0168466276714845E-2,1.6322849216119418E-2,0,0,5.9020057471264436E-5,1.0203862287351706E-2,6.6754197837657236E-2,null,3.1911407808665262E-2,1.8867560658497422E-2,0,0,2.8674925638074385E-5,1.0203862287351706E-2,5.0807643392800757E-2]
[2004,2,15,15,4.1155148590344651E-2,1.6298557689309701E-2,0,0,5.9020057471264436E-5,8.8145532968954381E-3,6.6327279634021047E-2,null,3.2695267004854943E-2,1.8839482113538662E-2,0,0,2.8674925638074385E-5,8.8145532968954381E-3,5.1563424044031678E-2]
[2004,2,15,16,4.3485531505591861E-2,1.6155777405247835E-2,0,0,5.9020057471264436E-5,8.2198496921617979E-3,6.7920178660472758E-2,null,3.4546614752277126E-2,1.8674442564700928E-2,0,0,2.8674925638074385E-5,8.2198496921617979E-3,5.324973224261613E-2]
[2004,2,15,17,4.7175105501207237E-2,1.623074020798829E-2,0,0,5.9020057471264436E-5,7.5479837592022682E-3,7.101284952586906E-2,null,3.7477757295864382E-2,1.8761091973092187E-2,0,0,2.8674925638074385E-5,7.5479837592022682E-3,5.6267524194594645E-2]
[2004,2,15,18,5.4872375413646202E-2,1.6082120163744575E-2,0,0,5.9020057471264436E-5,6.3078812314434282E-3,7.7321396866305486E-2,null,4.3592770936093851E-2,1.8589302252884046E-2,0,0,2.8674925638074385E-5,6.3078812314434282E-3,6.2210748114615966E-2]
[2004,2,15,19,5.5332997864600095E-2,1.5984826053924695E-2,1.1482717688530194E-3,1.5338284112824102E-6,5.9020057471264436E-5,5.8348550130021349E-3,7.8361504586262495E-2,null,4.3958707508751534E-2,1.8476840115028342E-2,4.7106777177431094E-4,2.8624513191450576E-6,2.8674925638074385E-5,5.8348550130021349E-3,6.2938152772511399E-2]
[2004,2,15,20,5.0763157265659747E-2,1.5701163121146923E-2,1.1482717688530194E-3,1.5338284112824102E-6,5.9020057471264436E-5,7.4371919851399767E-3,7.5110338026682211E-2,null,4.0328246590259451E-2,1.8148954491636896E-2,4.7106777177431094E-4,2.8624513191450576E-6,2.8674925638074385E-5,7.4371919851399767E-3,5.8979806230627874E-2]
[2004,2,15,21,4.9127037641162663E-2,1.5451597115763008E-2,1.1482717688530194E-3,1.5338284112824102E-6,5.9020057471264436E-5,7.9466869536544988E-3,7.3734147365315736E-2,null,3.9028448878257863E-2,1.7860481463274305E-2,4.7106777177431094E-4,2.8624513191450576E-6,2.8674925638074385E-5,7.9466869536544988E-3,5.7391535490263698E-2]
[2004,2,15,22,4.8659301743362436E-2,1.5188293926134208E-2,1.1482717688530194E-3,1.5338284112824102E-6,5.9020057471264436E-5,6.9679476063375665E-3,7.2024368930569779E-2,null,3.8656861103941779E-2,1.7556129641106439E-2,4.7106777177431094E-4,2.8624513191450576E-6,2.8674925638074385E-5,6.9679476063375665E-3,5.6715595893779752E-2]
[2004,2,15,23,4.5251817938964933E-2,1.5513791606392135E-2,1.1482717688530194E-3,1.5338284112824102E-6,5.9020057471264436E-5,5.0906440805093779E-3,6.7065079280602014E-2,null,3.5949822091436968E-2,1.7932371995927794E-2,4.7106777177431094E-4,2.8624513191450576E-6,2.8674925638074385E-5,5.0906440805093779E-3,5.4384799236096293E-2]
[2004,2,15,24,3.5328375473401834E-2,1.5343915720616597E-2,1.1482717688530194E-3,1.5338284112824102E-6,5.9020057471264436E-5,8.3984750086445493E-3,6.0279591857398548E-2,null,2.8066249509827577E-2,1.7736012675514494E-2,4.7106777177431094E-4,2.8624513191450576E-6,2.8674925638074385E-5,8.3984750086445493E-3,4.6304867334073602E-2]
[2004,2,16,1,3.2313574707713816E-2,1.5171455991022048E-2,1.1482717688530194E-3,1.5338284112824102E-6,5.9020057471264436E-5,1.0190515455355386E-2,5.8884371808826816E-2,null,2.5671173331588817E-2,1.7536666693315512E-2,4.7106777177431094E-4,2.8624513191450576E-6,2.8674925638074385E-5,1.0190515455355386E-2,4.3710445173635856E-2]
[2004,2,16,2,2.9412169911602101E-2,1.4702282694230819E-2,1.1482717688530194E-3,1.5338284112824102E-6,5.9020057471264436E-5,1.1180361478742972E-2,5.6503639739311468E-2,null,2.3366183366850975E-2,1.6994349875990883E-2,4.7106777177431094E-4,2.8624513191450576E-6,2.8674925638074385E-5,1.1180361478742972E-2,4.0863138391573392E-2]
[2004,2,16,3,2.9007247087496139E-2,1.4540326396638522E-2,1.1482717688530194E-3,1.5338284112824102E-6,5.9020057471264436E-5,1.1507402022461907E-2,5.6263801161332137E-2,null,2.3044496766171069E-2,1.6807144797490819E-2,4.7106777177431094E-4,2.8624513191450576E-6,2.8674925638074385E-5,1.1507402022461907E-2,4.0354246712393418E-2]
[2004,2,16,4,3.0384967480176148E-2,1.4382143317949932E-2,1.1482717688530194E-3,1.5338284112824102E-6,5.9020057471264436E-5,1.1195114418596355E-2,5.7171050871458004E-2,null,2.4139011976043848E-2,1.662430117792485E-2,4.7106777177431094E-4,2.8624513191450576E-6,2.8674925638074385E-5,1.1195114418596355E-2,4.1265918302700225E-2]
[2004,2,16,5,3.0690332897711156E-2,1.4274624638788709E-2,1.1482717688530194E-3,1.5338284112824102E-6,5.9020057471264436E-5,1.1579355306434586E-2,5.7753138497670019E-2,null,2.4381606261384334E-2,1.6500020473365466E-2,4.7106777177431094E-4,2.8624513191450576E-6,2.8674925638074385E-5,1.1579355306434586E-2,4.138423188348133E-2]
[2004,2,16,6,3.2980502883274115E-2,1.4884676925641556E-2,1.1482717688530194E-3,1.5338284112824102E-6,5.9020057471264436E-5,1.1012050867720155E-2,6.0086056331371394E-2,null,2.620100727751996E-2,1.7205179136209964E-2,4.7106777177431094E-4,2.8624513191450576E-6,2.8674925638074385E-5,1.1012050867720155E-2,4.3908791562461455E-2]
[2004,2,16,7,4.0753647830370651E-2,1.6090094731459788E-2,0,0,5.9020057471264436E-5,9.9859182679624004E-3,6.6888680887264101E-2,null,3.2376299026372617E-2,1.8598520045568393E-2,0,0,2.8674925638074385E-5,9.9859182679624004E-3,5.1003493997579086E-2]
[2004,2,16,8,4.5784380876981501E-2,1.7682639435089083E-2,0,0,5.9020057471264436E-5,1.2052376910719684E-2,7.5578417280261531E-2,null,3.6372911013522087E-2,2.0439340443971731E-2,0,0,2.8674925638074385E-5,1.2052376910719684E-2,5.6840926383131887E-2]
[2004,2,16,9,4.7226814349856323E-2,1.9144207817479192E-2,0,0,5.9020057471264436E-5,1.2998351553436774E-2,7.9428393778243553E-2,null,3.7518836836845364E-2,2.2128765479158281E-2,0,0,2.8674925638074385E-5,1.2998351553436774E-2,5.967627724164172E-2]
[2004,2,16,10,4.3402017330133782E-2,1.985942084206584E-2,0,0,5.9020057471264436E-5,1.4335573976635825E-2,7.7656032206306708E-2,null,3.4480267810064094E-2,2.2955479305063739E-2,0,0,2.8674925638074385E-5,1.4335573976635825E-2,5.7464422040765906E-2]
[2004,2,16,11,4.185605532538958E-2,2.0380842256504973E-2,0,0,5.9020057471264436E-5,1.3894182784773118E-2,7.6190100424138929E-2,null,3.3252094853440856E-2,2.3558189655157186E-2,0,0,2.8674925638074385E-5,1.3894182784773118E-2,5.6838959434236114E-2]
[2004,2,16,12,4.112034849607614E-2,2.038155314956102E-2,0,0,5.9020057471264436E-5,1.3694085395288359E-2,7.5255007098396776E-2,null,3.2667620442690178E-2,2.355901137553695E-2,0,0,2.8674925638074385E-5,1.3694085395288359E-2,5.6255306743865197E-2]
[2004,2,16,13,4.1756538906295895E-2,2.0309882162591969E-2,0,0,5.9020057471264436E-5,1.2425562848111088E-2,7.4551003974470217E-2,null,3.3173035100163756E-2,2.3476166972811133E-2,0,0,2.8674925638074385E-5,1.2425562848111088E-2,5.6677876998612958E-2]
[2004,2,16,14,3.9583512314902869E-2,2.0341371877874104E-2,0,0,5.9020057471264436E-5,1.3215179354447574E-2,7.3199083604695805E-2,null,3.1446697398860614E-2,2.3512565894674466E-2,0,0,2.8674925638074385E-5,1.3215179354447574E-2,5.4987938219173152E-2]
[2004,2,16,15,3.9378546438435288E-2,2.0128534919215253E-2,0,0,5.9020057471264436E-5,1.2007508174926631E-2,7.1573609590048437E-2,null,3.1283864453590576E-2,2.326654792472959E-2,0,0,2.8674925638074385E-5,1.2007508174926631E-2,5.4579087303958239E-2]
[2004,2,16,16,4.233892481852445E-2,1.9775699732330874E-2,0,0,5.9020057471264436E-5,1.0989938788301961E-2,7.3163583396628554E-2,null,3.3635705350481979E-2,2.2858706180751517E-2,0,0,2.8674925638074385E-5,1.0989938788301961E-2,5.6523086456871569E-2]
[2004,2,16,17,4.6855208954302764E-2,1.9909424431181211E-2,0,0,5.9020057471264436E-5,1.1041355733859712E-2,7.786500917681495E-2,null,3.7223618910432174E-2,2.3013278390155156E-2,0,0,2.8674925638074385E-5,1.1041355733859712E-2,6.0265572226225403E-2]
[2004,2,16,18,5.4506742586886744E-2,1.9840569964258592E-2,0,0,5.9020057471264436E-5,9.9779571469353016E-3,8.4384289755551914E-2,null,4.3302297852989863E-2,2.2933689599370512E-2,0,0,2.8674925638074385E-5,9.9779571469353016E-3,6.626466237799844E-2]
[2004,2,16,19,5.5332537389729909E-2,1.9774342172008578E-2,1.1482717688530194E-3,1.5338284112824102E-6,5.9020057471264436E-5,8.8485134377421556E-3,8.5164218654216209E-2,null,4.3958341689422836E-2,2.2857136978500774E-2,4.7106777177431094E-4,2.8624513191450576E-6,2.8674925638074385E-5,8.8485134377421556E-3,6.7318083816655147E-2]
[2004,2,16,20,5.500847130308379E-2,1.9456292942053213E-2,1.1482717688530194E-3,1.5338284112824102E-6,5.9020057471264436E-5,8.1703682457718776E-3,8.3843958145644451E-2,null,4.3700890857800788E-2,2.2489504277915313E-2,4.7106777177431094E-4,2.8624513191450576E-6,2.8674925638074385E-5,8.1703682457718776E-3,6.6693000284447634E-2]
[2004,2,16,21,5.0741069724583171E-2,1.9002451211636181E-2,1.1482717688530194E-3,1.5338284112824102E-6,5.9020057471264436E-5,8.6058170575832732E-3,7.9558163648538197E-2,null,4.0310699379820056E-2,2.1964909198672368E-2,4.7106777177431094E-4,2.8624513191450576E-6,2.8674925638074385E-5,8.6058170575832732E-3,6.2778213727223947E-2]
[2004,2,16,22,4.806725949462623E-2,1.799168139409589E-2,1.1482717688530194E-3,1.5338284112824102E-6,5.9020057471264436E-5,8.2417364653807248E-3,7.5509503008838408E-2,null,3.8186519480509364E-2,2.079656165151824E-2,4.7106777177431094E-4,2.8624513191450576E-6,2.8674925638074385E-5,8.2417364653807248E-3,5.9485686280759134E-2]
[2004,2,16,23,4.6158933225346657E-2,1.7386677990885387E-2,1.1482717688530194E-3,1.5338284112824102E-6,5.9020057471264436E-5,7.7143565768966575E-3,7.2468793447864277E-2,null,3.6670470115033077E-2,2.0097238986857537E-2,4.7106777177431094E-4,2.8624513191450576E-6,2.8674925638074385E-5,7.7143565768966575E-3,5.7270314250622144E-2]
[2004,2,16,24,3.6149369084195297E-2,1.6638706591432972E-2,1.1482717688530194E-3,1.5338284112824102E-6,5.9020057471264436E-5,9.8946212718264859E-3,6.3891522602190318E-2,null,2.8718479090659894E-2,1.9232659797088807E-2,4.7106777177431094E-4,2.8624513191450576E-6,2.8674925638074385E-5,9.8946212718264859E-3,4.8453744036480229E-2]
[2004,2,17,1,2.463964895138436E-2,1.571804606355675E-2,1.1482717688530194E-3,1.5338284112824102E-6,5.9020057471264436E-5,9.3413602506755532E-3,5.0907880920352228E-2,null,1.9574705206152662E-2,1.816846946330598E-2,4.7106777177431094E-4,2.8624513191450576E-6,2.8674925638074385E-5,9.3413602506755532E-3,3.8245779818190176E-2]
[2004,2,17,2,2.2364754760491844E-2,1.5331911432066091E-2,1.1482717688530194E-3,1.5338284112824102E-6,5.9020057471264436E-5,9.7922804925885017E-3,4.8697772339881998E-2,null,1.7767439881481373E-2,1.7722136933639412E-2,4.7106777177431094E-4,2.8624513191450576E-6,2.8674925638074385E-5,9.7922804925885017E-3,3.5992181963852315E-2]
[2004,2,17,3,2.1521754987824215E-2,1.5026591632107598E-2,1.1482717688530194E-3,1.5338284112824102E-6,5.9020057471264436E-5,1.0026439330651964E-2,4.778361160531934E-2,null,1.7097727741045402E-2,1.7369218165005054E-2,4.7106777177431094E-4,2.8624513191450576E-6,2.8674925638074385E-5,1.0026439330651964E-2,3.4969551054781986E-2]
[2004,2,17,4,2.2621685615522538E-2,1.4574654807428313E-2,1.1482717688530194E-3,1.5338284112824102E-6,5.9020057471264436E-5,9.953677292722108E-3,4.8358843370408522E-2,null,1.7971555847399307E-2,1.6846824963882762E-2,4.7106777177431094E-4,2.8624513191450576E-6,2.8674925638074385E-5,9.953677292722108E-3,3.5320985960013596E-2]
[2004,2,17,5,2.3012874534451846E-2,1.4467244067952877E-2,1.1482717688530194E-3,1.5338284112824102E-6,5.9020057471264436E-5,1.0048923424984065E-2,4.8737867682124354E-2,null,1.8282331694208787E-2,1.6722669026668961E-2,4.7106777177431094E-4,2.8624513191450576E-6,2.8674925638074385E-5,1.0048923424984065E-2,3.5507605869609278E-2]
[2004,2,17,6,2.484360111466858E-2,1.5294857320622381E-2,1.1482717688530194E-3,1.5338284112824102E-6,5.9020057471264436E-5,9.8624194646921223E-3,5.1209703554718648E-2,null,1.9736732817841562E-2,1.7679306133326651E-2,4.7106777177431094E-4,2.8624513191450576E-6,2.8674925638074385E-5,9.8624194646921223E-3,3.7918644099899743E-2]
[2004,2,17,7,3.0155292684103628E-2,1.6453316906250088E-2,0,0,5.9020057471264436E-5,9.8038877745396796E-3,5.6471517422364663E-2,null,2.395654929423887E-2,1.9018368095662468E-2,0,0,2.8674925638074385E-5,9.8038877745396796E-3,4.3003592315539407E-2]
[2004,2,17,8,3.4655181104896425E-2,1.7909520251406422E-2,0,0,5.9020057471264436E-5,1.1452931478640285E-2,6.407665289241439E-2,null,2.753143745402533E-2,2.07015916911308E-2,0,0,2.8674925638074385E-5,1.1452931478640285E-2,4.8261704070794206E-2]
[2004,2,17,9,3.6303015309085515E-2,1.9341573707387209E-2,0,0,5.9020057471264436E-5,1.351085910030202E-2,6.9214468174246008E-2,null,2.8840541688394075E-2,2.2356900460401657E-2,0,0,2.8674925638074385E-5,1.351085910030202E-2,5.1226117074433808E-2]
[2004,2,17,10,3.2458736198436179E-2,1.9835133589276435E-2,0,0,5.9020057471264436E-5,1.5251798563231864E-2,6.7604688408415742E-2,null,2.5786495323139199E-2,2.2927405700439624E-2,0,0,2.8674925638074385E-5,1.5251798563231864E-2,4.8742575949216896E-2]
[2004,2,17,11,3.0948160846540021E-2,2.0284129009341099E-2,0,0,5.9020057471264436E-5,1.5139916217214713E-2,6.6431226130567095E-2,null,2.4586434913861886E-2,2.3446398935707137E-2,0,0,2.8674925638074385E-5,1.5139916217214713E-2,4.8061508775207096E-2]
[2004,2,17,12,3.1640521088521445E-2,2.0306628951383777E-2,0,0,5.9020057471264436E-5,1.43616353809652E-2,6.6367805478341688E-2,null,2.5136473092570819E-2,2.3472406590111228E-2,0,0,2.8674925638074385E-5,1.43616353809652E-2,4.8637554608320116E-2]
[2004,2,17,13,3.1853689930662253E-2,2.0338682862294538E-2,0,0,5.9020057471264436E-5,1.3189323273191791E-2,6.5440716123619846E-2,null,2.5305822796061979E-2,2.3509457664984457E-2,0,0,2.8674925638074385E-5,1.3189323273191791E-2,4.8843955386684512E-2]
[2004,2,17,14,2.8506610715105875E-2,2.038373540153952E-2,0,0,5.9020057471264436E-5,1.461675358858806E-2,6.3566119762704723E-2,null,2.2646771562197882E-2,2.3561533837824711E-2,0,0,2.8674925638074385E-5,1.461675358858806E-2,4.6236980325660662E-2]
[2004,2,17,15,2.9242043357313535E-2,2.0231410065305298E-2,0,0,5.9020057471264436E-5,1.344041093487657E-2,6.2972884414966665E-2,null,2.3231028147939054E-2,2.3385461175315089E-2,0,0,2.8674925638074385E-5,1.344041093487657E-2,4.6645164248892215E-2]
[2004,2,17,16,3.0714274614825156E-2,2.0172712095493782E-2,0,0,5.9020057471264436E-5,1.3473417075310884E-2,6.4419423843101092E-2,null,2.4400626502117485E-2,2.3317612266629727E-2,0,0,2.8674925638074385E-5,1.3473417075310884E-2,4.7746913694385287E-2]
[2004,2,17,17,3.5251939814265804E-2,2.0171054255890955E-2,0,0,5.9020057471264436E-5,1.2627542663080865E-2,6.8109556790708889E-2,null,2.8005526019092061E-2,2.3315695971940349E-2,0,0,2.8674925638074385E-5,1.2627542663080865E-2,5.1349896916670482E-2]
[2004,2,17,18,4.1679139619490921E-2,1.9894863535054944E-2,0,0,5.9020057471264436E-5,1.208237817417112E-2,7.3715401386188248E-2,null,3.3111546065747594E-2,2.2996447468833336E-2,0,0,2.8674925638074385E-5,1.208237817417112E-2,5.6136668460219002E-2]
[2004,2,17,19,4.5036377119425444E-2,1.9439728140196861E-2,1.1482717688530194E-3,1.5338284112824102E-6,5.9020057471264436E-5,1.0093597226451921E-2,7.5778528140809792E-2,null,3.5778667439835474E-2,2.2470357044507554E-2,4.7106777177431094E-4,2.8624513191450576E-6,2.8674925638074385E-5,1.0093597226451921E-2,5.8751629633074558E-2]
[2004,2,17,20,4.6045440259145969E-2,1.8982849623892361E-2,1.1482717688530194E-3,1.5338284112824102E-6,5.9020057471264436E-5,7.6133597775573884E-3,7.3850475315331288E-2,null,3.6580306843602799E-2,2.19422517483178E-2,4.7106777177431094E-4,2.8624513191450576E-6,2.8674925638074385E-5,7.6133597775573884E-3,5.9025163740652128E-2]
[2004,2,17,21,4.1803830122391548E-2,1.8442951563030233E-2,1.1482717688530194E-3,1.5338284112824102E-6,5.9020057471264436E-5,8.9849955326091416E-3,7.0440602872766489E-2,null,3.3210605100277769E-2,2.1318184266112442E-2,4.7106777177431094E-4,2.8624513191450576E-6,2.8674925638074385E-5,8.9849955326091416E-3,5.5031394515121741E-2]
[2004,2,17,22,3.9770380212542769E-2,1.7799634201424934E-2,1.1482717688530194E-3,1.5338284112824102E-6,5.9020057471264436E-5,8.7503022302693034E-3,6.7529142298972569E-2,null,3.1595152598689627E-2,2.0574574545649794E-2,4.7106777177431094E-4,2.8624513191450576E-6,2.8674925638074385E-5,8.7503022302693034E-3,5.2672332293070952E-2]
[2004,2,17,23,3.7409128053913984E-2,1.6917167145194579E-2,1.1482717688530194E-3,1.5338284112824102E-6,5.9020057471264436E-5,7.6923839358507655E-3,6.3227504789694897E-2,null,2.9719281111488378E-2,1.9554531997188991E-2,4.7106777177431094E-4,2.8624513191450576E-6,2.8674925638074385E-5,7.6923839358507655E-3,4.9776418257408903E-2]
[2004,2,17,24,3.0674483843543841E-2,1.6103051043146188E-2,1.1482717688530194E-3,1.5338284112824102E-6,5.9020057471264436E-5,9.0222140768565252E-3,5.7008574618282126E-2,null,2.4369015150052607E-2,1.8613496229775997E-2,4.7106777177431094E-4,2.8624513191450576E-6,2.8674925638074385E-5,9.0222140768565252E-3,4.348511652856013E-2]
[2004,2,18,1,2.4078595863873755E-2,1.5528464484505252E-2,1.1482717688530194E-3,1.5338284112824102E-6,5.9020057471264436E-5,9.3413602506755532E-3,5.015724625379013E-2,null,1.9128982589946116E-2,{"$f":"F1155*W$5","v":1.7949332357085856E-2},{"$f":"G1155*X$5","v":4.7106777177431094E-4},{"$f":"H1155*Y$5","v":2.8624513191450576E-6},{"$f":"I1155*Z$5","v":2.8674925638074385E-5},{"$f":"J1155","v":9.3413602506755532E-3},3.7580920095763498E-2]
[2004,2,18,2,2.1819840296415094E-2,1.5239451431611527E-2,1.1482717688530194E-3,1.5338284112824102E-6,5.9020057471264436E-5,9.7922804925885017E-3,4.8060397875350686E-2,null,{"$f":"E1156*V$5","v":1.7334538421808925E-2},1.7615262536653718E-2,4.7106777177431094E-4,2.8624513191450576E-6,2.8674925638074385E-5,9.7922804925885017E-3,{"$f":"SUM(M1156:Q1156)","v":3.5452406107194176E-2}]
[2004,2,18,3,2.0999974074901492E-2,1.5025208020936411E-2,1.1482717688530194E-3,1.5338284112824102E-6,5.9020057471264436E-5,1.0026439330651964E-2,4.7260447081225433E-2,null,1.6683204483315076E-2,1.7367618850611194E-2,4.7106777177431094E-4,2.8624513191450576E-6,2.8674925638074385E-5,1.0026439330651964E-2,3.45534284826578E-2]
[2004,2,18,4,2.2039131469445115E-2,1.4436670874673704E-2,1.1482717688530194E-3,1.5338284112824102E-6,5.9020057471264436E-5,9.953677292722108E-3,4.7638305291576491E-2,null,1.7508751945501715E-2,1.6687329511423724E-2,4.7106777177431094E-4,2.8624513191450576E-6,2.8674925638074385E-5,9.953677292722108E-3,3.4698686605656968E-2]
[2004,2,18,5,2.242212268172953E-2,1.4405784900745977E-2,1.1482717688530194E-3,1.5338284112824102E-6,5.9020057471264436E-5,1.0048923424984065E-2,4.8085656662195136E-2,null,1.7813015212068802E-2,1.6651628453424445E-2,4.7106777177431094E-4,2.8624513191450576E-6,2.8674925638074385E-5,1.0048923424984065E-2,3.4967248814224777E-2]
[2004,2,18,6,2.4189601181610853E-2,1.5283240973967063E-2,1.1482717688530194E-3,1.5338284112824102E-6,5.9020057471264436E-5,9.8624194646921223E-3,5.054408727500561E-2,null,1.9217169575698481E-2,1.7665878812995046E-2,4.7106777177431094E-4,2.8624513191450576E-6,2.8674925638074385E-5,9.8624194646921223E-3,3.7385653537425054E-2]
[2004,2,18,7,2.9349668724535136E-2,1.6585297363538979E-2,0,0,5.9020057471264436E-5,9.8038877745396796E-3,5.5797873920085055E-2,null,2.3316529968205386E-2,1.9170924138462598E-2,0,0,2.8674925638074385E-5,9.8038877745396796E-3,4.251612903230606E-2]
[2004,2,18,8,3.3797135373241971E-2,1.8373075094676488E-2,0,0,5.9020057471264436E-5,1.1452931478640285E-2,6.3682162004030013E-2,null,2.6849772212622212E-2,2.1237414145172776E-2,0,0,2.8674925638074385E-5,1.1452931478640285E-2,4.8115861283433065E-2]
[2004,2,18,9,3.5467967445298065E-2,1.9727862638492834E-2,0,0,5.9020057471264436E-5,1.351085910030202E-2,6.876570924156418E-2,null,2.8177146856798941E-2,2.2803411344797013E-2,0,0,2.8674925638074385E-5,1.351085910030202E-2,5.100923312723403E-2]
[2004,2,18,10,3.1670075844641959E-2,2.0328454673362056E-2,0,0,5.9020057471264436E-5,1.5251798563231864E-2,6.7309349138707147E-2,null,2.5159952552024169E-2,2.3497634914399983E-2,0,0,2.8674925638074385E-5,1.5251798563231864E-2,4.8686262392062224E-2]
[2004,2,18,11,3.0205974664323371E-2,2.0724751855276113E-2,0,0,5.9020057471264436E-5,1.5139916217214713E-2,6.6129662794285463E-2,null,2.3996813050594448E-2,2.3955714323181818E-2,0,0,2.8674925638074385E-5,1.5139916217214713E-2,4.7981202299414341E-2]
[2004,2,18,12,3.0949310987444471E-2,2.0734323038845131E-2,0,0,5.9020057471264436E-5,1.43616353809652E-2,6.610428946472606E-2,null,2.4587348630984829E-2,2.3966777642101884E-2,0,0,2.8674925638074385E-5,1.43616353809652E-2,4.8582801198724782E-2]
[2004,2,18,13,3.1123740104570356E-2,2.0614538267779009E-2,0,0,5.9020057471264436E-5,1.3189323273191791E-2,6.498662170301242E-2,null,2.4725921974860204E-2,2.382831857750289E-2,0,0,2.8674925638074385E-5,1.3189323273191791E-2,4.8582915478001171E-2]
[2004,2,18,14,2.7891572851934429E-2,2.0536057687617359E-2,0,0,5.9020057471264436E-5,1.461675358858806E-2,6.3103404185611112E-2,null,2.2158161319172212E-2,2.3737602974662445E-2,0,0,2.8674925638074385E-5,1.461675358858806E-2,4.5924439219472729E-2]
[2004,2,18,15,2.860478218914534E-2,2.0023184775848985E-2,0,0,5.9020057471264436E-5,1.344041093487657E-2,6.2127397957342165E-2,null,2.272476283828171E-2,2.3144773827938846E-2,0,0,2.8674925638074385E-5,1.344041093487657E-2,4.5898211591858626E-2]
[2004,2,18,16,3.004049267753164E-2,1.965984926145143E-2,0,0,5.9020057471264436E-5,1.3473417075310884E-2,6.3232779071765222E-2,null,2.3865347658584692E-2,2.2724794768736831E-2,0,0,2.8674925638074385E-5,1.3473417075310884E-2,4.6618817352959599E-2]
[2004,2,18,17,3.4529398455389909E-2,1.956767723922705E-2,0,0,5.9020057471264436E-5,1.2627542663080865E-2,6.6783638415169086E-2,null,2.7431510775321553E-2,2.2618253245421313E-2,0,0,2.8674925638074385E-5,1.2627542663080865E-2,5.0078438946380935E-2]
[2004,2,18,18,4.085383729016194E-2,1.9583844032292866E-2,0,0,5.9020057471264436E-5,1.208237817417112E-2,7.2579079554097189E-2,null,3.2455893469623319E-2,2.2636940420974059E-2,0,0,2.8674925638074385E-5,1.208237817417112E-2,5.5121508816235454E-2]
[2004,2,18,19,4.415647000471349E-2,1.9184457652441068E-2,1.1482717688530194E-3,1.5338284112824102E-6,5.9020057471264436E-5,1.0093597226451921E-2,7.4643350538342049E-2,null,3.5079634656808946E-2,2.2175290212223128E-2,4.7106777177431094E-4,2.8624513191450576E-6,2.8674925638074385E-5,1.0093597226451921E-2,5.7757530017763604E-2]
[2004,2,18,20,4.5125126681528398E-2,1.8697200374534241E-2,1.1482717688530194E-3,1.5338284112824102E-6,5.9020057471264436E-5,7.6133597775573884E-3,7.26445124883556E-2,null,3.5849173578894847E-2,2.1612070144116233E-2,4.7106777177431094E-4,2.8624513191450576E-6,2.8674925638074385E-5,7.6133597775573884E-3,5.7963848871742607E-2]
[2004,2,18,21,4.1048152388844572E-2,1.8232305597117249E-2,1.1482717688530194E-3,1.5338284112824102E-6,5.9020057471264436E-5,8.9849955326091416E-3,6.9474279173306536E-2,null,3.2610265018557384E-2,2.1074698861897216E-2,4.7106777177431094E-4,2.8624513191450576E-6,2.8674925638074385E-5,8.9849955326091416E-3,5.4187569029186131E-2]
[2004,2,18,22,3.8993596589266363E-2,1.770540961076816E-2,1.1482717688530194E-3,1.5338284112824102E-6,5.9020057471264436E-5,8.7503022302693034E-3,6.66581340850394E-2,null,3.0978045168928599E-2,2.0465660461092598E-2,4.7106777177431094E-4,2.8624513191450576E-6,2.8674925638074385E-5,8.7503022302693034E-3,5.1946310778752725E-2]
[2004,2,18,23,3.664286233147452E-2,1.6823606996039738E-2,1.1482717688530194E-3,1.5338284112824102E-6,5.9020057471264436E-5,7.6923839358507655E-3,6.2367678918100591E-2,null,2.9110529515395146E-2,1.9446385939719209E-2,4.7106777177431094E-4,2.8624513191450576E-6,2.8674925638074385E-5,7.6923839358507655E-3,4.9059520603845885E-2]
[2004,2,18,24,2.996608769198069E-2,1.5941707516452276E-2,1.1482717688530194E-3,1.5338284112824102E-6,5.9020057471264436E-5,9.0222140768565252E-3,5.6138834940025056E-2,null,2.3806237414729287E-2,1.8426999452378395E-2,4.7106777177431094E-4,2.8624513191450576E-6,2.8674925638074385E-5,9.0222140768565252E-3,4.2735842015839215E-2]
[2004,2,19,1,2.6013566933261782E-2,1.5624854407702258E-2,1.1482717688530194E-3,1.5338284112824102E-6,5.9020057471264436E-5,9.3413602506755532E-3,5.2188607246375168E-2,null,2.0666199631489093E-2,1.8060749346773625E-2,4.7106777177431094E-4,2.8624513191450576E-6,2.8674925638074385E-5,9.3413602506755532E-3,3.9229554126994248E-2]
[2004,2,19,2,2.369915216453039E-2,1.5255264727727121E-2,1.1482717688530194E-3,1.5338284112824102E-6,5.9020057471264436E-5,9.7922804925885017E-3,4.9955523039581576E-2,null,1.8827537607039365E-2,1.7633541105531086E-2,4.7106777177431094E-4,2.8624513191450576E-6,2.8674925638074385E-5,9.7922804925885017E-3,3.6963683861301985E-2]
[2004,2,19,3,2.2799501574396759E-2,1.4987899974414376E-2,1.1482717688530194E-3,1.5338284112824102E-6,5.9020057471264436E-5,1.0026439330651964E-2,4.9022666534198664E-2,null,1.8112819831426832E-2,1.7324494527064211E-2,4.7106777177431094E-4,2.8624513191450576E-6,2.8674925638074385E-5,1.0026439330651964E-2,3.593991950722257E-2]
[2004,2,19,4,2.4048255402078479E-2,1.4560187788512305E-2,1.1482717688530194E-3,1.5338284112824102E-6,5.9020057471264436E-5,9.953677292722108E-3,4.9770946138048458E-2,null,1.9104878935034764E-2,1.6830102555108938E-2,4.7106777177431094E-4,2.8624513191450576E-6,2.8674925638074385E-5,9.953677292722108E-3,3.6437586638875231E-2]
[2004,2,19,5,2.4459520954662257E-2,1.4353225890091094E-2,1.1482717688530194E-3,1.5338284112824102E-6,5.9020057471264436E-5,1.0048923424984065E-2,5.0070495924472984E-2,null,1.9431604448419994E-2,1.6590875559824084E-2,4.7106777177431094E-4,2.8624513191450576E-6,2.8674925638074385E-5,1.0048923424984065E-2,3.6525085156975612E-2]
[2004,2,19,6,2.6445131055334754E-2,1.5427916283409433E-2,1.1482717688530194E-3,1.5338284112824102E-6,5.9020057471264436E-5,9.8624194646921223E-3,5.2944292458171879E-2,null,2.1009051125996929E-2,1.7833108819261055E-2,4.7106777177431094E-4,2.8624513191450576E-6,2.8674925638074385E-5,9.8624194646921223E-3,3.9344765093989514E-2]
[2004,2,19,7,3.212812128753962E-2,1.670909480118284E-2,0,0,5.9020057471264436E-5,9.8038877745396796E-3,5.8700123920733406E-2,null,2.5523841848232653E-2,1.9314021439257697E-2,0,0,2.8674925638074385E-5,9.8038877745396796E-3,4.4866538213128422E-2]
[2004,2,19,8,3.6756378278395965E-2,1.8510064932005275E-2,0,0,5.9020057471264436E-5,1.1452931478640285E-2,6.6778394746512787E-2,null,2.9200711043612892E-2,2.1395760523992849E-2,0,0,2.8674925638074385E-5,1.1452931478640285E-2,5.0625146493243817E-2]
[2004,2,19,9,3.8347898327402957E-2,1.9914400691297924E-2,0,0,5.9020057471264436E-5,1.351085910030202E-2,7.1832178176474165E-2,null,3.0465077100550693E-2,2.3019030442897995E-2,0,0,2.8674925638074385E-5,1.351085910030202E-2,5.3512782469086764E-2]
[2004,2,19,10,3.4390025049054168E-2,2.0592336463464513E-2,0,0,5.9020057471264436E-5,1.5251798563231864E-2,7.0293180133221805E-2,null,2.732078706541877E-2,2.3802655540119799E-2,0,0,2.8674925638074385E-5,1.5251798563231864E-2,5.1152117531176641E-2]
[2004,2,19,11,3.27656437676839E-2,2.1023240656348363E-2,0,0,5.9020057471264436E-5,1.5139916217214713E-2,6.8987820698718241E-2,null,2.6030314754390611E-2,2.4300737148887471E-2,0,0,2.8674925638074385E-5,1.5139916217214713E-2,5.0359726828916151E-2]
[2004,2,19,12,3.3333171292147565E-2,2.1000072415594807E-2,0,0,5.9020057471264436E-5,1.43616353809652E-2,6.8753899146178826E-2,null,2.6481180917689976E-2,2.4273957008853052E-2,0,0,2.8674925638074385E-5,1.43616353809652E-2,5.0783812852181101E-2]
[2004,2,19,13,3.3641205116193222E-2,2.0780646731244645E-2,0,0,5.9020057471264436E-5,1.3189323273191791E-2,6.7670195178100911E-2,null,2.6725895090002845E-2,2.4020323139257508E-2,0,0,2.8674925638074385E-5,1.3189323273191791E-2,5.0774893154898429E-2]
[2004,2,19,14,3.0012727249808628E-2,2.0931941446044641E-2,0,0,5.9020057471264436E-5,1.461675358858806E-2,6.5620442341912597E-2,null,2.3843289711912113E-2,2.4195204507761484E-2,0,0,2.8674925638074385E-5,1.461675358858806E-2,4.8067169145311672E-2]
[2004,2,19,15,3.080257887416369E-2,2.0429838799100729E-2,0,0,5.9020057471264436E-5,1.344041093487657E-2,6.4731848665612254E-2,null,2.4470778875165085E-2,2.3614824696456788E-2,0,0,2.8674925638074385E-5,1.344041093487657E-2,4.8114278497259945E-2]
[2004,2,19,16,3.23642469833752E-2,1.999020023564738E-2,0,0,5.9020057471264436E-5,1.3473417075310884E-2,6.5886884351804731E-2,null,2.571142937826195E-2,2.3106647039851394E-2,0,0,2.8674925638074385E-5,1.3473417075310884E-2,4.8846751343751417E-2]
[2004,2,19,17,3.7021316869969186E-2,1.9825635218894775E-2,0,0,5.9020057471264436E-5,1.2627542663080865E-2,6.9533514809416094E-2,null,2.9411188670060068E-2,2.2916426546190263E-2,0,0,2.8674925638074385E-5,1.2627542663080865E-2,5.2356290141888404E-2]
[2004,2,19,18,4.3700159352184277E-2,1.9989265127235343E-2,0,0,5.9020057471264436E-5,1.208237817417112E-2,7.5830822711062007E-2,null,3.4717123546228176E-2,2.3105566149226677E-2,0,0,2.8674925638074385E-5,1.208237817417112E-2,5.7851364621092929E-2]
[2004,2,19,19,4.719110968633794E-2,1.9626019212314962E-2,1.1482717688530194E-3,1.5338284112824102E-6,5.9020057471264436E-5,1.0093597226451921E-2,7.8119551779840396E-2,null,3.7490471649328436E-2,2.2685690657946421E-2,4.7106777177431094E-4,2.8624513191450576E-6,2.8674925638074385E-5,1.0093597226451921E-2,6.0678767456006387E-2]
[2004,2,19,20,4.8299122184408211E-2,1.9113373867201328E-2,1.1482717688530194E-3,1.5338284112824102E-6,5.9020057471264436E-5,7.6133597775573884E-3,7.62346814839025E-2,null,3.8370720311038359E-2,2.2093124555229746E-2,4.7106777177431094E-4,2.8624513191450576E-6,2.8674925638074385E-5,7.6133597775573884E-3,6.0966450014999632E-2]
[2004,2,19,21,4.3654351973844388E-2,1.8555296615306797E-2,1.1482717688530194E-3,1.5338284112824102E-6,5.9020057471264436E-5,8.9849955326091416E-3,7.2403469776495907E-2,null,3.4680732365126567E-2,2.1448043769220323E-2,4.7106777177431094E-4,2.8624513191450576E-6,2.8674925638074385E-5,8.9849955326091416E-3,5.6631381283078416E-2]
[2004,2,19,22,4.1672586513730854E-2,1.7860491415160367E-2,1.1482717688530194E-3,1.5338284112824102E-6,5.9020057471264436E-5,8.7503022302693034E-3,6.9492205813896091E-2,null,3.3106340021063628E-2,2.0644919321641874E-2,4.7106777177431094E-4,2.8624513191450576E-6,2.8674925638074385E-5,8.7503022302693034E-3,5.4253864491437029E-2]
[2004,2,19,23,3.9285575896443284E-2,1.71598873287322E-2,1.1482717688530194E-3,1.5338284112824102E-6,5.9020057471264436E-5,7.6923839358507655E-3,6.5346672815761814E-2,null,3.1210005002267206E-2,1.9835091948782198E-2,4.7106777177431094E-4,2.8624513191450576E-6,2.8674925638074385E-5,7.6923839358507655E-3,5.1547702099780934E-2]
[2004,2,19,24,3.2409222224046519E-2,1.6335069572875355E-2,1.1482717688530194E-3,1.5338284112824102E-6,5.9020057471264436E-5,9.0222140768565252E-3,5.8975331528513961E-2,null,2.5747159476505389E-2,1.8881686153336488E-2,4.7106777177431094E-4,2.8624513191450576E-6,2.8674925638074385E-5,9.0222140768565252E-3,4.5131450778573404E-2]
[2004,2,20,1,2.2008701906032033E-2,1.5618935033793146E-2,1.1482717688530194E-3,1.5338284112824102E-6,5.9020057471264436E-5,9.3108335434677631E-3,4.8147296138028511E-2,null,1.7484577504764419E-2,1.8053907149997085E-2,4.7106777177431094E-4,2.8624513191450576E-6,2.8674925638074385E-5,9.3108335434677631E-3,3.6041089803493034E-2]
[2004,2,20,2,2.0201670546884008E-2,1.4849701938447106E-2,1.1482717688530194E-3,1.5338284112824102E-6,5.9020057471264436E-5,9.9974199077980889E-3,4.6257618047864768E-2,null,1.6049000795721712E-2,1.7164751592973839E-2,4.7106777177431094E-4,2.8624513191450576E-6,2.8674925638074385E-5,9.9974199077980889E-3,3.3716357537427077E-2]
[2004,2,20,3,1.9721337622209636E-2,1.4653043248662215E-2,1.1482717688530194E-3,1.5338284112824102E-6,5.9020057471264436E-5,9.8291903467423204E-3,4.5412396872349742E-2,null,1.566740544832608E-2,1.6937434063453757E-2,4.7106777177431094E-4,2.8624513191450576E-6,2.8674925638074385E-5,9.8291903467423204E-3,3.3107444660511368E-2]
[2004,2,20,4,2.0695388382042199E-2,1.4032731217393041E-2,1.1482717688530194E-3,1.5338284112824102E-6,5.9020057471264436E-5,9.8609687325966217E-3,4.5797913986767427E-2,null,1.6441229641891961E-2,1.6220416175081118E-2,4.7106777177431094E-4,2.8624513191450576E-6,2.8674925638074385E-5,9.8609687325966217E-3,3.3164250965704606E-2]
[2004,2,20,5,2.1152804890618718E-2,1.4208051739452174E-2,1.1482717688530194E-3,1.5338284112824102E-6,5.9020057471264436E-5,9.8671349078725216E-3,4.6436817192678982E-2,null,1.6804619287965221E-2,1.6423068943653134E-2,4.7106777177431094E-4,2.8624513191450576E-6,2.8674925638074385E-5,9.8671349078725216E-3,3.3730293380349885E-2]
[2004,2,20,6,2.2191935777989551E-2,1.4590315862435012E-2,1.1482717688530194E-3,1.5338284112824102E-6,5.9020057471264436E-5,1.0641415242315615E-2,4.8632492537475744E-2,null,1.7630145691812347E-2,1.6864927557455896E-2,4.7106777177431094E-4,2.8624513191450576E-6,2.8674925638074385E-5,1.0641415242315615E-2,3.4997678397999776E-2]
[2004,2,20,7,2.7656992414721724E-2,1.5734587365757672E-2,0,0,5.9020057471264436E-5,8.5172879229758296E-3,5.1967887760926493E-2,null,2.1971801403305347E-2,1.8187589533491904E-2,0,0,2.8674925638074385E-5,8.5172879229758296E-3,4.0188065862435327E-2]
[2004,2,20,8,3.1151705266077183E-2,1.7299966994725094E-2,0,0,5.9020057471264436E-5,1.1325391743534403E-2,5.9836084061807945E-2,null,2.4748138597898081E-2,1.9997009856627168E-2,0,0,2.8674925638074385E-5,1.1325391743534403E-2,4.4773823380163322E-2]
[2004,2,20,9,3.1850528690412348E-2,1.8613103153763855E-2,0,0,5.9020057471264436E-5,1.3020600047994121E-2,6.3543251949641583E-2,null,2.5303311382603947E-2,2.1514862273536297E-2,0,0,2.8674925638074385E-5,1.3020600047994121E-2,4.6846848581778316E-2]
[2004,2,20,10,2.9455914620528337E-2,1.9357876309880277E-2,0,0,5.9020057471264436E-5,1.3315066099456433E-2,6.2187877087336307E-2,null,2.3400935882329159E-2,2.2375744617898718E-2,0,0,2.8674925638074385E-5,1.3315066099456433E-2,4.5805355425865946E-2]
[2004,2,20,11,2.788121987663536E-2,1.9888640418079404E-2,0,0,5.9020057471264436E-5,1.3240445456416042E-2,6.1069325808602068E-2,null,2.2149936508831541E-2,2.2989254175832446E-2,0,0,2.8674925638074385E-5,1.3240445456416042E-2,4.516786561030206E-2]
[2004,2,20,12,2.7519001927818969E-2,1.9911702316384974E-2,0,0,5.9020057471264436E-5,1.3060857014137112E-2,6.0550581315812313E-2,null,2.1862176338934322E-2,2.3015911394766424E-2,0,0,2.8674925638074385E-5,1.3060857014137112E-2,4.4906762659338822E-2]
[2004,2,20,13,2.8189607140717533E-2,1.9598648827089303E-2,0,0,5.9020057471264436E-5,1.1815047384824527E-2,5.9662323410102629E-2,null,2.2394931467795896E-2,2.2654053264458674E-2,0,0,2.8674925638074385E-5,1.1815047384824527E-2,4.5077659657892642E-2]
[2004,2,20,14,2.5324994162118322E-2,1.954803032270569E-2,0,0,5.9020057471264436E-5,1.3126283401587059E-2,5.8058327943882333E-2,null,2.0119170368421629E-2,2.2595543399590405E-2,0,0,2.8674925638074385E-5,1.3126283401587059E-2,4.2743388693650103E-2]
[2004,2,20,15,2.5846196600838867E-2,1.9346082069488485E-2,0,0,5.9020057471264436E-5,1.264931487370044E-2,5.7900613601499056E-2,null,2.0533234063517793E-2,2.2362111670423269E-2,0,0,2.8674925638074385E-5,1.264931487370044E-2,4.2924020659579135E-2]
[2004,2,20,16,2.9406365808187007E-2,1.9064774877645976E-2,0,0,5.9020057471264436E-5,1.0640710215826635E-2,5.9170870959130886E-2,null,2.3361572359057777E-2,2.2036949044984159E-2,0,0,2.8674925638074385E-5,1.0640710215826635E-2,4.5427196329680009E-2]
[2004,2,20,17,3.2513194503748392E-2,1.9023192757958881E-2,0,0,5.9020057471264436E-5,9.6412205413012285E-3,6.1236627860479759E-2,null,2.5829759140518112E-2,{"$f":"F1219*W$5","v":2.1988884325699096E-2},{"$f":"G1219*X$5","v":0},{"$f":"H1219*Y$5","v":0},{"$f":"I1219*Z$5","v":2.8674925638074385E-5},{"$f":"J1219","v":9.6412205413012285E-3},4.7847318391855284E-2]
[2004,2,20,18,3.7325989215401416E-2,1.9130307312241142E-2,0,0,5.9020057471264436E-5,9.9648724791867593E-3,6.6480189064300588E-2,null,{"$f":"E1220*V$5","v":2.965323235169166E-2},2.2112697902824632E-2,0,0,2.8674925638074385E-5,9.9648724791867593E-3,{"$f":"SUM(M1220:Q1220)","v":5.1794605180154364E-2}]
[2004,2,20,19,3.9127989321299121E-2,1.8883565707749378E-2,1.1482717688530194E-3,1.5338284112824102E-6,5.9020057471264436E-5,8.8030017757736601E-3,6.8023382459557732E-2,null,3.1084812035476951E-2,2.182748959586276E-2,4.7106777177431094E-4,2.8624513191450576E-6,2.8674925638074385E-5,8.8030017757736601E-3,5.3414906780071242E-2]
[2004,2,20,20,3.7514790387945633E-2,1.8422006304544623E-2,1.1482717688530194E-3,1.5338284112824102E-6,5.9020057471264436E-5,7.6981443122483154E-3,6.4843766659474139E-2,null,2.9803223421062043E-2,2.1293973668455576E-2,4.7106777177431094E-4,2.8624513191450576E-6,2.8674925638074385E-5,7.6981443122483154E-3,5.159980223824915E-2]
[2004,2,20,21,3.6447147179587205E-2,1.7876636742473428E-2,1.1482717688530194E-3,1.5338284112824102E-6,5.9020057471264436E-5,7.4391661360080274E-3,6.2971775712804226E-2,null,2.8955045709187902E-2,2.0663581684958302E-2,4.7106777177431094E-4,2.8624513191450576E-6,2.8674925638074385E-5,7.4391661360080274E-3,5.0121232542877731E-2]
[2004,2,20,22,3.4742088858014594E-2,1.7010387977720542E-2,1.1482717688530194E-3,1.5338284112824102E-6,5.9020057471264436E-5,6.5367571178754722E-3,5.9498059608346178E-2,null,2.7600480387663461E-2,1.9662285838998806E-2,4.7106777177431094E-4,2.8624513191450576E-6,2.8674925638074385E-5,6.5367571178754722E-3,4.77653713753938E-2]
[2004,2,20,23,3.3144533348546466E-2,1.6107080158997065E-2,1.1482717688530194E-3,1.5338284112824102E-6,5.9020057471264436E-5,6.4798956353676693E-3,5.694033479764677E-2,null,2.6331319523805186E-2,1.8618153479666014E-2,4.7106777177431094E-4,2.8624513191450576E-6,2.8674925638074385E-5,6.4798956353676693E-3,4.545207815220273E-2]
[2004,2,20,24,2.8950314404700458E-2,1.5070733565703716E-2,1.1482717688530194E-3,1.5338284112824102E-6,5.9020057471264436E-5,6.2501736960317907E-3,5.1480047321171535E-2,null,2.2999267206102268E-2,1.7420241769933391E-2,4.7106777177431094E-4,2.8624513191450576E-6,2.8674925638074385E-5,6.2501736960317907E-3,4.0922114124767192E-2]
[2004,2,21,1,3.3527920835516353E-2,1.5025122812700232E-2,1.1482717688530194E-3,1.5338284112824102E-6,5.9020057471264436E-5,8.8278661094881739E-3,5.8589735412440322E-2,null,2.6635897606551839E-2,1.7367520358519316E-2,4.7106777177431094E-4,2.8624513191450576E-6,2.8674925638074385E-5,8.8278661094881739E-3,4.4506023113802681E-2]
[2004,2,21,2,3.1258147146378729E-2,1.4011889110685377E-2,1.1482717688530194E-3,1.5338284112824102E-6,5.9020057471264436E-5,9.5929531461200531E-3,5.6071815057919729E-2,null,2.4832700209656527E-2,1.619632481043325E-2,4.7106777177431094E-4,2.8624513191450576E-6,2.8674925638074385E-5,9.5929531461200531E-3,4.1531630168821304E-2]
[2004,2,21,3,3.0267074315604103E-2,1.3649691306818304E-2,1.1482717688530194E-3,1.5338284112824102E-6,5.9020057471264436E-5,9.9076552450770537E-3,5.5033246522235027E-2,null,2.4045353014145832E-2,1.5777660829387103E-2,4.7106777177431094E-4,2.8624513191450576E-6,2.8674925638074385E-5,9.9076552450770537E-3,4.0325618992264466E-2]
[2004,2,21,4,2.9834725723061981E-2,1.3399999631583335E-2,1.1482717688530194E-3,1.5338284112824102E-6,5.9020057471264436E-5,1.008504408598755E-2,5.4528595095368435E-2,null,2.3701878305475862E-2,1.5489042539403435E-2,4.7106777177431094E-4,2.8624513191450576E-6,2.8674925638074385E-5,1.008504408598755E-2,3.9693525993610826E-2]
[2004,2,21,5,3.0078948006426229E-2,1.3461105643948906E-2,1.1482717688530194E-3,1.5338284112824102E-6,5.9020057471264436E-5,1.0364713260509896E-2,5.5113592565620602E-2,null,2.3895898082748706E-2,1.5559674901415807E-2,4.7106777177431094E-4,2.8624513191450576E-6,2.8674925638074385E-5,1.0364713260509896E-2,3.9958178132896045E-2]
[2004,2,21,6,3.1296151796697688E-2,1.337685432270397E-2,1.1482717688530194E-3,1.5338284112824102E-6,5.9020057471264436E-5,1.0295968120041146E-2,5.6177799894178371E-2,null,2.4862892597053134E-2,1.5462288906293241E-2,4.7106777177431094E-4,2.8624513191450576E-6,2.8674925638074385E-5,1.0295968120041146E-2,4.0827786652077903E-2]
[2004,2,21,7,3.4344279931567898E-2,1.3099678751161484E-2,0,0,5.9020057471264436E-5,1.0132752218470858E-2,5.7635730958671499E-2,null,2.7284445346785469E-2,1.5141902015506607E-2,0,0,2.8674925638074385E-5,1.0132752218470858E-2,4.2455022287930147E-2]
[2004,2,21,8,4.0898338872737874E-2,1.4061834727805318E-2,0,0,5.9020057471264436E-5,9.3773985157383864E-3,6.4396592173752848E-2,null,3.2491247275265998E-2,1.6254056885768847E-2,0,0,2.8674925638074385E-5,9.3773985157383864E-3,4.8773979086672914E-2]
[2004,2,21,9,4.2480927549738451E-2,1.4792732043916179E-2,0,0,5.9020057471264436E-5,1.0658665738487824E-2,6.7991345389613711E-2,null,3.374851789937288E-2,1.7098900164308494E-2,0,0,2.8674925638074385E-5,1.0658665738487824E-2,5.0876092989319444E-2]
[2004,2,21,10,4.3384832768557646E-2,1.5411875132445083E-2,0,0,5.9020057471264436E-5,1.1157319173585881E-2,7.0013047132059872E-2,null,3.4466615719175399E-2,1.7814566873253668E-2,0,0,2.8674925638074385E-5,1.1157319173585881E-2,5.2309857518067139E-2]
[2004,2,21,11,4.4350851638523571E-2,1.5575296102924656E-2,0,0,5.9020057471264436E-5,1.0055125888005667E-2,7.0040293686925159E-2,null,3.5234059063862393E-2,1.8003464965282167E-2,0,0,2.8674925638074385E-5,1.0055125888005667E-2,5.3266198954782629E-2]
[2004,2,21,12,4.5039722281690911E-2,1.5494709253042279E-2,0,0,5.9020057471264436E-5,9.4576352250448723E-3,7.0051086817249322E-2,null,3.5781324968168868E-2,1.7910314727949128E-2,0,0,2.8674925638074385E-5,9.4576352250448723E-3,5.3720314621756068E-2]
[2004,2,21,13,4.5849733177880249E-2,1.5408145509694738E-2,0,0,5.9020057471264436E-5,8.5615692985884333E-3,6.9878468043634678E-2,null,3.6424829449014443E-2,1.7810255807057827E-2,0,0,2.8674925638074385E-5,8.5615692985884333E-3,5.4263760181710342E-2]
[2004,2,21,14,4.4414493619070856E-2,1.5345113828184945E-2,0,0,5.9020057471264436E-5,8.5574194002966258E-3,6.8376046905023691E-2,null,3.5284618753669936E-2,1.7737397566529655E-2,0,0,2.8674925638074385E-5,8.5574194002966258E-3,5.3050691245837667E-2]
[2004,2,21,15,4.3467044525672724E-2,1.5405050777864455E-2,0,0,5.9020057471264436E-5,8.8319218532570114E-3,6.7763037214265451E-2,null,3.4531927969085399E-2,1.7806678610469379E-2,0,0,2.8674925638074385E-5,8.8319218532570114E-3,5.2367281505192848E-2]
[2004,2,21,16,4.2178923718233341E-2,1.5211637536615951E-2,0,0,5.9020057471264436E-5,8.6520180586631985E-3,6.6101599370983755E-2,null,3.3508594190049534E-2,1.7583112490786732E-2,0,0,2.8674925638074385E-5,8.6520180586631985E-3,5.1120381606474335E-2]
[2004,2,21,17,4.82187881440167E-2,1.5258866512975762E-2,0,0,5.9020057471264436E-5,7.4041489231060961E-3,7.0940823637569816E-2,null,3.8306899793068089E-2,1.7637704404521223E-2,0,0,2.8674925638074385E-5,7.4041489231060961E-3,5.5973279123227387E-2]
[2004,2,21,18,5.3561012562881011E-2,1.5380351425485776E-2,0,0,5.9020057471264436E-5,7.103057809383858E-3,7.6103441855221915E-2,null,4.2550972764672006E-2,1.7778128660453904E-2,0,0,2.8674925638074385E-5,7.103057809383858E-3,6.0357776350763982E-2]
[2004,2,21,19,5.6365462670701014E-2,1.5305564433263363E-2,1.1482717688530194E-3,1.5338284112824102E-6,5.9020057471264436E-5,5.1485705431175352E-3,7.8028423301817473E-2,null,4.4778938115730922E-2,1.7691682471216948E-2,4.7106777177431094E-4,2.8624513191450576E-6,2.8674925638074385E-5,5.1485705431175352E-3,6.29732257356794E-2]
[2004,2,21,20,5.3728012216234383E-2,1.4679088032901201E-2,1.1482717688530194E-3,1.5338284112824102E-6,5.9020057471264436E-5,5.3441590308424495E-3,7.4960084934713608E-2,null,4.2683643850626674E-2,1.6967539196446179E-2,4.7106777177431094E-4,2.8624513191450576E-6,2.8674925638074385E-5,5.3441590308424495E-3,6.0153788195804386E-2]
[2004,2,21,21,4.9303280511095782E-2,1.4290320337151137E-2,1.1482717688530194E-3,1.5338284112824102E-6,5.9020057471264436E-5,6.961921653681695E-3,7.1764348156664187E-2,null,3.9168463138624723E-2,1.6518163111149446E-2,4.7106777177431094E-4,2.8624513191450576E-6,2.8674925638074385E-5,6.961921653681695E-3,5.61892313985057E-2]
[2004,2,21,22,4.4489359748687271E-2,1.3720064475988751E-2,1.1482717688530194E-3,1.5338284112824102E-6,5.9020057471264436E-5,7.6876807493182027E-3,6.7105930628729799E-2,null,3.5344095348489063E-2,1.5859005086169359E-2,4.7106777177431094E-4,2.8624513191450576E-6,2.8674925638074385E-5,7.6876807493182027E-3,5.1705705583389952E-2]
[2004,2,21,23,4.290654619980952E-2,1.3145818993520145E-2,1.1482717688530194E-3,1.5338284112824102E-6,5.9020057471264436E-5,7.4601342411510455E-3,6.4721325089216283E-2,null,3.4086646077327851E-2,1.519523546299322E-2,4.7106777177431094E-4,2.8624513191450576E-6,2.8674925638074385E-5,7.4601342411510455E-3,4.9784486689052602E-2]
[2004,2,21,24,3.8153476283762061E-2,1.2610353391120545E-2,1.1482717688530194E-3,1.5338284112824102E-6,5.9020057471264436E-5,8.9096323436888107E-3,6.0882287673306987E-2,null,3.0310620590339964E-2,1.4576291453889938E-2,4.7106777177431094E-4,2.8624513191450576E-6,2.8674925638074385E-5,8.9096323436888107E-3,4.5389517192961429E-2]
[2004,2,22,1,3.0025887026217311E-2,1.2056059580113207E-2,1.1482717688530194E-3,1.5338284112824102E-6,5.9020057471264436E-5,9.6410778865348278E-3,5.2931850147600913E-2,null,2.3853744355332038E-2,1.3935583942392324E-2,4.7106777177431094E-4,2.8624513191450576E-6,2.8674925638074385E-5,9.6410778865348278E-3,3.8291933446455893E-2]
[2004,2,22,2,2.7542069543330577E-2,1.1758841522575907E-2,1.1482717688530194E-3,1.5338284112824102E-6,5.9020057471264436E-5,1.0180996840299465E-2,5.0690733560941517E-2,null,2.1880502159011529E-2,1.3592029967523286E-2,4.7106777177431094E-4,2.8624513191450576E-6,2.8674925638074385E-5,1.0180996840299465E-2,3.5975137275266342E-2]
[2004,2,22,3,2.6615162165668893E-2,1.152909072562831E-2,1.1482717688530194E-3,1.5338284112824102E-6,5.9020057471264436E-5,1.0392143514143764E-2,4.9745222060176536E-2,null,2.1144130520481506E-2,1.332646131340216E-2,4.7106777177431094E-4,2.8624513191450576E-6,2.8674925638074385E-5,1.0392143514143764E-2,3.4973196982615196E-2]
[2004,2,22,4,2.6769050142971366E-2,1.1241333002219018E-2,1.1482717688530194E-3,1.5338284112824102E-6,5.9020057471264436E-5,1.0294057275882423E-2,4.9513266075808374E-2,null,2.1266385175830311E-2,1.299384252672524E-2,4.7106777177431094E-4,2.8624513191450576E-6,2.8674925638074385E-5,1.0294057275882423E-2,3.4762832851287083E-2]
[2004,2,22,5,2.5871742811143593E-2,1.1283626232751677E-2,1.1482717688530194E-3,1.5338284112824102E-6,5.9020057471264436E-5,1.1072566103306484E-2,4.9436760801937318E-2,null,2.0553528976681369E-2,1.304272921813269E-2,4.7106777177431094E-4,2.8624513191450576E-6,2.8674925638074385E-5,1.1072566103306484E-2,3.4098863343545588E-2]
[2004,2,22,6,2.7778232576017206E-2,1.1460592278559988E-2,1.1482717688530194E-3,1.5338284112824102E-6,5.9020057471264436E-5,1.0464770677229776E-2,5.0912421186542538E-2,null,2.2068119350902245E-2,1.3247284045514509E-2,4.7106777177431094E-4,2.8624513191450576E-6,2.8674925638074385E-5,1.0464770677229776E-2,3.5818008545148286E-2]
[2004,2,22,7,3.145687493850477E-2,1.1973449356245577E-2,0,0,5.9020057471264436E-5,1.0127668216351271E-2,5.3617012568572882E-2,null,2.4990577375634506E-2,1.3840094889641942E-2,0,0,2.8674925638074385E-5,1.0127668216351271E-2,3.8859347190914523E-2]
[2004,2,22,8,3.4345188265734947E-2,1.2780053015736413E-2,0,0,5.9020057471264436E-5,1.0278622445976399E-2,5.7462883784919025E-2,null,2.7285166963135755E-2,1.4772447034252846E-2,0,0,2.8674925638074385E-5,1.0278622445976399E-2,4.2086288923026675E-2]
[2004,2,22,9,4.0169446579699758E-2,1.3841248574257307E-2,0,0,5.9020057471264436E-5,8.666607147069301E-3,6.2736322358497632E-2,null,3.1912186599872078E-2,1.5999081631302751E-2,0,0,2.8674925638074385E-5,8.666607147069301E-3,4.7939943156812902E-2]
[2004,2,22,10,4.2674922193827555E-2,1.4705915701350112E-2,0,0,5.9020057471264436E-5,8.5813243987710626E-3,6.6021182351419988E-2,null,3.3902634866587351E-2,1.6998549264301614E-2,0,0,2.8674925638074385E-5,8.5813243987710626E-3,5.0929859056527041E-2]
[2004,2,22,11,3.9990143068520133E-2,1.5448052098393344E-2,0,0,5.9020057471264436E-5,1.1305016745335898E-2,6.6802231969720641E-2,null,3.1769740845847966E-2,1.7856383782203313E-2,0,0,2.8674925638074385E-5,1.1305016745335898E-2,4.9654799553689351E-2]
[2004,2,22,12,3.9954833760895578E-2,1.5584355244713383E-2,0,0,5.9020057471264436E-5,1.0696987493681061E-2,6.6295196556761291E-2,null,3.1741689744586431E-2,1.8013936415759327E-2,0,0,2.8674925638074385E-5,1.0696987493681061E-2,4.9784301085983834E-2]
[2004,2,22,13,3.9250564479395164E-2,1.5630951497587583E-2,0,0,5.9020057471264436E-5,1.0090816711500606E-2,6.5031352745954618E-2,null,3.1182190556983558E-2,1.806779696522115E-2,0,0,2.8674925638074385E-5,1.0090816711500606E-2,4.9278662447842778E-2]
[2004,2,22,14,3.7881405663803158E-2,1.5997533191701867E-2,0,0,5.9020057471264436E-5,1.0203862287351706E-2,6.4141821200327992E-2,null,3.009447700032946E-2,1.8491528279431031E-2,0,0,2.8674925638074385E-5,1.0203862287351706E-2,4.8614680205398567E-2]
[2004,2,22,15,3.8769521108172687E-2,1.604957155493969E-2,0,0,5.9020057471264436E-5,8.8145532968954381E-3,6.3692666017479083E-2,null,3.0800030802937028E-2,1.8551679357343882E-2,0,0,2.8674925638074385E-5,8.8145532968954381E-3,4.9380385085918979E-2]
[2004,2,22,16,4.09952721411821E-2,1.593816028855103E-2,0,0,5.9020057471264436E-5,8.2198496921617979E-3,6.5212302179366188E-2,null,3.2568254872176503E-2,1.8422899216156755E-2,0,0,2.8674925638074385E-5,8.2198496921617979E-3,5.1019829013971327E-2]
[2004,2,22,17,4.4412941621960661E-2,1.5861451795811467E-2,0,0,5.9020057471264436E-5,7.5479837592022682E-3,6.7881397234445667E-2,null,3.5283385786188427E-2,1.8334231966914732E-2,0,0,2.8674925638074385E-5,7.5479837592022682E-3,5.3646292678741228E-2]
[2004,2,22,18,5.1800534649491164E-2,1.574369779710557E-2,0,0,5.9020057471264436E-5,6.3078812314434282E-3,7.3911133735511447E-2,null,4.1152379942000605E-2,1.8198120269505305E-2,0,0,2.8674925638074385E-5,6.3078812314434282E-3,5.9379175137143983E-2]
[2004,2,22,19,5.2423609731537583E-2,1.563541249577961E-2,1.1482717688530194E-3,1.5338284112824102E-6,5.9020057471264436E-5,5.8348550130021349E-3,7.5102702895054899E-2,null,4.1647375267478762E-2,1.8072953427360271E-2,4.7106777177431094E-4,2.8624513191450576E-6,2.8674925638074385E-5,5.8348550130021349E-3,6.0222933843570567E-2]
[2004,2,22,20,4.8063928466671464E-2,1.5332364666892619E-2,1.1482717688530194E-3,1.5338284112824102E-6,5.9020057471264436E-5,7.4371919851399767E-3,7.204231077343963E-2,null,3.8183873181027714E-2,1.772266082719922E-2,4.7106777177431094E-4,2.8624513191450576E-6,2.8674925638074385E-5,7.4371919851399767E-3,5.6409139156958464E-2]
[2004,2,22,21,4.6386764098728731E-2,1.5308711968893413E-2,1.1482717688530194E-3,1.5338284112824102E-6,5.9020057471264436E-5,7.9466869536544988E-3,7.0850988676012208E-2,null,3.6851467912205983E-2,1.769532070365042E-2,4.7106777177431094E-4,2.8624513191450576E-6,2.8674925638074385E-5,7.9466869536544988E-3,5.5049393764587937E-2]
[2004,2,22,22,4.5845445826499957E-2,1.4997378044869475E-2,1.1482717688530194E-3,1.5338284112824102E-6,5.9020057471264436E-5,6.9679476063375665E-3,6.9019597132442573E-2,null,3.6421423408630103E-2,1.7335450216654266E-2,4.7106777177431094E-4,2.8624513191450576E-6,2.8674925638074385E-5,6.9679476063375665E-3,5.42594787740159E-2]
[2004,2,22,23,4.2579953234118742E-2,1.5583859259503102E-2,1.1482717688530194E-3,1.5338284112824102E-6,5.9020057471264436E-5,5.0906440805093779E-3,6.4463282228866797E-2,null,3.3827187793712944E-2,1.8013363107085286E-2,4.7106777177431094E-4,2.8624513191450576E-6,2.8674925638074385E-5,5.0906440805093779E-3,5.2343156049529757E-2]
[2004,2,22,24,3.3110912000125045E-2,1.5158704203955603E-2,1.1482717688530194E-3,1.5338284112824102E-6,5.9020057471264436E-5,8.3984750086445493E-3,5.787691686746077E-2,null,2.6304609403653669E-2,1.7521926918856113E-2,4.7106777177431094E-4,2.8624513191450576E-6,2.8674925638074385E-5,8.3984750086445493E-3,4.4329141471241312E-2]
[2004,2,23,1,3.2091538643121781E-2,1.5448747348681121E-2,1.1482717688530194E-3,1.5338284112824102E-6,5.9020057471264436E-5,1.0190515455355386E-2,5.8939627101893863E-2,null,2.549477915819378E-2,1.7857187421127116E-2,4.7106777177431094E-4,2.8624513191450576E-6,2.8674925638074385E-5,1.0190515455355386E-2,4.3854571728052426E-2]
[2004,2,23,2,2.9207671735541452E-2,1.517364462050827E-2,1.1482717688530194E-3,1.5338284112824102E-6,5.9020057471264436E-5,1.1180361478742972E-2,5.6770503489528265E-2,null,2.3203721981159917E-2,1.7539196527356343E-2,4.7106777177431094E-4,2.8624513191450576E-6,2.8674925638074385E-5,1.1180361478742972E-2,4.124552365724779E-2]
[2004,2,23,3,2.8791908026467937E-2,1.5187378839781553E-2,1.1482717688530194E-3,1.5338284112824102E-6,5.9020057471264436E-5,1.1507402022461907E-2,5.6695514543446963E-2,null,2.2873422955528976E-2,1.7555071893954711E-2,4.7106777177431094E-4,2.8624513191450576E-6,2.8674925638074385E-5,1.1507402022461907E-2,4.0931099998215217E-2]
[2004,2,23,4,3.0158233019849198E-2,1.5002718642236072E-2,1.1482717688530194E-3,1.5338284112824102E-6,5.9020057471264436E-5,1.1195114418596355E-2,5.7564891735417192E-2,null,2.3958885212479436E-2,1.7341623406361084E-2,4.7106777177431094E-4,2.8624513191450576E-6,2.8674925638074385E-5,1.1195114418596355E-2,4.180311376757205E-2]
[2004,2,23,5,3.0456873977673257E-2,1.5015426820839249E-2,1.1482717688530194E-3,1.5338284112824102E-6,5.9020057471264436E-5,1.1579355306434586E-2,5.826048175968266E-2,null,2.4196137322824968E-2,1.735631277385323E-2,4.7106777177431094E-4,2.8624513191450576E-6,2.8674925638074385E-5,1.1579355306434586E-2,4.2055055245409728E-2]
[2004,2,23,6,3.2729612704396165E-2,1.5908766573789205E-2,1.1482717688530194E-3,1.5338284112824102E-6,5.9020057471264436E-5,1.1012050867720155E-2,6.0859255800641096E-2,null,2.6001690262072837E-2,1.838892305863031E-2,4.7106777177431094E-4,2.8624513191450576E-6,2.8674925638074385E-5,1.1012050867720155E-2,4.4893218469434677E-2]
[2004,2,23,7,4.0445073883851948E-2,1.7631755103059785E-2,0,0,5.9020057471264436E-5,9.9859182679624004E-3,6.8121767312345399E-2,null,3.2131155759546025E-2,2.038052330926575E-2,0,0,2.8674925638074385E-5,9.9859182679624004E-3,5.2540353994449847E-2]
[2004,2,23,8,4.5461297704559568E-2,1.9362342917151512E-2,0,0,5.9020057471264436E-5,1.2052376910719684E-2,7.6935037589902042E-2,null,3.6116241047577921E-2,2.2380907563565366E-2,0,0,2.8674925638074385E-5,1.2052376910719684E-2,5.852582353678136E-2]
[2004,2,23,9,4.6921197380461688E-2,2.0842863462895669E-2,0,0,5.9020057471264436E-5,1.2998351553436774E-2,8.0821432454265402E-2,null,3.7276042708824245E-2,{"$f":"F1283*W$5","v":2.4092239380279934E-2},{"$f":"G1283*X$5","v":0},{"$f":"H1283*Y$5","v":0},{"$f":"I1283*Z$5","v":2.8674925638074385E-5},{"$f":"J1283","v":1.2998351553436774E-2},6.1396957014742251E-2]
[2004,2,23,10,4.3102152972682745E-2,2.173116020319726E-2,0,0,5.9020057471264436E-5,1.4335573976635825E-2,7.9227907209987097E-2,null,{"$f":"E1284*V$5","v":3.4242043782988146E-2},2.5119020453147695E-2,0,0,2.8674925638074385E-5,1.4335573976635825E-2,{"$f":"SUM(M1284:Q1284)","v":5.9389739161773911E-2}]
[2004,2,23,11,4.1575502224051972E-2,2.2872756796487106E-2,0,0,5.9020057471264436E-5,1.3894182784773118E-2,7.8401461862783461E-2,null,3.3029212446950763E-2,2.6438590504077254E-2,0,0,2.8674925638074385E-5,1.3894182784773118E-2,5.9496477876666093E-2]
[2004,2,23,12,4.0844508866394222E-2,2.2935416622198269E-2,0,0,5.9020057471264436E-5,1.3694085395288359E-2,7.753303094135211E-2,null,3.2448482603273252E-2,2.6511018916960508E-2,0,0,2.8674925638074385E-5,1.3694085395288359E-2,5.8988176445871829E-2]
[2004,2,23,13,4.1485883596232564E-2,2.2757553334700711E-2,0,0,5.9020057471264436E-5,1.2425562848111088E-2,7.6728019836515629E-2,null,3.2958015887941096E-2,2.6305426969050708E-2,0,0,2.8674925638074385E-5,1.2425562848111088E-2,5.9292117782629876E-2]
[2004,2,23,14,3.9321467452255982E-2,2.2630897911677501E-2,0,0,5.9020057471264436E-5,1.3215179354447574E-2,7.5226564775852323E-2,null,3.1238518664365639E-2,2.6159026126588832E-2,0,0,2.8674925638074385E-5,1.3215179354447574E-2,5.7426219716592543E-2]
[2004,2,23,15,3.9123529251204034E-2,2.2467459646333524E-2,0,0,5.9020057471264436E-5,1.2007508174926631E-2,7.3657517129935457E-2,null,3.1081268780559546E-2,2.5970108043448552E-2,0,0,2.8674925638074385E-5,1.2007508174926631E-2,5.7080051749646171E-2]
[2004,2,23,16,4.2071077124144866E-2,2.1960692394950892E-2,0,0,5.9020057471264436E-5,1.0989938788301961E-2,7.5080728364868982E-2,null,3.3422916618468274E-2,2.5384336421803017E-2,0,0,2.8674925638074385E-5,1.0989938788301961E-2,5.8835927965909363E-2]
[2004,2,23,17,4.657148092395328E-2,2.2000551129423316E-2,0,0,5.9020057471264436E-5,1.1041355733859712E-2,7.9672407844707582E-2,null,3.6998214215593718E-2,2.5430409082309292E-2,0,0,2.8674925638074385E-5,1.1041355733859712E-2,6.2457298223541083E-2]
[2004,2,23,18,5.4193686698912946E-2,2.1894363308561204E-2,0,0,5.9020057471264436E-5,9.9779571469353016E-3,8.6125027211880728E-2,null,4.3053593955778166E-2,2.5307666715165999E-2,0,0,2.8674925638074385E-5,9.9779571469353016E-3,6.8389935596582241E-2]
[2004,2,23,19,5.4991535437135711E-2,2.1706053897272884E-2,1.1482717688530194E-3,1.5338284112824102E-6,5.9020057471264436E-5,8.8485134377421556E-3,8.6754928426886313E-2,null,4.3687436340490139E-2,2.509000010604609E-2,4.7106777177431094E-4,2.8624513191450576E-6,2.8674925638074385E-5,8.8485134377421556E-3,6.9280041595267752E-2]
[2004,2,23,20,5.4689809069550108E-2,2.1046256212758685E-2,1.1482717688530194E-3,1.5338284112824102E-6,5.9020057471264436E-5,8.1703682457718776E-3,8.5115259182816233E-2,null,4.3447733059405871E-2,2.4327340801283646E-2,4.7106777177431094E-4,2.8624513191450576E-6,2.8674925638074385E-5,8.1703682457718776E-3,6.8277679009421041E-2]
[2004,2,23,21,5.0450519690320078E-2,2.0714702398451246E-2,1.1482717688530194E-3,1.5338284112824102E-6,5.9020057471264436E-5,8.6058170575832732E-3,8.0979864801090165E-2,null,4.0079875017039593E-2,2.3944098168813321E-2,4.7106777177431094E-4,2.8624513191450576E-6,2.8674925638074385E-5,8.6058170575832732E-3,6.4526578334584445E-2]
[2004,2,23,22,4.7779923926226861E-2,1.9970263958665763E-2,1.1482717688530194E-3,1.5338284112824102E-6,5.9020057471264436E-5,8.2417364653807248E-3,7.7200750005008908E-2,null,3.795824881570576E-2,2.3083602722632327E-2,4.7106777177431094E-4,2.8624513191450576E-6,2.8674925638074385E-5,8.2417364653807248E-3,6.1544456687069621E-2]
[2004,2,23,23,4.586436131481357E-2,1.9254029868226975E-2,1.1482717688530194E-3,1.5338284112824102E-6,5.9020057471264436E-5,7.7143565768966575E-3,7.4041573414672782E-2,null,3.6436450615726271E-2,2.2255708648006411E-2,4.7106777177431094E-4,2.8624513191450576E-6,2.8674925638074385E-5,7.7143565768966575E-3,5.9194764412464212E-2]
[2004,2,23,24,3.5907529749333519E-2,1.8122531687417631E-2,1.1482717688530194E-3,1.5338284112824102E-6,5.9020057471264436E-5,9.8946212718264859E-3,6.5133508363313206E-2,null,2.8526352421302237E-2,2.094781133922546E-2,4.7106777177431094E-4,2.8624513191450576E-6,2.8674925638074385E-5,9.8946212718264859E-3,4.9976768909259228E-2]
[2004,2,24,1,2.9150503726213882E-2,1.7709291560486565E-2,1.1482717688530194E-3,1.5338284112824102E-6,5.9020057471264436E-5,9.3413602506755532E-3,5.7409981192111575E-2,null,2.3158305468448322E-2,2.0470147601837178E-2,4.7106777177431094E-4,2.8624513191450576E-6,2.8674925638074385E-5,9.3413602506755532E-3,4.4131058219017028E-2]
[2004,2,24,2,2.8149772246050815E-2,1.7121787035319195E-2,1.1482717688530194E-3,1.5338284112824102E-6,5.9020057471264436E-5,9.7922804925885017E-3,5.627266542869408E-2,null,2.2363285062380066E-2,1.9791051868061085E-2,4.7106777177431094E-4,2.8624513191450576E-6,2.8674925638074385E-5,9.7922804925885017E-3,4.2656942079172686E-2]
[2004,2,24,3,2.8216376156815076E-2,1.7162725303985424E-2,1.1482717688530194E-3,1.5338284112824102E-6,5.9020057471264436E-5,1.0026439330651964E-2,5.661436644618803E-2,null,2.2416197825924699E-2,1.9838372360769626E-2,4.7106777177431094E-4,2.8624513191450576E-6,2.8674925638074385E-5,1.0026439330651964E-2,4.2757175335425855E-2]
[2004,2,24,4,2.8430877989015217E-2,1.6793842319739408E-2,1.1482717688530194E-3,1.5338284112824102E-6,5.9020057471264436E-5,9.953677292722108E-3,5.6387223256212302E-2,null,2.258660650909149E-2,1.9411980988221989E-2,4.7106777177431094E-4,2.8624513191450576E-6,2.8674925638074385E-5,9.953677292722108E-3,4.2501192646045009E-2]
[2004,2,24,5,2.9531865319821254E-2,1.6795744976822909E-2,1.1482717688530194E-3,1.5338284112824102E-6,5.9020057471264436E-5,1.0048923424984065E-2,5.758535937636379E-2,null,2.3461274101911483E-2,1.9414180267126057E-2,4.7106777177431094E-4,2.8624513191450576E-6,2.8674925638074385E-5,1.0048923424984065E-2,4.3378059517769074E-2]
[2004,2,24,6,3.2002314936117347E-2,1.7462114156547231E-2,1.1482717688530194E-3,1.5338284112824102E-6,5.9020057471264436E-5,9.8624194646921223E-3,6.0535674212092265E-2,null,2.5423896339795762E-2,2.0184435554847866E-2,4.7106777177431094E-4,2.8624513191450576E-6,2.8674925638074385E-5,9.8624194646921223E-3,4.6110937043375155E-2]
[2004,2,24,7,3.8861565248870487E-2,1.8723185767454593E-2,0,0,5.9020057471264436E-5,9.8038877745396796E-3,6.7447658848336034E-2,null,3.0873154284674454E-2,2.1642106626758948E-2,0,0,2.8674925638074385E-5,9.8038877745396796E-3,5.2543935837071475E-2]
[2004,2,24,8,4.3161321719877715E-2,2.0448803943900924E-2,0,0,5.9020057471264436E-5,1.1452931478640285E-2,7.5122077199890183E-2,null,3.4289049760469571E-2,2.36367464832219E-2,0,0,2.8674925638074385E-5,1.1452931478640285E-2,5.7954471169329544E-2]
[2004,2,24,9,4.3065684991173428E-2,2.1822825403811186E-2,0,0,5.9020057471264436E-5,1.351085910030202E-2,7.8458389552757898E-2,null,3.4213072185668852E-2,2.5224976142007985E-2,0,0,2.8674925638074385E-5,1.351085910030202E-2,5.946672325331491E-2]
[2004,2,24,10,3.7849288722375835E-2,2.266232248162426E-2,0,0,5.9020057471264436E-5,1.5251798563231864E-2,7.5822429824703219E-2,null,3.0068962040201437E-2,2.619534974704182E-2,0,0,2.8674925638074385E-5,1.5251798563231864E-2,5.6292986712881327E-2]
[2004,2,24,11,3.706919494726079E-2,2.3269617897073453E-2,0,0,5.9020057471264436E-5,1.5139916217214713E-2,7.5537749119020225E-2,null,2.9449224895765624E-2,2.6897321745735506E-2,0,0,2.8674925638074385E-5,1.5139916217214713E-2,5.63752215671392E-2]
[2004,2,24,12,3.8535038982997497E-2,2.269260369619628E-2,0,0,5.9020057471264436E-5,1.43616353809652E-2,7.5648298117630242E-2,null,3.0613748990015396E-2,2.6230351764470635E-2,0,0,2.8674925638074385E-5,1.43616353809652E-2,5.6872775680124103E-2]
[2004,2,24,13,3.6764002093221462E-2,2.2480580964312144E-2,0,0,5.9020057471264436E-5,1.3189323273191791E-2,7.2492926388196655E-2,null,2.9206767701646041E-2,2.5985274958219569E-2,0,0,2.8674925638074385E-5,1.3189323273191791E-2,5.5220717585503683E-2]
[2004,2,24,14,3.5266056845841387E-2,2.2425920253464075E-2,0,0,5.9020057471264436E-5,1.461675358858806E-2,7.2367750745364778E-2,null,2.8016741143626636E-2,2.592209271203769E-2,0,0,2.8674925638074385E-5,1.461675358858806E-2,5.3967508781302395E-2]
[2004,2,24,15,3.5209684756446639E-2,2.212120926478308E-2,0,0,5.9020057471264436E-5,1.344041093487657E-2,7.0830325013577555E-2,null,2.7971956940980962E-2,2.5569877667585044E-2,0,0,2.8674925638074385E-5,1.344041093487657E-2,5.3570509534204079E-2]
[2004,2,24,16,3.5088365828049146E-2,2.2437774384671198E-2,0,0,5.9020057471264436E-5,1.3473417075310884E-2,7.1058577345502499E-2,null,2.7875576417703503E-2,2.5935794887230447E-2,0,0,2.8674925638074385E-5,1.3473417075310884E-2,5.3840046230572022E-2]
[2004,2,24,17,4.0730049292472502E-2,2.2091722548792273E-2,0,0,5.9020057471264436E-5,1.2627542663080865E-2,7.5508334561816909E-2,null,3.2357551420691869E-2,2.5535794010056245E-2,0,0,2.8674925638074385E-5,1.2627542663080865E-2,5.7922020356386189E-2]
[2004,2,24,18,4.6817976283328469E-2,2.2195905567528252E-2,0,0,5.9020057471264436E-5,1.208237817417112E-2,8.1155280082499115E-2,null,3.7194039813757643E-2,2.5656219028970546E-2,0,0,2.8674925638074385E-5,1.208237817417112E-2,6.2878933768366257E-2]
[2004,2,24,19,4.9816622124899762E-2,2.1704085584966053E-2,1.1482717688530194E-3,1.5338284112824102E-6,5.9020057471264436E-5,1.0093597226451921E-2,8.2823130591053312E-2,null,3.9576281885559388E-2,2.5087724936352838E-2,4.7106777177431094E-4,2.8624513191450576E-6,2.8674925638074385E-5,1.0093597226451921E-2,6.5166611970643759E-2]
[2004,2,24,20,5.1593136194050315E-2,2.1419516568444482E-2,1.1482717688530194E-3,1.5338284112824102E-6,5.9020057471264436E-5,7.6133597775573884E-3,8.1834838194787762E-2,null,4.098761446041943E-2,2.4758791971913795E-2,4.7106777177431094E-4,2.8624513191450576E-6,2.8674925638074385E-5,7.6133597775573884E-3,6.6249011581064762E-2]
[2004,2,24,21,4.9811624294976528E-2,2.0812533744975277E-2,1.1482717688530194E-3,1.5338284112824102E-6,5.9020057471264436E-5,8.9849955326091416E-3,8.0817979227296527E-2,null,3.9572311413106194E-2,2.4057181297892392E-2,4.7106777177431094E-4,2.8624513191450576E-6,2.8674925638074385E-5,8.9849955326091416E-3,6.4132097859730119E-2]
[2004,2,24,22,4.6255886479295669E-2,1.994342996803368E-2,1.1482717688530194E-3,1.5338284112824102E-6,5.9020057471264436E-5,8.7503022302693034E-3,7.6158444332334221E-2,null,3.6747493589213802E-2,2.3052585346973402E-2,4.7106777177431094E-4,2.8624513191450576E-6,2.8674925638074385E-5,8.7503022302693034E-3,6.0302684084918734E-2]
[2004,2,24,23,4.4769838646660398E-2,1.9254790048209135E-2,1.1482717688530194E-3,1.5338284112824102E-6,5.9020057471264436E-5,7.6923839358507655E-3,7.2925838285455874E-2,null,3.5566918804910995E-2,2.225658733908141E-2,4.7106777177431094E-4,2.8624513191450576E-6,2.8674925638074385E-5,7.6923839358507655E-3,5.8326111292723935E-2]
[2004,2,24,24,3.5734605530731364E-2,1.8210881311339331E-2,1.1482717688530194E-3,1.5338284112824102E-6,5.9020057471264436E-5,9.0222140768565252E-3,6.4176526573662782E-2,null,2.8388974627940808E-2,2.1049934557202134E-2,4.7106777177431094E-4,2.8624513191450576E-6,2.8674925638074385E-5,9.0222140768565252E-3,4.9941514333874476E-2]
[2004,2,25,1,2.619469463657894E-2,1.7260994803427236E-2,1.1482717688530194E-3,1.5338284112824102E-6,5.9020057471264436E-5,9.3413602506755532E-3,5.4005875345417301E-2,null,2.081009459541883E-2,1.9951961950249356E-2,4.7106777177431094E-4,2.8624513191450576E-6,2.8674925638074385E-5,9.3413602506755532E-3,4.1264661694399712E-2]
[2004,2,25,2,2.3875069789370942E-2,1.6847397849403149E-2,1.1482717688530194E-3,1.5338284112824102E-6,5.9020057471264436E-5,9.7922804925885017E-3,5.1723573786098154E-2,null,1.8967293479925977E-2,1.9473885756877862E-2,4.7106777177431094E-4,2.8624513191450576E-6,2.8674925638074385E-5,9.7922804925885017E-3,3.894378438553537E-2]
[2004,2,25,3,2.2967950528178731E-2,1.6808017079495065E-2,1.1482717688530194E-3,1.5338284112824102E-6,5.9020057471264436E-5,1.0026439330651964E-2,5.1011232593061326E-2,null,1.8246642298584251E-2,1.9428365575003895E-2,4.7106777177431094E-4,2.8624513191450576E-6,2.8674925638074385E-5,1.0026439330651964E-2,3.8177613022319673E-2]
[2004,2,25,4,2.4236324718270134E-2,1.6547969703648073E-2,1.1482717688530194E-3,1.5338284112824102E-6,5.9020057471264436E-5,9.953677292722108E-3,5.194679736937588E-2,null,1.925428858896441E-2,1.9127777143847471E-2,4.7106777177431094E-4,2.8624513191450576E-6,2.8674925638074385E-5,9.953677292722108E-3,3.8884670881543411E-2]
[2004,2,25,5,2.4650236644073693E-2,1.6513275838313721E-2,1.1482717688530194E-3,1.5338284112824102E-6,5.9020057471264436E-5,1.0048923424984065E-2,5.2421261562107045E-2,null,1.9583116485210082E-2,1.9087674549012057E-2,4.7106777177431094E-4,2.8624513191450576E-6,2.8674925638074385E-5,1.0048923424984065E-2,3.9173396182953665E-2]
[2004,2,25,6,2.665626533223292E-2,1.7202296199158047E-2,1.1482717688530194E-3,1.5338284112824102E-6,5.9020057471264436E-5,9.8624194646921223E-3,5.4929806650818654E-2,null,2.1176784490922307E-2,1.9884112308195177E-2,4.7106777177431094E-4,2.8624513191450576E-6,2.8674925638074385E-5,9.8624194646921223E-3,4.156350194784901E-2]
[2004,2,25,7,3.2388205381920339E-2,1.81015820550544E-2,0,0,5.9020057471264436E-5,9.8038877745396796E-3,6.0352695268985686E-2,null,2.5730462871379402E-2,2.0923595685809013E-2,0,0,2.8674925638074385E-5,9.8038877745396796E-3,4.6682733482826491E-2]
[2004,2,25,8,3.7033384944091079E-2,1.9132022572912945E-2,0,0,5.9020057471264436E-5,1.1452931478640285E-2,6.7677359053115574E-2,null,2.9420776022290946E-2,2.2114680570454643E-2,0,0,2.8674925638074385E-5,1.1452931478640285E-2,5.1564131518383662E-2]
[2004,2,25,9,3.8617481150439698E-2,2.0601579179599677E-2,0,0,5.9020057471264436E-5,1.351085910030202E-2,7.2788939487812662E-2,null,3.0679244286941965E-2,2.3813339183950635E-2,0,0,2.8674925638074385E-5,1.351085910030202E-2,5.4521258396530672E-2]
[2004,2,25,10,3.4644632390889392E-2,2.1558109240488729E-2,0,0,5.9020057471264436E-5,1.5251798563231864E-2,7.1513560252081249E-2,null,2.752305714116458E-2,2.4918991065343864E-2,0,0,2.8674925638074385E-5,1.5251798563231864E-2,5.2470723132146513E-2]
[2004,2,25,11,3.3005248172170494E-2,2.2015964611194237E-2,0,0,5.9020057471264436E-5,1.5139916217214713E-2,7.0220149058050713E-2,null,2.6220665907248954E-2,2.5448225506293918E-2,0,0,2.8674925638074385E-5,1.5139916217214713E-2,5.1697566339180948E-2]
[2004,2,25,12,3.3556317982850546E-2,2.1985997663388497E-2,0,0,5.9020057471264436E-5,1.43616353809652E-2,6.9962971084675502E-2,null,2.6658457416103482E-2,2.5413586749420736E-2,0,0,2.8674925638074385E-5,1.43616353809652E-2,5.210071909116229E-2]
[2004,2,25,13,3.38768592300734E-2,2.2009857327473268E-2,0,0,5.9020057471264436E-5,1.3189323273191791E-2,6.9135059888209727E-2,null,2.6913107976798557E-2,2.5441166104804732E-2,0,0,2.8674925638074385E-5,1.3189323273191791E-2,5.2382949007241358E-2]
[2004,2,25,14,3.0211282418025495E-2,2.2114392485789034E-2,0,0,5.9020057471264436E-5,1.461675358858806E-2,6.7001448549873846E-2,null,2.4001029738674337E-2,2.5561998161411654E-2,0,0,2.8674925638074385E-5,1.461675358858806E-2,4.959170282572406E-2]
[2004,2,25,15,3.100830798417992E-2,2.1964065597801407E-2,0,0,5.9020057471264436E-5,1.344041093487657E-2,6.6471804574329163E-2,null,2.4634218163153219E-2,2.5388235502689746E-2,0,0,2.8674925638074385E-5,1.344041093487657E-2,5.0051128591481038E-2]
[2004,2,25,16,3.2581769157540949E-2,2.1475196042070866E-2,0,0,5.9020057471264436E-5,1.3473417075310884E-2,6.7589402332393966E-2,null,2.5884237539753906E-2,2.4823151804696023E-2,0,0,2.8674925638074385E-5,1.3473417075310884E-2,5.0736064270088005E-2]
[2004,2,25,17,3.7254579203993742E-2,2.1490868085668868E-2,0,0,5.9020057471264436E-5,1.2627542663080865E-2,7.1432010010214736E-2,null,2.959650143296667E-2,2.4841267099967874E-2,0,0,2.8674925638074385E-5,1.2627542663080865E-2,5.4466443458572614E-2]
[2004,2,25,18,4.3966596299804817E-2,2.1871430147781694E-2,0,0,5.9020057471264436E-5,1.208237817417112E-2,7.7979424679228915E-2,null,3.492879152558899E-2,2.5281158303774736E-2,0,0,2.8674925638074385E-5,1.208237817417112E-2,6.0238624755001802E-2]
[2004,2,25,19,4.747517447881186E-2,2.1335560475570215E-2,1.1482717688530194E-3,1.5338284112824102E-6,5.9020057471264436E-5,1.0093597226451921E-2,8.0113157835569562E-2,null,3.7716143881229756E-2,2.4661747230889576E-2,4.7106777177431094E-4,2.8624513191450576E-6,2.8674925638074385E-5,1.0093597226451921E-2,6.2880496260850863E-2]
[2004,2,25,20,4.8596230643572609E-2,2.1004895721638009E-2,1.1482717688530194E-3,1.5338284112824102E-6,5.9020057471264436E-5,7.6133597775573884E-3,7.8423311797503586E-2,null,3.860675494423757E-2,2.4279532262176766E-2,4.7106777177431094E-4,2.8624513191450576E-6,2.8674925638074385E-5,7.6133597775573884E-3,6.3388892355145873E-2]
[2004,2,25,21,4.3898312021509359E-2,2.0590234964845289E-2,1.1482717688530194E-3,1.5338284112824102E-6,5.9020057471264436E-5,8.9849955326091416E-3,7.4682368173699359E-2,null,3.4874543812056798E-2,2.380022642053737E-2,4.7106777177431094E-4,2.8624513191450576E-6,2.8674925638074385E-5,8.9849955326091416E-3,5.9177375381325698E-2]
[2004,2,25,22,4.1923359379980214E-2,1.9646799806629464E-2,1.1482717688530194E-3,1.5338284112824102E-6,5.9020057471264436E-5,8.7503022302693034E-3,7.1529287071614558E-2,null,3.3305563838749448E-2,2.2709710920497232E-2,4.7106777177431094E-4,2.8624513191450576E-6,2.8674925638074385E-5,8.7503022302693034E-3,5.6517879907978213E-2]
[2004,2,25,23,3.953295448402544E-2,1.9028315911274671E-2,1.1482717688530194E-3,1.5338284112824102E-6,5.9020057471264436E-5,7.6923839358507655E-3,6.7462479985886448E-2,null,3.1406532271620331E-2,2.199480617210401E-2,4.7106777177431094E-4,2.8624513191450576E-6,2.8674925638074385E-5,7.6923839358507655E-3,5.3903943592455872E-2]
[2004,2,25,24,3.2637917352799105E-2,1.8111309301564259E-2,1.1482717688530194E-3,1.5338284112824102E-6,5.9020057471264436E-5,9.0222140768565252E-3,6.0980266385955453E-2,null,2.5928843872100784E-2,2.0934839397684004E-2,4.7106777177431094E-4,2.8624513191450576E-6,2.8674925638074385E-5,9.0222140768565252E-3,4.7366288418516318E-2]
[2004,2,26,1,2.5359740622894363E-2,1.7518742215152629E-2,1.1482717688530194E-3,1.5338284112824102E-6,5.9020057471264436E-5,9.3413602506755532E-3,5.3428668743458113E-2,null,2.0146774322032743E-2,{"$f":"F1347*W$5","v":2.0249891855801453E-2},{"$f":"G1347*X$5","v":4.7106777177431094E-4},{"$f":"H1347*Y$5","v":2.8624513191450576E-6},{"$f":"I1347*Z$5","v":2.8674925638074385E-5},{"$f":"J1347","v":9.3413602506755532E-3},4.0899271326565727E-2]
[2004,2,26,2,2.3064133614458578E-2,1.6845380674404581E-2,1.1482717688530194E-3,1.5338284112824102E-6,5.9020057471264436E-5,9.7922804925885017E-3,5.0910620436187229E-2,null,{"$f":"E1348*V$5","v":1.8323053921309101E-2},1.9471554106861352E-2,4.7106777177431094E-4,2.8624513191450576E-6,2.8674925638074385E-5,9.7922804925885017E-3,{"$f":"SUM(M1348:Q1348)","v":3.8297213176901983E-2}]
[2004,2,26,3,2.2191441865735614E-2,1.6556302700296493E-2,1.1482717688530194E-3,1.5338284112824102E-6,5.9020057471264436E-5,1.0026439330651964E-2,4.9983009551419641E-2,null,1.7629753308512259E-2,1.9137409244080063E-2,4.7106777177431094E-4,2.8624513191450576E-6,2.8674925638074385E-5,1.0026439330651964E-2,3.7269767701323855E-2]
[2004,2,26,4,2.3369373011215749E-2,1.6248838994717022E-2,1.1482717688530194E-3,1.5338284112824102E-6,5.9020057471264436E-5,9.953677292722108E-3,5.0780714953390441E-2,null,1.8565548090792382E-2,1.8782012337663856E-2,4.7106777177431094E-4,2.8624513191450576E-6,2.8674925638074385E-5,9.953677292722108E-3,3.7850165577187768E-2]
[2004,2,26,5,2.377108432380607E-2,1.6042504560682555E-2,1.1482717688530194E-3,1.5338284112824102E-6,5.9020057471264436E-5,1.0048923424984065E-2,5.1071337964208256E-2,null,1.8884683340545619E-2,1.8543510627665974E-2,4.7106777177431094E-4,2.8624513191450576E-6,2.8674925638074385E-5,1.0048923424984065E-2,3.7930799116943123E-2]
[2004,2,26,6,2.5682987748583987E-2,1.6867397777644746E-2,1.1482717688530194E-3,1.5338284112824102E-6,5.9020057471264436E-5,9.8624194646921223E-3,5.3621630645656428E-2,null,2.0403574538894399E-2,1.9497003648507427E-2,4.7106777177431094E-4,2.8624513191450576E-6,2.8674925638074385E-5,9.8624194646921223E-3,4.0403183336133353E-2]
[2004,2,26,7,3.1189284195629489E-2,1.812794061773915E-2,0,0,5.9020057471264436E-5,9.8038877745396796E-3,5.9180132645379586E-2,null,2.4777992775991308E-2,2.0954063514908007E-2,0,0,2.8674925638074385E-5,9.8038877745396796E-3,4.5760731216537384E-2]
[2004,2,26,8,3.575645105947315E-2,1.9780406027432668E-2,0,0,5.9020057471264436E-5,1.1452931478640285E-2,6.7048808623017361E-2,null,2.8406329574272905E-2,2.2864146181276804E-2,0,0,2.8674925638074385E-5,1.1452931478640285E-2,5.1299150681187781E-2]
[2004,2,26,9,3.7374770005353802E-2,2.1165839830223476E-2,0,0,5.9020057471264436E-5,1.351085910030202E-2,7.2110488993350569E-2,null,2.9691985727802059E-2,2.4465567352690575E-2,0,0,2.8674925638074385E-5,1.351085910030202E-2,5.418622800613071E-2]
[2004,2,26,10,3.347095468577798E-2,2.1689587359478239E-2,0,0,5.9020057471264436E-5,1.5251798563231864E-2,7.0471360665959354E-2,null,2.6590641459028862E-2,2.5070966455942336E-2,0,0,2.8674925638074385E-5,1.5251798563231864E-2,5.1690282840609267E-2]
[2004,2,26,11,3.1900731802758847E-2,2.2051542692935442E-2,0,0,5.9020057471264436E-5,1.5139916217214713E-2,6.9151210770380264E-2,null,2.5343194707506546E-2,2.5489350165749956E-2,0,0,2.8674925638074385E-5,1.5139916217214713E-2,5.0861219798894575E-2]
[2004,2,26,12,3.252766614281568E-2,2.2109836860624534E-2,0,0,5.9020057471264436E-5,1.43616353809652E-2,6.9058158441876669E-2,null,2.5841255979176445E-2,2.5556732320075343E-2,0,0,2.8674925638074385E-5,1.43616353809652E-2,5.1426663224889861E-2]
[2004,2,26,13,3.2790555671209504E-2,2.1777646220826116E-2,0,0,5.9020057471264436E-5,1.3189323273191791E-2,6.7816545222698671E-2,null,2.6050105749327267E-2,2.5172753581829559E-2,0,0,2.8674925638074385E-5,1.3189323273191791E-2,5.1251534256794899E-2]
[2004,2,26,14,2.9295990220273439E-2,2.1390966336703753E-2,0,0,5.9020057471264436E-5,1.461675358858806E-2,6.5362730203036512E-2,null,2.3273885655418988E-2,2.4725790795339153E-2,0,0,2.8674925638074385E-5,1.461675358858806E-2,4.8028351376396217E-2]
[2004,2,26,15,3.0059943209858626E-2,2.1326414348671073E-2,0,0,5.9020057471264436E-5,1.344041093487657E-2,6.4885788550877538E-2,null,2.388079992566669E-2,2.4651175234433869E-2,0,0,2.8674925638074385E-5,1.344041093487657E-2,4.8560650085738635E-2]
[2004,2,26,16,3.1579050896463193E-2,2.0697552793188211E-2,0,0,5.9020057471264436E-5,1.3473417075310884E-2,6.5809040822433551E-2,null,2.5087638756867418E-2,2.3924274961891208E-2,0,0,2.8674925638074385E-5,1.3473417075310884E-2,4.9040588644396699E-2]
[2004,2,26,17,3.6179297740668359E-2,2.0171740034527496E-2,0,0,5.9020057471264436E-5,1.2627542663080865E-2,6.9037600495747989E-2,null,2.8742255591243659E-2,2.3316488662594531E-2,0,0,2.8674925638074385E-5,1.2627542663080865E-2,5.2087419179476263E-2]
[2004,2,26,18,4.2738388290349517E-2,1.9942178092716398E-2,0,0,5.9020057471264436E-5,1.208237817417112E-2,7.4821964614708303E-2,null,3.3953054827214793E-2,2.30511383058856E-2,0,0,2.8674925638074385E-5,1.208237817417112E-2,5.7032868058738466E-2]
[2004,2,26,19,4.616570585858655E-2,1.9607994508677375E-2,1.1482717688530194E-3,1.5338284112824102E-6,5.9020057471264436E-5,1.0093597226451921E-2,7.7076123248451422E-2,null,3.6675850560972133E-2,2.2664855925925629E-2,4.7106777177431094E-4,2.8624513191450576E-6,2.8674925638074385E-5,1.0093597226451921E-2,5.9843311635629295E-2]
[2004,2,26,20,4.7226630065948676E-2,1.9085810997071642E-2,1.1482717688530194E-3,1.5338284112824102E-6,5.9020057471264436E-5,7.6133597775573884E-3,7.5134626495313273E-2,null,3.7518690434468704E-2,2.2061264668686128E-2,4.7106777177431094E-4,2.8624513191450576E-6,2.8674925638074385E-5,7.6133597775573884E-3,6.0082560251886366E-2]
[2004,2,26,21,4.2773718119878422E-2,1.8824749558931889E-2,1.1482717688530194E-3,1.5338284112824102E-6,5.9020057471264436E-5,8.9849955326091416E-3,7.1792288866155032E-2,null,3.3981122231883439E-2,2.1759504084214627E-2,4.7106777177431094E-4,2.8624513191450576E-6,2.8674925638074385E-5,8.9849955326091416E-3,5.6243231464829596E-2]
[2004,2,26,22,4.0767356544614164E-2,1.8144110827129929E-2,1.1482717688530194E-3,1.5338284112824102E-6,5.9020057471264436E-5,8.7503022302693034E-3,6.8870595256748962E-2,null,3.2387189767576013E-2,2.0972754639386436E-2,4.7106777177431094E-4,2.8624513191450576E-6,2.8674925638074385E-5,8.7503022302693034E-3,5.386254955569398E-2]
[2004,2,26,23,3.839260514693385E-2,1.7470394909502619E-2,1.1482717688530194E-3,1.5338284112824102E-6,5.9020057471264436E-5,7.6923839358507655E-3,6.47642096470228E-2,null,3.0500593954494049E-2,2.0194007266662099E-2,4.7106777177431094E-4,2.8624513191450576E-6,2.8674925638074385E-5,7.6923839358507655E-3,5.1197206369887678E-2]
[2004,2,26,24,3.1583686866908919E-2,1.6442081809236252E-2,1.1482717688530194E-3,1.5338284112824102E-6,5.9020057471264436E-5,9.0222140768565252E-3,5.8256808407737268E-2,null,2.5091321753934404E-2,1.9005381461306786E-2,4.7106777177431094E-4,2.8624513191450576E-6,2.8674925638074385E-5,9.0222140768565252E-3,4.4599308363972717E-2]
[2004,2,27,1,2.6908749163669907E-2,1.6259437030074729E-2,1.1482717688530194E-3,1.5338284112824102E-6,5.9020057471264436E-5,9.3108335434677631E-3,5.3687845391947965E-2,null,2.1377367566576121E-2,1.8794262593261082E-2,4.7106777177431094E-4,2.8624513191450576E-6,2.8674925638074385E-5,9.3108335434677631E-3,4.0674235308568729E-2]
[2004,2,27,2,2.5295743007986329E-2,1.5655678720728518E-2,1.1482717688530194E-3,1.5338284112824102E-6,5.9020057471264436E-5,9.9974199077980889E-3,5.2157667291248502E-2,null,2.0095932102316326E-2,1.8096379131015285E-2,4.7106777177431094E-4,2.8624513191450576E-6,2.8674925638074385E-5,9.9974199077980889E-3,3.8694916382063141E-2]
[2004,2,27,3,2.4901728515742762E-2,1.5371569082184412E-2,1.1482717688530194E-3,1.5338284112824102E-6,5.9020057471264436E-5,9.8291903467423204E-3,5.1311313599405065E-2,null,1.9782911509050673E-2,1.7767977160996408E-2,4.7106777177431094E-4,2.8624513191450576E-6,2.8674925638074385E-5,9.8291903467423204E-3,3.8053493818778608E-2]
[2004,2,27,4,2.6094443226098923E-2,1.4763398884933776E-2,1.1482717688530194E-3,1.5338284112824102E-6,5.9020057471264436E-5,9.8609687325966217E-3,5.192763649836489E-2,null,2.0730450936106995E-2,1.7064994003130499E-2,4.7106777177431094E-4,2.8624513191450576E-6,2.8674925638074385E-5,9.8609687325966217E-3,3.8298050087969021E-2]
[2004,2,27,5,2.6701253423475631E-2,1.4792306909638968E-2,1.1482717688530194E-3,1.5338284112824102E-6,5.9020057471264436E-5,9.8671349078725216E-3,5.2569520895722685E-2,null,2.1212524798164555E-2,1.7098408752137917E-2,4.7106777177431094E-4,2.8624513191450576E-6,2.8674925638074385E-5,9.8671349078725216E-3,3.8813538699034006E-2]
[2004,2,27,6,2.8168105455778816E-2,1.5371336190827195E-2,1.1482717688530194E-3,1.5338284112824102E-6,5.9020057471264436E-5,1.0641415242315615E-2,5.5389682543657191E-2,null,2.23778496844904E-2,1.7767707962172665E-2,4.7106777177431094E-4,2.8624513191450576E-6,2.8674925638074385E-5,1.0641415242315615E-2,4.0648162795394599E-2]
[2004,2,27,7,3.545392407634472E-2,1.6557296853034708E-2,0,0,5.9020057471264436E-5,8.5172879229758296E-3,6.0587528909826521E-2,null,2.8165990252745639E-2,1.9138558383966348E-2,0,0,2.8674925638074385E-5,8.5172879229758296E-3,4.7333223562350063E-2]
[2004,2,27,8,3.920480437773477E-2,1.8316308845529785E-2,0,0,5.9020057471264436E-5,1.1325391743534403E-2,6.890552502427022E-2,null,3.114583693433361E-2,2.1171798109948174E-2,0,0,2.8674925638074385E-5,1.1325391743534403E-2,5.234630996991986E-2]
[2004,2,27,9,3.9454830619728098E-2,1.9628078911315319E-2,0,0,5.9020057471264436E-5,1.3020600047994121E-2,7.2162529636508807E-2,null,3.1344467604375953E-2,2.2688071461402542E-2,0,0,2.8674925638074385E-5,1.3020600047994121E-2,5.4061213991416571E-2]
[2004,2,27,10,3.6559347935853491E-2,2.0279189079103786E-2,0,0,5.9020057471264436E-5,1.3315066099456433E-2,7.021262317188498E-2,null,2.9044182398276022E-2,2.3440688876625711E-2,0,0,2.8674925638074385E-5,1.3315066099456433E-2,5.2513546200539801E-2]
[2004,2,27,11,3.4296578982246251E-2,2.0772028739456518E-2,0,0,5.9020057471264436E-5,1.3240445456416042E-2,6.8368073235590077E-2,null,2.7246549838498512E-2,2.401036161350523E-2,0,0,2.8674925638074385E-5,1.3240445456416042E-2,5.1285586377641815E-2]
[2004,2,27,12,3.3693380127487703E-2,2.0842688378867054E-2,0,0,5.9020057471264436E-5,1.3060857014137112E-2,6.7655945577963131E-2,null,2.6767344968904618E-2,2.4092037000873832E-2,0,0,2.8674925638074385E-5,1.3060857014137112E-2,5.088805689541652E-2]
[2004,2,27,13,3.4751724444527142E-2,2.0869096004189038E-2,0,0,5.9020057471264436E-5,1.1815047384824527E-2,6.7494887891011962E-2,null,2.7608135276166283E-2,2.4122561541412832E-2,0,0,2.8674925638074385E-5,1.1815047384824527E-2,5.1759371743217188E-2]
[2004,2,27,14,3.1395852802949306E-2,2.060877486714207E-2,0,0,5.9020057471264436E-5,1.3126283401587059E-2,6.5189931129149697E-2,null,2.4942098993620831E-2,2.3821656670033373E-2,0,0,2.8674925638074385E-5,1.3126283401587059E-2,4.8792430589292279E-2]
[2004,2,27,15,3.1552407056774576E-2,2.0402031615697019E-2,0,0,5.9020057471264436E-5,1.264931487370044E-2,6.4662773603643309E-2,null,2.5066471843795981E-2,2.358268240851031E-2,0,0,2.8674925638074385E-5,1.264931487370044E-2,4.8677829177944359E-2]
[2004,2,27,16,3.5278394919011039E-2,2.0047598954655597E-2,0,0,5.9020057471264436E-5,1.0640710215826635E-2,6.6025724146964532E-2,null,2.8026542993709175E-2,2.3172994146184896E-2,0,0,2.8674925638074385E-5,1.0640710215826635E-2,5.1228212065532144E-2]
[2004,2,27,17,3.9177748995156206E-2,2.0074596211134964E-2,0,0,5.9020057471264436E-5,9.6412205413012285E-3,6.8952585805063665E-2,null,3.1124343075421092E-2,2.3204200240629146E-2,0,0,2.8674925638074385E-5,9.6412205413012285E-3,5.4357218241688307E-2]
[2004,2,27,18,4.4591058566083613E-2,1.9812271053736643E-2,0,0,5.9020057471264436E-5,9.9648724791867593E-3,7.442722215647829E-2,null,3.5424888884723102E-2,2.290097892467317E-2,0,0,2.8674925638074385E-5,9.9648724791867593E-3,5.8354542735034348E-2]
[2004,2,27,19,4.6330139666049153E-2,1.9609635006507926E-2,1.1482717688530194E-3,1.5338284112824102E-6,5.9020057471264436E-5,8.8030017757736601E-3,7.5951602103066299E-2,null,3.6806483238140404E-2,2.2666752175282485E-2,4.7106777177431094E-4,2.8624513191450576E-6,2.8674925638074385E-5,8.8030017757736601E-3,5.9975840562154423E-2]
[2004,2,27,20,4.4939324941233122E-2,1.9386050402313587E-2,1.1482717688530194E-3,1.5338284112824102E-6,5.9020057471264436E-5,7.6981443122483154E-3,7.3232345310530592E-2,null,3.5701565376349172E-2,2.2408311015526077E-2,4.7106777177431094E-4,2.8624513191450576E-6,2.8674925638074385E-5,7.6981443122483154E-3,5.8612481540606776E-2]
[2004,2,27,21,4.3412346881270013E-2,1.8855660978768285E-2,1.1482717688530194E-3,1.5338284112824102E-6,5.9020057471264436E-5,7.4391661360080274E-3,7.0915999650781894E-2,null,3.4488474011329484E-2,2.1795234555107387E-2,4.7106777177431094E-4,2.8624513191450576E-6,2.8674925638074385E-5,7.4391661360080274E-3,5.6786313715168402E-2]
[2004,2,27,22,4.1629028356684146E-2,1.8099315420264793E-2,1.1482717688530194E-3,1.5338284112824102E-6,5.9020057471264436E-5,6.5367571178754722E-3,6.7473926549559984E-2,null,3.3071735709728066E-2,2.0920975685537167E-2,4.7106777177431094E-4,2.8624513191450576E-6,2.8674925638074385E-5,6.5367571178754722E-3,5.4495316543996766E-2]
[2004,2,27,23,3.9942207321874118E-2,1.7226542257108568E-2,1.1482717688530194E-3,1.5338284112824102E-6,5.9020057471264436E-5,6.4798956353676693E-3,6.4857470869085929E-2,null,3.173165880534147E-2,1.9912138295757394E-2,4.7106777177431094E-4,2.8624513191450576E-6,2.8674925638074385E-5,6.4798956353676693E-3,5.2146402249830394E-2]
[2004,2,27,24,3.525843369345974E-2,1.6001854695623437E-2,1.1482717688530194E-3,1.5338284112824102E-6,5.9020057471264436E-5,6.2501736960317907E-3,5.8719287739850537E-2,null,2.8010685011864905E-2,1.8496523500320262E-2,4.7106777177431094E-4,2.8624513191450576E-6,2.8674925638074385E-5,6.2501736960317907E-3,4.7009813660916694E-2]
[2004,2,28,1,2.5351492005754366E-2,1.4285522151099636E-2,1.1482717688530194E-3,1.5338284112824102E-6,5.9020057471264436E-5,8.8278661094881739E-3,4.967370592107774E-2,null,2.0140221296492788E-2,1.6512616893992207E-2,4.7106777177431094E-4,2.8624513191450576E-6,2.8674925638074385E-5,8.8278661094881739E-3,3.7155443339216526E-2]
[2004,2,28,2,2.3788286987027896E-2,1.35734969098429E-2,1.1482717688530194E-3,1.5338284112824102E-6,5.9020057471264436E-5,9.5929531461200531E-3,4.8163562697726418E-2,null,1.8898349812092857E-2,1.5689587822785327E-2,4.7106777177431094E-4,2.8624513191450576E-6,2.8674925638074385E-5,9.5929531461200531E-3,3.5090542783609714E-2]
[2004,2,28,3,2.2607904820617357E-2,1.3361158566322086E-2,1.1482717688530194E-3,1.5338284112824102E-6,5.9020057471264436E-5,9.9076552450770537E-3,4.708554428675206E-2,null,1.7960607842486265E-2,1.5444146201444645E-2,4.7106777177431094E-4,2.8624513191450576E-6,2.8674925638074385E-5,9.9076552450770537E-3,3.390735919266244E-2]
[2004,2,28,4,2.1945484597867083E-2,1.2965452844172814E-2,1.1482717688530194E-3,1.5338284112824102E-6,5.9020057471264436E-5,1.008504408598755E-2,4.6204807182763014E-2,null,1.7434355191382561E-2,1.498675046025303E-2,4.7106777177431094E-4,2.8624513191450576E-6,2.8674925638074385E-5,1.008504408598755E-2,3.2923710800367122E-2]
[2004,2,28,5,2.2046228045244066E-2,1.2682982502087796E-2,1.1482717688530194E-3,1.5338284112824102E-6,5.9020057471264436E-5,1.0364713260509896E-2,4.6302749462577328E-2,null,1.7514389744137226E-2,1.4660243350927258E-2,4.7106777177431094E-4,2.8624513191450576E-6,2.8674925638074385E-5,1.0364713260509896E-2,3.2677238243796015E-2]
[2004,2,28,6,2.3021153801343109E-2,1.272618761993111E-2,1.1482717688530194E-3,1.5338284112824102E-6,5.9020057471264436E-5,1.0295968120041146E-2,4.7252135196050933E-2,null,1.8288909069115355E-2,1.4710184091717857E-2,4.7106777177431094E-4,2.8624513191450576E-6,2.8674925638074385E-5,1.0295968120041146E-2,3.3501698309564745E-2]
[2004,2,28,7,2.4874703114309699E-2,1.2421308392246212E-2,0,0,5.9020057471264436E-5,1.0132752218470858E-2,4.748778378249803E-2,null,1.9761441468338085E-2,1.4357774580014469E-2,0,0,2.8674925638074385E-5,1.0132752218470858E-2,3.4147890973990624E-2]
[2004,2,28,8,2.9861784028589307E-2,1.3265002369276784E-2,0,0,5.9020057471264436E-5,9.3773985157383864E-3,5.2563204971075736E-2,null,2.3723374486493719E-2,1.5332999375518505E-2,0,0,2.8674925638074385E-5,9.3773985157383864E-3,3.9085048787650296E-2]
[2004,2,28,9,3.2062734659532445E-2,1.3735643766830792E-2,0,0,5.9020057471264436E-5,1.0658665738487824E-2,5.6516064222322325E-2,null,2.5471896141936665E-2,1.5877013168648511E-2,0,0,2.8674925638074385E-5,1.0658665738487824E-2,4.1377584236223244E-2]
[2004,2,28,10,3.361517234403362E-2,1.4163114429128406E-2,0,0,5.9020057471264436E-5,1.1157319173585881E-2,5.8994626004219168E-2,null,2.6705213632984986E-2,1.6371125963776427E-2,0,0,2.8674925638074385E-5,1.1157319173585881E-2,4.3105014522399482E-2]
[2004,2,28,11,3.4216853033965336E-2,1.4272174711647651E-2,0,0,5.9020057471264436E-5,1.0055125888005667E-2,5.8603173691089916E-2,null,2.7183212412792528E-2,1.6497188605697585E-2,0,0,2.8674925638074385E-5,1.0055125888005667E-2,4.3709075944128185E-2]
[2004,2,28,12,3.5120134920069448E-2,1.4150337826942879E-2,0,0,5.9020057471264436E-5,9.4576352250448723E-3,5.8787128029528464E-2,null,2.7900815032595769E-2,1.6356357505552425E-2,0,0,2.8674925638074385E-5,9.4576352250448723E-3,4.4285847463786263E-2]
[2004,2,28,13,3.6192688883175159E-2,1.394077418562099E-2,0,0,5.9020057471264436E-5,8.5615692985884333E-3,5.8754052424855846E-2,null,2.8752894040982184E-2,1.6114123158956144E-2,0,0,2.8674925638074385E-5,8.5615692985884333E-3,4.4895692125576397E-2]
[2004,2,28,14,3.4354191606513172E-2,1.370319221881435E-2,0,0,5.9020057471264436E-5,8.5574194002966258E-3,5.6673823283095413E-2,null,2.7292319570786622E-2,1.5839502465550319E-2,0,0,2.8674925638074385E-5,8.5574194002966258E-3,4.3160496961975013E-2]
[2004,2,28,15,3.319071954442232E-2,1.3511443908702698E-2,0,0,5.9020057471264436E-5,8.8319218532570114E-3,5.5593105363853292E-2,null,2.6368011652440917E-2,1.5617860837652217E-2,0,0,2.8674925638074385E-5,8.8319218532570114E-3,4.2014547415731206E-2]
[2004,2,28,16,3.2959224796669073E-2,1.3407990121911323E-2,0,0,5.9020057471264436E-5,8.6520180586631985E-3,5.5078253034714857E-2,null,2.6184103129515801E-2,1.5498278737015649E-2,0,0,2.8674925638074385E-5,8.6520180586631985E-3,4.1711056792169521E-2]
[2004,2,28,17,3.7355880151581443E-2,1.3450159712152625E-2,0,0,5.9020057471264436E-5,7.4041489231060961E-3,5.8269208844311429E-2,null,2.9676978885792626E-2,{"$f":"F1411*W$5","v":1.5547022512767497E-2},{"$f":"G1411*X$5","v":0},{"$f":"H1411*Y$5","v":0},{"$f":"I1411*Z$5","v":2.8674925638074385E-5},{"$f":"J1411","v":7.4041489231060961E-3},4.5252676324198195E-2]
[2004,2,28,18,4.1982097275380617E-2,1.3512757611380929E-2,0,0,5.9020057471264436E-5,7.103057809383858E-3,6.2656932753616668E-2,null,{"$f":"E1412*V$5","v":3.3352227530637317E-2},1.5619379344907942E-2,0,0,2.8674925638074385E-5,7.103057809383858E-3,{"$f":"SUM(M1412:Q1412)","v":4.9000281801183335E-2}]
[2004,2,28,19,4.4298074370988066E-2,1.3386993948691764E-2,1.1482717688530194E-3,1.5338284112824102E-6,5.9020057471264436E-5,5.1485705431175352E-3,6.4042464517532927E-2,null,3.519213072894041E-2,1.5474009287082537E-2,4.7106777177431094E-4,2.8624513191450576E-6,2.8674925638074385E-5,5.1485705431175352E-3,5.1168745164754476E-2]
[2004,2,28,20,4.2429603005179631E-2,1.3175025133565482E-2,1.1482717688530194E-3,1.5338284112824102E-6,5.9020057471264436E-5,5.3441590308424495E-3,6.2157612824323132E-2,null,3.3707743664660311E-2,1.5228994803143332E-2,4.7106777177431094E-4,2.8624513191450576E-6,2.8674925638074385E-5,5.3441590308424495E-3,4.9439343616535174E-2]
[2004,2,28,21,3.8727791853268731E-2,1.3391361227709578E-2,1.1482717688530194E-3,1.5338284112824102E-6,5.9020057471264436E-5,6.961921653681695E-3,6.0289900389395572E-2,null,3.0766879443320298E-2,1.5479057419347327E-2,4.7106777177431094E-4,2.8624513191450576E-6,2.8674925638074385E-5,6.961921653681695E-3,4.6748542011399156E-2]
[2004,2,28,22,3.5451370600759008E-2,1.3270531343786121E-2,1.1482717688530194E-3,1.5338284112824102E-6,5.9020057471264436E-5,7.6876807493182027E-3,5.7618408348598896E-2,null,2.8163961671415601E-2,1.533939031012514E-2,4.7106777177431094E-4,2.8624513191450576E-6,2.8674925638074385E-5,7.6876807493182027E-3,4.400595713027227E-2]
[2004,2,28,23,3.4100470440437895E-2,1.2896670101428335E-2,1.1482717688530194E-3,1.5338284112824102E-6,5.9020057471264436E-5,7.4601342411510455E-3,5.5666100437752844E-2,null,2.7090753507881905E-2,1.4907244575354719E-2,4.7106777177431094E-4,2.8624513191450576E-6,2.8674925638074385E-5,7.4601342411510455E-3,4.2500603231968151E-2]
[2004,2,28,24,2.954154613554005E-2,1.2450191100583784E-2,1.1482717688530194E-3,1.5338284112824102E-6,5.9020057471264436E-5,8.9096323436888107E-3,5.2110195234548212E-2,null,2.3468964922272781E-2,1.4391160065864739E-2,4.7106777177431094E-4,2.8624513191450576E-6,2.8674925638074385E-5,8.9096323436888107E-3,3.8362730136869048E-2]
[2004,2,29,1,2.6897922502780364E-2,1.2823467376188342E-2,1.1484262557002059E-3,1.5340347703707476E-6,5.9020057471264436E-5,9.6410778865348278E-3,5.0571448113445376E-2,null,2.1368766441791514E-2,1.4822629638308745E-2,4.7113114856092762E-4,2.8628364292657751E-6,2.8674925638074385E-5,9.6410778865348278E-3,3.6694064990728525E-2]
[2004,2,29,2,2.4771781939275515E-2,1.2644318332822192E-2,1.1484262557002059E-3,1.5340347703707476E-6,5.9020057471264436E-5,1.0180996840299465E-2,4.8806077460339013E-2,null,1.9679676843170735E-2,1.4615551486824955E-2,4.7113114856092762E-4,2.8628364292657751E-6,2.8674925638074385E-5,1.0180996840299465E-2,3.4797897240623953E-2]
[2004,2,29,3,2.3723527476852756E-2,1.2507740271974046E-2,1.1484262557002059E-3,1.5340347703707476E-6,5.9020057471264436E-5,1.0392143514143764E-2,4.7832391610912406E-2,null,1.8846902312841776E-2,1.4457681079915383E-2,4.7113114856092762E-4,2.8628364292657751E-6,2.8674925638074385E-5,1.0392143514143764E-2,3.3807252303385424E-2]
[2004,2,29,4,2.3713117170933357E-2,1.2273160349817994E-2,1.1484262557002059E-3,1.5340347703707476E-6,5.9020057471264436E-5,1.0294057275882423E-2,4.7489315144575613E-2,null,1.8838631956803822E-2,1.4186530446104828E-2,4.7113114856092762E-4,2.8628364292657751E-6,2.8674925638074385E-5,1.0294057275882423E-2,3.3527831313536913E-2]
[2004,2,29,5,2.292469353036539E-2,1.2297692901548895E-2,1.1484262557002059E-3,1.5340347703707476E-6,5.9020057471264436E-5,1.1072566103306484E-2,4.7503932883162611E-2,null,1.8212277239976069E-2,1.421488759146358E-2,4.7113114856092762E-4,2.8628364292657751E-6,2.8674925638074385E-5,1.1072566103306484E-2,3.2929833742067913E-2]
[2004,2,29,6,2.4583807702872891E-2,1.2389379866004942E-2,1.1484262557002059E-3,1.5340347703707476E-6,5.9020057471264436E-5,1.0464770677229776E-2,4.8646938594049449E-2,null,1.9530342724361129E-2,1.4320868437121312E-2,4.7113114856092762E-4,2.8628364292657751E-6,2.8674925638074385E-5,1.0464770677229776E-2,3.435388007211071E-2]
[2004,2,29,7,2.7626726940633388E-2,1.2937388948831036E-2,0,0,5.9020057471264436E-5,1.0127668216351271E-2,5.0750804163286957E-2,null,2.1947757321574612E-2,1.4954311439303683E-2,0,0,2.8674925638074385E-5,1.0127668216351271E-2,3.6930743686516367E-2]
[2004,2,29,8,3.0446192631124663E-2,1.3782638475050511E-2,0,0,5.9020057471264436E-5,1.0278622445976399E-2,5.4566473609622843E-2,null,2.4187651641462134E-2,1.593133429213768E-2,0,0,2.8674925638074385E-5,1.0278622445976399E-2,4.0147660859237891E-2]
[2004,2,29,9,3.5730445839798008E-2,1.4343082257564961E-2,0,0,5.9020057471264436E-5,8.666607147069301E-3,5.8799155301903536E-2,null,2.8385670006031226E-2,1.6579150547882216E-2,0,0,2.8674925638074385E-5,8.666607147069301E-3,4.4993495479551518E-2]
[2004,2,29,10,3.8419134027294091E-2,1.4800812981652797E-2,0,0,5.9020057471264436E-5,8.5813243987710626E-3,6.1860291465189218E-2,null,3.052166953935833E-2,1.710824090996536E-2,0,0,2.8674925638074385E-5,8.5813243987710626E-3,4.7658585374961759E-2]
[2004,2,29,11,3.623909533192321E-2,1.4992363262230543E-2,0,0,5.9020057471264436E-5,1.1305016745335898E-2,6.259549539696091E-2,null,2.8789761147153214E-2,1.7329653635776966E-2,0,0,2.8674925638074385E-5,1.1305016745335898E-2,4.6148089708568249E-2]
[2004,2,29,12,3.6349703265671357E-2,1.5068778138094112E-2,0,0,5.9020057471264436E-5,1.0696987493681061E-2,6.2174488954917791E-2,null,2.8877632435451741E-2,1.7417981493645287E-2,0,0,2.8674925638074385E-5,1.0696987493681061E-2,4.63242888547351E-2]
[2004,2,29,13,3.5797891179945994E-2,1.5366921781802725E-2,0,0,5.9020057471264436E-5,1.0090816711500606E-2,6.1314649730720587E-2,null,2.8439251234137614E-2,1.7762605352393095E-2,0,0,2.8674925638074385E-5,1.0090816711500606E-2,4.6230531512168785E-2]
[2004,2,29,14,3.4483350927730777E-2,1.5591687376055147E-2,0,0,5.9020057471264436E-5,1.0203862287351706E-2,6.0337920648608892E-2,null,2.7394928810165389E-2,1.8022411617056304E-2,0,0,2.8674925638074385E-5,1.0203862287351706E-2,4.5446015352859762E-2]
[2004,2,29,15,3.5225020574935498E-2,1.5590063242602785E-2,0,0,5.9020057471264436E-5,8.8145532968954381E-3,5.9688657171904982E-2,null,2.7984140317724955E-2,1.8020534283263397E-2,0,0,2.8674925638074385E-5,8.8145532968954381E-3,4.6033349526626424E-2]
[2004,2,29,16,3.7295308613024214E-2,1.5474378550000622E-2,0,0,5.9020057471264436E-5,8.2198496921617979E-3,6.1048556912657898E-2,null,2.9628858475738075E-2,1.7886814494148674E-2,0,0,2.8674925638074385E-5,8.2198496921617979E-3,4.7544347895524822E-2]
[2004,2,29,17,4.0308992238928677E-2,1.5330804929816158E-2,0,0,5.9020057471264436E-5,7.5479837592022682E-3,6.3246800985418364E-2,null,3.2023047154240925E-2,1.7720857929095356E-2,0,0,2.8674925638074385E-5,7.5479837592022682E-3,4.9772580008974353E-2]
[2004,2,29,18,4.7236475752143701E-2,1.5273976088985652E-2,0,0,5.9020057471264436E-5,6.3078812314434282E-3,6.8877353130044061E-2,null,3.7526512234414E-2,1.7655169544223012E-2,0,0,2.8674925638074385E-5,6.3078812314434282E-3,5.5210356704275085E-2]
[2004,2,29,19,4.8100918023162048E-2,1.5125417842794621E-2,1.1484262557002059E-3,1.5340347703707476E-6,5.9020057471264436E-5,5.8348550130021349E-3,7.0270171226900643E-2,null,3.8213259138004545E-2,1.7483451256305405E-2,4.7113114856092762E-4,2.8628364292657751E-6,2.8674925638074385E-5,5.8348550130021349E-3,5.6199379304938214E-2]
[2004,2,29,20,4.4053485136022932E-2,1.4699543277069597E-2,1.1484262557002059E-3,1.5340347703707476E-6,5.9020057471264436E-5,7.4371919851399767E-3,6.7399200746174351E-2,null,3.4997819430898483E-2,1.6991183387176707E-2,4.7113114856092762E-4,2.8628364292657751E-6,2.8674925638074385E-5,7.4371919851399767E-3,5.2491671728703455E-2]
[2004,2,29,21,4.2315338868207424E-2,1.4389092225443127E-2,1.1484262557002059E-3,1.5340347703707476E-6,5.9020057471264436E-5,7.9466869536544988E-3,6.5860098395246897E-2,null,3.3616967744870239E-2,1.6632333411262436E-2,4.7113114856092762E-4,2.8628364292657751E-6,2.8674925638074385E-5,7.9466869536544988E-3,5.0751970066760937E-2]
[2004,2,29,22,4.166469351290307E-2,1.4223348099848635E-2,1.1484262557002059E-3,1.5340347703707476E-6,5.9020057471264436E-5,6.9679476063375665E-3,6.4064969567031116E-2,null,3.310006951109408E-2,1.6440749987189911E-2,4.7113114856092762E-4,2.8628364292657751E-6,2.8674925638074385E-5,6.9679476063375665E-3,5.0043488408912255E-2]
[2004,2,29,23,3.861016456994576E-2,1.4852156471845554E-2,1.1484262557002059E-3,1.5340347703707476E-6,5.9020057471264436E-5,5.0906440805093779E-3,5.9761945470242529E-2,null,3.0673431707932883E-2,1.7167588785008778E-2,4.7113114856092762E-4,2.8628364292657751E-6,2.8674925638074385E-5,5.0906440805093779E-3,4.8343689403569923E-2]
[2004,2,29,24,2.9816261207550931E-2,1.4428649373415011E-2,1.1484262557002059E-3,1.5340347703707476E-6,5.9020057471264436E-5,8.3984750086445493E-3,5.3852365937552327E-2,null,2.3687209368892539E-2,1.6678057468316129E-2,4.7113114856092762E-4,2.8628364292657751E-6,2.8674925638074385E-5,8.3984750086445493E-3,4.0867935747836932E-2]
[2004,3,1,1,2.6375239099276006E-2,1.410768120833145E-2,1.1894051613100009E-3,1.5899935316525914E-6,5.7942244623656132E-5,9.6402659175315666E-3,5.1372123624604332E-2,null,2.0953526210084741E-2,1.6307050774326683E-2,4.8794236196787055E-4,2.9672674261561075E-6,2.8151269705140452E-5,9.6402659175315666E-3,3.7779637883510589E-2]
[2004,3,1,2,2.5234788931046984E-2,1.4018955549951393E-2,1.1894051613100009E-3,1.5899935316525914E-6,5.7942244623656132E-5,1.0392354948634878E-2,5.0895036829098558E-2,null,2.0047507788741283E-2,1.6204492898597631E-2,4.8794236196787055E-4,2.9672674261561075E-6,2.8151269705140452E-5,1.0392354948634878E-2,3.6771061586438079E-2]
[2004,3,1,3,2.5255306600123779E-2,1.4303379919704051E-2,1.1894051613100009E-3,1.5899935316525914E-6,5.7942244623656132E-5,1.0264749545280845E-2,5.1072373464573981E-2,null,2.0063807831184586E-2,1.6533258666020369E-2,4.8794236196787055E-4,2.9672674261561075E-6,2.8151269705140452E-5,1.0264749545280845E-2,3.711612739630412E-2]
[2004,3,1,4,2.6267259231756018E-2,1.4204981135459167E-2,1.1894051613100009E-3,1.5899935316525914E-6,5.7942244623656132E-5,1.036344850429175E-2,5.208462627097224E-2,null,2.086774276085324E-2,1.641951963640112E-2,4.8794236196787055E-4,2.9672674261561075E-6,2.8151269705140452E-5,1.036344850429175E-2,3.7806323296353521E-2]
[2004,3,1,5,2.6957771197894838E-2,1.4374304210824822E-2,1.1894051613100009E-3,1.5899935316525914E-6,5.7942244623656132E-5,1.0407577912325994E-2,5.2988590720510959E-2,null,2.1416312596614993E-2,1.6615239963964395E-2,4.8794236196787055E-4,2.9672674261561075E-6,2.8151269705140452E-5,1.0407577912325994E-2,3.855061345967855E-2]
[2004,3,1,6,3.1852865038119113E-2,1.5202771143119721E-2,1.1894051613100009E-3,1.5899935316525914E-6,5.7942244623656132E-5,9.155180233057305E-3,5.7459753813761449E-2,null,2.5305167469016104E-2,1.7572863837815839E-2,4.8794236196787055E-4,2.9672674261561075E-6,2.8151269705140452E-5,9.155180233057305E-3,4.3397092205931111E-2]
[2004,3,1,7,4.1679007336904134E-2,1.6832244613943087E-2,0,0,5.7942244623656132E-5,7.5347132046223123E-3,6.6103907400093184E-2,null,3.3111440975263334E-2,1.9456370151273123E-2,0,0,2.8151269705140452E-5,7.5347132046223123E-3,5.2595962396241591E-2]
[2004,3,1,8,4.4988137971744863E-2,1.9075914783890629E-2,0,0,5.7942244623656132E-5,1.0748472125140856E-2,7.4870467125400006E-2,null,3.574034436562664E-2,2.204982564845075E-2,0,0,2.8151269705140452E-5,1.0748472125140856E-2,5.7818321283782531E-2]
[2004,3,1,9,4.5346030301277797E-2,2.0310269014776533E-2,0,0,5.7942244623656132E-5,1.1981113361693581E-2,7.7695354922371562E-2,null,3.6024668093613717E-2,2.3476614134759485E-2,0,0,2.8151269705140452E-5,1.1981113361693581E-2,5.9529433498078335E-2]
[2004,3,1,10,4.2499539188967962E-2,2.130108351289027E-2,0,0,5.7942244623656132E-5,1.3196479895676103E-2,7.7055044842157999E-2,null,3.3763303716818564E-2,2.4621895353556651E-2,0,0,2.8151269705140452E-5,1.3196479895676103E-2,5.8413350340080356E-2]
[2004,3,1,11,4.1715433736346563E-2,2.1430233712782947E-2,0,0,5.7942244623656132E-5,1.2548853720035754E-2,7.5752463413788926E-2,null,3.3140379538154956E-2,2.4771179905430461E-2,0,0,2.8151269705140452E-5,1.2548853720035754E-2,5.7939710713290557E-2]
[2004,3,1,12,3.9661188684179713E-2,2.1562254030047742E-2,0,0,5.7942244623656132E-5,1.239165268545277E-2,7.3673037644303885E-2,null,3.1508406558478856E-2,2.4923782022326067E-2,0,0,2.8151269705140452E-5,1.239165268545277E-2,5.6460339850510063E-2]
[2004,3,1,13,3.9254971378421058E-2,2.1560375808366564E-2,0,0,5.7942244623656132E-5,1.1661941533376897E-2,7.2535230964788172E-2,null,3.1185691570714529E-2,2.4921610988272482E-2,0,0,2.8151269705140452E-5,1.1661941533376897E-2,5.6135453828692145E-2]
[2004,3,1,14,3.6432795557748143E-2,2.1484939589065114E-2,0,0,5.7942244623656132E-5,1.2373405682312025E-2,7.034908307374893E-2,null,2.8943644216931089E-2,2.4834414358280196E-2,0,0,2.8151269705140452E-5,1.2373405682312025E-2,5.3806209844916422E-2]
[2004,3,1,15,3.5953737507834475E-2,2.0841984145062071E-2,0,0,5.7942244623656132E-5,1.018088663610532E-2,6.7034550533625517E-2,null,2.8563061680134536E-2,2.4091222977913909E-2,0,0,2.8151269705140452E-5,1.018088663610532E-2,5.2682435927753582E-2]
[2004,3,1,16,3.8327193242076507E-2,2.0208538251598476E-2,0,0,5.7942244623656132E-5,9.2192913107241002E-3,6.7812965049022733E-2,null,3.0448628167275175E-2,2.3359023674927159E-2,0,0,2.8151269705140452E-5,9.2192913107241002E-3,5.3835803111907471E-2]
[2004,3,1,17,4.0586491247562494E-2,1.9702786276960284E-2,0,0,5.7942244623656132E-5,9.2673924970847719E-3,6.9614612266231196E-2,null,3.2243503269493386E-2,2.2774425610379852E-2,0,0,2.8151269705140452E-5,9.2673924970847719E-3,5.5046080149578375E-2]
[2004,3,1,18,4.3858132099058658E-2,1.8901323422874039E-2,0,0,5.7942244623656132E-5,6.3624972987913996E-3,6.917989506534776E-2,null,3.4842623303013409E-2,2.1848015716200868E-2,0,0,2.8151269705140452E-5,6.3624972987913996E-3,5.6718790288919414E-2]
[2004,3,1,19,4.2205806494275029E-2,1.8573980824553683E-2,1.1894051613100009E-3,1.5899935316525914E-6,5.7942244623656132E-5,6.4276912518768051E-3,6.8456415970170825E-2,null,3.352995092354754E-2,2.1469640822936505E-2,4.8794236196787055E-4,2.9672674261561075E-6,2.8151269705140452E-5,6.4276912518768051E-3,5.5518652645583207E-2]
[2004,3,1,20,4.480159647186286E-2,1.8633134571221951E-2,1.1894051613100009E-3,1.5899935316525914E-6,5.7942244623656132E-5,6.9067952057543071E-3,7.1590463648304431E-2,null,3.5592148469000502E-2,2.1538016563511179E-2,4.8794236196787055E-4,2.9672674261561075E-6,2.8151269705140452E-5,6.9067952057543071E-3,5.7649225931610849E-2]
[2004,3,1,21,4.658464666574208E-2,1.7581781184272796E-2,1.1894051613100009E-3,1.5899935316525914E-6,5.7942244623656132E-5,5.398261935660135E-3,7.0813627185140324E-2,null,3.7008673598145983E-2,2.0322758520069192E-2,4.8794236196787055E-4,2.9672674261561075E-6,2.8151269705140452E-5,5.398261935660135E-3,5.785049301731434E-2]
[2004,3,1,22,3.9488059766066813E-2,1.6843985180492276E-2,1.1894051613100009E-3,1.5899935316525914E-6,5.7942244623656132E-5,6.0699829375138398E-3,6.3650965283538238E-2,null,3.1370866143783552E-2,1.9469941057222138E-2,4.8794236196787055E-4,2.9672674261561075E-6,2.8151269705140452E-5,6.0699829375138398E-3,5.1359868100104851E-2]
[2004,3,1,23,3.6393248562200976E-2,1.6329992454098417E-2,1.1894051613100009E-3,1.5899935316525914E-6,5.7942244623656132E-5,7.9854245608206899E-3,6.1957602976585396E-2,null,2.8912226529887244E-2,1.887581751819651E-2,4.8794236196787055E-4,2.9672674261561075E-6,2.8151269705140452E-5,7.9854245608206899E-3,4.8307104947182919E-2]
[2004,3,1,24,2.8890082960553478E-2,1.5989027798249282E-2,1.1894051613100009E-3,1.5899935316525914E-6,5.7942244623656132E-5,9.2350188010983346E-3,5.5363066959366394E-2,null,2.295141698040935E-2,1.8481696905951667E-2,4.8794236196787055E-4,2.9672674261561075E-6,2.8151269705140452E-5,9.2350188010983346E-3,4.1952174785460185E-2]
[2004,3,2,1,2.4424692302819642E-2,1.5801265351376204E-2,1.1894051613100009E-3,1.5899935316525914E-6,5.7942244623656132E-5,9.9716373034317608E-3,5.1446532357092914E-2,null,1.9403935198996348E-2,1.8264662532304004E-2,4.8794236196787055E-4,2.9672674261561075E-6,2.8151269705140452E-5,9.9716373034317608E-3,3.8187658630399517E-2]
[2004,3,2,2,2.3903544075293621E-2,1.512168273148351E-2,1.1894051613100009E-3,1.5899935316525914E-6,5.7942244623656132E-5,1.0178037192574974E-2,5.0452201398817412E-2,null,1.8989914571403047E-2,1.7479133845889151E-2,4.8794236196787055E-4,2.9672674261561075E-6,2.8151269705140452E-5,1.0178037192574974E-2,3.6988109316391363E-2]
[2004,3,2,3,2.3945157371825156E-2,1.4986820877565921E-2,1.1894051613100009E-3,1.5899935316525914E-6,5.7942244623656132E-5,1.0578518979519905E-2,5.0759434628376288E-2,null,1.902297380913278E-2,1.7323247200388883E-2,4.8794236196787055E-4,2.9672674261561075E-6,2.8151269705140452E-5,1.0578518979519905E-2,3.6865281908620824E-2]
[2004,3,2,4,2.4626006644132056E-2,1.4771269529998104E-2,1.1894051613100009E-3,1.5899935316525914E-6,5.7942244623656132E-5,1.0414390723262978E-2,5.106060429685845E-2,null,1.9563867221272173E-2,1.7074091671754801E-2,4.8794236196787055E-4,2.9672674261561075E-6,2.8151269705140452E-5,1.0414390723262978E-2,3.7157019792126135E-2]
[2004,3,2,5,2.5992628187171848E-2,1.4672428228596286E-2,1.1894051613100009E-3,1.5899935316525914E-6,5.7942244623656132E-5,1.0402773048112728E-2,5.2316766863346166E-2,null,2.0649565068922654E-2,1.6959841137116401E-2,4.8794236196787055E-4,2.9672674261561075E-6,2.8151269705140452E-5,1.0402773048112728E-2,3.8128467105138224E-2]
[2004,3,2,6,2.8766496037320136E-2,1.5579666084059262E-2,1.1894051613100009E-3,1.5899935316525914E-6,5.7942244623656132E-5,1.0532520205239048E-2,5.6127619726083752E-2,null,2.2853234672925941E-2,1.8008516220920322E-2,4.8794236196787055E-4,2.9672674261561075E-6,2.8151269705140452E-5,1.0532520205239048E-2,4.1380811792945428E-2]
[2004,3,2,7,3.5684697277469285E-2,1.7244271389474101E-2,0,0,5.7942244623656132E-5,1.06761504746892E-2,6.3663061386256242E-2,null,2.8349325550679733E-2,1.9932631377320559E-2,0,0,2.8151269705140452E-5,1.06761504746892E-2,4.8310108197705426E-2]
[2004,3,2,8,3.8749043088235187E-2,1.9502255746780151E-2,0,0,5.7942244623656132E-5,1.3509775738708495E-2,7.1819016818347486E-2,null,3.0783762259327777E-2,2.2542632625468986E-2,0,0,2.8151269705140452E-5,1.3509775738708495E-2,5.33545461545019E-2]
[2004,3,2,9,3.7743765819018366E-2,2.0845679510468902E-2,0,0,5.7942244623656132E-5,1.4883338808712945E-2,7.3530726382823861E-2,null,2.9985130499833496E-2,{"$f":"F1475*W$5","v":2.4095494446089934E-2},{"$f":"G1475*X$5","v":0},{"$f":"H1475*Y$5","v":0},{"$f":"I1475*Z$5","v":2.8151269705140452E-5},{"$f":"J1475","v":1.4883338808712945E-2},5.4108776215628568E-2]
[2004,3,2,10,3.5847750311512785E-2,2.1694605214052354E-2,0,0,5.7942244623656132E-5,1.5138896322637268E-2,7.2739194092826059E-2,null,{"$f":"E1476*V$5","v":2.8478861287193988E-2},2.5076766587665611E-2,0,0,2.8151269705140452E-5,1.5138896322637268E-2,{"$f":"SUM(M1476:Q1476)","v":5.3583779144564733E-2}]
[2004,3,2,11,3.5315268788556529E-2,2.1878047991351676E-2,0,0,5.7942244623656132E-5,1.3718721378917295E-2,7.0969980403449151E-2,null,2.8055837044431538E-2,2.5288807860744347E-2,0,0,2.8151269705140452E-5,1.3718721378917295E-2,5.3372796174881026E-2]
[2004,3,2,12,3.4915247601340196E-2,2.1776236225357511E-2,0,0,5.7942244623656132E-5,1.3522851895455795E-2,7.0272277966777152E-2,null,2.7738044496679555E-2,2.5171123769859857E-2,0,0,2.8151269705140452E-5,1.3522851895455795E-2,5.2937319536244545E-2]
[2004,3,2,13,3.3476070382446314E-2,2.164386878033734E-2,0,0,5.7942244623656132E-5,1.1832920547946706E-2,6.7010801955354013E-2,null,2.6594705569455288E-2,2.5018120408433098E-2,0,0,2.8151269705140452E-5,1.1832920547946706E-2,5.164097724759352E-2]
[2004,3,2,14,3.1470273171836489E-2,2.1682937020416865E-2,0,0,5.7942244623656132E-5,1.2687266959120265E-2,6.5898419395997276E-2,null,2.5001221458602941E-2,2.5063279337475538E-2,0,0,2.8151269705140452E-5,1.2687266959120265E-2,5.0092652065783616E-2]
[2004,3,2,15,3.0740738933363581E-2,2.1519607252278677E-2,0,0,5.7942244623656132E-5,1.2375429150319105E-2,6.4693717580585008E-2,null,2.4421650796533915E-2,2.4874486666117503E-2,0,0,2.8151269705140452E-5,1.2375429150319105E-2,4.9324288732356558E-2]
[2004,3,2,16,3.3445717505266634E-2,2.0967534664905751E-2,0,0,5.7942244623656132E-5,1.0840016235539198E-2,6.5311210650335239E-2,null,2.657059205127477E-2,2.4236346664195177E-2,0,0,2.8151269705140452E-5,1.0840016235539198E-2,5.083508998517508E-2]
[2004,3,2,17,3.5661925271172075E-2,2.0513083049035066E-2,0,0,5.7942244623656132E-5,1.0160365213980895E-2,6.639331577881169E-2,null,2.8331234574176776E-2,2.3711046619131669E-2,0,0,2.8151269705140452E-5,1.0160365213980895E-2,5.2070432463013586E-2]
[2004,3,2,18,3.750151584461308E-2,2.0084916217408492E-2,0,0,5.7942244623656132E-5,1.0480327206171699E-2,6.8124701512816924E-2,null,2.9792677602288663E-2,2.3216129122761414E-2,0,0,2.8151269705140452E-5,1.0480327206171699E-2,5.3036957994755218E-2]
[2004,3,2,19,3.9658950233181473E-2,1.9348813716702544E-2,1.1894051613100009E-3,1.5899935316525914E-6,5.7942244623656132E-5,8.5248317858597454E-3,6.8781533135209072E-2,null,3.150662824505826E-2,2.2365269177965393E-2,4.8794236196787055E-4,2.9672674261561075E-6,2.8151269705140452E-5,8.5248317858597454E-3,5.4390958322122818E-2]
[2004,3,2,20,4.1931520082162485E-2,1.890207434920977E-2,1.1894051613100009E-3,1.5899935316525914E-6,5.7942244623656132E-5,7.5480382116418238E-3,6.9630570042479384E-2,null,3.331204702119285E-2,2.1848883710997725E-2,4.8794236196787055E-4,2.9672674261561075E-6,2.8151269705140452E-5,7.5480382116418238E-3,5.5679991631289741E-2]
[2004,3,2,21,4.1466627279735088E-2,1.7993831582569789E-2,1.1894051613100009E-3,1.5899935316525914E-6,5.7942244623656132E-5,6.8462482912275075E-3,6.7555644552997687E-2,null,3.2942717913544695E-2,2.0799047051641796E-2,4.8794236196787055E-4,2.9672674261561075E-6,2.8151269705140452E-5,6.8462482912275075E-3,5.4260825864285656E-2]
[2004,3,2,22,3.6813685190458564E-2,1.7175965130541263E-2,1.1894051613100009E-3,1.5899935316525914E-6,5.7942244623656132E-5,6.151276376122573E-3,6.1389864096587705E-2,null,2.9246237906114608E-2,1.9853676259454396E-2,4.8794236196787055E-4,2.9672674261561075E-6,2.8151269705140452E-5,6.151276376122573E-3,4.9618975064668169E-2]
[2004,3,2,23,3.5137401908039621E-2,1.6483815481387512E-2,1.1894051613100009E-3,1.5899935316525914E-6,5.7942244623656132E-5,6.6400166984681491E-3,5.951017148736059E-2,null,2.7914532606250375E-2,1.9053621359892518E-2,4.8794236196787055E-4,2.9672674261561075E-6,2.8151269705140452E-5,6.6400166984681491E-3,4.7487214865242058E-2]
[2004,3,2,24,2.8683247378739472E-2,1.6359967228823689E-2,1.1894051613100009E-3,1.5899935316525914E-6,5.7942244623656132E-5,7.6924333967176876E-3,5.3984585403746156E-2,null,2.2787098667752352E-2,1.8910465322196032E-2,4.8794236196787055E-4,2.9672674261561075E-6,2.8151269705140452E-5,7.6924333967176876E-3,4.2216624889047545E-2]
[2004,3,3,1,2.4066324342629508E-2,1.6116918255797495E-2,1.1894051613100009E-3,1.5899935316525914E-6,5.7942244623656132E-5,9.7500071919712147E-3,5.1182187189863525E-2,null,1.9119233611327911E-2,1.8629525323250955E-2,4.8794236196787055E-4,2.9672674261561075E-6,2.8151269705140452E-5,9.7500071919712147E-3,3.8267819833678031E-2]
[2004,3,3,2,2.3524471962813581E-2,1.5477682916026187E-2,1.1894051613100009E-3,1.5899935316525914E-6,5.7942244623656132E-5,9.9418732974399029E-3,5.0192965575744979E-2,null,1.8688764791699976E-2,1.789063400663695E-2,4.8794236196787055E-4,2.9672674261561075E-6,2.8151269705140452E-5,9.9418732974399029E-3,3.7098459697436088E-2]
[2004,3,3,3,2.3625081932963993E-2,1.5185866504277118E-2,1.1894051613100009E-3,1.5899935316525914E-6,5.7942244623656132E-5,1.0438730977388394E-2,5.0498616814094809E-2,null,1.8768693304901603E-2,1.7553323787267688E-2,4.8794236196787055E-4,2.9672674261561075E-6,2.8151269705140452E-5,1.0438730977388394E-2,3.6841077991268456E-2]
[2004,3,3,4,2.4357080271636231E-2,1.4828392368877752E-2,1.1894051613100009E-3,1.5899935316525914E-6,5.7942244623656132E-5,1.036383285640397E-2,5.079824289638326E-2,null,1.9350221544982209E-2,1.7140119888598402E-2,4.8794236196787055E-4,2.9672674261561075E-6,2.8151269705140452E-5,1.036383285640397E-2,3.7009402332679776E-2]
[2004,3,3,5,2.552842472772518E-2,1.516634619495957E-2,1.1894051613100009E-3,1.5899935316525914E-6,5.7942244623656132E-5,1.0104239682050931E-2,5.204794800420099E-2,null,2.0280783602422327E-2,1.753076028654272E-2,4.8794236196787055E-4,2.9672674261561075E-6,2.8151269705140452E-5,1.0104239682050931E-2,3.8330604788064208E-2]
[2004,3,3,6,2.8346989391091364E-2,1.5918505901202144E-2,1.1894051613100009E-3,1.5899935316525914E-6,5.7942244623656132E-5,1.032478900293324E-2,5.5839221694692055E-2,null,2.2519962110960783E-2,1.8400180734805809E-2,4.8794236196787055E-4,2.9672674261561075E-6,2.8151269705140452E-5,1.032478900293324E-2,4.1439203744865753E-2]
[2004,3,3,7,3.5202242427917682E-2,1.75863656995403E-2,0,0,5.7942244623656132E-5,1.0489387433270502E-2,6.3335937805352141E-2,null,2.7966044462792286E-2,2.0328057755438837E-2,0,0,2.8151269705140452E-5,1.0489387433270502E-2,4.8322253487936256E-2]
[2004,3,3,8,3.8272330641408642E-2,1.9812732659814352E-2,0,0,5.7942244623656132E-5,1.330698781985443E-2,7.1449993365701084E-2,null,3.0405043161781175E-2,2.2901512494551576E-2,0,0,2.8151269705140452E-5,1.330698781985443E-2,5.3334706926037888E-2]
[2004,3,3,9,3.7292609374491241E-2,2.1135688777869834E-2,0,0,5.7942244623656132E-5,1.4666664338074575E-2,7.3152904735059296E-2,null,2.9626714094595781E-2,2.4430715789604516E-2,0,0,2.8151269705140452E-5,1.4666664338074575E-2,5.4085581153905438E-2]
[2004,3,3,10,3.551475604032512E-2,2.17280322909204E-2,0,0,5.7942244623656132E-5,1.5064706892355093E-2,7.236543746822427E-2,null,2.8214317554988339E-2,2.511540490332323E-2,0,0,2.8151269705140452E-5,1.5064706892355093E-2,5.3357873728016703E-2]
[2004,3,3,11,3.5066032944537584E-2,2.1724170450172664E-2,0,0,5.7942244623656132E-5,1.375716831122264E-2,7.0605313950556539E-2,null,2.7857834297594378E-2,2.5110941006512285E-2,0,0,2.8151269705140452E-5,1.375716831122264E-2,5.2996926573811803E-2]
[2004,3,3,12,3.4674703821113997E-2,2.162881699035556E-2,0,0,5.7942244623656132E-5,1.354973981909814E-2,6.9911202875191342E-2,null,2.7546947066826082E-2,2.5000722063527738E-2,0,0,2.8151269705140452E-5,1.354973981909814E-2,5.2575820400058954E-2]
[2004,3,3,13,3.3247178491203372E-2,2.1492128369287683E-2,0,0,5.7942244623656132E-5,1.1869231700412149E-2,6.6666480805526854E-2,null,2.6412864858006854E-2,2.4842723860200731E-2,0,0,2.8151269705140452E-5,1.1869231700412149E-2,5.1283739987912719E-2]
[2004,3,3,14,3.1224795953046929E-2,2.1597329804447594E-2,0,0,5.7942244623656132E-5,1.2679748159990543E-2,6.5559816162108722E-2,null,2.4806204711322461E-2,2.4964326065364792E-2,0,0,2.8151269705140452E-5,1.2679748159990543E-2,4.9798682046392387E-2]
[2004,3,3,15,3.0571975193023886E-2,2.1274859276505447E-2,0,0,5.7942244623656132E-5,1.2456527733222046E-2,6.4361304447375034E-2,null,2.4287578250567238E-2,2.4591582792056983E-2,0,0,2.8151269705140452E-5,1.2456527733222046E-2,4.8907312312329358E-2]
[2004,3,3,16,3.3219065730093159E-2,2.0830926023696753E-2,0,0,5.7942244623656132E-5,1.08676862422498E-2,6.4975620240663362E-2,null,2.6390530976044931E-2,2.4078440909485369E-2,0,0,2.8151269705140452E-5,1.08676862422498E-2,5.049712315523544E-2]
[2004,3,3,17,3.540598573836759E-2,2.0415191155468877E-2,0,0,5.7942244623656132E-5,1.0173046366150389E-2,6.6052165504610502E-2,null,2.8127906153583886E-2,2.3597893503803539E-2,0,0,2.8151269705140452E-5,1.0173046366150389E-2,5.1753950927092562E-2]
[2004,3,3,18,3.7258272845770726E-2,1.9915879774248441E-2,0,0,5.7942244623656132E-5,1.0542561181572447E-2,6.777465604621527E-2,null,2.9599435807115597E-2,2.3020740113000215E-2,0,0,2.8151269705140452E-5,1.0542561181572447E-2,5.2648327189820945E-2]
[2004,3,3,19,3.942201729730388E-2,1.9121780531868731E-2,1.1894051613100009E-3,1.5899935316525914E-6,5.7942244623656132E-5,8.635379199454965E-3,6.8428114428092879E-2,null,3.1318399411823544E-2,2.2102841808231827E-2,4.8794236196787055E-4,2.9672674261561075E-6,2.8151269705140452E-5,8.635379199454965E-3,5.3940302119154536E-2]
[2004,3,3,20,4.1615352438167455E-2,1.8852841191160194E-2,1.1894051613100009E-3,1.5899935316525914E-6,5.7942244623656132E-5,7.555662322072481E-3,6.9272793350865433E-2,null,3.306087102273858E-2,2.179197516619585E-2,4.8794236196787055E-4,2.9672674261561075E-6,2.8151269705140452E-5,7.555662322072481E-3,5.5371907088033599E-2]
[2004,3,3,21,4.1177168591908307E-2,1.7907038305411831E-2,1.1894051613100009E-3,1.5899935316525914E-6,5.7942244623656132E-5,6.8753770173808106E-3,6.7208521314166256E-2,null,3.271276055925168E-2,2.0698722812910828E-2,4.8794236196787055E-4,2.9672674261561075E-6,2.8151269705140452E-5,6.8753770173808106E-3,5.393054427126167E-2]
[2004,3,3,22,3.6567579539697435E-2,1.7041408331282294E-2,1.1894051613100009E-3,1.5899935316525914E-6,5.7942244623656132E-5,6.2164982478555893E-3,6.1074423518300627E-2,null,2.9050721907785144E-2,1.9698142226246225E-2,4.8794236196787055E-4,2.9672674261561075E-6,2.8151269705140452E-5,6.2164982478555893E-3,4.9267925033130537E-2]
[2004,3,3,23,3.4913622279929085E-2,1.6290490553067635E-2,1.1894051613100009E-3,1.5899935316525914E-6,5.7942244623656132E-5,6.7513419998309196E-3,5.920439223229295E-2,null,2.7736753277492525E-2,1.8830157321011801E-2,4.8794236196787055E-4,2.9672674261561075E-6,2.8151269705140452E-5,6.7513419998309196E-3,4.708597149760349E-2]
[2004,3,3,24,2.8565240452542336E-2,1.598991258606482E-2,1.1894051613100009E-3,1.5899935316525914E-6,5.7942244623656132E-5,7.9031073567584331E-3,5.3707197794830901E-2,null,2.2693349329149726E-2,1.848271963106286E-2,4.8794236196787055E-4,2.9672674261561075E-6,2.8151269705140452E-5,7.9031073567584331E-3,4.1695129859311751E-2]
[2004,3,4,1,2.7793921190517275E-2,1.6268085825597096E-2,1.1894051613100009E-3,1.5899935316525914E-6,5.7942244623656132E-5,1.0283079473892837E-2,5.5594023889472516E-2,null,2.2080583002658721E-2,1.8804259725010607E-2,4.8794236196787055E-4,2.9672674261561075E-6,2.8151269705140452E-5,1.0283079473892837E-2,4.1403903626768497E-2]
[2004,3,4,2,2.721482633670395E-2,1.5876028164320179E-2,1.1894051613100009E-3,1.5899935316525914E-6,5.7942244623656132E-5,1.0179741393356931E-2,5.4519533293846366E-2,null,2.162052729844955E-2,1.835108077274375E-2,4.8794236196787055E-4,2.9672674261561075E-6,2.8151269705140452E-5,1.0179741393356931E-2,4.0490668970292465E-2]
[2004,3,4,3,2.7432829130108131E-2,1.5553406246685953E-2,1.1894051613100009E-3,1.5899935316525914E-6,5.7942244623656132E-5,1.0616360058324004E-2,5.4851532834583397E-2,null,2.1793717282747798E-2,1.7978162508283324E-2,4.8794236196787055E-4,2.9672674261561075E-6,2.8151269705140452E-5,1.0616360058324004E-2,4.0290940690130291E-2]
[2004,3,4,4,2.829130289341621E-2,1.5207527350024889E-2,1.1894051613100009E-3,1.5899935316525914E-6,5.7942244623656132E-5,1.042921716966955E-2,5.5176984812575963E-2,null,2.24757225693137E-2,1.7578361531331198E-2,4.8794236196787055E-4,2.9672674261561075E-6,2.8151269705140452E-5,1.042921716966955E-2,4.0573144999744064E-2]
[2004,3,4,5,2.9798889170058126E-2,1.5284665454229036E-2,1.1894051613100009E-3,1.5899935316525914E-6,5.7942244623656132E-5,1.0201919040966387E-2,5.6534411064718855E-2,null,2.3673408339769809E-2,1.7667525367918987E-2,4.8794236196787055E-4,2.9672674261561075E-6,2.8151269705140452E-5,1.0201919040966387E-2,4.1859994606787958E-2]
[2004,3,4,6,3.2877274211250224E-2,1.620622210685279E-2,1.1894051613100009E-3,1.5899935316525914E-6,5.7942244623656132E-5,1.0320055561495114E-2,6.0652489279063436E-2,null,2.6118998364662589E-2,1.873275153115829E-2,4.8794236196787055E-4,2.9672674261561075E-6,2.8151269705140452E-5,1.0320055561495114E-2,4.5370810794920044E-2]
[2004,3,4,7,4.0823374940123308E-2,1.7722813574968778E-2,0,0,5.7942244623656132E-5,1.0191286773284847E-2,6.8795417533000586E-2,null,3.2431692981902516E-2,2.0485777681187312E-2,0,0,2.8151269705140452E-5,1.0191286773284847E-2,5.2945621932794965E-2]
[2004,3,4,8,4.3939235356058537E-2,2.013646143209721E-2,0,0,5.7942244623656132E-5,1.3475248967028947E-2,7.7608887999808363E-2,null,3.4907054916879496E-2,2.327571017089327E-2,0,0,2.8151269705140452E-5,1.3475248967028947E-2,5.8210916357477903E-2]
[2004,3,4,9,4.2621018061727356E-2,2.15892632108707E-2,0,0,5.7942244623656132E-5,1.5190365236688598E-2,7.945858875391032E-2,null,3.3859811306181244E-2,2.4955001900103913E-2,0,0,2.8151269705140452E-5,1.5190365236688598E-2,5.8842964475990293E-2]
[2004,3,4,10,4.0578098043615507E-2,2.2358601502011868E-2,0,0,5.7942244623656132E-5,1.5608599324572481E-2,7.8603241114823516E-2,null,3.2236835378513219E-2,2.5844279052813019E-2,0,0,2.8151269705140452E-5,1.5608599324572481E-2,5.8109265701031379E-2]
[2004,3,4,11,3.9999519059579637E-2,2.2431296171150153E-2,0,0,5.7942244623656132E-5,1.4202643078166511E-2,7.6691400553519959E-2,null,3.1777189501523521E-2,2.5928306728456897E-2,0,0,2.8151269705140452E-5,1.4202643078166511E-2,5.7733647499685556E-2]
[2004,3,4,12,3.9424759602561123E-2,2.2320531675568148E-2,0,0,5.7942244623656132E-5,1.4134222418609002E-2,7.593745594136192E-2,null,3.1320578006863664E-2,2.5800274188822973E-2,0,0,2.8151269705140452E-5,1.4134222418609002E-2,5.7149003465391771E-2]
[2004,3,4,13,3.7873296758254918E-2,2.2086273862977842E-2,0,0,5.7942244623656132E-5,1.2395534512096917E-2,7.241304737795333E-2,null,3.00880349671672E-2,2.5529495881049982E-2,0,0,2.8151269705140452E-5,1.2395534512096917E-2,5.564568211792232E-2]
[2004,3,4,14,3.570552931132058E-2,2.2103085841566814E-2,0,0,5.7942244623656132E-5,1.3344432202624991E-2,7.121098960013604E-2,null,2.8365875336851129E-2,2.5548928825728755E-2,0,0,2.8151269705140452E-5,1.3344432202624991E-2,5.3942955432285021E-2]
[2004,3,4,15,3.4843305245762804E-2,2.1861177445303932E-2,0,0,5.7942244623656132E-5,1.3146741981315649E-2,6.9909166917006035E-2,null,2.7680890662830613E-2,2.5269307218014434E-2,0,0,2.8151269705140452E-5,1.3146741981315649E-2,5.2978349150550184E-2]
[2004,3,4,16,3.7759163681155061E-2,2.1289439017089819E-2,0,0,5.7942244623656132E-5,1.1469889420891912E-2,7.0576434363760446E-2,null,2.9997363166488995E-2,2.460843549566397E-2,0,0,2.8151269705140452E-5,1.1469889420891912E-2,5.4633949931858106E-2]
[2004,3,4,17,4.0201734360869636E-2,2.0788265441906966E-2,0,0,5.7942244623656132E-5,1.0697837883798675E-2,7.1745779931198933E-2,null,3.1937837281803792E-2,2.4029129597226803E-2,0,0,2.8151269705140452E-5,1.0697837883798675E-2,5.5995118148735729E-2]
[2004,3,4,18,4.2330715239722809E-2,2.0301308030967712E-2,0,0,5.7942244623656132E-5,1.0926777269700564E-2,7.3616742785014747E-2,null,3.3629183338531814E-2,2.3466256144966516E-2,0,0,2.8151269705140452E-5,1.0926777269700564E-2,5.7123590753203467E-2]
[2004,3,4,19,4.4802618577428142E-2,1.9480821296888749E-2,1.1894051613100009E-3,1.5899935316525914E-6,5.7942244623656132E-5,8.7941482947187823E-3,7.4326525568500987E-2,null,3.5592960469819565E-2,2.251785657208805E-2,4.8794236196787055E-4,2.9672674261561075E-6,2.8151269705140452E-5,8.7941482947187823E-3,5.8629877941006776E-2]
[2004,3,4,20,4.7188085644596853E-2,1.8962712319634683E-2,1.1894051613100009E-3,1.5899935316525914E-6,5.7942244623656132E-5,7.8442781434645281E-3,7.5244013507161381E-2,null,3.7488069231756266E-2,2.1918975063925886E-2,4.8794236196787055E-4,2.9672674261561075E-6,2.8151269705140452E-5,7.8442781434645281E-3,5.9926105194781316E-2]
[2004,3,4,21,4.6443228777847706E-2,1.8309169737322196E-2,1.1894051613100009E-3,1.5899935316525914E-6,5.7942244623656132E-5,7.0004751197297078E-3,7.3001811034364913E-2,null,3.6896325671766386E-2,2.1163546023846611E-2,4.8794236196787055E-4,2.9672674261561075E-6,2.8151269705140452E-5,7.0004751197297078E-3,5.8578932594712162E-2]
[2004,3,4,22,4.1474591820632942E-2,1.7364138830869565E-2,1.1894051613100009E-3,1.5899935316525914E-6,5.7942244623656132E-5,6.2512913370857473E-3,6.6338959388053564E-2,null,3.294904525775668E-2,2.0071186000448146E-2,4.8794236196787055E-4,2.9672674261561075E-6,2.8151269705140452E-5,6.2512913370857473E-3,5.3539292157303991E-2]
[2004,3,4,23,3.9848803628233676E-2,1.6630223988555511E-2,1.1894051613100009E-3,1.5899935316525914E-6,5.7942244623656132E-5,6.5797718202929567E-3,6.4307736836547447E-2,null,3.1657455241330269E-2,1.9222854767206254E-2,4.8794236196787055E-4,2.9672674261561075E-6,2.8151269705140452E-5,6.5797718202929567E-3,5.1399370907635689E-2]
[2004,3,4,24,3.2943308819925944E-2,1.6373606639654696E-2,1.1894051613100009E-3,1.5899935316525914E-6,5.7942244623656132E-5,7.7708331971706813E-3,5.8336686056216627E-2,null,2.6171458852260496E-2,1.8926231099836498E-2,4.8794236196787055E-4,2.9672674261561075E-6,2.8151269705140452E-5,7.7708331971706813E-3,4.561675085119616E-2]
[2004,3,5,1,2.8935554573741033E-2,1.5946293033403024E-2,1.1894051613100009E-3,1.5899935316525914E-6,5.7942244623656132E-5,8.791317536044025E-3,5.4922102542653395E-2,null,2.2987541416481908E-2,{"$f":"F1539*W$5","v":1.8432299845592425E-2},{"$f":"G1539*X$5","v":4.8794236196787055E-4},{"$f":"H1539*Y$5","v":2.9672674261561075E-6},{"$f":"I1539*Z$5","v":2.8151269705140452E-5},{"$f":"J1539","v":8.791317536044025E-3},4.1938902161173498E-2]
[2004,3,5,2,2.7086162961381971E-2,1.6206160014451004E-2,1.1894051613100009E-3,1.5899935316525914E-6,5.7942244623656132E-5,9.6769038394093065E-3,5.4218164214707591E-2,null,{"$f":"E1540*V$5","v":2.1518312057975726E-2},1.8732679758629998E-2,4.8794236196787055E-4,2.9672674261561075E-6,2.8151269705140452E-5,9.6769038394093065E-3,{"$f":"SUM(M1540:Q1540)","v":4.0770052715704892E-2}]
[2004,3,5,3,2.758580634526811E-2,1.5677091492380203E-2,1.1894051613100009E-3,1.5899935316525914E-6,5.7942244623656132E-5,8.9975225677671033E-3,5.3509357804880725E-2,null,2.1915248392867227E-2,1.8121130126546491E-2,4.8794236196787055E-4,2.9672674261561075E-6,2.8151269705140452E-5,8.9975225677671033E-3,4.0555439418512883E-2]
[2004,3,5,4,2.8413497922866779E-2,1.5280596055792739E-2,1.1894051613100009E-3,1.5899935316525914E-6,5.7942244623656132E-5,9.5421412439147917E-3,5.4485172622039613E-2,null,2.2572799101689283E-2,1.7662821555439693E-2,4.8794236196787055E-4,2.9672674261561075E-6,2.8151269705140452E-5,9.5421412439147917E-3,4.0754681556228141E-2]
[2004,3,5,5,3.1071104868690882E-2,1.5544580087197127E-2,1.1894051613100009E-3,1.5899935316525914E-6,5.7942244623656132E-5,9.7971895992104638E-3,5.7661811954563783E-2,null,2.4684106475466119E-2,1.796796036175044E-2,4.8794236196787055E-4,2.9672674261561075E-6,2.8151269705140452E-5,9.7971895992104638E-3,4.3171127736315727E-2]
[2004,3,5,6,3.719202746883634E-2,1.6149373198697796E-2,1.1894051613100009E-3,1.5899935316525914E-6,5.7942244623656132E-5,8.7904075590774892E-3,6.3380745626076929E-2,null,2.9546807876932032E-2,1.8667039950491082E-2,4.8794236196787055E-4,2.9672674261561075E-6,2.8151269705140452E-5,8.7904075590774892E-3,4.8732908726522278E-2]
[2004,3,5,7,4.5714940753319076E-2,1.7558805017568097E-2,0,0,5.7942244623656132E-5,7.5933791996073436E-3,7.0925067215118182E-2,null,3.6317745051017807E-2,2.029620039818367E-2,0,0,2.8151269705140452E-5,7.5933791996073436E-3,5.6642096718906618E-2]
[2004,3,5,8,4.6330390710383168E-2,2.001281845783958E-2,0,0,5.7942244623656132E-5,1.1574664012040067E-2,7.7975815424886477E-2,null,3.680668267762275E-2,2.3132791414129952E-2,0,0,2.8151269705140452E-5,1.1574664012040067E-2,5.9967625361457839E-2]
[2004,3,5,9,4.5345685277498347E-2,2.1318658975119472E-2,0,0,5.7942244623656132E-5,1.339287833799736E-2,8.0115164835238839E-2,null,3.6024393993167515E-2,2.4642210808004588E-2,0,0,2.8151269705140452E-5,1.339287833799736E-2,6.0694756070877237E-2]
[2004,3,5,10,4.3577072875482702E-2,2.2048108991204622E-2,0,0,5.7942244623656132E-5,1.347565096658207E-2,7.9158775077893054E-2,null,3.4619338813131895E-2,2.5485381154284396E-2,0,0,2.8151269705140452E-5,1.347565096658207E-2,6.0132871237121424E-2]
[2004,3,5,11,4.2476792652897818E-2,2.2023978729775313E-2,0,0,5.7942244623656132E-5,1.2428345967375198E-2,7.6987059594671989E-2,null,3.3745232974864703E-2,2.545748901577384E-2,0,0,2.8151269705140452E-5,1.2428345967375198E-2,5.923087326034368E-2]
[2004,3,5,12,4.1993632958339175E-2,2.1985094660691099E-2,0,0,5.7942244623656132E-5,1.1908238620173067E-2,7.5944908483826998E-2,null,3.3361391930410662E-2,2.5412542969750755E-2,0,0,2.8151269705140452E-5,1.1908238620173067E-2,5.8802086169866555E-2]
[2004,3,5,13,3.8955042696349987E-2,2.2616569914867154E-2,0,0,5.7942244623656132E-5,1.2847591736242633E-2,7.4477146592083432E-2,null,3.0947416441633145E-2,2.6142464413290212E-2,0,0,2.8151269705140452E-5,1.2847591736242633E-2,5.7118032124628494E-2]
[2004,3,5,14,3.7173696714717867E-2,2.218570121709652E-2,0,0,5.7942244623656132E-5,1.3077440952123112E-2,7.2494781128561142E-2,null,2.9532245205654385E-2,2.5644423833278782E-2,0,0,2.8151269705140452E-5,1.3077440952123112E-2,5.5204820308638304E-2]
[2004,3,5,15,3.6351587909914711E-2,2.1328028937190185E-2,0,0,5.7942244623656132E-5,1.0769832150733995E-2,6.8507391242462551E-2,null,2.8879129670885368E-2,2.4653041535250563E-2,0,0,2.8151269705140452E-5,1.0769832150733995E-2,5.3560322475841068E-2]
[2004,3,5,16,3.8355466807949032E-2,2.0167628405870216E-2,0,0,5.7942244623656132E-5,8.9942384582324154E-3,6.7575275916675323E-2,null,3.0471089798858216E-2,2.3311736036256487E-2,0,0,2.8151269705140452E-5,8.9942384582324154E-3,5.3810977104819843E-2]
[2004,3,5,17,4.1237658328765012E-2,1.9852734823215604E-2,0,0,5.7942244623656132E-5,8.0322509590197086E-3,6.9180586355623977E-2,null,3.2760815982821392E-2,2.2947750944374349E-2,0,0,2.8151269705140452E-5,8.0322509590197086E-3,5.5736718196900875E-2]
[2004,3,5,18,4.3750233114475227E-2,1.9384013973516079E-2,0,0,5.7942244623656132E-5,6.5418423440901669E-3,6.9734031676705138E-2,null,3.4756904110364556E-2,2.2405957110067848E-2,0,0,2.8151269705140452E-5,6.5418423440901669E-3,5.7191012490137541E-2]
[2004,3,5,19,4.5622988425197519E-2,1.8694821492467099E-2,1.1894051613100009E-3,1.5899935316525914E-6,5.7942244623656132E-5,4.8469551491703471E-3,7.0413702466300271E-2,null,3.624469450879822E-2,2.1609320397358973E-2,4.8794236196787055E-4,2.9672674261561075E-6,2.8151269705140452E-5,4.8469551491703471E-3,5.8373075805256358E-2]
[2004,3,5,20,4.8259400345480881E-2,1.850526438509565E-2,1.1894051613100009E-3,1.5899935316525914E-6,5.7942244623656132E-5,5.4213933511965918E-3,7.3434995481238441E-2,null,3.8339163721543806E-2,2.1390211577922709E-2,4.8794236196787055E-4,2.9672674261561075E-6,2.8151269705140452E-5,5.4213933511965918E-3,6.024843619856568E-2]
[2004,3,5,21,4.9210253500923902E-2,1.7141953527175083E-2,1.1894051613100009E-3,1.5899935316525914E-6,5.7942244623656132E-5,3.8223430767122648E-3,7.1423487504276573E-2,null,3.9094558826760654E-2,1.9814362290360665E-2,4.8794236196787055E-4,2.9672674261561075E-6,2.8151269705140452E-5,3.8223430767122648E-3,5.9427982016220481E-2]
[2004,3,5,22,4.3510080263363518E-2,1.6646579642277688E-2,1.1894051613100009E-3,1.5899935316525914E-6,5.7942244623656132E-5,4.360458220757312E-3,6.5766055525863815E-2,null,3.4566117249959033E-2,1.9241760246551602E-2,4.8794236196787055E-4,2.9672674261561075E-6,2.8151269705140452E-5,4.360458220757312E-3,5.43269383956098E-2]
[2004,3,5,23,3.9580806962056327E-2,1.5543139552028944E-2,1.1894051613100009E-3,1.5899935316525914E-6,5.7942244623656132E-5,3.6467330566045961E-3,6.0019616970155169E-2,null,3.1444548160267392E-2,1.7966295248980819E-2,4.8794236196787055E-4,2.9672674261561075E-6,2.8151269705140452E-5,3.6467330566045961E-3,4.992990430834738E-2]
[2004,3,5,24,3.2047242380700593E-2,1.5244481672178492E-2,1.1894051613100009E-3,1.5899935316525914E-6,5.7942244623656132E-5,7.4058008316090235E-3,5.5946462283953412E-2,null,2.545958846694895E-2,1.7621076985330379E-2,4.8794236196787055E-4,2.9672674261561075E-6,2.8151269705140452E-5,7.4058008316090235E-3,4.3599726351378494E-2]
[2004,3,6,1,2.575698417283967E-2,1.4782554642328498E-2,1.1894051613100009E-3,1.5899935316525914E-6,5.7942244623656132E-5,1.0651485075246324E-2,5.2439961289879801E-2,null,2.0462360205604678E-2,1.708713611875131E-2,4.8794236196787055E-4,2.9672674261561075E-6,2.8151269705140452E-5,1.0651485075246324E-2,3.8068557223455153E-2]
[2004,3,6,2,2.4431252464426127E-2,1.4173819585349754E-2,1.1894051613100009E-3,1.5899935316525914E-6,5.7942244623656132E-5,1.1480124229606228E-2,5.1334133678847413E-2,null,1.9409146849121924E-2,1.6383500040243758E-2,4.8794236196787055E-4,2.9672674261561075E-6,2.8151269705140452E-5,1.1480124229606228E-2,3.6311707788464848E-2]
[2004,3,6,3,2.4539418534270933E-2,1.3710748446585824E-2,1.1894051613100009E-3,1.5899935316525914E-6,5.7942244623656132E-5,1.1465025533243632E-2,5.0964129913565699E-2,null,1.9495078224796059E-2,1.5848236699625515E-2,4.8794236196787055E-4,2.9672674261561075E-6,2.8151269705140452E-5,1.1465025533243632E-2,3.586237582352074E-2]
[2004,3,6,4,2.5251765048399554E-2,1.3359742376449968E-2,1.1894051613100009E-3,1.5899935316525914E-6,5.7942244623656132E-5,1.1277554933533343E-2,5.113799975784817E-2,null,2.006099428334911E-2,1.5442509229371794E-2,4.8794236196787055E-4,2.9672674261561075E-6,2.8151269705140452E-5,1.1277554933533343E-2,3.6022564411820071E-2]
[2004,3,6,5,2.5567576596652677E-2,1.3474548243676113E-2,1.1894051613100009E-3,1.5899935316525914E-6,5.7942244623656132E-5,1.1436715460768363E-2,5.1727777700562458E-2,null,2.0311887385355182E-2,1.5575213185351587E-2,4.8794236196787055E-4,2.9672674261561075E-6,2.8151269705140452E-5,1.1436715460768363E-2,3.6406161469805937E-2]
[2004,3,6,6,2.8179047659816644E-2,1.3660433596787702E-2,1.1894051613100009E-3,1.5899935316525914E-6,5.7942244623656132E-5,1.0967863002863287E-2,5.4056281658932941E-2,null,2.2386542601291637E-2,1.5790077828706596E-2,4.8794236196787055E-4,2.9672674261561075E-6,2.8151269705140452E-5,1.0967863002863287E-2,3.8695681329097398E-2]
[2004,3,6,7,3.3502229310617998E-2,1.4148812226556815E-2,0,0,5.7942244623656132E-5,8.9317363043736175E-3,5.6640720086172082E-2,null,2.6615487249765746E-2,1.6354594066005593E-2,0,0,2.8151269705140452E-5,8.9317363043736175E-3,4.2998232585476477E-2]
[2004,3,6,8,3.7899976329906021E-2,1.5218522639166654E-2,0,0,5.7942244623656132E-5,9.0435005142526278E-3,6.2219941727948959E-2,null,3.0109230267113523E-2,1.7591070972072406E-2,0,0,2.8151269705140452E-5,9.0435005142526278E-3,4.7728452508891066E-2]
[2004,3,6,9,3.8499137364971861E-2,1.6306889854020182E-2,0,0,5.7942244623656132E-5,1.0909929548074546E-2,6.5773899011690243E-2,null,3.0585227334099668E-2,1.8849113252135247E-2,0,0,2.8151269705140452E-5,1.0909929548074546E-2,4.9462491855940052E-2]
[2004,3,6,10,4.1173308526532996E-2,1.6315417790475028E-2,0,0,5.7942244623656132E-5,9.2760300599063102E-3,6.6822698621537988E-2,null,3.2709693971657544E-2,1.8858970683042268E-2,0,0,2.8151269705140452E-5,9.2760300599063102E-3,5.1596815924404946E-2]
[2004,3,6,11,4.4826059895508197E-2,1.564025480074523E-2,0,0,5.7942244623656132E-5,4.5499790088705484E-3,6.5074235949747622E-2,null,3.5611583173899723E-2,1.8078550641514254E-2,0,0,2.8151269705140452E-5,4.5499790088705484E-3,5.3718285085119111E-2]
[2004,3,6,12,4.1976305731399238E-2,1.565787322957142E-2,0,0,5.7942244623656132E-5,5.7296301446881602E-3,6.3421751350282468E-2,null,3.3347626500551716E-2,1.8098915760997026E-2,0,0,2.8151269705140452E-5,5.7296301446881602E-3,5.1474693531253876E-2]
[2004,3,6,13,3.9695386509197253E-2,1.5517990622529941E-2,0,0,5.7942244623656132E-5,4.9414418320705075E-3,6.0212761208421353E-2,null,3.1535574654287801E-2,1.7937225633343486E-2,0,0,2.8151269705140452E-5,4.9414418320705075E-3,4.9500951557336428E-2]
[2004,3,6,14,3.5876147996871117E-2,1.5630732813161831E-2,0,0,5.7942244623656132E-5,6.6713541221679962E-3,5.8236177176824597E-2,null,2.8501421524173141E-2,1.8067544188171424E-2,0,0,2.8151269705140452E-5,6.6713541221679962E-3,4.6597116982049699E-2]
[2004,3,6,15,3.3599522055817441E-2,1.5519235300542337E-2,0,0,5.7942244623656132E-5,6.8060884113952469E-3,5.5982788012378673E-2,null,2.6692780429134255E-2,1.7938664355075715E-2,0,0,2.8151269705140452E-5,6.8060884113952469E-3,4.4659596053915104E-2]
[2004,3,6,16,3.5149088690341397E-2,1.5060713896133834E-2,0,0,5.7942244623656132E-5,4.7051941349445913E-3,5.4972938966043473E-2,null,2.792381704527859E-2,1.7408660046615065E-2,0,0,2.8151269705140452E-5,4.7051941349445913E-3,4.5360628361598793E-2]
[2004,3,6,17,3.6642437411863245E-2,1.5248221238025179E-2,0,0,5.7942244623656132E-5,5.7743065462590648E-3,5.7722907440771146E-2,null,2.9110191942561075E-2,1.7625399544738643E-2,0,0,2.8151269705140452E-5,5.7743065462590648E-3,4.6763742757004859E-2]
[2004,3,6,18,4.0436346340418261E-2,1.4541875463272945E-2,0,0,5.7942244623656132E-5,3.5491496764148873E-3,5.8585313724729748E-2,null,3.2124222256141595E-2,1.6808935361644298E-2,0,0,2.8151269705140452E-5,3.5491496764148873E-3,4.8961308887491034E-2]
[2004,3,6,19,4.1468376483522085E-2,1.3734006376232843E-2,1.1894051613100009E-3,1.5899935316525914E-6,5.7942244623656132E-5,4.2983534035478726E-3,6.0749673662768108E-2,null,3.2944107549758406E-2,1.5875120510937871E-2,4.8794236196787055E-4,2.9672674261561075E-6,2.8151269705140452E-5,4.2983534035478726E-3,4.9338288959795439E-2]
[2004,3,6,20,4.3849450183009286E-2,1.2729284061617531E-2,1.1894051613100009E-3,1.5899935316525914E-6,5.7942244623656132E-5,4.849905723833898E-3,6.2677577367926021E-2,null,3.4835726047795758E-2,1.4713763264726841E-2,4.8794236196787055E-4,2.9672674261561075E-6,2.8151269705140452E-5,4.849905723833898E-3,5.0068550211621765E-2]
[2004,3,6,21,4.2381598200901628E-2,1.2517213793861587E-2,1.1894051613100009E-3,1.5899935316525914E-6,5.7942244623656132E-5,5.4337375111712721E-3,6.1581486905399795E-2,null,3.366960676205772E-2,1.4468631511821982E-2,4.8794236196787055E-4,2.9672674261561075E-6,2.8151269705140452E-5,5.4337375111712721E-3,4.8657299172978868E-2]
[2004,3,6,22,3.8715350507142088E-2,1.2286685183268023E-2,1.1894051613100009E-3,1.5899935316525914E-6,5.7942244623656132E-5,7.2023102299461558E-3,5.9453283319821575E-2,null,3.0756995549143185E-2,1.4202163783896276E-2,4.8794236196787055E-4,2.9672674261561075E-6,2.8151269705140452E-5,7.2023102299461558E-3,4.5478220232138628E-2]
[2004,3,6,23,3.419641319331701E-2,1.2054571711053149E-2,1.1894051613100009E-3,1.5899935316525914E-6,5.7942244623656132E-5,8.7360236917511606E-3,5.6235945995586623E-2,null,2.716697420031064E-2,1.3933864116437256E-2,4.8794236196787055E-4,2.9672674261561075E-6,2.8151269705140452E-5,8.7360236917511606E-3,4.1619899215847057E-2]
[2004,3,6,24,3.046447954803996E-2,1.1805410655689116E-2,1.1894051613100009E-3,1.5899935316525914E-6,5.7942244623656132E-5,9.4385802143437409E-3,5.2957407817538125E-2,null,2.4202179486743237E-2,1.3645859169287854E-2,4.8794236196787055E-4,2.9672674261561075E-6,2.8151269705140452E-5,9.4385802143437409E-3,3.8367099555130256E-2]
[2004,3,7,1,2.8544032755293665E-2,1.1352212710725933E-2,1.1894051613100009E-3,1.5899935316525914E-6,5.7942244623656132E-5,9.5726748871755654E-3,5.0717857752660467E-2,null,2.2676501101215833E-2,1.3122008240832603E-2,4.8794236196787055E-4,2.9672674261561075E-6,2.8151269705140452E-5,9.5726748871755654E-3,3.6317570241147602E-2]
[2004,3,7,2,2.5735779109657977E-2,1.1202521692773418E-2,1.1894051613100009E-3,1.5899935316525914E-6,5.7942244623656132E-5,1.0655498615478787E-2,4.8842736817375484E-2,null,2.0445514070277081E-2,1.2948980583475933E-2,4.8794236196787055E-4,2.9672674261561075E-6,2.8151269705140452E-5,1.0655498615478787E-2,3.3913555552852179E-2]
[2004,3,7,3,2.6583994142619461E-2,1.0875197125875076E-2,1.1894051613100009E-3,1.5899935316525914E-6,5.7942244623656132E-5,1.0541196630790207E-2,4.9249325298750049E-2,null,2.1119369418395394E-2,1.2570626532709352E-2,4.8794236196787055E-4,2.9672674261561075E-6,2.8151269705140452E-5,1.0541196630790207E-2,3.4209056850203909E-2]
[2004,3,7,4,2.5338134803730965E-2,1.1108886682042379E-2,1.1894051613100009E-3,1.5899935316525914E-6,5.7942244623656132E-5,1.177655863730976E-2,4.9472517522548415E-2,null,2.0129609810407782E-2,1.2840747993605392E-2,4.8794236196787055E-4,2.9672674261561075E-6,2.8151269705140452E-5,1.177655863730976E-2,3.3489418703112339E-2]
[2004,3,7,5,2.7151581606034945E-2,1.0890204897123553E-2,1.1894051613100009E-3,1.5899935316525914E-6,5.7942244623656132E-5,1.0837163882245648E-2,5.012788778486945E-2,null,2.1570283199553054E-2,1.2587973996416845E-2,4.8794236196787055E-4,2.9672674261561075E-6,2.8151269705140452E-5,1.0837163882245648E-2,3.4677318095069062E-2]
[2004,3,7,6,2.8571572716256866E-2,1.1264669222704025E-2,1.1894051613100009E-3,1.5899935316525914E-6,5.7942244623656132E-5,1.0602227305427892E-2,5.1687406643854086E-2,null,2.2698379928235944E-2,1.3020816834317701E-2,4.8794236196787055E-4,2.9672674261561075E-6,2.8151269705140452E-5,1.0602227305427892E-2,3.6238257661652812E-2]
[2004,3,7,7,3.5856281633713481E-2,1.1145577710955831E-2,0,0,5.7942244623656132E-5,6.5055733770736238E-3,5.356537496636659E-2,null,2.8485638904741494E-2,1.2883159107282997E-2,0,0,2.8151269705140452E-5,6.5055733770736238E-3,4.1396949281729628E-2]
[2004,3,7,8,4.0119091565794213E-2,1.1640979366782715E-2,0,0,5.7942244623656132E-5,5.0369926158135656E-3,5.6855005793014141E-2,null,3.1872182598402833E-2,1.3455793251474149E-2,0,0,2.8151269705140452E-5,5.0369926158135656E-3,4.5356127119582118E-2]
[2004,3,7,9,4.5159017407155097E-2,1.2341401328412346E-2,0,0,5.7942244623656132E-5,6.2796633161690055E-3,6.3838024296360096E-2,null,3.5876097702881929E-2,1.4265410106510725E-2,0,0,2.8151269705140452E-5,6.2796633161690055E-3,5.0169659079097789E-2]
[2004,3,7,10,4.4289308173080286E-2,1.3379506364345031E-2,0,0,5.7942244623656132E-5,8.9744190158669284E-3,6.6701175797915901E-2,null,3.5185166516903045E-2,1.5465354397854738E-2,0,0,2.8151269705140452E-5,8.9744190158669284E-3,5.0678672184462918E-2]
[2004,3,7,11,4.2411810203160906E-2,1.4153192160614031E-2,0,0,5.7942244623656132E-5,1.1073365698883149E-2,6.7696310307281737E-2,null,3.3693608363666569E-2,1.635965682621434E-2,0,0,2.8151269705140452E-5,1.1073365698883149E-2,5.0081416459586046E-2]
[2004,3,7,12,4.3203429260595623E-2,1.3913157338201467E-2,0,0,5.7942244623656132E-5,8.653771857250853E-3,6.5828300700671596E-2,null,3.4322501645199559E-2,1.6082200880131823E-2,0,0,2.8151269705140452E-5,8.653771857250853E-3,5.0432853795036522E-2]
[2004,3,7,13,3.9901828265434008E-2,1.4219201429202428E-2,0,0,5.7942244623656132E-5,1.0401141144071965E-2,6.4580113083332058E-2,null,3.1699580096433026E-2,1.6435956855861415E-2,0,0,2.8151269705140452E-5,1.0401141144071965E-2,4.8163688221999582E-2]
[2004,3,7,14,3.8210188551518184E-2,1.4291074985342005E-2,0,0,5.7942244623656132E-5,9.8444025162647102E-3,6.2403608297748547E-2,null,3.0355675044041349E-2,1.6519035408033924E-2,0,0,2.8151269705140452E-5,9.8444025162647102E-3,4.690286172178041E-2]
[2004,3,7,15,3.7807379100568611E-2,1.4251508697503376E-2,0,0,5.7942244623656132E-5,8.9163356569397119E-3,6.103316569963535E-2,null,3.0035667390030225E-2,1.6473300786219877E-2,0,0,2.8151269705140452E-5,8.9163356569397119E-3,4.653711944595524E-2]
[2004,3,7,16,3.9684520024700312E-2,1.3720779417881912E-2,0,0,5.7942244623656132E-5,5.9862321505165872E-3,5.9449473837722464E-2,null,3.1526941892064828E-2,1.5859831486594797E-2,0,0,2.8151269705140452E-5,5.9862321505165872E-3,4.7414924648364762E-2]
[2004,3,7,17,4.1031039436527826E-2,1.3587943302046447E-2,0,0,5.7942244623656132E-5,7.0428761078539515E-3,6.1719801091051879E-2,null,3.2596669816877845E-2,{"$f":"F1603*W$5","v":1.5706286389168437E-2},{"$f":"G1603*X$5","v":0},{"$f":"H1603*Y$5","v":0},{"$f":"I1603*Z$5","v":2.8151269705140452E-5},{"$f":"J1603","v":7.0428761078539515E-3},4.8331107475751423E-2]
[2004,3,7,18,4.2855976741899171E-2,1.2924310349182717E-2,0,0,5.7942244623656132E-5,6.2213399413670462E-3,6.2059569277072589E-2,null,{"$f":"E1604*V$5","v":3.4046471713115804E-2},1.4939193902596355E-2,0,0,2.8151269705140452E-5,6.2213399413670462E-3,{"$f":"SUM(M1604:Q1604)","v":4.9013816885417297E-2}]
[2004,3,7,19,4.4652753090709291E-2,1.231696103941316E-2,1.1894051613100009E-3,1.5899935316525914E-6,5.7942244623656132E-5,5.90654183767296E-3,6.4125193367260719E-2,null,3.547390143903198E-2,1.4237159607526272E-2,4.8794236196787055E-4,2.9672674261561075E-6,2.8151269705140452E-5,5.90654183767296E-3,5.0230121945657416E-2]
[2004,3,7,20,4.7300891549760915E-2,1.2486531334142412E-2,1.1894051613100009E-3,1.5899935316525914E-6,5.7942244623656132E-5,7.2911551612577456E-3,6.8327515444626383E-2,null,3.757768667490477E-2,1.4433165695637651E-2,4.8794236196787055E-4,2.9672674261561075E-6,2.8151269705140452E-5,7.2911551612577456E-3,5.2529913269641584E-2]
[2004,3,7,21,4.4647654887080633E-2,1.2586980810537208E-2,1.1894051613100009E-3,1.5899935316525914E-6,5.7942244623656132E-5,6.2571906273005459E-3,6.4740763724383699E-2,null,3.5469851225763564E-2,1.4549275117706041E-2,4.8794236196787055E-4,2.9672674261561075E-6,2.8151269705140452E-5,6.2571906273005459E-3,5.0538187242568769E-2]
[2004,3,7,22,4.2202187883235327E-2,1.3045416390839473E-2,1.1894051613100009E-3,1.5899935316525914E-6,5.7942244623656132E-5,7.0287239947712122E-3,6.352526566831132E-2,null,3.3527076156764229E-2,1.5079180222191397E-2,4.8794236196787055E-4,2.9672674261561075E-6,2.8151269705140452E-5,7.0287239947712122E-3,4.9125317278054789E-2]
[2004,3,7,23,3.4505270400332445E-2,1.4433460307375964E-2,1.1894051613100009E-3,1.5899935316525914E-6,5.7942244623656132E-5,8.9618418810740435E-3,5.9149509988247757E-2,null,2.7412342500404994E-2,1.6683618420765697E-2,4.8794236196787055E-4,2.9672674261561075E-6,2.8151269705140452E-5,8.9618418810740435E-3,4.4615021820269857E-2]
[2004,3,7,24,2.9740996719946861E-2,1.4538579105377073E-2,1.1894051613100009E-3,1.5899935316525914E-6,5.7942244623656132E-5,1.0401022294836486E-2,5.5929535519625727E-2,null,2.362741630283674E-2,1.6805125105742953E-2,4.8794236196787055E-4,2.9672674261561075E-6,2.8151269705140452E-5,1.0401022294836486E-2,4.0951602307678858E-2]
[2004,3,8,1,2.40796254962692E-2,1.3742438767518229E-2,1.1894051613100009E-3,1.5899935316525914E-6,5.7942244623656132E-5,8.9973585814287372E-3,4.8068360244681467E-2,null,1.9129800570374788E-2,1.5884867501304974E-2,4.8794236196787055E-4,2.9672674261561075E-6,2.8151269705140452E-5,8.9973585814287372E-3,3.5533728970778923E-2]
[2004,3,8,2,2.3009879952640644E-2,1.3679596449040904E-2,1.1894051613100009E-3,1.5899935316525914E-6,5.7942244623656132E-5,9.6835393468262775E-3,4.7621953147973128E-2,null,1.8279952680762383E-2,1.5812228145265304E-2,4.8794236196787055E-4,2.9672674261561075E-6,2.8151269705140452E-5,9.6835393468262775E-3,3.4611241725126855E-2]
[2004,3,8,3,2.3013965229145408E-2,1.372109616654473E-2,1.1894051613100009E-3,1.5899935316525914E-6,5.7942244623656132E-5,9.8038901148273083E-3,4.7787888909982756E-2,null,1.8283198184926186E-2,1.5860197615971482E-2,4.8794236196787055E-4,2.9672674261561075E-6,2.8151269705140452E-5,9.8038901148273083E-3,3.4662456699996833E-2]
[2004,3,8,4,2.3844295553236368E-2,1.3829584616707209E-2,1.1894051613100009E-3,1.5899935316525914E-6,5.7942244623656132E-5,9.812223706984988E-3,4.8735041276393873E-2,null,1.8942845217636714E-2,1.5985599277598395E-2,4.8794236196787055E-4,2.9672674261561075E-6,2.8151269705140452E-5,9.812223706984988E-3,3.5447505394334271E-2]
[2004,3,8,5,2.433303648720693E-2,1.4333823584187853E-2,1.1894051613100009E-3,1.5899935316525914E-6,5.7942244623656132E-5,9.665072416906742E-3,4.9580869887766832E-2,null,1.9331120217963613E-2,1.6568448459095702E-2,4.8794236196787055E-4,2.9672674261561075E-6,2.8151269705140452E-5,9.665072416906742E-3,3.6418629576158483E-2]
[2004,3,8,6,2.8804033561887054E-2,1.5163132199798869E-2,1.1894051613100009E-3,1.5899935316525914E-6,5.7942244623656132E-5,8.5483885157397847E-3,5.3764491676891013E-2,null,2.2883055957271994E-2,1.7527045233622255E-2,4.8794236196787055E-4,2.9672674261561075E-6,2.8151269705140452E-5,8.5483885157397847E-3,4.0929162089993414E-2]
[2004,3,8,7,3.7740107035909132E-2,1.6470496322969621E-2,0,0,5.7942244623656132E-5,7.5841910015651791E-3,6.1852736605067585E-2,null,2.998222381877981E-2,1.903822576160925E-2,0,0,2.8151269705140452E-5,7.5841910015651791E-3,4.9048600850094201E-2]
[2004,3,8,8,4.1021040736871441E-2,1.8633749694734417E-2,0,0,5.7942244623656132E-5,1.034278787630767E-2,7.0055520552537179E-2,null,3.2588726457027026E-2,2.1538727583997264E-2,0,0,2.8151269705140452E-5,1.034278787630767E-2,5.4155605310729424E-2]
[2004,3,8,9,4.1482811505414309E-2,1.9781335493240598E-2,0,0,5.7942244623656132E-5,1.1376647135368616E-2,7.2698736378647183E-2,null,3.2955575298294196E-2,2.286522054962261E-2,0,0,2.8151269705140452E-5,1.1376647135368616E-2,5.5848947117621943E-2]
[2004,3,8,10,3.8911238363118675E-2,2.072967715489972E-2,0,0,5.7942244623656132E-5,1.2400747082566169E-2,7.2099604845208221E-2,null,3.09126165582644E-2,2.3961407470755459E-2,0,0,2.8151269705140452E-5,1.2400747082566169E-2,5.4902175298725001E-2]
[2004,3,8,11,3.8173929768491835E-2,2.1092021541056282E-2,0,0,5.7942244623656132E-5,1.155689957146052E-2,7.0880793125632294E-2,null,3.0326869642216224E-2,2.4380240886083687E-2,0,0,2.8151269705140452E-5,1.155689957146052E-2,5.4735261798005044E-2]
[2004,3,8,12,3.5996887844856225E-2,2.1858183430856097E-2,0,0,5.7942244623656132E-5,1.1022078129757537E-2,6.8935091650093511E-2,null,2.8597342003219228E-2,2.526584644052032E-2,0,0,2.8151269705140452E-5,1.1022078129757537E-2,5.3891339713444689E-2]
[2004,3,8,13,3.576740574672304E-2,2.1863945121267776E-2,0,0,5.7942244623656132E-5,1.0181168675728922E-2,6.7870461788343384E-2,null,2.841503240822826E-2,2.5272506371142634E-2,0,0,2.8151269705140452E-5,1.0181168675728922E-2,5.3715690049076031E-2]
[2004,3,8,14,3.3191602467708567E-2,2.1716732632378714E-2,0,0,5.7942244623656132E-5,1.0858627466334524E-2,6.5824904811045457E-2,null,2.6368713081389116E-2,2.5102343642379579E-2,0,0,2.8151269705140452E-5,1.0858627466334524E-2,5.1499207993473836E-2]
[2004,3,8,15,3.2776656601101427E-2,2.09900227055363E-2,0,0,5.7942244623656132E-5,8.898908894641934E-3,6.2723530445903314E-2,null,2.6039063781946075E-2,2.4262340561772115E-2,0,0,2.8151269705140452E-5,8.898908894641934E-3,5.0329555613423324E-2]
[2004,3,8,16,3.5058487880512613E-2,2.0352103934773248E-2,0,0,5.7942244623656132E-5,7.9833519333756819E-3,6.345188599328519E-2,null,2.7851840202291245E-2,2.3524971065601065E-2,0,0,2.8151269705140452E-5,7.9833519333756819E-3,5.1404962537597451E-2]
[2004,3,8,17,3.7121045837961553E-2,1.9971560533299092E-2,0,0,5.7942244623656132E-5,7.9871196175428979E-3,6.513766823342719E-2,null,2.949041728053322E-2,2.3085101431602723E-2,0,0,2.8151269705140452E-5,7.9871196175428979E-3,5.2603669981841079E-2]
[2004,3,8,18,4.001449029416277E-2,1.9241504731710723E-2,0,0,5.7942244623656132E-5,5.4169696589864433E-3,6.4730906929483592E-2,null,3.1789083238488489E-2,2.2241230858629848E-2,0,0,2.8151269705140452E-5,5.4169696589864433E-3,5.4058465366823474E-2]
[2004,3,8,19,3.8366424176895696E-2,1.904075723984433E-2,1.1894051613100009E-3,1.5899935316525914E-6,5.7942244623656132E-5,5.3978288162409103E-3,6.4053947632446248E-2,null,3.0479794763258853E-2,2.2009187087981649E-2,4.8794236196787055E-4,2.9672674261561075E-6,2.8151269705140452E-5,5.3978288162409103E-3,5.3008042750339664E-2]
[2004,3,8,20,4.1066904497566184E-2,1.8889076159391414E-2,1.1894051613100009E-3,1.5899935316525914E-6,5.7942244623656132E-5,5.7815341344578646E-3,6.6986452190880771E-2,null,3.2625162430486569E-2,2.1833859119910631E-2,4.8794236196787055E-4,2.9672674261561075E-6,2.8151269705140452E-5,5.7815341344578646E-3,5.4978082449496361E-2]
[2004,3,8,21,4.267892216800092E-2,1.7840642052513622E-2,1.1894051613100009E-3,1.5899935316525914E-6,5.7942244623656132E-5,4.4910677081459417E-3,6.6259569328125795E-2,null,3.3905812603227607E-2,2.0621975468591996E-2,4.8794236196787055E-4,2.9672674261561075E-6,2.8151269705140452E-5,4.4910677081459417E-3,5.5046848970918764E-2]
[2004,3,8,22,3.5983262571452353E-2,1.7332863159246075E-2,1.1894051613100009E-3,1.5899935316525914E-6,5.7942244623656132E-5,4.9924779893940211E-3,5.9557541119557751E-2,null,2.8586517550697188E-2,2.0035034491377737E-2,4.8794236196787055E-4,2.9672674261561075E-6,2.8151269705140452E-5,4.9924779893940211E-3,4.914061294117409E-2]
[2004,3,8,23,3.3094545125947658E-2,1.6752297852725716E-2,1.1894051613100009E-3,1.5899935316525914E-6,5.7942244623656132E-5,6.8772988097112785E-3,5.7973079187849962E-2,null,2.6291606915761059E-2,1.9363959791614246E-2,4.8794236196787055E-4,2.9672674261561075E-6,2.8151269705140452E-5,6.8772988097112785E-3,4.6174627606474471E-2]
[2004,3,8,24,2.6107270298050846E-2,1.6357083018783223E-2,1.1894051613100009E-3,1.5899935316525914E-6,5.7942244623656132E-5,8.0893501760999371E-3,5.1802640892399311E-2,null,2.0740641266034681E-2,1.8907131467476808E-2,4.8794236196787055E-4,2.9672674261561075E-6,2.8151269705140452E-5,8.0893501760999371E-3,4.016683363261065E-2]
[2004,3,9,1,2.3573844236321827E-2,1.641608094995016E-2,1.1894051613100009E-3,1.5899935316525914E-6,5.7942244623656132E-5,9.5148994249236191E-3,5.0753762010660911E-2,null,1.8727988065586239E-2,1.8975327101111574E-2,4.8794236196787055E-4,2.9672674261561075E-6,2.8151269705140452E-5,9.5148994249236191E-3,3.8222376065796974E-2]
[2004,3,9,2,2.3008705325209319E-2,1.5817545517350286E-2,1.1894051613100009E-3,1.5899935316525914E-6,5.7942244623656132E-5,9.6976353285323658E-3,4.9772823570557276E-2,null,1.8279019510580429E-2,1.8283480755457292E-2,4.8794236196787055E-4,2.9672674261561075E-6,2.8151269705140452E-5,9.6976353285323658E-3,3.7081561165136882E-2]
[2004,3,9,3,2.3057771927858288E-2,1.5625263714143446E-2,1.1894051613100009E-3,1.5899935316525914E-6,5.7942244623656132E-5,1.0143943894943627E-2,5.0075916936410669E-2,null,1.8317999947526427E-2,1.8061222463568664E-2,4.8794236196787055E-4,2.9672674261561075E-6,2.8151269705140452E-5,1.0143943894943627E-2,3.6898283310194256E-2]
[2004,3,9,4,2.3734184721641752E-2,1.5370801493666346E-2,1.1894051613100009E-3,1.5899935316525914E-6,5.7942244623656132E-5,1.0019109783884471E-2,5.0373033398657875E-2,null,1.8855368846819837E-2,1.776708990640417E-2,4.8794236196787055E-4,2.9672674261561075E-6,2.8151269705140452E-5,1.0019109783884471E-2,3.7141519652323172E-2]
[2004,3,9,5,2.4974678388860493E-2,1.5489261656647208E-2,1.1894051613100009E-3,1.5899935316525914E-6,5.7942244623656132E-5,9.8993991414247865E-3,5.161227658639779E-2,null,1.9840865754418506E-2,1.790401785820132E-2,4.8794236196787055E-4,2.9672674261561075E-6,2.8151269705140452E-5,9.8993991414247865E-3,3.8263944511718988E-2]
[2004,3,9,6,2.7682506496910595E-2,1.6430604710803362E-2,1.1894051613100009E-3,1.5899935316525914E-6,5.7942244623656132E-5,1.0009766817734125E-2,5.5371815424913387E-2,null,2.199207079263139E-2,1.8992115097818466E-2,4.8794236196787055E-4,2.9672674261561075E-6,2.8151269705140452E-5,1.0009766817734125E-2,4.1503246789549024E-2]
[2004,3,9,7,3.4372899958752375E-2,1.8254884240733359E-2,0,0,5.7942244623656132E-5,1.0120060159084853E-2,6.2805786603194233E-2,null,2.730718222084701E-2,2.1100797487349988E-2,0,0,2.8151269705140452E-5,1.0120060159084853E-2,4.8436130977902135E-2]
[2004,3,9,8,3.7459170732261682E-2,2.0413445193005503E-2,0,0,5.7942244623656132E-5,1.2921355368945351E-2,7.0851913538836186E-2,null,2.9759036981318959E-2,2.3595875348011681E-2,0,0,2.8151269705140452E-5,1.2921355368945351E-2,5.3383063599035774E-2]
[2004,3,9,9,3.6429884558941354E-2,2.1922051489401677E-2,0,0,5.7942244623656132E-5,1.4130702293510369E-2,7.2540580586477055E-2,null,2.8941331605107326E-2,2.5339671448200915E-2,0,0,2.8151269705140452E-5,1.4130702293510369E-2,5.4309154323013378E-2]
[2004,3,9,10,3.4638755498969748E-2,2.2591033258901824E-2,0,0,5.7942244623656132E-5,1.4471970746766582E-2,7.1759701749261814E-2,null,2.7518388307323546E-2,2.611294662512335E-2,0,0,2.8151269705140452E-5,1.4471970746766582E-2,5.3659486202152037E-2]
[2004,3,9,11,3.4058000628373372E-2,2.292758502920219E-2,0,0,5.7942244623656132E-5,1.2970783576499905E-2,7.0014311478699118E-2,null,2.7057013820560711E-2,2.6501966388572249E-2,0,0,2.8151269705140452E-5,1.2970783576499905E-2,5.3587131478838097E-2]
[2004,3,9,12,3.3747155168265944E-2,2.2683007339350476E-2,0,0,5.7942244623656132E-5,1.2837903178734943E-2,6.9326007930975014E-2,null,2.681006597409263E-2,2.6219259347791936E-2,0,0,2.8151269705140452E-5,1.2837903178734943E-2,5.30574765915897E-2]
[2004,3,9,13,3.2205636934716869E-2,2.2858879518353858E-2,0,0,5.7942244623656132E-5,1.0985986895045522E-2,6.6108445592739901E-2,null,2.5585423323900288E-2,2.6422549775924516E-2,0,0,2.8151269705140452E-5,1.0985986895045522E-2,5.2036124369529937E-2]
[2004,3,9,14,3.0278423501219676E-2,2.277775127702138E-2,0,0,5.7942244623656132E-5,1.189693430631514E-2,6.501105132917985E-2,null,2.4054369253102528E-2,2.6328773744902546E-2,0,0,2.8151269705140452E-5,1.189693430631514E-2,5.041129426771021E-2]
[2004,3,9,15,2.9638725664745791E-2,2.2464797601527014E-2,0,0,5.7942244623656132E-5,1.1661104213390883E-2,6.3822569724287348E-2,null,2.3546168158407692E-2,2.596703098924083E-2,0,0,2.8151269705140452E-5,1.1661104213390883E-2,4.9541350417353663E-2]
[2004,3,9,16,3.2384014758532725E-2,2.1734348790620826E-2,0,0,5.7942244623656132E-5,1.0255433451742112E-2,6.4431739245519315E-2,null,2.5727133675512836E-2,2.5122706137297106E-2,0,0,2.8151269705140452E-5,1.0255433451742112E-2,5.0877991082515076E-2]
[2004,3,9,17,3.4507297256497357E-2,2.142025032731508E-2,0,0,5.7942244623656132E-5,9.5137862430718038E-3,6.5499276071507892E-2,null,2.7413952714576539E-2,2.4759640122859528E-2,0,0,2.8151269705140452E-5,9.5137862430718038E-3,5.2201744107141207E-2]
[2004,3,9,18,3.6439670105741263E-2,2.0662517515416305E-2,0,0,5.7942244623656132E-5,1.0047212217465129E-2,6.7207342083246358E-2,null,2.8949105627954289E-2,2.3883777728853244E-2,0,0,2.8151269705140452E-5,1.0047212217465129E-2,5.2861034626512669E-2]
[2004,3,9,19,3.8378717811258539E-2,2.033939047673107E-2,1.1894051613100009E-3,1.5899935316525914E-6,5.7942244623656132E-5,7.8882850172142145E-3,6.7855330704669134E-2,null,3.0489561309407286E-2,2.3510275595612088E-2,4.8794236196787055E-4,2.9672674261561075E-6,2.8151269705140452E-5,7.8882850172142145E-3,5.4518897804118539E-2]
[2004,3,9,20,4.0564019892140757E-2,2.0069096573163983E-2,1.1894051613100009E-3,1.5899935316525914E-6,5.7942244623656132E-5,6.8108862856160138E-3,6.8692940150386059E-2,null,3.2225651141858325E-2,2.3197843216089902E-2,4.8794236196787055E-4,2.9672674261561075E-6,2.8151269705140452E-5,6.8108862856160138E-3,5.5942555257047395E-2]
[2004,3,9,21,4.0100581374425334E-2,1.922727481378543E-2,1.1894051613100009E-3,1.5899935316525914E-6,5.7942244623656132E-5,6.06916170663641E-3,6.6645955294312484E-2,null,3.1857477375123469E-2,2.2224782514589779E-2,4.8794236196787055E-4,2.9672674261561075E-6,2.8151269705140452E-5,6.06916170663641E-3,5.4601320788812413E-2]
[2004,3,9,22,3.5482305102868587E-2,1.8474094095675672E-2,1.1894051613100009E-3,1.5899935316525914E-6,5.7942244623656132E-5,5.3578644669787373E-3,6.0563201064988303E-2,null,2.8188537255292176E-2,2.1354181880007372E-2,4.8794236196787055E-4,2.9672674261561075E-6,2.8151269705140452E-5,5.3578644669787373E-3,5.0061780034398713E-2]
[2004,3,9,23,3.3852146519777915E-2,1.7657710609256392E-2,1.1894051613100009E-3,1.5899935316525914E-6,5.7942244623656132E-5,5.9500252942344383E-3,5.870881982273405E-2,null,2.6893475228790108E-2,2.041052524588248E-2,4.8794236196787055E-4,2.9672674261561075E-6,2.8151269705140452E-5,5.9500252942344383E-3,4.7823061373771757E-2]
[2004,3,9,24,2.7594732836468832E-2,1.726419553500699E-2,1.1894051613100009E-3,1.5899935316525914E-6,5.7942244623656132E-5,7.1497727616911333E-3,5.3257638532632261E-2,null,2.1922339948194345E-2,1.9955661671813466E-2,4.8794236196787055E-4,2.9672674261561075E-6,2.8151269705140452E-5,7.1497727616911333E-3,4.2397062519106972E-2]
[2004,3,10,1,2.6598445462273808E-2,1.7579864759153397E-2,1.1894051613100009E-3,1.5899935316525914E-6,5.7942244623656132E-5,9.4102058365907008E-3,5.4837453457483212E-2,null,2.1130850114513745E-2,2.0320543326709933E-2,4.8794236196787055E-4,2.9672674261561075E-6,2.8151269705140452E-5,9.4102058365907008E-3,4.1970454340322844E-2]
[2004,3,10,2,2.6145413011961615E-2,1.6857610643589073E-2,1.1894051613100009E-3,1.5899935316525914E-6,5.7942244623656132E-5,9.5256223007600289E-3,5.3777583355776024E-2,null,2.0770943336573068E-2,1.9485690712694362E-2,4.8794236196787055E-4,2.9672674261561075E-6,2.8151269705140452E-5,9.5256223007600289E-3,4.0775694948366595E-2]
[2004,3,10,3,2.625403167307036E-2,1.6754915212377593E-2,1.1894051613100009E-3,1.5899935316525914E-6,5.7942244623656132E-5,9.8471830680647177E-3,5.410506735297798E-2,null,2.0857234268529354E-2,1.9366985194308538E-2,4.8794236196787055E-4,2.9672674261561075E-6,2.8151269705140452E-5,9.8471830680647177E-3,4.0743280361937056E-2]
[2004,3,10,4,2.7036327320981293E-2,1.6538086216316587E-2,1.1894051613100009E-3,1.5899935316525914E-6,5.7942244623656132E-5,9.6027355691668623E-3,5.4426086505930046E-2,null,2.1478720667224671E-2,1.9116352833405386E-2,4.8794236196787055E-4,2.9672674261561075E-6,2.8151269705140452E-5,9.6027355691668623E-3,4.1114134399729226E-2]
[2004,3,10,5,2.8485950690063325E-2,1.6660679446170404E-2,1.1894051613100009E-3,1.5899935316525914E-6,5.7942244623656132E-5,9.369474871852506E-3,5.5765042407551535E-2,null,2.263035842658229E-2,1.9258058191946825E-2,4.8794236196787055E-4,2.9672674261561075E-6,2.8151269705140452E-5,9.369474871852506E-3,4.2407477517628279E-2]
[2004,3,10,6,3.1557557569613572E-2,1.7462334497449924E-2,1.1894051613100009E-3,1.5899935316525914E-6,5.7942244623656132E-5,9.5582478981659138E-3,5.9827077364694718E-2,null,2.5070563613556286E-2,2.0184690246617183E-2,4.8794236196787055E-4,2.9672674261561075E-6,2.8151269705140452E-5,9.5582478981659138E-3,4.5774314759272634E-2]
[2004,3,10,7,3.9357662807965328E-2,1.890609531748581E-2,0,0,5.7942244623656132E-5,9.5374920081245564E-3,6.7859192378199346E-2,null,3.1267273677038111E-2,2.1853531543116346E-2,0,0,2.8151269705140452E-5,9.5374920081245564E-3,5.3148956489859595E-2]
[2004,3,10,8,4.2497950344288958E-2,2.1210003512708259E-2,0,0,5.7942244623656132E-5,1.2786821971997269E-2,7.6552718073618145E-2,null,3.3762041476180671E-2,2.4516616097131676E-2,0,0,2.8151269705140452E-5,1.2786821971997269E-2,5.8306808843017484E-2]
[2004,3,10,9,4.1254009721142446E-2,2.2601512019856215E-2,0,0,5.7942244623656132E-5,1.4463786263002473E-2,7.8377250248624797E-2,null,3.2773806171363849E-2,{"$f":"F1667*W$5","v":2.6125059011589409E-2},{"$f":"G1667*X$5","v":0},{"$f":"H1667*Y$5","v":0},{"$f":"I1667*Z$5","v":2.8151269705140452E-5},{"$f":"J1667","v":1.4463786263002473E-2},5.8927016452658396E-2]
[2004,3,10,10,3.9194463381160789E-2,2.3489798070348913E-2,0,0,5.7942244623656132E-5,1.4791336617798393E-2,7.7533540313931767E-2,null,{"$f":"E1668*V$5","v":3.1137621640362788E-2},2.7151827728120661E-2,0,0,2.8151269705140452E-5,1.4791336617798393E-2,{"$f":"SUM(M1668:Q1668)","v":5.8317600638188583E-2}]
[2004,3,10,11,3.8645860072030268E-2,2.3530828221767903E-2,0,0,5.7942244623656132E-5,1.3413086642615231E-2,7.5647717181037064E-2,null,3.0701789617246792E-2,2.7199254427986309E-2,0,0,2.8151269705140452E-5,1.3413086642615231E-2,5.7929195314938238E-2]
[2004,3,10,12,3.8083469566338339E-2,2.3468610475459881E-2,0,0,5.7942244623656132E-5,1.3294012791878359E-2,7.4904035078300235E-2,null,3.0255004503490529E-2,2.7127337014123148E-2,0,0,2.8151269705140452E-5,1.3294012791878359E-2,5.7410492787318815E-2]
[2004,3,10,13,3.6594044153125345E-2,2.3153004884418221E-2,0,0,5.7942244623656132E-5,1.1622598173171461E-2,7.1427589455338669E-2,null,2.9071746436473367E-2,2.6762528912651566E-2,0,0,2.8151269705140452E-5,1.1622598173171461E-2,5.586242661883007E-2]
[2004,3,10,14,3.4462347118628521E-2,2.3158184779374764E-2,0,0,5.7942244623656132E-5,1.2563413640083851E-2,7.0241887782710788E-2,null,2.7378242558985667E-2,2.6768516346646894E-2,0,0,2.8151269705140452E-5,1.2563413640083851E-2,5.4174910175337695E-2]
[2004,3,10,15,3.3688048814190449E-2,2.2777367514802877E-2,0,0,5.7942244623656132E-5,1.2434422070222054E-2,6.8957780643839034E-2,null,2.6763109564156715E-2,2.6328330154642036E-2,0,0,2.8151269705140452E-5,1.2434422070222054E-2,5.3119590988503884E-2]
[2004,3,10,16,3.6570764549750202E-2,2.2196411254507595E-2,0,0,5.7942244623656132E-5,1.0790854148790587E-2,6.9615972197672044E-2,null,2.9053252204908474E-2,2.5656803551907113E-2,0,0,2.8151269705140452E-5,1.0790854148790587E-2,5.4738207026520727E-2]
[2004,3,10,17,3.9030522243377545E-2,2.1563128038419019E-2,0,0,5.7942244623656132E-5,1.0117813253037325E-2,7.0769405779457548E-2,null,3.1007380359344538E-2,2.4924792287491341E-2,0,0,2.8151269705140452E-5,1.0117813253037325E-2,5.5960323916541016E-2]
[2004,3,10,18,4.1013877898477831E-2,2.1310145512101294E-2,0,0,5.7942244623656132E-5,1.0232933559688415E-2,7.2614899214891199E-2,null,3.2583036016782897E-2,2.4632370106924612E-2,0,0,2.8151269705140452E-5,1.0232933559688415E-2,5.724355739341265E-2]
[2004,3,10,19,4.341330412603113E-2,2.0541400845163583E-2,1.1894051613100009E-3,1.5899935316525914E-6,5.7942244623656132E-5,8.1113856900778235E-3,7.331502806073785E-2,null,3.4489234484177372E-2,2.3743779123677637E-2,4.8794236196787055E-4,2.9672674261561075E-6,2.8151269705140452E-5,8.1113856900778235E-3,5.8752074506954174E-2]
[2004,3,10,20,4.5646556668977711E-2,2.0352842526241453E-2,1.1894051613100009E-3,1.5899935316525914E-6,5.7942244623656132E-5,6.9716923586344605E-3,7.4220028953318931E-2,null,3.6263418047641417E-2,2.3525824802540229E-2,4.8794236196787055E-4,2.9672674261561075E-6,2.8151269705140452E-5,6.9716923586344605E-3,6.0308303749280812E-2]
[2004,3,10,21,4.5025319604808996E-2,1.9478361838786144E-2,1.1894051613100009E-3,1.5899935316525914E-6,5.7942244623656132E-5,6.2557179602943554E-3,7.2008336803354805E-2,null,3.5769882915780087E-2,2.2515013687593833E-2,4.8794236196787055E-4,2.9672674261561075E-6,2.8151269705140452E-5,6.2557179602943554E-3,5.8803957502473088E-2]
[2004,3,10,22,4.0020006729695454E-2,1.8783229546616608E-2,1.1894051613100009E-3,1.5899935316525914E-6,5.7942244623656132E-5,5.3839936004494828E-3,6.543616727622685E-2,null,3.179346571161358E-2,2.1711511154761692E-2,4.8794236196787055E-4,2.9672674261561075E-6,2.8151269705140452E-5,5.3839936004494828E-3,5.4024037765474438E-2]
[2004,3,10,23,3.8425261437106131E-2,1.7960118820049175E-2,1.1894051613100009E-3,1.5899935316525914E-6,5.7942244623656132E-5,5.7982599690134598E-3,6.3432577625634076E-2,null,3.0526537394455804E-2,2.0760078512301553E-2,4.8794236196787055E-4,2.9672674261561075E-6,2.8151269705140452E-5,5.7982599690134598E-3,5.1805676805856522E-2]
[2004,3,10,24,3.1660247328375725E-2,1.7587884600957688E-2,1.1894051613100009E-3,1.5899935316525914E-6,5.7942244623656132E-5,7.0457215442323671E-3,5.7542790873031088E-2,null,2.5152144392544908E-2,2.0329813451656291E-2,4.8794236196787055E-4,2.9672674261561075E-6,2.8151269705140452E-5,7.0457215442323671E-3,4.6001018743300363E-2]
[2004,3,11,1,2.8306999041037225E-2,1.6917591353866397E-2,1.1894051613100009E-3,1.5899935316525914E-6,5.7942244623656132E-5,1.0032037164849269E-2,5.6505564959218192E-2,null,2.2488192205677427E-2,1.9555022339453471E-2,4.8794236196787055E-4,2.9672674261561075E-6,2.8151269705140452E-5,1.0032037164849269E-2,4.2562275444230059E-2]
[2004,3,11,2,2.7971421059108249E-2,1.5972464944053664E-2,1.1894051613100009E-3,1.5899935316525914E-6,5.7942244623656132E-5,1.0220632906360895E-2,5.541345630898812E-2,null,2.222159587214621E-2,1.8462551923842472E-2,4.8794236196787055E-4,2.9672674261561075E-6,2.8151269705140452E-5,1.0220632906360895E-2,4.1203208695087847E-2]
[2004,3,11,3,2.823040865877563E-2,1.5603240616996007E-2,1.1894051613100009E-3,1.5899935316525914E-6,5.7942244623656132E-5,1.0668312346855505E-2,5.5750899022092446E-2,null,2.2427345796811968E-2,1.8035765993572792E-2,4.8794236196787055E-4,2.9672674261561075E-6,2.8151269705140452E-5,1.0668312346855505E-2,4.0982172689483926E-2]
[2004,3,11,4,2.9058609488813624E-2,1.5395408047336924E-2,1.1894051613100009E-3,1.5899935316525914E-6,5.7942244623656132E-5,1.0378733869230234E-2,5.6081688804846083E-2,null,2.308530107578009E-2,1.7795532590510921E-2,4.8794236196787055E-4,2.9672674261561075E-6,2.8151269705140452E-5,1.0378733869230234E-2,4.1399894565390179E-2]
[2004,3,11,5,3.0572524403144334E-2,1.5570512130937261E-2,1.1894051613100009E-3,1.5899935316525914E-6,5.7942244623656132E-5,1.0069398799322969E-2,5.7461372732869873E-2,null,2.4288014564665106E-2,1.7997935178143562E-2,4.8794236196787055E-4,2.9672674261561075E-6,2.8151269705140452E-5,1.0069398799322969E-2,4.280501064190783E-2]
[2004,3,11,6,3.3653989087010179E-2,1.6648759128871062E-2,1.1894051613100009E-3,1.5899935316525914E-6,5.7942244623656132E-5,1.009528479544985E-2,6.1646970410796392E-2,null,2.6736051178695493E-2,1.9244279512334213E-2,4.8794236196787055E-4,2.9672674261561075E-6,2.8151269705140452E-5,1.009528479544985E-2,4.649939159012887E-2]
[2004,3,11,7,4.1840395828371721E-2,1.8098200374826193E-2,0,0,5.7942244623656132E-5,9.9268732832738446E-3,6.9923411731095411E-2,null,3.3239654333756259E-2,2.0919686805932189E-2,0,0,2.8151269705140452E-5,9.9268732832738446E-3,5.4187492409393585E-2]
[2004,3,11,8,4.4870970981772458E-2,2.0778396496708134E-2,0,0,5.7942244623656132E-5,1.3174085131453434E-2,7.8881394854557682E-2,null,3.5647262305361603E-2,2.4017722096017362E-2,0,0,2.8151269705140452E-5,1.3174085131453434E-2,5.9693135671084099E-2]
[2004,3,11,9,4.3436417653739387E-2,2.2369610574637371E-2,0,0,5.7942244623656132E-5,1.4897455250342631E-2,8.0761425723343036E-2,null,3.4507596778707468E-2,2.5857004425865561E-2,0,0,2.8151269705140452E-5,1.4897455250342631E-2,6.0392752474278166E-2]
[2004,3,11,10,4.1402248805792845E-2,2.3022764995960673E-2,0,0,5.7942244623656132E-5,1.5409095344581954E-2,7.9892051390959132E-2,null,3.2891573124447751E-2,2.661198479115089E-2,0,0,2.8151269705140452E-5,1.5409095344581954E-2,5.9531709185303774E-2]
[2004,3,11,11,4.0781336804099538E-2,2.3148563798494733E-2,0,0,5.7942244623656132E-5,1.3961023581451569E-2,7.7948866428669494E-2,null,3.2398296234988425E-2,2.6757395467078334E-2,0,0,2.8151269705140452E-5,1.3961023581451569E-2,5.9183842971771899E-2]
[2004,3,11,12,4.0161941286355592E-2,2.3050812561820486E-2,0,0,5.7942244623656132E-5,1.3911859308770371E-2,7.718255540157011E-2,null,3.1906224099960342E-2,2.6644404936872791E-2,0,0,2.8151269705140452E-5,1.3911859308770371E-2,5.8578780306538271E-2]
[2004,3,11,13,3.8806844821074618E-2,2.2262569007045034E-2,0,0,5.7942244623656132E-5,1.2473000572390531E-2,7.3600356645133841E-2,null,3.0829682226895864E-2,2.5733275213962126E-2,0,0,2.8151269705140452E-5,1.2473000572390531E-2,5.6591108710563123E-2]
[2004,3,11,14,3.6650734357193009E-2,2.2160847971926044E-2,0,0,5.7942244623656132E-5,1.3509068089353505E-2,7.2378592663096208E-2,null,2.911678336191377E-2,2.5615695998780906E-2,0,0,2.8151269705140452E-5,1.3509068089353505E-2,5.4760630630399813E-2]
[2004,3,11,15,3.5628274799204898E-2,2.2216888805259859E-2,0,0,5.7942244623656132E-5,1.3152319805041357E-2,7.105542565412977E-2,null,2.8304501317136264E-2,2.5680473526789576E-2,0,0,2.8151269705140452E-5,1.3152319805041357E-2,5.4013126113630974E-2]
[2004,3,11,16,3.8817502027296086E-2,2.1094862044852357E-2,0,0,5.7942244623656132E-5,1.1763325320277759E-2,7.1733631637049849E-2,null,3.0838148730234365E-2,2.4383524220810578E-2,0,0,2.8151269705140452E-5,1.1763325320277759E-2,5.5249824220750081E-2]
[2004,3,11,17,4.1484430545644692E-2,2.0163509093660655E-2,0,0,5.7942244623656132E-5,1.1216268778284759E-2,7.2922150662213761E-2,null,3.2956861527464472E-2,2.3306974528510129E-2,0,0,2.8151269705140452E-5,1.1216268778284759E-2,5.6291987325679735E-2]
[2004,3,11,18,4.3557014649845467E-2,1.9952212587703268E-2,0,0,5.7942244623656132E-5,1.1256619301306676E-2,7.4823788783479062E-2,null,3.4603403770608276E-2,2.3062737165884577E-2,0,0,2.8151269705140452E-5,1.1256619301306676E-2,5.769429220619799E-2]
[2004,3,11,19,4.599848297699792E-2,1.9352594630703015E-2,1.1894051613100009E-3,1.5899935316525914E-6,5.7942244623656132E-5,8.9452021421447137E-3,7.5545217149310964E-2,null,3.6543002133736853E-2,2.2369639531652052E-2,4.8794236196787055E-4,2.9672674261561075E-6,2.8151269705140452E-5,8.9452021421447137E-3,5.943170256448807E-2]
[2004,3,11,20,4.8229427254093904E-2,1.9250076213626604E-2,1.1894051613100009E-3,1.5899935316525914E-6,5.7942244623656132E-5,7.7493047080133296E-3,7.6477745575199152E-2,null,3.8315351920118597E-2,2.2251138623679924E-2,4.8794236196787055E-4,2.9672674261561075E-6,2.8151269705140452E-5,7.7493047080133296E-3,6.1085551442897686E-2]
[2004,3,11,21,4.7537115411666102E-2,1.8378170857598294E-2,1.1894051613100009E-3,1.5899935316525914E-6,5.7942244623656132E-5,7.0345510628272634E-3,7.4198774731556963E-2,null,3.7765352191916658E-2,2.1243304331056107E-2,4.8794236196787055E-4,2.9672674261561075E-6,2.8151269705140452E-5,7.0345510628272634E-3,5.9527717422071934E-2]
[2004,3,11,22,4.2476391526082423E-2,1.7459796828577574E-2,1.1894051613100009E-3,1.5899935316525914E-6,5.7942244623656132E-5,6.2415582039449862E-3,6.7426683958070291E-2,null,3.3744914303962488E-2,2.0181756958393644E-2,4.8794236196787055E-4,2.9672674261561075E-6,2.8151269705140452E-5,6.2415582039449862E-3,5.4445732161455297E-2]
[2004,3,11,23,4.088903862729111E-2,1.6650951183819367E-2,1.1894051613100009E-3,1.5899935316525914E-6,5.7942244623656132E-5,6.5732217841518257E-3,6.5362148994727615E-2,null,3.2483858794881214E-2,1.9246813305862309E-2,4.8794236196787055E-4,2.9672674261561075E-6,2.8151269705140452E-5,6.5732217841518257E-3,5.2249732999842688E-2]
[2004,3,11,24,3.3982760409134588E-2,1.6128489863147341E-2,1.1894051613100009E-3,1.5899935316525914E-6,5.7942244623656132E-5,7.9330122195570493E-3,5.9293199891304285E-2,null,2.6997240034247787E-2,1.8642900929476243E-2,4.8794236196787055E-4,2.9672674261561075E-6,2.8151269705140452E-5,7.9330122195570493E-3,4.6159201862823192E-2]
[2004,3,12,1,2.5752413764673569E-2,1.5070346008040622E-2,1.1894051613100009E-3,1.5899935316525914E-6,5.7942244623656132E-5,8.6049027618157036E-3,5.0676599933995203E-2,null,2.0458729293788534E-2,1.7419793792523303E-2,4.8794236196787055E-4,2.9672674261561075E-6,2.8151269705140452E-5,8.6049027618157036E-3,3.8397583985411002E-2]
[2004,3,12,2,2.423024589792571E-2,1.4820761018904725E-2,1.1894051613100009E-3,1.5899935316525914E-6,5.7942244623656132E-5,9.7271303032908599E-3,5.0027074619586602E-2,null,1.9249459335249068E-2,1.713129882086593E-2,4.8794236196787055E-4,2.9672674261561075E-6,2.8151269705140452E-5,9.7271303032908599E-3,3.689981905521416E-2]
[2004,3,12,3,2.4589731499938736E-2,1.4307564163813213E-2,1.1894051613100009E-3,1.5899935316525914E-6,5.7942244623656132E-5,9.2268272865132003E-3,4.9373060349730456E-2,null,1.9535048821493185E-2,1.6538095228466932E-2,4.8794236196787055E-4,2.9672674261561075E-6,2.8151269705140452E-5,9.2268272865132003E-3,3.6592204949059286E-2]
[2004,3,12,4,2.5168325062550345E-2,1.4356280092800355E-2,1.1894051613100009E-3,1.5899935316525914E-6,5.7942244623656132E-5,9.4998982687262354E-3,5.0273440823542244E-2,null,1.9994706280276241E-2,1.6594405908853065E-2,4.8794236196787055E-4,2.9672674261561075E-6,2.8151269705140452E-5,9.4998982687262354E-3,3.7108173088228467E-2]
[2004,3,12,5,2.7444332046487836E-2,1.4630431357156646E-2,1.1894051613100009E-3,1.5899935316525914E-6,5.7942244623656132E-5,9.880828517019092E-3,5.3204529320128882E-2,null,2.1802855651463521E-2,1.6911297006807824E-2,4.8794236196787055E-4,2.9672674261561075E-6,2.8151269705140452E-5,9.880828517019092E-3,3.9233213557370507E-2]
[2004,3,12,6,3.2850937280183852E-2,1.511917941293911E-2,1.1894051613100009E-3,1.5899935316525914E-6,5.7942244623656132E-5,9.2623287674077348E-3,5.8481382859996003E-2,null,2.6098075271858947E-2,1.7476240263166021E-2,4.8794236196787055E-4,2.9672674261561075E-6,2.8151269705140452E-5,9.2623287674077348E-3,4.4093376434124136E-2]
[2004,3,12,7,4.2626602822183966E-2,1.6077985816534197E-2,0,0,5.7942244623656132E-5,6.6799924229247682E-3,6.5442523306266584E-2,null,3.3864248059310355E-2,1.8584523366199358E-2,0,0,2.8151269705140452E-5,6.6799924229247682E-3,5.2476922695214853E-2]
[2004,3,12,8,4.3503186186439266E-2,1.8551604082325812E-2,0,0,5.7942244623656132E-5,9.835523090061412E-3,7.194825560345014E-2,null,3.4560640324385661E-2,2.1443775575041731E-2,0,0,2.8151269705140452E-5,9.835523090061412E-3,5.6032567169132533E-2]
[2004,3,12,9,4.2314507519246161E-2,1.9680214255871079E-2,0,0,5.7942244623656132E-5,1.186955718105461E-2,7.3922221200795502E-2,null,3.3616307288592141E-2,2.2748334639897512E-2,0,0,2.8151269705140452E-5,1.186955718105461E-2,5.6392793198194791E-2]
[2004,3,12,10,3.9077759578027726E-2,2.0691040321111197E-2,0,0,5.7942244623656132E-5,1.321302437031981E-2,7.3039766514082394E-2,null,3.1044907553921298E-2,2.3916747203696364E-2,0,0,2.8151269705140452E-5,1.321302437031981E-2,5.4989806027322799E-2]
[2004,3,12,11,3.8165619915508646E-2,2.0551442882797154E-2,0,0,5.7942244623656132E-5,1.2260924157448396E-2,7.1035929200377851E-2,null,3.0320267968516515E-2,2.3755386702212347E-2,0,0,2.8151269705140452E-5,1.2260924157448396E-2,5.4103805940433999E-2]
[2004,3,12,12,3.7888911470909406E-2,2.042312800337262E-2,0,0,5.7942244623656132E-5,1.1704351382687073E-2,7.0074333101592751E-2,null,3.0100439908393978E-2,2.3607067696205762E-2,0,0,2.8151269705140452E-5,1.1704351382687073E-2,5.3735658874304877E-2]
[2004,3,12,13,3.5055664536477099E-2,2.0953584444065872E-2,0,0,5.7942244623656132E-5,1.2652840709313997E-2,6.8720031934480619E-2,null,2.7849597226861693E-2,2.422022162166057E-2,0,0,2.8151269705140452E-5,1.2652840709313997E-2,5.20979701182274E-2]
[2004,3,12,14,3.3446626426421114E-2,2.0695567096830906E-2,0,0,5.7942244623656132E-5,1.2690766221940611E-2,6.6890901989816287E-2,null,2.6571314133950932E-2,2.3921979697996115E-2,0,0,2.8151269705140452E-5,1.2690766221940611E-2,5.0521445101652185E-2]
[2004,3,12,15,3.2620356060032669E-2,2.0019709019857855E-2,0,0,5.7942244623656132E-5,1.0513733092557426E-2,6.3211740417071602E-2,null,2.591489249115294E-2,2.3140756206007255E-2,0,0,2.8151269705140452E-5,1.0513733092557426E-2,4.9083799966865335E-2]
[2004,3,12,16,3.4334823641370485E-2,1.9165013331431346E-2,0,0,5.7942244623656132E-5,8.7938956521356627E-3,6.2351674869561148E-2,null,2.7276932898319853E-2,2.2152814546286575E-2,0,0,2.8151269705140452E-5,8.7938956521356627E-3,4.9457898714311568E-2]
[2004,3,12,17,3.7099650232665579E-2,1.8713303360002771E-2,0,0,5.7942244623656132E-5,7.9619969581714856E-3,6.3832892795463489E-2,null,2.9473419771063738E-2,2.1630683564548392E-2,0,0,2.8151269705140452E-5,7.9619969581714856E-3,5.1132254605317271E-2]
[2004,3,12,18,3.9306353539544675E-2,1.8334282994435864E-2,0,0,5.7942244623656132E-5,6.6449800898211045E-3,6.4343558868425299E-2,null,3.1226511578289897E-2,2.1192574405819082E-2,0,0,2.8151269705140452E-5,6.6449800898211045E-3,5.2447237253814116E-2]
[2004,3,12,19,4.0872326748974196E-2,1.7628703845402716E-2,1.1894051613100009E-3,1.5899935316525914E-6,5.7942244623656132E-5,5.2207236031851017E-3,6.4970691597027314E-2,null,3.2470582222145127E-2,2.0376996364418854E-2,4.8794236196787055E-4,2.9672674261561075E-6,2.8151269705140452E-5,5.2207236031851017E-3,5.3366639485663149E-2]
[2004,3,12,20,4.3141563505088222E-2,1.7555235468701622E-2,1.1894051613100009E-3,1.5899935316525914E-6,5.7942244623656132E-5,5.8126989700683935E-3,6.7758435343323542E-2,null,3.4273353058350671E-2,2.0292074361186699E-2,4.8794236196787055E-4,2.9672674261561075E-6,2.8151269705140452E-5,5.8126989700683935E-3,5.5084488318636535E-2]
[2004,3,12,21,4.3890798959984038E-2,1.6529930868188238E-2,1.1894051613100009E-3,1.5899935316525914E-6,5.7942244623656132E-5,4.2327492441876268E-3,6.5902416471825209E-2,null,3.4868575140796748E-2,1.9106926076871311E-2,4.8794236196787055E-4,2.9672674261561075E-6,2.8151269705140452E-5,4.2327492441876268E-3,5.4494562116767224E-2]
[2004,3,12,22,3.8792119409447309E-2,1.6148101611167972E-2,1.1894051613100009E-3,1.5899935316525914E-6,5.7942244623656132E-5,4.4931503839109382E-3,6.068230880399153E-2,null,3.081798378134526E-2,1.8665570124081862E-2,4.8794236196787055E-4,2.9672674261561075E-6,2.8151269705140452E-5,4.4931503839109382E-3,5.0002614804526287E-2]
[2004,3,12,23,3.5269413398932241E-2,1.5039283733491747E-2,1.1894051613100009E-3,1.5899935316525914E-6,5.7942244623656132E-5,3.8224379713234667E-3,5.5380072503212759E-2,null,2.8019407721279258E-2,1.7383888948860164E-2,4.8794236196787055E-4,2.9672674261561075E-6,2.8151269705140452E-5,3.8224379713234667E-3,4.5922357569238591E-2]
[2004,3,12,24,2.8466102215756652E-2,1.480787310896973E-2,1.1894051613100009E-3,1.5899935316525914E-6,5.7942244623656132E-5,7.0988636874122941E-3,5.1621776411603981E-2,null,2.2614590018756691E-2,1.7116401702155819E-2,4.8794236196787055E-4,2.9672674261561075E-6,2.8151269705140452E-5,7.0988636874122941E-3,4.0250052620011675E-2]
[2004,3,13,1,3.1742565231230736E-2,1.5445998098950824E-2,1.1894051613100009E-3,1.5899935316525914E-6,5.7942244623656132E-5,1.3484302864172282E-2,6.1921803593819144E-2,null,2.5217540968801123E-2,{"$f":"F1731*W$5","v":1.7854009566858849E-2},{"$f":"G1731*X$5","v":4.8794236196787055E-4},{"$f":"H1731*Y$5","v":2.9672674261561075E-6},{"$f":"I1731*Z$5","v":2.8151269705140452E-5},{"$f":"J1731","v":1.3484302864172282E-2},4.359061143475914E-2]
[2004,3,13,2,3.0138880757055238E-2,1.4885522732108155E-2,1.1894051613100009E-3,1.5899935316525914E-6,5.7942244623656132E-5,1.4342684305479836E-2,6.0616025194108539E-2,null,{"$f":"E1732*V$5","v":2.3943511014575432E-2},1.7206156802829477E-2,4.8794236196787055E-4,2.9672674261561075E-6,2.8151269705140452E-5,1.4342684305479836E-2,{"$f":"SUM(M1732:Q1732)","v":4.1668728716504073E-2}]
[2004,3,13,3,3.04954413837852E-2,1.4380357283290247E-2,1.1894051613100009E-3,1.5899935316525914E-6,5.7942244623656132E-5,1.4054385795041584E-2,6.0179121861582335E-2,null,2.4226776785533904E-2,1.6622236702732215E-2,4.8794236196787055E-4,2.9672674261561075E-6,2.8151269705140452E-5,1.4054385795041584E-2,4.1368074387365283E-2]
[2004,3,13,4,3.1249774990559625E-2,1.4198026347534195E-2,1.1894051613100009E-3,1.5899935316525914E-6,5.7942244623656132E-5,1.3687690427598185E-2,6.0384429165157308E-2,null,2.4826049040136123E-2,1.6411480605879915E-2,4.8794236196787055E-4,2.9672674261561075E-6,2.8151269705140452E-5,1.3687690427598185E-2,4.1756590545115206E-2]
[2004,3,13,5,3.1683700131988034E-2,1.4315168701784337E-2,1.1894051613100009E-3,1.5899935316525914E-6,5.7942244623656132E-5,1.3833040770065532E-2,6.1080847003303206E-2,null,2.5170776221183154E-2,1.6546885304240488E-2,4.8794236196787055E-4,2.9672674261561075E-6,2.8151269705140452E-5,1.3833040770065532E-2,4.2236722424522803E-2]
[2004,3,13,6,3.4845365779038066E-2,1.4502214396037409E-2,1.1894051613100009E-3,1.5899935316525914E-6,5.7942244623656132E-5,1.3233858215301583E-2,6.3830375789842367E-2,null,2.7682527631421778E-2,1.6763091184445855E-2,4.8794236196787055E-4,2.9672674261561075E-6,2.8151269705140452E-5,1.3233858215301583E-2,4.4964679714966795E-2]
[2004,3,13,7,4.1687412890508826E-2,1.4697297651777193E-2,0,0,5.7942244623656132E-5,1.0439458885740339E-2,6.6882111672650013E-2,null,3.311811867729679E-2,1.6988587671755966E-2,0,0,2.8151269705140452E-5,1.0439458885740339E-2,5.0134857618757897E-2]
[2004,3,13,8,4.6647512629419845E-2,1.5951664928218853E-2,0,0,5.7942244623656132E-5,1.0813014298529577E-2,7.3470134100791923E-2,null,3.7058616789663074E-2,1.8438509211981025E-2,0,0,2.8151269705140452E-5,1.0813014298529577E-2,5.5525277271349233E-2]
[2004,3,13,9,4.6869583108195473E-2,1.7102799510864023E-2,0,0,5.7942244623656132E-5,1.3636368100312614E-2,7.7666692963995768E-2,null,3.7235038303037676E-2,1.9769104212681236E-2,0,0,2.8151269705140452E-5,1.3636368100312614E-2,5.703229378542405E-2]
[2004,3,13,10,4.9840946350796923E-2,1.7243869475301876E-2,0,0,5.7942244623656132E-5,1.1762370590946975E-2,7.8905128661669433E-2,null,3.9595606006298453E-2,1.993216680523982E-2,0,0,2.8151269705140452E-5,1.1762370590946975E-2,5.9555924081243411E-2]
[2004,3,13,11,5.1914119763850283E-2,1.6950933749056169E-2,0,0,5.7942244623656132E-5,7.9175299934617933E-3,7.68405257509919E-2,null,4.1242616419548392E-2,1.9593562771666823E-2,0,0,2.8151269705140452E-5,7.9175299934617933E-3,6.0864330460920352E-2]
[2004,3,13,12,4.8612614975047534E-2,1.6971257843606022E-2,0,0,5.7942244623656132E-5,9.2474345764868744E-3,7.488924963976408E-2,null,3.8619771300893231E-2,1.9617055366719999E-2,0,0,2.8151269705140452E-5,9.2474345764868744E-3,5.8264977937318371E-2]
[2004,3,13,13,4.5708828015704563E-2,1.683603988510806E-2,0,0,5.7942244623656132E-5,8.4972199797857494E-3,7.1100030125222036E-2,null,3.6312888852090504E-2,1.9460757100387978E-2,0,0,2.8151269705140452E-5,8.4972199797857494E-3,5.5801797222183619E-2]
[2004,3,13,14,4.3307696299618691E-2,1.659542623603099E-2,0,0,5.7942244623656132E-5,8.8049842405434724E-3,6.8766049020816802E-2,null,3.4405335477597984E-2,1.9182632089299788E-2,0,0,2.8151269705140452E-5,8.8049842405434724E-3,5.3616118836602909E-2]
[2004,3,13,15,4.0651439597430443E-2,1.6408959987725496E-2,0,0,5.7942244623656132E-5,8.9868728179513351E-3,6.610521464773092E-2,null,3.2295100790415851E-2,1.8967095989928608E-2,0,0,2.8151269705140452E-5,8.9868728179513351E-3,5.1290348050049596E-2]
[2004,3,13,16,4.2604803609032224E-2,1.5876896235411997E-2,0,0,5.7942244623656132E-5,6.3731317905859463E-3,6.4912773879653815E-2,null,3.3846929907902702E-2,1.8352084175015246E-2,0,0,2.8151269705140452E-5,6.3731317905859463E-3,5.2227165352623089E-2]
[2004,3,13,17,4.4065794836805644E-2,1.6363094722371022E-2,0,0,5.7942244623656132E-5,7.6731437308677737E-3,6.8159975534668085E-2,null,3.5007598740842097E-2,1.8914080388011571E-2,0,0,2.8151269705140452E-5,7.6731437308677737E-3,5.3949830398558801E-2]
[2004,3,13,18,4.8661389592836918E-2,1.5494143230902729E-2,0,0,5.7942244623656132E-5,4.9648424371233528E-3,6.9178317505486656E-2,null,3.8658519773594843E-2,1.7909660463677576E-2,0,0,2.8151269705140452E-5,4.9648424371233528E-3,5.6596331506977557E-2]
[2004,3,13,19,4.9763009397509543E-2,1.5071766851996028E-2,1.1894051613100009E-3,1.5899935316525914E-6,5.7942244623656132E-5,5.650308439068304E-3,7.1734022088039182E-2,null,3.9533689828504026E-2,1.7421436144245111E-2,4.8794236196787055E-4,2.9672674261561075E-6,2.8151269705140452E-5,5.650308439068304E-3,5.7474186871848305E-2]
[2004,3,13,20,5.2483119667662254E-2,1.4783048011053164E-2,1.1894051613100009E-3,1.5899935316525914E-6,5.7942244623656132E-5,5.4954087605228914E-3,7.401051383870362E-2,null,4.1694652298851075E-2,1.7087706403032955E-2,4.8794236196787055E-4,2.9672674261561075E-6,2.8151269705140452E-5,5.4954087605228914E-3,5.9301419600983195E-2]
[2004,3,13,21,5.0086841802076863E-2,1.4541885798267477E-2,1.1894051613100009E-3,1.5899935316525914E-6,5.7942244623656132E-5,6.838569294675482E-3,7.2716234294485135E-2,null,3.9790955013901431E-2,1.6808947307851339E-2,4.8794236196787055E-4,2.9672674261561075E-6,2.8151269705140452E-5,6.838569294675482E-3,5.7118963220851936E-2]
[2004,3,13,22,4.5672834073837196E-2,1.4318789139452165E-2,1.1894051613100009E-3,1.5899935316525914E-6,5.7942244623656132E-5,8.9626651364306739E-3,7.0203225749185333E-2,null,3.6284293850487551E-2,1.655107016353825E-2,4.8794236196787055E-4,2.9672674261561075E-6,2.8151269705140452E-5,8.9626651364306739E-3,5.3354424913124969E-2]
[2004,3,13,23,4.0691687066385297E-2,1.4035799120962301E-2,1.1894051613100009E-3,1.5899935316525914E-6,5.7942244623656132E-5,1.0427725852930248E-2,6.6404149439743154E-2,null,3.2327074961056003E-2,1.6223962360916756E-2,4.8794236196787055E-4,2.9672674261561075E-6,2.8151269705140452E-5,1.0427725852930248E-2,4.9070098221071924E-2]
[2004,3,13,24,3.6305581799364654E-2,1.3794508461217256E-2,1.1894051613100009E-3,1.5899935316525914E-6,5.7942244623656132E-5,1.1183781510160648E-2,6.253280917020787E-2,null,2.884258060910791E-2,1.5945054794058104E-2,4.8794236196787055E-4,2.9672674261561075E-6,2.8151269705140452E-5,1.1183781510160648E-2,4.5306696302265179E-2]
[2004,3,14,1,3.2280716486430806E-2,1.3026844906148194E-2,1.1894051613100009E-3,1.5899935316525914E-6,5.7942244623656132E-5,1.0415905224418195E-2,5.6972404016462502E-2,null,2.564506946961893E-2,1.505771346664574E-2,4.8794236196787055E-4,2.9672674261561075E-6,2.8151269705140452E-5,1.0415905224418195E-2,4.1221843835363835E-2]
[2004,3,14,2,2.9203061241092371E-2,1.2915141737463364E-2,1.1894051613100009E-3,1.5899935316525914E-6,5.7942244623656132E-5,1.1498903643899175E-2,5.4866044021920218E-2,null,2.3200059223225603E-2,1.4928595915965549E-2,4.8794236196787055E-4,2.9672674261561075E-6,2.8151269705140452E-5,1.1498903643899175E-2,3.8647716038290321E-2]
[2004,3,14,3,3.0335717992604976E-2,1.2605537155672565E-2,1.1894051613100009E-3,1.5899935316525914E-6,5.7942244623656132E-5,1.1132578195457923E-2,5.5322770743200772E-2,null,2.4099886248130198E-2,1.4570724373458256E-2,4.8794236196787055E-4,2.9672674261561075E-6,2.8151269705140452E-5,1.1132578195457923E-2,3.918967152068762E-2]
[2004,3,14,4,2.8905694460176327E-2,1.2907336939854384E-2,1.1894051613100009E-3,1.5899935316525914E-6,5.7942244623656132E-5,1.2511518254206296E-2,5.5573487053702311E-2,null,2.2963819369077557E-2,1.4919574360331174E-2,4.8794236196787055E-4,2.9672674261561075E-6,2.8151269705140452E-5,1.2511518254206296E-2,3.8402454628507894E-2]
[2004,3,14,5,3.1032562371408362E-2,1.2700514234179356E-2,1.1894051613100009E-3,1.5899935316525914E-6,5.7942244623656132E-5,1.1327664696277705E-2,5.6309678701330725E-2,null,2.465348680130993E-2,1.4680508257764685E-2,4.8794236196787055E-4,2.9672674261561075E-6,2.8151269705140452E-5,1.1327664696277705E-2,3.9853055958173782E-2]
[2004,3,14,6,3.2648569159529142E-2,1.297596822787855E-2,1.1894051613100009E-3,1.5899935316525914E-6,5.7942244623656132E-5,1.1188043765738561E-2,5.806151855261156E-2,null,2.5937306085871151E-2,1.4998905178910813E-2,4.8794236196787055E-4,2.9672674261561075E-6,2.8151269705140452E-5,1.1188043765738561E-2,4.1455272163881125E-2]
[2004,3,14,7,3.7441126620446456E-2,1.3318152028352483E-2,0,0,5.7942244623656132E-5,9.3538580716767353E-3,6.0171078965099323E-2,null,2.9744702029949045E-2,1.5394434998877625E-2,0,0,2.8151269705140452E-5,9.3538580716767353E-3,4.516728829853181E-2]
[2004,3,14,8,4.2112332321787092E-2,1.3818677954814774E-2,0,0,5.7942244623656132E-5,7.8774333865954914E-3,6.3866385907821011E-2,null,3.3455691368370816E-2,1.5972992280982017E-2,0,0,2.8151269705140452E-5,7.8774333865954914E-3,4.9456834919057974E-2]
[2004,3,14,9,4.778368083802273E-2,1.4532211226413008E-2,0,0,5.7942244623656132E-5,9.336724776463478E-3,7.1710559085522874E-2,null,3.7961233454043536E-2,1.6797764482543553E-2,0,0,2.8151269705140452E-5,9.336724776463478E-3,5.4787149206292227E-2]
[2004,3,14,10,5.0235152931974163E-2,1.5036093262598997E-2,0,0,5.7942244623656132E-5,9.5976035801838052E-3,7.4926792019380614E-2,null,3.9908779202560092E-2,1.7380201087611118E-2,0,0,2.8151269705140452E-5,9.5976035801838052E-3,5.7317131559876347E-2]
[2004,3,14,11,4.7790345636034973E-2,1.6099073287691491E-2,0,0,5.7942244623656132E-5,1.2097290064049941E-2,7.6044651232400062E-2,null,3.7966528231440956E-2,1.8608898347302633E-2,0,0,2.8151269705140452E-5,1.2097290064049941E-2,5.660357784844873E-2]
[2004,3,14,12,4.8690089422697432E-2,1.5796479603759635E-2,0,0,5.7942244623656132E-5,9.4017667328530376E-3,7.394627800393376E-2,null,3.868132004603763E-2,1.8259130692717892E-2,0,0,2.8151269705140452E-5,9.4017667328530376E-3,5.6968602008460656E-2]
[2004,3,14,13,4.5119016137285771E-2,1.6026560559666801E-2,0,0,5.7942244623656132E-5,1.1340637742675906E-2,7.2544156684252126E-2,null,3.5844319122468354E-2,1.8525080977160668E-2,0,0,2.8151269705140452E-5,1.1340637742675906E-2,5.4397551369334163E-2]
[2004,3,14,14,4.3128105969236968E-2,1.6221671440605857E-2,0,0,5.7942244623656132E-5,1.0691526485157917E-2,7.0099246139624399E-2,null,3.4262661863130754E-2,1.8750609396403502E-2,0,0,2.8151269705140452E-5,1.0691526485157917E-2,5.3041422529239393E-2]
[2004,3,14,15,4.2619717846924955E-2,1.6076359241199378E-2,0,0,5.7942244623656132E-5,9.8057829387338345E-3,6.8559802271481826E-2,null,3.3858778364457449E-2,1.8582643209837622E-2,0,0,2.8151269705140452E-5,9.8057829387338345E-3,5.2469572844000209E-2]
[2004,3,14,16,4.4939640610757989E-2,1.5573961562272856E-2,0,0,5.7942244623656132E-5,6.2092617177210612E-3,6.6780806135375556E-2,null,3.5701816156622219E-2,1.8001922371439286E-2,0,0,2.8151269705140452E-5,6.2092617177210612E-3,5.3731889797766642E-2]
[2004,3,14,17,4.5949115582278113E-2,1.5606743253578441E-2,0,0,5.7942244623656132E-5,7.717315702279787E-3,6.9331116782759994E-2,null,3.6503782735751812E-2,1.8039814686745703E-2,0,0,2.8151269705140452E-5,7.717315702279787E-3,5.4571748692202653E-2]
[2004,3,14,18,4.8034505650911274E-2,1.4901184843891314E-2,0,0,5.7942244623656132E-5,6.7191521010967776E-3,6.9712784840523026E-2,null,3.8160498540180478E-2,1.7224260617929175E-2,0,0,2.8151269705140452E-5,6.7191521010967776E-3,5.5412910427814793E-2]
[2004,3,14,19,5.0409568482403404E-2,1.427217188573162E-2,1.1894051613100009E-3,1.5899935316525914E-6,5.7942244623656132E-5,6.1024598129720093E-3,7.2033137580572351E-2,null,4.0047341768518624E-2,1.6497185339224837E-2,4.8794236196787055E-4,2.9672674261561075E-6,2.8151269705140452E-5,6.1024598129720093E-3,5.7063588006842629E-2]
[2004,3,14,20,5.334200947325371E-2,1.443562165389066E-2,1.1894051613100009E-3,1.5899935316525914E-6,5.7942244623656132E-5,7.7271220075692867E-3,7.6753690534178964E-2,null,4.237698810575298E-2,1.6686116718454422E-2,4.8794236196787055E-4,2.9672674261561075E-6,2.8151269705140452E-5,7.7271220075692867E-3,5.9582165723306567E-2]
[2004,3,14,21,5.0215170444633014E-2,1.4488328411980589E-2,1.1894051613100009E-3,1.5899935316525914E-6,5.7942244623656132E-5,6.7721826410514158E-3,7.2724618897130333E-2,null,3.9892904329514603E-2,1.6747040393127129E-2,4.8794236196787055E-4,2.9672674261561075E-6,2.8151269705140452E-5,6.7721826410514158E-3,5.7159005621740901E-2]
[2004,3,14,22,4.8043838783498528E-2,1.4358911188199474E-2,1.1894051613100009E-3,1.5899935316525914E-6,5.7942244623656132E-5,7.7075411568597674E-3,7.1359228528023094E-2,null,3.8167913147401783E-2,1.6597447188680128E-2,4.8794236196787055E-4,2.9672674261561075E-6,2.8151269705140452E-5,7.7075411568597674E-3,5.5284421235181076E-2]
[2004,3,14,23,3.9573450250898277E-2,1.5165783701241562E-2,1.1894051613100009E-3,1.5899935316525914E-6,5.7942244623656132E-5,1.0455684442657685E-2,6.6443855794262832E-2,null,3.1438703699882026E-2,1.7530110100769145E-2,4.8794236196787055E-4,2.9672674261561075E-6,2.8151269705140452E-5,1.0455684442657685E-2,4.9487874699750335E-2]
[2004,3,14,24,3.4208619770139261E-2,1.5212164011574658E-2,1.1894051613100009E-3,1.5899935316525914E-6,5.7942244623656132E-5,1.2157068041689267E-2,6.2826789222868495E-2,null,2.717667158452838E-2,1.7583721042522222E-2,4.8794236196787055E-4,2.9672674261561075E-6,2.8151269705140452E-5,1.2157068041689267E-2,4.5279453526149767E-2]
[2004,3,15,1,2.2822197908470201E-2,1.3832229903717E-2,1.1894051613100009E-3,1.5899935316525914E-6,5.7942244623656132E-5,8.5180442023775546E-3,4.6421409414030064E-2,null,1.8130850690942103E-2,1.5988656961490193E-2,4.8794236196787055E-4,2.9672674261561075E-6,2.8151269705140452E-5,8.5180442023775546E-3,3.4638568551531461E-2]
[2004,3,15,2,2.1800247032599866E-2,1.3752116117655783E-2,1.1894051613100009E-3,1.5899935316525914E-6,5.7942244623656132E-5,9.1889977958922384E-3,4.599029834561319E-2,null,1.7318972763224819E-2,1.5896053538026648E-2,4.8794236196787055E-4,2.9672674261561075E-6,2.8151269705140452E-5,9.1889977958922384E-3,3.3734087200350628E-2]
[2004,3,15,3,2.1647187765176271E-2,1.403072929242581E-2,1.1894051613100009E-3,1.5899935316525914E-6,5.7942244623656132E-5,9.2236922616802889E-3,4.6150546718747673E-2,null,1.7197376467563381E-2,1.6218102152556441E-2,4.8794236196787055E-4,2.9672674261561075E-6,2.8151269705140452E-5,9.2236922616802889E-3,3.3934539519218987E-2]
[2004,3,15,4,2.2413693910732117E-2,1.4178103320530157E-2,1.1894051613100009E-3,1.5899935316525914E-6,5.7942244623656132E-5,9.2245127088359628E-3,4.7065247339563548E-2,null,1.7806319065226364E-2,1.638845160429309E-2,4.8794236196787055E-4,2.9672674261561075E-6,2.8151269705140452E-5,9.2245127088359628E-3,3.4713831568618618E-2]
[2004,3,15,5,2.3022657930092366E-2,1.4318284876119027E-2,1.1894051613100009E-3,1.5899935316525914E-6,5.7942244623656132E-5,9.2922176840653931E-3,4.7882097889742091E-2,null,1.8290104008090211E-2,1.655048728619252E-2,4.8794236196787055E-4,2.9672674261561075E-6,2.8151269705140452E-5,9.2922176840653931E-3,3.5359652193381892E-2]
[2004,3,15,6,2.7339332880659494E-2,1.5010704922644797E-2,1.1894051613100009E-3,1.5899935316525914E-6,5.7942244623656132E-5,8.3234002181782705E-3,5.1922375420947867E-2,null,2.1719440188766103E-2,1.7350854737732974E-2,4.8794236196787055E-4,2.9672674261561075E-6,2.8151269705140452E-5,8.3234002181782705E-3,3.9589355825598242E-2]
[2004,3,15,7,3.5766986213040836E-2,1.631312692874461E-2,0,0,5.7942244623656132E-5,7.5954402804436078E-3,5.9733495666852703E-2,null,2.8414699114187855E-2,1.8856322678880336E-2,0,0,2.8151269705140452E-5,7.5954402804436078E-3,4.7299173062773328E-2]
[2004,3,15,8,3.9064594508437162E-2,1.8362383912350431E-2,0,0,5.7942244623656132E-5,1.0170308584750211E-2,6.7655229250161458E-2,null,3.1034448705389722E-2,2.1225056221113248E-2,0,0,2.8151269705140452E-5,1.0170308584750211E-2,5.2287656196208107E-2]
[2004,3,15,9,3.9604490598843897E-2,1.9403370883708214E-2,0,0,5.7942244623656132E-5,1.1142080353422205E-2,7.0207884080597971E-2,null,3.1463363371849386E-2,2.2428331737951474E-2,0,0,2.8151269705140452E-5,1.1142080353422205E-2,5.3919846379505997E-2]
[2004,3,15,10,3.7078085286671426E-2,2.055150144670503E-2,0,0,5.7942244623656132E-5,1.1941748588001287E-2,6.9629277566001388E-2,null,2.9456287730690311E-2,2.3755454396159011E-2,0,0,2.8151269705140452E-5,1.1941748588001287E-2,5.3239893396554459E-2]
[2004,3,15,11,3.649435871425797E-2,2.0716845716846708E-2,0,0,5.7942244623656132E-5,1.1183076746933888E-2,6.8452223422662217E-2,null,2.8992552407247348E-2,2.3946575627821945E-2,0,0,2.8151269705140452E-5,1.1183076746933888E-2,5.2967279304774434E-2]
[2004,3,15,12,3.4602157745442362E-2,2.096690461291539E-2,0,0,5.7942244623656132E-5,1.0946180080458575E-2,6.6573184683439979E-2,null,2.7489313614014421E-2,2.4235618387900469E-2,0,0,2.8151269705140452E-5,1.0946180080458575E-2,5.1753083271620023E-2]
[2004,3,15,13,3.4508526544064416E-2,2.0861641958332219E-2,0,0,5.7942244623656132E-5,1.0116919484180285E-2,6.5545030231200577E-2,null,2.7414929308917889E-2,2.4113945419282887E-2,0,0,2.8151269705140452E-5,1.0116919484180285E-2,5.1557025997905917E-2]
[2004,3,15,14,3.201796153069409E-2,2.0769036637246597E-2,0,0,5.7942244623656132E-5,1.0724629379924333E-2,6.3569569792488678E-2,null,2.5436326609274203E-2,2.4006903046364492E-2,0,0,2.8151269705140452E-5,1.0724629379924333E-2,4.9471380925343832E-2]
[2004,3,15,15,3.1564239944966439E-2,2.0170684748739072E-2,0,0,5.7942244623656132E-5,8.7815848266674951E-3,6.0574451764996658E-2,null,2.5075872355083708E-2,2.3315268859093224E-2,0,0,2.8151269705140452E-5,8.7815848266674951E-3,4.8419292483882069E-2]
[2004,3,15,16,3.3823145537524177E-2,1.9475820510169082E-2,0,0,5.7942244623656132E-5,7.9209406838067434E-3,6.127784897612365E-2,null,2.6870435709054015E-2,2.2512076169076033E-2,0,0,2.8151269705140452E-5,7.9209406838067434E-3,4.9410663147835182E-2]
[2004,3,15,17,3.5824269001216831E-2,1.9069576757397781E-2,0,0,5.7942244623656132E-5,7.9540869936671667E-3,6.2905874996905434E-2,null,2.846020681172624E-2,{"$f":"F1795*W$5","v":2.2042499531684884E-2},{"$f":"G1795*X$5","v":0},{"$f":"H1795*Y$5","v":0},{"$f":"I1795*Z$5","v":2.8151269705140452E-5},{"$f":"J1795","v":7.9540869936671667E-3},5.0530857613116265E-2]
[2004,3,15,18,3.8474605322773289E-2,1.8506366602383983E-2,0,0,5.7942244623656132E-5,5.4741361124034885E-3,6.2513050282184415E-2,null,{"$f":"E1796*V$5","v":3.0565738115925761E-2},2.1391485629485098E-2,0,0,2.8151269705140452E-5,5.4741361124034885E-3,{"$f":"SUM(M1796:Q1796)","v":5.1985375015115992E-2}]
[2004,3,15,19,3.6959303745523336E-2,1.8054557761050975E-2,1.1894051613100009E-3,1.5899935316525914E-6,5.7942244623656132E-5,5.5964926473523165E-3,6.1859291553391933E-2,null,2.9361923007536424E-2,2.0869240364150068E-2,4.8794236196787055E-4,2.9672674261561075E-6,2.8151269705140452E-5,5.5964926473523165E-3,5.0750224270785661E-2]
[2004,3,15,20,3.9646022148358911E-2,1.7956367015439366E-2,1.1894051613100009E-3,1.5899935316525914E-6,5.7942244623656132E-5,5.8399867648863783E-3,6.4691313328149966E-2,null,3.1496357666537397E-2,2.0755741806122552E-2,4.8794236196787055E-4,2.9672674261561075E-6,2.8151269705140452E-5,5.8399867648863783E-3,5.2771160371759114E-2]
[2004,3,15,21,4.1053861080630062E-2,1.7195378230317301E-2,1.1894051613100009E-3,1.5899935316525914E-6,5.7942244623656132E-5,4.4911594074341036E-3,6.3989336117846768E-2,null,3.2614800227603352E-2,1.9876115836806624E-2,4.8794236196787055E-4,2.9672674261561075E-6,2.8151269705140452E-5,4.4911594074341036E-3,5.3009976963509141E-2]
[2004,3,15,22,3.4618129416604949E-2,1.6657821121557611E-2,1.1894051613100009E-3,1.5899935316525914E-6,5.7942244623656132E-5,4.9920509439835446E-3,5.7516938881611405E-2,null,2.7502002137104749E-2,1.925475425816054E-2,4.8794236196787055E-4,2.9672674261561075E-6,2.8151269705140452E-5,4.9920509439835446E-3,4.7275817294364454E-2]
[2004,3,15,23,3.176521183531935E-2,1.6205053268996565E-2,1.1894051613100009E-3,1.5899935316525914E-6,5.7942244623656132E-5,6.7675633819177005E-3,5.5986765885698925E-2,null,2.5235532320862581E-2,1.8731400472966165E-2,4.8794236196787055E-4,2.9672674261561075E-6,2.8151269705140452E-5,6.7675633819177005E-3,4.4485993692927911E-2]
[2004,3,15,24,2.4987249184808658E-2,1.589789857165572E-2,1.1894051613100009E-3,1.5899935316525914E-6,5.7942244623656132E-5,7.8936581048215278E-3,5.0027743260751212E-2,null,1.9850852488619855E-2,1.8376360748780157E-2,4.8794236196787055E-4,2.9672674261561075E-6,2.8151269705140452E-5,7.8936581048215278E-3,3.8746274136499177E-2]
[2004,3,16,1,2.6131037252469728E-2,1.6217842006169644E-2,1.1894051613100009E-3,1.5899935316525914E-6,5.7942244623656132E-5,1.0036403729617258E-2,5.3634220387721934E-2,null,2.0759522668416495E-2,1.8746182958006848E-2,4.8794236196787055E-4,2.9672674261561075E-6,2.8151269705140452E-5,1.0036403729617258E-2,4.0024766525522511E-2]
[2004,3,16,2,2.5641973497308391E-2,1.5539253940946116E-2,1.1894051613100009E-3,1.5899935316525914E-6,5.7942244623656132E-5,1.0167441654574807E-2,5.2597606492294613E-2,null,2.0370991206252163E-2,1.7961803876069757E-2,4.8794236196787055E-4,2.9672674261561075E-6,2.8151269705140452E-5,1.0167441654574807E-2,3.8851855981421081E-2]
[2004,3,16,3,2.5760793780636265E-2,1.5343428106244332E-2,1.1894051613100009E-3,1.5899935316525914E-6,5.7942244623656132E-5,1.0564741587329129E-2,5.2917900873675025E-2,null,2.0465386707715829E-2,1.7735449042681473E-2,4.8794236196787055E-4,2.9672674261561075E-6,2.8151269705140452E-5,1.0564741587329129E-2,3.8719896649496467E-2]
[2004,3,16,4,2.655403907680521E-2,1.5014153333225016E-2,1.1894051613100009E-3,1.5899935316525914E-6,5.7942244623656132E-5,1.0414750282395477E-2,5.3231880091891004E-2,null,2.1095571937193375E-2,1.7354840751138859E-2,4.8794236196787055E-4,2.9672674261561075E-6,2.8151269705140452E-5,1.0414750282395477E-2,3.89694735874314E-2]
[2004,3,16,5,2.7884410007310057E-2,1.5274131143428449E-2,1.1894051613100009E-3,1.5899935316525914E-6,5.7942244623656132E-5,1.0133977606569118E-2,5.454145615677293E-2,null,2.215247087397812E-2,1.7655348771456327E-2,4.8794236196787055E-4,2.9672674261561075E-6,2.8151269705140452E-5,1.0133977606569118E-2,4.0326880544533615E-2]
[2004,3,16,6,3.0882229540728494E-2,1.603663015307771E-2,1.1894051613100009E-3,1.5899935316525914E-6,5.7942244623656132E-5,1.0346567796954705E-2,5.8514364890226211E-2,null,2.4534056494118012E-2,1.8536720407383373E-2,4.8794236196787055E-4,2.9672674261561075E-6,2.8151269705140452E-5,1.0346567796954705E-2,4.358983780060055E-2]
[2004,3,16,7,3.8313856774259844E-2,1.7692329732396029E-2,0,0,5.7942244623656132E-5,1.0306107090425268E-2,6.6370235841704789E-2,null,3.0438033153258638E-2,2.0450541446310044E-2,0,0,2.8151269705140452E-5,1.0306107090425268E-2,5.0916725869273816E-2]
[2004,3,16,8,4.1431161408024587E-2,1.9970410265771104E-2,0,0,5.7942244623656132E-5,1.3413499754921288E-2,7.4873013673340622E-2,null,3.2914542431621958E-2,2.3083771838829398E-2,0,0,2.8151269705140452E-5,1.3413499754921288E-2,5.6026465540156493E-2]
[2004,3,16,9,4.0223498483241957E-2,2.1461274345538333E-2,0,0,5.7942244623656132E-5,1.4914794038817299E-2,7.6657509112221245E-2,null,3.1955127555717576E-2,2.4807059733372022E-2,0,0,2.8151269705140452E-5,1.4914794038817299E-2,5.6790338558794735E-2]
[2004,3,16,10,3.8334988947397647E-2,2.2063819869204717E-2,0,0,5.7942244623656132E-5,1.5375567704022718E-2,7.5832318765248735E-2,null,3.0454821381871555E-2,2.5503541338192257E-2,0,0,2.8151269705140452E-5,1.5375567704022718E-2,5.5986513989768949E-2]
[2004,3,16,11,3.7778364469866245E-2,2.2188428063152188E-2,0,0,5.7942244623656132E-5,1.3963134873167249E-2,7.3987869650809335E-2,null,3.0012617027430303E-2,2.5647575791168026E-2,0,0,2.8151269705140452E-5,1.3963134873167249E-2,5.5688344088303462E-2]
[2004,3,16,12,3.728992368225427E-2,2.207287537598223E-2,0,0,5.7942244623656132E-5,1.3839757544550503E-2,7.3260498847410649E-2,null,2.962458047516326E-2,2.5514008586964575E-2,0,0,2.8151269705140452E-5,1.3839757544550503E-2,5.516674033183297E-2]
[2004,3,16,13,3.5860787575953457E-2,2.172017697894877E-2,0,0,5.7942244623656132E-5,1.2221425678607961E-2,6.9860332478133835E-2,null,2.8489218602293091E-2,2.5106324958201285E-2,0,0,2.8151269705140452E-5,1.2221425678607961E-2,5.3623694830199513E-2]
[2004,3,16,14,3.3759996011567282E-2,2.1770503448525699E-2,0,0,5.7942244623656132E-5,1.3112214407150028E-2,6.8700656111866668E-2,null,2.6820267244521363E-2,2.5164497260407755E-2,0,0,2.8151269705140452E-5,1.3112214407150028E-2,5.2012915774634252E-2]
[2004,3,16,15,3.2994858662591157E-2,2.1483025444534717E-2,0,0,5.7942244623656132E-5,1.2908896146605486E-2,6.7444722498355009E-2,null,2.6212412072640627E-2,2.4832201801050866E-2,0,0,2.8151269705140452E-5,1.2908896146605486E-2,5.1072765143396634E-2]
[2004,3,16,16,3.5847442694099313E-2,2.0833103835994411E-2,0,0,5.7942244623656132E-5,1.1349977606120725E-2,6.8088466380838097E-2,null,2.8478616903834596E-2,2.408095823995169E-2,0,0,2.8151269705140452E-5,1.1349977606120725E-2,5.2587726413491423E-2]
[2004,3,16,17,3.815708668771365E-2,2.0416448335351906E-2,0,0,5.7942244623656132E-5,1.0585111327961553E-2,6.921658859565076E-2,null,3.0313488837090025E-2,2.3599346676432143E-2,0,0,2.8151269705140452E-5,1.0585111327961553E-2,5.3940986783227306E-2]
[2004,3,16,18,4.0110295713652766E-2,2.0051131940776946E-2,0,0,5.7942244623656132E-5,1.0802232261112512E-2,7.102160216016587E-2,null,3.1865194827877148E-2,2.3177077920351254E-2,0,0,2.8151269705140452E-5,1.0802232261112512E-2,5.5070424017933536E-2]
[2004,3,16,19,4.2426914492405689E-2,1.9286609164913437E-2,1.1894051613100009E-3,1.5899935316525914E-6,5.7942244623656132E-5,8.7439059736018065E-3,7.1706367030386242E-2,null,3.3705607804482403E-2,2.2293367015629874E-2,4.8794236196787055E-4,2.9672674261561075E-6,2.8151269705140452E-5,8.7439059736018065E-3,5.6518035719211442E-2]
[2004,3,16,20,4.4747255077094643E-2,1.8830546416118314E-2,1.1894051613100009E-3,1.5899935316525914E-6,5.7942244623656132E-5,7.7647647746594117E-3,7.2591503667337687E-2,null,3.5548977529951092E-2,2.1766204664067163E-2,4.8794236196787055E-4,2.9672674261561075E-6,2.8151269705140452E-5,7.7647647746594117E-3,5.7834243093117417E-2]
[2004,3,16,21,4.4114119286781224E-2,1.8106119846246591E-2,1.1894051613100009E-3,1.5899935316525914E-6,5.7942244623656132E-5,6.959169076837711E-3,7.0428345609330839E-2,null,3.504598958254556E-2,2.0928840912879405E-2,4.8794236196787055E-4,2.9672674261561075E-6,2.8151269705140452E-5,6.959169076837711E-3,5.6493891394524133E-2]
[2004,3,16,22,3.9264794272368994E-2,1.7292992997262592E-2,1.1894051613100009E-3,1.5899935316525914E-6,5.7942244623656132E-5,6.1936479669418964E-3,6.4000372636038791E-2,null,3.1193495263603238E-2,1.9988948621825955E-2,4.8794236196787055E-4,2.9672674261561075E-6,2.8151269705140452E-5,6.1936479669418964E-3,5.1701504784528361E-2]
[2004,3,16,23,3.7618377446886606E-2,1.6571043154016234E-2,1.1894051613100009E-3,1.5899935316525914E-6,5.7942244623656132E-5,6.602394788672937E-3,6.2040752789041087E-2,null,2.9885517050567183E-2,1.9154447715795917E-2,4.8794236196787055E-4,2.9672674261561075E-6,2.8151269705140452E-5,6.602394788672937E-3,4.9559025665462268E-2]
[2004,3,16,24,3.0931460435524614E-2,1.6364399429601575E-2,1.1894051613100009E-3,1.5899935316525914E-6,5.7942244623656132E-5,7.7354001713693943E-3,5.6280197435960889E-2,null,2.4573167451200664E-2,1.8915588497440756E-2,4.8794236196787055E-4,2.9672674261561075E-6,2.8151269705140452E-5,7.7354001713693943E-3,4.4007816847740584E-2]
[2004,3,17,1,2.7531508617831831E-2,1.625880660675803E-2,1.1894051613100009E-3,1.5899935316525914E-6,5.7942244623656132E-5,1.024484870004028E-2,5.5284101324095447E-2,null,2.1872112144861979E-2,1.8793533887750732E-2,4.8794236196787055E-4,2.9672674261561075E-6,2.8151269705140452E-5,1.024484870004028E-2,4.1184706931711876E-2]
[2004,3,17,2,2.6992352498329941E-2,1.5759631538150132E-2,1.1894051613100009E-3,1.5899935316525914E-6,5.7942244623656132E-5,1.0214680967289851E-2,5.4215602403235232E-2,null,2.1443785340362204E-2,1.8216538060522956E-2,4.8794236196787055E-4,2.9672674261561075E-6,2.8151269705140452E-5,1.0214680967289851E-2,4.0179384299984321E-2]
[2004,3,17,3,2.7214611750237046E-2,1.5409101103130518E-2,1.1894051613100009E-3,1.5899935316525914E-6,5.7942244623656132E-5,1.067309988007894E-2,5.4545750132911811E-2,null,2.1620356822529246E-2,1.7811360376295444E-2,4.8794236196787055E-4,2.9672674261561075E-6,2.8151269705140452E-5,1.067309988007894E-2,3.9950778097923856E-2]
[2004,3,17,4,2.8065159224843657E-2,1.5060103604403977E-2,1.1894051613100009E-3,1.5899935316525914E-6,5.7942244623656132E-5,1.0495187491402333E-2,5.4869387720115272E-2,null,2.2296065153930886E-2,1.7407954611180356E-2,4.8794236196787055E-4,2.9672674261561075E-6,2.8151269705140452E-5,1.0495187491402333E-2,4.022308066421041E-2]
[2004,3,17,5,2.9499320262015204E-2,1.5275343201942728E-2,1.1894051613100009E-3,1.5899935316525914E-6,5.7942244623656132E-5,1.0195647320811798E-2,5.6219248184235036E-2,null,2.3435419029311722E-2,1.7656749788352154E-2,4.8794236196787055E-4,2.9672674261561075E-6,2.8151269705140452E-5,1.0195647320811798E-2,4.1611229716763044E-2]
[2004,3,17,6,3.2567246119515322E-2,1.6166259450056945E-2,1.1894051613100009E-3,1.5899935316525914E-6,5.7942244623656132E-5,1.0331927570177054E-2,6.031437053921463E-2,null,2.5872699867743629E-2,1.8686558746970481E-2,4.8794236196787055E-4,2.9672674261561075E-6,2.8151269705140452E-5,1.0331927570177054E-2,4.5078319513813275E-2]
[2004,3,17,7,4.0379616530106847E-2,1.783079587981665E-2,0,0,5.7942244623656132E-5,1.0143546456233884E-2,6.8411901110781034E-2,null,3.2079153865945051E-2,2.0610594290088508E-2,0,0,2.8151269705140452E-5,1.0143546456233884E-2,5.2717899425738693E-2]
[2004,3,17,8,4.350867933940817E-2,2.0191802133549371E-2,0,0,5.7942244623656132E-5,1.3417813074220537E-2,7.7176236791801731E-2,null,3.4565004300927321E-2,2.333967841734998E-2,0,0,2.8151269705140452E-5,1.3417813074220537E-2,5.7932833987982435E-2]
[2004,3,17,9,4.2254607918226855E-2,2.1538406728199486E-2,0,0,5.7942244623656132E-5,1.516467284720925E-2,7.9015629738259249E-2,null,3.356872069211779E-2,2.4896216956435541E-2,0,0,2.8151269705140452E-5,1.516467284720925E-2,5.8493088918258468E-2]
[2004,3,17,10,4.0150855895673979E-2,2.2486388649408752E-2,0,0,5.7942244623656132E-5,1.5469865901692789E-2,7.8165052691399187E-2,null,3.1897417430063552E-2,2.5991988054039721E-2,0,0,2.8151269705140452E-5,1.5469865901692789E-2,5.7917556753808414E-2]
[2004,3,17,11,3.9615101519327192E-2,2.2472649118169517E-2,0,0,5.7942244623656132E-5,1.4118172700757813E-2,7.6263865582878176E-2,null,3.1471793103978934E-2,2.5976106547346663E-2,0,0,2.8151269705140452E-5,1.4118172700757813E-2,5.7476050921030739E-2]
[2004,3,17,12,3.9047723390047293E-2,2.2376208455384902E-2,0,0,5.7942244623656132E-5,1.4032254199332633E-2,7.5514128289388485E-2,null,3.1021045626083217E-2,2.5864630907834078E-2,0,0,2.8151269705140452E-5,1.4032254199332633E-2,5.6913827803622433E-2]
[2004,3,17,13,3.7522366230923247E-2,2.2106961633241547E-2,0,0,5.7942244623656132E-5,1.2322096244400798E-2,7.2009366353189247E-2,null,2.9809241968374447E-2,2.555340884839848E-2,0,0,2.8151269705140452E-5,1.2322096244400798E-2,5.5390802086478064E-2]
[2004,3,17,14,3.5479588833516609E-2,2.1853953974093784E-2,0,0,5.7942244623656132E-5,1.3422525198315763E-2,7.0814010250549814E-2,null,2.8186379344198136E-2,2.5260957616825459E-2,0,0,2.8151269705140452E-5,1.3422525198315763E-2,5.3475488230728729E-2]
[2004,3,17,15,3.4630472731097678E-2,2.1610241142042259E-2,0,0,5.7942244623656132E-5,1.3220789012812604E-2,6.9519445130576188E-2,null,2.751180815110027E-2,2.4979250264076932E-2,0,0,2.8151269705140452E-5,1.3220789012812604E-2,5.2519209684882343E-2]
[2004,3,17,16,3.7516130720715579E-2,2.107470492518768E-2,0,0,5.7942244623656132E-5,1.1534215308779043E-2,7.0182993199305946E-2,null,2.9804288234075476E-2,2.4360224631814909E-2,0,0,2.8151269705140452E-5,1.1534215308779043E-2,5.4192664135595522E-2]
[2004,3,17,17,3.9994615625026493E-2,2.0449972541700369E-2,0,0,5.7942244623656132E-5,1.0843287380736978E-2,7.1345817792087499E-2,null,3.1773294020461071E-2,2.3638097263932699E-2,0,0,2.8151269705140452E-5,1.0843287380736978E-2,5.5439542554098907E-2]
[2004,3,17,18,4.1960574660998382E-2,2.0307454741524712E-2,0,0,5.7942244623656132E-5,1.0880380559974192E-2,7.3206352207120934E-2,null,3.3335129120159589E-2,2.347336111988535E-2,0,0,2.8151269705140452E-5,1.0880380559974192E-2,5.6836641509750076E-2]
[2004,3,17,19,4.4425006953021866E-2,1.9454728311074924E-2,1.1894051613100009E-3,1.5899935316525914E-6,5.7942244623656132E-5,8.7835036562324935E-3,7.3912176319794604E-2,null,3.5292970959224117E-2,2.2487695722956544E-2,4.8794236196787055E-4,2.9672674261561075E-6,2.8151269705140452E-5,8.7835036562324935E-3,5.8299727581279825E-2]
[2004,3,17,20,4.6871181280485938E-2,1.8775672963154102E-2,1.1894051613100009E-3,1.5899935316525914E-6,5.7942244623656132E-5,7.9287632711926744E-3,7.4824554914298028E-2,null,3.723630795389659E-2,2.1702776509543685E-2,4.8794236196787055E-4,2.9672674261561075E-6,2.8151269705140452E-5,7.9287632711926744E-3,5.945814536253944E-2]
[2004,3,17,21,4.6148109281692731E-2,1.8101013859068583E-2,1.1894051613100009E-3,1.5899935316525914E-6,5.7942244623656132E-5,7.0967863329341116E-3,7.2594846873160729E-2,null,3.6661871148927203E-2,2.0922938908791329E-2,4.8794236196787055E-4,2.9672674261561075E-6,2.8151269705140452E-5,7.0967863329341116E-3,5.8103870956817696E-2]
[2004,3,17,22,4.1163639840922528E-2,1.7260292787468469E-2,1.1894051613100009E-3,1.5899935316525914E-6,5.7942244623656132E-5,6.2962692496684042E-3,6.5969139277524708E-2,null,3.270201278793089E-2,1.9951150490895055E-2,4.8794236196787055E-4,2.9672674261561075E-6,2.8151269705140452E-5,6.2962692496684042E-3,5.3172224177925109E-2]
[2004,3,17,23,3.9506561377999815E-2,1.6595674062006162E-2,1.1894051613100009E-3,1.5899935316525914E-6,5.7942244623656132E-5,6.5980664728664817E-3,6.3949239312337758E-2,null,3.1385564551221969E-2,1.9182918551029441E-2,4.8794236196787055E-4,2.9672674261561075E-6,2.8151269705140452E-5,6.5980664728664817E-3,5.1087544001350578E-2]
[2004,3,17,24,3.2601326935679777E-2,1.6429464942177521E-2,1.1894051613100009E-3,1.5899935316525914E-6,5.7942244623656132E-5,7.7317490174092949E-3,5.8011478294731897E-2,null,2.5899775007122466E-2,1.8990797640712789E-2,4.8794236196787055E-4,2.9672674261561075E-6,2.8151269705140452E-5,7.7317490174092949E-3,4.5409633546934419E-2]
[2004,3,18,1,2.1375447883780214E-2,1.5715123893772043E-2,1.1894051613100009E-3,1.5899935316525914E-6,5.7942244623656132E-5,1.0026028091666084E-2,4.8365537268683652E-2,null,1.6981495629261753E-2,1.8165091730966646E-2,4.8794236196787055E-4,2.9672674261561075E-6,2.8151269705140452E-5,1.0026028091666084E-2,3.5665648259327561E-2]
[2004,3,18,2,1.9811867000998424E-2,1.5379254401724048E-2,1.1894051613100009E-3,1.5899935316525914E-6,5.7942244623656132E-5,1.0990695961630053E-2,4.7430754763817834E-2,null,1.5739325543688766E-2,1.7776860612082314E-2,4.8794236196787055E-4,2.9672674261561075E-6,2.8151269705140452E-5,1.0990695961630053E-2,3.4035247054870245E-2]
[2004,3,18,3,1.9872902975287807E-2,1.5142190841696115E-2,1.1894051613100009E-3,1.5899935316525914E-6,5.7942244623656132E-5,1.1455556835600898E-2,4.7719588052050128E-2,null,1.5787814919736382E-2,1.7502839144412974E-2,4.8794236196787055E-4,2.9672674261561075E-6,2.8151269705140452E-5,1.1455556835600898E-2,3.380971496324852E-2]
[2004,3,18,4,2.090516268423909E-2,1.4882878382128971E-2,1.1894051613100009E-3,1.5899935316525914E-6,5.7942244623656132E-5,1.0965744653390098E-2,4.8002723119223469E-2,null,1.660788258948194E-2,1.7203100202050164E-2,4.8794236196787055E-4,2.9672674261561075E-6,2.8151269705140452E-5,1.0965744653390098E-2,3.4330043690631272E-2]
[2004,3,18,5,2.1744262146836873E-2,1.5156424285465124E-2,1.1894051613100009E-3,1.5899935316525914E-6,5.7942244623656132E-5,1.1034030367857318E-2,4.9183654199624616E-2,null,1.7274496170357242E-2,1.7519291563971313E-2,4.8794236196787055E-4,2.9672674261561075E-6,2.8151269705140452E-5,1.1034030367857318E-2,3.5312848633427721E-2]
[2004,3,18,6,2.5585013041933741E-2,1.5798472343638154E-2,1.1894051613100009E-3,1.5899935316525914E-6,5.7942244623656132E-5,1.0133865427864265E-2,5.2766288212901462E-2,null,2.0325739582555458E-2,1.82614340982102E-2,4.8794236196787055E-4,2.9672674261561075E-6,2.8151269705140452E-5,1.0133865427864265E-2,3.9106234579864819E-2]
[2004,3,18,7,3.4086262826790885E-2,1.7083405162923018E-2,0,0,5.7942244623656132E-5,8.6228365821951238E-3,5.9850446816532676E-2,null,2.7079466421390867E-2,1.9746686310551285E-2,0,0,2.8151269705140452E-5,8.6228365821951238E-3,4.6854304001647293E-2]
[2004,3,18,8,3.6302479861084674E-2,1.9599639091238259E-2,0,0,5.7942244623656132E-5,1.1557905574136869E-2,6.7517966771083446E-2,null,2.884011630746473E-2,2.2655197909529579E-2,0,0,2.8151269705140452E-5,1.1557905574136869E-2,5.1523465486699449E-2]
[2004,3,18,9,3.5864559252548812E-2,2.052521824504918E-2,0,0,5.7942244623656132E-5,1.2679449176032186E-2,6.9127168918253837E-2,null,2.849221497036768E-2,{"$f":"F1859*W$5","v":2.3725073676777522E-2},{"$f":"G1859*X$5","v":0},{"$f":"H1859*Y$5","v":0},{"$f":"I1859*Z$5","v":2.8151269705140452E-5},{"$f":"J1859","v":1.2679449176032186E-2},5.2245439916850336E-2]
[2004,3,18,10,3.2528528770967298E-2,2.1496815554820501E-2,0,0,5.7942244623656132E-5,1.4299749724733237E-2,6.8383036295144695E-2,null,{"$f":"E1860*V$5","v":2.5841941284872307E-2},2.4848141771999531E-2,0,0,2.8151269705140452E-5,1.4299749724733237E-2,{"$f":"SUM(M1860:Q1860)","v":5.0718234326576975E-2}]
[2004,3,18,11,3.2036010071866211E-2,2.1553785456134362E-2,0,0,5.7942244623656132E-5,1.3072040331506822E-2,6.6719778104131044E-2,null,2.5450665079499266E-2,2.4913993208505261E-2,0,0,2.8151269705140452E-5,1.3072040331506822E-2,5.0392809557709667E-2]
[2004,3,18,12,3.1819208200575266E-2,2.1375481970115667E-2,0,0,5.7942244623656132E-5,1.2811230863072676E-2,6.6063863278387258E-2,null,2.5278429154911384E-2,2.470789243568448E-2,0,0,2.8151269705140452E-5,1.2811230863072676E-2,5.0014472860301001E-2]
[2004,3,18,13,2.9741430287881978E-2,2.1416813814826477E-2,0,0,5.7942244623656132E-5,1.1781519964985152E-2,6.299770631231727E-2,null,2.3627760746239058E-2,2.4755667862442616E-2,0,0,2.8151269705140452E-5,1.1781519964985152E-2,4.8411579878386811E-2]
[2004,3,18,14,2.7990632537445066E-2,2.1447127008827976E-2,0,0,5.7942244623656132E-5,1.2456239892529121E-2,6.1951941683425812E-2,null,2.2236858225346112E-2,2.4790706844853315E-2,0,0,2.8151269705140452E-5,1.2456239892529121E-2,4.705571633990456E-2]
[2004,3,18,15,2.7658156022994415E-2,2.0947750517260614E-2,0,0,5.7942244623656132E-5,1.2155538351065974E-2,6.0819387135944654E-2,null,2.1972725819434744E-2,2.4213478193082751E-2,0,0,2.8151269705140452E-5,1.2155538351065974E-2,4.6214355282222633E-2]
[2004,3,18,16,3.0345178272236387E-2,2.0480111770753723E-2,0,0,5.7942244623656132E-5,1.0516661918815104E-2,6.1399894206428864E-2,null,2.4107401865958927E-2,2.3672935160480989E-2,0,0,2.8151269705140452E-5,1.0516661918815104E-2,4.7808488296145049E-2]
[2004,3,18,17,3.2293540682046123E-2,1.9960550198006639E-2,0,0,5.7942244623656132E-5,1.0105166117156649E-2,6.2417199241833067E-2,null,2.5655257514471806E-2,2.3072374599035061E-2,0,0,2.8151269705140452E-5,1.0105166117156649E-2,4.8755783383212001E-2]
[2004,3,18,18,3.5747395105018016E-2,1.9274972120486927E-2,0,0,5.7942244623656132E-5,8.9645849185078681E-3,6.4044894388636461E-2,null,2.8399135168249937E-2,2.2279915770770861E-2,0,0,2.8151269705140452E-5,8.9645849185078681E-3,5.0707202208725932E-2]
[2004,3,18,19,3.6535110584876886E-2,1.8759062912658116E-2,1.1894051613100009E-3,1.5899935316525914E-6,5.7942244623656132E-5,8.1192770537583704E-3,6.4662387950758682E-2,null,2.9024927294387114E-2,2.1683576973290895E-2,4.8794236196787055E-4,2.9672674261561075E-6,2.8151269705140452E-5,8.1192770537583704E-3,5.1227565166777171E-2]
[2004,3,18,20,3.7705442177592009E-2,1.844848708603947E-2,1.1894051613100009E-3,1.5899935316525914E-6,5.7942244623656132E-5,8.0577178325661625E-3,6.5460584495662957E-2,null,2.9954684693368181E-2,2.1324582770121787E-2,4.8794236196787055E-4,2.9672674261561075E-6,2.8151269705140452E-5,8.0577178325661625E-3,5.1798328362589137E-2]
[2004,3,18,21,3.8201060519811238E-2,1.7344667066604053E-2,1.1894051613100009E-3,1.5899935316525914E-6,5.7942244623656132E-5,6.7152514779641737E-3,6.3509916463844768E-2,null,3.0348423377017663E-2,2.0048678612887113E-2,4.8794236196787055E-4,2.9672674261561075E-6,2.8151269705140452E-5,6.7152514779641737E-3,5.0916162889003941E-2]
[2004,3,18,22,3.4027533251809558E-2,1.6498721497591264E-2,1.1894051613100009E-3,1.5899935316525914E-6,5.7942244623656132E-5,5.938196756563147E-3,5.7713388905429278E-2,null,2.7032809339570814E-2,1.9070851205073167E-2,4.8794236196787055E-4,2.9672674261561075E-6,2.8151269705140452E-5,5.938196756563147E-3,4.6622721443743145E-2]
[2004,3,18,23,3.0347240978240351E-2,1.6373838574904931E-2,1.1894051613100009E-3,1.5899935316525914E-6,5.7942244623656132E-5,7.9762503520341456E-3,5.5946267304644734E-2,null,2.4109040560651135E-2,1.8926499193497395E-2,4.8794236196787055E-4,2.9672674261561075E-6,2.8151269705140452E-5,7.9762503520341456E-3,4.3554600653247698E-2]
[2004,3,18,24,2.3665658662322165E-2,1.6276233025002845E-2,1.1894051613100009E-3,1.5899935316525914E-6,5.7942244623656132E-5,9.5607615633875771E-3,5.0751590650177897E-2,null,1.8800929052942623E-2,1.8813677062446587E-2,4.8794236196787055E-4,2.9672674261561075E-6,2.8151269705140452E-5,9.5607615633875771E-3,3.8133667014488372E-2]
[2004,3,19,1,1.8184341296502458E-2,1.4812357315113144E-2,1.1894051613100009E-3,1.5899935316525914E-6,5.7942244623656132E-5,7.2451002095495183E-3,4.1490736220630431E-2,null,1.4446355179386779E-2,1.7121584990336447E-2,4.8794236196787055E-4,2.9672674261561075E-6,2.8151269705140452E-5,7.2451002095495183E-3,3.2087001068822389E-2]
[2004,3,19,2,1.6874211450049921E-2,1.4653238015570301E-2,1.1894051613100009E-3,1.5899935316525914E-6,5.7942244623656132E-5,8.1825600317708986E-3,4.0958946896856425E-2,null,1.3405536555035007E-2,1.6937659194275215E-2,4.8794236196787055E-4,2.9672674261561075E-6,2.8151269705140452E-5,8.1825600317708986E-3,3.086225664840939E-2]
[2004,3,19,3,1.6861225803581688E-2,1.4340836391585125E-2,1.1894051613100009E-3,1.5899935316525914E-6,5.7942244623656132E-5,7.972480944416941E-3,4.0423480539049067E-2,null,1.3395220247281252E-2,1.657655455425118E-2,4.8794236196787055E-4,2.9672674261561075E-6,2.8151269705140452E-5,7.972480944416941E-3,3.0490835700631599E-2]
[2004,3,19,4,1.7423132720552431E-2,1.409682585378819E-2,1.1894051613100009E-3,1.5899935316525914E-6,5.7942244623656132E-5,8.3917599721107811E-3,4.1160655945916703E-2,null,1.3841621179157451E-2,1.6294503083809992E-2,4.8794236196787055E-4,2.9672674261561075E-6,2.8151269705140452E-5,8.3917599721107811E-3,3.0655185162066612E-2]
[2004,3,19,5,1.88980972638698E-2,1.4333772436590493E-2,1.1894051613100009E-3,1.5899935316525914E-6,5.7942244623656132E-5,9.079633005215481E-3,4.3560440105141082E-2,null,1.5013390962969364E-2,1.6568389337652933E-2,4.8794236196787055E-4,2.9672674261561075E-6,2.8151269705140452E-5,9.079633005215481E-3,3.210084119972146E-2]
[2004,3,19,6,2.2488171608874879E-2,1.5223129565340715E-2,1.1894051613100009E-3,1.5899935316525914E-6,5.7942244623656132E-5,8.9205486218195146E-3,4.7880787195500416E-2,null,1.7865487074821548E-2,1.7596396112180449E-2,4.8794236196787055E-4,2.9672674261561075E-6,2.8151269705140452E-5,8.9205486218195146E-3,3.5980944086101162E-2]
[2004,3,19,7,2.8875442916153068E-2,1.6639365085622446E-2,0,0,5.7942244623656132E-5,8.0073727382322067E-3,5.358012298463137E-2,null,2.2939786353937827E-2,1.9233420949685311E-2,0,0,2.8151269705140452E-5,8.0073727382322067E-3,4.2201358573328275E-2]
[2004,3,19,8,3.0551724936718091E-2,1.8590970087506955E-2,0,0,5.7942244623656132E-5,9.7059550888726909E-3,5.8906592357721388E-2,null,2.4271490651335728E-2,2.1489278690386599E-2,0,0,2.8151269705140452E-5,9.7059550888726909E-3,4.5788920611427461E-2]
[2004,3,19,9,3.012775931562001E-2,1.9744454804146685E-2,0,0,5.7942244623656132E-5,1.0592598803346877E-2,6.0522755167737224E-2,null,2.3934675704543554E-2,2.2822590207983516E-2,0,0,2.8151269705140452E-5,1.0592598803346877E-2,4.6785417182232211E-2]
[2004,3,19,10,2.8158155850826642E-2,2.0603571643201632E-2,0,0,5.7942244623656132E-5,1.0980582707567705E-2,5.9800252446219629E-2,null,2.2369945327401518E-2,2.3815642270095218E-2,0,0,2.8151269705140452E-5,1.0980582707567705E-2,4.621373886720187E-2]
[2004,3,19,11,2.7425542031144098E-2,2.0761366744113333E-2,0,0,5.7942244623656132E-5,9.9147913621951394E-3,5.8159642382076222E-2,null,2.1787928125024388E-2,2.39980374266421E-2,0,0,2.8151269705140452E-5,9.9147913621951394E-3,4.5814116821371625E-2]
[2004,3,19,12,2.747195777740407E-2,2.0736733079079476E-2,0,0,5.7942244623656132E-5,9.1057143443310454E-3,5.7372347445438246E-2,null,2.1824802617504181E-2,2.3969563404545001E-2,0,0,2.8151269705140452E-5,9.1057143443310454E-3,4.5822517291754322E-2]
[2004,3,19,13,2.5023867169601532E-2,2.119083288732361E-2,0,0,5.7942244623656132E-5,9.9908912967279322E-3,5.6263533598276724E-2,null,1.9879943254441163E-2,2.449445679562021E-2,0,0,2.8151269705140452E-5,9.9908912967279322E-3,4.440255131976651E-2]
[2004,3,19,14,2.405201936944679E-2,2.0671021103870157E-2,0,0,5.7942244623656132E-5,9.9849768492443671E-3,5.4765959567184969E-2,null,1.9107869178596498E-2,2.3893607015936867E-2,0,0,2.8151269705140452E-5,9.9849768492443671E-3,4.3029627464238503E-2]
[2004,3,19,15,2.3435150841652673E-2,1.9863306924693822E-2,0,0,5.7942244623656132E-5,8.3972976283468118E-3,5.1753697639316962E-2,null,1.8617804583668702E-2,2.2959971223033244E-2,0,0,2.8151269705140452E-5,8.3972976283468118E-3,4.1605927076407083E-2]
[2004,3,19,16,2.4840955256656257E-2,1.890643885124197E-2,0,0,5.7942244623656132E-5,7.244197452477133E-3,5.1049533804999013E-2,null,1.9734630844282165E-2,2.1853928633348372E-2,0,0,2.8151269705140452E-5,7.244197452477133E-3,4.1616710747335674E-2]
[2004,3,19,17,2.7208061504646542E-2,1.8504491956042847E-2,0,0,5.7942244623656132E-5,6.4917641014455539E-3,5.2262259806758596E-2,null,2.1615153050076361E-2,2.1389318728162524E-2,0,0,2.8151269705140452E-5,6.4917641014455539E-3,4.3032623047944023E-2]
[2004,3,19,18,2.8789079461439087E-2,1.8232680845874125E-2,0,0,5.7942244623656132E-5,5.6006559162442415E-3,5.2680358468181109E-2,null,2.2871175832337189E-2,2.1075132611458255E-2,0,0,2.8151269705140452E-5,5.6006559162442415E-3,4.3974459713500585E-2]
[2004,3,19,19,2.9669137188900241E-2,1.754488882062016E-2,1.1894051613100009E-3,1.5899935316525914E-6,5.7942244623656132E-5,4.7308484500017105E-3,5.3193811858987423E-2,null,2.3570328268049178E-2,2.0280114683822511E-2,4.8794236196787055E-4,2.9672674261561075E-6,2.8151269705140452E-5,4.7308484500017105E-3,4.4369503850970854E-2]
[2004,3,19,20,3.1265323917821143E-2,1.743065667630278E-2,1.1894051613100009E-3,1.5899935316525914E-6,5.7942244623656132E-5,5.5313206680495238E-3,5.5476238661638755E-2,null,2.4838401718862053E-2,2.0148073893423615E-2,4.8794236196787055E-4,2.9672674261561075E-6,2.8151269705140452E-5,5.5313206680495238E-3,4.550553651138483E-2]
[2004,3,19,21,3.1864071708640675E-2,1.6449508852876653E-2,1.1894051613100009E-3,1.5899935316525914E-6,5.7942244623656132E-5,4.3941376415392456E-3,5.3956655602521879E-2,null,2.5314070488382769E-2,1.9013966371609101E-2,4.8794236196787055E-4,2.9672674261561075E-6,2.8151269705140452E-5,4.3941376415392456E-3,4.4847097759091036E-2]
[2004,3,19,22,2.8263925742687261E-2,1.5839335323011034E-2,1.1894051613100009E-3,1.5899935316525914E-6,5.7942244623656132E-5,4.3305668215236391E-3,4.9682765286687247E-2,null,2.2453973085140411E-2,1.8308667564120269E-2,4.8794236196787055E-4,2.9672674261561075E-6,2.8151269705140452E-5,4.3305668215236391E-3,4.1281701548359841E-2]
[2004,3,19,23,2.5603157179908034E-2,1.4761548468211904E-2,1.1894051613100009E-3,1.5899935316525914E-6,5.7942244623656132E-5,3.7279940964646176E-3,4.5341637144049866E-2,null,2.0340153998636111E-2,1.7062855108794028E-2,4.8794236196787055E-4,2.9672674261561075E-6,2.8151269705140452E-5,3.7279940964646176E-3,3.79220700065293E-2]
[2004,3,19,24,2.0523325657984478E-2,1.4330638760607238E-2,1.1894051613100009E-3,1.5899935316525914E-6,5.7942244623656132E-5,6.1616806906324584E-3,4.2264582508689481E-2,null,1.6304536253644308E-2,1.6564767125567575E-2,4.8794236196787055E-4,2.9672674261561075E-6,2.8151269705140452E-5,6.1616806906324584E-3,3.3388364278311052E-2]
[2004,3,20,1,2.5612744337754303E-2,1.4554825413990748E-2,1.1894051613100009E-3,1.5899935316525914E-6,5.7942244623656132E-5,1.0661631626400372E-2,5.2078138777610736E-2,null,2.0347770413503705E-2,1.6823904193216388E-2,4.8794236196787055E-4,2.9672674261561075E-6,2.8151269705140452E-5,1.0661631626400372E-2,3.7690735505819258E-2]
[2004,3,20,2,2.4271493982330694E-2,1.4007077183037434E-2,1.1894051613100009E-3,1.5899935316525914E-6,5.7942244623656132E-5,1.1452432398126959E-2,5.0979940962960393E-2,null,1.928222843411647E-2,1.6190762709382155E-2,4.8794236196787055E-4,2.9672674261561075E-6,2.8151269705140452E-5,1.1452432398126959E-2,3.599205204259779E-2]
[2004,3,20,3,2.4383419216490156E-2,1.3513777747864537E-2,1.1894051613100009E-3,1.5899935316525914E-6,5.7942244623656132E-5,1.1466357259751168E-2,5.0612491623571169E-2,null,1.9371146237617806E-2,1.5620558519372496E-2,4.8794236196787055E-4,2.9672674261561075E-6,2.8151269705140452E-5,1.1466357259751168E-2,3.5510765656089467E-2]
[2004,3,20,4,2.5042620657060619E-2,1.3280292557012867E-2,1.1894051613100009E-3,1.5899935316525914E-6,5.7942244623656132E-5,1.1213311928515272E-2,5.0785162542054063E-2,null,1.9894841761693566E-2,1.5350673284084999E-2,4.8794236196787055E-4,2.9672674261561075E-6,2.8151269705140452E-5,1.1213311928515272E-2,3.5764575944877731E-2]
[2004,3,20,5,2.5361876569489246E-2,1.3375886885958338E-2,1.1894051613100009E-3,1.5899935316525914E-6,5.7942244623656132E-5,1.1384171652460745E-2,5.1370872507373634E-2,null,2.0148471201927965E-2,1.5461170647388819E-2,4.8794236196787055E-4,2.9672674261561075E-6,2.8151269705140452E-5,1.1384171652460745E-2,3.6128702748415946E-2]
[2004,3,20,6,2.795511571132794E-2,1.3555083009412341E-2,1.1894051613100009E-3,1.5899935316525914E-6,5.7942244623656132E-5,1.0924174247452198E-2,5.3683310367657791E-2,null,2.2208642263240781E-2,1.5668303218686307E-2,4.8794236196787055E-4,2.9672674261561075E-6,2.8151269705140452E-5,1.0924174247452198E-2,3.8396006381026256E-2]
[2004,3,20,7,3.3597566896328784E-2,1.3147458663616768E-2,0,0,5.7942244623656132E-5,9.4469487539074557E-3,5.6249916558476658E-2,null,2.6691227173619252E-2,1.5197130755573477E-2,0,0,2.8151269705140452E-5,9.4469487539074557E-3,4.1916509198897868E-2]
[2004,3,20,8,3.819289445667725E-2,1.3683353584154109E-2,0,0,5.7942244623656132E-5,9.8564513182622382E-3,6.179064160371725E-2,null,3.0341935935623589E-2,1.5816571012966404E-2,0,0,2.8151269705140452E-5,9.8564513182622382E-3,4.618665821829513E-2]
[2004,3,20,9,3.8759449861667246E-2,1.488234334990224E-2,0,0,5.7942244623656132E-5,1.1620340844223091E-2,6.5320076300416224E-2,null,3.0792029809018996E-2,1.7202481758979447E-2,0,0,2.8151269705140452E-5,1.1620340844223091E-2,4.8022662837703581E-2]
[2004,3,20,10,4.1375586270664511E-2,1.499810088224543E-2,0,0,5.7942244623656132E-5,9.9300042131057215E-3,6.636163361063932E-2,null,3.2870391358984466E-2,1.7336285743458225E-2,0,0,2.8151269705140452E-5,9.9300042131057215E-3,5.0234828372147829E-2]
[2004,3,20,11,4.499353655838275E-2,1.4303597070659957E-2,0,0,5.7942244623656132E-5,5.2701680264169654E-3,6.4625243900083326E-2,null,3.5744633214959479E-2,1.6533509670534248E-2,0,0,2.8151269705140452E-5,5.2701680264169654E-3,5.2306294155198864E-2]
[2004,3,20,12,4.2186109592673361E-2,1.4260775396090455E-2,0,0,5.7942244623656132E-5,6.4793329406965154E-3,6.2984160174083981E-2,null,3.351430293103401E-2,1.6484012151336398E-2,0,0,2.8151269705140452E-5,6.4793329406965154E-3,5.0026466352075541E-2]
[2004,3,20,13,4.0002289761960956E-2,1.3944359788642995E-2,0,0,5.7942244623656132E-5,5.7927192207141206E-3,5.9797311015941726E-2,null,3.1779390656354718E-2,1.6118267752931081E-2,0,0,2.8151269705140452E-5,5.7927192207141206E-3,4.7925809678990933E-2]
[2004,3,20,14,3.6243045205954567E-2,1.4029581271764119E-2,0,0,5.7942244623656132E-5,7.5037945043103741E-3,5.783436322665271E-2,null,2.8792899082272248E-2,1.6216775156933014E-2,0,0,2.8151269705140452E-5,7.5037945043103741E-3,4.5037825508910403E-2]
[2004,3,20,15,3.4008159207437494E-2,1.3855404951250747E-2,0,0,5.7942244623656132E-5,7.6750157816460694E-3,5.5596522184957961E-2,null,2.7017417837525377E-2,1.6015444969473179E-2,0,0,2.8151269705140452E-5,7.6750157816460694E-3,4.3061014076703694E-2]
[2004,3,20,16,3.554525705821656E-2,1.3392618629988735E-2,0,0,5.7942244623656132E-5,5.5978237465911214E-3,5.4593641679420074E-2,null,2.8238548761970652E-2,1.5480510849043332E-2,0,0,2.8151269705140452E-5,5.5978237465911214E-3,4.3747210880719117E-2]
[2004,3,20,17,3.6970655823005086E-2,1.3735107763966217E-2,0,0,5.7942244623656132E-5,6.5609263365080227E-3,5.7324632168102983E-2,null,2.9370941543905231E-2,1.5876393603618741E-2,0,0,2.8151269705140452E-5,6.5609263365080227E-3,4.5275486417229109E-2]
[2004,3,20,18,4.0675761612175468E-2,1.3174962280574323E-2,0,0,5.7942244623656132E-5,4.2724254457734258E-3,5.8181091583146875E-2,null,3.2314423154528787E-2,1.5228922151450754E-2,0,0,2.8151269705140452E-5,4.2724254457734258E-3,4.7571496575684678E-2]
[2004,3,20,19,4.1448526694591793E-2,1.2969504567702798E-2,1.1894051613100009E-3,1.5899935316525914E-6,5.7942244623656132E-5,4.663551186407669E-3,6.033051984816757E-2,null,3.2928338097544155E-2,1.4991433842330586E-2,4.8794236196787055E-4,2.9672674261561075E-6,2.8151269705140452E-5,4.663551186407669E-3,4.8438832838973905E-2]
[2004,3,20,20,4.3495783697228653E-2,1.2709139940794426E-2,1.1894051613100009E-3,1.5899935316525914E-6,5.7942244623656132E-5,4.7912605941116864E-3,6.2245121631600078E-2,null,3.4554759496116742E-2,1.4690478701075619E-2,4.8794236196787055E-4,2.9672674261561075E-6,2.8151269705140452E-5,4.7912605941116864E-3,4.9764299096291528E-2]
[2004,3,20,21,4.2108187630026127E-2,1.2390370361125955E-2,1.1894051613100009E-3,1.5899935316525914E-6,5.7942244623656132E-5,5.4090936885277012E-3,6.1156589079145091E-2,null,3.3452398662393093E-2,1.4322013349172524E-2,4.8794236196787055E-4,2.9672674261561075E-6,2.8151269705140452E-5,5.4090936885277012E-3,4.8293472910664784E-2]
[2004,3,20,22,3.8455719301098729E-2,1.2195046022316624E-2,1.1894051613100009E-3,1.5899935316525914E-6,5.7942244623656132E-5,7.1433707195680375E-3,5.9043073442448697E-2,null,3.0550734318285384E-2,1.4096238194248798E-2,4.8794236196787055E-4,2.9672674261561075E-6,2.8151269705140452E-5,7.1433707195680375E-3,4.5166033411633347E-2]
[2004,3,20,23,3.394787084050313E-2,1.1980618526727832E-2,1.1894051613100009E-3,1.5899935316525914E-6,5.7942244623656132E-5,8.6705025266674667E-3,5.5847929293363741E-2,null,2.6969522390133695E-2,1.3848381724688575E-2,4.8794236196787055E-4,2.9672674261561075E-6,2.8151269705140452E-5,8.6705025266674667E-3,4.1336965013921437E-2]
[2004,3,20,24,3.0250674231488153E-2,1.1707654404328048E-2,1.1894051613100009E-3,1.5899935316525914E-6,5.7942244623656132E-5,9.3847505577923322E-3,5.2592016593073838E-2,null,2.4032324142973224E-2,1.3532862842612188E-2,4.8794236196787055E-4,2.9672674261561075E-6,2.8151269705140452E-5,9.3847505577923322E-3,3.8084247884684577E-2]
[2004,3,21,1,3.1674967522464459E-2,1.1605490979213305E-2,1.1894051613100009E-3,1.5899935316525914E-6,5.7942244623656132E-5,1.0754483855556133E-2,5.5283879756699204E-2,null,2.5163838693077877E-2,{"$f":"F1923*W$5","v":1.3414772269397267E-2},{"$f":"G1923*X$5","v":4.8794236196787055E-4},{"$f":"H1923*Y$5","v":2.9672674261561075E-6},{"$f":"I1923*Z$5","v":2.8151269705140452E-5},{"$f":"J1923","v":1.0754483855556133E-2},3.9097671861574305E-2]
[2004,3,21,2,2.8668985026212238E-2,1.1486073256306449E-2,1.1894051613100009E-3,1.5899935316525914E-6,5.7942244623656132E-5,1.1835949955501641E-2,5.3239945637485638E-2,null,{"$f":"E1924*V$5","v":2.2775768094544201E-2},1.327673747529896E-2,4.8794236196787055E-4,2.9672674261561075E-6,2.8151269705140452E-5,1.1835949955501641E-2,{"$f":"SUM(M1924:Q1924)","v":3.6571566468942322E-2}]
[2004,3,21,3,2.9707567411853673E-2,1.1213252128626682E-2,1.1894051613100009E-3,1.5899935316525914E-6,5.7942244623656132E-5,1.1513380605143054E-2,5.3683137545088716E-2,null,2.360085874706714E-2,1.2961383880637658E-2,4.8794236196787055E-4,2.9672674261561075E-6,2.8151269705140452E-5,1.1513380605143054E-2,3.7081303526803965E-2]
[2004,3,21,4,2.8328870030695268E-2,1.1492797806244719E-2,1.1894051613100009E-3,1.5899935316525914E-6,5.7942244623656132E-5,1.2855818233459529E-2,5.3926423469864822E-2,null,2.2505567379161744E-2,1.3284510374024026E-2,4.8794236196787055E-4,2.9672674261561075E-6,2.8151269705140452E-5,1.2855818233459529E-2,3.6309138652284932E-2]
[2004,3,21,5,3.0360533914171817E-2,1.130824480338982E-2,1.1894051613100009E-3,1.5899935316525914E-6,5.7942244623656132E-5,1.1723081012773926E-2,5.4640797129800869E-2,null,2.411960099122773E-2,1.3071185792636972E-2,4.8794236196787055E-4,2.9672674261561075E-6,2.8151269705140452E-5,1.1723081012773926E-2,3.7709847682963864E-2]
[2004,3,21,6,3.1929960132621255E-2,1.1595186314572858E-2,1.1894051613100009E-3,1.5899935316525914E-6,5.7942244623656132E-5,1.1566631030790671E-2,5.6340714877450092E-2,null,2.5366414841115337E-2,1.3402861120639174E-2,4.8794236196787055E-4,2.9672674261561075E-6,2.8151269705140452E-5,1.1566631030790671E-2,3.928833686085368E-2]
[2004,3,21,7,3.7718127253513131E-2,1.161791262843462E-2,0,0,5.7942244623656132E-5,8.9937697983834119E-3,5.8387751924954816E-2,null,2.9964762216070046E-2,1.3429130437941169E-2,0,0,2.8151269705140452E-5,8.9937697983834119E-3,4.3422043923716354E-2]
[2004,3,21,8,4.2259060154218736E-2,1.2165203906971851E-2,0,0,5.7942244623656132E-5,7.4913352445116592E-3,6.1973541550325903E-2,null,3.3572257723315811E-2,1.4061743731058552E-2,0,0,2.8151269705140452E-5,7.4913352445116592E-3,4.7662152724079504E-2]
[2004,3,21,9,4.7689385859186313E-2,1.304488468048798E-2,0,0,5.7942244623656132E-5,8.7930161985897461E-3,6.9585228982887687E-2,null,3.7886321818054521E-2,1.5078565618872043E-2,0,0,2.8151269705140452E-5,8.7930161985897461E-3,5.2993038706631704E-2]
[2004,3,21,10,4.8601490486997016E-2,1.4657343455179345E-2,0,0,5.7942244623656132E-5,9.3893605428811127E-3,7.2706136729681139E-2,null,3.8610933570510472E-2,1.6942404666700273E-2,0,0,2.8151269705140452E-5,9.3893605428811127E-3,5.5581489506915882E-2]
[2004,3,21,11,4.6234485552630197E-2,1.5823448113556658E-2,0,0,5.7942244623656132E-5,1.167499570615429E-2,7.3790871616964793E-2,null,3.6730491852239318E-2,1.8290303558908563E-2,0,0,2.8151269705140452E-5,1.167499570615429E-2,5.5048946680853014E-2]
[2004,3,21,12,4.70857053253248E-2,1.558423341329466E-2,0,0,5.7942244623656132E-5,9.0268020183081644E-3,7.1754683001551287E-2,null,3.7406734283656304E-2,1.8013795590977304E-2,0,0,2.8151269705140452E-5,9.0268020183081644E-3,5.5448681144338749E-2]
[2004,3,21,13,4.3569806054196906E-2,1.5877092773349404E-2,0,0,5.7942244623656132E-5,1.0889282714255792E-2,7.0394123786425747E-2,null,3.4613565764792777E-2,1.8352311352967249E-2,0,0,2.8151269705140452E-5,1.0889282714255792E-2,5.2994028387465163E-2]
[2004,3,21,14,4.1677955851360041E-2,1.599500646674535E-2,0,0,5.7942244623656132E-5,1.0290771557446718E-2,6.8021676120175761E-2,null,3.3110605633834778E-2,1.8488607641265892E-2,0,0,2.8151269705140452E-5,1.0290771557446718E-2,5.1627364544805807E-2]
[2004,3,21,15,4.1179914145816475E-2,1.5921898757633769E-2,0,0,5.7942244623656132E-5,9.3680958613542378E-3,6.6527851009428138E-2,null,3.2714941735147739E-2,1.8404102533241956E-2,0,0,2.8151269705140452E-5,9.3680958613542378E-3,5.1147195538094832E-2]
[2004,3,21,16,4.3396903215976404E-2,1.5371925527340803E-2,0,0,5.7942244623656132E-5,5.9748105248469009E-3,6.4801581512787768E-2,null,3.447620495684655E-2,1.7768389175499548E-2,0,0,2.8151269705140452E-5,5.9748105248469009E-3,5.2272745402051235E-2]
[2004,3,21,17,4.4524025084043704E-2,1.5295887319857784E-2,0,0,5.7942244623656132E-5,7.3984490558665888E-3,6.7276303704391721E-2,null,3.5371634852879461E-2,1.7680496708133465E-2,0,0,2.8151269705140452E-5,7.3984490558665888E-3,5.3080282830718063E-2]
[2004,3,21,18,4.6558338223159169E-2,1.4555391100239866E-2,0,0,5.7942244623656132E-5,6.4749928713446611E-3,6.7646664439367343E-2,null,3.6987773137712898E-2,1.6824558069232613E-2,0,0,2.8151269705140452E-5,6.4749928713446611E-3,5.3840482476650645E-2]
[2004,3,21,19,4.8863912259587784E-2,1.3723893573754583E-2,1.1894051613100009E-3,1.5899935316525914E-6,5.7942244623656132E-5,6.0615073047723018E-3,6.9898250537579976E-2,null,3.8819411737073463E-2,1.5863431135409146E-2,4.8794236196787055E-4,2.9672674261561075E-6,2.8151269705140452E-5,6.0615073047723018E-3,5.5201903771581774E-2]
[2004,3,21,20,5.1735812131869854E-2,1.385000864611971E-2,1.1894051613100009E-3,1.5899935316525914E-6,5.7942244623656132E-5,7.6441387970587306E-3,7.4478896974513611E-2,null,4.1100961831087704E-2,1.6009207387232265E-2,4.8794236196787055E-4,2.9672674261561075E-6,2.8151269705140452E-5,7.6441387970587306E-3,5.7629230117419133E-2]
[2004,3,21,21,4.8742559040713736E-2,1.3901826219830235E-2,1.1894051613100009E-3,1.5899935316525914E-6,5.7942244623656132E-5,6.6759142099777668E-3,7.0569236869987048E-2,null,3.8723003972094175E-2,1.6069103254811194E-2,4.8794236196787055E-4,2.9672674261561075E-6,2.8151269705140452E-5,6.6759142099777668E-3,5.5311168126004534E-2]
[2004,3,21,22,4.6592299526552479E-2,1.3702450939334284E-2,1.1894051613100009E-3,1.5899935316525914E-6,5.7942244623656132E-5,7.7006237352864682E-3,6.9244311600638542E-2,null,3.7014753331450739E-2,1.5838645621541664E-2,4.8794236196787055E-4,2.9672674261561075E-6,2.8151269705140452E-5,7.7006237352864682E-3,5.3372459852091568E-2]
[2004,3,21,23,3.8223356489212691E-2,1.492442419692027E-2,1.1894051613100009E-3,1.5899935316525914E-6,5.7942244623656132E-5,1.0077897405322726E-2,6.4474615490920997E-2,null,3.0366136171107384E-2,1.7251122956552328E-2,4.8794236196787055E-4,2.9672674261561075E-6,2.8151269705140452E-5,1.0077897405322726E-2,4.8136320026758876E-2]
[2004,3,21,24,3.3072374724906546E-2,1.48622869494064E-2,1.1894051613100009E-3,1.5899935316525914E-6,5.7942244623656132E-5,1.1781153014738414E-2,6.0964752088516663E-2,null,2.6273993878110313E-2,1.7179298591142995E-2,4.8794236196787055E-4,2.9672674261561075E-6,2.8151269705140452E-5,1.1781153014738414E-2,4.3972353368352472E-2]
[2004,3,22,1,2.9643992823997919E-2,1.4364012508182413E-2,1.1894051613100009E-3,1.5899935316525914E-6,5.7942244623656132E-5,1.0671417003664122E-2,5.5928359735309761E-2,null,2.3550352596661571E-2,1.6603343797963358E-2,4.8794236196787055E-4,2.9672674261561075E-6,2.8151269705140452E-5,1.0671417003664122E-2,4.0672757293724097E-2]
[2004,3,22,2,2.8310402757457928E-2,1.4469566840422474E-2,1.1894051613100009E-3,1.5899935316525914E-6,5.7942244623656132E-5,1.1380049031639071E-2,5.5408956028984775E-2,null,2.2490896251732305E-2,1.6725353916413745E-2,4.8794236196787055E-4,2.9672674261561075E-6,2.8151269705140452E-5,1.1380049031639071E-2,3.9735311067245212E-2]
[2004,3,22,3,2.8496431009906786E-2,1.4745483742454997E-2,1.1894051613100009E-3,1.5899935316525914E-6,5.7942244623656132E-5,1.1111173274881134E-2,5.5602025426708224E-2,null,2.2638684404432327E-2,1.7044285912713893E-2,4.8794236196787055E-4,2.9672674261561075E-6,2.8151269705140452E-5,1.1111173274881134E-2,4.0202031216245389E-2]
[2004,3,22,4,2.9647243955650545E-2,1.4630189034993397E-2,1.1894051613100009E-3,1.5899935316525914E-6,5.7942244623656132E-5,1.1177684490088047E-2,5.6704054880197294E-2,null,2.3552935423381712E-2,1.6911016906927378E-2,4.8794236196787055E-4,2.9672674261561075E-6,2.8151269705140452E-5,1.1177684490088047E-2,4.0983013229408255E-2]
[2004,3,22,5,3.0470602437710947E-2,1.4687333801933542E-2,1.1894051613100009E-3,1.5899935316525914E-6,5.7942244623656132E-5,1.1281316652532684E-2,5.7688190291642474E-2,null,2.4207043750863064E-2,1.6977070470388232E-2,4.8794236196787055E-4,2.9672674261561075E-6,2.8151269705140452E-5,1.1281316652532684E-2,4.1703175120350461E-2]
[2004,3,22,6,3.595340892166364E-2,1.550782017657518E-2,1.1894051613100009E-3,1.5899935316525914E-6,5.7942244623656132E-5,9.845741812118303E-3,6.2555908309822425E-2,null,2.8562800638370443E-2,1.7925469627793553E-2,4.8794236196787055E-4,2.9672674261561075E-6,2.8151269705140452E-5,9.845741812118303E-3,4.7007331165263157E-2]
[2004,3,22,7,4.3159305237016103E-2,1.7659631005974244E-2,0,0,5.7942244623656132E-5,1.1089836634173714E-2,7.1966715121787719E-2,null,3.428744778725773E-2,2.0412745030007343E-2,0,0,2.8151269705140452E-5,1.1089836634173714E-2,5.4728344086970207E-2]
[2004,3,22,8,4.7770835817371696E-2,2.0034030690240574E-2,0,0,5.7942244623656132E-5,1.364798597034708E-2,8.1510794722583019E-2,null,3.7951028864964077E-2,2.3157310606596222E-2,0,0,2.8151269705140452E-5,1.364798597034708E-2,6.113649074126544E-2]
[2004,3,22,9,4.8702160631378048E-2,2.1193693136566247E-2,0,0,5.7942244623656132E-5,1.4632423101711218E-2,8.4586219114279174E-2,null,3.8690909888485114E-2,2.4497762954083683E-2,0,0,2.8151269705140452E-5,1.4632423101711218E-2,6.3216824112273931E-2]
[2004,3,22,10,4.7511126831386752E-2,2.193774044665385E-2,0,0,5.7942244623656132E-5,1.4382315726724527E-2,8.3889125249388796E-2,null,3.7744705842664747E-2,2.5357806293944123E-2,0,0,2.8151269705140452E-5,1.4382315726724527E-2,6.3130663406314E-2]
[2004,3,22,11,4.6504163701875711E-2,2.2126029468313924E-2,0,0,5.7942244623656132E-5,1.3782873318374331E-2,8.247100873318762E-2,null,3.6944734769516159E-2,2.5575449334718663E-2,0,0,2.8151269705140452E-5,1.3782873318374331E-2,6.2548335373939959E-2]
[2004,3,22,12,4.4295497404597969E-2,2.2162126376250445E-2,0,0,5.7942244623656132E-5,1.3691588176587905E-2,8.0207154202059969E-2,null,3.5190083485592424E-2,2.5617173704714308E-2,0,0,2.8151269705140452E-5,1.3691588176587905E-2,6.0835408460011869E-2]
[2004,3,22,13,4.3701617750360855E-2,2.2014874675211672E-2,0,0,5.7942244623656132E-5,1.3194006136386851E-2,7.8968440806583037E-2,null,3.4718282155039366E-2,2.5446965650677254E-2,0,0,2.8151269705140452E-5,1.3194006136386851E-2,6.0193399075421761E-2]
[2004,3,22,14,4.061521534415078E-2,2.1856742803349507E-2,0,0,5.7942244623656132E-5,1.4058504311074339E-2,7.6588404703198276E-2,null,3.2266322820378147E-2,2.5264181221016851E-2,0,0,2.8151269705140452E-5,1.4058504311074339E-2,5.7558655311100132E-2]
[2004,3,22,15,4.0124108937488509E-2,2.1145629599482515E-2,0,0,5.7942244623656132E-5,1.1652222161003388E-2,7.2979902942598068E-2,null,3.1876168595606748E-2,2.4442206372669348E-2,0,0,2.8151269705140452E-5,1.1652222161003388E-2,5.6346526237981233E-2]
[2004,3,22,16,4.2598334665805281E-2,2.0579895972147218E-2,0,0,5.7942244623656132E-5,1.0591181529479233E-2,7.3827354412055388E-2,null,3.3841790725241752E-2,2.3788275592021107E-2,0,0,2.8151269705140452E-5,1.0591181529479233E-2,5.7658217586968E-2]
[2004,3,22,17,4.5002317032472428E-2,2.0206024781359647E-2,0,0,5.7942244623656132E-5,1.0522504591386437E-2,7.5788788649842176E-2,null,3.5751608768556646E-2,2.3356118357873344E-2,0,0,2.8151269705140452E-5,1.0522504591386437E-2,5.9135878396135128E-2]
[2004,3,22,18,4.8787788743785317E-2,1.9324692798289116E-2,0,0,5.7942244623656132E-5,7.1450909963413911E-3,7.5315514783039481E-2,null,3.8758936225266077E-2,2.2337387839035019E-2,0,0,2.8151269705140452E-5,7.1450909963413911E-3,6.1124475334006237E-2]
[2004,3,22,19,4.7061814137944157E-2,1.898574496146814E-2,1.1894051613100009E-3,1.5899935316525914E-6,5.7942244623656132E-5,7.2313703168059114E-3,7.4527866815683519E-2,null,3.7387754185728615E-2,2.1945598465340943E-2,4.8794236196787055E-4,2.9672674261561075E-6,2.8151269705140452E-5,7.2313703168059114E-3,5.9852413550168723E-2]
[2004,3,22,20,4.9699276040715216E-2,1.8888246298997078E-2,1.1894051613100009E-3,1.5899935316525914E-6,5.7942244623656132E-5,8.1034209006449129E-3,7.7939880639822517E-2,null,3.9483057545815707E-2,2.1832899885335776E-2,4.8794236196787055E-4,2.9672674261561075E-6,2.8151269705140452E-5,8.1034209006449129E-3,6.1835018330250645E-2]
[2004,3,22,21,5.1670362443455242E-2,1.7947894370362295E-2,1.1894051613100009E-3,1.5899935316525914E-6,5.7942244623656132E-5,6.226947919241191E-3,7.7094142132524038E-2,null,4.1048966027126439E-2,2.0745948286448813E-2,4.8794236196787055E-4,2.9672674261561075E-6,2.8151269705140452E-5,6.226947919241191E-3,6.231397521267442E-2]
[2004,3,22,22,4.3811993847151842E-2,1.7395167215474582E-2,1.1894051613100009E-3,1.5899935316525914E-6,5.7942244623656132E-5,6.8401204710186875E-3,6.9296218933110415E-2,null,3.4805969262950376E-2,2.0107051670768265E-2,4.8794236196787055E-4,2.9672674261561075E-6,2.8151269705140452E-5,6.8401204710186875E-3,5.5432081832817802E-2]
[2004,3,22,23,4.0418061541747347E-2,1.7008811470966424E-2,1.1894051613100009E-3,1.5899935316525914E-6,5.7942244623656132E-5,8.7768609396085499E-3,6.7452671351787633E-2,null,3.2109696093677059E-2,1.9660463556845857E-2,4.8794236196787055E-4,2.9672674261561075E-6,2.8151269705140452E-5,8.7768609396085499E-3,5.2289220549622081E-2]
[2004,3,22,24,3.2256414433910467E-2,1.6615237190194938E-2,1.1894051613100009E-3,1.5899935316525914E-6,5.7942244623656132E-5,1.0152670423832161E-2,6.0273259447402874E-2,null,2.5625762964281588E-2,1.920553154603323E-2,4.8794236196787055E-4,2.9672674261561075E-6,2.8151269705140452E-5,1.0152670423832161E-2,4.5350355409413984E-2]
[2004,3,23,1,2.1333511326650869E-2,1.5474167343514948E-2,1.1894051613100009E-3,1.5899935316525914E-6,5.7942244623656132E-5,1.0135731320490464E-2,4.8192347390121584E-2,null,1.6948179580612375E-2,1.7886570360840379E-2,4.8794236196787055E-4,2.9672674261561075E-6,2.8151269705140452E-5,1.0135731320490464E-2,3.5353810840551919E-2]
[2004,3,23,2,1.9797229017478768E-2,1.509771468319375E-2,1.1894051613100009E-3,1.5899935316525914E-6,5.7942244623656132E-5,1.1117030929916956E-2,4.726091203005478E-2,null,1.5727696554461882E-2,1.7451429209340386E-2,4.8794236196787055E-4,2.9672674261561075E-6,2.8151269705140452E-5,1.1117030929916956E-2,3.3698186662901433E-2]
[2004,3,23,3,1.9866248799252681E-2,1.4829746629836139E-2,1.1894051613100009E-3,1.5899935316525914E-6,5.7942244623656132E-5,1.160377604669059E-2,4.7548708875244719E-2,null,1.5782528580854913E-2,1.7141685277118599E-2,4.8794236196787055E-4,2.9672674261561075E-6,2.8151269705140452E-5,1.160377604669059E-2,3.3443274757072677E-2]
[2004,3,23,4,2.0915772561058928E-2,1.4500964428055157E-2,1.1894051613100009E-3,1.5899935316525914E-6,5.7942244623656132E-5,1.1165154775163956E-2,4.7830829163743351E-2,null,1.6616311492484239E-2,1.6761646348044192E-2,4.8794236196787055E-4,2.9672674261561075E-6,2.8151269705140452E-5,1.1165154775163956E-2,3.3897018739627596E-2]
[2004,3,23,5,2.171563147011675E-2,1.4855196481718611E-2,1.1894051613100009E-3,1.5899935316525914E-6,5.7942244623656132E-5,1.1187768864039811E-2,4.900753421534048E-2,null,1.7251750835886169E-2,1.7171102728556435E-2,4.8794236196787055E-4,2.9672674261561075E-6,2.8151269705140452E-5,1.1187768864039811E-2,3.4941914463541772E-2]
[2004,3,23,6,2.544911573770001E-2,1.5680566245836143E-2,1.1894051613100009E-3,1.5899935316525914E-6,5.7942244623656132E-5,1.0198717139142416E-2,5.2577336522143879E-2,null,2.021777742473678E-2,1.8125146589648932E-2,4.8794236196787055E-4,2.9672674261561075E-6,2.8151269705140452E-5,1.0198717139142416E-2,3.886198491348488E-2]
[2004,3,23,7,3.3885633110131395E-2,1.6945675924612071E-2,0,0,5.7942244623656132E-5,8.7468793032600047E-3,5.9636130582627123E-2,null,2.6920078291837877E-2,1.9587485259075894E-2,0,0,2.8151269705140452E-5,8.7468793032600047E-3,4.6535714820618912E-2]
[2004,3,23,8,3.6321993004210691E-2,1.8944769699020612E-2,0,0,5.7942244623656132E-5,1.1951486003350692E-2,6.7276190951205656E-2,null,2.8855618315025425E-2,2.1898235211567633E-2,0,0,2.8151269705140452E-5,1.1951486003350692E-2,5.07820047962982E-2]
[2004,3,23,9,3.5965631038066471E-2,1.9693933653346145E-2,0,0,5.7942244623656132E-5,1.3162123440549909E-2,6.8879630376586176E-2,null,2.8572510367841537E-2,2.2764192873998161E-2,0,0,2.8151269705140452E-5,1.3162123440549909E-2,5.1364854511544836E-2]
[2004,3,23,10,3.2617578892728684E-2,2.0768263783836116E-2,0,0,5.7942244623656132E-5,1.4694380011367145E-2,6.8138164932555603E-2,null,2.5912686200333174E-2,2.4006009706089806E-2,0,0,2.8151269705140452E-5,1.4694380011367145E-2,4.9946847176128115E-2]
[2004,3,23,11,3.2140160477422471E-2,2.0801135807302053E-2,0,0,5.7942244623656132E-5,1.3481618527712414E-2,6.6480857057060583E-2,null,2.5533406253689186E-2,2.4044006436225538E-2,0,0,2.8151269705140452E-5,1.3481618527712414E-2,4.9605563959619861E-2]
[2004,3,23,12,3.1879208120190815E-2,2.0746244805134036E-2,0,0,5.7942244623656132E-5,1.314389863000027E-2,6.5827293799948769E-2,null,2.5326095448420051E-2,2.3980557996599688E-2,0,0,2.8151269705140452E-5,1.314389863000027E-2,4.9334804714724872E-2]
[2004,3,23,13,2.9853225352654278E-2,2.0703486793022394E-2,0,0,5.7942244623656132E-5,1.2157462831363401E-2,6.2772117221663717E-2,null,2.3716575138064945E-2,2.3931134064755947E-2,0,0,2.8151269705140452E-5,1.2157462831363401E-2,4.7675860472526033E-2]
[2004,3,23,14,2.8136130297339516E-2,2.0665401739664982E-2,0,0,5.7942244623656132E-5,1.287062723148827E-2,6.173010151311642E-2,null,2.2352447362338643E-2,2.3887111599995719E-2,0,0,2.8151269705140452E-5,1.287062723148827E-2,4.6267710232039502E-2]
[2004,3,23,15,2.7700473975320741E-2,2.0425843255000409E-2,0,0,5.7942244623656132E-5,1.2417340696925447E-2,6.0601600171870253E-2,null,2.2006344863413425E-2,2.361020625211056E-2,0,0,2.8151269705140452E-5,1.2417340696925447E-2,4.5644702385229122E-2]
[2004,3,23,16,3.0252366521213252E-2,2.025668099041637E-2,0,0,5.7942244623656132E-5,1.0613040168668549E-2,6.1180029924921824E-2,null,2.403366856442004E-2,2.3414671805525325E-2,0,0,2.8151269705140452E-5,1.0613040168668549E-2,4.7476491639650502E-2]
[2004,3,23,17,3.2129176939127396E-2,1.9893581817165142E-2,0,0,5.7942244623656132E-5,1.0112990406671896E-2,6.2193691407588084E-2,null,2.5524680499329992E-2,{"$f":"F1987*W$5","v":2.2994965932753898E-2},{"$f":"G1987*X$5","v":0},{"$f":"H1987*Y$5","v":0},{"$f":"I1987*Z$5","v":2.8151269705140452E-5},{"$f":"J1987","v":1.0112990406671896E-2},4.8547797701789026E-2]
[2004,3,23,18,3.5536604772682071E-2,1.923065997845257E-2,0,0,5.7942244623656132E-5,8.9903459352765527E-3,6.3815552931034844E-2,null,{"$f":"E1988*V$5","v":2.8231675046398192E-2},2.2228695422125137E-2,0,0,2.8151269705140452E-5,8.9903459352765527E-3,{"$f":"SUM(M1988:Q1988)","v":5.0488521738228466E-2}]
[2004,3,23,19,3.633859329480519E-2,1.8691573640805172E-2,1.1894051613100009E-3,1.5899935316525914E-6,5.7942244623656132E-5,8.1517407629068742E-3,6.4430845097982539E-2,null,2.88688062380906E-2,2.1605566209751785E-2,4.8794236196787055E-4,2.9672674261561075E-6,2.8151269705140452E-5,8.1517407629068742E-3,5.099343334694155E-2]
[2004,3,23,20,3.7481665072083947E-2,1.8474209071335145E-2,1.1894051613100009E-3,1.5899935316525914E-6,5.7942244623656132E-5,8.0213669568711919E-3,6.5226178499755594E-2,null,2.9776907368664847E-2,2.1354314780225994E-2,4.8794236196787055E-4,2.9672674261561075E-6,2.8151269705140452E-5,8.0213669568711919E-3,5.1650283047990006E-2]
[2004,3,23,21,3.8021191656160101E-2,1.7254822352994324E-2,1.1894051613100009E-3,1.5899935316525914E-6,5.7942244623656132E-5,6.7575463102506669E-3,6.3282497718870401E-2,null,3.0205528484777779E-2,1.9944827222640679E-2,4.8794236196787055E-4,2.9672674261561075E-6,2.8151269705140452E-5,6.7575463102506669E-3,5.0669416606517623E-2]
[2004,3,23,22,3.3767587673321636E-2,1.6631364871915733E-2,1.1894051613100009E-3,1.5899935316525914E-6,5.7942244623656132E-5,5.8588346799427222E-3,5.7506724624645393E-2,null,2.6826298358891519E-2,1.9224173512831989E-2,4.8794236196787055E-4,2.9672674261561075E-6,2.8151269705140452E-5,5.8588346799427222E-3,4.6569532770822673E-2]
[2004,3,23,23,3.0140033896095403E-2,1.6440153472910397E-2,1.1894051613100009E-3,1.5899935316525914E-6,5.7942244623656132E-5,7.9168081897139277E-3,5.5745932958185036E-2,null,2.3944427113535179E-2,1.9003152499799128E-2,4.8794236196787055E-4,2.9672674261561075E-6,2.8151269705140452E-5,7.9168081897139277E-3,4.3466640512433471E-2]
[2004,3,23,24,2.3531413364085901E-2,1.6239651601599223E-2,1.1894051613100009E-3,1.5899935316525914E-6,5.7942244623656132E-5,9.5498527981789632E-3,5.0569855163329396E-2,null,1.8694279313594804E-2,1.8771392641638459E-2,4.8794236196787055E-4,2.9672674261561075E-6,2.8151269705140452E-5,9.5498527981789632E-3,3.7984732854332424E-2]
[2004,3,24,1,2.2215700054835915E-2,1.5595302293893018E-2,1.1894051613100009E-3,1.5899935316525914E-6,5.7942244623656132E-5,9.7157921343305389E-3,4.8775731882524778E-2,null,1.7649024967025348E-2,1.8026590095989635E-2,4.8794236196787055E-4,2.9672674261561075E-6,2.8151269705140452E-5,9.7157921343305389E-3,3.6194675962114148E-2]
[2004,3,24,2,2.1734992816167809E-2,1.4723048117278242E-2,1.1894051613100009E-3,1.5899935316525914E-6,5.7942244623656132E-5,1.0126040901450684E-2,4.7833019234362048E-2,null,1.7267132249886488E-2,1.7018352602093362E-2,4.8794236196787055E-4,2.9672674261561075E-6,2.8151269705140452E-5,1.0126040901450684E-2,3.4804545751079018E-2]
[2004,3,24,3,2.1821786079628789E-2,1.4327275948419595E-2,1.1894051613100009E-3,1.5899935316525914E-6,5.7942244623656132E-5,1.072630264573891E-2,4.8124302073252606E-2,null,1.7336084228442707E-2,1.6560880055234851E-2,4.8794236196787055E-4,2.9672674261561075E-6,2.8151269705140452E-5,1.072630264573891E-2,3.441602518277672E-2]
[2004,3,24,4,2.2328989654813159E-2,1.4338174181469134E-2,1.1894051613100009E-3,1.5899935316525914E-6,5.7942244623656132E-5,1.0493736218137482E-2,4.8409837453885086E-2,null,1.7739026676337564E-2,1.6573477308962439E-2,4.8794236196787055E-4,2.9672674261561075E-6,2.8151269705140452E-5,1.0493736218137482E-2,3.4831564884399167E-2]
[2004,3,24,5,2.3308130837600451E-2,1.4839551612136079E-2,1.1894051613100009E-3,1.5899935316525914E-6,5.7942244623656132E-5,1.0204166977997742E-2,4.9600786827199581E-2,null,1.8516894901898791E-2,1.715301884369452E-2,4.8794236196787055E-4,2.9672674261561075E-6,2.8151269705140452E-5,1.0204166977997742E-2,3.6188974644692472E-2]
[2004,3,24,6,2.5877011240411724E-2,1.5758955946802218E-2,1.1894051613100009E-3,1.5899935316525914E-6,5.7942244623656132E-5,1.0328899544655641E-2,5.3213804131334891E-2,null,2.0557714423885858E-2,1.8215757145342747E-2,4.8794236196787055E-4,2.9672674261561075E-6,2.8151269705140452E-5,1.0328899544655641E-2,3.929253246832777E-2]
[2004,3,24,7,3.2220252840719658E-2,1.730973567351916E-2,0,0,5.7942244623656132E-5,1.0770116622612215E-2,6.0358047381474683E-2,null,2.5597034773880357E-2,2.0008301460026801E-2,0,0,2.8151269705140452E-5,1.0770116622612215E-2,4.5633487503612291E-2]
[2004,3,24,11,3.2235074396700446E-2,2.1675071635191574E-2,0,0,5.7942244623656132E-5,1.3317546369489121E-2,6.7285634646004802E-2,null,2.560880960028283E-2,2.5054187748692489E-2,0,0,2.8151269705140452E-5,1.3317546369489121E-2,5.0691148618680459E-2]
[2004,3,24,14,2.8806061319988058E-2,2.12606196246065E-2,0,0,5.7942244623656132E-5,1.2352740463386079E-2,6.2477363652604291E-2,null,2.2884666887977006E-2,2.4575123196529141E-2,0,0,2.8151269705140452E-5,1.2352740463386079E-2,4.7487941354211284E-2]
[2004,3,24,18,3.457113306544031E-2,1.9514100132361649E-2,0,0,5.7942244623656132E-5,1.044488649433906E-2,6.4588061936764668E-2,null,2.7464666389277019E-2,2.2556323535705469E-2,0,0,2.8151269705140452E-5,1.044488649433906E-2,5.0049141194687626E-2]
[2004,3,24,21,3.8419282420538672E-2,1.7412313767743125E-2,1.1894051613100009E-3,1.5899935316525914E-6,5.7942244623656132E-5,6.9680201095310337E-3,6.4048553697278132E-2,null,3.0521787428782123E-2,2.0126871348737925E-2,4.8794236196787055E-4,2.9672674261561075E-6,2.8151269705140452E-5,6.9680201095310337E-3,5.1167719676619212E-2]
[2004,3,24,24,2.6163428056526265E-2,1.5813749061763301E-2,1.1894051613100009E-3,1.5899935316525914E-6,5.7942244623656132E-5,7.9559072351194689E-3,5.118202175287434E-2,null,2.0785255195777088E-2,1.8279092437270539E-2,4.8794236196787055E-4,2.9672674261561075E-6,2.8151269705140452E-5,7.9559072351194689E-3,3.9583408532146792E-2]
[2004,3,25,4,1.4394485382801825E-2,1.3200203720599494E-2,1.1894051613100009E-3,1.5899935316525914E-6,5.7942244623656132E-5,6.5476576770880559E-3,3.5391284179954685E-2,null,1.1435544740047458E-2,1.5258098699887679E-2,4.8794236196787055E-4,2.9672674261561075E-6,2.8151269705140452E-5,6.5476576770880559E-3,2.7212704339034305E-2]
[2004,3,25,5,1.5712933656338336E-2,1.384116658364644E-2,1.1894051613100009E-3,1.5899935316525914E-6,5.7942244623656132E-5,7.5317497044877684E-3,3.8334787343937853E-2,null,1.2482971849701473E-2,1.5998986858459883E-2,4.8794236196787055E-4,2.9672674261561075E-6,2.8151269705140452E-5,7.5317497044877684E-3,2.9001019607260526E-2]
[2004,3,25,9,2.7181236349169025E-2,1.9801529268300748E-2,0,0,5.7942244623656132E-5,9.2117291486083046E-3,5.6252437010701734E-2,null,2.1593842092618418E-2,2.2888562508543309E-2,0,0,2.8151269705140452E-5,9.2117291486083046E-3,4.4510555870866865E-2]
[2004,3,25,12,2.4469903168256445E-2,2.081154508680793E-2,0,0,5.7942244623656132E-5,8.8519148228770467E-3,5.4191305322565074E-2,null,1.9439852486811064E-2,2.4056038509173587E-2,0,0,2.8151269705140452E-5,8.8519148228770467E-3,4.3524042265689789E-2]
[2004,3,25,15,2.1857170204406584E-2,2.0885776011616227E-2,0,0,5.7942244623656132E-5,9.1918764602224538E-3,5.199276492086892E-2,null,1.7364194767390307E-2,2.4141841940793468E-2,0,0,2.8151269705140452E-5,9.1918764602224538E-3,4.1534187977888909E-2]
[2004,3,25,19,2.6910465343551349E-2,1.7783501322420941E-2,1.1894051613100009E-3,1.5899935316525914E-6,5.7942244623656132E-5,2.5056254566644402E-3,4.8448529522102039E-2,null,2.1378730967301769E-2,2.0555926571317995E-2,4.8794236196787055E-4,2.9672674261561075E-6,2.8151269705140452E-5,2.5056254566644402E-3,4.2453718437718925E-2]
[2004,3,25,21,2.9771982076864066E-2,1.6610962831009449E-2,1.1894051613100009E-3,1.5899935316525914E-6,5.7942244623656132E-5,2.4337529171429735E-3,5.0065635224481791E-2,null,2.3652032287770554E-2,1.9200590819684501E-2,4.8794236196787055E-4,2.9672674261561075E-6,2.8151269705140452E-5,2.4337529171429735E-3,4.3371684006554216E-2]
[2004,3,26,2,1.4284973036300899E-2,1.4375517724788189E-2,1.1894051613100009E-3,1.5899935316525914E-6,5.7942244623656132E-5,6.5908087154634334E-3,3.6500236876017833E-2,null,1.1348543829303181E-2,1.6616642663211972E-2,4.8794236196787055E-4,2.9672674261561075E-6,2.8151269705140452E-5,6.5908087154634334E-3,2.8484247391614322E-2]
[2004,3,26,3,1.4385012786563229E-2,1.3731592801447656E-2,1.1894051613100009E-3,1.5899935316525914E-6,5.7942244623656132E-5,6.7288641524061677E-3,3.6094407139882365E-2,null,1.1428019337422067E-2,1.5872330662911931E-2,4.8794236196787055E-4,2.9672674261561075E-6,2.8151269705140452E-5,6.7288641524061677E-3,2.7819410899433166E-2]
[2004,3,26,6,1.9042037028267313E-2,1.4728893401217743E-2,1.1894051613100009E-3,1.5899935316525914E-6,5.7942244623656132E-5,7.3880742011892585E-3,4.2407942030139624E-2,null,1.5127742367126284E-2,1.7025109158368218E-2,4.8794236196787055E-4,2.9672674261561075E-6,2.8151269705140452E-5,7.3880742011892585E-3,3.267191242459367E-2]
[2004,3,26,10,2.6699089423395533E-2,2.0362628204210517E-2,0,0,5.7942244623656132E-5,1.1981759651225183E-2,5.9101419523454893E-2,null,{"$f":"E2052*V$5","v":2.1210805631478469E-2},2.353713605526463E-2,0,0,2.8151269705140452E-5,1.1981759651225183E-2,{"$f":"SUM(M2052:Q2052)","v":4.4776092956448237E-2}]
[2004,3,26,13,2.4089449959998975E-2,2.0630573358823484E-2,0,0,5.7942244623656132E-5,1.133887318550926E-2,5.6116838748955372E-2,null,1.9137605510359864E-2,2.3846853518856598E-2,0,0,2.8151269705140452E-5,1.133887318550926E-2,4.3012610298921602E-2]
[2004,3,26,18,2.6602351902170359E-2,1.7811558997328295E-2,0,0,5.7942244623656132E-5,5.7245230924085847E-3,5.0196376236530893E-2,null,2.1133953543849587E-2,2.0588358402075096E-2,0,0,2.8151269705140452E-5,5.7245230924085847E-3,4.1750463215629821E-2]
[2004,3,26,21,2.7970958131821919E-2,1.6137057535503575E-2,1.1894051613100009E-3,1.5899935316525914E-6,5.7942244623656132E-5,2.894919635256898E-3,4.8251872702047699E-2,null,2.2221228104521776E-2,1.8652804291061163E-2,4.8794236196787055E-4,2.9672674261561075E-6,2.8151269705140452E-5,2.894919635256898E-3,4.1393093294682104E-2]
[2004,3,26,24,1.6715153435927468E-2,1.3740700535231722E-2,1.1894051613100009E-3,1.5899935316525914E-6,5.7942244623656132E-5,3.1906835688433094E-3,3.4895474939467812E-2,null,1.3279174619308314E-2,1.5882858280814729E-2,4.8794236196787055E-4,2.9672674261561075E-6,2.8151269705140452E-5,3.1906835688433094E-3,2.9681093799222211E-2]
[2004,3,27,1,1.6897128727142146E-2,1.3121330443808947E-2,1.1894051613100009E-3,1.5899935316525914E-6,5.7942244623656132E-5,5.4578848328322351E-3,3.6725281403248634E-2,null,1.3423742940365137E-2,1.5166929179513105E-2,4.8794236196787055E-4,2.9672674261561075E-6,2.8151269705140452E-5,5.4578848328322351E-3,2.9109733018977412E-2]
[2004,3,27,4,1.6048818997524396E-2,1.1819015330942035E-2,1.1894051613100009E-3,1.5899935316525914E-6,5.7942244623656132E-5,6.1744767421148452E-3,3.5291248470046582E-2,null,1.2749812361502504E-2,1.3661584796117765E-2,4.8794236196787055E-4,2.9672674261561075E-6,2.8151269705140452E-5,6.1744767421148452E-3,2.6930458056719436E-2]
[2004,3,27,7,2.2771329991762217E-2,1.3266485653851235E-2,0,0,5.7942244623656132E-5,6.8528834272367726E-3,4.2948641317473876E-2,null,1.8090439219334918E-2,1.5334713902272487E-2,0,0,2.8151269705140452E-5,6.8528834272367726E-3,3.3453304391312541E-2]
[2004,3,27,11,3.2922250785492164E-2,1.4904033126911053E-2,0,0,5.7942244623656132E-5,4.3558439211856901E-3,5.2240070078212561E-2,null,2.6154729522346924E-2,1.7227552944650813E-2,0,0,2.8151269705140452E-5,4.3558439211856901E-3,4.3410433736702878E-2]
[2004,3,27,15,2.517981194234364E-2,1.5006584009151525E-2,0,0,5.7942244623656132E-5,5.0276947813366248E-3,4.5272032977455447E-2,null,2.0003831908897651E-2,1.7346091379064812E-2,0,0,2.8151269705140452E-5,5.0276947813366248E-3,3.7378074557667604E-2]
[2004,3,27,18,3.0151533997615283E-2,1.4143202420808718E-2,0,0,5.7942244623656132E-5,2.2895526960131289E-3,4.6642231359060787E-2,null,2.3953563246015663E-2,1.6348109698672831E-2,0,0,2.8151269705140452E-5,2.2895526960131289E-3,4.0329824214393628E-2]
[2004,3,27,22,2.8258960648282275E-2,1.1902763237638335E-2,1.1894051613100009E-3,1.5899935316525914E-6,5.7942244623656132E-5,2.9369083194039488E-3,4.4347569604789867E-2,null,2.2450028619069074E-2,1.3758388895003528E-2,4.8794236196787055E-4,2.9672674261561075E-6,2.8151269705140452E-5,2.9369083194039488E-3,3.6727478413171769E-2]
[2004,3,28,1,2.3742624492363241E-2,1.1766783555789735E-2,1.1894051613100009E-3,1.5899935316525914E-6,5.7942244623656132E-5,6.6141828564115135E-3,4.3372528304029795E-2,null,1.8862073732275251E-2,1.3601210153618844E-2,4.8794236196787055E-4,2.9672674261561075E-6,2.8151269705140452E-5,6.6141828564115135E-3,3.2982344784993262E-2]
[2004,3,28,2,2.1333141212006808E-2,1.1675380111229938E-2,1.1894051613100009E-3,1.5899935316525914E-6,5.7942244623656132E-5,7.9318135203821829E-3,4.2189272243084233E-2,null,1.6947885546997516E-2,1.3495557028248763E-2,4.8794236196787055E-4,2.9672674261561075E-6,2.8151269705140452E-5,7.9318135203821829E-3,3.0962503474345447E-2]
[2004,3,28,5,2.2040185759304689E-2,1.1594749151987176E-2,1.1894051613100009E-3,1.5899935316525914E-6,5.7942244623656132E-5,7.9205419258173253E-3,4.2804414236574495E-2,null,1.7509589514788669E-2,1.3402355804962128E-2,4.8794236196787055E-4,2.9672674261561075E-6,2.8151269705140452E-5,7.9205419258173253E-3,3.1431006218849963E-2]
[2004,3,28,8,3.4973809566377904E-2,1.2852816720249316E-2,0,0,5.7942244623656132E-5,5.6593907153404807E-3,5.3543959246591354E-2,null,2.7784568422575089E-2,1.4856554507798483E-2,0,0,2.8151269705140452E-5,5.6593907153404807E-3,4.2669274200078711E-2]
[2004,3,28,13,3.5259073518853372E-2,1.5293945279110181E-2,0,0,5.7942244623656132E-5,9.3703769594519933E-3,5.9981338002039197E-2,null,2.801119331429602E-2,1.767825190570213E-2,0,0,2.8151269705140452E-5,9.3703769594519933E-3,4.5717596489703291E-2]
[2004,3,28,16,3.526332351663606E-2,1.496468014444146E-2,0,0,5.7942244623656132E-5,5.9282835308233474E-3,5.6214229436524522E-2,null,2.8014569679514819E-2,1.7297654755116715E-2,0,0,2.8151269705140452E-5,5.9282835308233474E-3,4.5340375704336675E-2]
[2004,3,28,19,3.8443051648473683E-2,1.3143176843278032E-2,1.1894051613100009E-3,1.5899935316525914E-6,5.7942244623656132E-5,3.9649763678876165E-3,5.6800142259104638E-2,null,3.0540670637334472E-2,1.5192181404887194E-2,4.8794236196787055E-4,2.9672674261561075E-6,2.8151269705140452E-5,3.9649763678876165E-3,4.6251912941320833E-2]
[2004,3,28,23,2.9044786064354126E-2,1.397998287331334E-2,1.1894051613100009E-3,1.5899935316525914E-6,5.7942244623656132E-5,6.1259190880481647E-3,5.0399625425180936E-2,null,2.3074319204274205E-2,1.6159444431215704E-2,4.8794236196787055E-4,2.9672674261561075E-6,2.8151269705140452E-5,6.1259190880481647E-3,3.9752824534589074E-2]
[2004,3,29,2,2.5498010785192916E-2,1.3912470579734434E-2,1.1894051613100009E-3,1.5899935316525914E-6,5.7942244623656132E-5,1.0538496756370952E-2,5.1197915520763609E-2,null,{"$f":"E2116*V$5","v":2.0256621571526488E-2},1.6081407056892819E-2,4.8794236196787055E-4,2.9672674261561075E-6,2.8151269705140452E-5,1.0538496756370952E-2,{"$f":"SUM(M2116:Q2116)","v":3.6857089527518476E-2}]
[2004,3,29,5,2.7105060443917604E-2,1.4607948090401097E-2,1.1894051613100009E-3,1.5899935316525914E-6,5.7942244623656132E-5,1.034198393638377E-2,5.3303929870167778E-2,null,2.1533324960574432E-2,1.688530862734693E-2,4.8794236196787055E-4,2.9672674261561075E-6,2.8151269705140452E-5,1.034198393638377E-2,3.8937694487020523E-2]
[2004,3,29,7,4.2102019116861504E-2,1.6724997678557254E-2,0,0,5.7942244623656132E-5,7.612344226282053E-3,6.6497303266324456E-2,null,3.3447498153177393E-2,1.9332403554998257E-2,0,0,2.8151269705140452E-5,7.612344226282053E-3,5.2808052977880784E-2]
[2004,3,29,10,4.285428512952532E-2,2.1299382452655682E-2,0,0,5.7942244623656132E-5,1.33019982841626E-2,7.7513608110967261E-2,null,3.4045127829783431E-2,2.4619929100193963E-2,0,0,2.8151269705140452E-5,1.33019982841626E-2,5.8693208199682531E-2]
[2004,3,29,14,3.6699407373639498E-2,2.1543618438511231E-2,0,0,5.7942244623656132E-5,1.2466769566375584E-2,7.0767737623149959E-2,null,2.9155451118516716E-2,2.4902241165759502E-2,0,0,2.8151269705140452E-5,1.2466769566375584E-2,5.4085843553981355E-2]
[2004,3,29,17,4.0759566060463319E-2,2.0032903474235662E-2,0,0,5.7942244623656132E-5,9.1784901586039625E-3,7.0028901937926602E-2,null,3.2381000700882456E-2,2.3156007659049117E-2,0,0,2.8151269705140452E-5,9.1784901586039625E-3,5.5565159629636707E-2]
[2004,3,29,21,4.6954705180607785E-2,1.7537063497325332E-2,1.1894051613100009E-3,1.5899935316525914E-6,5.7942244623656132E-5,5.4943403258758535E-3,7.1235046403274285E-2,null,3.7302662621764592E-2,2.0271069402573959E-2,4.8794236196787055E-4,2.9672674261561075E-6,2.8151269705140452E-5,5.4943403258758535E-3,5.8092792923437712E-2]
[2004,3,29,24,2.9061194456797591E-2,1.6162756376764276E-2,1.1894051613100009E-3,1.5899935316525914E-6,5.7942244623656132E-5,9.2196499368993462E-3,5.5692538169926524E-2,null,2.3087354675908622E-2,1.8682509549004765E-2,4.8794236196787055E-4,2.9672674261561075E-6,2.8151269705140452E-5,9.2196499368993462E-3,4.2288925124012548E-2]
[2004,3,30,2,2.2272847126058329E-2,1.4847376112285263E-2,1.1894051613100009E-3,1.5899935316525914E-6,5.7942244623656132E-5,1.0125355935937837E-2,4.8494516573746732E-2,null,1.7694424845683558E-2,1.716206317347007E-2,4.8794236196787055E-4,2.9672674261561075E-6,2.8151269705140452E-5,1.0125355935937837E-2,3.5375548918252793E-2]
[2004,3,30,5,2.4032900634406263E-2,1.4684854859167523E-2,1.1894051613100009E-3,1.5899935316525914E-6,5.7942244623656132E-5,1.0320038527672772E-2,5.0286731420711862E-2,null,1.9092680504315007E-2,1.6974205063596346E-2,4.8794236196787055E-4,2.9672674261561075E-6,2.8151269705140452E-5,1.0320038527672772E-2,3.6585946467010515E-2]
[2004,3,30,8,3.6390125039870103E-2,1.8862193297348482E-2,0,0,5.7942244623656132E-5,1.3721981478288511E-2,6.9032242060130741E-2,null,2.8909745081026006E-2,2.1802785253850033E-2,0,0,2.8151269705140452E-5,1.3721981478288511E-2,5.0740681604581173E-2]
[2004,3,30,11,3.3343133839795605E-2,2.0932414462343757E-2,0,0,5.7942244623656132E-5,1.3882659216056262E-2,6.8216149762819284E-2,null,2.6489095556964968E-2,2.4195751266700309E-2,0,0,2.8151269705140452E-5,1.3882659216056262E-2,5.0712998093370418E-2]
[2004,3,30,15,2.9233265167184969E-2,2.0231715940389489E-2,0,0,5.7942244623656132E-5,1.2660505053596781E-2,6.218342840579489E-2,null,2.3224054408810334E-2,2.3385814735936063E-2,0,0,2.8151269705140452E-5,1.2660505053596781E-2,4.6638020414451531E-2]
[2004,3,30,18,3.5451381125701835E-2,1.932121645746367E-2,0,0,5.7942244623656132E-5,1.0650735123705367E-2,6.5481274951494528E-2,null,2.8163970032843703E-2,2.2333369541094182E-2,0,0,2.8151269705140452E-5,1.0650735123705367E-2,5.0525490843643023E-2]
[2004,3,30,23,3.3155293766669494E-2,1.5726565167729377E-2,1.1894051613100009E-3,1.5899935316525914E-6,5.7942244623656132E-5,7.0702209220243313E-3,5.7201017255888512E-2,null,2.6339868022733429E-2,1.8178316684989211E-2,4.8794236196787055E-4,2.9672674261561075E-6,2.8151269705140452E-5,7.0702209220243313E-3,4.5037245606821805E-2]
[2004,3,31,2,1.7232784936931977E-2,1.4602065031485031E-2,1.1895551606997791E-3,1.5901940504221894E-6,5.7942244623656132E-5,9.294268148287264E-3,4.2378205716078136E-2,null,1.3690401421182549E-2,1.6878508407024685E-2,4.8800389781698486E-4,2.96764163699503E-6,2.8151269705140452E-5,9.294268148287264E-3,3.1088032637366356E-2]
[2004,3,31,5,1.9762095531089426E-2,1.4593061445469988E-2,1.1895551606997791E-3,1.5901940504221894E-6,5.7942244623656132E-5,1.0793525074035448E-2,4.6397769649968723E-2,null,1.5699785132497524E-2,1.6868101173395704E-2,4.8800389781698486E-4,2.96764163699503E-6,2.8151269705140452E-5,1.0793525074035448E-2,3.308700911505235E-2]
[2004,3,31,6,2.4048259283401357E-2,1.5619055905092709E-2,1.1895551606997791E-3,1.5901940504221894E-6,5.7942244623656132E-5,1.1329937155285836E-2,5.2246339943153759E-2,null,1.9104882018510152E-2,1.8054046864978593E-2,4.8800389781698486E-4,2.96764163699503E-6,2.8151269705140452E-5,1.1329937155285836E-2,3.7678051692647867E-2]
[2004,3,31,9,3.2786218847626475E-2,2.0003819134159773E-2,0,0,5.7942244623656132E-5,1.2823486700889071E-2,6.5671466927298972E-2,null,2.6046660406281334E-2,2.3122389107328851E-2,0,0,2.8151269705140452E-5,1.2823486700889071E-2,4.9197200783315326E-2]
[2004,3,31,13,2.7624293721859799E-2,2.1080444637997447E-2,0,0,5.7942244623656132E-5,1.1678302900005138E-2,6.044098350448604E-2,null,2.1945824276980958E-2,2.4366859158555111E-2,0,0,2.8151269705140452E-5,1.1678302900005138E-2,4.634083470524121E-2]
[2004,3,31,16,2.8128977340766977E-2,2.0072605798729447E-2,0,0,5.7942244623656132E-5,1.0377706997637329E-2,5.8637232381757401E-2,null,2.2346764772601422E-2,2.320189952545992E-2,0,0,2.8151269705140452E-5,1.0377706997637329E-2,4.5576815567766479E-2]
[2004,3,31,20,3.3902910690130454E-2,1.7803206164692394E-2,1.1895551606997791E-3,1.5901940504221894E-6,5.7942244623656132E-5,6.3625894180886541E-3,5.9317793872285363E-2,null,2.6933804280216387E-2,2.0578703373449792E-2,4.8800389781698486E-4,2.96764163699503E-6,2.8151269705140452E-5,6.3625894180886541E-3,4.8031630462825298E-2]
[2004,3,31,24,2.0556167774736393E-2,1.5495638278196115E-2,1.1895551606997791E-3,1.5901940504221894E-6,5.7942244623656132E-5,7.523078843292918E-3,4.4823972495599287E-2,null,1.6330627321541957E-2,1.7911388586943425E-2,4.8800389781698486E-4,2.96764163699503E-6,2.8151269705140452E-5,7.523078843292918E-3,3.4761138717644503E-2]
[2004,4,1,3,1.3943497173582906E-2,1.3346199661578826E-2,1.1895600000000033E-3,1.6100000000000178E-6,6.0108611111111254E-5,9.6089012232010561E-3,3.8149876669473906E-2,null,1.1077261987548459E-2,1.5426855222468411E-2,4.8800588309471732E-4,3.0046037678820012E-6,2.9203799990507203E-5,9.6089012232010561E-3,2.7024331496869978E-2]
[2004,4,1,6,1.8706277730181721E-2,1.435290004500276E-2,1.1895600000000033E-3,1.6100000000000178E-6,6.0108611111111254E-5,9.8944842483705171E-3,4.4204940634666109E-2,null,1.4861001988916434E-2,1.6590498915900712E-2,4.8800588309471732E-4,3.0046037678820012E-6,2.9203799990507203E-5,9.8944842483705171E-3,3.1971715191670254E-2]
[2004,4,1,7,2.548003922982587E-2,1.5849174034818021E-2,0,0,6.0108611111111254E-5,1.0096005682962258E-2,5.1485327558717264E-2,null,2.0242344261849711E-2,1.8320040118590508E-2,0,0,2.9203799990507203E-5,1.0096005682962258E-2,3.8591588180430729E-2]
[2004,4,1,13,2.1883716241500862E-2,1.8996771021697601E-2,0,0,6.0108611111111254E-5,1.2114088752229251E-2,5.3054684626538826E-2,null,1.7385283982238188E-2,2.1958343474343306E-2,0,0,2.9203799990507203E-5,1.2114088752229251E-2,3.9372831256572004E-2]
[2004,4,1,15,1.9990169907962839E-2,1.8569414748439476E-2,0,0,6.0108611111111254E-5,1.240831173409767E-2,5.1028005001611094E-2,null,1.5880976378411082E-2,2.1464362901360716E-2,0,0,2.9203799990507203E-5,1.240831173409767E-2,3.7374543079762304E-2]
[2004,4,1,18,2.7844499961653363E-2,1.7891589891035623E-2,0,0,6.0108611111111254E-5,9.4357716231057587E-3,5.5231970086905849E-2,null,2.2120764765663211E-2,2.0680866010372157E-2,0,0,2.9203799990507203E-5,9.4357716231057587E-3,4.2830834576025878E-2]
[2004,4,1,21,3.1888215584542988E-2,1.6398676717723853E-2,1.1895600000000033E-3,1.6100000000000178E-6,6.0108611111111254E-5,6.4932342822909056E-3,5.6031405195668862E-2,null,2.5333251332000071E-2,1.8955209571206312E-2,4.8800588309471732E-4,3.0046037678820012E-6,2.9203799990507203E-5,6.4932342822909056E-3,4.4808675190059495E-2]
[2004,4,2,1,1.6612806966815403E-2,1.3835187607123395E-2,1.1895600000000033E-3,1.6100000000000178E-6,6.0108611111111254E-5,7.9291137067322558E-3,3.962838689178217E-2,null,1.31978665631054E-2,1.5992075767097665E-2,4.8800588309471732E-4,3.0046037678820012E-6,2.9203799990507203E-5,7.9291137067322558E-3,2.9710156617056168E-2]
[2004,4,2,4,1.5151682578773371E-2,1.3091348061030947E-2,1.1895600000000033E-3,1.6100000000000178E-6,6.0108611111111254E-5,8.8236311693081042E-3,3.8317940420223531E-2,null,1.2037091942416818E-2,1.5132272581375105E-2,4.8800588309471732E-4,3.0046037678820012E-6,2.9203799990507203E-5,8.8236311693081042E-3,2.7689578810645026E-2]
[2004,4,2,7,2.5187977218522641E-2,1.5636048755610771E-2,0,0,6.0108611111111254E-5,7.8281955282328494E-3,4.8712330113477371E-2,null,2.0010318725103764E-2,1.8073688879290267E-2,0,0,2.9203799990507203E-5,7.8281955282328494E-3,3.8113211404384541E-2]
[2004,4,2,10,2.3007971739039915E-2,1.855467797323589E-2,0,0,6.0108611111111254E-5,1.2089143737796333E-2,5.3711902061183245E-2,null,1.827843672090523E-2,2.1447328681637009E-2,0,0,2.9203799990507203E-5,1.2089143737796333E-2,3.9754969202532749E-2]
[2004,4,2,12,2.3641142734376765E-2,1.8694380667554508E-2,0,0,6.0108611111111254E-5,1.0658418702598052E-2,5.3054050715640434E-2,null,1.8781452636564562E-2,2.160881084840291E-2,0,0,2.9203799990507203E-5,1.0658418702598052E-2,4.0419467284957981E-2]
[2004,4,2,16,2.2537439068548493E-2,1.7482525861761699E-2,0,0,6.0108611111111254E-5,8.6713451105299884E-3,4.8751418651951289E-2,null,1.7904627080479494E-2,2.0208029418956899E-2,0,0,2.9203799990507203E-5,8.6713451105299884E-3,3.81418602994269E-2]
[2004,4,2,19,2.8328670698201844E-2,1.668067590247253E-2,1.1895600000000033E-3,1.6100000000000178E-6,6.0108611111111254E-5,6.0367491525109762E-3,5.2297374364296469E-2,null,2.2505409021597297E-2,1.9281172070365962E-2,4.8800588309471732E-4,3.0046037678820012E-6,2.9203799990507203E-5,6.0367491525109762E-3,4.2306795378816368E-2]
[2004,4,2,22,2.7359077673769897E-2,1.5400973909350989E-2,1.1895600000000033E-3,1.6100000000000178E-6,6.0108611111111254E-5,5.4994394040268606E-3,4.9510769598258862E-2,null,2.1735126228175802E-2,1.7801966163337381E-2,4.8800588309471732E-4,3.0046037678820012E-6,2.9203799990507203E-5,5.4994394040268606E-3,4.0057306678366288E-2]
[2004,4,3,2,1.4204230222593581E-2,1.2261906440887821E-2,1.1895600000000033E-3,1.6100000000000178E-6,6.0108611111111254E-5,7.4408843035896214E-3,3.5158299578182138E-2,null,1.128439856575034E-2,1.4173522067078967E-2,4.8800588309471732E-4,3.0046037678820012E-6,2.9203799990507203E-5,7.4408843035896214E-3,2.597813491968241E-2]
[2004,4,3,3,1.3611850570935859E-2,1.190177348652249E-2,1.1895600000000033E-3,1.6100000000000178E-6,6.0108611111111254E-5,7.3648758456744149E-3,3.4129778514243876E-2,null,1.0813788896180685E-2,1.3757244842946943E-2,4.8800588309471732E-4,3.0046037678820012E-6,2.9203799990507203E-5,7.3648758456744149E-3,2.5091248025980731E-2]
[2004,4,3,7,1.8583733188754704E-2,1.3391074168223037E-2,0,0,6.0108611111111254E-5,8.191821584367787E-3,4.0226737552456635E-2,null,1.4763647790494615E-2,1.5478725607651759E-2,0,0,2.9203799990507203E-5,8.191821584367787E-3,3.0271577198136879E-2]
[2004,4,3,10,2.5610313726100346E-2,1.5078023463696875E-2,0,0,6.0108611111111254E-5,8.8922160647213946E-3,4.964066186562973E-2,null,{"$f":"E2244*V$5","v":2.0345839440108315E-2},1.7428668153756405E-2,0,0,2.9203799990507203E-5,8.8922160647213946E-3,{"$f":"SUM(M2244:Q2244)","v":3.780371139385523E-2}]
[2004,4,3,13,2.5613488193254555E-2,1.4867619331121774E-2,0,0,6.0108611111111254E-5,7.0146403207014419E-3,4.7555856456188879E-2,null,2.0348361361538805E-2,1.7185462284389007E-2,0,0,2.9203799990507203E-5,7.0146403207014419E-3,3.7563027445918322E-2]
[2004,4,3,17,2.5162054222906995E-2,1.4365416881834001E-2,0,0,6.0108611111111254E-5,7.7560294032560772E-3,4.7343609119108183E-2,null,1.9989724478885487E-2,1.6604967111681919E-2,0,0,2.9203799990507203E-5,7.7560294032560772E-3,3.6623895390557916E-2]
[2004,4,3,20,2.8919354274761049E-2,1.3245484637355556E-2,1.1895600000000033E-3,1.6100000000000178E-6,6.0108611111111254E-5,4.0752602472751585E-3,4.7491377770502871E-2,null,2.2974671262470769E-2,1.5310438854002665E-2,4.8800588309471732E-4,3.0046037678820012E-6,2.9203799990507203E-5,4.0752602472751585E-3,3.8805324403326541E-2]
[2004,4,3,24,1.9511945039297297E-2,1.1449809932836971E-2,1.1895600000000033E-3,1.6100000000000178E-6,6.0108611111111254E-5,6.9959104686442095E-3,3.9208944051889592E-2,null,1.5501055753533305E-2,1.3234820745800326E-2,4.8800588309471732E-4,3.0046037678820012E-6,2.9203799990507203E-5,6.9959104686442095E-3,2.9256090786186736E-2]
[2004,4,4,4,1.1844444566242235E-2,1.0550597849560027E-2,1.1895600000000033E-3,1.6100000000000178E-6,6.0108611111111254E-5,9.4523201619166469E-3,3.3098641188830019E-2,null,9.4096921255764094E-3,1.2195422641863476E-2,4.8800588309471732E-4,3.0046037678820012E-6,2.9203799990507203E-5,9.4523201619166469E-3,2.2125329054292989E-2]
[2004,4,4,7,1.5906140101178839E-2,1.1422042140935756E-2,0,0,6.0108611111111254E-5,7.7091493099846024E-3,3.5097440163210314E-2,null,1.2636462640464917E-2,1.3202723990441504E-2,0,0,2.9203799990507203E-5,7.7091493099846024E-3,2.5868390430896927E-2]
[2004,4,4,8,1.94971289429525E-2,1.22656483511946E-2,0,0,6.0108611111111254E-5,8.6827422252152477E-3,4.050562813047346E-2,null,1.5489285264480169E-2,1.4177847336445672E-2,0,0,2.9203799990507203E-5,8.6827422252152477E-3,2.9696336400916349E-2]
[2004,4,4,11,2.3058021318144613E-2,1.3560144534847194E-2,0,0,6.0108611111111254E-5,1.0641992728069939E-2,4.732026719217286E-2,null,1.8318198072968299E-2,1.5674153829501991E-2,0,0,2.9203799990507203E-5,1.0641992728069939E-2,3.40215557024608E-2]
[2004,4,4,14,2.1060607559023701E-2,1.407782459926602E-2,0,0,6.0108611111111254E-5,1.0115950252401529E-2,4.5314491021802357E-2,null,1.6731374105360259E-2,1.6272539557863154E-2,0,0,2.9203799990507203E-5,1.0115950252401529E-2,3.3033117463213926E-2]
[2004,4,4,18,2.6139039558526436E-2,1.3243473698532651E-2,0,0,6.0108611111111254E-5,6.5277947667081379E-3,4.5970416634878337E-2,null,2.0765880014754445E-2,1.5308114412373675E-2,0,0,2.9203799990507203E-5,6.5277947667081379E-3,3.6103198227118632E-2]
[2004,4,4,21,2.6671087129766385E-2,1.2757293983705448E-2,1.1895600000000033E-3,1.6100000000000178E-6,6.0108611111111254E-5,5.7324306833935312E-3,4.6412090407976482E-2,null,2.1188559509223718E-2,1.4746139898060662E-2,4.8800588309471732E-4,3.0046037678820012E-6,2.9203799990507203E-5,5.7324306833935312E-3,3.6454913694137489E-2]
[2004,4,5,1,2.2728365863680263E-2,1.260517370601983E-2,1.1895600000000033E-3,1.6100000000000178E-6,6.0108611111111254E-5,8.1693915108768736E-3,4.4754209691688078E-2,null,1.8056306827948052E-2,1.4570304262466695E-2,4.8800588309471732E-4,3.0046037678820012E-6,2.9203799990507203E-5,8.1693915108768736E-3,3.3146825377267854E-2]
[2004,4,5,5,2.2723475451674156E-2,1.1930646893467674E-2,1.1895600000000033E-3,1.6100000000000178E-6,6.0108611111111254E-5,8.9967183889288118E-3,4.4902119345181755E-2,null,1.8052421692508619E-2,1.3790619577329577E-2,4.8800588309471732E-4,3.0046037678820012E-6,2.9203799990507203E-5,8.9967183889288118E-3,3.2363255556691305E-2]
[2004,4,5,8,3.8564497596980246E-2,1.5600232561999038E-2,0,0,6.0108611111111254E-5,1.0305778467169908E-2,6.4530617237260307E-2,null,3.0637152070377129E-2,1.8032288986625785E-2,0,0,2.9203799990507203E-5,1.0305778467169908E-2,4.869864485699342E-2]
[2004,4,5,9,3.8097100039835172E-2,1.6261557766076032E-2,0,0,6.0108611111111254E-5,1.140328838410894E-2,6.582205480113125E-2,null,3.0265833087170728E-2,1.8796713949309003E-2,0,0,2.9203799990507203E-5,1.140328838410894E-2,4.9091750836470244E-2]
[2004,4,5,12,3.2844344119964987E-2,1.7306605143373548E-2,0,0,6.0108611111111254E-5,1.1633472884020979E-2,6.1844530758470621E-2,null,2.6092837406339196E-2,2.0004682884211172E-2,0,0,2.9203799990507203E-5,1.1633472884020979E-2,4.6126724090540874E-2]
[2004,4,5,18,4.05054027283544E-2,1.7796666549512879E-2,0,0,6.0108611111111254E-5,6.6350809707043058E-3,6.4997258859682702E-2,null,3.2179083363908137E-2,2.0571144240577276E-2,0,0,2.9203799990507203E-5,6.6350809707043058E-3,5.2779431404475927E-2]
[2004,4,5,20,4.1037333138315424E-2,1.7239311427566142E-2,1.1895600000000033E-3,1.6100000000000178E-6,6.0108611111111254E-5,6.3466343056471338E-3,6.5874557482639817E-2,null,3.2601669780854228E-2,1.99268981636565E-2,4.8800588309471732E-4,3.0046037678820012E-6,2.9203799990507203E-5,6.3466343056471338E-3,5.304878223136384E-2]
[2004,4,5,23,3.2791441019875328E-2,1.5152707640692696E-2,1.1895600000000033E-3,1.6100000000000178E-6,6.0108611111111254E-5,6.8006896055976245E-3,5.5996116877276764E-2,null,2.6050809105092294E-2,1.7514995499003646E-2,4.8800588309471732E-4,3.0046037678820012E-6,2.9203799990507203E-5,6.8006896055976245E-3,4.4086018890949048E-2]
[2004,4,6,3,2.3026688979615614E-2,1.3908083930159836E-2,1.1895600000000033E-3,1.6100000000000178E-6,6.0108611111111254E-5,9.6089012232010561E-3,4.7794952744087627E-2,null,1.829330643220935E-2,1.607633653422607E-2,4.8800588309471732E-4,3.0046037678820012E-6,2.9203799990507203E-5,9.6089012232010561E-3,3.4889857253288532E-2]
[2004,4,6,6,2.7982698881201765E-2,1.4760727950877002E-2,1.1895600000000033E-3,1.6100000000000178E-6,6.0108611111111254E-5,9.8944842483705171E-3,5.3889189691560396E-2,null,2.2230555417117145E-2,1.7061906673849696E-2,4.8800588309471732E-4,3.0046037678820012E-6,2.9203799990507203E-5,9.8944842483705171E-3,3.9812676377819954E-2]
[2004,4,6,9,3.3494587709086761E-2,1.8309356703246904E-2,0,0,6.0108611111111254E-5,1.2790030512208519E-2,6.4654083535653301E-2,null,2.6609416461274727E-2,2.1163762137521299E-2,0,0,2.9203799990507203E-5,1.2790030512208519E-2,4.7802382398786536E-2]
[2004,4,6,11,3.1922716202597963E-2,1.9202880983683359E-2,0,0,6.0108611111111254E-5,1.323045554274789E-2,6.4416161340140318E-2,null,2.5360659978494536E-2,2.2196585717385441E-2,0,0,2.9203799990507203E-5,1.323045554274789E-2,4.7586449495870486E-2]
[2004,4,6,14,2.8673050952505254E-2,1.8912643733934007E-2,0,0,6.0108611111111254E-5,1.264721983302002E-2,6.0293023130570396E-2,null,2.2778998226139532E-2,2.1861100849364143E-2,0,0,2.9203799990507203E-5,1.264721983302002E-2,4.4669302875494185E-2]
[2004,4,6,17,3.4426581434366131E-2,1.7949179789995426E-2,0,0,6.0108611111111254E-5,1.0681449514017229E-2,6.31173193494899E-2,null,2.734982889419223E-2,2.0747434101368662E-2,0,0,2.9203799990507203E-5,1.0681449514017229E-2,4.8126466795551402E-2]
[2004,4,6,21,4.2390641289996117E-2,1.6829625841949063E-2,1.1895600000000033E-3,1.6100000000000178E-6,6.0108611111111254E-5,6.4932342822909056E-3,6.6964780025347198E-2,null,3.3676790947332717E-2,1.9453343116054341E-2,4.8800588309471732E-4,3.0046037678820012E-6,2.9203799990507203E-5,6.4932342822909056E-3,5.3650348350240164E-2]
[2004,4,6,24,2.9797509855299636E-2,1.4860244907580283E-2,1.1895600000000033E-3,1.6100000000000178E-6,6.0108611111111254E-5,7.6788377711622972E-3,5.3587871145153329E-2,null,2.3672312557933096E-2,1.7176938197592133E-2,4.8800588309471732E-4,3.0046037678820012E-6,2.9203799990507203E-5,7.6788377711622972E-3,4.1369465042378338E-2]
[2004,4,7,4,2.6400419211957599E-2,1.3244059320230343E-2,1.1895600000000033E-3,1.6100000000000178E-6,6.0108611111111254E-5,9.3573855017841778E-3,5.0253142645083237E-2,null,2.0973530280912717E-2,1.5308791331749566E-2,4.8800588309471732E-4,3.0046037678820012E-6,2.9203799990507203E-5,9.3573855017841778E-3,3.680253589951539E-2]
[2004,4,7,8,3.9378747188623796E-2,1.7825298491995604E-2,0,0,6.0108611111111254E-5,1.2108118760396107E-2,6.9372273052126621E-2,null,3.1284023937427699E-2,2.0604239866494713E-2,0,0,2.9203799990507203E-5,1.2108118760396107E-2,5.1917467603912922E-2]
[2004,4,7,11,3.4914788583456369E-2,1.9328524245290388E-2,0,0,6.0108611111111254E-5,1.323045554274789E-2,6.7533876982605753E-2,null,2.7737679834838064E-2,2.2341816603753065E-2,0,0,2.9203799990507203E-5,1.323045554274789E-2,5.010870023858164E-2]
[2004,4,7,12,3.4288589915133158E-2,1.9418587079854516E-2,0,0,6.0108611111111254E-5,1.2727212791117831E-2,6.6494498397216606E-2,null,2.7240203009697522E-2,2.2445920119733401E-2,0,0,2.9203799990507203E-5,1.2727212791117831E-2,4.9715326929421433E-2]
[2004,4,7,15,3.0512080874878993E-2,1.9242996719039999E-2,0,0,6.0108611111111254E-5,1.240831173409767E-2,6.2223497939127771E-2,null,2.4239995851015887E-2,2.224295544488707E-2,0,0,2.9203799990507203E-5,1.240831173409767E-2,4.6512155095893466E-2]
[2004,4,7,19,4.3110652317482116E-2,1.769606322722099E-2,1.1895600000000033E-3,1.6100000000000178E-6,6.0108611111111254E-5,7.4485182241264157E-3,6.9506512379940641E-2,null,3.4248795996431672E-2,2.0454856988232011E-2,4.8800588309471732E-4,3.0046037678820012E-6,2.9203799990507203E-5,7.4485182241264157E-3,5.5223867271516791E-2]
[2004,4,7,22,4.1547167864427664E-2,1.6518738959812193E-2,1.1895600000000033E-3,1.6100000000000178E-6,6.0108611111111254E-5,6.1902453628057269E-3,6.5507430798156699E-2,null,3.3006702518422755E-2,1.9093989364207149E-2,4.8800588309471732E-4,3.0046037678820012E-6,2.9203799990507203E-5,6.1902453628057269E-3,5.2620906169483013E-2]
[2004,4,8,1,2.2458438949583388E-2,1.4497177283959297E-2,1.1895600000000033E-3,1.6100000000000178E-6,6.0108611111111254E-5,8.6121236036474768E-3,4.6819018448301275E-2,null,1.7841866282099449E-2,1.6757268792998194E-2,4.8800588309471732E-4,3.0046037678820012E-6,2.9203799990507203E-5,8.6121236036474768E-3,3.5119349361950748E-2]
[2004,4,8,5,2.3992631042362635E-2,1.382445577799357E-2,1.1895600000000033E-3,1.6100000000000178E-6,6.0108611111111254E-5,9.6788932823777801E-3,4.8747258713845103E-2,null,1.9060688758223924E-2,1.5979670859449333E-2,4.8800588309471732E-4,3.0046037678820012E-6,2.9203799990507203E-5,9.6788932823777801E-3,3.5560573904526362E-2]
[2004,4,8,9,3.186762182754363E-2,1.7697846590313659E-2,0,0,6.0108611111111254E-5,1.2790030512208519E-2,6.2415607541176921E-2,null,2.5316890842321631E-2,2.0456918375363727E-2,0,0,2.9203799990507203E-5,1.2790030512208519E-2,4.5803013017675864E-2]
[2004,4,8,12,3.0056651303786156E-2,1.8283047735703134E-2,0,0,6.0108611111111254E-5,1.2727212791117831E-2,6.1127020441718229E-2,null,2.3878184706145417E-2,2.113335163538272E-2,0,0,2.9203799990507203E-5,1.2727212791117831E-2,4.5040740141518647E-2]
[2004,4,8,13,2.9835938136274803E-2,1.8327597906670306E-2,0,0,6.0108611111111254E-5,1.2114088752229251E-2,6.0337733406285475E-2,null,2.3702841494167223E-2,2.1184847121369286E-2,0,0,2.9203799990507203E-5,1.2114088752229251E-2,4.4916892415527016E-2]
[2004,4,8,16,3.0390897740934709E-2,1.7799089265782043E-2,0,0,6.0108611111111254E-5,1.124593068219808E-2,5.9496026300025942E-2,null,2.4143723208187355E-2,2.0573944655232924E-2,0,0,2.9203799990507203E-5,1.124593068219808E-2,4.4746871663410792E-2]
[2004,4,8,20,4.0746984805378465E-2,1.7049614216119526E-2,1.1895600000000033E-3,1.6100000000000178E-6,6.0108611111111254E-5,7.1967664838603548E-3,6.6244644116469464E-2,null,3.2371005657531988E-2,1.9707627398097855E-2,4.8800588309471732E-4,3.0046037678820012E-6,2.9203799990507203E-5,7.1967664838603548E-3,5.2598847342482956E-2]
[2004,4,8,22,3.6779920184919837E-2,1.5930024612502237E-2,1.1895600000000033E-3,1.6100000000000178E-6,6.0108611111111254E-5,6.1902453628057269E-3,6.0151468771338916E-2,null,2.9219413659104892E-2,1.8413495198554432E-2,4.8800588309471732E-4,3.0046037678820012E-6,2.9203799990507203E-5,6.1902453628057269E-3,4.8153123144512429E-2]
[2004,4,9,3,2.2156336291915657E-2,1.2232403202422358E-2,1.1895600000000033E-3,1.6100000000000178E-6,6.0108611111111254E-5,8.8274973662889906E-3,4.446751547173812E-2,null,1.760186406138969E-2,1.4139419311242718E-2,4.8800588309471732E-4,3.0046037678820012E-6,2.9203799990507203E-5,8.8274973662889906E-3,3.2261497659485515E-2]
[2004,4,9,7,4.0704585099842414E-2,1.3853742025493306E-2,0,0,6.0108611111111254E-5,7.7091493099846024E-3,6.2327585046431433E-2,null,3.2337321665591459E-2,1.6013522795704147E-2,0,0,2.9203799990507203E-5,7.7091493099846024E-3,4.8380048261286113E-2]
[2004,4,9,10,3.2859548892762651E-2,1.5928994181823662E-2,0,0,6.0108611111111254E-5,1.0616209304231031E-2,5.9464860989928453E-2,null,2.6104916675237386E-2,1.8412304125043001E-2,0,0,2.9203799990507203E-5,1.0616209304231031E-2,4.4546424600270897E-2]
[2004,4,9,13,2.948953230637566E-2,1.6549091264128939E-2,0,0,6.0108611111111254E-5,1.0586144135112741E-2,5.6684876316728451E-2,null,2.3427643092787911E-2,1.9129073554181523E-2,0,0,2.9203799990507203E-5,1.0586144135112741E-2,4.2585920446959941E-2]
[2004,4,9,14,2.7969931978825531E-2,1.6374996379642081E-2,0,0,6.0108611111111254E-5,1.0115950252401529E-2,5.4520987221980247E-2,null,2.2220412888264419E-2,1.892783749852121E-2,0,0,2.9203799990507203E-5,1.0115950252401529E-2,4.1177454186776138E-2]
[2004,4,9,19,3.9789283896185086E-2,1.4782886519895979E-2,1.1895600000000033E-3,1.6100000000000178E-6,6.0108611111111254E-5,5.7064999163378089E-3,6.1529948943529984E-2,null,3.1610170427691119E-2,1.7087519735609662E-2,4.8800588309471732E-4,3.0046037678820012E-6,2.9203799990507203E-5,5.7064999163378089E-3,4.9217904450153886E-2]
[2004,4,9,22,3.8352976579046398E-2,1.3287663792029844E-2,1.1895600000000033E-3,1.6100000000000178E-6,6.0108611111111254E-5,5.6680174422654977E-3,5.8559936424452855E-2,null,3.0469111463178145E-2,1.5359193685270443E-2,4.8800588309471732E-4,3.0046037678820012E-6,2.9203799990507203E-5,5.6680174422654977E-3,4.6348519435301695E-2]
[2004,4,10,1,2.1994657793573451E-2,1.1767956018400643E-2,1.1895600000000033E-3,1.6100000000000178E-6,6.0108611111111254E-5,7.0446580337593309E-3,4.2058550456844541E-2,null,1.7473420310041347E-2,1.3602565401660301E-2,4.8800588309471732E-4,3.0046037678820012E-6,2.9203799990507203E-5,7.0446580337593309E-3,3.1596199998554758E-2]
[2004,4,10,4,2.1157555264242425E-2,1.1240456456585701E-2,1.1895600000000033E-3,1.6100000000000178E-6,6.0108611111111254E-5,7.2686808760626396E-3,4.0917971208001877E-2,null,1.680839317141164E-2,1.2992829328741998E-2,4.8800588309471732E-4,3.0046037678820012E-6,2.9203799990507203E-5,7.2686808760626396E-3,3.0321436787006741E-2]
[2004,4,10,8,3.418280223395033E-2,1.2334103236247463E-2,0,0,6.0108611111111254E-5,8.8049488663785921E-3,5.5381962947687498E-2,null,2.7156161119422133E-2,1.4256974251055033E-2,0,0,2.9203799990507203E-5,8.8049488663785921E-3,4.1442339170467676E-2]
[2004,4,10,11,4.3464992504053612E-2,1.3716659122724692E-2,0,0,6.0108611111111254E-5,6.1223193492627994E-3,6.3364079587152206E-2,null,3.4530297762488303E-2,1.585506884266049E-2,0,0,2.9203799990507203E-5,6.1223193492627994E-3,5.0414570405139303E-2]
[2004,4,10,12,4.0105719681958217E-2,1.3485286030845735E-2,0,0,6.0108611111111254E-5,7.0124220793657543E-3,6.0663536403280816E-2,null,3.1861559448509061E-2,1.5587624979890545E-2,0,0,2.9203799990507203E-5,7.0124220793657543E-3,4.7478388228390116E-2]
[2004,4,10,16,3.4496577149728452E-2,1.3075961527629531E-2,0,0,6.0108611111111254E-5,6.7827683435116859E-3,5.4415415631980782E-2,null,2.7405436240571821E-2,1.5114487306976532E-2,0,0,2.9203799990507203E-5,6.7827683435116859E-3,4.2549127347538865E-2]
[2004,4,10,19,4.0529864034319449E-2,1.2433876587009932E-2,1.1895600000000033E-3,1.6100000000000178E-6,6.0108611111111254E-5,3.8090905185129437E-3,5.8024109750953436E-2,null,3.219851638643894E-2,1.4372302140364541E-2,4.8800588309471732E-4,3.0046037678820012E-6,2.9203799990507203E-5,3.8090905185129437E-3,4.7091032813656591E-2]
[2004,4,10,23,3.095931771560996E-2,1.0866392804442765E-2,1.1895600000000033E-3,1.6100000000000178E-6,6.0108611111111254E-5,6.0097193631242427E-3,4.9086708494288082E-2,null,2.4595298368998712E-2,1.2560449628758234E-2,4.8800588309471732E-4,3.0046037678820012E-6,2.9203799990507203E-5,6.0097193631242427E-3,3.7675962284610058E-2]
[2004,4,11,2,2.1100304553187166E-2,9.520970785454148E-3,1.1895600000000033E-3,1.6100000000000178E-6,6.0108611111111254E-5,9.0170575923756331E-3,4.0889611542128057E-2,null,1.6762910957198261E-2,1.1005278027376452E-2,4.8800588309471732E-4,3.0046037678820012E-6,2.9203799990507203E-5,9.0170575923756331E-3,2.8288403271427818E-2]
[2004,4,11,5,2.2110757891910325E-2,9.52616291830179E-3,1.1895600000000033E-3,1.6100000000000178E-6,6.0108611111111254E-5,9.1812078383668953E-3,4.2069407259690127E-2,null,1.756565478967349E-2,1.1011279607134545E-2,4.8800588309471732E-4,3.0046037678820012E-6,2.9203799990507203E-5,9.1812078383668953E-3,2.9097148683661141E-2]
[2004,4,11,9,4.0519925320242595E-2,1.1952768191207684E-2,0,0,6.0108611111111254E-5,9.6561122699437372E-3,6.2188914392505124E-2,null,3.2190620681489306E-2,{"$f":"F2435*W$5","v":1.3816189557265563E-2},{"$f":"G2435*X$5","v":0},{"$f":"H2435*Y$5","v":0},{"$f":"I2435*Z$5","v":2.9203799990507203E-5},{"$f":"J2435","v":9.6561122699437372E-3},4.6036014038745382E-2]
[2004,4,11,13,3.3725295858861741E-2,1.3833117139752157E-2,0,0,6.0108611111111254E-5,1.0586144135112741E-2,5.8204665744837743E-2,null,2.6792700079860874E-2,1.5989682516495331E-2,0,0,2.9203799990507203E-5,1.0586144135112741E-2,4.2811586396346718E-2]
[2004,4,11,14,3.2592823608336707E-2,1.4038305398345982E-2,0,0,6.0108611111111254E-5,1.0115950252401529E-2,5.6807187870195328E-2,null,2.5893019629789758E-2,1.622685936375845E-2,0,0,2.9203799990507203E-5,1.0115950252401529E-2,4.2149082793538718E-2]
[2004,4,11,17,3.6932862019458321E-2,1.3722527398900819E-2,0,0,6.0108611111111254E-5,7.7659945078757103E-3,5.8481492537345962E-2,null,2.9340916661468517E-2,1.5861851975632429E-2,0,0,2.9203799990507203E-5,7.7659945078757103E-3,4.5231972437091456E-2]
[2004,4,11,20,4.215119808801604E-2,1.2600773406940786E-2,1.1895600000000033E-3,1.6100000000000178E-6,6.0108611111111254E-5,6.0871274290174218E-3,6.209037753508536E-2,null,3.3486567860079121E-2,1.4565217962355105E-2,4.8800588309471732E-4,3.0046037678820012E-6,2.9203799990507203E-5,6.0871274290174218E-3,4.8572000109287333E-2]
[2004,4,11,24,2.4822562628043051E-2,1.2765600904255209E-2,1.1895600000000033E-3,1.6100000000000178E-6,6.0108611111111254E-5,7.5498057569328399E-3,4.6389247900342219E-2,null,1.9720019017474888E-2,1.4755741856963963E-2,4.8800588309471732E-4,3.0046037678820012E-6,2.9203799990507203E-5,7.5498057569328399E-3,3.4995975161291958E-2]
[2004,4,12,3,1.9709002642328784E-2,1.2295844295192992E-2,1.1895600000000033E-3,1.6100000000000178E-6,6.0108611111111254E-5,8.8274973662889906E-3,4.2083622914921875E-2,null,1.5657606055673696E-2,1.4212750789726832E-2,4.8800588309471732E-4,3.0046037678820012E-6,2.9203799990507203E-5,8.8274973662889906E-3,3.0390571132253633E-2]
[2004,4,12,6,2.5705820479726523E-2,1.3371751037224169E-2,1.1895600000000033E-3,1.6100000000000178E-6,6.0108611111111254E-5,8.9550854413511551E-3,4.9283935569412962E-2,null,2.0421713757600327E-2,1.5456390025094689E-2,4.8800588309471732E-4,3.0046037678820012E-6,2.9203799990507203E-5,8.9550854413511551E-3,3.6398318069548123E-2]
[2004,4,12,11,3.2213399348835235E-2,1.7771535167709619E-2,0,0,6.0108611111111254E-5,1.0641992728069939E-2,6.0687035855725907E-2,null,2.5591590090657191E-2,2.0542094908299145E-2,0,0,2.9203799990507203E-5,1.0641992728069939E-2,4.6162888798946845E-2]
[2004,4,12,14,2.8240899170370946E-2,1.8671543068083715E-2,0,0,6.0108611111111254E-5,1.0115950252401529E-2,5.7088501101967296E-2,null,2.2435679871390109E-2,2.158241289620691E-2,0,0,2.9203799990507203E-5,1.0115950252401529E-2,4.4047296567587532E-2]
[2004,4,12,15,2.91318700041126E-2,1.8148522481907479E-2,0,0,6.0108611111111254E-5,8.8424625512737547E-3,5.6182963648404943E-2,null,2.3143502107501678E-2,2.0977854065535491E-2,0,0,2.9203799990507203E-5,8.8424625512737547E-3,4.4150559973027678E-2]
[2004,4,12,18,3.7866275610758005E-2,1.7805005411347555E-2,0,0,6.0108611111111254E-5,6.5277947667081379E-3,6.2259184399924804E-2,null,3.0082457091738367E-2,2.0580783120371204E-2,0,0,2.9203799990507203E-5,6.5277947667081379E-3,5.0692444012100081E-2]
[2004,4,12,21,4.0910013698612246E-2,1.6882183838363166E-2,1.1895600000000033E-3,1.6100000000000178E-6,6.0108611111111254E-5,5.7324306833935312E-3,6.477590683148006E-2,null,3.2500522215638525E-2,1.9514094837295073E-2,4.8800588309471732E-4,3.0046037678820012E-6,2.9203799990507203E-5,5.7324306833935312E-3,5.253483133978671E-2]
[2004,4,13,3,1.5081247613925382E-2,1.379460080481505E-2,1.1895600000000033E-3,1.6100000000000178E-6,6.0108611111111254E-5,9.6089012232010561E-3,3.9736028253052606E-2,null,1.1981135638987924E-2,1.5945161533905405E-2,4.8800588309471732E-4,3.0046037678820012E-6,2.9203799990507203E-5,9.6089012232010561E-3,2.8446511459746433E-2]
[2004,4,13,5,1.6844946976576826E-2,1.4288803764948845E-2,1.1895600000000033E-3,1.6100000000000178E-6,6.0108611111111254E-5,9.6788932823777801E-3,4.2063922635014565E-2,null,1.3382287707521824E-2,1.6516410107268759E-2,4.8800588309471732E-4,3.0046037678820012E-6,2.9203799990507203E-5,9.6788932823777801E-3,3.0418912101643689E-2]
[2004,4,13,9,2.7705160875366577E-2,1.7828315818223462E-2,0,0,6.0108611111111254E-5,1.2790030512208519E-2,5.8383615816909665E-2,null,2.2010068320955738E-2,2.060772759004572E-2,0,0,2.9203799990507203E-5,1.2790030512208519E-2,4.2646999710991965E-2]
[2004,4,13,12,2.4524542000296509E-2,1.8524744991750185E-2,0,0,6.0108611111111254E-5,1.2727212791117831E-2,5.5836608394275636E-2,null,1.9483259721715388E-2,2.1412729186389971E-2,0,0,2.9203799990507203E-5,1.2727212791117831E-2,4.0925192708095873E-2]
[2004,4,13,15,2.1451284989920587E-2,1.8943357946081856E-2,0,0,6.0108611111111254E-5,1.240831173409767E-2,5.2863063281211223E-2,null,1.7041743605980677E-2,2.1896603368140415E-2,0,0,2.9203799990507203E-5,1.240831173409767E-2,3.8967550774111598E-2]
[2004,4,13,16,2.4805132273175611E-2,1.9265696411887762E-2,0,0,6.0108611111111254E-5,1.124593068219808E-2,5.537686797837256E-2,null,1.9706171658738489E-2,2.2269193990992826E-2,0,0,2.9203799990507203E-5,1.124593068219808E-2,4.2004569449721821E-2]
[2004,4,13,19,3.1498132236274685E-2,1.7502919909939702E-2,1.1895600000000033E-3,1.6100000000000178E-6,6.0108611111111254E-5,7.4485182241264157E-3,5.7700848981451919E-2,null,2.5023353793961003E-2,2.0231602873319928E-2,4.8800588309471732E-4,3.0046037678820012E-6,2.9203799990507203E-5,7.4485182241264157E-3,4.577517095413404E-2]
[2004,4,13,24,1.9621151339580367E-2,1.5568134346753358E-2,1.1895600000000033E-3,1.6100000000000178E-6,6.0108611111111254E-5,7.6788377711622972E-3,4.4119402068607136E-2,null,1.5587813529137715E-2,1.7995186700428146E-2,4.8800588309471732E-4,3.0046037678820012E-6,2.9203799990507203E-5,7.6788377711622972E-3,3.410321451641897E-2]
[2004,4,14,3,1.543523443894217E-2,1.4344258330282125E-2,1.1895600000000033E-3,1.6100000000000178E-6,6.0108611111111254E-5,9.6089012232010561E-3,4.0639672603536466E-2,null,1.2262356680742102E-2,1.6580509968840904E-2,4.8800588309471732E-4,3.0046037678820012E-6,2.9203799990507203E-5,9.6089012232010561E-3,2.9363080936436112E-2]
[2004,4,14,6,2.1127767874483235E-2,1.5554604658099672E-2,1.1895600000000033E-3,1.6100000000000178E-6,6.0108611111111254E-5,9.8944842483705171E-3,4.7828135392064541E-2,null,1.6784728898655669E-2,1.7979547750512959E-2,4.8800588309471732E-4,3.0046037678820012E-6,2.9203799990507203E-5,9.8944842483705171E-3,3.5284490936021741E-2]
[2004,4,14,10,2.4665801241119195E-2,1.9963663059649184E-2,0,0,6.0108611111111254E-5,1.4062325126247525E-2,5.8751898038127012E-2,null,1.9595481612628068E-2,2.3075972751850454E-2,0,0,2.9203799990507203E-5,1.4062325126247525E-2,4.2700658164469031E-2]
[2004,4,14,13,2.3955945756046128E-2,2.0221158007472838E-2,0,0,6.0108611111111254E-5,1.2114088752229251E-2,5.6351301126859328E-2,null,1.9031544525428004E-2,2.3373610834699472E-2,0,0,2.9203799990507203E-5,1.2114088752229251E-2,4.2434359160117986E-2]
[2004,4,14,16,2.5314585078499159E-2,1.9546671429594958E-2,0,0,6.0108611111111254E-5,1.124593068219808E-2,5.6167295801403311E-2,null,2.0110900983427007E-2,2.2593972656771204E-2,0,0,2.9203799990507203E-5,1.124593068219808E-2,4.2734077440188721E-2]
[2004,4,14,17,2.7305821193160475E-2,1.9163900047719534E-2,0,0,6.0108611111111254E-5,1.0681449514017229E-2,5.7211279366008345E-2,null,2.1692817187559863E-2,2.2151527703059355E-2,0,0,2.9203799990507203E-5,1.0681449514017229E-2,4.3873548690609727E-2]
[2004,4,14,21,3.4680994039500333E-2,1.8144449730572949E-2,1.1895600000000033E-3,1.6100000000000178E-6,6.0108611111111254E-5,6.4932342822909056E-3,6.0569956663475304E-2,null,2.7551944263451641E-2,2.0973146377445392E-2,4.8800588309471732E-4,3.0046037678820012E-6,2.9203799990507203E-5,6.4932342822909056E-3,4.9045304927750145E-2]
[2004,4,15,1,2.2266962204651818E-2,1.5690503720939889E-2,1.1895600000000033E-3,1.6100000000000178E-6,6.0108611111111254E-5,8.6121236036474768E-3,4.7820868140350303E-2,null,1.7689749632902683E-2,1.8136633304488343E-2,4.8800588309471732E-4,3.0046037678820012E-6,2.9203799990507203E-5,8.6121236036474768E-3,3.6346597224244138E-2]
[2004,4,15,4,2.2381977438462396E-2,1.4792424555819798E-2,1.1895600000000033E-3,1.6100000000000178E-6,6.0108611111111254E-5,9.3573855017841778E-3,4.7783066107177488E-2,null,1.7781122253531366E-2,1.7098544739208781E-2,4.8800588309471732E-4,3.0046037678820012E-6,2.9203799990507203E-5,9.3573855017841778E-3,3.5399881279593252E-2]
[2004,4,15,7,3.2790483221076035E-2,1.7602368992154647E-2,0,0,6.0108611111111254E-5,1.0096005682962258E-2,6.0548966507304056E-2,null,2.6050048192094711E-2,2.0346555941027581E-2,0,0,2.9203799990507203E-5,1.0096005682962258E-2,4.6425807933112802E-2]
[2004,4,15,11,3.0143120571208881E-2,2.0434848459055379E-2,0,0,6.0108611111111254E-5,1.323045554274789E-2,6.3868533184123263E-2,null,2.3946879289519208E-2,2.3620615356029839E-2,0,0,2.9203799990507203E-5,1.323045554274789E-2,4.7596698445539556E-2]
[2004,4,15,14,2.7128138020510572E-2,2.0187923615173589E-2,0,0,6.0108611111111254E-5,1.264721983302002E-2,6.0023390079815296E-2,null,2.1551658694126036E-2,2.3335195242889979E-2,0,0,2.9203799990507203E-5,1.264721983302002E-2,4.4916057737006521E-2]
[2004,4,15,18,3.4230939861028202E-2,1.9097528926763883E-2,0,0,6.0108611111111254E-5,9.4357716231057587E-3,6.2824349022008952E-2,null,2.7194403541675481E-2,2.2074809408720978E-2,0,0,2.9203799990507203E-5,9.4357716231057587E-3,4.9298416750386972E-2]
[2004,4,15,19,3.7665891368841228E-2,1.8770974065191889E-2,1.1895600000000033E-3,1.6100000000000178E-6,6.0108611111111254E-5,7.4485182241264157E-3,6.5136662269270645E-2,null,2.9923263976965563E-2,2.1697345059362636E-2,4.8800588309471732E-4,3.0046037678820012E-6,2.9203799990507203E-5,7.4485182241264157E-3,5.2140823323181311E-2]
[2004,4,15,22,3.6500710329950906E-2,1.7762478790199071E-2,1.1895600000000033E-3,1.6100000000000178E-6,6.0108611111111254E-5,6.1902453628057269E-3,6.1704713094066818E-2,null,2.899759838030554E-2,2.053162665304762E-2,4.8800588309471732E-4,3.0046037678820012E-6,2.9203799990507203E-5,6.1902453628057269E-3,5.0049439320206272E-2]
[2004,4,16,2,2.0058605677579819E-2,1.5102667735540372E-2,1.1895600000000033E-3,1.6100000000000178E-6,6.0108611111111254E-5,8.7721427088559411E-3,4.5184694733087248E-2,null,1.5935344442601109E-2,1.7457154436251284E-2,4.8800588309471732E-4,3.0046037678820012E-6,2.9203799990507203E-5,8.7721427088559411E-3,3.3912713165705502E-2]
[2004,4,16,5,2.2610107921386437E-2,1.5222776130409598E-2,1.1895600000000033E-3,1.6100000000000178E-6,6.0108611111111254E-5,9.2207714474256373E-3,4.8304934110332792E-2,null,1.796235807229592E-2,1.7595987577192877E-2,4.8800588309471732E-4,3.0046037678820012E-6,2.9203799990507203E-5,9.2207714474256373E-3,3.607855993634191E-2]
[2004,4,16,8,3.6414259903328833E-2,1.810737051712008E-2,0,0,6.0108611111111254E-5,1.011993996685131E-2,6.4701678998411338E-2,null,2.8928918764804031E-2,2.0930286561752155E-2,0,0,2.9203799990507203E-5,1.011993996685131E-2,4.9888409126546698E-2]
[2004,4,16,11,3.058049891085074E-2,1.944331760865638E-2,0,0,6.0108611111111254E-5,1.1171470022964121E-2,6.1255395153582345E-2,null,2.4294349826901394E-2,2.2474506106536802E-2,0,0,2.9203799990507203E-5,1.1171470022964121E-2,4.679805973342871E-2]
[2004,4,16,16,2.951622464515747E-2,1.7317551481155369E-2,0,0,6.0108611111111254E-5,8.6713451105299884E-3,5.5565229847953937E-2,null,2.3448848535444485E-2,2.0017335742137654E-2,0,0,2.9203799990507203E-5,8.6713451105299884E-3,4.3495388077572653E-2]
[2004,4,16,19,3.7356562761318629E-2,1.6679701334795471E-2,1.1895600000000033E-3,1.6100000000000178E-6,6.0108611111111254E-5,6.0367491525109762E-3,6.1324291859736195E-2,null,2.9677521177787235E-2,1.9280045568826971E-2,4.8800588309471732E-4,3.0046037678820012E-6,2.9203799990507203E-5,6.0367491525109762E-3,4.9477781033467318E-2]
[2004,4,16,20,3.8910522083927035E-2,1.6512790899667961E-2,1.1895600000000033E-3,1.6100000000000178E-6,6.0108611111111254E-5,6.6962265672105429E-3,6.3370818161916656E-2,null,3.091204751793232E-2,1.90871140090479E-2,4.8800588309471732E-4,3.0046037678820012E-6,2.9203799990507203E-5,6.6962265672105429E-3,5.0519375813833332E-2]
[2004,4,16,23,3.3361930623962047E-2,1.4325156352854453E-2,1.1895600000000033E-3,1.6100000000000178E-6,6.0108611111111254E-5,4.9079511280221933E-3,5.3846316715949805E-2,null,2.6504028460822799E-2,1.6558430017415637E-2,4.8800588309471732E-4,3.0046037678820012E-6,2.9203799990507203E-5,4.9079511280221933E-3,4.3582672765091542E-2]
[2004,4,17,3,1.9683298382801143E-2,1.2295632847639156E-2,1.1895600000000033E-3,1.6100000000000178E-6,6.0108611111111254E-5,7.3648758456744149E-3,4.0595085687225828E-2,null,1.563718558199776E-2,1.4212506377768155E-2,4.8800588309471732E-4,3.0046037678820012E-6,2.9203799990507203E-5,7.3648758456744149E-3,3.0369906246619022E-2]
[2004,4,17,8,3.290770880929355E-2,1.2564784877674123E-2,0,0,6.0108611111111254E-5,8.8049488663785921E-3,5.4337551164457376E-2,null,2.6143176805107957E-2,1.4523618867126173E-2,0,0,2.9203799990507203E-5,8.8049488663785921E-3,4.0695999472224638E-2]
[2004,4,17,10,3.5792859011518574E-2,1.3805994725737659E-2,0,0,6.0108611111111254E-5,8.8922160647213946E-3,5.8551178413088739E-2,null,2.8435253481827554E-2,1.595833175261533E-2,0,0,2.9203799990507203E-5,8.8922160647213946E-3,4.4422789034433391E-2]
[2004,4,17,14,3.2840608540627245E-2,1.3350955058779422E-2,0,0,6.0108611111111254E-5,7.3643738960368103E-3,5.3616046106554585E-2,null,2.6089869715344296E-2,1.5432351980047283E-2,0,0,2.9203799990507203E-5,7.3643738960368103E-3,4.1551425495382086E-2]
[2004,4,17,17,3.4125124186953591E-2,1.3551873877991054E-2,0,0,6.0108611111111254E-5,7.7560294032560772E-3,5.5493136079311833E-2,null,2.7110339412747035E-2,1.5664593787756049E-2,0,0,2.9203799990507203E-5,7.7560294032560772E-3,4.2804137000493597E-2]
[2004,4,17,18,3.8867043642883237E-2,1.3154025010486502E-2,0,0,6.0108611111111254E-5,4.7087796687547267E-3,5.6789956933235575E-2,null,3.0877506536121473E-2,1.5204720787572738E-2,0,0,2.9203799990507203E-5,4.7087796687547267E-3,4.6111431123684724E-2]
[2004,4,17,21,3.9484515255137562E-2,1.2092436402876109E-2,1.1895600000000033E-3,1.6100000000000178E-6,6.0108611111111254E-5,4.8632504305494073E-3,5.769148069967419E-2,null,3.1368050245039338E-2,1.3977631865579942E-2,4.8800588309471732E-4,3.0046037678820012E-6,2.9203799990507203E-5,4.8632504305494073E-3,4.5865896397472385E-2]
[2004,4,18,1,2.2734389688010424E-2,1.025706867252278E-2,1.1895600000000033E-3,1.6100000000000178E-6,6.0108611111111254E-5,8.0372780880023052E-3,4.2280015059646625E-2,null,1.8061092390668901E-2,1.1856132639274963E-2,4.8800588309471732E-4,3.0046037678820012E-6,2.9203799990507203E-5,8.0372780880023052E-3,3.0437439316796971E-2]
[2004,4,18,5,2.0375593227298622E-2,9.7949107845137218E-3,1.1895600000000033E-3,1.6100000000000178E-6,6.0108611111111254E-5,9.1812078383668953E-3,4.0602990461290352E-2,null,1.6187171806376015E-2,1.1321924924043308E-2,4.8800588309471732E-4,3.0046037678820012E-6,2.9203799990507203E-5,9.1812078383668953E-3,2.8029311017272428E-2]
[2004,4,18,8,3.3680980335893437E-2,1.1482439046815245E-2,0,0,6.0108611111111254E-5,8.6827422252152477E-3,5.3906270219035039E-2,null,2.6757494087280682E-2,1.3272536697168064E-2,0,0,2.9203799990507203E-5,8.6827422252152477E-3,4.005923458443926E-2]
[2004,4,18,11,3.3200597257059872E-2,1.3116182251101668E-2,0,0,6.0108611111111254E-5,1.0641992728069939E-2,5.7018880847342593E-2,null,2.6375858895450452E-2,1.5160978390107398E-2,0,0,2.9203799990507203E-5,1.0641992728069939E-2,4.1566041085548358E-2]
[2004,4,18,15,3.0805444153223643E-2,1.4046582140658528E-2,0,0,6.0108611111111254E-5,8.8424625512737547E-3,5.3754597456267039E-2,null,2.4473055165425656E-2,1.6236426439675718E-2,0,0,2.9203799990507203E-5,8.8424625512737547E-3,4.0738685405091887E-2]
[2004,4,18,18,3.6662206893965953E-2,1.3453132795026164E-2,0,0,6.0108611111111254E-5,6.5277947667081379E-3,5.6703243066811362E-2,null,2.9125897595876284E-2,1.555045909548149E-2,0,0,2.9203799990507203E-5,6.5277947667081379E-3,4.4705560491348287E-2]
[2004,4,18,22,3.5174661026765294E-2,1.3322744284783637E-2,1.1895600000000033E-3,1.6100000000000178E-6,6.0108611111111254E-5,5.6680174422654977E-3,5.5416701364925547E-2,null,2.7944132714057719E-2,1.5399743182248491E-2,4.8800588309471732E-4,3.0046037678820012E-6,2.9203799990507203E-5,5.6680174422654977E-3,4.3864090183159322E-2]
[2004,4,18,23,2.7912241651082505E-2,1.3093290302897452E-2,1.1895600000000033E-3,1.6100000000000178E-6,6.0108611111111254E-5,6.7597126394032935E-3,4.9016523204494365E-2,null,2.2174581425281965E-2,1.5134517616279526E-2,4.8800588309471732E-4,3.0046037678820012E-6,2.9203799990507203E-5,6.7597126394032935E-3,3.7829313328414597E-2]
[2004,4,19,2,1.8237769988324496E-2,1.3130951876537277E-2,1.1895600000000033E-3,1.6100000000000178E-6,6.0108611111111254E-5,8.5545346060106157E-3,4.1174535081983502E-2,null,1.4488801031356111E-2,1.5178050581372539E-2,4.8800588309471732E-4,3.0046037678820012E-6,2.9203799990507203E-5,8.5545346060106157E-3,3.0187065899581755E-2]
[2004,4,19,6,2.3327368573226447E-2,1.3994238607338118E-2,1.1895600000000033E-3,1.6100000000000178E-6,6.0108611111111254E-5,8.3866634051380142E-3,4.6959549196813694E-2,null,1.853217811492085E-2,1.6175922616052347E-2,4.8800588309471732E-4,3.0046037678820012E-6,2.9203799990507203E-5,8.3866634051380142E-3,3.5228315017826306E-2]
[2004,4,19,9,3.2119475026205609E-2,1.777663626735974E-2,0,0,6.0108611111111254E-5,1.140328838410894E-2,6.1359508288785392E-2,null,2.551697291852174E-2,{"$f":"F2627*W$5","v":2.054799126289995E-2},{"$f":"G2627*X$5","v":0},{"$f":"H2627*Y$5","v":0},{"$f":"I2627*Z$5","v":2.9203799990507203E-5},{"$f":"J2627","v":1.140328838410894E-2},4.60941679814122E-2]
[2004,4,19,13,2.8763235486344109E-2,1.872688383064347E-2,0,0,6.0108611111111254E-5,1.0821252764485045E-2,5.837148069258373E-2,null,2.2850644363125207E-2,2.1646381213297809E-2,0,0,2.9203799990507203E-5,1.0821252764485045E-2,4.4526229376413526E-2]
[2004,4,19,16,2.9609809719485559E-2,1.7739002822524528E-2,0,0,6.0108611111111254E-5,9.1461629086989488E-3,5.6555084061820145E-2,null,2.3523196195400303E-2,2.050449081185643E-2,0,0,2.9203799990507203E-5,9.1461629086989488E-3,4.4056890807247243E-2]
[2004,4,19,19,3.3550555102551533E-2,1.7325415849131685E-2,1.1895600000000033E-3,1.6100000000000178E-6,6.0108611111111254E-5,6.2650516940011124E-3,5.8392301256795447E-2,null,2.6653879157573331E-2,2.0026426155083904E-2,4.8800588309471732E-4,3.0046037678820012E-6,2.9203799990507203E-5,6.2650516940011124E-3,4.7200519599510347E-2]
[2004,4,19,21,3.7947094111270313E-2,1.654102330324566E-2,1.1895600000000033E-3,1.6100000000000178E-6,6.0108611111111254E-5,5.2277749213402187E-3,6.0967170946967304E-2,null,3.0146662483862788E-2,1.9119747808452933E-2,4.8800588309471732E-4,3.0046037678820012E-6,2.9203799990507203E-5,5.2277749213402187E-3,4.9786624579168832E-2]
[2004,4,19,24,2.1829688690385721E-2,1.4505902432344515E-2,1.1895600000000033E-3,1.6100000000000178E-6,6.0108611111111254E-5,7.7068881635042052E-3,4.5293757897345556E-2,null,1.7342362372917541E-2,1.6767354180924825E-2,4.8800588309471732E-4,3.0046037678820012E-6,2.9203799990507203E-5,7.7068881635042052E-3,3.4629930840695475E-2]
[2004,4,20,3,1.6246131887335525E-2,1.3382058842208689E-2,1.1895600000000033E-3,1.6100000000000178E-6,6.0108611111111254E-5,9.6089012232010561E-3,4.0488370563856388E-2,null,1.2906565473490729E-2,1.5468304803772502E-2,4.8800588309471732E-4,3.0046037678820012E-6,2.9203799990507203E-5,9.6089012232010561E-3,2.8895084564116335E-2]
[2004,4,20,7,3.1411802942569129E-2,1.6075578126152013E-2,0,0,6.0108611111111254E-5,1.0096005682962258E-2,5.7643495362794506E-2,null,2.4954770411207625E-2,1.8581740319947363E-2,0,0,2.9203799990507203E-5,1.0096005682962258E-2,4.3565714531145494E-2]
[2004,4,20,10,2.6052868245399152E-2,1.8568731607516823E-2,0,0,6.0108611111111254E-5,1.4062325126247525E-2,5.8744033590274608E-2,null,2.0697422137979423E-2,2.1463573259636663E-2,0,0,2.9203799990507203E-5,1.4062325126247525E-2,4.2190199197606595E-2]
[2004,4,20,12,2.6360754781723526E-2,1.8669027623540575E-2,0,0,6.0108611111111254E-5,1.2727212791117831E-2,5.7817103807493046E-2,null,2.0942019299139643E-2,2.1579505297057249E-2,0,0,2.9203799990507203E-5,1.2727212791117831E-2,4.2550728396187398E-2]
[2004,4,20,18,3.2548617661487762E-2,1.7486473027258073E-2,0,0,6.0108611111111254E-5,9.4357716231057587E-3,5.9530970922962702E-2,null,2.5857900688783974E-2,2.0212591942536325E-2,0,0,2.9203799990507203E-5,9.4357716231057587E-3,4.6099696431310809E-2]
[2004,4,20,21,3.6199126983758864E-2,1.6433003337796188E-2,1.1895600000000033E-3,1.6100000000000178E-6,6.0108611111111254E-5,6.4932342822909056E-3,6.0376643214957074E-2,null,2.8758008721035552E-2,1.8994887667710222E-2,4.8800588309471732E-4,3.0046037678820012E-6,2.9203799990507203E-5,6.4932342822909056E-3,4.8273110675598883E-2]
[2004,4,20,22,3.2891821596369386E-2,1.5618920935736479E-2,1.1895600000000033E-3,1.6100000000000178E-6,6.0108611111111254E-5,6.1902453628057269E-3,5.595226650602271E-2,null,2.6130555378960554E-2,1.8053890854071306E-2,4.8800588309471732E-4,3.0046037678820012E-6,2.9203799990507203E-5,6.1902453628057269E-3,4.4704660519884969E-2]
[2004,4,21,1,1.7599978625150961E-2,1.3997190200767722E-2,1.1895600000000033E-3,1.6100000000000178E-6,6.0108611111111254E-5,8.6121236036474768E-3,4.1460571040677276E-2,null,1.3982114513955434E-2,1.6179334359145415E-2,4.8800588309471732E-4,3.0046037678820012E-6,2.9203799990507203E-5,8.6121236036474768E-3,3.0681663159953954E-2]
[2004,4,21,4,1.6511981663097856E-2,1.3453969925782254E-2,1.1895600000000033E-3,1.6100000000000178E-6,6.0108611111111254E-5,9.3573855017841778E-3,4.0574615701775403E-2,null,1.3117766980457697E-2,1.5551426733858254E-2,4.8800588309471732E-4,3.0046037678820012E-6,2.9203799990507203E-5,9.3573855017841778E-3,2.9189408001169054E-2]
[2004,4,21,9,2.8316917719677068E-2,1.8283745011596273E-2,0,0,6.0108611111111254E-5,1.2790030512208519E-2,5.945080185459297E-2,null,2.2496071993688714E-2,2.1134157615701185E-2,0,0,2.9203799990507203E-5,1.2790030512208519E-2,4.3659433409380409E-2]
[2004,4,21,12,2.4970546353989476E-2,1.9178568683313874E-2,0,0,6.0108611111111254E-5,1.2727212791117831E-2,5.6936436439532292E-2,null,1.9837583103571442E-2,2.2168483160295356E-2,0,0,2.9203799990507203E-5,1.2727212791117831E-2,4.2035270063857308E-2]
[2004,4,21,16,2.5212338953648782E-2,1.8256198589036248E-2,0,0,6.0108611111111254E-5,1.124593068219808E-2,5.4774576835994224E-2,null,2.0029672644648052E-2,2.1102316740882431E-2,0,0,2.9203799990507203E-5,1.124593068219808E-2,4.1161193185520993E-2]
[2004,4,21,19,3.2052193991126715E-2,1.7202268372106526E-2,1.1895600000000033E-3,1.6100000000000178E-6,6.0108611111111254E-5,7.4485182241264157E-3,5.7954259198470769E-2,null,2.5463522220817696E-2,1.9884080142941699E-2,4.8800588309471732E-4,3.0046037678820012E-6,2.9203799990507203E-5,7.4485182241264157E-3,4.5867816650612507E-2]
[2004,4,21,22,3.1291935427747039E-2,1.6295737659792808E-2,1.1895600000000033E-3,1.6100000000000178E-6,6.0108611111111254E-5,6.1902453628057269E-3,5.5029197061456689E-2,null,2.4859542947899764E-2,1.883622244500505E-2,4.8800588309471732E-4,3.0046037678820012E-6,2.9203799990507203E-5,6.1902453628057269E-3,4.4215979679757926E-2]
[2004,4,21,23,2.6824521202627627E-2,1.549707695617469E-2,1.1895600000000033E-3,1.6100000000000178E-6,6.0108611111111254E-5,6.2136654855649183E-3,4.978654225547835E-2,null,2.1310453565050735E-2,1.7913051552989941E-2,4.8800588309471732E-4,3.0046037678820012E-6,2.9203799990507203E-5,6.2136654855649183E-3,3.9743719404893789E-2]
[2004,4,22,2,1.4593300274202234E-2,1.4434832025321262E-2,1.1895600000000033E-3,1.6100000000000178E-6,6.0108611111111254E-5,9.1019932082433471E-3,3.9381404118877958E-2,null,{"$f":"E2692*V$5","v":1.1593491101111079E-2},1.6685203987794873E-2,4.8800588309471732E-4,3.0046037678820012E-6,2.9203799990507203E-5,9.1019932082433471E-3,{"$f":"SUM(M2692:Q2692)","v":2.8798909375759057E-2}]
[2004,4,22,6,1.9175273661328561E-2,1.5840408923231013E-2,1.1895600000000033E-3,1.6100000000000178E-6,6.0108611111111254E-5,9.8944842483705171E-3,4.6161445444041202E-2,null,1.5233590783229134E-2,1.8309908537249727E-2,4.8800588309471732E-4,3.0046037678820012E-6,2.9203799990507203E-5,9.8944842483705171E-3,3.4063713607331972E-2]
[2004,4,22,10,2.2608341728393721E-2,2.050588646100036E-2,0,0,6.0108611111111254E-5,1.4062325126247525E-2,5.7236661926752717E-2,null,1.7960954939189692E-2,2.3702728092171013E-2,0,0,2.9203799990507203E-5,1.4062325126247525E-2,4.1692886831351215E-2]
[2004,4,22,13,2.2285067345256444E-2,2.0966480533378528E-2,0,0,6.0108611111111254E-5,1.2114088752229251E-2,5.5425745241975334E-2,null,1.7704133067940688E-2,2.4235128194902922E-2,0,0,2.9203799990507203E-5,1.2114088752229251E-2,4.1968465062834123E-2]
[2004,4,22,17,2.548337724662976E-2,1.9941513808767842E-2,0,0,6.0108611111111254E-5,1.0681449514017229E-2,5.6166449180525935E-2,null,2.024499611354769E-2,2.3050370460913936E-2,0,0,2.9203799990507203E-5,1.0681449514017229E-2,4.3324570374452136E-2]
[2004,4,22,20,3.1270287419894335E-2,1.8862659863211347E-2,1.1895600000000033E-3,1.6100000000000178E-6,6.0108611111111254E-5,7.1967664838603548E-3,5.8580992378077151E-2,null,2.4842344919922446E-2,2.1803324556737794E-2,4.8800588309471732E-4,3.0046037678820012E-6,2.9203799990507203E-5,7.1967664838603548E-3,4.7165883763513348E-2]
[2004,4,22,23,2.5160545509706898E-2,1.6176413864042033E-2,1.1895600000000033E-3,1.6100000000000178E-6,6.0108611111111254E-5,6.2136654855649183E-3,4.8801903470424957E-2,null,1.9988525897842762E-2,1.8698296221187051E-2,4.8800588309471732E-4,3.0046037678820012E-6,2.9203799990507203E-5,6.2136654855649183E-3,3.9207036405882918E-2]
[2004,4,23,3,1.7135049981963281E-2,1.4418105456558682E-2,1.1895600000000033E-3,1.6100000000000178E-6,6.0108611111111254E-5,8.5006336894828723E-3,4.130506773911595E-2,null,1.361275693299915E-2,1.6665869768225847E-2,4.8800588309471732E-4,3.0046037678820012E-6,2.9203799990507203E-5,8.5006336894828723E-3,3.0798840988078103E-2]
[2004,4,23,4,1.7386562662609902E-2,1.4188323665609877E-2,1.1895600000000033E-3,1.6100000000000178E-6,6.0108611111111254E-5,8.8236311693081042E-3,4.1649796108639003E-2,null,1.3812568488309081E-2,1.6400265288178128E-2,4.8800588309471732E-4,3.0046037678820012E-6,2.9203799990507203E-5,8.8236311693081042E-3,3.0733048063340315E-2]
[2004,4,23,8,2.9850258497285148E-2,1.78433086657835E-2,0,0,6.0108611111111254E-5,1.011993996685131E-2,5.7873615741031066E-2,null,2.3714218151593483E-2,2.0625057803480715E-2,0,0,2.9203799990507203E-5,1.011993996685131E-2,4.4368479755064708E-2]
[2004,4,23,11,2.5950657932366249E-2,1.9405156176849011E-2,0,0,6.0108611111111254E-5,1.1171470022964121E-2,5.6587392743290485E-2,null,2.0616222249515294E-2,2.2430395356023366E-2,0,0,2.9203799990507203E-5,1.1171470022964121E-2,4.3075821405529166E-2]
[2004,4,23,14,2.2483685650041167E-2,1.8001032348188312E-2,0,0,6.0108611111111254E-5,1.1507591780416734E-2,5.205241838975732E-2,null,1.7861923252873023E-2,2.0807370407466275E-2,0,0,2.9203799990507203E-5,1.1507591780416734E-2,3.8698497460329807E-2]
[2004,4,23,18,3.0213109938182353E-2,1.6797584675139223E-2,0,0,6.0108611111111254E-5,7.110168560591725E-3,5.4180971785024415E-2,null,2.4002481592489276E-2,1.9416306772071169E-2,0,0,2.9203799990507203E-5,7.110168560591725E-3,4.3447992164550954E-2]
[2004,4,23,20,3.2950525062224768E-2,1.6397321881567829E-2,1.1895600000000033E-3,1.6100000000000178E-6,6.0108611111111254E-5,6.6962265672105429E-3,5.7295352122114257E-2,null,2.617719171866514E-2,1.8953643517815897E-2,4.8800588309471732E-4,3.0046037678820012E-6,2.9203799990507203E-5,6.6962265672105429E-3,4.5651049523334146E-2]
[2004,4,24,1,1.7281666956171587E-2,1.3089270415230102E-2,1.1895600000000033E-3,1.6100000000000178E-6,6.0108611111111254E-5,7.0446580337593309E-3,3.8666874016272133E-2,null,1.3729235217815966E-2,1.5129871033235116E-2,4.8800588309471732E-4,3.0046037678820012E-6,2.9203799990507203E-5,7.0446580337593309E-3,2.9379320537904187E-2]
[2004,4,24,2,1.5889082232134293E-2,1.2715568781032723E-2,1.1895600000000033E-3,1.6100000000000178E-6,6.0108611111111254E-5,7.4408843035896214E-3,3.7296813927867753E-2,null,1.2622911199101002E-2,1.4697909789334405E-2,4.8800588309471732E-4,3.0046037678820012E-6,2.9203799990507203E-5,7.4408843035896214E-3,2.7841035275288511E-2]
[2004,4,24,5,1.6124670500534653E-2,1.2341236977354354E-2,1.1895600000000033E-3,1.6100000000000178E-6,6.0108611111111254E-5,7.5238233932678877E-3,3.7241009482268009E-2,null,1.2810071775660511E-2,1.4265220133331723E-2,4.8800588309471732E-4,3.0046037678820012E-6,2.9203799990507203E-5,7.5238233932678877E-3,2.7595506195845339E-2]
[2004,4,24,9,2.5832101097633044E-2,1.3572902659162016E-2,0,0,6.0108611111111254E-5,1.0174318177629394E-2,4.9639430545535559E-2,null,2.0522036041965994E-2,1.5688900929178733E-2,0,0,2.9203799990507203E-5,1.0174318177629394E-2,3.6240140771135236E-2]
[2004,4,24,12,3.0029133275054919E-2,1.3741894596027216E-2,0,0,6.0108611111111254E-5,7.0124220793657543E-3,5.0843558561558998E-2,null,2.3856323302952086E-2,1.5884238494170293E-2,0,0,2.9203799990507203E-5,7.0124220793657543E-3,3.9769765597112886E-2]
[2004,4,24,17,2.7949478130960225E-2,1.3015865746250983E-2,0,0,6.0108611111111254E-5,7.7560294032560772E-3,4.8781481891578396E-2,null,2.2204163547899024E-2,{"$f":"F2755*W$5","v":1.5045022669677804E-2},{"$f":"G2755*X$5","v":0},{"$f":"H2755*Y$5","v":0},{"$f":"I2755*Z$5","v":2.9203799990507203E-5},{"$f":"J2755","v":7.7560294032560772E-3},3.7278390017567338E-2]
[2004,4,24,20,3.2671960676432882E-2,1.1946661564495644E-2,1.1895600000000033E-3,1.6100000000000178E-6,6.0108611111111254E-5,4.0752602472751585E-3,4.9945161099314794E-2,null,2.5955889225940186E-2,1.3809130915212162E-2,4.8800588309471732E-4,3.0046037678820012E-6,2.9203799990507203E-5,4.0752602472751585E-3,4.0285234428005461E-2]
[2004,4,24,23,2.467667333951758E-2,1.0510216339866587E-2,1.1895600000000033E-3,1.6100000000000178E-6,6.0108611111111254E-5,6.0097193631242427E-3,4.2447887653619523E-2,null,1.9604118834754915E-2,1.2148745706143807E-2,4.8800588309471732E-4,3.0046037678820012E-6,2.9203799990507203E-5,6.0097193631242427E-3,3.2273078827751829E-2]
[2004,4,24,24,2.162319283640339E-2,1.0194277111487932E-2,1.1895600000000033E-3,1.6100000000000178E-6,6.0108611111111254E-5,6.9959104686442095E-3,4.0064659027646644E-2,null,1.7178313953397757E-2,1.1783551953698526E-2,4.8800588309471732E-4,3.0046037678820012E-6,2.9203799990507203E-5,6.9959104686442095E-3,2.9482080193949389E-2]
[2004,4,25,3,1.781684679921065E-2,9.5949382408613317E-3,1.1895600000000033E-3,1.6100000000000178E-6,6.0108611111111254E-5,8.8274973662889906E-3,3.7490561017472085E-2,null,1.4154403112067808E-2,1.109077691505052E-2,4.8800588309471732E-4,3.0046037678820012E-6,2.9203799990507203E-5,8.8274973662889906E-3,2.5765394313971433E-2]
[2004,4,25,6,1.9093765752199982E-2,9.9464853514714714E-3,1.1895600000000033E-3,1.6100000000000178E-6,6.0108611111111254E-5,8.9550854413511551E-3,3.9246615156133723E-2,null,1.5168837697813435E-2,1.1497129773300668E-2,4.8800588309471732E-4,3.0046037678820012E-6,2.9203799990507203E-5,8.9550854413511551E-3,2.718618175796721E-2]
[2004,4,25,10,3.1677989275207361E-2,1.2935221445525299E-2,0,0,6.0108611111111254E-5,1.0616209304231031E-2,5.5289528636074801E-2,null,2.5166239292179954E-2,1.495180602498802E-2,0,0,2.9203799990507203E-5,1.0616209304231031E-2,4.0147249117158487E-2]
[2004,4,25,14,2.7377887601658164E-2,1.3979999799108408E-2,0,0,6.0108611111111254E-5,1.0115950252401529E-2,5.1533946264279207E-2,null,2.1750069573922663E-2,1.6159463995720706E-2,0,0,2.9203799990507203E-5,1.0115950252401529E-2,3.7938737369633879E-2]
[2004,4,25,17,3.1569180973601188E-2,1.3934057946191396E-2,0,0,6.0108611111111254E-5,7.7659945078757103E-3,5.3329342038779405E-2,null,2.5079797702361632E-2,1.6106359866337492E-2,0,0,2.9203799990507203E-5,7.7659945078757103E-3,4.1215361368689633E-2]
[2004,4,25,21,3.4285525994678143E-2,1.3263437653785537E-2,1.1895600000000033E-3,1.6100000000000178E-6,6.0108611111111254E-5,5.7324306833935312E-3,5.4532672942968326E-2,null,2.7237768910908195E-2,1.5331190722871316E-2,4.8800588309471732E-4,3.0046037678820012E-6,2.9203799990507203E-5,5.7324306833935312E-3,4.308917392063262E-2]
[2004,4,25,24,2.0933753224367472E-2,1.2983748937269933E-2,1.1895600000000033E-3,1.6100000000000178E-6,6.0108611111111254E-5,7.5498057569328399E-3,4.2718586529681364E-2,null,1.6630596037867588E-2,1.500789889100509E-2,4.8800588309471732E-4,3.0046037678820012E-6,2.9203799990507203E-5,7.5498057569328399E-3,3.2158709215725785E-2]
[2004,4,26,1,1.8599909883055155E-2,1.2540922946388873E-2,1.1895600000000033E-3,1.6100000000000178E-6,6.0108611111111254E-5,8.1693915108768736E-3,4.0561502951432016E-2,null,1.4776499192020918E-2,1.4496036891088021E-2,4.8800588309471732E-4,3.0046037678820012E-6,2.9203799990507203E-5,8.1693915108768736E-3,2.9792750369962043E-2]
[2004,4,26,4,1.7582514559686676E-2,1.3030638219625591E-2,1.1895600000000033E-3,1.6100000000000178E-6,6.0108611111111254E-5,8.8844395983872781E-3,4.0748870988810658E-2,null,1.3968240374196429E-2,1.5062098152872015E-2,4.8800588309471732E-4,3.0046037678820012E-6,2.9203799990507203E-5,8.8844395983872781E-3,2.9550552813921549E-2]
[2004,4,26,7,2.8685017152180404E-2,1.5723548286550329E-2,0,0,6.0108611111111254E-5,8.1034570595645838E-3,5.2572131109406423E-2,null,2.2788504645307319E-2,1.8174829475869559E-2,0,0,2.9203799990507203E-5,8.1034570595645838E-3,4.0992537921167388E-2]
[2004,4,26,12,2.6803388156796955E-2,1.9046223824047671E-2,0,0,6.0108611111111254E-5,1.1633472884020979E-2,5.7543193475976716E-2,null,2.1293664643136315E-2,2.2015505905712898E-2,0,0,2.9203799990507203E-5,1.1633472884020979E-2,4.333837434883972E-2]
[2004,4,26,15,2.5930206028249188E-2,1.8684666936866805E-2,0,0,6.0108611111111254E-5,9.8611972998840069E-3,5.4536178876111112E-2,null,2.0599974453339876E-2,2.159758275944957E-2,0,0,2.9203799990507203E-5,9.8611972998840069E-3,4.2226761012779959E-2]
[2004,4,26,19,3.1982075134139046E-2,1.7328051968306883E-2,1.1895600000000033E-3,1.6100000000000178E-6,6.0108611111111254E-5,6.2650516940011124E-3,5.6826457407558158E-2,null,2.5407817045892758E-2,2.0029473241887349E-2,4.8800588309471732E-4,3.0046037678820012E-6,2.9203799990507203E-5,6.2650516940011124E-3,4.5957504574633219E-2]
[2004,4,26,22,3.0653315737890423E-2,1.5815892982893456E-2,1.1895600000000033E-3,1.6100000000000178E-6,6.0108611111111254E-5,5.571674539394559E-3,5.3292161871289545E-2,null,2.4352198375237513E-2,1.8281570592979426E-2,4.8800588309471732E-4,3.0046037678820012E-6,2.9203799990507203E-5,5.571674539394559E-3,4.3153983255070048E-2]
[2004,4,27,1,1.5708615070696888E-2,1.4082549093748238E-2,1.1895600000000033E-3,1.6100000000000178E-6,6.0108611111111254E-5,8.6121236036474768E-3,3.9654566379203719E-2,null,1.2479540995592892E-2,1.6278000595029138E-2,4.8800588309471732E-4,3.0046037678820012E-6,2.9203799990507203E-5,8.6121236036474768E-3,2.9277755877475133E-2]
[2004,4,27,4,1.4442438516421085E-2,1.3748899206767798E-2,1.1895600000000033E-3,1.6100000000000178E-6,6.0108611111111254E-5,9.3573855017841778E-3,3.8800001836084175E-2,null,1.1473640593448627E-2,1.5892335114820723E-2,4.8800588309471732E-4,3.0046037678820012E-6,2.9203799990507203E-5,9.3573855017841778E-3,2.7886189995122455E-2]
[2004,4,27,6,1.8143481987913091E-2,1.5266267571948711E-2,1.1895600000000033E-3,1.6100000000000178E-6,6.0108611111111254E-5,9.8944842483705171E-3,4.4555512419343427E-2,null,1.4413894939302103E-2,1.7646259279179462E-2,4.8800588309471732E-4,3.0046037678820012E-6,2.9203799990507203E-5,9.8944842483705171E-3,3.2580368505334675E-2]
[2004,4,27,9,2.4495580963214091E-2,1.9125148011767384E-2,0,0,6.0108611111111254E-5,1.2790030512208519E-2,5.6470868098301104E-2,null,1.9460251935992816E-2,{"$f":"F2819*W$5","v":2.2106734273965773E-2},{"$f":"G2819*X$5","v":0},{"$f":"H2819*Y$5","v":0},{"$f":"I2819*Z$5","v":2.9203799990507203E-5},{"$f":"J2819","v":1.2790030512208519E-2},4.1596190009949102E-2]
[2004,4,27,13,2.1402094359054508E-2,2.0028343906688891E-2,0,0,6.0108611111111254E-5,1.2114088752229251E-2,5.3604635629083762E-2,null,1.7002664636146001E-2,2.3150737260718153E-2,0,0,2.9203799990507203E-5,1.2114088752229251E-2,4.0182605696854667E-2]
[2004,4,27,16,2.2668727200036605E-2,1.9592178943965817E-2,0,0,6.0108611111111254E-5,1.124593068219808E-2,5.3566945437311608E-2,null,1.8008927530377014E-2,2.2646574734781072E-2,0,0,2.9203799990507203E-5,1.124593068219808E-2,4.0684706065148596E-2]
[2004,4,27,20,3.0148701495754496E-2,1.7571938731726845E-2,1.1895600000000033E-3,1.6100000000000178E-6,6.0108611111111254E-5,7.1967664838603548E-3,5.616868532245281E-2,null,2.3951312995249909E-2,2.031138164168354E-2,4.8800588309471732E-4,3.0046037678820012E-6,2.9203799990507203E-5,7.1967664838603548E-3,4.4782908923786557E-2]
[2004,4,27,23,2.4226022916210732E-2,1.5328122335537205E-2,1.1895600000000033E-3,1.6100000000000178E-6,6.0108611111111254E-5,6.2136654855649183E-3,4.701908934842397E-2,null,1.9246104432655901E-2,1.771775712177856E-2,4.8800588309471732E-4,3.0046037678820012E-6,2.9203799990507203E-5,6.2136654855649183E-3,3.7484075841287566E-2]
[2004,4,28,1,1.4930320045141547E-2,1.5076974681348179E-2,1.1895600000000033E-3,1.6100000000000178E-6,6.0108611111111254E-5,8.6121236036474768E-3,3.9870696941248319E-2,null,1.1861232848479258E-2,1.742745586757281E-2,4.8800588309471732E-4,3.0046037678820012E-6,2.9203799990507203E-5,8.6121236036474768E-3,2.9808903002905174E-2]
[2004,4,28,4,1.3590822854914909E-2,1.3768401995494855E-2,1.1895600000000033E-3,1.6100000000000178E-6,6.0108611111111254E-5,9.3573855017841778E-3,3.7967888963305059E-2,null,1.079708365240546E-2,1.5914878363517414E-2,4.8800588309471732E-4,3.0046037678820012E-6,2.9203799990507203E-5,9.3573855017841778E-3,2.7232176302775978E-2]
[2004,4,28,7,2.2713361415276294E-2,1.7165944057180433E-2,0,0,6.0108611111111254E-5,1.0096005682962258E-2,5.0035419766530101E-2,null,1.8044386704618855E-2,1.9842092913495896E-2,0,0,2.9203799990507203E-5,1.0096005682962258E-2,3.7915683418105264E-2]
[2004,4,28,10,2.0277038289572474E-2,1.9487950634267268E-2,0,0,6.0108611111111254E-5,1.4062325126247525E-2,5.3887422661198378E-2,null,1.6108875891673393E-2,2.252609736410071E-2,0,0,2.9203799990507203E-5,1.4062325126247525E-2,3.8664177055764609E-2]
[2004,4,28,14,1.8543024638744198E-2,2.0616455877881138E-2,0,0,6.0108611111111254E-5,1.264721983302002E-2,5.1866808960756468E-2,null,1.4731307318948214E-2,2.3830535140582181E-2,0,0,2.9203799990507203E-5,1.264721983302002E-2,3.8591046259520909E-2]
[2004,4,28,17,2.3418369256674405E-2,1.9441367870546428E-2,0,0,6.0108611111111254E-5,1.0681449514017229E-2,5.360129525234917E-2,null,1.8604472633222097E-2,2.247225240673411E-2,0,0,2.9203799990507203E-5,1.0681449514017229E-2,4.1105928839946716E-2]
[2004,4,28,22,2.6766455723358881E-2,1.6473621427851061E-2,1.1895600000000033E-3,1.6100000000000178E-6,6.0108611111111254E-5,6.1902453628057269E-3,5.0681601125126784E-2,null,2.1264324066956736E-2,1.9041838066368919E-2,4.8800588309471732E-4,3.0046037678820012E-6,2.9203799990507203E-5,6.1902453628057269E-3,4.0826376420178764E-2]
[2004,4,29,1,1.7096752984357672E-2,1.4808035159054394E-2,1.1895600000000033E-3,1.6100000000000178E-6,6.0108611111111254E-5,8.6121236036474768E-3,4.1768190358170657E-2,null,1.3582332293431856E-2,1.7116589015642676E-2,4.8800588309471732E-4,3.0046037678820012E-6,2.9203799990507203E-5,8.6121236036474768E-3,3.1219135595927639E-2]
[2004,4,29,4,1.5961348224272396E-2,1.3323916106462943E-2,1.1895600000000033E-3,1.6100000000000178E-6,6.0108611111111254E-5,9.3573855017841778E-3,3.9893928443630634E-2,null,1.2680322142549286E-2,1.5401097689437922E-2,4.8800588309471732E-4,3.0046037678820012E-6,2.9203799990507203E-5,9.3573855017841778E-3,2.8601634118840313E-2]
[2004,4,29,5,1.661438477314953E-2,1.3978944621837902E-2,1.1895600000000033E-3,1.6100000000000178E-6,6.0108611111111254E-5,9.6788932823777801E-3,4.152350128847633E-2,null,1.3199120034448432E-2,1.615824431765512E-2,4.8800588309471732E-4,3.0046037678820012E-6,2.9203799990507203E-5,9.6788932823777801E-3,2.9877578638956657E-2]
[2004,4,29,8,2.8288522456214906E-2,1.7466965461144242E-2,0,0,6.0108611111111254E-5,1.2108118760396107E-2,5.7923715288866362E-2,null,2.2473513680759033E-2,2.0190043171664333E-2,0,0,2.9203799990507203E-5,1.2108118760396107E-2,4.2692760652413876E-2]
[2004,4,29,12,2.4229299526060247E-2,1.8973207352885775E-2,0,0,6.0108611111111254E-5,1.2727212791117831E-2,5.5989828281174964E-2,null,1.9248707500256677E-2,2.193110625951902E-2,0,0,2.9203799990507203E-5,1.2727212791117831E-2,4.1209017559766206E-2]
[2004,4,29,15,2.1210750954150003E-2,1.9154901448199032E-2,0,0,6.0108611111111254E-5,1.240831173409767E-2,5.283407274755781E-2,null,1.6850653917505599E-2,2.2141126233313071E-2,0,0,2.9203799990507203E-5,1.240831173409767E-2,3.9020983950809177E-2]
[2004,4,29,19,3.1131357769045305E-2,1.7272076771839368E-2,1.1895600000000033E-3,1.6100000000000178E-6,6.0108611111111254E-5,7.4485182241264157E-3,5.71032313761222E-2,null,2.4731973746813234E-2,1.9964771583448993E-2,4.8800588309471732E-4,3.0046037678820012E-6,2.9203799990507203E-5,7.4485182241264157E-3,4.5216959617115339E-2]
[2004,4,29,23,2.6133151390483916E-2,1.5063555476064215E-2,1.1895600000000033E-3,1.6100000000000178E-6,6.0108611111111254E-5,6.2136654855649183E-3,4.8661650963224168E-2,null,2.0761202222718364E-2,1.7411944625244237E-2,4.8800588309471732E-4,3.0046037678820012E-6,2.9203799990507203E-5,6.2136654855649183E-3,3.869336113481571E-2]
[2004,4,30,2,1.7915259611911271E-2,1.3752082154824262E-2,1.1895600000000033E-3,1.6100000000000178E-6,6.0108611111111254E-5,8.7721427088559411E-3,4.1690763086702588E-2,null,{"$f":"E2884*V$5","v":1.423258611706613E-2},1.5896014280432868E-2,4.8800588309471732E-4,3.0046037678820012E-6,2.9203799990507203E-5,8.7721427088559411E-3,{"$f":"SUM(M2884:Q2884)","v":3.0648814684352103E-2}]
[2004,4,30,5,1.9877765825018455E-2,1.3686638253790797E-2,1.1895600000000033E-3,1.6100000000000178E-6,6.0108611111111254E-5,9.2207714474256373E-3,4.4036454137345998E-2,null,1.5791678158621283E-2,1.5820367758423815E-2,4.8800588309471732E-4,3.0046037678820012E-6,2.9203799990507203E-5,9.2207714474256373E-3,3.2132260203898207E-2]
[2004,4,30,6,2.4115806128152832E-2,1.4363953708142328E-2,1.1895600000000033E-3,1.6100000000000178E-6,6.0108611111111254E-5,8.9768098370296336E-3,4.870784828443591E-2,null,1.915854388586162E-2,1.6603275831071771E-2,4.8800588309471732E-4,3.0046037678820012E-6,2.9203799990507203E-5,8.9768098370296336E-3,3.6282034003786497E-2]
[2004,4,30,9,3.0378559159437206E-2,1.7476528895722553E-2,0,0,6.0108611111111254E-5,1.1333576054855111E-2,5.9248772721125977E-2,null,2.4133920954269198E-2,2.0201097533535894E-2,0,0,2.9203799990507203E-5,1.1333576054855111E-2,4.4364222287795602E-2]
[2004,4,30,12,2.7831781982662493E-2,1.8066924133958974E-2,0,0,6.0108611111111254E-5,1.0658418702598052E-2,5.6617233430330628E-2,null,2.211066110346999E-2,2.0883534638873678E-2,0,0,2.9203799990507203E-5,1.0658418702598052E-2,4.3023399542334181E-2]
[2004,4,30,17,2.9442587008990797E-2,1.7900389804665684E-2,0,0,6.0108611111111254E-5,7.955957017063163E-3,5.5359042441830757E-2,null,2.3390347904088712E-2,2.069103781935026E-2,0,0,2.9203799990507203E-5,7.955957017063163E-3,4.4110589523429486E-2]
[2004,4,30,20,3.4910657580894365E-2,1.6732694869696852E-2,1.1895600000000033E-3,1.6100000000000178E-6,6.0108611111111254E-5,6.6962265672105429E-3,5.9590857628912877E-2,null,2.7734398004097837E-2,1.9341300728451468E-2,4.8800588309471732E-4,3.0046037678820012E-6,2.9203799990507203E-5,6.6962265672105429E-3,4.7595913019402414E-2]
[2004,4,30,24,2.2937597056286216E-2,1.3715596104153089E-2,1.1895600000000033E-3,1.6100000000000178E-6,6.0108611111111254E-5,7.2397117786716855E-3,4.5144183550222101E-2,null,1.8222528307940491E-2,1.5853840100844934E-2,4.8800588309471732E-4,3.0046037678820012E-6,2.9203799990507203E-5,7.2397117786716855E-3,3.4596582695638534E-2]
[2004,5,1,3,1.7496069591063174E-2,1.1499032599375023E-2,1.1895600000000033E-3,1.610000000000018E-6,6.356455645161313E-5,6.3675914605499928E-3,3.6617428207439802E-2,null,1.3899565094743428E-2,1.3291717163477365E-2,4.8800588309471732E-4,3.0046037678820016E-6,3.0882872832759011E-5,6.3675914605499928E-3,2.7713175617916152E-2]
[2004,5,1,4,1.8196189701403881E-2,1.1152630743767796E-2,1.1895600000000033E-3,1.610000000000018E-6,6.356455645161313E-5,6.3885401049603397E-3,3.6992095106583626E-2,null,1.4455768017758223E-2,1.2891311698944181E-2,4.8800588309471732E-4,3.0046037678820016E-6,3.0882872832759011E-5,6.3885401049603397E-3,2.7868973076397761E-2]
[2004,5,1,9,3.1084086082050169E-2,1.445020050736206E-2,0,0,6.356455645161313E-5,8.4507093474035008E-3,5.4048560493267346E-2,null,2.4694419261383955E-2,1.6702968396648653E-2,0,0,3.0882872832759011E-5,8.4507093474035008E-3,4.1428270530865369E-2]
[2004,5,1,11,3.6328770825506722E-2,1.3738239319460001E-2,0,0,6.356455645161313E-5,4.6271853677346793E-3,5.4757760069153019E-2,null,2.8861002882560115E-2,1.5880013364633017E-2,0,0,3.0882872832759011E-5,4.6271853677346793E-3,4.4771899120025896E-2]
[2004,5,1,15,2.7668661327139382E-2,1.3705667544046252E-2,0,0,6.356455645161313E-5,6.0160051299349418E-3,4.7453898557572191E-2,null,2.1981071645795519E-2,1.584236369083912E-2,0,0,3.0882872832759011E-5,6.0160051299349418E-3,3.78543182094674E-2]
[2004,5,1,18,3.301691628702131E-2,1.219953895680497E-2,0,0,6.356455645161313E-5,3.6101170438436426E-3,4.8890136844121537E-2,null,2.6229935516120694E-2,1.4101431571512236E-2,0,0,3.0882872832759011E-5,3.6101170438436426E-3,4.0362249960465689E-2]
[2004,5,1,21,3.3961436356258548E-2,1.1196965922755002E-2,1.1895600000000033E-3,1.610000000000018E-6,6.356455645161313E-5,3.76270487777031E-3,5.0175841713235483E-2,null,2.6980299368831957E-2,1.2942558675974415E-2,4.8800588309471732E-4,3.0046037678820016E-6,3.0882872832759011E-5,3.76270487777031E-3,4.0444751404501732E-2]
[2004,5,2,1,1.6766460087622441E-2,1.02932412363616E-2,1.1895600000000033E-3,1.610000000000018E-6,6.356455645161313E-5,4.4402107679999952E-3,3.2754646648435651E-2,null,1.3319934639226838E-2,1.1897944459831899E-2,4.8800588309471732E-4,3.0046037678820016E-6,3.0882872832759011E-5,4.4402107679999952E-3,2.5739772458754098E-2]
[2004,5,2,2,1.4891002158608229E-2,1.0353963848260777E-2,1.1895600000000033E-3,1.610000000000018E-6,6.356455645161313E-5,5.3613583061274186E-3,3.1861058869448039E-2,null,1.1829997174637589E-2,1.1968133649732563E-2,4.8800588309471732E-4,3.0046037678820016E-6,3.0882872832759011E-5,5.3613583061274186E-3,2.4320024184065512E-2]
[2004,5,2,6,1.6208581349246409E-2,1.059340515194988E-2,1.1895600000000033E-3,1.610000000000018E-6,6.356455645161313E-5,5.5368038955235571E-3,3.3593524953171458E-2,null,1.287673385069135E-2,1.2244903548277144E-2,4.8800588309471732E-4,3.0046037678820016E-6,3.0882872832759011E-5,5.5368038955235571E-3,2.5643530758663852E-2]
[2004,5,2,9,2.7601051989993738E-2,1.2003642823202921E-2,0,0,6.356455645161313E-5,5.1906138460572245E-3,4.4858873215705503E-2,null,2.1927360132030831E-2,1.3874995479714504E-2,0,0,3.0882872832759011E-5,5.1906138460572245E-3,3.5833238484578096E-2]
[2004,5,2,12,2.7867631531767086E-2,1.2748474403174595E-2,0,0,6.356455645161313E-5,5.1015845127442986E-3,4.5781255004137593E-2,null,2.2139141393789082E-2,1.4735945356136938E-2,0,0,3.0882872832759011E-5,5.1015845127442986E-3,3.6905969622758779E-2]
[2004,5,2,16,2.5494256272995119E-2,1.2551487899778132E-2,0,0,6.356455645161313E-5,4.3433044301514259E-3,4.2452613159376297E-2,null,2.0253638839523701E-2,1.4508248907279975E-2,0,0,3.0882872832759011E-5,4.3433044301514259E-3,3.479277061963644E-2]
[2004,5,2,19,2.7761091481495082E-2,1.0983106652041249E-2,1.1895600000000033E-3,1.610000000000018E-6,6.356455645161313E-5,2.8961574433025638E-3,4.2895090133290514E-2,null,2.2054501791949056E-2,1.2695359016824894E-2,4.8800588309471732E-4,3.0046037678820016E-6,3.0882872832759011E-5,2.8961574433025638E-3,3.527175416846931E-2]
[2004,5,2,23,2.0875698320166107E-2,1.15934096737363E-2,1.1895600000000033E-3,1.610000000000018E-6,6.356455645161313E-5,4.3376221991316332E-3,3.8061464749485664E-2,null,1.6584474941022605E-2,1.340080750375475E-2,4.8800588309471732E-4,3.0046037678820016E-6,3.0882872832759011E-5,4.3376221991316332E-3,3.0507175804472715E-2]
[2004,5,3,3,1.3555579733044963E-2,1.193940932467354E-2,1.1895600000000033E-3,1.610000000000018E-6,6.356455645161313E-5,5.2780600919451488E-3,3.2027783706115268E-2,null,1.076908513170779E-2,1.3800748060421199E-2,4.8800588309471732E-4,3.0046037678820016E-6,3.0882872832759011E-5,5.2780600919451488E-3,2.5091726551824348E-2]
[2004,5,3,6,1.7931470610398199E-2,1.3338329333453055E-2,1.1895600000000033E-3,1.610000000000018E-6,6.356455645161313E-5,5.3413293778442296E-3,3.7865863878147103E-2,null,1.4245464771185963E-2,1.5417757920192983E-2,4.8800588309471732E-4,3.0046037678820016E-6,3.0882872832759011E-5,5.3413293778442296E-3,3.0185116051074306E-2]
[2004,5,3,7,2.4135117695816763E-2,1.5295190346674694E-2,0,0,6.356455645161313E-5,6.1715916289032157E-3,4.5665464227846293E-2,null,1.9173885753955438E-2,1.767969107771716E-2,0,0,3.0882872832759011E-5,6.1715916289032157E-3,3.6884459704505358E-2]
[2004,5,3,10,2.6672679719644692E-2,1.804503676383843E-2,0,0,6.356455645161313E-5,8.9065316042237445E-3,5.3687812644158478E-2,null,2.1189824725195084E-2,2.0858235055575654E-2,0,0,3.0882872832759011E-5,8.9065316042237445E-3,4.2078942653603499E-2]
[2004,5,3,13,2.5415413806249846E-2,1.8779222725545906E-2,0,0,6.356455645161313E-5,7.4042937792686211E-3,5.1662494867515993E-2,null,2.0191003286261163E-2,2.1706879675379737E-2,0,0,3.0882872832759011E-5,7.4042937792686211E-3,4.1928765834473664E-2]
[2004,5,3,17,2.7455266786042438E-2,1.7924418542369723E-2,0,0,6.356455645161313E-5,7.0259148652034569E-3,5.2469164750067236E-2,null,2.1811542638186007E-2,2.0718812606715837E-2,0,0,3.0882872832759011E-5,7.0259148652034569E-3,4.2561238117734601E-2]
[2004,5,3,20,2.8628866146051167E-2,1.5334977113677806E-2,1.1895600000000033E-3,1.610000000000018E-6,6.356455645161313E-5,3.9027998603504061E-3,4.9121377676531006E-2,null,2.2743896079894015E-2,1.7725680551117146E-2,4.8800588309471732E-4,3.0046037678820016E-6,3.0882872832759011E-5,3.9027998603504061E-3,4.0991469990706519E-2]
[2004,5,4,1,1.6244081339698267E-2,1.3276513502130896E-2,1.1895600000000033E-3,1.610000000000018E-6,6.356455645161313E-5,6.4912559189827584E-3,3.7266585317263533E-2,null,1.2904936437882727E-2,1.5346305079351049E-2,4.8800588309471732E-4,3.0046037678820016E-6,3.0882872832759011E-5,6.4912559189827584E-3,2.8773134876929136E-2]
[2004,5,4,4,1.5721603653467014E-2,1.2796980214366167E-2,1.1895600000000033E-3,1.610000000000018E-6,6.356455645161313E-5,7.1579054008951539E-3,3.6931223825179951E-2,null,1.2489859636060236E-2,1.4792013161630283E-2,4.8800588309471732E-4,3.0046037678820016E-6,3.0882872832759011E-5,7.1579054008951539E-3,2.7803766157385879E-2]
[2004,5,4,7,2.8761066555446337E-2,1.526194190073662E-2,0,0,6.356455645161313E-5,8.6599600420616506E-3,5.2746533054696218E-2,null,2.2848921279203835E-2,1.7641259241324411E-2,0,0,3.0882872832759011E-5,8.6599600420616506E-3,4.0521063393361006E-2]
[2004,5,4,8,3.0513009447040541E-2,1.6930853388311521E-2,0,0,6.356455645161313E-5,1.0212642647942419E-2,5.7720070039746094E-2,null,2.4240733545224144E-2,1.9570351908209233E-2,0,0,3.0882872832759011E-5,1.0212642647942419E-2,4.3841968326266134E-2]
[2004,5,4,11,2.7280210219430445E-2,1.8803305854840583E-2,0,0,6.356455645161313E-5,1.1071724684605423E-2,5.7218805315328067E-2,null,2.1672470823786701E-2,2.1734717333915788E-2,0,0,3.0882872832759011E-5,1.1071724684605423E-2,4.343807103053525E-2]
[2004,5,4,17,2.7734245388629852E-2,1.8608073812865385E-2,0,0,6.356455645161313E-5,8.9796942427804779E-3,5.5385578000727333E-2,null,2.2033174201007696E-2,2.1509048864785305E-2,0,0,3.0882872832759011E-5,8.9796942427804779E-3,4.3573105938625761E-2]
[2004,5,4,19,2.8572525447602106E-2,1.5807300027120573E-2,1.1895600000000033E-3,1.610000000000018E-6,6.356455645161313E-5,4.9220517989090893E-3,5.0556611830083385E-2,null,2.2699136815448929E-2,1.8271638006325339E-2,4.8800588309471732E-4,3.0046037678820016E-6,3.0882872832759011E-5,4.9220517989090893E-3,4.1492668181469627E-2]
[2004,5,4,22,2.7933062802798454E-2,1.4252851615114311E-2,1.1895600000000033E-3,1.610000000000018E-6,6.356455645161313E-5,4.8952294405304715E-3,4.833587841489486E-2,null,2.2191122566257489E-2,1.6474853062979175E-2,4.8800588309471732E-4,3.0046037678820016E-6,3.0882872832759011E-5,4.8952294405304715E-3,3.9187868988932027E-2]
[2004,5,5,2,1.609989475256977E-2,1.370636876870204E-2,1.1895600000000033E-3,1.610000000000018E-6,6.356455645161313E-5,8.0268623067983012E-3,3.9087860384521722E-2,null,1.2790388948050775E-2,1.5843174235527311E-2,4.8800588309471732E-4,3.0046037678820016E-6,3.0882872832759011E-5,8.0268623067983012E-3,2.9155456543273443E-2]
[2004,5,5,5,1.8388684593458427E-2,1.4194469354587187E-2,1.1895600000000033E-3,1.610000000000018E-6,6.356455645161313E-5,8.9574445309129353E-3,4.2795333035410173E-2,null,1.4608693523031959E-2,1.6407369082254295E-2,4.8800588309471732E-4,3.0046037678820016E-6,3.0882872832759011E-5,8.9574445309129353E-3,3.1537955964981615E-2]
[2004,5,5,8,3.1968472511843406E-2,1.8285309313014655E-2,0,0,6.356455645161313E-5,1.0981030012798567E-2,6.1298376394108248E-2,null,2.5397010588301044E-2,2.1135965789722076E-2,0,0,3.0882872832759011E-5,1.0981030012798567E-2,4.6563859250855877E-2]
[2004,5,5,10,2.7938379330721453E-2,1.9690624296288504E-2,0,0,6.356455645161313E-5,1.1674828007966978E-2,5.9367396191428556E-2,null,{"$f":"E3012*V$5","v":2.2195346224923175E-2},2.2760367592382254E-2,0,0,3.0882872832759011E-5,1.1674828007966978E-2,{"$f":"SUM(M3012:Q3012)","v":4.4986596690138186E-2}]
[2004,5,5,13,2.6062737884536363E-2,1.9442373297911753E-2,0,0,6.356455645161313E-5,1.0179524071888598E-2,5.5748199810788324E-2,null,2.0705262967083082E-2,2.247341457894754E-2,0,0,3.0882872832759011E-5,1.0179524071888598E-2,4.3209560418863383E-2]
[2004,5,5,16,2.6355268761801273E-2,1.8636932661324629E-2,0,0,6.356455645161313E-5,9.0287301261278916E-3,5.4084496105705412E-2,null,2.0937660989370496E-2,2.1542406771032547E-2,0,0,3.0882872832759011E-5,9.0287301261278916E-3,4.2510950633235803E-2]
[2004,5,5,20,3.1518683797611392E-2,1.5869928927107573E-2,1.1895600000000033E-3,1.610000000000018E-6,6.356455645161313E-5,6.0688667033599033E-3,5.4712213984530488E-2,null,2.5039680761747188E-2,1.8344030672203353E-2,4.8800588309471732E-4,3.0046037678820016E-6,3.0882872832759011E-5,6.0688667033599033E-3,4.39056047936459E-2]
[2004,5,5,23,2.4453821921477034E-2,1.3756173813360729E-2,1.1895600000000033E-3,1.610000000000018E-6,6.356455645161313E-5,5.2125363680184727E-3,4.4677266659307859E-2,null,1.9427076912545561E-2,1.590074382333365E-2,4.8800588309471732E-4,3.0046037678820016E-6,3.0882872832759011E-5,5.2125363680184727E-3,3.5849714095574574E-2]
[2004,5,6,3,1.6310330115300989E-2,1.2869385984454215E-2,1.1895600000000033E-3,1.610000000000018E-6,6.356455645161313E-5,8.7761018908639743E-3,3.9210552547070794E-2,null,1.2957567068101953E-2,1.4875706899229254E-2,4.8800588309471732E-4,3.0046037678820016E-6,3.0882872832759011E-5,8.7761018908639743E-3,2.8355167327026566E-2]
[2004,5,6,6,2.2326592544797002E-2,1.420132297948098E-2,1.1895600000000033E-3,1.610000000000018E-6,6.356455645161313E-5,9.5678020465057665E-3,4.7350452127235369E-2,null,1.7737122317959503E-2,1.6415291178556363E-2,4.8800588309471732E-4,3.0046037678820016E-6,3.0882872832759011E-5,9.5678020465057665E-3,3.4674306856211222E-2]
[2004,5,6,7,3.0553326788903757E-2,1.5744854044642435E-2,0,0,6.356455645161313E-5,1.019232703616422E-2,5.6554072426162026E-2,null,2.4272763225647972E-2,1.8199456774563288E-2,0,0,3.0882872832759011E-5,1.019232703616422E-2,4.250310287304402E-2]
[2004,5,6,11,2.7471506394606316E-2,1.8973811282553699E-2,0,0,6.356455645161313E-5,1.0994464086815132E-2,5.7503346320426765E-2,null,2.1824444021275046E-2,2.1931804341054427E-2,0,0,3.0882872832759011E-5,1.0994464086815132E-2,4.378713123516223E-2]
[2004,5,6,14,2.3978779214115568E-2,1.9046179978348239E-2,0,0,6.356455645161313E-5,1.0311743152850524E-2,5.3400266901765948E-2,null,1.9049684321633228E-2,2.2015455224524662E-2,0,0,3.0882872832759011E-5,1.0311743152850524E-2,4.1096022418990651E-2]
[2004,5,6,18,2.9211139656848337E-2,1.6834410141451941E-2,0,0,6.356455645161313E-5,6.7623075160962417E-3,5.2871421870848138E-2,null,2.3206477034098956E-2,1.945887328176768E-2,0,0,3.0882872832759011E-5,6.7623075160962417E-3,4.2696233188699396E-2]
[2004,5,6,21,3.1449425872699305E-2,1.4724914062591179E-2,1.1895600000000033E-3,1.610000000000018E-6,6.356455645161313E-5,4.9159063182985362E-3,5.2344980810040645E-2,null,2.4984659545088668E-2,1.7020509445908504E-2,4.8800588309471732E-4,3.0046037678820016E-6,3.0882872832759011E-5,4.9159063182985362E-3,4.2527062350692528E-2]
[2004,5,6,24,1.8876695839004698E-2,1.3794163727174161E-2,1.1895600000000033E-3,1.610000000000018E-6,6.356455645161313E-5,6.6980245844015466E-3,4.0623618707032023E-2,null,1.4996388830205518E-2,1.5944656316415937E-2,4.8800588309471732E-4,3.0046037678820016E-6,3.0882872832759011E-5,6.6980245844015466E-3,3.1462938506316818E-2]
[2004,5,7,4,1.7554803011803299E-2,1.280619754903459E-2,1.1895600000000033E-3,1.610000000000018E-6,6.356455645161313E-5,7.4955655532158352E-3,3.9111300670505347E-2,null,1.3946225231785368E-2,1.4802667467055983E-2,4.8800588309471732E-4,3.0046037678820016E-6,3.0882872832759011E-5,7.4955655532158352E-3,2.927078605853671E-2]
[2004,5,7,8,3.0743066319946884E-2,1.6685695662093995E-2,0,0,6.356455645161313E-5,8.4813583674952248E-3,5.5973684905987718E-2,null,2.4423499763877515E-2,1.9286974404131046E-2,0,0,3.0882872832759011E-5,8.4813583674952248E-3,4.3741357040841325E-2]
[2004,5,7,11,2.7491825227628983E-2,1.8498129444023906E-2,0,0,6.356455645161313E-5,9.2104018405468405E-3,5.5263921068651342E-2,null,2.1840586100544783E-2,2.138196430860817E-2,0,0,3.0882872832759011E-5,9.2104018405468405E-3,4.3253433281985713E-2]
[2004,5,7,12,2.7555358711859126E-2,1.8145936415640992E-2,0,0,6.356455645161313E-5,8.7509692320163566E-3,5.4515828915968088E-2,null,2.1891059596615227E-2,2.0974864834825593E-2,0,0,3.0882872832759011E-5,8.7509692320163566E-3,4.2896807304273581E-2]
[2004,5,7,15,2.3636178439634059E-2,1.7406376095626543E-2,0,0,6.356455645161313E-5,8.0708072402377127E-3,4.9176926331949929E-2,null,1.8777508805776361E-2,2.0120008001086629E-2,0,0,3.0882872832759011E-5,8.0708072402377127E-3,3.8928399679695747E-2]
[2004,5,7,19,2.9297077158358359E-2,1.5297839189140008E-2,1.1895600000000033E-3,1.610000000000018E-6,6.356455645161313E-5,4.6956896684490317E-3,5.0545340572399025E-2,null,2.3274749161738887E-2,1.7682752871355477E-2,4.8800588309471732E-4,3.0046037678820016E-6,3.0882872832759011E-5,4.6956896684490317E-3,4.1479395392789727E-2]
[2004,5,7,21,3.1535268433315645E-2,1.4222736142927753E-2,1.1895600000000033E-3,1.610000000000018E-6,6.356455645161313E-5,4.2574597215349593E-3,5.1270198854229981E-2,null,2.505285624795248E-2,1.6440042626963015E-2,4.8800588309471732E-4,3.0046037678820016E-6,3.0882872832759011E-5,4.2574597215349593E-3,4.2014792234610854E-2]
[2004,5,8,2,1.6765812944787711E-2,1.1714965523534676E-2,1.1895600000000033E-3,1.610000000000018E-6,6.356455645161313E-5,6.2137196571372729E-3,3.5949232681911275E-2,null,{"$f":"E3076*V$5","v":1.3319420523533019E-2},1.3541313756008873E-2,4.8800588309471732E-4,3.0046037678820016E-6,3.0882872832759011E-5,6.2137196571372729E-3,{"$f":"SUM(M3076:Q3076)","v":2.7382627639237253E-2}]
[2004,5,8,6,1.9465571287265691E-2,1.1075169238388489E-2,1.1895600000000033E-3,1.610000000000018E-6,6.356455645161313E-5,6.0500055271664518E-3,3.7845480609272251E-2,null,1.5464214622918459E-2,1.2801774043349146E-2,4.8800588309471732E-4,3.0046037678820016E-6,3.0882872832759011E-5,6.0500055271664518E-3,2.8787882025962962E-2]
[2004,5,8,9,2.9980604846416761E-2,1.3485893996061418E-2,0,0,6.356455645161313E-5,8.5147213055713385E-3,5.2044784704501135E-2,null,2.3817770412584854E-2,1.5588327726110478E-2,0,0,3.0882872832759011E-5,8.5147213055713385E-3,3.9436981011528094E-2]
[2004,5,8,10,3.2203123502801564E-2,1.3418583501029676E-2,0,0,6.356455645161313E-5,7.4579620821065631E-3,5.3143233642389417E-2,null,2.5583426554835319E-2,1.5510523610471725E-2,0,0,3.0882872832759011E-5,7.4579620821065631E-3,4.1124833038139803E-2]
[2004,5,8,13,3.1560076400928498E-2,1.2887926682587147E-2,0,0,6.356455645161313E-5,5.6434130750501015E-3,5.0154980715017367E-2,null,2.5072564672116455E-2,1.4897138068631258E-2,0,0,3.0882872832759011E-5,5.6434130750501015E-3,4.0000585613580469E-2]
[2004,5,8,18,3.2067038976699005E-2,1.0946525340981053E-2,0,0,6.356455645161313E-5,4.000473096272915E-3,4.7077601970404594E-2,null,2.5475315660608195E-2,1.2653074725874389E-2,0,0,3.0882872832759011E-5,4.000473096272915E-3,3.8159273259315341E-2]
[2004,5,8,21,3.3038639705815567E-2,9.9413623056046514E-3,1.1895600000000033E-3,1.610000000000018E-6,6.356455645161313E-5,4.0809027983272793E-3,4.8315639366199113E-2,null,2.6247193453512837E-2,1.1491208051095882E-2,4.8800588309471732E-4,3.0046037678820016E-6,3.0882872832759011E-5,4.0809027983272793E-3,3.826029486430408E-2]
[2004,5,8,24,2.276892342864675E-2,9.4074788002246629E-3,1.1895600000000033E-3,1.610000000000018E-6,6.356455645161313E-5,6.0657716876627629E-3,3.9496908472985801E-2,null,1.8088527351043358E-2,1.0874092785926328E-2,4.8800588309471732E-4,3.0046037678820016E-6,3.0882872832759011E-5,6.0657716876627629E-3,2.9484513496665046E-2]
[2004,5,9,3,1.342481600484611E-2,8.7066653806100389E-3,1.1895600000000033E-3,1.610000000000018E-6,6.356455645161313E-5,5.5694809987914201E-3,2.8955696940699181E-2,null,1.0665201288386791E-2,1.0064023445102542E-2,4.8800588309471732E-4,3.0046037678820016E-6,3.0882872832759011E-5,5.5694809987914201E-3,2.1251118093184692E-2]
[2004,5,9,7,1.7995693361597613E-2,9.6438071187413092E-3,0,0,6.356455645161313E-5,5.5774931139825033E-3,3.3280558150773035E-2,null,1.429648584801774E-2,1.1147264388867447E-2,0,0,3.0882872832759011E-5,5.5774931139825033E-3,2.5474633109717947E-2]
[2004,5,9,10,2.526967011369043E-2,1.1796224770561917E-2,0,0,6.356455645161313E-5,5.610139255806685E-3,4.2739598696510644E-2,null,2.0075218770697015E-2,1.3635241216346877E-2,0,0,3.0882872832759011E-5,5.610139255806685E-3,3.374134285987665E-2]
[2004,5,9,11,2.4186253726946938E-2,1.2436692256356133E-2,0,0,6.356455645161313E-5,5.6065951015419977E-3,4.229310564129668E-2,null,1.9214510226193689E-2,1.4375556768982398E-2,0,0,3.0882872832759011E-5,5.6065951015419977E-3,3.3620949868008849E-2]
[2004,5,9,15,2.1411918673150915E-2,1.2754573998022918E-2,0,0,6.356455645161313E-5,4.3379123963480561E-3,3.8567969623973505E-2,null,1.7010469457256452E-2,1.4742995870068007E-2,0,0,3.0882872832759011E-5,4.3379123963480561E-3,3.1784348200157221E-2]
[2004,5,9,18,2.4988267394648902E-2,1.1559597313195624E-2,0,0,6.356455645161313E-5,2.9419837734831482E-3,3.9553413037779289E-2,null,1.9851661394521887E-2,1.3361723839189732E-2,0,0,3.0882872832759011E-5,2.9419837734831482E-3,3.3244268106544378E-2]
[2004,5,9,22,2.2442264273959213E-2,1.16278959476239E-2,1.1895600000000033E-3,1.610000000000018E-6,6.356455645161313E-5,2.697072120589207E-3,3.8021966898623943E-2,null,1.7829016484288893E-2,1.3440670143900768E-2,4.8800588309471732E-4,3.0046037678820016E-6,3.0882872832759011E-5,2.697072120589207E-3,3.1791579987885017E-2]
[2004,5,10,1,1.3601124138141553E-2,1.1601377490244048E-2,1.1895600000000033E-3,1.610000000000018E-6,6.356455645161313E-5,4.7595618498673707E-3,3.1216798034704587E-2,null,1.0805267396532843E-2,1.3410017492726974E-2,4.8800588309471732E-4,3.0046037678820016E-6,3.0882872832759011E-5,4.7595618498673707E-3,2.4737178248955174E-2]
[2004,5,10,4,1.2588782418379425E-2,1.1966998436176919E-2,1.1895600000000033E-3,1.610000000000018E-6,6.356455645161313E-5,5.0514216620232135E-3,3.086193707303117E-2,null,1.0001023359966733E-2,1.383263827933531E-2,4.8800588309471732E-4,3.0046037678820016E-6,3.0882872832759011E-5,5.0514216620232135E-3,2.43555549989974E-2]
[2004,5,10,8,2.4535919947744355E-2,1.6562019035273132E-2,0,0,6.356455645161313E-5,7.0641784900191918E-3,4.8225682029488293E-2,null,1.9492298810201675E-2,1.9144016748412672E-2,0,0,3.0882872832759011E-5,7.0641784900191918E-3,3.8667198431447107E-2]
[2004,5,10,12,2.3163231752023089E-2,1.9179724271137313E-2,0,0,6.356455645161313E-5,7.7750187320738398E-3,5.0181539311685862E-2,null,1.8401781375305362E-2,2.2169818902791426E-2,0,0,3.0882872832759011E-5,7.7750187320738398E-3,4.0602483150929548E-2]
[2004,5,10,13,2.3288330309980006E-2,1.8962805687233367E-2,0,0,6.356455645161313E-5,6.6863510726302257E-3,4.9001051626295221E-2,null,1.8501164584804532E-2,2.1919082987414511E-2,0,0,3.0882872832759011E-5,6.6863510726302257E-3,4.0451130445051803E-2]
[2004,5,10,16,2.412149576456216E-2,1.7813312357503858E-2,0,0,6.356455645161313E-5,6.5103820143709353E-3,4.8508754692888567E-2,null,1.9163063956568086E-2,2.0590385108873073E-2,0,0,3.0882872832759011E-5,6.5103820143709353E-3,3.9784331938273923E-2]
[2004,5,10,19,2.4368944380202033E-2,1.5764265599199547E-2,1.1895600000000033E-3,1.610000000000018E-6,6.356455645161313E-5,4.1506158495263736E-3,4.5538560385379574E-2,null,1.9359646858961625E-2,1.8221894565798924E-2,4.8800588309471732E-4,3.0046037678820016E-6,3.0882872832759011E-5,4.1506158495263736E-3,3.8103434784455908E-2]
[2004,5,10,23,2.0102113814833289E-2,1.3174100494004713E-2,1.1895600000000033E-3,1.610000000000018E-6,6.356455645161313E-5,3.6939123895425923E-3,3.8224861254832217E-2,null,1.5969909016247667E-2,1.5227926013450488E-2,4.8800588309471732E-4,3.0046037678820016E-6,3.0882872832759011E-5,3.6939123895425923E-3,3.1719728389393513E-2]
[2004,5,11,2,1.4634652872975979E-2,1.3299617846522001E-2,1.1895600000000033E-3,1.610000000000018E-6,6.356455645161313E-5,6.901325218179751E-3,3.6090330494129345E-2,null,1.1626343230299345E-2,1.537301136166134E-2,4.8800588309471732E-4,3.0046037678820016E-6,3.0882872832759011E-5,6.901325218179751E-3,2.7521247951656044E-2]
[2004,5,11,5,1.6564827714727753E-2,1.3951712022073225E-2,1.1895600000000033E-3,1.610000000000018E-6,6.356455645161313E-5,7.5935316504981473E-3,3.9364805943750747E-2,null,1.3159749960166759E-2,1.612676619020656E-2,4.8800588309471732E-4,3.0046037678820016E-6,3.0882872832759011E-5,7.5935316504981473E-3,2.9808409510068676E-2]
[2004,5,11,10,2.6464215125757046E-2,1.9783377801954261E-2,0,0,6.356455645161313E-5,1.0948968264540167E-2,5.7260125748703095E-2,null,2.1024212261343739E-2,2.2867581251668448E-2,0,0,3.0882872832759011E-5,1.0948968264540167E-2,4.3922676385844947E-2]
[2004,5,11,13,2.5152925607832444E-2,1.9982797452627061E-2,0,0,6.356455645161313E-5,9.907007105621677E-3,5.5106294722532798E-2,null,1.9982472348411658E-2,2.3098090172368992E-2,0,0,3.0882872832759011E-5,9.907007105621677E-3,4.3111445393613411E-2]
[2004,5,11,14,2.3458725156633175E-2,2.0097931891893177E-2,0,0,6.356455645161313E-5,1.0189347573317716E-2,5.3809569178295678E-2,null,1.8636532945711961E-2,2.3231173924352089E-2,0,0,3.0882872832759011E-5,1.0189347573317716E-2,4.1898589742896813E-2]
[2004,5,11,17,2.7484266754774798E-2,1.7998834590287591E-2,0,0,6.356455645161313E-5,8.9555774735832986E-3,5.4502243375097306E-2,null,2.1834581352740898E-2,2.0804830021902729E-2,0,0,3.0882872832759011E-5,8.9555774735832986E-3,4.2670294247476384E-2]
[2004,5,11,20,2.9298963894695218E-2,1.5669020895548558E-2,1.1895600000000033E-3,1.610000000000018E-6,6.356455645161313E-5,4.5490964825701157E-3,5.0771815829265515E-2,null,2.327624805921379E-2,1.8111801333928534E-2,4.8800588309471732E-4,3.0046037678820016E-6,3.0882872832759011E-5,4.5490964825701157E-3,4.190994275283768E-2]
[2004,5,11,24,1.7509791368936538E-2,1.3400171984077877E-2,1.1895600000000033E-3,1.610000000000018E-6,6.356455645161313E-5,5.5721988762771641E-3,3.7736896785743199E-2,null,1.3910466214207644E-2,1.5489241761432774E-2,4.8800588309471732E-4,3.0046037678820016E-6,3.0882872832759011E-5,5.5721988762771641E-3,2.9921601335335779E-2]
[2004,5,12,2,1.4336969083264579E-2,1.3445288678987311E-2,1.1895600000000033E-3,1.610000000000018E-6,6.356455645161313E-5,6.6735172076315902E-3,3.5710509526335095E-2,null,1.1389851531909152E-2,1.5541392091724008E-2,4.8800588309471732E-4,3.0046037678820016E-6,3.0882872832759011E-5,6.6735172076315902E-3,2.7453136983328519E-2]
[2004,5,12,8,2.8901458353028698E-2,1.8165085381741657E-2,0,0,6.356455645161313E-5,9.0716265757127459E-3,5.6201734866934722E-2,null,2.2960454039125004E-2,2.0996999100398237E-2,0,0,3.0882872832759011E-5,9.0716265757127459E-3,4.3988336012356001E-2]
[2004,5,12,11,2.5810833655132717E-2,1.9930613553828993E-2,0,0,6.356455645161313E-5,9.9086450590413488E-3,5.5713656824454678E-2,null,2.0505140350056822E-2,2.3037770870087064E-2,0,0,3.0882872832759011E-5,9.9086450590413488E-3,4.3573794092976646E-2]
[2004,5,12,14,2.3039150552766171E-2,2.0270285602854175E-2,0,0,6.356455645161313E-5,9.8702649479142091E-3,5.3243265659986168E-2,null,1.830320639552897E-2,2.3430397359747328E-2,0,0,3.0882872832759011E-5,9.8702649479142091E-3,4.1764486628109054E-2]
[2004,5,12,15,2.3118510573299635E-2,1.9707271425030908E-2,0,0,6.356455645161313E-5,9.9385307371164695E-3,5.2827877291898626E-2,null,1.8366253113855268E-2,2.2779609987332944E-2,0,0,3.0882872832759011E-5,9.9385307371164695E-3,4.1176745974020976E-2]
[2004,5,12,18,2.8343686632975998E-2,1.6946170821780286E-2,0,0,6.356455645161313E-5,6.7175296420378785E-3,5.2070951653245781E-2,null,2.2517338270150261E-2,1.95880573100835E-2,0,0,3.0882872832759011E-5,6.7175296420378785E-3,4.2136278453066521E-2]
[2004,5,12,23,2.2442810251917092E-2,1.3532496161190597E-2,1.1895600000000033E-3,1.610000000000018E-6,6.356455645161313E-5,3.926637603124573E-3,4.1156678572683882E-2,null,1.7829450230629824E-2,1.5642195109540312E-2,4.8800588309471732E-4,3.0046037678820016E-6,3.0882872832759011E-5,3.926637603124573E-3,3.3993538699865496E-2]
[2004,5,13,2,1.6910869204546989E-2,1.3804256775133208E-2,1.1895600000000033E-3,1.610000000000018E-6,6.356455645161313E-5,8.3857321790601885E-3,4.0355592715192005E-2,null,1.3434658915471855E-2,1.5956322857721014E-2,4.8800588309471732E-4,3.0046037678820016E-6,3.0882872832759011E-5,8.3857321790601885E-3,2.9912875132888227E-2]
[2004,5,13,5,1.9337766352621948E-2,1.4293759652561832E-2,1.1895600000000033E-3,1.610000000000018E-6,6.356455645161313E-5,9.2970515335823317E-3,4.4183312095217732E-2,null,1.536268136144712E-2,1.652213861146044E-2,4.8800588309471732E-4,3.0046037678820016E-6,3.0882872832759011E-5,9.2970515335823317E-3,3.2406713332602921E-2]
[2004,5,13,9,3.1978422652251565E-2,1.9565500859105456E-2,0,0,6.356455645161313E-5,1.0929626992714986E-2,6.2537115060523618E-2,null,2.5404915370777201E-2,{"$f":"F3203*W$5","v":2.2615737570405484E-2},{"$f":"G3203*X$5","v":0},{"$f":"H3203*Y$5","v":0},{"$f":"I3203*Z$5","v":3.0882872832759011E-5},{"$f":"J3203","v":1.0929626992714986E-2},4.8051535814015445E-2]
[2004,5,13,12,2.8240575347437347E-2,1.9597752859035675E-2,0,0,6.356455645161313E-5,1.053663353476476E-2,5.8438526297689392E-2,null,2.2435422613728821E-2,2.2653017616124482E-2,0,0,3.0882872832759011E-5,1.053663353476476E-2,4.5119323102686064E-2]
[2004,5,13,15,2.4866668942446189E-2,1.9364643591099802E-2,0,0,6.356455645161313E-5,1.03146642955945E-2,5.4609541385592111E-2,null,1.9755058806551217E-2,2.2383566909657465E-2,0,0,3.0882872832759011E-5,1.03146642955945E-2,4.2169508589041442E-2]
[2004,5,13,16,2.7460806746701736E-2,1.8892959726690098E-2,0,0,6.356455645161313E-5,9.4212835660362794E-3,5.5838614595879729E-2,null,2.1815943800595969E-2,2.1838348130414194E-2,0,0,3.0882872832759011E-5,9.4212835660362794E-3,4.3685174803842923E-2]
[2004,5,13,20,3.2599085714397832E-2,1.6386094655214328E-2,1.1895600000000033E-3,1.610000000000018E-6,6.356455645161313E-5,6.2467769310486938E-3,5.6486691857112477E-2,null,2.5897994492879654E-2,1.8940665981146493E-2,4.8800588309471732E-4,3.0046037678820016E-6,3.0882872832759011E-5,6.2467769310486938E-3,4.5360553833721506E-2]
[2004,5,13,24,2.0080306238794927E-2,1.4183487140815619E-2,1.1895600000000033E-3,1.610000000000018E-6,6.356455645161313E-5,7.1660998871220611E-3,4.2684627823184225E-2,null,1.5952584221034315E-2,1.6394674755316876E-2,4.8800588309471732E-4,3.0046037678820016E-6,3.0882872832759011E-5,7.1660998871220611E-3,3.286915233604655E-2]
[2004,5,14,3,1.7060429763337971E-2,1.3229882626546596E-2,1.1895600000000033E-3,1.610000000000018E-6,6.356455645161313E-5,8.5613698051116398E-3,4.0106416751447826E-2,null,1.3553475699533076E-2,1.5292404509542638E-2,4.8800588309471732E-4,3.0046037678820016E-6,3.0882872832759011E-5,8.5613698051116398E-3,2.9367773568771072E-2]
[2004,5,14,6,2.2659381206639885E-2,1.4692933958101749E-2,1.1895600000000033E-3,1.610000000000018E-6,6.356455645161313E-5,8.8981786008712725E-3,4.7505228322064524E-2,null,1.8001502706023374E-2,1.6983543683783867E-2,4.8800588309471732E-4,3.0046037678820016E-6,3.0882872832759011E-5,8.8981786008712725E-3,3.55069397495026E-2]
[2004,5,14,10,2.9007326626186263E-2,1.9400257080879234E-2,0,0,6.356455645161313E-5,1.086005452190324E-2,5.9331202785420353E-2,null,2.3044559954831539E-2,2.2424732497219876E-2,0,0,3.0882872832759011E-5,1.086005452190324E-2,4.5500175324884179E-2]
[2004,5,14,13,2.5884899672611331E-2,1.9261423828667881E-2,0,0,6.356455645161313E-5,1.061233546410662E-2,5.5822223521837452E-2,null,2.056398130435768E-2,2.2264255317480483E-2,0,0,3.0882872832759011E-5,1.061233546410662E-2,4.2859119494670923E-2]
[2004,5,14,17,2.7309744319552874E-2,1.7153256216704587E-2,0,0,6.356455645161313E-5,7.3257713034309037E-3,5.1852336396139981E-2,null,2.1695933873303611E-2,1.9827427054819279E-2,0,0,3.0882872832759011E-5,7.3257713034309037E-3,4.1554243800955654E-2]
[2004,5,14,18,2.9964215398976028E-2,1.631565282403924E-2,0,0,6.356455645161313E-5,5.9237218643651722E-3,5.2267154643832053E-2,null,2.3804749991604951E-2,1.8859242358040353E-2,0,0,3.0882872832759011E-5,5.9237218643651722E-3,4.2694875222478064E-2]
[2004,5,14,21,3.1426386118575171E-2,1.4787011092673641E-2,1.1895600000000033E-3,1.610000000000018E-6,6.356455645161313E-5,6.0653071460661625E-3,5.35334389137666E-2,null,2.4966355859192331E-2,1.7092287324039997E-2,4.8800588309471732E-4,3.0046037678820016E-6,3.0882872832759011E-5,6.0653071460661625E-3,4.2580536542927684E-2]
[2004,5,15,1,1.5156282116789944E-2,1.1920167760792553E-2,1.1895600000000033E-3,1.610000000000018E-6,6.356455645161313E-5,6.1680112450048109E-3,3.4499195679038919E-2,null,1.2040745996130673E-2,1.3778506761191996E-2,4.8800588309471732E-4,3.0046037678820016E-6,3.0882872832759011E-5,6.1680112450048109E-3,2.634114611701803E-2]
[2004,5,15,4,1.424603063528667E-2,1.1139299711408094E-2,1.1895600000000033E-3,1.610000000000018E-6,6.356455645161313E-5,6.5120183065839185E-3,3.3152083209730294E-2,null,1.131760645591051E-2,1.2875902375586671E-2,4.8800588309471732E-4,3.0046037678820016E-6,3.0882872832759011E-5,6.5120183065839185E-3,2.4715402191192538E-2]
[2004,5,15,7,2.1688351747065977E-2,1.1373237019239788E-2,0,0,6.356455645161313E-5,7.2201754225636166E-3,4.0345328745320999E-2,null,1.7230078752088304E-2,1.3146310212316624E-2,0,0,3.0882872832759011E-5,7.2201754225636166E-3,3.0407271837237689E-2]
[2004,5,15,10,2.7507292968637773E-2,1.3209228191326439E-2,0,0,6.356455645161313E-5,8.6802192961268985E-3,4.9460305012542727E-2,null,2.1852874281721779E-2,1.52685300741286E-2,0,0,3.0882872832759011E-5,8.6802192961268985E-3,3.7152287228683141E-2]
[2004,5,15,15,2.2968873594135054E-2,1.2209786128760905E-2,0,0,6.356455645161313E-5,7.2856641518195629E-3,4.2527888431167137E-2,null,1.8247375618446741E-2,1.411327626454939E-2,0,0,3.0882872832759011E-5,7.2856641518195629E-3,3.2391534755828892E-2]
[2004,5,15,16,2.4265627726097951E-2,1.2091248313632534E-2,0,0,6.356455645161313E-5,7.0198441787669942E-3,4.3440284774949094E-2,null,1.9277568049682982E-2,1.3976258554733651E-2,0,0,3.0882872832759011E-5,7.0198441787669942E-3,3.3284709477249395E-2]
[2004,5,15,19,2.6848889258665545E-2,1.0788656082026079E-2,1.1895600000000033E-3,1.610000000000018E-6,6.356455645161313E-5,4.2821832012656874E-3,4.317446309840893E-2,null,2.1329812506175685E-2,1.2470593850139563E-2,4.8800588309471732E-4,3.0046037678820016E-6,3.0882872832759011E-5,4.2821832012656874E-3,3.4322299716010606E-2]
[2004,5,15,22,2.6049196258813884E-2,9.7123104207837308E-3,1.1895600000000033E-3,1.610000000000018E-6,6.356455645161313E-5,4.6432217811899004E-3,4.1659463017239134E-2,null,2.0694504967565613E-2,1.1226447268613488E-2,4.8800588309471732E-4,3.0046037678820016E-6,3.0882872832759011E-5,4.6432217811899004E-3,3.2442845595874459E-2]
[2004,5,16,2,1.3463892036319062E-2,9.1560671079455227E-3,1.1895600000000033E-3,1.610000000000018E-6,6.356455645161313E-5,6.6759098634448137E-3,3.0550603564161012E-2,null,{"$f":"E3268*V$5","v":1.0696244823066144E-2},1.0583486330427876E-2,4.8800588309471732E-4,3.0046037678820016E-6,3.0882872832759011E-5,6.6759098634448137E-3,{"$f":"SUM(M3268:Q3268)","v":2.1801624513189378E-2}]
[2004,5,16,7,1.7675096237709624E-2,1.0055852128838173E-2,0,0,6.356455645161313E-5,6.9859639344025852E-3,3.4780476857401994E-2,null,1.4041790896704516E-2,1.162354669222637E-2,0,0,3.0882872832759011E-5,6.9859639344025852E-3,2.5696220461763647E-2]
[2004,5,16,9,2.3555464092069517E-2,1.1460415788643119E-2,0,0,6.356455645161313E-5,7.9343695503099176E-3,4.301381398747417E-2,null,1.8713386156845761E-2,1.3247080041043963E-2,0,0,3.0882872832759011E-5,7.9343695503099176E-3,3.1991349070722486E-2]
[2004,5,16,13,2.2443543454511449E-2,1.3386099529811414E-2,0,0,6.356455645161313E-5,7.5412043180690209E-3,4.3434411858843495E-2,null,1.7830032715577936E-2,1.547297542943577E-2,0,0,3.0882872832759011E-5,7.5412043180690209E-3,3.3333891017846465E-2]
[2004,5,16,16,2.1743560094764577E-2,1.3206158487770032E-2,0,0,6.356455645161313E-5,5.6932441435033109E-3,4.0706527282489538E-2,null,1.7273938432607744E-2,1.5264981807690108E-2,0,0,3.0882872832759011E-5,5.6932441435033109E-3,3.256980311313061E-2]
[2004,5,16,17,2.3978867833264885E-2,1.2757005316212983E-2,0,0,6.356455645161313E-5,5.1734770540602755E-3,4.1972914759989759E-2,null,1.9049754724167246E-2,1.4745806227673091E-2,0,0,3.0882872832759011E-5,5.1734770540602755E-3,3.3826443824673098E-2]
[2004,5,16,20,2.5372607811780502E-2,1.1244626015698355E-2,1.1895600000000033E-3,1.610000000000018E-6,6.356455645161313E-5,4.809606027649461E-3,4.2681574411579937E-2,null,2.0156996522429145E-2,1.2997648916819765E-2,4.8800588309471732E-4,3.0046037678820016E-6,3.0882872832759011E-5,4.809606027649461E-3,3.3676538798944271E-2]
[2004,5,16,24,1.5025236226323187E-2,1.1993093543721496E-2,1.1895600000000033E-3,1.610000000000018E-6,6.356455645161313E-5,5.1554344333048386E-3,3.3428498759801133E-2,null,1.1936637992018041E-2,1.3862801580972693E-2,4.8800588309471732E-4,3.0046037678820016E-6,3.0882872832759011E-5,5.1554344333048386E-3,2.6321332932686091E-2]
[2004,5,17,4,1.1346141433616962E-2,1.2591562117668582E-2,1.1895600000000033E-3,1.610000000000018E-6,6.356455645161313E-5,7.1796951624357643E-3,3.2372133270172923E-2,null,9.0138205389443254E-3,1.4554570644795213E-2,4.8800588309471732E-4,3.0046037678820016E-6,3.0882872832759011E-5,7.1796951624357643E-3,2.4090284543434898E-2]
[2004,5,17,7,1.9704783067451048E-2,1.5817375083847698E-2,0,0,6.356455645161313E-5,9.8467195684746409E-3,4.5432442276225005E-2,null,1.565425385960589E-2,1.8283283751588313E-2,0,0,3.0882872832759011E-5,9.8467195684746409E-3,3.3968420484026964E-2]
[2004,5,17,10,2.3295810328426078E-2,1.8834561391414265E-2,0,0,6.356455645161313E-5,1.1219915715656724E-2,5.3413851991948681E-2,null,1.8507107005344182E-2,2.177084556890772E-2,0,0,3.0882872832759011E-5,1.1219915715656724E-2,4.0308835447084662E-2]
[2004,5,17,14,2.165584653114308E-2,1.8817194025173706E-2,0,0,6.356455645161313E-5,9.8456242398258509E-3,5.0382229352594253E-2,null,1.720425533144589E-2,2.1750770652348511E-2,0,0,3.0882872832759011E-5,9.8456242398258509E-3,3.8985908856627158E-2]
[2004,5,17,17,2.4840899879403733E-2,1.8538956922610362E-2,0,0,6.356455645161313E-5,8.7579995304868687E-3,5.2201420888952577E-2,null,1.9734586850417016E-2,2.1429156739204341E-2,0,0,3.0882872832759011E-5,8.7579995304868687E-3,4.1194626462454115E-2]
[2004,5,17,18,2.4964561337254106E-2,1.7721262970083917E-2,0,0,6.356455645161313E-5,7.1756228605226527E-3,4.9925011724312296E-2,null,1.9832828371128625E-2,2.0483985338972107E-2,0,0,3.0882872832759011E-5,7.1756228605226527E-3,4.0347696582933495E-2]
[2004,5,17,21,2.5974993982499896E-2,1.5999398062937355E-2,1.1895600000000033E-3,1.610000000000018E-6,6.356455645161313E-5,5.112297980268324E-3,4.8341424582157198E-2,null,2.0635555763892394E-2,1.8493683881721415E-2,4.8800588309471732E-4,3.0046037678820016E-6,3.0882872832759011E-5,5.112297980268324E-3,3.9651133005309168E-2]
[2004,5,18,1,1.4341644096409683E-2,1.4145692914620919E-2,1.1895600000000033E-3,1.610000000000018E-6,6.356455645161313E-5,6.1736943711818808E-3,3.5915765938664093E-2,null,1.1393565546030493E-2,1.6350988457304313E-2,4.8800588309471732E-4,3.0046037678820016E-6,3.0882872832759011E-5,6.1736943711818808E-3,2.8266447363030165E-2]
[2004,5,18,5,1.515359670976443E-2,1.4263498696146761E-2,1.1895600000000033E-3,1.610000000000018E-6,6.356455645161313E-5,7.8809762618429948E-3,3.8552806224205802E-2,null,1.203861260328134E-2,1.6487160010409486E-2,4.8800588309471732E-4,3.0046037678820016E-6,3.0882872832759011E-5,7.8809762618429948E-3,2.9047665973386184E-2]
[2004,5,18,8,2.7184497274181242E-2,1.7971367149637745E-2,0,0,6.356455645161313E-5,1.0408438019961051E-2,5.5627867000231652E-2,null,2.1596432699568194E-2,2.0773080442173547E-2,0,0,3.0882872832759011E-5,1.0408438019961051E-2,4.2400396014574501E-2]
[2004,5,18,12,2.4583638407321699E-2,1.9252794506063816E-2,0,0,6.356455645161313E-5,1.0599508876673771E-2,5.4499506346510899E-2,null,1.9530208229323727E-2,2.2254280694452469E-2,0,0,3.0882872832759011E-5,1.0599508876673771E-2,4.1815371796608956E-2]
[2004,5,18,15,2.219658926208741E-2,1.9321354004883724E-2,0,0,6.356455645161313E-5,1.0706951295678136E-2,5.2288459119100884E-2,null,1.7633842602412689E-2,2.2333528531982168E-2,0,0,3.0882872832759011E-5,1.0706951295678136E-2,3.9998254007227618E-2]
[2004,5,18,18,2.6724833966991518E-2,1.6978868194102902E-2,0,0,6.356455645161313E-5,7.7719965138134534E-3,5.1539263231359489E-2,null,{"$f":"E3332*V$5","v":2.1231258108401038E-2},1.962585216118469E-2,0,0,3.0882872832759011E-5,7.7719965138134534E-3,{"$f":"SUM(M3332:Q3332)","v":4.0887993142418491E-2}]
[2004,5,18,20,2.7571803782277478E-2,1.5610613598971533E-2,1.1895600000000033E-3,1.610000000000018E-6,6.356455645161313E-5,5.2873621895047447E-3,4.9724514127205376E-2,null,2.1904124206673949E-2,1.8044288414065402E-2,4.8800588309471732E-4,3.0046037678820016E-6,3.0882872832759011E-5,5.2873621895047447E-3,4.0470305980434711E-2]
[2004,5,18,23,2.1397114171635777E-2,1.3267441883259179E-2,1.1895600000000033E-3,1.610000000000018E-6,6.356455645161313E-5,4.8171443307828956E-3,4.0736434942129474E-2,null,1.6998708179591551E-2,1.5335819206629523E-2,4.8800588309471732E-4,3.0046037678820016E-6,3.0882872832759011E-5,4.8171443307828956E-3,3.285642074591643E-2]
[2004,5,19,2,1.3957533208091181E-2,1.3351571441287409E-2,1.1895600000000033E-3,1.610000000000018E-6,6.356455645161313E-5,7.2530187312579734E-3,3.5816857937088178E-2,null,1.1088412764830431E-2,1.5433064455804691E-2,4.8800588309471732E-4,3.0046037678820016E-6,3.0882872832759011E-5,7.2530187312579734E-3,2.7043370580330482E-2]
[2004,5,19,6,1.9129275780275557E-2,1.4728212944448789E-2,1.1895600000000033E-3,1.610000000000018E-6,6.356455645161313E-5,8.5035887189338338E-3,4.3615812000109805E-2,null,1.5197048259287466E-2,1.7024322619254014E-2,4.8800588309471732E-4,3.0046037678820016E-6,3.0882872832759011E-5,8.5035887189338338E-3,3.2743264238236841E-2]
[2004,5,19,9,2.7640907923273721E-2,1.8548681150956287E-2,0,0,6.356455645161313E-5,1.1073028565551701E-2,5.7326182196233325E-2,null,2.1959023251347631E-2,2.1440396962387472E-2,0,0,3.0882872832759011E-5,1.1073028565551701E-2,4.3430303086567867E-2]
[2004,5,19,11,2.5208219192918581E-2,1.9575286521450356E-2,0,0,6.356455645161313E-5,1.103250691211482E-2,5.5879577182935375E-2,null,2.0026399744860691E-2,2.2627048805069935E-2,0,0,3.0882872832759011E-5,1.103250691211482E-2,4.2684331422763386E-2]
[2004,5,19,17,2.6448433717923006E-2,1.7978853816862379E-2,0,0,6.356455645161313E-5,9.5984028296904975E-3,5.4089254920927497E-2,null,2.1011674890916956E-2,2.0781734271301078E-2,0,0,3.0882872832759011E-5,9.5984028296904975E-3,4.1824292035050795E-2]
[2004,5,19,20,2.8138575858850795E-2,1.5645382465076581E-2,1.1895600000000033E-3,1.610000000000018E-6,6.356455645161313E-5,5.3484021005074872E-3,5.0387094980886483E-2,null,2.235439021248806E-2,1.808447770219632E-2,4.8800588309471732E-4,3.0046037678820016E-6,3.0882872832759011E-5,5.3484021005074872E-3,4.0960761274379739E-2]
[2004,5,19,21,2.9349688981589676E-2,1.4977022203687308E-2,1.1895600000000033E-3,1.610000000000018E-6,6.356455645161313E-5,5.4398453081527043E-3,5.1021291049881311E-2,null,2.3316546061205402E-2,1.7311920925709153E-2,4.8800588309471732E-4,3.0046037678820016E-6,3.0882872832759011E-5,5.4398453081527043E-3,4.1150360346609911E-2]
[2004,5,19,24,1.675478492329914E-2,1.3373168596595901E-2,1.1895600000000033E-3,1.610000000000018E-6,6.356455645161313E-5,6.0682579520471942E-3,3.7450946028393856E-2,null,1.3310659429977188E-2,1.5458028580170402E-2,4.8800588309471732E-4,3.0046037678820016E-6,3.0882872832759011E-5,6.0682579520471942E-3,2.9290581369842951E-2]
[2004,5,20,4,1.3783049826612482E-2,1.2997961367868913E-2,1.1895600000000033E-3,1.610000000000018E-6,6.356455645161313E-5,7.2278889874015642E-3,3.5263634738334576E-2,null,1.0949796311221163E-2,1.5024327021466903E-2,4.8800588309471732E-4,3.0046037678820016E-6,3.0882872832759011E-5,7.2278889874015642E-3,2.6496016692383426E-2]
[2004,5,20,8,2.6437549134172681E-2,1.8512856006101901E-2,0,0,6.356455645161313E-5,1.0099814109294203E-2,5.5113783806020403E-2,null,2.1003027749935982E-2,2.139898672299299E-2,0,0,3.0882872832759011E-5,1.0099814109294203E-2,4.2432897345761736E-2]
[2004,5,20,11,2.3936716517276746E-2,2.0100247498425552E-2,0,0,6.356455645161313E-5,1.0534625866557486E-2,5.4635154438711399E-2,null,1.9016268062642675E-2,2.3233850530999148E-2,0,0,3.0882872832759011E-5,1.0534625866557486E-2,4.228100146647458E-2]
[2004,5,20,15,2.1742285716613723E-2,1.9508788247927383E-2,0,0,6.356455645161313E-5,1.0490597818094971E-2,5.1805236339087693E-2,null,1.7272926016535042E-2,2.2550183535240631E-2,0,0,3.0882872832759011E-5,1.0490597818094971E-2,3.9853992424608436E-2]
[2004,5,20,18,2.6104725608036207E-2,1.7353690815791842E-2,0,0,6.356455645161313E-5,7.5409842931035307E-3,5.1062965273383193E-2,null,2.0738619664307487E-2,2.0059109153101839E-2,0,0,3.0882872832759011E-5,7.5409842931035307E-3,4.0828611690242086E-2]
[2004,5,20,21,2.8103771782233649E-2,1.5447331079689354E-2,1.1895600000000033E-3,1.610000000000018E-6,6.356455645161313E-5,5.0792226121998589E-3,4.9885060030574482E-2,null,2.2326740486589076E-2,1.7855550357599965E-2,4.8800588309471732E-4,3.0046037678820016E-6,3.0882872832759011E-5,5.0792226121998589E-3,4.07041842038844E-2]
[2004,5,20,22,2.5070774702051723E-2,1.4668722091063964E-2,1.1895600000000033E-3,1.610000000000018E-6,6.356455645161313E-5,5.1590941398023237E-3,4.615332548936963E-2,null,1.9917208441192491E-2,1.6955557217454217E-2,4.8800588309471732E-4,3.0046037678820016E-6,3.0882872832759011E-5,5.1590941398023237E-3,3.7394659018342068E-2]
[2004,5,21,1,1.1459945139191578E-2,1.4052316074493594E-2,1.1895600000000033E-3,1.610000000000018E-6,6.356455645161313E-5,5.6612706978684544E-3,3.2428266468005243E-2,null,9.1042306739420372E-3,1.6243054286506409E-2,4.8800588309471732E-4,3.0046037678820016E-6,3.0882872832759011E-5,5.6612706978684544E-3,2.5869178320143807E-2]
[2004,5,21,5,1.1103049048024291E-2,1.3836749306418818E-2,1.1895600000000033E-3,1.610000000000018E-6,6.356455645161313E-5,6.8107891404596442E-3,3.3005322051354369E-2,null,8.8206983968543273E-3,1.5993880933327934E-2,4.8800588309471732E-4,3.0046037678820016E-6,3.0882872832759011E-5,6.8107891404596442E-3,2.5336472689877619E-2]
[2004,5,21,9,2.1176056568501567E-2,1.9796732611295657E-2,0,0,6.356455645161313E-5,1.033954048173575E-2,5.1375894217984594E-2,null,1.682309133442186E-2,{"$f":"F3395*W$5","v":2.2883018058808872E-2},{"$f":"G3395*X$5","v":0},{"$f":"H3395*Y$5","v":0},{"$f":"I3395*Z$5","v":3.0882872832759011E-5},{"$f":"J3395","v":1.033954048173575E-2},3.9736992266063489E-2]
[2004,5,21,12,2.0484737021178916E-2,1.9959112985716773E-2,0,0,6.356455645161313E-5,9.2034351525768325E-3,4.9710849715924141E-2,null,1.6273879924438215E-2,2.3070713327176258E-2,0,0,3.0882872832759011E-5,9.2034351525768325E-3,3.9375476124447237E-2]
[2004,5,21,16,1.9070655157582973E-2,1.7505909568544725E-2,0,0,6.356455645161313E-5,8.6486394991665723E-3,4.5288768781745883E-2,null,1.5150477733446271E-2,2.0235058615900872E-2,0,0,3.0882872832759011E-5,8.6486394991665723E-3,3.5416419222179904E-2]
[2004,5,21,19,2.0840064328223572E-2,1.4782070051986132E-2,1.1895600000000033E-3,1.610000000000018E-6,6.356455645161313E-5,5.8221696372309653E-3,4.269903857389229E-2,null,1.6556165897782183E-2,1.7086575981390604E-2,4.8800588309471732E-4,3.0046037678820016E-6,3.0882872832759011E-5,5.8221696372309653E-3,3.4164635238868146E-2]
[2004,5,21,22,1.9950640172748699E-2,1.2979902728209237E-2,1.1895600000000033E-3,1.610000000000018E-6,6.356455645161313E-5,5.5884147777918378E-3,3.9773692235201399E-2,null,1.5849572403653943E-2,1.5003453062841322E-2,4.8800588309471732E-4,3.0046037678820016E-6,3.0882872832759011E-5,5.5884147777918378E-3,3.1374918826190624E-2]
[2004,5,22,2,1.1899591940554373E-2,1.0468287110949335E-2,1.1895600000000033E-3,1.610000000000018E-6,6.356455645161313E-5,6.5995672574888416E-3,3.0222180865444162E-2,null,9.4535033664420315E-3,1.2100279763740869E-2,4.8800588309471732E-4,3.0046037678820016E-6,3.0882872832759011E-5,6.5995672574888416E-3,2.2075676489878258E-2]
[2004,5,22,3,1.1282142466594832E-2,1.026367010239485E-2,1.1895600000000033E-3,1.610000000000018E-6,6.356455645161313E-5,6.8421092874628477E-3,2.9642656412904145E-2,null,8.962977245055348E-3,1.1863763223672025E-2,4.8800588309471732E-4,3.0046037678820016E-6,3.0882872832759011E-5,6.8421092874628477E-3,2.1348633828422732E-2]
[2004,5,22,7,1.6490663029835612E-2,1.1848567141082057E-2,0,0,6.356455645161313E-5,8.0407499142634356E-3,3.6443544641632714E-2,null,1.3100830620596001E-2,1.3695743695890892E-2,0,0,3.0882872832759011E-5,8.0407499142634356E-3,2.6827457189319653E-2]
[2004,5,22,10,2.3587863300685269E-2,1.3004662665012448E-2,0,0,6.356455645161313E-5,8.020928709413757E-3,4.4677019231563087E-2,null,1.8739125361118405E-2,1.5032073042316095E-2,0,0,3.0882872832759011E-5,8.020928709413757E-3,3.3802081276267257E-2]
[2004,5,22,13,2.2107181130473108E-2,1.2646646571490842E-2,0,0,6.356455645161313E-5,7.3474308856398465E-3,4.2164823144055411E-2,null,1.7562813269858642E-2,1.4618242694942274E-2,0,0,3.0882872832759011E-5,7.3474308856398465E-3,3.221193883763368E-2]
[2004,5,22,17,2.2679100416890634E-2,1.2055432707367524E-2,0,0,6.356455645161313E-5,6.603947189549873E-3,4.1402044870259648E-2,null,1.8017168421404228E-2,1.39348593409825E-2,0,0,3.0882872832759011E-5,6.603947189549873E-3,3.1982910635219491E-2]
[2004,5,22,19,2.3280928285704647E-2,1.0255591100453425E-2,1.1895600000000033E-3,1.610000000000018E-6,6.356455645161313E-5,4.2078217955324841E-3,3.899907573814218E-2,null,1.8495284125898449E-2,1.1854424715598359E-2,4.8800588309471732E-4,3.0046037678820016E-6,3.0882872832759011E-5,4.2078217955324841E-3,3.0871602201192165E-2]
[2004,5,22,22,2.2478194451813257E-2,9.5478744943099554E-3,1.1895600000000033E-3,1.610000000000018E-6,6.356455645161313E-5,4.349785885028718E-3,3.7630589387603552E-2,null,1.785756082925441E-2,1.1036375990241551E-2,4.8800588309471732E-4,3.0046037678820016E-6,3.0882872832759011E-5,4.349785885028718E-3,2.9415830179191318E-2]
[2004,5,23,1,1.4521709306909176E-2,8.7614819661386133E-3,1.1895600000000033E-3,1.610000000000018E-6,6.356455645161313E-5,5.7497580385376971E-3,3.02876838680371E-2,null,1.1536616423921078E-2,1.012738586662946E-2,4.8800588309471732E-4,3.0046037678820016E-6,3.0882872832759011E-5,5.7497580385376971E-3,2.2185895650245896E-2]
[2004,5,23,4,1.2094050252086841E-2,8.6471080806183997E-3,1.1895600000000033E-3,1.610000000000018E-6,6.356455645161313E-5,7.3332640080623407E-3,2.9329156897219197E-2,null,9.6079886892907734E-3,9.9951812377543966E-3,4.8800588309471732E-4,3.0046037678820016E-6,3.0882872832759011E-5,7.3332640080623407E-3,2.0125063286740529E-2]
[2004,5,23,8,1.9549559280841018E-2,1.0533938660006906E-2,0,0,6.356455645161313E-5,7.243483218713001E-3,3.7390545716012538E-2,null,1.5530937984859898E-2,1.2176166305837012E-2,0,0,3.0882872832759011E-5,7.243483218713001E-3,2.7737987163529671E-2]
[2004,5,23,11,2.3395560804739784E-2,1.1502733617971011E-2,0,0,6.356455645161313E-5,7.6615365614823416E-3,4.2623395540644753E-2,null,1.8586352702872854E-2,1.329599516616755E-2,0,0,3.0882872832759011E-5,7.6615365614823416E-3,3.1913230741873161E-2]
[2004,5,23,14,2.095173880226868E-2,1.177587217200673E-2,0,0,6.356455645161313E-5,7.3515892127334554E-3,4.0142764743460478E-2,null,1.6644884487596441E-2,1.3611715673550169E-2,0,0,3.0882872832759011E-5,7.3515892127334554E-3,3.0287483033979372E-2]
[2004,5,23,16,2.1402644348217464E-2,1.1521952151862807E-2,0,0,6.356455645161313E-5,6.267074056839109E-3,3.9255235113370993E-2,null,1.7003101569145845E-2,1.3318209845061525E-2,0,0,3.0882872832759011E-5,6.267074056839109E-3,3.035219428704013E-2]
[2004,5,23,22,2.1885425295409176E-2,9.6163625175086712E-3,1.1895600000000033E-3,1.610000000000018E-6,6.356455645161313E-5,5.5623776532419521E-3,3.8318900022611423E-2,null,1.7386641721810803E-2,1.1115541209191579E-2,4.8800588309471732E-4,3.0046037678820016E-6,3.0882872832759011E-5,5.5623776532419521E-3,2.902407629069774E-2]
[2004,5,23,23,1.8316949805626002E-2,9.3732408156358069E-3,1.1895600000000033E-3,1.610000000000018E-6,6.356455645161313E-5,6.2498881418448443E-3,3.5194813319558267E-2,null,1.455170458915485E-2,1.0834517143065093E-2,4.8800588309471732E-4,3.0046037678820016E-6,3.0882872832759011E-5,6.2498881418448443E-3,2.5908115091915304E-2]
[2004,5,24,2,1.3731126693446904E-2,9.0167010292443953E-3,1.1895600000000033E-3,1.610000000000018E-6,6.356455645161313E-5,7.5971515982616996E-3,3.1599713877404616E-2,null,{"$f":"E3460*V$5","v":1.090854653420115E-2},1.042239325722631E-2,4.8800588309471732E-4,3.0046037678820016E-6,3.0882872832759011E-5,7.5971515982616996E-3,{"$f":"SUM(M3460:Q3460)","v":2.1852833151122818E-2}]
[2004,5,24,5,1.4211235150079765E-2,9.6351279211167474E-3,1.1895600000000033E-3,1.610000000000018E-6,6.356455645161313E-5,8.2012986130563861E-3,3.330239624070451E-2,null,1.1289963555365374E-2,1.1137232115366642E-2,4.8800588309471732E-4,3.0046037678820016E-6,3.0882872832759011E-5,8.2012986130563861E-3,2.2949089030427375E-2]
[2004,5,24,9,2.6774234329586852E-2,1.4545730462621479E-2,0,0,6.356455645161313E-5,1.1654909855406145E-2,5.303843920406609E-2,null,2.1270503697361685E-2,1.6813391350490602E-2,0,0,3.0882872832759011E-5,1.1654909855406145E-2,3.8114777920685045E-2]
[2004,5,24,13,2.4516777736305728E-2,1.5943239434118215E-2,0,0,6.356455645161313E-5,1.0098048165448558E-2,5.0621629892324112E-2,null,1.947709148534716E-2,1.8428770194061004E-2,0,0,3.0882872832759011E-5,1.0098048165448558E-2,3.7936744552240928E-2]
[2004,5,24,16,2.5231061447144484E-2,1.5199069126154967E-2,0,0,6.356455645161313E-5,9.6193567230107024E-3,5.011305185276177E-2,null,2.0044546529078205E-2,1.7568584681112467E-2,0,0,3.0882872832759011E-5,9.6193567230107024E-3,3.7644014083023432E-2]
[2004,5,24,20,2.6753226564953062E-2,1.4006861760509137E-2,1.1895600000000033E-3,1.610000000000018E-6,6.356455645161313E-5,6.1168888843803363E-3,4.8131711766294154E-2,null,2.1253814303752304E-2,1.6190513702755552E-2,4.8800588309471732E-4,3.0046037678820016E-6,3.0882872832759011E-5,6.1168888843803363E-3,3.7966221366203215E-2]
[2004,5,24,23,1.9972440731059096E-2,1.2656183536159892E-2,1.1895600000000033E-3,1.610000000000018E-6,6.356455645161313E-5,5.6056860440500131E-3,3.9489044867720625E-2,null,1.5866891623708482E-2,1.4629266460279367E-2,4.8800588309471732E-4,3.0046037678820016E-6,3.0882872832759011E-5,5.6056860440500131E-3,3.1018051443683206E-2]
[2004,5,24,24,1.5021390700323654E-2,1.2682994762259401E-2,1.1895600000000033E-3,1.610000000000018E-6,6.356455645161313E-5,5.7651758676006814E-3,3.4724295886635351E-2,null,1.1933582955075267E-2,1.466025752244403E-2,4.8800588309471732E-4,3.0046037678820016E-6,3.0882872832759011E-5,5.7651758676006814E-3,2.7115733837214655E-2]
[2004,5,25,3,1.041785165308476E-2,1.3012479923773732E-2,1.1895600000000033E-3,1.610000000000018E-6,6.356455645161313E-5,6.8285140448819644E-3,3.1513580178192072E-2,null,8.2763506652600623E-3,1.5041109001780576E-2,4.8800588309471732E-4,3.0046037678820016E-6,3.0882872832759011E-5,6.8285140448819644E-3,2.3839353026735996E-2]
[2004,5,25,6,1.4434237279169967E-2,1.48759009190282E-2,1.1895600000000033E-3,1.610000000000018E-6,6.356455645161313E-5,8.2584693432003614E-3,3.8823342097850141E-2,null,1.1467125208353935E-2,1.7195034961322082E-2,4.8800588309471732E-4,3.0046037678820016E-6,3.0882872832759011E-5,8.2584693432003614E-3,2.9184053529371375E-2]
[2004,5,25,11,1.9631971537621824E-2,2.0167303792978337E-2,0,0,6.356455645161313E-5,9.8767348830437144E-3,4.9739574770095489E-2,null,1.5596409519581881E-2,2.3311360816627425E-2,0,0,3.0882872832759011E-5,9.8767348830437144E-3,3.8938653209042065E-2]
[2004,5,25,14,1.7766158955786062E-2,2.0230056576470368E-2,0,0,6.356455645161313E-5,9.4743003815606509E-3,4.7534080470268698E-2,null,1.4114134697751938E-2,2.3383896679291416E-2,0,0,3.0882872832759011E-5,9.4743003815606509E-3,3.7528914249876116E-2]
[2004,5,25,18,2.1445272280021559E-2,1.7594966369736079E-2,0,0,6.356455645161313E-5,7.3836700722992666E-3,4.6487473278508523E-2,null,1.7036966873000603E-2,2.0337999259184537E-2,0,0,3.0882872832759011E-5,7.3836700722992666E-3,3.7405849005017901E-2]
[2004,5,25,21,2.3778813771811281E-2,1.5548610760208506E-2,1.1895600000000033E-3,1.610000000000018E-6,6.356455645161313E-5,4.8329528797949614E-3,4.5415111968266371E-2,null,1.8890823917727007E-2,1.7972619411560302E-2,4.8800588309471732E-4,3.0046037678820016E-6,3.0882872832759011E-5,4.8329528797949614E-3,3.7385336688982668E-2]
[2004,5,25,24,1.3157608656149331E-2,1.3436401999181811E-2,1.1895600000000033E-3,1.610000000000018E-6,6.356455645161313E-5,5.4871245324898277E-3,3.3335869744272585E-2,null,1.0452921272142354E-2,1.553111998983402E-2,4.8800588309471732E-4,3.0046037678820016E-6,3.0882872832759011E-5,5.4871245324898277E-3,2.6505934621671733E-2]
[2004,5,26,3,1.0761717718643407E-2,1.3212034985164076E-2,1.1895600000000033E-3,1.610000000000018E-6,6.356455645161313E-5,7.0261944481226322E-3,3.2254681708381736E-2,null,8.5495313780612446E-3,1.5271774443557389E-2,4.8800588309471732E-4,3.0046037678820016E-6,3.0882872832759011E-5,7.0261944481226322E-3,2.4343199181313994E-2]
[2004,5,26,5,1.2346369555423882E-2,1.4020892008406867E-2,1.1895600000000033E-3,1.610000000000018E-6,6.356455645161313E-5,7.9697070759541747E-3,3.5591703196236536E-2,null,9.8084410573577654E-3,1.6206731248464591E-2,4.8800588309471732E-4,3.0046037678820016E-6,3.0882872832759011E-5,7.9697070759541747E-3,2.6537065665517716E-2]
[2004,5,26,8,2.2190528229439843E-2,1.8646180585067867E-2,0,0,6.356455645161313E-5,1.0455017642377292E-2,5.1355291013336621E-2,null,1.7629027479942598E-2,2.1553096434330937E-2,0,0,3.0882872832759011E-5,1.0455017642377292E-2,3.9213006787106292E-2]
[2004,5,26,12,2.0443427859327568E-2,2.0206125352367731E-2,0,0,6.356455645161313E-5,9.6004762998396793E-3,5.0313594067986592E-2,null,1.6241062303247716E-2,2.3356234607773738E-2,0,0,3.0882872832759011E-5,9.6004762998396793E-3,3.9628179783854217E-2]
[2004,5,26,15,1.8416859478126685E-2,2.0221906340370997E-2,0,0,6.356455645161313E-5,9.5700393320166891E-3,4.8272369706965981E-2,null,1.4631076758389193E-2,2.3374475831745137E-2,0,0,3.0882872832759011E-5,9.5700393320166891E-3,3.8036435462967089E-2]
[2004,5,26,19,2.1762316682596688E-2,1.6876638382636158E-2,1.1895600000000033E-3,1.610000000000018E-6,6.356455645161313E-5,5.0880542290417377E-3,4.4981743850726209E-2,null,1.7288839402918293E-2,1.9507684852069884E-2,4.8800588309471732E-4,3.0046037678820016E-6,3.0882872832759011E-5,5.0880542290417377E-3,3.731841761468354E-2]
[2004,5,26,22,2.1551248890828257E-2,1.5202482356500083E-2,1.1895600000000033E-3,1.610000000000018E-6,6.356455645161313E-5,4.9974259889812699E-3,4.3005891792761229E-2,null,1.7121158856392139E-2,1.7572530029729319E-2,4.8800588309471732E-4,3.0046037678820016E-6,3.0882872832759011E-5,4.9974259889812699E-3,3.5215582245816814E-2]
[2004,5,26,24,1.3433568086215033E-2,1.3965978596988265E-2,1.1895600000000033E-3,1.610000000000018E-6,6.356455645161313E-5,5.4655473144658503E-3,3.4119828554120761E-2,null,1.0672154285691052E-2,1.6143256906014477E-2,4.8800588309471732E-4,3.0046037678820016E-6,3.0882872832759011E-5,5.4655473144658503E-3,2.733730455140089E-2]
[2004,5,27,3,1.0535395291104515E-2,1.3366750059668839E-2,1.1895600000000033E-3,1.610000000000018E-6,6.356455645161313E-5,6.8397887459384918E-3,3.199666865316346E-2,null,8.369731949532222E-3,1.5450609401495974E-2,4.8800588309471732E-4,3.0046037678820016E-6,3.0882872832759011E-5,6.8397887459384918E-3,2.4342234710723554E-2]
[2004,5,27,6,1.4495492582729775E-2,1.5518625716630126E-2,1.1895600000000033E-3,1.610000000000018E-6,6.356455645161313E-5,8.1496381482314053E-3,3.9418491004042926E-2,null,1.1515788828191311E-2,1.7937959737806528E-2,4.8800588309471732E-4,3.0046037678820016E-6,3.0882872832759011E-5,8.1496381482314053E-3,2.99756419256932E-2]
[2004,5,27,10,2.0205934447458676E-2,2.0294386666885579E-2,0,0,6.356455645161313E-5,1.0793739906689859E-2,5.135762557748573E-2,null,1.6052388205864698E-2,2.3458255749022761E-2,0,0,3.0882872832759011E-5,1.0793739906689859E-2,3.9541526827720219E-2]
[2004,5,27,13,1.9696088232549484E-2,2.0262272172955322E-2,0,0,6.356455645161313E-5,9.40389204819592E-3,4.9425817010152348E-2,null,1.564734634114448E-2,2.3421134646314311E-2,0,0,3.0882872832759011E-5,9.40389204819592E-3,3.9099363860291551E-2]
[2004,5,27,16,2.0221051015930431E-2,1.9539930308460782E-2,0,0,6.356455645161313E-5,8.6892321811588655E-3,4.8513778062001689E-2,null,1.606439740178088E-2,2.2586180603421855E-2,0,0,3.0882872832759011E-5,8.6892321811588655E-3,3.8681460878035492E-2]
[2004,5,27,21,2.4141461189047957E-2,1.6020421699702882E-2,1.1895600000000033E-3,1.610000000000018E-6,6.356455645161313E-5,4.694693551180234E-3,4.6111310996382694E-2,null,1.9178925274210893E-2,1.8517985076732399E-2,4.8800588309471732E-4,3.0046037678820016E-6,3.0882872832759011E-5,4.694693551180234E-3,3.8218803710638648E-2]
[2004,5,27,24,1.3331062728466058E-2,1.3795132023753438E-2,1.1895600000000033E-3,1.610000000000018E-6,6.356455645161313E-5,5.4659666127039666E-3,3.3846895921375075E-2,null,1.0590720002112322E-2,1.5945775569200973E-2,4.8800588309471732E-4,3.0046037678820016E-6,3.0882872832759011E-5,5.4659666127039666E-3,2.7058388931008655E-2]
[2004,5,28,3,1.1508822382949377E-2,1.3791427313902378E-2,1.1895600000000033E-3,1.610000000000018E-6,6.356455645161313E-5,7.036274640304048E-3,3.3591258893607416E-2,null,9.1430606767450781E-3,1.5941493299793746E-2,4.8800588309471732E-4,3.0046037678820016E-6,3.0882872832759011E-5,7.036274640304048E-3,2.5606447336234184E-2]
[2004,5,28,4,1.1884717642762393E-2,1.374409413755524E-2,1.1895600000000033E-3,1.610000000000018E-6,6.356455645161313E-5,7.6173926036844919E-3,3.4500938940453738E-2,null,9.4416866398725503E-3,1.5886780941426367E-2,4.8800588309471732E-4,3.0046037678820016E-6,3.0882872832759011E-5,7.6173926036844919E-3,2.5850360940994278E-2]
[2004,5,28,7,2.2119159450032778E-2,1.7814332939394106E-2,0,0,6.356455645161313E-5,1.1144663361804258E-2,5.1141720307682756E-2,null,1.7572329317538878E-2,2.0591564798182596E-2,0,0,3.0882872832759011E-5,1.1144663361804258E-2,3.8194776988554238E-2]
[2004,5,28,11,2.2947501716073435E-2,2.0676181957136597E-2,0,0,6.356455645161313E-5,1.0985279065710118E-2,5.4672527295371767E-2,null,1.8230396958824464E-2,2.3899572439666814E-2,0,0,3.0882872832759011E-5,1.0985279065710118E-2,4.2160852271324038E-2]
[2004,5,28,14,1.9584608956751289E-2,1.9618417446846278E-2,0,0,6.356455645161313E-5,9.9489359028356629E-3,4.9215526862884842E-2,null,1.5558782824486812E-2,2.2676903786904911E-2,0,0,3.0882872832759011E-5,9.9489359028356629E-3,3.826656948422448E-2]
[2004,5,28,18,2.303477754827021E-2,1.7284096065293918E-2,0,0,6.356455645161313E-5,6.3328173607323087E-3,4.6715255530748054E-2,null,1.8299732308944276E-2,1.9978664669473584E-2,0,0,3.0882872832759011E-5,6.3328173607323087E-3,3.830927985125062E-2]
[2004,5,28,22,2.1721722688077816E-2,1.4751476127760484E-2,1.1895600000000033E-3,1.610000000000018E-6,6.356455645161313E-5,5.1133585780054353E-3,4.2841291950295353E-2,null,1.7256589938755271E-2,1.7051212503270689E-2,4.8800588309471732E-4,3.0046037678820016E-6,3.0882872832759011E-5,5.1133585780054353E-3,3.4829695801721315E-2]
[2004,5,29,1,1.1303514247354891E-2,1.1694954835159539E-2,1.1895600000000033E-3,1.610000000000018E-6,6.356455645161313E-5,4.4412190677150781E-3,2.8694422706681121E-2,null,8.9799558273774456E-3,1.3518183426754631E-2,4.8800588309471732E-4,3.0046037678820016E-6,3.0882872832759011E-5,4.4412190677150781E-3,2.3020032613827436E-2]
[2004,5,29,4,1.0056678916724465E-2,1.1179208286602431E-2,1.1895600000000033E-3,1.610000000000018E-6,6.356455645161313E-5,5.0833525727574944E-3,2.7573974332536003E-2,null,7.9894208532038293E-3,1.2922032646920045E-2,4.8800588309471732E-4,3.0046037678820016E-6,3.0882872832759011E-5,5.0833525727574944E-3,2.1433346859819236E-2]
[2004,5,29,5,1.014487132933122E-2,1.1419383060033431E-2,1.1895600000000033E-3,1.610000000000018E-6,6.356455645161313E-5,5.3085592207837489E-3,2.8127548166600014E-2,null,8.0594843708133058E-3,1.3199650362206862E-2,4.8800588309471732E-4,3.0046037678820016E-6,3.0882872832759011E-5,5.3085592207837489E-3,2.1781028092715527E-2]
[2004,5,29,8,1.8624433548127754E-2,1.2586919322244755E-2,0,0,6.356455645161313E-5,6.4936338854782935E-3,3.7768551312302417E-2,null,1.4795981755076817E-2,1.4549204043466962E-2,0,0,3.0882872832759011E-5,6.4936338854782935E-3,2.9376068671376539E-2]
[2004,5,29,11,2.3729558473975662E-2,1.2405741409489609E-2,0,0,6.356455645161313E-5,4.6176699389941485E-3,4.0816534378911036E-2,null,1.8851693573910998E-2,1.4339780724435633E-2,0,0,3.0882872832759011E-5,4.6176699389941485E-3,3.3222357171179391E-2]
[2004,5,29,16,2.0058793266798162E-2,1.1711312827390729E-2,0,0,6.356455645161313E-5,4.2974263812385477E-3,3.6131097031879056E-2,null,1.5935493470846444E-2,1.3537091609179572E-2,0,0,3.0882872832759011E-5,4.2974263812385477E-3,2.9503467952858776E-2]
[2004,5,29,19,2.2325958427946074E-2,1.0278899396107537E-2,1.1895600000000033E-3,1.610000000000018E-6,6.356455645161313E-5,2.0504106099398316E-3,3.5910002990445063E-2,null,1.7736618550619001E-2,1.1881366744914286E-2,4.8800588309471732E-4,3.0046037678820016E-6,3.0882872832759011E-5,2.0504106099398316E-3,3.0139878655228644E-2]
[2004,5,29,23,1.7810066938419265E-2,9.0485501609539852E-3,1.1895600000000033E-3,1.610000000000018E-6,6.356455645161313E-5,3.7246419001052168E-3,3.1837993555930082E-2,null,1.4149016924277877E-2,1.0459207628081229E-2,4.8800588309471732E-4,3.0046037678820016E-6,3.0882872832759011E-5,3.7246419001052168E-3,2.5130117912054467E-2]
[2004,5,30,2,1.4169999581945343E-2,9.1889316832948955E-3,1.1895600000000033E-3,1.610000000000018E-6,6.356455645161313E-5,7.6813731996813895E-3,3.2295039021373241E-2,null,1.1257204399915061E-2,1.0621474451295137E-2,4.8800588309471732E-4,3.0046037678820016E-6,3.0882872832759011E-5,7.6813731996813895E-3,2.2400572210905557E-2]
[2004,5,30,3,1.3658361858700088E-2,9.0848699386089256E-3,1.1895600000000033E-3,1.610000000000018E-6,6.356455645161313E-5,7.9906115473555861E-3,3.1988577901116214E-2,null,1.0850739290585235E-2,1.0501189612901073E-2,4.8800588309471732E-4,3.0046037678820016E-6,3.0882872832759011E-5,7.9906115473555861E-3,2.1873822263181665E-2]
[2004,5,30,8,2.1342579004565852E-2,1.1260113320954628E-2,0,0,6.356455645161313E-5,8.3205645720298427E-3,4.098682145400194E-2,null,1.6955383300212453E-2,1.3015550673277261E-2,0,0,3.0882872832759011E-5,8.3205645720298427E-3,3.0001816846322475E-2]
[2004,5,30,10,2.6619339369145886E-2,1.2275656242129802E-2,0,0,6.356455645161313E-5,8.2576711963925319E-3,4.7216231364119829E-2,null,2.1147449055043812E-2,1.4189415444855144E-2,0,0,3.0882872832759011E-5,8.2576711963925319E-3,3.5367747372731718E-2]
[2004,5,30,14,2.3050352373085028E-2,1.3440779662402064E-2,0,0,6.356455645161313E-5,7.4490582254887203E-3,4.400375481742743E-2,null,1.8312105561704047E-2,1.5536180125185208E-2,0,0,3.0882872832759011E-5,7.4490582254887203E-3,3.3879168559722013E-2]
[2004,5,30,17,2.6240892285048306E-2,1.2581031205212671E-2,0,0,6.356455645161313E-5,5.4840726919174109E-3,4.4369560738630007E-2,null,2.0846795822444815E-2,1.4542397976474842E-2,0,0,3.0882872832759011E-5,5.4840726919174109E-3,3.5420076671752419E-2]
[2004,5,30,20,2.7306834298491674E-2,1.1669690520703503E-2,1.1895600000000033E-3,1.610000000000018E-6,6.356455645161313E-5,4.887425140635053E-3,4.511868451628185E-2,null,2.1693622038239355E-2,1.3488980437792147E-2,4.8800588309471732E-4,3.0046037678820016E-6,3.0882872832759011E-5,4.887425140635053E-3,3.5704495835726859E-2]
[2004,5,30,24,1.590223333490743E-2,1.2269468511320285E-2,1.1895600000000033E-3,1.610000000000018E-6,6.356455645161313E-5,5.9108263425879781E-3,3.5337262745267307E-2,null,1.2633358951844066E-2,1.4182263054678575E-2,4.8800588309471732E-4,3.0046037678820016E-6,3.0882872832759011E-5,5.9108263425879781E-3,2.7337515366218E-2]
[2004,5,31,1,1.4550196702466701E-2,1.1501610679927813E-2,1.1895600000000033E-3,1.610000000000018E-6,6.356455645161313E-5,4.88822800301098E-3,3.2194769941857111E-2,null,1.155924793020714E-2,1.3294697163510951E-2,4.8800588309471732E-4,3.0046037678820016E-6,3.0882872832759011E-5,4.88822800301098E-3,2.537583845341345E-2]
[2004,5,31,5,1.171191376162692E-2,1.2523207704070598E-2,1.1895600000000033E-3,1.610000000000018E-6,6.356455645161313E-5,6.2832118625924405E-3,3.1773067884741574E-2,null,9.3044044473226482E-3,1.4475559865012822E-2,4.8800588309471732E-4,3.0046037678820016E-6,3.0882872832759011E-5,6.2832118625924405E-3,2.430185767203083E-2]
[2004,5,31,8,1.9130105152946913E-2,1.4521792369493716E-2,0,0,6.356455645161313E-5,6.0294055000766154E-3,3.9744867578968862E-2,null,1.519770714552322E-2,1.6785721339075511E-2,0,0,3.0882872832759011E-5,6.0294055000766154E-3,3.2014311357431491E-2]
[2004,5,31,11,2.3891186780906501E-2,1.5489674467019189E-2,0,0,6.356455645161313E-5,5.8627801752017591E-3,4.5307205979579067E-2,null,1.8980097451230159E-2,1.7904495025185506E-2,0,0,3.0882872832759011E-5,5.8627801752017591E-3,3.6915475349248425E-2]
[2004,5,31,15,2.1244555266298169E-2,1.524159583152424E-2,0,0,6.356455645161313E-5,4.7668765064312387E-3,4.1316592160705268E-2,null,1.6877509391230193E-2,1.7617741245786755E-2,0,0,3.0882872832759011E-5,4.7668765064312387E-3,3.4526133509849705E-2]
[2004,5,31,18,2.4914048917283649E-2,1.3985447943906517E-2,0,0,6.356455645161313E-5,3.4092012717036957E-3,4.2372262689345477E-2,null,1.9792699320097012E-2,1.6165761499366889E-2,0,0,3.0882872832759011E-5,3.4092012717036957E-3,3.5989343692296658E-2]
[2004,5,31,22,2.2325574629588351E-2,1.3182143896734798E-2,1.1895600000000033E-3,1.610000000000018E-6,6.356455645161313E-5,3.9692230441326056E-3,4.0731676126907375E-2,null,1.7736313646124387E-2,1.523722337244102E-2,4.8800588309471732E-4,3.0046037678820016E-6,3.0882872832759011E-5,3.9692230441326056E-3,3.349543037826077E-2]
[2004,6,1,2,1.0136906468974687E-2,1.2733601237854733E-2,1.1896662684531417E-3,1.6101438281461833E-6,6.1686388888889033E-5,6.672965241076129E-3,3.0796435749075722E-2,null,{"$f":"E3652*V$5","v":8.0531567728107951E-3},1.4718753483251214E-2,4.8804947873539025E-4,3.0048721819129927E-6,2.9970364144959472E-5,6.672965241076129E-3,{"$f":"SUM(M3652:Q3652)","v":2.3292934971124273E-2}]
[2004,6,1,5,9.4298558917493159E-3,1.3516682094699688E-2,1.1896662684531417E-3,1.6101438281461833E-6,6.1686388888889033E-5,7.7026041303819414E-3,3.190210491800112E-2,null,7.491448014608334E-3,1.5623915650187097E-2,4.8804947873539025E-4,3.0048721819129927E-6,2.9970364144959472E-5,7.7026041303819414E-3,2.3636388379857692E-2]
[2004,6,1,6,1.0394249026806168E-2,1.4515830978497802E-2,1.1896662684531417E-3,1.6101438281461833E-6,6.1686388888889033E-5,8.8125689416493295E-3,3.4975611748123477E-2,null,8.2575998116092651E-3,1.6778830574801749E-2,4.8804947873539025E-4,3.0048721819129927E-6,2.9970364144959472E-5,8.8125689416493295E-3,2.5557455101473274E-2]
[2004,6,1,9,1.630226968831993E-2,1.8973494531554166E-2,0,0,6.1686388888889033E-5,1.1673835840758701E-2,4.7011286449521683E-2,null,1.2951163548218157E-2,2.1931438208976736E-2,0,0,2.9970364144959472E-5,1.1673835840758701E-2,3.4912572121339851E-2]
[2004,6,1,12,1.9849143241247855E-2,1.9189919797733702E-2,0,0,6.1686388888889033E-5,9.169633123448236E-3,4.8270382551318679E-2,null,1.5768939253507277E-2,2.2181603899023135E-2,0,0,2.9970364144959472E-5,9.169633123448236E-3,3.798051351667537E-2]
[2004,6,1,16,2.2028872925333107E-2,1.8078373111781284E-2,0,0,6.1686388888889033E-5,7.1511891368549125E-3,4.7320121562858197E-2,null,1.7500602155006199E-2,2.089676849778398E-2,0,0,2.9970364144959472E-5,7.1511891368549125E-3,3.8427341016935145E-2]
[2004,6,1,19,1.7774289197383022E-2,1.575752697350262E-2,1.1896662684531417E-3,1.6101438281461833E-6,6.1686388888889033E-5,8.839214886527863E-3,4.3623993858583683E-2,null,1.4120593681109586E-2,1.8214105396922323E-2,4.8804947873539025E-4,3.0048721819129927E-6,2.9970364144959472E-5,8.839214886527863E-3,3.285572379309417E-2]
[2004,6,1,24,1.1980188571454133E-2,1.3844546711985676E-2,1.1896662684531417E-3,1.6101438281461833E-6,6.1686388888889033E-5,5.8122872604474607E-3,3.2889985345057444E-2,null,9.5175324966291028E-3,1.6002893944510217E-2,4.8804947873539025E-4,3.0048721819129927E-6,2.9970364144959472E-5,5.8122872604474607E-3,2.604145115620158E-2]
[2004,6,2,3,9.4028715587476195E-3,1.3706962944893682E-2,1.1896662684531417E-3,1.6101438281461833E-6,6.1686388888889033E-5,6.83501610933892E-3,3.1197813414150396E-2,null,7.4700106002711791E-3,1.5843861043031884E-2,4.8804947873539025E-4,3.0048721819129927E-6,2.9970364144959472E-5,6.83501610933892E-3,2.3834896358365325E-2]
[2004,6,2,6,1.0676052670371869E-2,1.5423612690337202E-2,1.1896662684531417E-3,1.6101438281461833E-6,6.1686388888889033E-5,8.7117404770063866E-3,3.6064368638885631E-2,null,8.481475697978514E-3,1.7828134301499803E-2,4.8804947873539025E-4,3.0048721819129927E-6,2.9970364144959472E-5,8.7117404770063866E-3,2.6830634714540579E-2]
[2004,6,2,7,1.4032300800532846E-2,1.7591874134627837E-2,0,0,6.1686388888889033E-5,1.1121057758748948E-2,4.2806919082798524E-2,null,1.1147811077846459E-2,2.0334424948553923E-2,0,0,2.9970364144959472E-5,1.1121057758748948E-2,3.151220639054534E-2]
[2004,6,2,10,1.7635807680625351E-2,2.0037174314840873E-2,0,0,6.1686388888889033E-5,1.1837253184713299E-2,4.9571921569068415E-2,null,1.4010578523329507E-2,2.3160944318275374E-2,0,0,2.9970364144959472E-5,1.1837253184713299E-2,3.7201493205749843E-2]
[2004,6,2,16,2.3253466910927299E-2,1.8321415043799385E-2,0,0,6.1686388888889033E-5,7.1565800234067506E-3,4.8793148367022324E-2,null,1.8473467730831989E-2,2.117770035803675E-2,0,0,2.9970364144959472E-5,7.1565800234067506E-3,3.9681138453013701E-2]
[2004,6,2,18,2.0442883753930729E-2,1.8061092393398908E-2,0,0,6.1686388888889033E-5,8.6260562978905872E-3,4.7191718834109116E-2,null,1.6240630044542848E-2,2.0876793737373896E-2,0,0,2.9970364144959472E-5,8.6260562978905872E-3,3.7147394146061705E-2]
[2004,6,2,21,2.1733562983882564E-2,1.6003481147036865E-2,1.1896662684531417E-3,1.6101438281461833E-6,6.1686388888889033E-5,6.419620359315815E-3,4.5409627291405415E-2,null,1.7265996334941712E-2,1.8498403513441418E-2,4.8804947873539025E-4,3.0048721819129927E-6,2.9970364144959472E-5,6.419620359315815E-3,3.6285424563445391E-2]
[2004,6,3,1,1.2631693024196049E-2,1.4094731046004744E-2,1.1896662684531417E-3,1.6101438281461833E-6,6.1686388888889033E-5,6.1723718885161221E-3,3.4151758759887095E-2,null,1.0035113231163158E-2,1.6292081698156134E-2,4.8804947873539025E-4,3.0048721819129927E-6,2.9970364144959472E-5,6.1723718885161221E-3,2.6848219644381555E-2]
[2004,6,3,4,1.0394349769093316E-2,1.4064996904174603E-2,1.1896662684531417E-3,1.6101438281461833E-6,6.1686388888889033E-5,7.4345401948525541E-3,3.314684966929065E-2,null,8.2576798452402879E-3,1.6257712041414185E-2,4.8804947873539025E-4,3.0048721819129927E-6,2.9970364144959472E-5,7.4345401948525541E-3,2.5036416601716734E-2]
[2004,6,3,7,1.5423077709374497E-2,1.8128788750094847E-2,0,0,6.1686388888889033E-5,1.1607280285899928E-2,4.5220833134258162E-2,null,1.2252698897141871E-2,2.0955043870019768E-2,0,0,2.9970364144959472E-5,1.1607280285899928E-2,3.32377131313066E-2]
[2004,6,3,9,1.8780103206241038E-2,2.0268347463895588E-2,0,0,6.1686388888889033E-5,1.2098087865132098E-2,5.1208224924157615E-2,null,1.4919651847663055E-2,2.3428157067388954E-2,0,0,2.9970364144959472E-5,1.2098087865132098E-2,3.8377779279196972E-2]
[2004,6,3,12,2.2979009146105223E-2,2.0069686407804987E-2,0,0,6.1686388888889033E-5,9.4693484839178943E-3,5.2579730426716993E-2,null,1.8255427699152484E-2,2.3198525005201611E-2,0,0,2.9970364144959472E-5,9.4693484839178943E-3,4.1483923068499053E-2]
[2004,6,3,16,2.610184711231181E-2,1.8519069827554854E-2,0,0,6.1686388888889033E-5,6.862031055771523E-3,5.1544634384527083E-2,null,2.0736332874209402E-2,2.1406169271311139E-2,0,0,2.9970364144959472E-5,6.862031055771523E-3,4.21724725096655E-2]
[2004,6,3,19,2.0896291645132837E-2,1.7937813634737638E-2,1.1896662684531417E-3,1.6101438281461833E-6,6.1686388888889033E-5,7.4314640369001119E-3,4.7518532117940764E-2,null,1.6600835087477353E-2,2.0734295976955402E-2,4.8804947873539025E-4,3.0048721819129927E-6,2.9970364144959472E-5,7.4314640369001119E-3,3.785615577949502E-2]
[2004,6,3,22,2.1634637440452804E-2,1.5380379443316342E-2,1.1896662684531417E-3,1.6101438281461833E-6,6.1686388888889033E-5,5.4896969339700832E-3,4.3757676618909405E-2,null,1.7187405996507237E-2,1.7778161046228636E-2,4.8804947873539025E-4,3.0048721819129927E-6,2.9970364144959472E-5,5.4896969339700832E-3,3.5486591757798135E-2]
[2004,6,4,2,1.0789328530422877E-2,1.3759189496421933E-2,1.1896662684531417E-3,1.6101438281461833E-6,6.1686388888889033E-5,6.0832970484913877E-3,3.1884777876506371E-2,null,8.5714664917534919E-3,1.5904229647550411E-2,4.8804947873539025E-4,3.0048721819129927E-6,2.9970364144959472E-5,6.0832970484913877E-3,2.4996720854366165E-2]
[2004,6,4,5,9.2574413172948865E-3,1.4838103434442404E-2,1.1896662684531417E-3,1.6101438281461833E-6,6.1686388888889033E-5,6.9199232596941027E-3,3.226843081260157E-2,null,7.3544751025815128E-3,1.7151344896939397E-2,4.8804947873539025E-4,3.0048721819129927E-6,2.9970364144959472E-5,6.9199232596941027E-3,2.502684471458317E-2]
[2004,6,4,6,1.0507224031991178E-2,1.519339472752375E-2,1.1896662684531417E-3,1.6101438281461833E-6,6.1686388888889033E-5,8.1907337120954455E-3,3.5144315272780551E-2,null,8.3473515944582615E-3,1.7562025650948221E-2,4.8804947873539025E-4,3.0048721819129927E-6,2.9970364144959472E-5,8.1907337120954455E-3,2.6430401960468745E-2]
[2004,6,4,10,1.8584511111600421E-2,1.9620422056499644E-2,0,0,6.1686388888889033E-5,1.2020383204286484E-2,5.0287002761275443E-2,null,1.4764265802967443E-2,2.2679220912654875E-2,0,0,2.9970364144959472E-5,1.2020383204286484E-2,3.7473457079767278E-2]
[2004,6,4,13,2.210537530599686E-2,1.8997986999090721E-2,0,0,6.1686388888889033E-5,8.4062729736319505E-3,4.9571321667608428E-2,null,1.7561378651944792E-2,2.1959749021066201E-2,0,0,2.9970364144959472E-5,8.4062729736319505E-3,3.9551098037155959E-2]
[2004,6,4,17,2.6037667836342916E-2,1.6152960116660661E-2,0,0,6.1686388888889033E-5,5.0818705288995323E-3,4.7334184870791995E-2,null,2.0685346335808871E-2,1.8671186064404488E-2,0,0,2.9970364144959472E-5,5.0818705288995323E-3,3.9386502764358323E-2]
[2004,6,4,20,2.0236699853897939E-2,1.5286291241028782E-2,1.1896662684531417E-3,1.6101438281461833E-6,6.1686388888889033E-5,7.068903009290751E-3,4.3844856905387648E-2,null,1.6076829453497091E-2,1.7669404612814035E-2,4.8804947873539025E-4,3.0048721819129927E-6,2.9970364144959472E-5,7.068903009290751E-3,3.4267258781373384E-2]
[2004,6,4,23,1.8720328214975893E-2,1.1387724097622006E-2,1.1896662684531417E-3,1.6101438281461833E-6,6.1686388888889033E-5,5.5426444269552483E-3,3.6903659540723326E-2,null,1.4872164246073268E-2,1.3163055807801938E-2,4.8804947873539025E-4,3.0048721819129927E-6,2.9970364144959472E-5,5.5426444269552483E-3,2.8556244768937467E-2]
[2004,6,5,3,9.9945662860674005E-3,9.4816350077216102E-3,1.1896662684531417E-3,1.6101438281461833E-6,6.1686388888889033E-5,7.3668734246897559E-3,2.8096037519648943E-2,null,7.9400761390364481E-3,1.0959809851901002E-2,4.8804947873539025E-4,3.0048721819129927E-6,2.9970364144959472E-5,7.3668734246897559E-3,1.942091070599971E-2]
[2004,6,5,7,1.1058192126527453E-2,1.2205851899188611E-2,0,0,6.1686388888889033E-5,8.6742582002679383E-3,3.1999988614872896E-2,null,8.7850622960117947E-3,1.4108728693588162E-2,0,0,2.9970364144959472E-5,8.6742582002679383E-3,2.2923761353744913E-2]
[2004,6,5,10,1.7507448916859309E-2,1.4081216301312543E-2,0,0,6.1686388888889033E-5,1.0193426355781028E-2,4.184377796284177E-2,null,1.3908605278243754E-2,1.6276460021947031E-2,0,0,2.9970364144959472E-5,1.0193426355781028E-2,3.0215035664335744E-2]
[2004,6,5,11,1.866503920684337E-2,1.394962799984828E-2,0,0,6.1686388888889033E-5,9.4766432377863842E-3,4.2152996833366929E-2,null,1.4828240485736012E-2,1.612435727156606E-2,0,0,2.9970364144959472E-5,9.4766432377863842E-3,3.0982568121447032E-2]
[2004,6,5,14,1.8213791345637501E-2,1.281170900047998E-2,0,0,6.1686388888889033E-5,7.9923926917517003E-3,3.907957942675807E-2,null,1.4469751455496987E-2,1.4809038146775278E-2,0,0,2.9970364144959472E-5,7.9923926917517003E-3,2.9308759966417224E-2]
[2004,6,5,18,2.1358659056785044E-2,1.1313624431521861E-2,0,0,6.1686388888889033E-5,5.6837335504365217E-3,3.8417703427632316E-2,null,1.6968157925472384E-2,1.307740409795595E-2,0,0,2.9970364144959472E-5,5.6837335504365217E-3,3.0075532387573291E-2]
[2004,6,5,20,2.0550920600390814E-2,1.0214843860293518E-2,1.1896662684531417E-3,1.6101438281461833E-6,6.1686388888889033E-5,4.9704530626566434E-3,3.6989180324511151E-2,null,1.6326458760083037E-2,1.1807325032497434E-2,4.8804947873539025E-4,3.0048721819129927E-6,2.9970364144959472E-5,4.9704530626566434E-3,2.865480850764273E-2]
[2004,6,6,1,1.1229536490149298E-2,8.5965587949902757E-3,1.1896662684531417E-3,1.6101438281461833E-6,6.1686388888889033E-5,6.1622748835772337E-3,2.7241332969886983E-2,null,8.9211849905051748E-3,9.9367513827576057E-3,4.8804947873539025E-4,3.0048721819129927E-6,2.9970364144959472E-5,6.1622748835772337E-3,1.9378961088325042E-2]
[2004,6,6,5,8.2334906970936532E-3,8.3955610549222657E-3,1.1896662684531417E-3,1.6101438281461833E-6,6.1686388888889033E-5,7.3752919540077851E-3,2.5257306507193881E-2,null,6.5410084993988322E-3,9.7044183505312839E-3,4.8804947873539025E-4,3.0048721819129927E-6,2.9970364144959472E-5,7.3752919540077851E-3,1.6766451564992377E-2]
[2004,6,6,8,1.2886529448588523E-2,1.0389041896959274E-2,0,0,6.1686388888889033E-5,8.9570160242050702E-3,3.2294273758641759E-2,null,1.0237565299092984E-2,1.2008680321630202E-2,0,0,2.9970364144959472E-5,8.9570160242050702E-3,2.2276215984868144E-2]
[2004,6,6,9,1.5679271069888357E-2,1.094393427990158E-2,0,0,6.1686388888889033E-5,9.2125182574741699E-3,3.5897409996152999E-2,null,1.2456228968439849E-2,{"$f":"F3779*W$5","v":1.2650079721666511E-2},{"$f":"G3779*X$5","v":0},{"$f":"H3779*Y$5","v":0},{"$f":"I3779*Z$5","v":2.9970364144959472E-5},{"$f":"J3779","v":9.2125182574741699E-3},2.513627905425132E-2]
[2004,6,6,12,1.9581044037673433E-2,1.1763004523496517E-2,0,0,6.1686388888889033E-5,8.749857842739529E-3,4.0155592792798372E-2,null,1.555595071270752E-2,1.3596841974995206E-2,0,0,2.9970364144959472E-5,8.749857842739529E-3,2.9182763051847683E-2]
[2004,6,6,15,1.9151742572590898E-2,1.1199887578796036E-2,0,0,6.1686388888889033E-5,7.2100521965020063E-3,3.7623368736777831E-2,null,1.5214896761811524E-2,1.2945935814478093E-2,0,0,2.9970364144959472E-5,7.2100521965020063E-3,2.8190802940434575E-2]
[2004,6,6,21,2.268155868671011E-2,9.8317724480288474E-3,1.1896662684531417E-3,1.6101438281461833E-6,6.1686388888889033E-5,6.095884581307217E-3,3.9862178517216351E-2,null,1.8019121367532979E-2,1.1364533274040068E-2,4.8804947873539025E-4,3.0048721819129927E-6,2.9970364144959472E-5,6.095884581307217E-3,2.9904679356635308E-2]
[2004,6,6,23,1.6827215952542482E-2,1.0005406713594447E-2,1.1896662684531417E-3,1.6101438281461833E-6,6.1686388888889033E-5,5.9560125112226789E-3,3.4041597978529785E-2,null,1.3368201485386099E-2,1.156523690087486E-2,4.8804947873539025E-4,3.0048721819129927E-6,2.9970364144959472E-5,5.9560125112226789E-3,2.5454463101323221E-2]
[2004,6,7,2,1.1916552622050535E-2,1.172956687173766E-2,1.1896662684531417E-3,1.6101438281461833E-6,6.1686388888889033E-5,6.0748303691150344E-3,3.0973912664073403E-2,null,9.4669775981990612E-3,1.3558191435834744E-2,4.8804947873539025E-4,3.0048721819129927E-6,2.9970364144959472E-5,6.0748303691150344E-3,2.3546193749096066E-2]
[2004,6,7,6,1.1650671331186429E-2,1.3937581042302227E-2,1.1896662684531417E-3,1.6101438281461833E-6,6.1686388888889033E-5,8.1041786157282827E-3,3.4945393790387115E-2,null,9.2557510543970333E-3,1.6110432208653266E-2,4.8804947873539025E-4,3.0048721819129927E-6,2.9970364144959472E-5,8.1041786157282827E-3,2.5887207978112559E-2]
[2004,6,7,9,2.0302478011549736E-2,1.8687508263882806E-2,0,0,6.1686388888889033E-5,1.137532777504539E-2,5.042700043936682E-2,null,1.6129086206325763E-2,2.1600867045735331E-2,0,0,2.9970364144959472E-5,1.137532777504539E-2,3.7759923616206052E-2]
[2004,6,7,10,2.2095383902563957E-2,1.9138150478604139E-2,0,0,6.1686388888889033E-5,1.0940499197642159E-2,5.223571996769915E-2,null,1.7553441088500578E-2,2.2121763808852998E-2,0,0,2.9970364144959472E-5,1.0940499197642159E-2,3.9705175261498533E-2]
[2004,6,7,14,2.3714979151571277E-2,1.9478684980510502E-2,0,0,6.1686388888889033E-5,9.1868025042568021E-3,5.2442153025227478E-2,null,1.8840111187378852E-2,2.2515387206702226E-2,0,0,2.9970364144959472E-5,9.1868025042568021E-3,4.1385468758226039E-2]
[2004,6,7,17,2.9056546980358696E-2,1.7670049791328336E-2,0,0,6.1686388888889033E-5,6.3737228573106913E-3,5.3162006017886614E-2,null,2.3083662538028595E-2,2.0424788090753262E-2,0,0,2.9970364144959472E-5,6.3737228573106913E-3,4.3538420992926818E-2]
[2004,6,7,21,2.4541052132373207E-2,1.5503678405280365E-2,1.1896662684531417E-3,1.6101438281461833E-6,6.1686388888889033E-5,6.3975099837643148E-3,4.7695203322588066E-2,null,1.9496376019311739E-2,1.7920682159619099E-2,4.8804947873539025E-4,3.0048721819129927E-6,2.9970364144959472E-5,6.3975099837643148E-3,3.79380828939931E-2]
[2004,6,7,24,1.6009467871800725E-2,1.390474885579214E-2,1.1896662684531417E-3,1.6101438281461833E-6,6.1686388888889033E-5,5.318461484813625E-3,3.6485641013576667E-2,null,1.2718550281142068E-2,1.607248152600416E-2,4.8804947873539025E-4,3.0048721819129927E-6,2.9970364144959472E-5,5.318461484813625E-3,2.9312056522208488E-2]
[2004,6,8,4,1.1610674595357102E-2,1.3890611228555299E-2,1.1896662684531417E-3,1.6101438281461833E-6,6.1686388888889033E-5,7.4024711176645915E-3,3.4156719742747171E-2,null,9.2239760760029731E-3,1.6056139860653549E-2,4.8804947873539025E-4,3.0048721819129927E-6,2.9970364144959472E-5,7.4024711176645915E-3,2.5801140651718783E-2]
[2004,6,8,7,1.6080754842698733E-2,1.7942347059207352E-2,0,0,6.1686388888889033E-5,1.0763586023674832E-2,4.4848374314469808E-2,null,1.2775183451651979E-2,2.0739536156536831E-2,0,0,2.9970364144959472E-5,1.0763586023674832E-2,3.3544689972333772E-2]
[2004,6,8,11,2.3435651499518786E-2,2.0706309566396918E-2,0,0,6.1686388888889033E-5,1.1800134468640337E-2,5.6003781923444934E-2,null,1.8618202325948133E-2,2.3934396904911108E-2,0,0,2.9970364144959472E-5,1.1800134468640337E-2,4.2582569595004206E-2]
[2004,6,8,12,2.5944106325704812E-2,2.0431796022798213E-2,0,0,6.1686388888889033E-5,9.9268966334120287E-3,5.6364485370803949E-2,null,2.0611017395774183E-2,2.361708704884059E-2,0,0,2.9970364144959472E-5,9.9268966334120287E-3,4.4258074808759734E-2]
[2004,6,8,15,2.6496114753160816E-2,1.9681176380368218E-2,0,0,6.1686388888889033E-5,9.0903569837405707E-3,5.5329334506158491E-2,null,2.1049554578673295E-2,2.2749446758380653E-2,0,0,2.9970364144959472E-5,9.0903569837405707E-3,4.3828971701198906E-2]
[2004,6,8,18,2.6854609411308183E-2,1.8604134628436735E-2,0,0,6.1686388888889033E-5,8.6706892433253014E-3,5.4191119671959109E-2,null,2.1334356820176859E-2,2.1504495566511912E-2,0,0,2.9970364144959472E-5,8.6706892433253014E-3,4.2868822750833736E-2]
[2004,6,8,22,2.4453017897778876E-2,1.5427057608843445E-2,1.1896662684531417E-3,1.6101438281461833E-6,6.1686388888889033E-5,6.1898603269928115E-3,4.732289863478531E-2,null,1.9426438164530067E-2,1.7832116278421819E-2,4.8804947873539025E-4,3.0048721819129927E-6,2.9970364144959472E-5,6.1898603269928115E-3,3.7779579158014144E-2]
[2004,6,9,1,1.5007426382733044E-2,1.4061631949604365E-2,1.1896662684531417E-3,1.6101438281461833E-6,6.1686388888889033E-5,6.1941393613108011E-3,3.6516160494818387E-2,null,1.192248915253041E-2,{"$f":"F3843*W$5","v":1.6253822494704147E-2},{"$f":"G3843*X$5","v":4.8804947873539025E-4},{"$f":"H3843*Y$5","v":3.0048721819129927E-6},{"$f":"I3843*Z$5","v":2.9970364144959472E-5},{"$f":"J3843","v":6.1941393613108011E-3},2.8697336362296818E-2]
[2004,6,9,4,1.1805802525773295E-2,1.3985358656117223E-2,1.1896662684531417E-3,1.6101438281461833E-6,6.1686388888889033E-5,7.5866136276883257E-3,3.4630737610749016E-2,null,9.3789933704019283E-3,1.6165658291724748E-2,4.8804947873539025E-4,3.0048721819129927E-6,2.9970364144959472E-5,7.5866136276883257E-3,2.6065676377188936E-2]
[2004,6,9,9,2.1408286307159855E-2,1.9979769212519639E-2,0,0,6.1686388888889033E-5,1.2299936566805749E-2,5.3749678475374138E-2,null,1.7007583762999354E-2,2.3094589833478472E-2,0,0,2.9970364144959472E-5,1.2299936566805749E-2,4.0132143960622792E-2]
[2004,6,9,12,2.6798557073998919E-2,2.0841334079839943E-2,0,0,6.1686388888889033E-5,9.4451128259648871E-3,5.7146690368692639E-2,null,2.128982664115079E-2,2.4090471568350046E-2,0,0,2.9970364144959472E-5,9.4451128259648871E-3,4.5410268573645794E-2]
[2004,6,9,13,2.7179202361974946E-2,2.0579866242793402E-2,0,0,6.1686388888889033E-5,1.0352240951037917E-2,5.8172995944695161E-2,null,2.1592226213277128E-2,2.3788241227898826E-2,0,0,2.9970364144959472E-5,1.0352240951037917E-2,4.5410437805320912E-2]
[2004,6,9,16,3.0825171754257145E-2,1.8705466641481962E-2,0,0,6.1686388888889033E-5,7.8597037437220379E-3,5.745202852835004E-2,null,2.4488727546773999E-2,2.1621625111572614E-2,0,0,2.9970364144959472E-5,7.8597037437220379E-3,4.6140323022491575E-2]
[2004,6,9,19,2.537647401902773E-2,1.7960233149743585E-2,1.1896662684531417E-3,1.6101438281461833E-6,6.1686388888889033E-5,7.9583995899844585E-3,5.2548069559925956E-2,null,2.0160067989367644E-2,2.0760210665849977E-2,4.8804947873539025E-4,3.0048721819129927E-6,2.9970364144959472E-5,7.9583995899844585E-3,4.1441303370279882E-2]
[2004,6,9,23,1.9229118477834158E-2,1.5319888248035055E-2,1.1896662684531417E-3,1.6101438281461833E-6,6.1686388888889033E-5,6.7756456482627875E-3,4.2577615175302175E-2,null,1.5276367220996409E-2,1.7708239350502405E-2,4.8804947873539025E-4,3.0048721819129927E-6,2.9970364144959472E-5,6.7756456482627875E-3,3.3505631286561074E-2]
[2004,6,10,1,1.4013995694557524E-2,1.3877209607626789E-2,1.1896662684531417E-3,1.6101438281461833E-6,6.1686388888889033E-5,6.0954735335571756E-3,3.5239641636911664E-2,null,1.1133268782461436E-2,1.6040648944059089E-2,4.8804947873539025E-4,3.0048721819129927E-6,2.9970364144959472E-5,6.0954735335571756E-3,2.7694942441582784E-2]
[2004,6,10,7,1.6107253886877414E-2,1.7700689613856607E-2,0,0,6.1686388888889033E-5,1.1346304274060921E-2,4.521593416368383E-2,null,1.2796235333481381E-2,2.0460204622662827E-2,0,0,2.9970364144959472E-5,1.1346304274060921E-2,3.3286410320289166E-2]
[2004,6,10,10,2.1891572285337557E-2,1.9966006086848696E-2,0,0,6.1686388888889033E-5,1.2946964241916149E-2,5.486622900299129E-2,null,1.7391525132121992E-2,2.3078681054011799E-2,0,0,2.9970364144959472E-5,1.2946964241916149E-2,4.0500176550278752E-2]
[2004,6,10,13,2.5054249204035976E-2,2.0262977739370108E-2,0,0,6.1686388888889033E-5,9.8877640502134864E-3,5.5266677382508463E-2,null,1.9904079936290439E-2,2.3421950209636212E-2,0,0,2.9970364144959472E-5,9.8877640502134864E-3,4.3356000510071609E-2]
[2004,6,10,14,2.4208515715984463E-2,2.0096766312319683E-2,0,0,6.1686388888889033E-5,9.8168010014470057E-3,5.4183769418640046E-2,null,1.9232196024947235E-2,2.3229826632404828E-2,0,0,2.9970364144959472E-5,9.8168010014470057E-3,4.2491993021497025E-2]
[2004,6,10,17,2.919183908554189E-2,1.8163083365090139E-2,0,0,6.1686388888889033E-5,7.2037059506805182E-3,5.4620314790201435E-2,null,2.3191143901943566E-2,2.099468497189581E-2,0,0,2.9970364144959472E-5,7.2037059506805182E-3,4.4215799237984334E-2]
[2004,6,10,22,2.4077584476518116E-2,1.5059822517581393E-2,1.1896662684531417E-3,1.6101438281461833E-6,6.1686388888889033E-5,6.5785213709245527E-3,4.6968891166194238E-2,null,1.9128179104093906E-2,1.7407629703279463E-2,4.8804947873539025E-4,3.0048721819129927E-6,2.9970364144959472E-5,6.5785213709245527E-3,3.7056833522435627E-2]
[2004,6,11,1,1.335603166903533E-2,1.3154409946571331E-2,1.1896662684531417E-3,1.6101438281461833E-6,6.1686388888889033E-5,6.2049085209268393E-3,3.3968312937703672E-2,null,1.0610556309517422E-2,1.5205165734703841E-2,4.8804947873539025E-4,3.0048721819129927E-6,2.9970364144959472E-5,6.2049085209268393E-3,2.6336746759283526E-2]
[2004,6,11,4,1.0433632914572407E-2,1.2930084476965293E-2,1.1896662684531417E-3,1.6101438281461833E-6,6.1686388888889033E-5,6.7869865989083804E-3,3.1403666791616255E-2,null,8.2888879194235217E-3,1.4945868209559877E-2,4.8804947873539025E-4,3.0048721819129927E-6,2.9970364144959472E-5,6.7869865989083804E-3,2.375578084404566E-2]
[2004,6,11,8,1.6692728040786822E-2,1.8619515864377913E-2,0,0,6.1686388888889033E-5,1.0836802710827266E-2,4.6210733004880891E-2,null,1.326135900432631E-2,2.1522274717582932E-2,0,0,2.9970364144959472E-5,1.0836802710827266E-2,3.4813604086054203E-2]
[2004,6,11,11,2.0773024112986711E-2,1.956063632989458E-2,0,0,6.1686388888889033E-5,1.0611323784035918E-2,5.1006670615806105E-2,null,1.6502906516822343E-2,2.2610114667274663E-2,0,0,2.9970364144959472E-5,1.0611323784035918E-2,3.9142991548241968E-2]
[2004,6,11,14,2.2782372419339871E-2,1.859297124383635E-2,0,0,6.1686388888889033E-5,7.6921678344506784E-3,4.9129197886515791E-2,null,1.8099211757653923E-2,2.1491591824443778E-2,0,0,2.9970364144959472E-5,7.6921678344506784E-3,3.9620773946242659E-2]
[2004,6,11,15,2.2532775001805627E-2,1.8114887004311412E-2,0,0,6.1686388888889033E-5,7.9065081951472053E-3,4.8615856590153134E-2,null,1.790092176261017E-2,2.0938974859741284E-2,0,0,2.9970364144959472E-5,7.9065081951472053E-3,3.8869866986496415E-2]
[2004,6,11,19,2.22150257578623E-2,1.5798235713200121E-2,1.1896662684531417E-3,1.6101438281461833E-6,6.1686388888889033E-5,5.8135277663911057E-3,4.5079752038623702E-2,null,1.7648489279016726E-2,1.8261160577387695E-2,4.8804947873539025E-4,3.0048721819129927E-6,2.9970364144959472E-5,5.8135277663911057E-3,3.6430674571466683E-2]
[2004,6,11,23,1.9686810112754284E-2,1.1402247395927415E-2,1.1896662684531417E-3,1.6101438281461833E-6,6.1686388888889033E-5,4.9374341318874568E-3,3.7279454441739329E-2,null,1.5639975438246606E-2,1.3179843269850423E-2,4.8804947873539025E-4,3.0048721819129927E-6,2.9970364144959472E-5,4.9374341318874568E-3,2.9340843423159291E-2]
[2004,6,12,2,1.0820467187569693E-2,9.4939512232210203E-3,1.1896662684531417E-3,1.6101438281461833E-6,6.1686388888889033E-5,7.4012523006179746E-3,2.8968633512578865E-2,null,8.5962042644127951E-3,1.0974046149739788E-2,4.8804947873539025E-4,3.0048721819129927E-6,2.9970364144959472E-5,7.4012523006179746E-3,2.0091275129214846E-2]
[2004,6,12,5,8.9173777849283677E-3,9.3752675326925147E-3,1.1896662684531417E-3,1.6101438281461833E-6,6.1686388888889033E-5,7.9066385209519609E-3,2.7452246639743022E-2,null,7.0843152715477364E-3,1.0836859822734479E-2,4.8804947873539025E-4,3.0048721819129927E-6,2.9970364144959472E-5,7.9066385209519609E-3,1.8442199809344476E-2]
[2004,6,12,9,1.6334463388060508E-2,1.2739616750692843E-2,0,0,6.1686388888889033E-5,1.1106615604615516E-2,4.0242382132257754E-2,null,1.2976739488166026E-2,1.4725706806893567E-2,0,0,2.9970364144959472E-5,1.1106615604615516E-2,2.7732416659204551E-2]
[2004,6,12,12,1.8979307053547032E-2,1.2785679292896677E-2,0,0,6.1686388888889033E-5,9.6824986170704116E-3,4.1509171352403014E-2,null,1.5077907210579953E-2,1.4778950440869992E-2,0,0,2.9970364144959472E-5,9.6824986170704116E-3,2.9886828015594901E-2]
[2004,6,12,16,2.0162255101436918E-2,1.200527720329635E-2,0,0,6.1686388888889033E-5,7.1746202791420337E-3,3.9403838972764192E-2,null,1.6017687617245903E-2,1.3876884657586793E-2,0,0,2.9970364144959472E-5,7.1746202791420337E-3,2.9924542638977654E-2]
[2004,6,12,17,2.0444772217301316E-2,1.1844028128683298E-2,0,0,6.1686388888889033E-5,7.449113746825383E-3,3.9799600481698894E-2,null,1.62421303140412E-2,1.3690497057229384E-2,0,0,2.9970364144959472E-5,7.449113746825383E-3,2.9962597735415542E-2]
[2004,6,12,20,2.0834997516616015E-2,9.9543192813114269E-3,1.1896662684531417E-3,1.6101438281461833E-6,6.1686388888889033E-5,5.0750127154026081E-3,3.7117292314500228E-2,null,1.655214062356871E-2,1.1506185002843793E-2,4.8804947873539025E-4,3.0048721819129927E-6,2.9970364144959472E-5,5.0750127154026081E-3,2.8579350341474765E-2]
[2004,6,12,24,1.4084711008958604E-2,8.5726184398452233E-3,1.1896662684531417E-3,1.6101438281461833E-6,6.1686388888889033E-5,6.7046555575633587E-3,3.061494780753736E-2,null,1.1189447806590097E-2,9.9090787566796061E-3,4.8804947873539025E-4,3.0048721819129927E-6,2.9970364144959472E-5,6.7046555575633587E-3,2.1619551278331962E-2]
[2004,6,13,3,9.6325267579184335E-3,8.512931560480632E-3,1.1896662684531417E-3,1.6101438281461833E-6,6.1686388888889033E-5,7.1815980060432544E-3,2.6580019125612496E-2,null,7.6524577135274894E-3,9.8400867686989947E-3,4.8804947873539025E-4,3.0048721819129927E-6,2.9970364144959472E-5,7.1815980060432544E-3,1.8013569197288744E-2]
[2004,6,13,6,8.866429338370398E-3,8.979507658931735E-3,1.1896662684531417E-3,1.6101438281461833E-6,6.1686388888889033E-5,7.7853143037907068E-3,2.6884214102263014E-2,null,7.0438398238637451E-3,1.0379401487763961E-2,4.8804947873539025E-4,3.0048721819129927E-6,2.9970364144959472E-5,7.7853143037907068E-3,1.7944266026689967E-2]
[2004,6,13,9,1.6657883295754173E-2,1.1267646542861241E-2,0,0,6.1686388888889033E-5,9.5446421475380398E-3,3.7531858375042346E-2,null,1.3233676969840208E-2,1.3024258314902511E-2,0,0,2.9970364144959472E-5,9.5446421475380398E-3,2.6287905648887677E-2]
[2004,6,13,14,1.9970270508520974E-2,1.1927440732459544E-2,0,0,6.1686388888889033E-5,7.8040779991931288E-3,3.9763475629062538E-2,null,1.5865167513657265E-2,1.378691357989611E-2,0,0,2.9970364144959472E-5,7.8040779991931288E-3,2.9682051457698335E-2]
[2004,6,13,15,2.0248854548336005E-2,1.1772623147042145E-2,0,0,6.1686388888889033E-5,7.253238325200393E-3,3.9336402409467439E-2,null,1.6086485620310401E-2,1.3607960129723927E-2,0,0,2.9970364144959472E-5,7.253238325200393E-3,2.9724416114179284E-2]
[2004,6,13,18,2.3881241057415167E-2,1.0535207807788136E-2,0,0,6.1686388888889033E-5,6.7504543215997602E-3,4.1228589575691948E-2,null,1.8972196177726264E-2,1.2177633312143932E-2,0,0,2.9970364144959472E-5,6.7504543215997602E-3,3.1179799854015155E-2]
[2004,6,13,21,2.3702258226908104E-2,1.0686919509033084E-2,1.1896662684531417E-3,1.6101438281461833E-6,6.1686388888889033E-5,6.035007717730881E-3,4.1677148254842249E-2,null,1.883000518502782E-2,1.2352996674749534E-2,4.8804947873539025E-4,3.0048721819129927E-6,2.9970364144959472E-5,6.035007717730881E-3,3.1704026574839617E-2]
[2004,6,14,1,1.3184167575140189E-2,1.1097004354665487E-2,1.1896662684531417E-3,1.6101438281461833E-6,6.1686388888889033E-5,5.8760766036091046E-3,3.141021133458495E-2,null,1.0474020720875001E-2,1.2827013226495845E-2,4.8804947873539025E-4,3.0048721819129927E-6,2.9970364144959472E-5,5.8760766036091046E-3,2.3822058662433108E-2]
[2004,6,14,6,1.1724449378368985E-2,1.3317053696174903E-2,1.1896662684531417E-3,1.6101438281461833E-6,6.1686388888889033E-5,8.3933095569942683E-3,3.4687775432708332E-2,null,9.3143632337804993E-3,1.5393165438109813E-2,4.8804947873539025E-4,3.0048721819129927E-6,2.9970364144959472E-5,8.3933095569942683E-3,2.5228553386952575E-2]
[2004,6,14,8,1.7163625022241696E-2,1.8166628488164936E-2,0,0,6.1686388888889033E-5,1.1029010710002075E-2,4.6420950609297601E-2,null,1.3635458067695004E-2,2.0998782775151235E-2,0,0,2.9970364144959472E-5,1.1029010710002075E-2,3.4664211206991202E-2]
[2004,6,14,12,2.4990514401520801E-2,1.9792819129923138E-2,0,0,6.1686388888889033E-5,8.2563313416233689E-3,5.3101351261956198E-2,null,1.9853446505064674E-2,2.2878494470665388E-2,0,0,2.9970364144959472E-5,8.2563313416233689E-3,4.2761911339875024E-2]
[2004,6,14,15,2.5331187324908366E-2,1.8833494500114557E-2,0,0,6.1686388888889033E-5,7.2027575036584879E-3,5.1429125717570301E-2,null,2.0124090460268231E-2,2.176961235061067E-2,0,0,2.9970364144959472E-5,7.2027575036584879E-3,4.1923673175023858E-2]
[2004,6,14,16,2.7326521509963148E-2,1.8088005954299179E-2,0,0,6.1686388888889033E-5,6.8277789449735426E-3,5.2303992798124761E-2,null,2.1709262332532737E-2,2.0907903088204668E-2,0,0,2.9970364144959472E-5,6.8277789449735426E-3,4.2647135784882363E-2]
[2004,6,14,19,2.313483697534852E-2,1.6993904695294559E-2,1.1896662684531417E-3,1.6101438281461833E-6,6.1686388888889033E-5,7.548112681903028E-3,4.8929817153716283E-2,null,1.8379223449098866E-2,1.9643232833796979E-2,4.8804947873539025E-4,3.0048721819129927E-6,2.9970364144959472E-5,7.548112681903028E-3,3.8543480997958103E-2]
[2004,6,14,23,1.7941303202243786E-2,1.4282641574117901E-2,1.1896662684531417E-3,1.6101438281461833E-6,6.1686388888889033E-5,5.3463045220077908E-3,3.882321209953965E-2,null,1.4253276168465589E-2,1.6509287238720954E-2,4.8804947873539025E-4,3.0048721819129927E-6,2.9970364144959472E-5,5.3463045220077908E-3,3.1283588122248802E-2]
[2004,6,15,3,9.6632957225132737E-3,1.3374097260010992E-2,1.1896662684531417E-3,1.6101438281461833E-6,6.1686388888889033E-5,7.0673877647724065E-3,3.1357743548466849E-2,null,7.676901787898472E-3,1.5459102021031342E-2,4.8804947873539025E-4,3.0048721819129927E-6,2.9970364144959472E-5,7.0673877647724065E-3,2.3657028523992076E-2]
[2004,6,15,6,1.0722830716658218E-2,1.5687957521280889E-2,1.1896662684531417E-3,1.6101438281461833E-6,6.1686388888889033E-5,8.585496444997882E-3,3.6249247484107162E-2,null,8.5186380158338432E-3,1.813369015553936E-2,4.8804947873539025E-4,3.0048721819129927E-6,2.9970364144959472E-5,8.585496444997882E-3,2.7173352886435465E-2]
[2004,6,15,10,1.809809007325312E-2,1.9447745387320938E-2,0,0,6.1686388888889033E-5,1.2218521572969539E-2,4.9826043422432492E-2,null,1.437783381887117E-2,2.2479624170266353E-2,0,0,2.9970364144959472E-5,1.2218521572969539E-2,3.6887428353282486E-2]
[2004,6,15,13,2.0146171174347999E-2,1.9933880791985326E-2,0,0,6.1686388888889033E-5,9.422699049939056E-3,4.9564437405161269E-2,null,1.6004909913637219E-2,2.3041547466518493E-2,0,0,2.9970364144959472E-5,9.422699049939056E-3,3.9076427744300674E-2]
[2004,6,15,16,2.3212234524697537E-2,1.8932140775568096E-2,0,0,6.1686388888889033E-5,6.8372177260887287E-3,4.9043279415243252E-2,null,1.8440711103211754E-2,2.1883637455003383E-2,0,0,2.9970364144959472E-5,6.8372177260887287E-3,4.0354318922360098E-2]
[2004,6,15,17,2.3135030646828057E-2,1.9070213141347374E-2,0,0,6.1686388888889033E-5,7.0512950867168672E-3,4.9318225263781192E-2,null,1.8379377309331466E-2,2.2043235127083213E-2,0,0,2.9970364144959472E-5,7.0512950867168672E-3,4.045258280055964E-2]
[2004,6,15,20,1.8801876823641539E-2,1.7807910691147708E-2,1.1896662684531417E-3,1.6101438281461833E-6,6.1686388888889033E-5,6.8081331532166244E-3,4.467088346917604E-2,null,1.4936949664800275E-2,2.0584141329598866E-2,4.8804947873539025E-4,3.0048721819129927E-6,2.9970364144959472E-5,6.8081331532166244E-3,3.6042115709461399E-2]
[2004,6,15,24,1.2432754117020422E-2,1.4825883805931516E-2,1.1896662684531417E-3,1.6101438281461833E-6,6.1686388888889033E-5,5.5760714839919482E-3,3.408767220811406E-2,null,9.8770683470951869E-3,1.7137220243877857E-2,4.8804947873539025E-4,3.0048721819129927E-6,2.9970364144959472E-5,5.5760714839919482E-3,2.7535313306035307E-2]
[2004,6,16,4,1.0320287887877869E-2,1.4913236415343201E-2,1.1896662684531417E-3,1.6101438281461833E-6,6.1686388888889033E-5,7.0178189051798767E-3,3.3504306009571119E-2,null,8.1988421769494009E-3,1.7238191014049855E-2,4.8804947873539025E-4,3.0048721819129927E-6,2.9970364144959472E-5,7.0178189051798767E-3,2.5958057906061517E-2]
[2004,6,16,7,1.5515970107504672E-2,1.8804485902954797E-2,0,0,6.1686388888889033E-5,1.1326353552598837E-2,4.5708495951947196E-2,null,1.2326496267911173E-2,2.173608135003087E-2,0,0,2.9970364144959472E-5,1.1326353552598837E-2,3.4092547982087003E-2]
[2004,6,16,11,2.0984878418886969E-2,2.1198119595105102E-2,0,0,6.1686388888889033E-5,1.1230113381791718E-2,5.3474797784672679E-2,null,1.6671211901076552E-2,2.450287949188161E-2,0,0,2.9970364144959472E-5,1.1230113381791718E-2,4.1204061757103123E-2]
[2004,6,16,14,2.1365609563323416E-2,2.109604119353569E-2,0,0,6.1686388888889033E-5,8.9592058648954274E-3,5.1482543010643422E-2,null,1.6973679680948307E-2,2.4384887197274652E-2,0,0,2.9970364144959472E-5,8.9592058648954274E-3,4.138853724236792E-2]
[2004,6,16,17,2.6453616364705924E-2,1.9026933708408061E-2,0,0,6.1686388888889033E-5,6.8503386394953682E-3,5.2392575101498244E-2,null,2.1015792189144841E-2,2.1993208485567621E-2,0,0,2.9970364144959472E-5,6.8503386394953682E-3,4.303897103885742E-2]
[2004,6,16,19,2.1120300484462281E-2,1.8613197543308167E-2,1.1896662684531417E-3,1.6101438281461833E-6,6.1686388888889033E-5,7.0445147553125703E-3,4.8030975584253191E-2,null,1.6778796510633097E-2,2.1514971378290577E-2,4.8804947873539025E-4,3.0048721819129927E-6,2.9970364144959472E-5,7.0445147553125703E-3,3.8814792603985938E-2]
[2004,6,16,22,2.1801971127664934E-2,1.6091872948309389E-2,1.1896662684531417E-3,1.6101438281461833E-6,6.1686388888889033E-5,5.082755375738557E-3,4.4229562252883055E-2,null,1.7320342452083318E-2,1.860057548416429E-2,4.8804947873539025E-4,3.0048721819129927E-6,2.9970364144959472E-5,5.082755375738557E-3,3.6441942651309865E-2]
[2004,6,17,1,1.2694109143988747E-2,1.5071591982913194E-2,1.1896662684531417E-3,1.6101438281461833E-6,6.1686388888889033E-5,5.4399963301834603E-3,3.4458660258255579E-2,null,1.0084699049023819E-2,{"$f":"F4035*W$5","v":1.7421234013294564E-2},{"$f":"G4035*X$5","v":4.8804947873539025E-4},{"$f":"H4035*Y$5","v":3.0048721819129927E-6},{"$f":"I4035*Z$5","v":2.9970364144959472E-5},{"$f":"J4035","v":5.4399963301834603E-3},2.8026957777380644E-2]
[2004,6,17,5,1.0720099131072381E-2,1.5487975075292463E-2,1.1896662684531417E-3,1.6101438281461833E-6,6.1686388888889033E-5,7.3991276365530604E-3,3.4860164644088081E-2,null,8.5164679369218559E-3,1.7902530700448935E-2,4.8804947873539025E-4,3.0048721819129927E-6,2.9970364144959472E-5,7.3991276365530604E-3,2.6940023352433052E-2]
[2004,6,17,8,1.8179495614543562E-2,1.9894391684764482E-2,0,0,6.1686388888889033E-5,1.1855957607321362E-2,4.9991531295518296E-2,null,1.4442505579254273E-2,2.299590205768243E-2,0,0,2.9970364144959472E-5,1.1855957607321362E-2,3.7468378001081666E-2]
[2004,6,17,10,2.0366643678366769E-2,2.08874228386275E-2,0,0,6.1686388888889033E-5,1.2334529761448542E-2,5.3650282667331704E-2,null,1.6180061933081361E-2,2.4143745506042268E-2,0,0,2.9970364144959472E-5,1.2334529761448542E-2,4.0353777803268591E-2]
[2004,6,17,16,2.6834925027534814E-2,1.9892538078354768E-2,0,0,6.1686388888889033E-5,6.4033760043498466E-3,5.3192525499128326E-2,null,2.131871877231795E-2,2.299375947638984E-2,0,0,2.9970364144959472E-5,6.4033760043498466E-3,4.4342448612852754E-2]
[2004,6,17,19,2.1912910144530649E-2,1.8761744146168633E-2,1.1896662684531417E-3,1.6101438281461833E-6,6.1686388888889033E-5,7.2984156750330025E-3,4.9226032766902461E-2,null,1.7408476765818529E-2,2.1686676207697184E-2,4.8804947873539025E-4,3.0048721819129927E-6,2.9970364144959472E-5,7.2984156750330025E-3,3.9616177688577975E-2]
[2004,6,17,20,2.2364334714869268E-2,1.8190141993716248E-2,1.1896662684531417E-3,1.6101438281461833E-6,6.1686388888889033E-5,6.8571484016168366E-3,4.8664587911372528E-2,null,1.7767106180735421E-2,2.1025962006326462E-2,4.8804947873539025E-4,3.0048721819129927E-6,2.9970364144959472E-5,6.8571484016168366E-3,3.9314092902124141E-2]
[2004,6,17,23,1.7711669941156465E-2,1.5223598297977089E-2,1.1896662684531417E-3,1.6101438281461833E-6,6.1686388888889033E-5,6.2951798151012249E-3,4.0483410855404953E-2,null,1.4070846483684741E-2,1.7596937919638959E-2,4.8804947873539025E-4,3.0048721819129927E-6,2.9970364144959472E-5,6.2951798151012249E-3,3.218880911838596E-2]
[2004,6,18,3,1.2216837691584954E-2,1.4410375113422321E-2,1.1896662684531417E-3,1.6101438281461833E-6,6.1686388888889033E-5,6.8524463926030611E-3,3.4732621998780508E-2,null,9.7055358554836105E-3,1.6656934274421727E-2,4.8804947873539025E-4,3.0048721819129927E-6,2.9970364144959472E-5,6.8524463926030611E-3,2.6883494844967597E-2]
[2004,6,18,6,1.2418465371996134E-2,1.6525672818757168E-2,1.1896662684531417E-3,1.6101438281461833E-6,6.1686388888889033E-5,8.5549380794207232E-3,3.8752039071344203E-2,null,9.8657168066504271E-3,1.9102004202946981E-2,4.8804947873539025E-4,3.0048721819129927E-6,2.9970364144959472E-5,8.5549380794207232E-3,2.9488745724659669E-2]
[2004,6,18,11,2.2933054262424448E-2,2.0752758696062273E-2,0,0,6.1686388888889033E-5,1.1928282970249388E-2,5.5675782317625003E-2,null,1.8218919334012661E-2,2.3988087394842858E-2,0,0,2.9970364144959472E-5,1.1928282970249388E-2,4.2236977093000484E-2]
[2004,6,18,14,2.4964614403048212E-2,1.9873619068432918E-2,0,0,6.1686388888889033E-5,8.7265289691069448E-3,5.3626448829476966E-2,null,1.983287052868039E-2,2.2971891016871956E-2,0,0,2.9970364144959472E-5,8.7265289691069448E-3,4.2834731909697311E-2]
[2004,6,18,17,2.9642313346967281E-2,1.7235901331065128E-2,0,0,6.1686388888889033E-5,5.2533517191480803E-3,5.2193252786069379E-2,null,2.3549018354122639E-2,1.9922956437446061E-2,0,0,2.9970364144959472E-5,5.2533517191480803E-3,4.3501945155713657E-2]
[2004,6,18,20,2.3474370637423341E-2,1.6346300462143439E-2,1.1896662684531417E-3,1.6101438281461833E-6,6.1686388888889033E-5,7.2720976220488039E-3,4.8345731522785762E-2,null,1.8648962330354586E-2,1.8894667923964201E-2,4.8804947873539025E-4,3.0048721819129927E-6,2.9970364144959472E-5,7.2720976220488039E-3,3.8064654969381044E-2]
[2004,6,18,21,2.4825155448451749E-2,1.542435199090476E-2,1.1896662684531417E-3,1.6101438281461833E-6,6.1686388888889033E-5,6.1021111137239438E-3,4.7604581354250636E-2,null,1.9722078855878143E-2,1.7828988858086009E-2,4.8804947873539025E-4,3.0048721819129927E-6,2.9970364144959472E-5,6.1021111137239438E-3,3.8072092429026413E-2]
[2004,6,18,24,1.7234524359662485E-2,1.1550126650173532E-2,1.1896662684531417E-3,1.6101438281461833E-6,6.1686388888889033E-5,6.1516439764670297E-3,3.6189257787473221E-2,null,1.3691783286940691E-2,1.3350776711842073E-2,4.8804947873539025E-4,3.0048721819129927E-6,2.9970364144959472E-5,6.1516439764670297E-3,2.7563584713845027E-2]
[2004,6,19,4,1.2109935150775972E-2,1.0856751029965007E-2,1.1896662684531417E-3,1.6101438281461833E-6,6.1686388888889033E-5,7.2583826731591845E-3,3.1478031655070335E-2,null,9.6206082769189436E-3,1.2549304713896496E-2,4.8804947873539025E-4,3.0048721819129927E-6,2.9970364144959472E-5,7.2583826731591845E-3,2.2690937705877701E-2]
[2004,6,19,8,1.7370230865832881E-2,1.3797906888215113E-2,0,0,6.1686388888889033E-5,1.0121847687132479E-2,4.1351671830069367E-2,null,1.3799593867281496E-2,1.5948983031504681E-2,0,0,2.9970364144959472E-5,1.0121847687132479E-2,2.9778547262931134E-2]
[2004,6,19,11,2.3721057123249609E-2,1.4727614094892287E-2,0,0,6.1686388888889033E-5,1.0032865520661023E-2,4.8543223127691812E-2,null,1.8844939766880509E-2,1.7023630409812938E-2,0,0,2.9970364144959472E-5,1.0032865520661023E-2,3.5898540540838408E-2]
[2004,6,19,15,2.4856149595187334E-2,1.3534869750030843E-2,0,0,6.1686388888889033E-5,7.94980700492493E-3,4.6402512739032002E-2,null,1.9746701823789025E-2,1.564493873786333E-2,0,0,2.9970364144959472E-5,7.94980700492493E-3,3.5421610925797313E-2]
[2004,6,19,18,2.7672501323531905E-2,1.2232815324899777E-2,0,0,6.1686388888889033E-5,5.9764327502960964E-3,4.5943435787616671E-2,null,{"$f":"E4100*V$5","v":2.1984122289801226E-2},1.4139895683090455E-2,0,0,2.9970364144959472E-5,5.9764327502960964E-3,{"$f":"SUM(M4100:Q4100)","v":3.615398833703664E-2}]
[2004,6,19,19,2.7401692848323639E-2,1.1325716869036224E-2,1.1896662684531417E-3,1.6101438281461833E-6,6.1686388888889033E-5,4.4906435562126878E-3,4.4471016074742728E-2,null,2.1768981397169651E-2,1.3091381731106296E-2,4.8804947873539025E-4,3.0048721819129927E-6,2.9970364144959472E-5,4.4906435562126878E-3,3.5381387843338212E-2]
[2004,6,20,1,1.4338553679641878E-2,9.1528842450104547E-3,1.1896662684531417E-3,1.6101438281461833E-6,6.1686388888889033E-5,7.1914289896106449E-3,3.1935829715433149E-2,null,1.1391110397529257E-2,1.0579807263207444E-2,4.8804947873539025E-4,3.0048721819129927E-6,2.9970364144959472E-5,7.1914289896106449E-3,2.2491942375798962E-2]
[2004,6,20,2,1.3029457179999435E-2,9.0135651204093677E-3,1.1896662684531417E-3,1.6101438281461833E-6,6.1686388888889033E-5,7.5154189753110154E-3,3.0811404076889995E-2,null,1.0351112704483091E-2,1.0418768464190424E-2,4.8804947873539025E-4,3.0048721819129927E-6,2.9970364144959472E-5,7.5154189753110154E-3,2.1290905883735778E-2]
[2004,6,20,6,1.0894696498751149E-2,9.3337562603057461E-3,1.1896662684531417E-3,1.6101438281461833E-6,6.1686388888889033E-5,8.663234217724745E-3,3.0144649777951817E-2,null,8.6551749456469183E-3,1.0788876995753798E-2,4.8804947873539025E-4,3.0048721819129927E-6,2.9970364144959472E-5,8.663234217724745E-3,1.9965076656462979E-2]
[2004,6,20,9,1.9404808413426618E-2,1.2119777976519957E-2,0,0,6.1686388888889033E-5,1.0497337249784265E-2,4.2083610028619732E-2,null,1.5415942208598543E-2,1.4009235955796902E-2,0,0,2.9970364144959472E-5,1.0497337249784265E-2,2.9455148528540403E-2]
[2004,6,20,12,2.4071289401318481E-2,1.2977997885560462E-2,0,0,6.1686388888889033E-5,9.9646325456450198E-3,4.7075606221412852E-2,null,1.9123178049025039E-2,1.5001251257645133E-2,0,0,2.9970364144959472E-5,9.9646325456450198E-3,3.4154399670815135E-2]
[2004,6,20,16,2.6418423603872507E-2,1.2067664659120942E-2,0,0,6.1686388888889033E-5,7.0931481299936804E-3,4.5640922781876023E-2,null,2.0987833677233246E-2,1.3948998238464414E-2,0,0,2.9970364144959472E-5,7.0931481299936804E-3,3.496680227984262E-2]
[2004,6,20,18,2.7537941315619801E-2,1.140677080065884E-2,0,0,6.1686388888889033E-5,7.222271778049065E-3,4.6228670283216595E-2,null,2.1877222532722139E-2,1.3185071867629102E-2,0,0,2.9970364144959472E-5,7.222271778049065E-3,3.50922647644962E-2]
[2004,6,20,21,2.7465419901656164E-2,1.0964468385591532E-2,1.1896662684531417E-3,1.6101438281461833E-6,6.1686388888889033E-5,7.048775680120023E-3,4.6731626768537891E-2,null,2.1819608672140257E-2,1.2673815068329555E-2,4.8804947873539025E-4,3.0048721819129927E-6,2.9970364144959472E-5,7.048775680120023E-3,3.5014448455532074E-2]
[2004,6,20,24,1.685054979692566E-2,1.1074562185215492E-2,1.1896662684531417E-3,1.6101438281461833E-6,6.1686388888889033E-5,6.7929734540779314E-3,3.597104823738926E-2,null,1.3386738808138876E-2,1.2801072351358194E-2,4.8804947873539025E-4,3.0048721819129927E-6,2.9970364144959472E-5,6.7929734540779314E-3,2.6708835874559331E-2]
[2004,6,21,3,1.2221495119901882E-2,1.1866326269026905E-2,1.1896662684531417E-3,1.6101438281461833E-6,6.1686388888889033E-5,7.1157411192954191E-3,3.2456525309394385E-2,null,9.7092358995265488E-3,1.3716271449306058E-2,4.8804947873539025E-4,3.0048721819129927E-6,2.9970364144959472E-5,7.1157411192954191E-3,2.3946532063894868E-2]
[2004,6,21,7,1.7904645261125212E-2,1.6273781835606297E-2,0,0,6.1686388888889033E-5,1.1015891399403987E-2,4.525600488502439E-2,null,1.4224153659769284E-2,1.8810843735739192E-2,0,0,2.9970364144959472E-5,1.1015891399403987E-2,3.3064967759653438E-2]
[2004,6,21,10,2.4658642836550317E-2,2.0142454410423911E-2,0,0,6.1686388888889033E-5,1.1243081744037849E-2,5.610586537990097E-2,null,1.9589794694788505E-2,2.3282637446922532E-2,0,0,2.9970364144959472E-5,1.1243081744037849E-2,4.2902402505855995E-2]
[2004,6,21,13,2.9122516209809393E-2,1.9749550420311669E-2,0,0,6.1686388888889033E-5,7.9613836138045894E-3,5.6895136632814536E-2,null,2.313607108580143E-2,2.282848022423082E-2,0,0,2.9970364144959472E-5,7.9613836138045894E-3,4.5994521674177211E-2]
[2004,6,21,15,2.8838621208465996E-2,1.9398089186727432E-2,0,0,6.1686388888889033E-5,7.3513709303056878E-3,5.564976771438801E-2,null,2.2910533742645203E-2,2.2422226631125742E-2,0,0,2.9970364144959472E-5,7.3513709303056878E-3,4.5362730737915906E-2]
[2004,6,21,21,2.7449292470827866E-2,1.6274866069940025E-2,1.1896662684531417E-3,1.6101438281461833E-6,6.1686388888889033E-5,6.2518246729482045E-3,5.122894601488627E-2,null,2.180679640745177E-2,1.8812097000827217E-2,4.8804947873539025E-4,3.0048721819129927E-6,2.9970364144959472E-5,6.2518246729482045E-3,4.1139918123341244E-2]
[2004,6,21,22,2.5299384408020147E-2,1.5536897959279426E-2,1.1896662684531417E-3,1.6101438281461833E-6,6.1686388888889033E-5,5.6655434228017028E-3,4.7754788591271455E-2,null,2.0098824973571929E-2,1.7959080599856271E-2,4.8804947873539025E-4,3.0048721819129927E-6,2.9970364144959472E-5,5.6655434228017028E-3,3.8578930288490458E-2]
[2004,6,22,1,1.7216414963366795E-2,1.4657883791866099E-2,1.1896662684531417E-3,1.6101438281461833E-6,6.1686388888889033E-5,6.2049581693268928E-3,3.9332219725729964E-2,null,1.36773964710145E-2,1.6943029241189587E-2,4.8804947873539025E-4,3.0048721819129927E-6,2.9970364144959472E-5,6.2049581693268928E-3,3.1141450427266348E-2]
[2004,6,22,4,1.3702807852311163E-2,1.4549929139043023E-2,1.1896662684531417E-3,1.6101438281461833E-6,6.1686388888889033E-5,7.7956962136255048E-3,3.7301396006149866E-2,null,1.0886048934170171E-2,1.6818244595228699E-2,4.8804947873539025E-4,3.0048721819129927E-6,2.9970364144959472E-5,7.7956962136255048E-3,2.8225318244461131E-2]
[2004,6,22,8,2.1491968765643583E-2,1.9926519180372006E-2,0,0,6.1686388888889033E-5,1.2276655325364155E-2,5.3756829660268637E-2,null,1.7074064395859713E-2,2.3033038189013103E-2,0,0,2.9970364144959472E-5,1.2276655325364155E-2,4.0137072949017777E-2]
[2004,6,22,12,3.065909899848383E-2,2.1127261924182655E-2,0,0,6.1686388888889033E-5,9.7056926368295857E-3,6.1553739948384964E-2,null,2.4356792824674262E-2,2.4420975200140138E-2,0,0,2.9970364144959472E-5,9.7056926368295857E-3,4.8807738388959361E-2]
[2004,6,22,16,3.4503221187205453E-2,1.9972167494263136E-2,0,0,6.1686388888889033E-5,7.3455564721605672E-3,6.1882631542518052E-2,null,2.7410714524984378E-2,2.3085803017009462E-2,0,0,2.9970364144959472E-5,7.3455564721605672E-3,5.0526487906138805E-2]
[2004,6,22,19,2.9162293324881284E-2,1.8713121218547211E-2,1.1896662684531417E-3,1.6101438281461833E-6,6.1686388888889033E-5,7.472107013740791E-3,5.6600484358339462E-2,null,2.3167671588836994E-2,2.1630473027471456E-2,4.8804947873539025E-4,3.0048721819129927E-6,2.9970364144959472E-5,7.472107013740791E-3,4.5319169331370708E-2]
[2004,6,22,22,2.8167316274690501E-2,1.6277526834546557E-2,1.1896662684531417E-3,1.6101438281461833E-6,6.1686388888889033E-5,5.9819271816368641E-3,5.16797330920441E-2,null,2.2377222728027325E-2,1.8815172575253409E-2,4.8804947873539025E-4,3.0048721819129927E-6,2.9970364144959472E-5,5.9819271816368641E-3,4.1713420018342995E-2]
[2004,6,22,23,2.2486890892678253E-2,1.553135196487407E-2,1.1896662684531417E-3,1.6101438281461833E-6,6.1686388888889033E-5,6.5899218511268898E-3,4.5861127509849386E-2,null,1.7864469623556263E-2,1.7952669991973463E-2,4.8804947873539025E-4,3.0048721819129927E-6,2.9970364144959472E-5,6.5899218511268898E-3,3.6338164330591984E-2]
[2004,6,23,2,1.4663147867961527E-2,1.45946663860033E-2,1.1896662684531417E-3,1.6101438281461833E-6,6.1686388888889033E-5,6.7998277754489E-3,3.7310604830583904E-2,null,1.1648980773869605E-2,1.6869956322117876E-2,4.8804947873539025E-4,3.0048721819129927E-6,2.9970364144959472E-5,6.7998277754489E-3,2.9039961811049744E-2]
[2004,6,23,5,1.3489490610429406E-2,1.4719030830398813E-2,1.1896662684531417E-3,1.6101438281461833E-6,6.1686388888889033E-5,8.4937378496037236E-3,3.7955222091602119E-2,null,1.0716581336094252E-2,1.7013709025296406E-2,4.8804947873539025E-4,3.0048721819129927E-6,2.9970364144959472E-5,8.4937378496037236E-3,2.8251315076452919E-2]
[2004,6,23,10,2.506483770954723E-2,2.0686087016011469E-2,0,0,6.1686388888889033E-5,1.2863506232299806E-2,5.8676117346747395E-2,null,1.991249186108553E-2,2.3911021684628476E-2,0,0,2.9970364144959472E-5,1.2863506232299806E-2,4.3853483909858972E-2]
[2004,6,23,13,2.9866975289206753E-2,2.098631258468768E-2,0,0,6.1686388888889033E-5,1.049157188617679E-2,6.1406546148960114E-2,null,2.3727498627890187E-2,2.4258052037799686E-2,0,0,2.9970364144959472E-5,1.049157188617679E-2,4.8015521029834834E-2]
[2004,6,23,17,3.3794350486863432E-2,1.9441499141143192E-2,0,0,6.1686388888889033E-5,7.7793510235542474E-3,6.1076887040449758E-2,null,2.6847559789466343E-2,2.2472404142250033E-2,0,0,2.9970364144959472E-5,7.7793510235542474E-3,4.934993429586134E-2]
[2004,6,23,20,2.7817141405747977E-2,1.790322543280734E-2,1.1896662684531417E-3,1.6101438281461833E-6,6.1686388888889033E-5,6.935562683128226E-3,5.3908892322853723E-2,null,2.2099030053948341E-2,2.069431551831441E-2,4.8804947873539025E-4,3.0048721819129927E-6,2.9970364144959472E-5,6.935562683128226E-3,4.3314370287325009E-2]
[2004,6,23,23,2.170704053926727E-2,1.5298219753937739E-2,1.1896662684531417E-3,1.6101438281461833E-6,6.1686388888889033E-5,6.6860770363213352E-3,4.4944300130696516E-2,null,1.7244925862886073E-2,1.7683192765721379E-2,4.8804947873539025E-4,3.0048721819129927E-6,2.9970364144959472E-5,6.6860770363213352E-3,3.5449143343669713E-2]
[2004,6,23,24,1.876422156208761E-2,1.4522111348253059E-2,1.1896662684531417E-3,1.6101438281461833E-6,6.1686388888889033E-5,5.8681698658821614E-3,4.0407465577393005E-2,null,1.4907034845565917E-2,1.6786090046217936E-2,4.8804947873539025E-4,3.0048721819129927E-6,2.9970364144959472E-5,5.8681698658821614E-3,3.2214149606846113E-2]
[2004,6,24,6,1.4230654816706738E-2,1.5972835632233586E-2,1.1896662684531417E-3,1.6101438281461833E-6,6.1686388888889033E-5,9.3139612484958618E-3,4.0770414498606355E-2,null,1.1305391301522584E-2,1.8462980401838407E-2,4.8804947873539025E-4,3.0048721819129927E-6,2.9970364144959472E-5,9.3139612484958618E-3,3.0289396418423251E-2]
[2004,6,24,7,1.7231031693978618E-2,1.7900513183729771E-2,0,0,6.1686388888889033E-5,1.1233880128480367E-2,4.6427111395077651E-2,null,1.3689008576096383E-2,2.0691180433053593E-2,0,0,2.9970364144959472E-5,1.1233880128480367E-2,3.4410159373294939E-2]
[2004,6,24,11,2.5614202210402937E-2,2.0387334374028749E-2,0,0,6.1686388888889033E-5,1.1911989728979756E-2,5.7975212702300334E-2,null,2.0348928604814846E-2,2.3565693885549816E-2,0,0,2.9970364144959472E-5,1.1911989728979756E-2,4.3944592854509627E-2]
[2004,6,24,14,2.7128364661682631E-2,2.0472946415762437E-2,0,0,6.1686388888889033E-5,9.9435616338283059E-3,5.7606559100162269E-2,null,2.1551838746777737E-2,2.3664652735755517E-2,0,0,2.9970364144959472E-5,9.9435616338283059E-3,4.5246461846678215E-2]
[2004,6,24,18,2.8845214005677588E-2,1.847130004157635E-2,0,0,6.1686388888889033E-5,8.720537575176256E-3,5.6098738011319087E-2,null,2.2915771319777713E-2,2.1350952236425906E-2,0,0,2.9970364144959472E-5,8.720537575176256E-3,4.429669392034858E-2]
[2004,6,24,21,2.8101272308631933E-2,1.6545319447763683E-2,1.1896662684531417E-3,1.6101438281461833E-6,6.1686388888889033E-5,6.9144573859900461E-3,5.2814011943555832E-2,null,2.2324754806556834E-2,1.9124713716439843E-2,4.8804947873539025E-4,3.0048721819129927E-6,2.9970364144959472E-5,6.9144573859900461E-3,4.1970493238058938E-2]
[2004,6,24,23,2.0092463725800497E-2,1.5278063593905235E-2,1.1896662684531417E-3,1.6101438281461833E-6,6.1686388888889033E-5,6.849624251560253E-3,4.3473114372436159E-2,null,1.5962242606372971E-2,1.7659894285963318E-2,4.8804947873539025E-4,3.0048721819129927E-6,2.9970364144959472E-5,6.849624251560253E-3,3.4143161607398546E-2]
[2004,6,25,2,1.2059722855229764E-2,1.4093407345268143E-2,1.1896662684531417E-3,1.6101438281461833E-6,6.1686388888889033E-5,6.1216599430184166E-3,3.3527752944686497E-2,null,{"$f":"E4228*V$5","v":9.5807176565216902E-3},1.6290551634157449E-2,4.8804947873539025E-4,3.0048721819129927E-6,2.9970364144959472E-5,6.1216599430184166E-3,{"$f":"SUM(M4228:Q4228)","v":2.6392294005741401E-2}]
[2004,6,25,5,1.0837097325607586E-2,1.4333133191350897E-2,1.1896662684531417E-3,1.6101438281461833E-6,6.1686388888889033E-5,7.5079836970622883E-3,3.3931177015190946E-2,null,8.6094158994596947E-3,1.6567650434893125E-2,4.8804947873539025E-4,3.0048721819129927E-6,2.9970364144959472E-5,7.5079836970622883E-3,2.5698091049415082E-2]
[2004,6,25,9,1.9998702017725831E-2,1.9308268406692277E-2,0,0,6.1686388888889033E-5,1.2325903955497458E-2,5.1694560768804458E-2,null,1.5887754621629023E-2,2.2318402905667733E-2,0,0,2.9970364144959472E-5,1.2325903955497458E-2,3.8236127891441714E-2]
[2004,6,25,12,2.3381005040518911E-2,1.924413633641971E-2,0,0,6.1686388888889033E-5,9.8358684338452733E-3,5.2522696199672786E-2,null,1.8574789031887279E-2,2.224427272716754E-2,0,0,2.9970364144959472E-5,9.8358684338452733E-3,4.0849032123199784E-2]
[2004,6,25,15,2.3720212293398421E-2,1.8234653430174195E-2,0,0,6.1686388888889033E-5,8.5890837032991316E-3,5.0605635815760636E-2,null,1.8844268600853795E-2,2.1077412719143058E-2,0,0,2.9970364144959472E-5,8.5890837032991316E-3,3.995165168414181E-2]
[2004,6,25,20,2.2207013070511612E-2,1.6013588719865968E-2,1.1896662684531417E-3,1.6101438281461833E-6,6.1686388888889033E-5,6.6305558131953312E-3,4.6104120404743085E-2,null,1.7642123685370964E-2,1.8510086844025331E-2,4.8804947873539025E-4,3.0048721819129927E-6,2.9970364144959472E-5,6.6305558131953312E-3,3.6673235244458556E-2]
[2004,6,25,23,2.0375343181188846E-2,1.2033629536911204E-2,1.1896662684531417E-3,1.6101438281461833E-6,6.1686388888889033E-5,5.143315036256692E-3,3.8805250555526916E-2,null,1.6186973159922225E-2,1.3909657083969311E-2,4.8804947873539025E-4,3.0048721819129927E-6,2.9970364144959472E-5,5.143315036256692E-3,3.0617654958953799E-2]
[2004,6,26,2,1.3475804827821453E-2,1.0928051320058521E-2,1.1896662684531417E-3,1.6101438281461833E-6,6.1686388888889033E-5,7.1150451244899778E-3,3.277186407354013E-2,null,1.0705708812683113E-2,1.2631720628575125E-2,4.8804947873539025E-4,3.0048721819129927E-6,2.9970364144959472E-5,7.1150451244899778E-3,2.3858454156320499E-2]
[2004,6,26,3,1.2517867490605551E-2,1.0666178040812805E-2,1.1896662684531417E-3,1.6101438281461833E-6,6.1686388888889033E-5,7.3788455844918405E-3,3.1815853917080368E-2,null,9.9446857551320194E-3,1.2329021638001295E-2,4.8804947873539025E-4,3.0048721819129927E-6,2.9970364144959472E-5,7.3788455844918405E-3,2.2794732108195576E-2]
[2004,6,26,6,1.1969805836114181E-2,1.1151421262718345E-2,1.1896662684531417E-3,1.6101438281461833E-6,6.1686388888889033E-5,7.9491734623933861E-3,3.2323363362396086E-2,null,9.5092840437426968E-3,1.2889913661336674E-2,4.8804947873539025E-4,3.0048721819129927E-6,2.9970364144959472E-5,7.9491734623933861E-3,2.2920222420141634E-2]
[2004,6,26,10,2.2284018766205348E-2,1.4116921733544141E-2,0,0,6.1686388888889033E-5,1.1118538536639765E-2,4.7581165425278148E-2,null,1.7703300035544364E-2,1.631773188567302E-2,0,0,2.9970364144959472E-5,1.1118538536639765E-2,3.4051002285362349E-2]
[2004,6,26,13,2.4495324443267203E-2,1.3414682985009E-2,0,0,6.1686388888889033E-5,8.8531198916454966E-3,4.6824813708810586E-2,null,1.9460048146468473E-2,1.5506015008961956E-2,0,0,2.9970364144959472E-5,8.8531198916454966E-3,3.4996033519575392E-2]
[2004,6,26,17,2.6275187510753237E-2,1.319673230837416E-2,0,0,6.1686388888889033E-5,7.6777435588125387E-3,4.7211349766828829E-2,null,2.0874041297186646E-2,1.5254086098909447E-2,0,0,2.9970364144959472E-5,7.6777435588125387E-3,3.6158097760241058E-2]
[2004,6,26,21,2.4757170750733474E-2,1.1068453783004183E-2,1.1896662684531417E-3,1.6101438281461833E-6,6.1686388888889033E-5,6.5024832371907522E-3,4.3581070572098583E-2,null,1.9668069140926833E-2,1.2794011657007446E-2,4.8804947873539025E-4,3.0048721819129927E-6,2.9970364144959472E-5,6.5024832371907522E-3,3.298310551299654E-2]
[2004,6,26,24,1.7686475038553858E-2,9.5504791638705133E-3,1.1896662684531417E-3,1.6101438281461833E-6,6.1686388888889033E-5,6.6444286708405497E-3,3.5134345674435095E-2,null,1.4050830663162426E-2,1.1039386724475415E-2,4.8804947873539025E-4,3.0048721819129927E-6,2.9970364144959472E-5,6.6444286708405497E-3,2.5611242102700105E-2]
[2004,6,27,1,1.4525562348724911E-2,9.5610885939709494E-3,1.1896662684531417E-3,1.6101438281461833E-6,6.1686388888889033E-5,7.1082136684051597E-3,3.2447827412271195E-2,null,1.1539677431723535E-2,1.1051650151241276E-2,4.8804947873539025E-4,3.0048721819129927E-6,2.9970364144959472E-5,7.1082136684051597E-3,2.3112352298027071E-2]
[2004,6,27,4,1.1131980301390846E-2,9.3669883272025703E-3,1.1896662684531417E-3,1.6101438281461833E-6,6.1686388888889033E-5,8.1956172409366514E-3,2.9947548670700243E-2,null,8.8436825212228291E-3,1.0827289899633587E-2,4.8804947873539025E-4,3.0048721819129927E-6,2.9970364144959472E-5,8.1956172409366514E-3,2.0191997135918675E-2]
[2004,6,27,7,1.3701451213738988E-2,1.0625620903492269E-2,0,0,6.1686388888889033E-5,8.8158111202730777E-3,3.3204569626393225E-2,null,1.0884971167186801E-2,1.2282141694530731E-2,0,0,2.9970364144959472E-5,8.8158111202730777E-3,2.3197083225862492E-2]
[2004,6,27,10,2.1738372938979445E-2,1.3488005151234578E-2,0,0,6.1686388888889033E-5,1.0843750702329487E-2,4.6131815181432397E-2,null,1.7269817552251345E-2,1.5590768007691328E-2,0,0,2.9970364144959472E-5,1.0843750702329487E-2,3.2890555924087635E-2]
[2004,6,27,15,2.3669414494826405E-2,1.380434618914262E-2,0,0,6.1686388888889033E-5,7.2786811814880463E-3,4.481412825434597E-2,null,1.8803912833848725E-2,1.5956426211260828E-2,0,0,2.9970364144959472E-5,7.2786811814880463E-3,3.4790309409254518E-2]
[2004,6,27,18,2.748418812796221E-2,1.2897483619713358E-2,0,0,6.1686388888889033E-5,6.5264555747214324E-3,4.696981371128589E-2,null,{"$f":"E4292*V$5","v":2.1834518888511768E-2},1.4908184920106192E-2,0,0,2.9970364144959472E-5,6.5264555747214324E-3,{"$f":"SUM(M4292:Q4292)","v":3.677267417276292E-2}]
[2004,6,27,22,2.6156967905072295E-2,1.2615682709079042E-2,1.1896662684531417E-3,1.6101438281461833E-6,6.1686388888889033E-5,4.2481236038714124E-3,4.4273737019192919E-2,null,2.0780122997646016E-2,1.4582451605743271E-2,4.8804947873539025E-4,3.0048721819129927E-6,2.9970364144959472E-5,4.2481236038714124E-3,3.5883599318451552E-2]
[2004,6,28,1,1.4394382761687932E-2,1.2224455407237312E-2,1.1896662684531417E-3,1.6101438281461833E-6,6.1686388888889033E-5,5.5621134559536009E-3,3.3433914426049018E-2,null,1.1435463213802649E-2,1.4130232464891954E-2,4.8804947873539025E-4,3.0048721819129927E-6,2.9970364144959472E-5,5.5621134559536009E-3,2.6086720393756865E-2]
[2004,6,28,2,1.2843753123490826E-2,1.2865545407868946E-2,1.1896662684531417E-3,1.6101438281461833E-6,6.1686388888889033E-5,5.7641904251716268E-3,3.2726451757701579E-2,null,1.0203582105775494E-2,1.4871267581636673E-2,4.8804947873539025E-4,3.0048721819129927E-6,2.9970364144959472E-5,5.7641904251716268E-3,2.5595874402474426E-2]
[2004,6,28,7,1.7319665769784828E-2,1.6331235747955902E-2,0,0,6.1686388888889033E-5,1.0805691865236404E-2,4.4518279771866023E-2,null,1.3759422968304225E-2,1.8877254639985838E-2,0,0,2.9970364144959472E-5,1.0805691865236404E-2,3.2666647972435021E-2]
[2004,6,28,9,2.2443271263606932E-2,1.8650347509519449E-2,0,0,6.1686388888889033E-5,1.2124911550902163E-2,5.3280216712917439E-2,null,1.7829816476429148E-2,2.1557912977007317E-2,0,0,2.9970364144959472E-5,1.2124911550902163E-2,3.9417699817581427E-2]
[2004,6,28,13,2.8783039107067167E-2,1.8730846988357145E-2,0,0,6.1686388888889033E-5,8.3921052572572888E-3,5.5967677741570493E-2,null,2.2866377137501708E-2,2.1650962222260883E-2,0,0,2.9970364144959472E-5,8.3921052572572888E-3,4.4547309723907552E-2]
[2004,6,28,16,3.0042704720283742E-2,1.8848826864687425E-2,0,0,6.1686388888889033E-5,6.7206239883310492E-3,5.5673841962191113E-2,null,2.3867104992256985E-2,2.1787335011329186E-2,0,0,2.9970364144959472E-5,6.7206239883310492E-3,4.5684410367731132E-2]
[2004,6,28,19,2.5780065036258355E-2,1.7777298466823008E-2,1.1896662684531417E-3,1.6101438281461833E-6,6.1686388888889033E-5,7.2719501040935976E-3,5.2082276408345132E-2,null,2.048069655033977E-2,2.0548756698417721E-2,4.8804947873539025E-4,3.0048721819129927E-6,2.9970364144959472E-5,7.2719501040935976E-3,4.1550477963819756E-2]
[2004,6,28,23,1.984498471017633E-2,1.5070201566605494E-2,1.1896662684531417E-3,1.6101438281461833E-6,6.1686388888889033E-5,5.1563699088817859E-3,4.1324518986833779E-2,null,1.5765635553037505E-2,1.7419626832852059E-2,4.8804947873539025E-4,3.0048721819129927E-6,2.9970364144959472E-5,5.1563699088817859E-3,3.3706287100951825E-2]
[2004,6,28,24,1.7471775786162096E-2,1.4699663564146249E-2,1.1896662684531417E-3,1.6101438281461833E-6,6.1686388888889033E-5,5.1256368420397836E-3,3.8550038993518304E-2,null,1.3880265141638874E-2,1.6991322426855696E-2,4.8804947873539025E-4,3.0048721819129927E-6,2.9970364144959472E-5,5.1256368420397836E-3,3.1392612283556831E-2]
[2004,6,29,4,1.1717831279589383E-2,1.4293387392569353E-2,1.1896662684531417E-3,1.6101438281461833E-6,6.1686388888889033E-5,7.424361923121083E-3,3.4688543396449993E-2,null,9.3091055560882742E-3,1.6521708316608368E-2,4.8804947873539025E-4,3.0048721819129927E-6,2.9970364144959472E-5,7.424361923121083E-3,2.6351838587758903E-2]
[2004,6,29,7,1.6606169164152772E-2,1.7747111060485574E-2,0,0,6.1686388888889033E-5,1.1131696145913968E-2,4.5546662759441206E-2,null,1.3192593231874342E-2,2.0513863113808008E-2,0,0,2.9970364144959472E-5,1.1131696145913968E-2,3.3736426709827315E-2]
[2004,6,29,10,2.2634601082875974E-2,2.0736956971772271E-2,0,0,6.1686388888889033E-5,1.2245883841332067E-2,5.5679128284869206E-2,null,1.7981816402106967E-2,2.3969822201823979E-2,0,0,2.9970364144959472E-5,1.2245883841332067E-2,4.1981608968075908E-2]
[2004,6,29,14,2.6041625948022843E-2,2.0641801192141804E-2,0,0,6.1686388888889033E-5,9.7689895126921982E-3,5.6514103041745735E-2,null,2.0688490815239585E-2,2.3859831757115865E-2,0,0,2.9970364144959472E-5,9.7689895126921982E-3,4.457829293650041E-2]
[2004,6,29,17,3.1083746165278411E-2,1.8789037071921148E-2,0,0,6.1686388888889033E-5,8.0228057978761758E-3,5.7957275423964623E-2,null,2.4694149218145316E-2,2.1718224065878394E-2,0,0,2.9970364144959472E-5,8.0228057978761758E-3,4.6442343648168675E-2]
[2004,6,29,21,2.7175687154579169E-2,1.6459864772752561E-2,1.1896662684531417E-3,1.6101438281461833E-6,6.1686388888889033E-5,6.923927351235871E-3,5.1812442079737779E-2,null,2.1589433594411227E-2,1.9025936766228706E-2,4.8804947873539025E-4,3.0048721819129927E-6,2.9970364144959472E-5,6.923927351235871E-3,4.1136395075702194E-2]
[2004,6,30,1,1.542197794758993E-2,1.406722874959533E-2,1.1864782148589936E-3,1.6058289837612187E-6,6.1686388888889033E-5,6.2343334418146334E-3,3.6973310571731532E-2,null,1.2251825203171135E-2,1.6260291828698772E-2,4.8674160951520334E-4,2.9968197609832481E-6,2.9970364144959472E-5,6.2343334418146334E-3,2.9031825825291051E-2]
[2004,6,30,4,1.2013904683928914E-2,1.4315380365222102E-2,1.1864782148589936E-3,1.6058289837612187E-6,6.1686388888889033E-5,7.4852279931278236E-3,3.5064283475010484E-2,null,9.5443179010678385E-3,1.6547129965739125E-2,4.8674160951520334E-4,2.9968197609832481E-6,2.9970364144959472E-5,7.4852279931278236E-3,2.6611156660228109E-2]
[2004,6,30,5,1.2384340732612348E-2,1.4707557927195367E-2,1.1864782148589936E-3,1.6058289837612187E-6,6.1686388888889033E-5,8.0650473571229672E-3,3.6406716449662327E-2,null,9.8386068523843642E-3,1.7000447511068464E-2,4.8674160951520334E-4,2.9968197609832481E-6,2.9970364144959472E-5,8.0650473571229672E-3,2.7358763156873973E-2]
[2004,6,30,8,1.9392399155430885E-2,1.9273836668983024E-2,0,0,6.1686388888889033E-5,1.1804895001868021E-2,5.0532817215170819E-2,null,1.5406083806493349E-2,2.2278603303820942E-2,0,0,2.9970364144959472E-5,1.1804895001868021E-2,3.7714657474459255E-2]
[2004,6,30,11,2.5002136296761852E-2,2.0850546857954393E-2,0,0,6.1686388888889033E-5,1.157746592918883E-2,5.7491835472793969E-2,null,1.986267939526247E-2,2.4101120606860798E-2,0,0,2.9970364144959472E-5,1.157746592918883E-2,4.3993770366268233E-2]
[2004,6,30,15,2.7561844654918285E-2,2.042723880265836E-2,0,0,6.1686388888889033E-5,8.7486944116379872E-3,5.6799464258103526E-2,null,2.1896212284610798E-2,2.3611819363874298E-2,0,0,2.9970364144959472E-5,8.7486944116379872E-3,4.5538002012630058E-2]
[2004,6,30,18,2.8303372039767037E-2,1.8640918521096846E-2,0,0,6.1686388888889033E-5,8.6250307001023551E-3,5.5631007649855131E-2,null,2.248531077336537E-2,2.1547014021276227E-2,0,0,2.9970364144959472E-5,8.6250307001023551E-3,4.4062295158786562E-2]
[2004,6,30,23,1.9916507218038299E-2,1.4901702425290774E-2,1.1864782148589936E-3,1.6058289837612187E-6,6.1686388888889033E-5,7.0426724861603219E-3,4.311065256222104E-2,null,1.5822455843365713E-2,1.7224858889610836E-2,4.8674160951520334E-4,2.9968197609832481E-6,2.9970364144959472E-5,7.0426724861603219E-3,3.3567023526397698E-2]
[2004,7,1,2,1.2026161259010992E-2,1.36631415513646E-2,1.1862694088429781E-3,1.7152276732011621E-6,5.858875000000021E-5,7.0193345494558943E-3,3.3955210746347664E-2,null,9.5540550058675917E-3,1.5793207949959549E-2,4.8665594879675189E-4,3.2009810743326909E-6,2.8465374678696397E-5,7.0193345494558943E-3,2.5865585260376921E-2]
[2004,7,1,5,1.1013196561625006E-2,1.4729489322443508E-2,1.1862694088429781E-3,1.7152276732011621E-6,5.858875000000021E-5,8.1201947602275708E-3,3.5109454030812268E-2,null,8.7493160514006182E-3,1.7025797982955514E-2,4.8665594879675189E-4,3.2009810743326909E-6,2.8465374678696397E-5,8.1201947602275708E-3,2.629343633890591E-2]
[2004,7,1,6,1.2326025214720749E-2,1.5986461445382977E-2,1.1862694088429781E-3,1.7152276732011621E-6,5.858875000000021E-5,9.0075707031486065E-3,3.8566630749768516E-2,null,9.7922787137844827E-3,1.8478730461935978E-2,4.8665594879675189E-4,3.2009810743326909E-6,2.8465374678696397E-5,9.0075707031486065E-3,2.8789331480270238E-2]
[2004,7,1,9,2.0219301952557146E-2,1.908387518671395E-2,0,0,5.858875000000021E-5,1.308912004910512E-2,5.2450885938376213E-2,null,1.6063007877117341E-2,2.2059027067954571E-2,0,0,2.8465374678696397E-5,1.308912004910512E-2,3.8150500319750605E-2]
[2004,7,1,15,2.5419380443517922E-2,1.7498053861259466E-2,0,0,5.858875000000021E-5,1.0091423345646867E-2,5.3067446400424254E-2,null,2.0194154538754068E-2,2.0225978213836406E-2,0,0,2.8465374678696397E-5,1.0091423345646867E-2,4.044859812726917E-2]
[2004,7,1,17,2.9201536565633485E-2,1.5867348091313089E-2,0,0,5.858875000000021E-5,8.6642908772213874E-3,5.3791764284167959E-2,null,2.3198847961137348E-2,1.8341047487389395E-2,0,0,2.8465374678696397E-5,8.6642908772213874E-3,4.156836082320544E-2]
[2004,7,1,20,2.3688389369695709E-2,1.4852185985622501E-2,1.1862694088429781E-3,1.7152276732011621E-6,5.858875000000021E-5,9.2254476541139014E-3,4.9012596395948287E-2,null,1.8818987219958005E-2,1.7167622899946031E-2,4.8665594879675189E-4,3.2009810743326909E-6,2.8465374678696397E-5,9.2254476541139014E-3,3.6504932424453816E-2]
[2004,7,1,24,1.6318998755740312E-2,1.1493519064458542E-2,1.1862694088429781E-3,1.7152276732011621E-6,5.858875000000021E-5,7.8456068815757757E-3,3.6904698088290812E-2,null,1.2964453776653388E-2,1.3285344075476484E-2,4.8665594879675189E-4,3.2009810743326909E-6,2.8465374678696397E-5,7.8456068815757757E-3,2.6768120156679651E-2]
[2004,7,2,3,1.1149225025446545E-2,9.9723293072193683E-3,1.1862694088429781E-3,1.7152276732011621E-6,5.858875000000021E-5,8.8650134195407317E-3,3.1233141138722824E-2,null,8.8573824075490418E-3,1.1527002768895544E-2,4.8665594879675189E-4,3.2009810743326909E-6,2.8465374678696397E-5,8.8650134195407317E-3,2.0902707480994365E-2]
[2004,7,2,6,1.1351312295900699E-2,1.1527383536978016E-2,1.1862694088429781E-3,1.7152276732011621E-6,5.858875000000021E-5,1.0722310047597947E-2,3.4847579266992841E-2,null,9.0179284751030538E-3,1.3324487976211549E-2,4.8665594879675189E-4,3.2009810743326909E-6,2.8465374678696397E-5,1.0722310047597947E-2,2.286073875586438E-2]
[2004,7,2,7,1.5210197896068048E-2,1.3327989321870046E-2,0,0,5.858875000000021E-5,1.2780085533827583E-2,4.1376861501765679E-2,null,1.2083578809512521E-2,1.540580591394892E-2,0,0,2.8465374678696397E-5,1.2780085533827583E-2,2.7517850098140138E-2]
[2004,7,2,12,2.172216036172997E-2,1.5270544688506546E-2,0,0,5.858875000000021E-5,1.2475873554810541E-2,4.9527167355047058E-2,null,1.7256937643900513E-2,1.7651203192771379E-2,0,0,2.8465374678696397E-5,1.2475873554810541E-2,3.4936606211350585E-2]
[2004,7,2,15,2.1539547359914993E-2,1.4786621709759647E-2,0,0,5.858875000000021E-5,1.1334686107668151E-2,4.7719443927342786E-2,null,1.7111862700487493E-2,1.7091837236824715E-2,0,0,2.8465374678696397E-5,1.1334686107668151E-2,3.42321653119909E-2]
[2004,7,2,18,2.4506898399527566E-2,1.3160758646793684E-2,0,0,5.858875000000021E-5,8.6923598671491183E-3,4.6418605663470371E-2,null,1.9469242952056511E-2,1.5212504189220077E-2,0,0,2.8465374678696397E-5,8.6923598671491183E-3,3.4710212515955283E-2]
[2004,7,2,21,2.161805534302506E-2,1.1777346338178552E-2,1.1862694088429781E-3,1.7152276732011621E-6,5.858875000000021E-5,8.1662090680165826E-3,4.2808184135736366E-2,null,1.7174232526808532E-2,1.3613419660354144E-2,4.8665594879675189E-4,3.2009810743326909E-6,2.8465374678696397E-5,8.1662090680165826E-3,3.1305974491712456E-2]
[2004,7,3,1,1.2095228649291793E-2,9.3735315910553358E-3,1.1862694088429781E-3,1.7152276732011621E-6,5.858875000000021E-5,6.7951007148005444E-3,2.9510434341663852E-2,null,9.6089248543290082E-3,{"$f":"F4419*W$5","v":1.0834853250002878E-2},{"$f":"G4419*X$5","v":4.8665594879675189E-4},{"$f":"H4419*Y$5","v":3.2009810743326909E-6},{"$f":"I4419*Z$5","v":2.8465374678696397E-5},{"$f":"J4419","v":6.7951007148005444E-3},2.0962100408881666E-2]
[2004,7,3,4,9.7116148951897716E-3,9.0687776754623702E-3,1.1862694088429781E-3,1.7152276732011621E-6,5.858875000000021E-5,7.7759085698470582E-3,2.7802874527015381E-2,null,7.7152884371082002E-3,1.0482588586387252E-2,4.8665594879675189E-4,3.2009810743326909E-6,2.8465374678696397E-5,7.7759085698470582E-3,1.8716199328045233E-2]
[2004,7,3,5,8.8967723733181705E-3,9.2135934755285046E-3,1.1862694088429781E-3,1.7152276732011621E-6,5.858875000000021E-5,8.131810784050909E-3,2.7488750019413768E-2,null,7.0679455229885396E-3,1.0649980985586673E-2,4.8665594879675189E-4,3.2009810743326909E-6,2.8465374678696397E-5,8.131810784050909E-3,1.8236248813124991E-2]
[2004,7,3,9,1.6392515538578473E-2,1.237959667590406E-2,0,0,5.858875000000021E-5,1.1465190852791613E-2,4.0295891817274145E-2,null,1.3022858397376725E-2,1.4309560060120578E-2,0,0,2.8465374678696397E-5,1.1465190852791613E-2,2.7360883832175997E-2]
[2004,7,3,12,1.9062322688631728E-2,1.2535245543437476E-2,0,0,5.858875000000021E-5,9.9082085420734208E-3,4.1564365524142624E-2,null,1.5143858092732968E-2,1.4489474388233899E-2,0,0,2.8465374678696397E-5,9.9082085420734208E-3,2.9661797855645565E-2]
[2004,7,3,16,2.0330087172340021E-2,1.1723132918657704E-2,0,0,5.858875000000021E-5,7.3444245790857702E-3,3.9456233420083489E-2,null,1.6151020008407336E-2,1.3550754437648783E-2,0,0,2.8465374678696397E-5,7.3444245790857702E-3,2.9730239820734815E-2]
[2004,7,3,19,2.1943819997335377E-2,9.9889151200363742E-3,1.1862694088429781E-3,1.7152276732011621E-6,5.858875000000021E-5,4.4341282378963188E-3,3.7613436741784245E-2,null,1.7433032767318873E-2,1.1546174288846014E-2,4.8665594879675189E-4,3.2009810743326909E-6,2.8465374678696397E-5,4.4341282378963188E-3,2.9497529360714664E-2]
[2004,7,3,22,2.0101018799973364E-2,9.1739731414624843E-3,1.1862694088429781E-3,1.7152276732011621E-6,5.858875000000021E-5,5.4861613360443189E-3,3.6007726663996348E-2,null,1.5969039093420373E-2,1.0604183891807093E-2,4.8665594879675189E-4,3.2009810743326909E-6,2.8465374678696397E-5,5.4861613360443189E-3,2.7091545289777245E-2]
[2004,7,4,2,1.138501957574135E-2,9.0042255342809747E-3,1.1862694088429781E-3,1.7152276732011621E-6,5.858875000000021E-5,7.1288967814049755E-3,2.876471527794348E-2,null,9.0447068625502079E-3,1.0407972848457559E-2,4.8665594879675189E-4,3.2009810743326909E-6,2.8465374678696397E-5,7.1288967814049755E-3,1.9971002015557546E-2]
[2004,7,4,6,9.1714335016761673E-3,9.7177221550231053E-3,1.1862694088429781E-3,1.7152276732011621E-6,5.858875000000021E-5,8.0065198739929996E-3,2.8142248917208453E-2,null,7.2861471146510289E-3,1.1232702685341116E-2,4.8665594879675189E-4,3.2009810743326909E-6,2.8465374678696397E-5,8.0065198739929996E-3,1.9037172104541925E-2]
[2004,7,4,7,1.1700779320713344E-2,1.0475540551826635E-2,0,0,5.858875000000021E-5,8.2748648632274269E-3,3.0509773485767406E-2,null,9.2955588099944298E-3,1.2108664006830007E-2,0,0,2.8465374678696397E-5,8.2748648632274269E-3,2.1432688191503131E-2]
[2004,7,4,10,1.8993817109370075E-2,1.3081551414330954E-2,0,0,5.858875000000021E-5,1.0253918529212654E-2,4.2387875802913678E-2,null,1.508943456901843E-2,1.5120948649908567E-2,0,0,2.8465374678696397E-5,1.0253918529212654E-2,3.0238848593605691E-2]
[2004,7,4,13,2.0553341853155552E-2,1.3201545480109756E-2,0,0,5.858875000000021E-5,9.0511449739326642E-3,4.2864621057197974E-2,null,1.6328382298409126E-2,1.525964963799988E-2,0,0,2.8465374678696397E-5,9.0511449739326642E-3,3.1616497311087705E-2]
[2004,7,4,17,2.5434934609129885E-2,1.283983736116749E-2,0,0,5.858875000000021E-5,5.9749868763398798E-3,4.4308347596637251E-2,null,2.0206511379031403E-2,1.4841551683135805E-2,0,0,2.8465374678696397E-5,5.9749868763398798E-3,3.5076528436845902E-2]
[2004,7,4,19,2.2323970194030207E-2,1.2377089388118337E-2,1.1862694088429781E-3,1.7152276732011621E-6,5.858875000000021E-5,6.2207627420794278E-3,4.2168395710744148E-2,null,1.7735039019479548E-2,1.430666188935645E-2,4.8665594879675189E-4,3.2009810743326909E-6,2.8465374678696397E-5,6.2207627420794278E-3,3.2560023213385782E-2]
[2004,7,4,24,1.4034875723544357E-2,1.3024151167065205E-2,1.1862694088429781E-3,1.7152276732011621E-6,5.858875000000021E-5,5.2760197329839971E-3,3.3581620010109739E-2,null,1.1149856697854208E-2,1.5054599777064127E-2,4.8665594879675189E-4,3.2009810743326909E-6,2.8465374678696397E-5,5.2760197329839971E-3,2.6722778779468114E-2]
[2004,7,5,4,7.1680859204834961E-3,1.1568323532651787E-2,1.1862694088429781E-3,1.7152276732011621E-6,5.858875000000021E-5,5.7616404481716371E-3,2.57446232878231E-2,null,5.6946090856523539E-3,1.3371810465165909E-2,4.8665594879675189E-4,3.2009810743326909E-6,2.8465374678696397E-5,5.7616404481716371E-3,1.9584741855368043E-2]
[2004,7,5,7,9.1798816238921627E-3,1.3301331333854857E-2,0,0,5.858875000000021E-5,6.0047417921758658E-3,2.8544543499922886E-2,null,7.2928586348618056E-3,1.5374991979491118E-2,0,0,2.8465374678696397E-5,6.0047417921758658E-3,2.2696315989031619E-2]
[2004,7,5,8,1.1364391325180002E-2,1.4721902109034518E-2,0,0,5.858875000000021E-5,6.9231278144733172E-3,3.3068009998687843E-2,null,9.0283189698308862E-3,1.7017027932621304E-2,0,0,2.8465374678696397E-5,6.9231278144733172E-3,2.6073812277130886E-2]
[2004,7,5,11,1.6577335932677875E-2,1.636111236912785E-2,0,0,5.858875000000021E-5,7.5778247527365722E-3,4.0574861804542298E-2,null,1.3169686979947803E-2,1.8911788988417853E-2,0,0,2.8465374678696397E-5,7.5778247527365722E-3,3.2109941343044353E-2]
[2004,7,5,14,1.7398096360155053E-2,1.6046154198173932E-2,0,0,5.858875000000021E-5,5.4402060778208456E-3,3.894304538614983E-2,null,1.3821731310792012E-2,1.8547729239002657E-2,0,0,2.8465374678696397E-5,5.4402060778208456E-3,3.2397925924473367E-2]
[2004,7,5,20,2.0204791448367013E-2,1.3775598683050999E-2,1.1862694088429781E-3,1.7152276732011621E-6,5.858875000000021E-5,3.9811792897413946E-3,3.9208142807675581E-2,null,1.605148016247843E-2,1.5923197005514776E-2,4.8665594879675189E-4,3.2009810743326909E-6,2.8465374678696397E-5,3.9811792897413946E-3,3.2492999472542992E-2]
[2004,7,5,22,2.1184718251975147E-2,1.2777332383166156E-2,1.1862694088429781E-3,1.7152276732011621E-6,5.858875000000021E-5,2.8516087361730165E-3,3.8060232757830492E-2,null,1.6829972516086374E-2,1.4769302258523489E-2,4.8665594879675189E-4,3.2009810743326909E-6,2.8465374678696397E-5,2.8516087361730165E-3,3.2117597079159642E-2]
[2004,7,6,1,1.3975983321838295E-2,1.3997208416668416E-2,1.1862694088429781E-3,1.7152276732011621E-6,5.858875000000021E-5,6.3397959938728378E-3,3.555956111889573E-2,null,1.1103070260086646E-2,1.6179355414881871E-2,4.8665594879675189E-4,3.2009810743326909E-6,2.8465374678696397E-5,6.3397959938728378E-3,2.7800747979518297E-2]
[2004,7,6,5,1.1306875448557505E-2,1.4492754696666509E-2,1.1862694088429781E-3,1.7152276732011621E-6,5.858875000000021E-5,7.9684288084412268E-3,3.5014632340181422E-2,null,8.9826260976726743E-3,1.6752156729968673E-2,4.8665594879675189E-4,3.2009810743326909E-6,2.8465374678696397E-5,7.9684288084412268E-3,2.6253105132191128E-2]
[2004,7,6,8,1.779717469399341E-2,1.9339999766694118E-2,0,0,5.858875000000021E-5,1.1404827315335932E-2,4.8600590526023453E-2,null,1.4138774818776305E-2,2.2355081144355384E-2,0,0,2.8465374678696397E-5,1.1404827315335932E-2,3.6522321337810387E-2]
[2004,7,6,9,1.9840331143403077E-2,2.0626619978776517E-2,0,0,5.858875000000021E-5,1.1816082921654094E-2,5.2341622793833684E-2,null,1.576193857675658E-2,2.384228381188604E-2,0,0,2.8465374678696397E-5,1.1816082921654094E-2,3.9632687763321316E-2]
[2004,7,6,13,2.490657636346234E-2,2.1591708455208643E-2,0,0,5.858875000000021E-5,1.0092186469884015E-2,5.6649060038554994E-2,null,1.9786762829748557E-2,2.4957828354925625E-2,0,0,2.8465374678696397E-5,1.0092186469884015E-2,4.4773056559352875E-2]
[2004,7,6,16,2.8410075767774684E-2,2.0713203591521595E-2,0,0,5.858875000000021E-5,6.7651173943200299E-3,5.5946985503616306E-2,null,2.2570080407229402E-2,2.3942365699788696E-2,0,0,2.8465374678696397E-5,6.7651173943200299E-3,4.6540911481696798E-2]
[2004,7,6,20,2.2652624988745686E-2,1.9069227267403583E-2,1.1862694088429781E-3,1.7152276732011621E-6,5.858875000000021E-5,6.7638620669149595E-3,4.9732287709580408E-2,null,1.7996135301079883E-2,2.2042095556644877E-2,4.8665594879675189E-4,3.2009810743326909E-6,2.8465374678696397E-5,6.7638620669149595E-3,4.0556553162274543E-2]
[2004,7,6,23,1.7573103549084416E-2,1.671592632613703E-2,1.1862694088429781E-3,1.7152276732011621E-6,5.858875000000021E-5,5.9266262953116614E-3,4.1462229557049285E-2,null,1.3960763897620214E-2,1.9321917990267674E-2,4.8665594879675189E-4,3.2009810743326909E-6,2.8465374678696397E-5,5.9266262953116614E-3,3.3801004192437673E-2]
[2004,7,7,3,9.3286015906532561E-3,1.4721101401458492E-2,1.1862694088429781E-3,1.7152276732011621E-6,5.858875000000021E-5,6.6352602764881384E-3,3.1931536655116069E-2,null,7.4110076195880534E-3,1.7016102395752075E-2,4.8665594879675189E-4,3.2009810743326909E-6,2.8465374678696397E-5,6.6352602764881384E-3,2.4945432319889906E-2]
[2004,7,7,6,1.0707974220417677E-2,1.6761547939045274E-2,1.1862694088429781E-3,1.7152276732011621E-6,5.858875000000021E-5,8.1964486443704375E-3,3.6912544190349575E-2,null,8.5068354315162385E-3,1.9374651954631856E-2,4.8665594879675189E-4,3.2009810743326909E-6,2.8465374678696397E-5,8.1964486443704375E-3,2.8399809690697875E-2]
[2004,7,7,10,1.7885583689198344E-2,2.1177677750066081E-2,0,0,5.858875000000021E-5,1.1615925925784924E-2,5.0737776115049343E-2,null,1.4209010398111193E-2,2.4479250789187695E-2,0,0,2.8465374678696397E-5,1.1615925925784924E-2,3.8716726561977582E-2]
[2004,7,7,11,1.9032576738766675E-2,2.1211626146532991E-2,0,0,5.858875000000021E-5,1.095523137096778E-2,5.1258023006267445E-2,null,1.5120226741457054E-2,2.451849169750691E-2,0,0,2.8465374678696397E-5,1.095523137096778E-2,3.9667183813642662E-2]
[2004,7,7,14,1.9258166031814673E-2,2.0799776387055532E-2,0,0,5.858875000000021E-5,9.2318266862053446E-3,4.9348357855075548E-2,null,1.5299443739142032E-2,2.4042435084090746E-2,0,0,2.8465374678696397E-5,9.2318266862053446E-3,3.9370344197911473E-2]
[2004,7,7,17,2.3615005728144428E-2,1.9773660279450017E-2,0,0,5.858875000000021E-5,6.7734091561492986E-3,5.0220663913743739E-2,null,1.8760688371904019E-2,2.285634877975919E-2,0,0,2.8465374678696397E-5,6.7734091561492986E-3,4.1645502526341902E-2]
[2004,7,7,21,2.2204949636957631E-2,1.7351704641531785E-2,1.1862694088429781E-3,1.7152276732011621E-6,5.858875000000021E-5,5.674360180966443E-3,4.6477587845972029E-2,null,1.7640484412684433E-2,2.0056813336799564E-2,4.8665594879675189E-4,3.2009810743326909E-6,2.8465374678696397E-5,5.674360180966443E-3,3.8215620054033776E-2]
[2004,7,7,24,1.2596970682831055E-2,1.5497302329034887E-2,1.1862694088429781E-3,1.7152276732011621E-6,5.858875000000021E-5,5.3705698871709551E-3,3.4711416285553076E-2,null,1.000752843895982E-2,1.7913312061192538E-2,4.8665594879675189E-4,3.2009810743326909E-6,2.8465374678696397E-5,5.3705698871709551E-3,2.8439162804702139E-2]
[2004,7,8,4,9.7447913264321149E-3,1.5101544082303024E-2,1.1862694088429781E-3,1.7152276732011621E-6,5.858875000000021E-5,6.9993097616866708E-3,3.3092218556937988E-2,null,7.7416450975720894E-3,1.7455855606902677E-2,4.8665594879675189E-4,3.2009810743326909E-6,2.8465374678696397E-5,6.9993097616866708E-3,2.5715823009024547E-2]
[2004,7,8,7,1.4905336489287518E-2,1.8723161914706864E-2,0,0,5.858875000000021E-5,1.145921574762181E-2,4.5146302901616198E-2,null,1.1841384930117719E-2,2.164207905539817E-2,0,0,2.8465374678696397E-5,1.145921574762181E-2,3.3511929360194585E-2]
[2004,7,8,11,2.0327477998689222E-2,2.0984931114484517E-2,0,0,5.858875000000021E-5,1.1446085497924549E-2,5.2817083361098291E-2,null,1.6148947178346047E-2,2.4256455198148043E-2,0,0,2.8465374678696397E-5,1.1446085497924549E-2,4.0433867751172789E-2]
[2004,7,8,12,2.2515212905352862E-2,2.0667607127987313E-2,0,0,5.858875000000021E-5,9.2516632938954568E-3,5.2493072077235629E-2,null,1.7886969743182327E-2,2.3889660805553905E-2,0,0,2.8465374678696397E-5,9.2516632938954568E-3,4.1805095923414928E-2]
[2004,7,8,15,2.2106617612169036E-2,2.0219804103158663E-2,0,0,5.858875000000021E-5,8.0789540581613552E-3,5.0463964523489058E-2,null,1.7562365588777541E-2,2.3372045858423868E-2,0,0,2.8465374678696397E-5,8.0789540581613552E-3,4.0962876821880101E-2]
[2004,7,8,19,2.0587447116174606E-2,1.8229202925971171E-2,1.1862694088429781E-3,1.7152276732011621E-6,5.858875000000021E-5,7.3769950922346408E-3,4.7440218520896596E-2,null,1.6355476859329757E-2,2.1071112488263734E-2,4.8665594879675189E-4,3.2009810743326909E-6,2.8465374678696397E-5,7.3769950922346408E-3,3.7944911652143275E-2]
[2004,7,8,22,2.1185661881794909E-2,1.6023990127653584E-2,1.1862694088429781E-3,1.7152276732011621E-6,5.858875000000021E-5,5.2293338867428363E-3,4.3685559282707502E-2,null,1.6830722172689924E-2,1.852210981806425E-2,4.8665594879675189E-4,3.2009810743326909E-6,2.8465374678696397E-5,5.2293338867428363E-3,3.5871154295303957E-2]
[2004,7,8,24,1.409480320620685E-2,1.4250996048569442E-2,1.1862694088429781E-3,1.7152276732011621E-6,5.858875000000021E-5,6.1748232821219624E-3,3.5767195923414437E-2,null,1.1197465444601358E-2,1.647270821596885E-2,4.8665594879675189E-4,3.2009810743326909E-6,2.8465374678696397E-5,6.1748232821219624E-3,2.8188495965119988E-2]
[2004,7,9,6,1.0686559092572356E-2,1.5164840283073687E-2,1.1862694088429781E-3,1.7152276732011621E-6,5.858875000000021E-5,7.9214870897918524E-3,3.501945985195408E-2,null,8.4898224125665219E-3,1.7529019604908217E-2,4.8665594879675189E-4,3.2009810743326909E-6,2.8465374678696397E-5,7.9214870897918524E-3,2.6537164322024517E-2]
[2004,7,9,9,1.7999463113213602E-2,1.9689678872406323E-2,0,0,5.858875000000021E-5,1.1238963833681037E-2,4.8986694569300965E-2,null,1.4299480686813091E-2,2.2759274778118711E-2,0,0,2.8465374678696397E-5,1.1238963833681037E-2,3.7087220839610496E-2]
[2004,7,9,12,2.1269459590456917E-2,1.9730315877038451E-2,0,0,5.858875000000021E-5,8.7130883614361925E-3,4.9771452578931556E-2,null,1.6897294364820029E-2,2.2806247040113213E-2,0,0,2.8465374678696397E-5,8.7130883614361925E-3,3.9732006779611938E-2]
[2004,7,9,13,2.230999931569301E-2,1.9465436465348446E-2,0,0,5.858875000000021E-5,7.5611871144113559E-3,4.9395211645452811E-2,null,1.7723940004819833E-2,2.2500073264868574E-2,0,0,2.8465374678696397E-5,7.5611871144113559E-3,4.0252478644367103E-2]
[2004,7,9,16,2.5525884820114947E-2,1.7386918423652944E-2,0,0,5.858875000000021E-5,4.4911819567268968E-3,4.7462573950494788E-2,null,2.0278765800025089E-2,2.0097516902787903E-2,0,0,2.8465374678696397E-5,4.4911819567268968E-3,4.0404748077491684E-2]
[2004,7,9,21,2.1784762622559337E-2,1.5220596099706928E-2,1.1862694088429781E-3,1.7152276732011621E-6,5.858875000000021E-5,4.7673957194117444E-3,4.3019327828194183E-2,null,1.730667133951409E-2,1.7593467682475022E-2,4.8665594879675189E-4,3.2009810743326909E-6,2.8465374678696397E-5,4.7673957194117444E-3,3.5418461326538898E-2]
[2004,7,9,24,1.5085290817228271E-2,1.0914312875921133E-2,1.1862694088429781E-3,1.7152276732011621E-6,5.858875000000021E-5,5.4573452865672653E-3,3.2703522366232848E-2,null,1.1984347718547122E-2,1.261584037846171E-2,4.8665594879675189E-4,3.2009810743326909E-6,2.8465374678696397E-5,5.4573452865672653E-3,2.5118510401558613E-2]
[2004,7,10,3,1.1568495614204706E-2,1.1347305581859427E-2,1.1862694088429781E-3,1.7152276732011621E-6,5.858875000000021E-5,6.9626684266970978E-3,3.112504300927741E-2,null,9.1904674361849691E-3,1.3116336096813994E-2,4.8665594879675189E-4,3.2009810743326909E-6,2.8465374678696397E-5,6.9626684266970978E-3,2.2825125837548744E-2]
[2004,7,10,7,1.3366723984339805E-2,1.3207441987440517E-2,0,0,5.858875000000021E-5,8.6037422182818537E-3,3.5236496940062173E-2,null,1.0619050704890883E-2,1.5266465403327574E-2,0,0,2.8465374678696397E-5,8.6037422182818537E-3,2.5913981482897155E-2]
[2004,7,10,10,2.0808850162102491E-2,1.53920250122401E-2,0,0,5.858875000000021E-5,1.0288583445273685E-2,4.654804736961627E-2,null,1.6531368137827018E-2,1.7791622144543186E-2,0,0,2.8465374678696397E-5,1.0288583445273685E-2,3.4351455657048904E-2]
[2004,7,10,13,2.2807308211144302E-2,1.5146250968518809E-2,0,0,5.858875000000021E-5,7.7959715149044781E-3,4.5808119444567585E-2,null,1.8119021730377837E-2,1.7507532239845892E-2,0,0,2.8465374678696397E-5,7.7959715149044781E-3,3.5655019344902422E-2]
[2004,7,10,14,2.2218980674324512E-2,1.5288917553051248E-2,0,0,5.858875000000021E-5,7.7557265058484301E-3,4.532221348322419E-2,null,1.7651631220040948E-2,1.7672440363542104E-2,0,0,2.8465374678696397E-5,7.7557265058484301E-3,3.5352536958261752E-2]
[2004,7,10,18,2.6054336974985982E-2,1.3259663105208723E-2,0,0,5.858875000000021E-5,5.2116217490937242E-3,4.4584210579288429E-2,null,2.0698588954468831E-2,1.532682772696977E-2,0,0,2.8465374678696397E-5,5.2116217490937242E-3,3.6053882056117301E-2]
[2004,7,10,22,2.3753987874223521E-2,1.0837968535323133E-2,1.1862694088429781E-3,1.7152276732011621E-6,5.858875000000021E-5,5.3385532735944529E-3,4.1177083069657283E-2,null,1.8871101249286506E-2,1.2527594052217192E-2,4.8665594879675189E-4,3.2009810743326909E-6,2.8465374678696397E-5,5.3385532735944529E-3,3.1917017606053484E-2]
[2004,7,11,1,1.3991843775588009E-2,1.0339810343277453E-2,1.1862694088429781E-3,1.7152276732011621E-6,5.858875000000021E-5,6.9449077455718839E-3,3.2523135250953523E-2,null,1.1115670427694515E-2,{"$f":"F4611*W$5","v":1.1951773631314977E-2},{"$f":"G4611*X$5","v":4.8665594879675189E-4},{"$f":"H4611*Y$5","v":3.2009810743326909E-6},{"$f":"I4611*Z$5","v":2.8465374678696397E-5},{"$f":"J4611","v":6.9449077455718839E-3},2.3585766363559271E-2]
[2004,7,11,4,1.0593163732544358E-2,1.0128334153473908E-2,1.1862694088429781E-3,1.7152276732011621E-6,5.858875000000021E-5,8.0489825434316223E-3,3.0017053815966067E-2,null,8.4156254691044752E-3,1.1707328572360074E-2,4.8665594879675189E-4,3.2009810743326909E-6,2.8465374678696397E-5,8.0489825434316223E-3,2.0641276346014328E-2]
[2004,7,11,8,1.589381541529071E-2,1.262189645762031E-2,0,0,5.858875000000021E-5,9.9814895475119556E-3,3.8555790170422974E-2,null,1.2626671425764797E-2,1.4589634069782899E-2,0,0,2.8465374678696397E-5,9.9814895475119556E-3,2.7244770870226392E-2]
[2004,7,11,11,2.2037861690345432E-2,1.4453705898867315E-2,0,0,5.858875000000021E-5,1.0758276602695968E-2,4.7308432941908715E-2,null,1.7507743183095958E-2,1.6707020274233351E-2,0,0,2.8465374678696397E-5,1.0758276602695968E-2,3.4243228832008005E-2]
[2004,7,11,15,2.3525915955227645E-2,1.3773660480215517E-2,0,0,5.858875000000021E-5,7.5599738184866511E-3,4.4918139003929811E-2,null,1.8689911956007433E-2,1.5920956639321183E-2,0,0,2.8465374678696397E-5,7.5599738184866511E-3,3.4639333970007312E-2]
[2004,7,11,16,2.6340173578313125E-2,1.3336270760801712E-2,0,0,5.858875000000021E-5,6.7452326393935653E-3,4.6480265728508399E-2,null,2.092566878252549E-2,1.5415378418682258E-2,0,0,2.8465374678696397E-5,6.7452326393935653E-3,3.6369512575886442E-2]
[2004,7,11,19,2.5394743550951268E-2,1.2279722781505208E-2,1.1862694088429781E-3,1.7152276732011621E-6,5.858875000000021E-5,7.0784195010129636E-3,4.5999459219985613E-2,null,2.0174582023328242E-2,1.419411595254959E-2,4.8665594879675189E-4,3.2009810743326909E-6,2.8465374678696397E-5,7.0784195010129636E-3,3.4887020280427616E-2]
[2004,7,11,23,2.009679004186057E-2,1.3326379734654465E-2,1.1862694088429781E-3,1.7152276732011621E-6,5.858875000000021E-5,5.9721576915470953E-3,4.0641900854578306E-2,null,1.5965679601829829E-2,1.5403945394132616E-2,4.8665594879675189E-4,3.2009810743326909E-6,2.8465374678696397E-5,5.9721576915470953E-3,3.1887947300512226E-2]
[2004,7,12,2,1.3505995348574875E-2,1.3607902756167346E-2,1.1862694088429781E-3,1.7152276732011621E-6,5.858875000000021E-5,5.7133234134827014E-3,3.4073794904741099E-2,null,1.0729693348539711E-2,1.5729357496813336E-2,4.8665594879675189E-4,3.2009810743326909E-6,2.8465374678696397E-5,5.7133234134827014E-3,2.6977373149902829E-2]
[2004,7,12,5,1.1453440920040173E-2,1.4375889075200687E-2,1.1862694088429781E-3,1.7152276732011621E-6,5.858875000000021E-5,7.3859232665966354E-3,3.4461826648353677E-2,null,9.0990634667007259E-3,1.6617071906681699E-2,4.8665594879675189E-4,3.2009810743326909E-6,2.8465374678696397E-5,7.3859232665966354E-3,2.6234457677932203E-2]
[2004,7,12,8,1.955842662194136E-2,1.9976628929967225E-2,0,0,5.858875000000021E-5,1.0739202215444327E-2,5.0332846517352911E-2,null,1.5537982549023296E-2,2.3090959984868219E-2,0,0,2.8465374678696397E-5,1.0739202215444327E-2,3.865740790857021E-2]
[2004,7,12,13,2.9953116205092507E-2,2.1505840950696221E-2,0,0,5.858875000000021E-5,7.8796731125887563E-3,5.9397219018377481E-2,null,2.3795932355902244E-2,2.4858574215618746E-2,0,0,2.8465374678696397E-5,7.8796731125887563E-3,4.8682971946199687E-2]
[2004,7,12,14,2.7245045293753142E-2,2.2128311976879294E-2,0,0,5.858875000000021E-5,8.8238698854219994E-3,5.8255815906054435E-2,null,2.1644534425216754E-2,2.5578087683467737E-2,0,0,2.8465374678696397E-5,8.8238698854219994E-3,4.7251087483363187E-2]
[2004,7,12,17,3.4008440295948086E-2,2.0094639109189613E-2,0,0,5.858875000000021E-5,6.7769265657494923E-3,6.0938594720887189E-2,null,2.7017641145282014E-2,2.3227367801010989E-2,0,0,2.8465374678696397E-5,6.7769265657494923E-3,5.0273474320971699E-2]
[2004,7,12,20,2.8200288058369334E-2,1.8895106655341408E-2,1.1862694088429781E-3,1.7152276732011621E-6,5.858875000000021E-5,6.5660431864478005E-3,5.4908011286674718E-2,null,2.2403416808426262E-2,2.1840829762512962E-2,4.8665594879675189E-4,3.2009810743326909E-6,2.8465374678696397E-5,6.5660431864478005E-3,4.476256887548901E-2]
[2004,7,12,24,2.008257876846704E-2,1.5917669561588965E-2,1.1862694088429781E-3,1.7152276732011621E-6,5.858875000000021E-5,7.1736406100465118E-3,4.4420462326618698E-2,null,1.5954389607892364E-2,1.8399214010910131E-2,4.8665594879675189E-4,3.2009810743326909E-6,2.8465374678696397E-5,7.1736406100465118E-3,3.4871925923352275E-2]
[2004,7,13,5,1.2245658107204788E-2,1.536876897305371E-2,1.1862694088429781E-3,1.7152276732011621E-6,5.858875000000021E-5,8.1456737283546691E-3,3.7006674195129347E-2,null,9.7284319259913574E-3,1.7764740518411867E-2,4.8665594879675189E-4,3.2009810743326909E-6,2.8465374678696397E-5,8.1456737283546691E-3,2.8011494748953005E-2]
[2004,7,13,7,1.6761903725290465E-2,1.8933417205708344E-2,0,0,5.858875000000021E-5,1.1044817322693849E-2,4.6798727003692656E-2,null,1.3316314885973178E-2,2.1885112878979832E-2,0,0,2.8465374678696397E-5,1.1044817322693849E-2,3.5229893139631707E-2]
[2004,7,13,11,2.5018697257352163E-2,2.2218489295053063E-2,0,0,5.858875000000021E-5,1.1143483818324714E-2,5.843925912072994E-2,null,1.9875836073027061E-2,2.5682323530906919E-2,0,0,2.8465374678696397E-5,1.1143483818324714E-2,4.5586624978612676E-2]
[2004,7,13,14,2.6400741481640295E-2,2.2135734978094998E-2,0,0,5.858875000000021E-5,9.4725929437382318E-3,5.806765815347352E-2,null,2.097378630461046E-2,2.5586667921136484E-2,0,0,2.8465374678696397E-5,9.4725929437382318E-3,4.6588919600425639E-2]
[2004,7,13,15,2.7664933950011544E-2,2.1781794018668144E-2,0,0,5.858875000000021E-5,8.2301638818257899E-3,5.7735480600505477E-2,null,2.1978110470958427E-2,2.5177548016082272E-2,0,0,2.8465374678696397E-5,8.2301638818257899E-3,4.7184123861719399E-2]
[2004,7,13,18,2.8464026517595522E-2,1.9970326365383591E-2,0,0,5.858875000000021E-5,8.0548237142368598E-3,5.6547765347215971E-2,null,{"$f":"E4676*V$5","v":2.2612941002584375E-2},2.3083674858478131E-2,0,0,2.8465374678696397E-5,8.0548237142368598E-3,{"$f":"SUM(M4676:Q4676)","v":4.5725081235741205E-2}]
[2004,7,13,21,2.782076712918527E-2,1.7704467960034637E-2,1.1862694088429781E-3,1.7152276732011621E-6,5.858875000000021E-5,6.4649393117954769E-3,5.3236747787531555E-2,null,2.2101910471099738E-2,2.0464572008206793E-2,4.8665594879675189E-4,3.2009810743326909E-6,2.8465374678696397E-5,6.4649393117954769E-3,4.3084804783856311E-2]
[2004,7,14,2,1.4667465496316172E-2,1.31466170610202E-2,1.1862694088429781E-3,1.7152276732011621E-6,5.858875000000021E-5,7.7865388925619731E-3,3.6847194836414528E-2,null,1.1652410867471938E-2,1.5196157948201991E-2,4.8665594879675189E-4,3.2009810743326909E-6,2.8465374678696397E-5,7.7865388925619731E-3,2.7366891120223707E-2]
[2004,7,14,5,1.3076901682132243E-2,1.4289667914035988E-2,1.1862694088429781E-3,1.7152276732011621E-6,5.858875000000021E-5,8.8706645074035865E-3,3.7483807490087999E-2,null,1.0388804481047554E-2,1.6517408976100038E-2,4.8665594879675189E-4,3.2009810743326909E-6,2.8465374678696397E-5,8.8706645074035865E-3,2.7424535761697372E-2]
[2004,7,14,9,2.251840683566788E-2,2.1016755940351378E-2,0,0,5.858875000000021E-5,1.2438918627631091E-2,5.6032670153650349E-2,null,1.7889507126912462E-2,2.4293241473910251E-2,0,0,2.8465374678696397E-5,1.2438918627631091E-2,4.2211213975501413E-2]
[2004,7,14,12,2.8640944127818486E-2,2.1254672507529406E-2,0,0,5.858875000000021E-5,9.6197654903918822E-3,5.9573970875739769E-2,null,2.2753491303147685E-2,2.456824893146E-2,0,0,2.8465374678696397E-5,9.6197654903918822E-3,4.7350205609286378E-2]
[2004,7,14,15,2.8521476978511484E-2,2.1381916357754931E-2,0,0,5.858875000000021E-5,8.5178927026075199E-3,5.8479874788873933E-2,null,2.2658581905935164E-2,2.4715329936176995E-2,0,0,2.8465374678696397E-5,8.5178927026075199E-3,4.7402377216790859E-2]
[2004,7,14,16,3.2069825028184805E-2,2.0680667553064979E-2,0,0,5.858875000000021E-5,7.0831945317156335E-3,5.9892275862965409E-2,null,2.5477529009371048E-2,2.3904757334298119E-2,0,0,2.8465374678696397E-5,7.0831945317156335E-3,4.9410751718347863E-2]
[2004,7,14,19,2.693637096507899E-2,1.9092252942810868E-2,1.1862694088429781E-3,1.7152276732011621E-6,5.858875000000021E-5,7.5048271037488302E-3,5.478002439815486E-2,null,2.1399311410861911E-2,2.2068710905576779E-2,4.8665594879675189E-4,3.2009810743326909E-6,2.8465374678696397E-5,7.5048271037488302E-3,4.3986344620988473E-2]
[2004,7,14,23,2.058374162972396E-2,1.6142255427201813E-2,1.1862694088429781E-3,1.7152276732011621E-6,5.858875000000021E-5,6.4135067461366007E-3,4.438607718957855E-2,null,1.6352533075306701E-2,1.8658812527467337E-2,4.8665594879675189E-4,3.2009810743326909E-6,2.8465374678696397E-5,6.4135067461366007E-3,3.5529667907323821E-2]
[2004,7,15,3,1.3011121283927819E-2,1.4318285784043479E-2,1.1862694088429781E-3,1.7152276732011621E-6,5.858875000000021E-5,7.562690512742453E-3,3.6138670967229933E-2,null,1.0336545948235845E-2,1.655048833566124E-2,4.8665594879675189E-4,3.2009810743326909E-6,2.8465374678696397E-5,7.562690512742453E-3,2.7405356588446863E-2]
[2004,7,15,6,1.4029657858856707E-2,1.6733432189360253E-2,1.1862694088429781E-3,1.7152276732011621E-6,5.858875000000021E-5,9.4248790406445977E-3,4.1434542475377728E-2,null,1.1145711421139111E-2,1.9342152995313076E-2,4.8665594879675189E-4,3.2009810743326909E-6,2.8465374678696397E-5,9.4248790406445977E-3,3.1006186721001968E-2]
[2004,7,15,10,2.3361354764740098E-2,2.2062509029414909E-2,0,0,5.858875000000021E-5,1.2197503856567083E-2,5.7679956400722085E-2,null,1.8559178080759332E-2,2.5502026140145621E-2,0,0,2.8465374678696397E-5,1.2197503856567083E-2,4.408966959558365E-2]
[2004,7,15,13,2.8253592879156887E-2,2.1895290567372772E-2,0,0,5.858875000000021E-5,1.0156557976396433E-2,6.0364030172926089E-2,null,2.2445764252378972E-2,2.5308738532447514E-2,0,0,2.8465374678696397E-5,1.0156557976396433E-2,4.7782968159505182E-2]
[2004,7,15,16,3.2021016833818729E-2,2.0189947005308836E-2,0,0,5.858875000000021E-5,7.3463628489413351E-3,5.9615915438068899E-2,null,2.5438753862117709E-2,2.3337534076975079E-2,0,0,2.8465374678696397E-5,7.3463628489413351E-3,4.8804753313771487E-2]
[2004,7,15,18,2.9017401272489723E-2,1.9742476828946413E-2,0,0,5.858875000000021E-5,8.1940859350831188E-3,5.7012552786519254E-2,null,2.3052563649682695E-2,2.2820303868964022E-2,0,0,2.8465374678696397E-5,8.1940859350831188E-3,4.5901332893325417E-2]
[2004,7,15,21,2.828382774734987E-2,1.7586835340591963E-2,1.1862694088429781E-3,1.7152276732011621E-6,5.858875000000021E-5,6.5570849999513235E-3,5.3674321474409328E-2,null,2.2469784019583945E-2,2.0328600612933422E-2,4.8665594879675189E-4,3.2009810743326909E-6,2.8465374678696397E-5,6.5570849999513235E-3,4.331670693706715E-2]
[2004,7,16,1,1.4618291807465329E-2,1.598412124607625E-2,1.1862694088429781E-3,1.7152276732011621E-6,5.858875000000021E-5,6.8969275854653504E-3,3.8745914025523104E-2,null,1.161334535703981E-2,1.847602542853231E-2,4.8665594879675189E-4,3.2009810743326909E-6,2.8465374678696397E-5,6.8969275854653504E-3,3.0607693090121898E-2]
[2004,7,16,4,1.1675778727199101E-2,1.5279880017199614E-2,1.1862694088429781E-3,1.7152276732011621E-6,5.858875000000021E-5,7.6183178223434983E-3,3.5820549953258396E-2,null,9.2756973562462142E-3,1.7661993887340164E-2,4.8665594879675189E-4,3.2009810743326909E-6,2.8465374678696397E-5,7.6183178223434983E-3,2.7456013548136159E-2]
[2004,7,16,7,1.7266466079230037E-2,1.9115627102258049E-2,0,0,5.858875000000021E-5,1.1642373969204528E-2,4.808305590069261E-2,null,1.3717159043938937E-2,2.2095729066767385E-2,0,0,2.8465374678696397E-5,1.1642373969204528E-2,3.5841353485385016E-2]
[2004,7,16,9,2.1484916959060102E-2,2.1337126685954902E-2,0,0,5.858875000000021E-5,1.3766227109082915E-2,5.6646859504097917E-2,null,1.7068462163647932E-2,{"$f":"F4739*W$5","v":2.466355761148219E-2},{"$f":"G4739*X$5","v":0},{"$f":"H4739*Y$5","v":0},{"$f":"I4739*Z$5","v":2.8465374678696397E-5},{"$f":"J4739","v":1.3766227109082915E-2},4.1760485149808818E-2]
[2004,7,16,15,2.5531168142373061E-2,2.0218870957779439E-2,0,0,5.858875000000021E-5,9.6449905049768286E-3,5.5453618355129332E-2,null,2.0282963078805959E-2,2.3370967236866286E-2,0,0,2.8465374678696397E-5,9.6449905049768286E-3,4.3682395690350942E-2]
[2004,7,16,18,2.8910840213618855E-2,1.7854304594519269E-2,0,0,5.858875000000021E-5,7.1182127373560465E-3,5.3941946295494161E-2,null,2.2967907357786314E-2,2.0637767983527823E-2,0,0,2.8465374678696397E-5,7.1182127373560465E-3,4.3634140715992836E-2]
[2004,7,16,19,2.5206218028299178E-2,1.7529586842674191E-2,1.1862694088429781E-3,1.7152276732011621E-6,5.858875000000021E-5,7.4377850216221534E-3,5.142016327911169E-2,null,2.0024809941062306E-2,2.0262427146967396E-2,4.8665594879675189E-4,3.2009810743326909E-6,2.8465374678696397E-5,7.4377850216221534E-3,4.0805559392579481E-2]
[2004,7,16,22,2.5204988091785892E-2,1.3598699309835994E-2,1.1862694088429781E-3,1.7152276732011621E-6,5.858875000000021E-5,5.9577429178127393E-3,4.6008003705950797E-2,null,2.0023832831172577E-2,1.5718719244898805E-2,4.8665594879675189E-4,3.2009810743326909E-6,2.8465374678696397E-5,5.9577429178127393E-3,3.6260874380621165E-2]
[2004,7,17,2,1.1860098924676942E-2,9.7906220685098373E-3,1.1862694088429781E-3,1.7152276732011621E-6,5.858875000000021E-5,7.3057983706624457E-3,3.020309275036541E-2,null,9.4221285629686579E-3,1.1316967602666447E-2,4.8665594879675189E-4,3.2009810743326909E-6,2.8465374678696397E-5,7.3057983706624457E-3,2.1257418470184884E-2]
[2004,7,17,5,9.7617149247337075E-3,9.8784291919588995E-3,1.1862694088429781E-3,1.7152276732011621E-6,5.858875000000021E-5,7.735368044105074E-3,2.8622085547313859E-2,null,7.7550898689823745E-3,1.1418463745036449E-2,4.8665594879675189E-4,3.2009810743326909E-6,2.8465374678696397E-5,7.735368044105074E-3,1.9691875918568604E-2]
[2004,7,17,10,1.960900952125564E-2,1.3565346202316716E-2,0,0,5.858875000000021E-5,1.0545048419758582E-2,4.3777992893330939E-2,null,1.5578167591614737E-2,1.5680166430317395E-2,0,0,2.8465374678696397E-5,1.0545048419758582E-2,3.1286799396610832E-2]
[2004,7,17,13,2.1490932686640339E-2,1.2802560122266014E-2,0,0,5.858875000000021E-5,8.3528967070258184E-3,4.270497826593217E-2,null,1.7073241293992524E-2,1.4798462970078263E-2,0,0,2.8465374678696397E-5,8.3528967070258184E-3,3.1900169638749483E-2]
[2004,7,17,16,2.2092219598417291E-2,1.2409167466799542E-2,0,0,5.858875000000021E-5,6.5230009161229771E-3,4.1082976731339808E-2,null,1.7550927240962577E-2,1.4343740899724811E-2,0,0,2.8465374678696397E-5,6.5230009161229771E-3,3.1923133515366083E-2]
[2004,7,17,19,2.3804237029716499E-2,1.0495128997994551E-2,1.1862694088429781E-3,1.7152276732011621E-6,5.858875000000021E-5,3.6182654898415513E-3,3.9164204904068779E-2,null,1.8911021152673679E-2,1.2131306266853697E-2,4.8665594879675189E-4,3.2009810743326909E-6,2.8465374678696397E-5,3.6182654898415513E-3,3.1560649724077156E-2]
[2004,7,17,20,2.2838526278873408E-2,1.0200767303549827E-2,1.1862694088429781E-3,1.7152276732011621E-6,5.858875000000021E-5,4.41312494604166E-3,3.8698991914981065E-2,null,1.8143822589923711E-2,1.1791053958452218E-2,4.8665594879675189E-4,3.2009810743326909E-6,2.8465374678696397E-5,4.41312494604166E-3,3.0453198852925707E-2]
[2004,7,17,23,1.819711044643546E-2,9.0361295832634154E-3,1.1862694088429781E-3,1.7152276732011621E-6,5.858875000000021E-5,6.3976744541466048E-3,3.4877487870361656E-2,null,1.445649949378691E-2,1.0444850698118353E-2,4.8665594879675189E-4,3.2009810743326909E-6,2.8465374678696397E-5,6.3976744541466048E-3,2.5419672496455045E-2]
[2004,7,18,3,1.0367333721639721E-2,8.6432017250679585E-3,1.1862694088429781E-3,1.7152276732011621E-6,5.858875000000021E-5,7.8074596101159995E-3,2.8064568443339859E-2,null,8.236217235696501E-3,9.9906658863395947E-3,4.8665594879675189E-4,3.2009810743326909E-6,2.8465374678696397E-5,7.8074596101159995E-3,1.8745205426585875E-2]
[2004,7,18,7,1.2119469775115251E-2,9.9080429475866278E-3,0,0,5.858875000000021E-5,8.6876624693073713E-3,3.0773763942009251E-2,null,9.6281829571045665E-3,1.1452694247520066E-2,0,0,2.8465374678696397E-5,8.6876624693073713E-3,2.1109342579303331E-2]
[2004,7,18,10,1.949120894914165E-2,1.2509600204837362E-2,0,0,5.858875000000021E-5,1.0695244656363087E-2,4.2754642560342102E-2,null,1.5484582188803308E-2,1.4459830973947652E-2,0,0,2.8465374678696397E-5,1.0695244656363087E-2,2.9972878537429658E-2]
[2004,7,18,14,2.131672254419294E-2,1.2275892489645106E-2,0,0,5.858875000000021E-5,8.3331427614882561E-3,4.1984346545326304E-2,null,1.693484191220514E-2,1.4189688523057754E-2,0,0,2.8465374678696397E-5,8.3331427614882561E-3,3.1152995809941589E-2]
[2004,7,18,17,2.6372351452451301E-2,1.1355605034783466E-2,0,0,5.858875000000021E-5,6.9051838664411815E-3,4.4691729103675942E-2,null,2.0951232149993036E-2,1.3125929423898215E-2,0,0,2.8465374678696397E-5,6.9051838664411815E-3,3.4105626948569945E-2]
[2004,7,18,18,2.5335610082776121E-2,1.0961646246184457E-2,0,0,5.858875000000021E-5,7.175447271719944E-3,4.3531292350680525E-2,null,2.0127604072886263E-2,1.267055296097656E-2,0,0,2.8465374678696397E-5,7.175447271719944E-3,3.282662240854152E-2]
[2004,7,18,24,1.4904477536319545E-2,1.1480527899356009E-2,1.1862694088429781E-3,1.7152276732011621E-6,5.858875000000021E-5,6.2406077417142729E-3,3.3872186563906011E-2,null,1.1840702544132138E-2,1.3270327604249479E-2,4.8665594879675189E-4,3.2009810743326909E-6,2.8465374678696397E-5,6.2406077417142729E-3,2.5629352452931398E-2]
[2004,7,19,1,1.369590084328574E-2,1.1232535695750482E-2,1.1862694088429781E-3,1.7152276732011621E-6,5.858875000000021E-5,6.1212970199552323E-3,3.2296306945507634E-2,null,1.0880561734827533E-2,{"$f":"F4803*W$5","v":1.2983673731361832E-2},{"$f":"G4803*X$5","v":4.8665594879675189E-4},{"$f":"H4803*Y$5","v":3.2009810743326909E-6},{"$f":"I4803*Z$5","v":2.8465374678696397E-5},{"$f":"J4803","v":6.1212970199552323E-3},2.4382557770739142E-2]
[2004,7,19,5,1.0849528344899578E-2,1.2323313266359017E-2,1.1862694088429781E-3,1.7152276732011621E-6,5.858875000000021E-5,8.6629002610322647E-3,3.3082315258807039E-2,null,8.6192915895936268E-3,1.4244502138577723E-2,4.8665594879675189E-4,3.2009810743326909E-6,2.8465374678696397E-5,8.6629002610322647E-3,2.3382116032721129E-2]
[2004,7,19,8,1.8047570507050102E-2,1.7871740932466088E-2,0,0,5.858875000000021E-5,1.175259865494393E-2,4.7730498844460116E-2,null,1.4337699090591642E-2,2.0657922624394611E-2,0,0,2.8465374678696397E-5,1.175259865494393E-2,3.5024087089664951E-2]
[2004,7,19,11,2.483649592140022E-2,1.9583243655369099E-2,0,0,5.858875000000021E-5,1.0535866338589436E-2,5.5014194665358757E-2,null,1.9731088173149777E-2,2.2636246446051108E-2,0,0,2.8465374678696397E-5,1.0535866338589436E-2,4.2395799993879581E-2]
[2004,7,19,15,2.6462489418206021E-2,1.8723426549102615E-2,0,0,5.858875000000021E-5,7.6354546291456079E-3,5.2879959346454244E-2,null,2.1022841291463038E-2,2.1642384945959804E-2,0,0,2.8465374678696397E-5,7.6354546291456079E-3,4.2693691612101542E-2]
[2004,7,19,18,2.6850212162288202E-2,1.7462784584359729E-2,0,0,5.858875000000021E-5,7.9341500095949508E-3,5.230573550624288E-2,null,2.1330863472789726E-2,2.0185210501504052E-2,0,0,2.8465374678696397E-5,7.9341500095949508E-3,4.1544539348972474E-2]
[2004,7,19,21,2.5240046487616529E-2,1.5608033829950563E-2,1.1862694088429781E-3,1.7152276732011621E-6,5.858875000000021E-5,6.5845148352281753E-3,4.8679168539311445E-2,null,2.0051684598246831E-2,1.8041306462333595E-2,4.8665594879675189E-4,3.2009810743326909E-6,2.8465374678696397E-5,6.5845148352281753E-3,3.8611313365130205E-2]
[2004,7,19,23,1.8909559630832816E-2,1.393413094437292E-2,1.1862694088429781E-3,1.7152276732011621E-6,5.858875000000021E-5,5.828163857163185E-3,3.9918427818885098E-2,null,1.5022497117635305E-2,1.6106444244842717E-2,4.8665594879675189E-4,3.2009810743326909E-6,2.8465374678696397E-5,5.828163857163185E-3,3.1647263667027803E-2]
[2004,7,20,2,1.2427005724600532E-2,1.3130701552010886E-2,1.1862694088429781E-3,1.7152276732011621E-6,5.858875000000021E-5,7.3569394929693232E-3,3.4161220156096926E-2,null,9.8725015983054352E-3,1.517776123157071E-2,4.8665594879675189E-4,3.2009810743326909E-6,2.8465374678696397E-5,7.3569394929693232E-3,2.5568585134425923E-2]
[2004,7,20,6,1.2767104486514337E-2,1.5398452977327457E-2,1.1862694088429781E-3,1.7152276732011621E-6,5.858875000000021E-5,9.3884861933603118E-3,3.8800617043718288E-2,null,1.0142689417075726E-2,1.7799052221216114E-2,4.8665594879675189E-4,3.2009810743326909E-6,2.8465374678696397E-5,9.3884861933603118E-3,2.8460063942841621E-2]
[2004,7,20,9,2.0001909753755157E-2,2.017399496060374E-2,0,0,5.858875000000021E-5,1.2534615298430463E-2,5.2769108762789355E-2,null,1.5890302973161022E-2,2.3319095128779485E-2,0,0,2.8465374678696397E-5,1.2534615298430463E-2,3.92378634766192E-2]
[2004,7,20,13,2.4238444731484364E-2,2.0610215760476502E-2,0,0,5.858875000000021E-5,9.8512918134048087E-3,5.4758541055365671E-2,null,1.9255972810756028E-2,2.3823322196806909E-2,0,0,2.8465374678696397E-5,9.8512918134048087E-3,4.3107760382241636E-2]
[2004,7,20,14,2.326397351682815E-2,2.069432724958814E-2,0,0,5.858875000000021E-5,9.668701659419179E-3,5.3685591175835469E-2,null,1.8481814591358784E-2,2.3920546560144359E-2,0,0,2.8465374678696397E-5,9.668701659419179E-3,4.2430826526181839E-2]
[2004,7,20,20,2.3076476135521114E-2,1.6951674988996152E-2,1.1862694088429781E-3,1.7152276732011621E-6,5.858875000000021E-5,8.0352351787621352E-3,4.9309959689795582E-2,null,1.8332859304972506E-2,1.9594419569971148E-2,4.8665594879675189E-4,3.2009810743326909E-6,2.8465374678696397E-5,8.0352351787621352E-3,3.8445601179493437E-2]
[2004,7,20,21,2.4968654664875516E-2,1.5909191849592892E-2,1.1862694088429781E-3,1.7152276732011621E-6,5.858875000000021E-5,6.5339435852780035E-3,4.8658363486262582E-2,null,1.9836080271415816E-2,1.8389414634391161E-2,4.8665594879675189E-4,3.2009810743326909E-6,2.8465374678696397E-5,6.5339435852780035E-3,3.874381721035676E-2]
[2004,7,20,24,1.5460118760330897E-2,1.3989017774601554E-2,1.1862694088429781E-3,1.7152276732011621E-6,5.858875000000021E-5,6.4328938874622489E-3,3.7128603808910886E-2,null,1.2282125763345534E-2,1.6169887862129136E-2,4.8665594879675189E-4,3.2009810743326909E-6,2.8465374678696397E-5,6.4328938874622489E-3,2.897033593002445E-2]
[2004,7,21,3,1.1540516190655917E-2,1.3618450179783515E-2,1.1862694088429781E-3,1.7152276732011621E-6,5.858875000000021E-5,7.4224025789447288E-3,3.3827942335900342E-2,null,9.1682394828206063E-3,1.5741549250362859E-2,4.8665594879675189E-4,3.2009810743326909E-6,2.8465374678696397E-5,7.4224025789447288E-3,2.5428111037733247E-2]
[2004,7,21,7,1.5544909356533777E-2,1.7438030402161818E-2,0,0,5.858875000000021E-5,1.1124922124569362E-2,4.4166450633264957E-2,null,1.2349486744348149E-2,2.0156597173770233E-2,0,0,2.8465374678696397E-5,1.1124922124569362E-2,3.2534549292797074E-2]
[2004,7,21,11,2.2610015874335986E-2,2.0401275039100952E-2,0,0,5.858875000000021E-5,1.2082358797309088E-2,5.5152238460746024E-2,null,1.7962284946502562E-2,2.3581807882584713E-2,0,0,2.8465374678696397E-5,1.2082358797309088E-2,4.1572558203765972E-2]
[2004,7,21,15,2.5644814679434587E-2,1.9319806874493993E-2,0,0,5.858875000000021E-5,9.4648338042102095E-3,5.4488044108138789E-2,null,2.0373248352961802E-2,2.2331740205931466E-2,0,0,2.8465374678696397E-5,9.4648338042102095E-3,4.273345393357196E-2]
[2004,7,21,18,2.6020696120711333E-2,1.832513131664561E-2,0,0,5.858875000000021E-5,8.9627199648126162E-3,5.3367136152169564E-2,null,{"$f":"E4868*V$5","v":2.0671863338101136E-2},2.1181995993095393E-2,0,0,2.8465374678696397E-5,8.9627199648126162E-3,{"$f":"SUM(M4868:Q4868)","v":4.1882324705875225E-2}]
[2004,7,21,21,2.5743376696880087E-2,1.6228608677176043E-2,1.1862694088429781E-3,1.7152276732011621E-6,5.858875000000021E-5,7.0237961356770292E-3,5.0242354896249335E-2,null,2.0451549892071631E-2,1.8758628139336018E-2,4.8665594879675189E-4,3.2009810743326909E-6,2.8465374678696397E-5,7.0237961356770292E-3,3.9728500335957435E-2]
[2004,7,21,22,2.3660313108921242E-2,1.5280871838736353E-2,1.1862694088429781E-3,1.7152276732011621E-6,5.858875000000021E-5,6.4155917528616992E-3,4.6603350087035471E-2,null,1.8796682335296879E-2,1.7663140332593627E-2,4.8665594879675189E-4,3.2009810743326909E-6,2.8465374678696397E-5,6.4155917528616992E-3,3.6978144972440292E-2]
[2004,7,22,1,1.4109938040149018E-2,1.3910204705828459E-2,1.1862694088429781E-3,1.7152276732011621E-6,5.858875000000021E-5,6.401869680173462E-3,3.5668585812667124E-2,null,1.1209489151324881E-2,1.6078787936125393E-2,4.8665594879675189E-4,3.2009810743326909E-6,2.8465374678696397E-5,6.401869680173462E-3,2.7806599392000055E-2]
[2004,7,22,4,1.1283397771525793E-2,1.3589762815002314E-2,1.1862694088429781E-3,1.7152276732011621E-6,5.858875000000021E-5,7.7071898119030107E-3,3.3826923784947303E-2,null,8.9639745086127903E-3,1.5708389561881069E-2,4.8665594879675189E-4,3.2009810743326909E-6,2.8465374678696397E-5,7.7071898119030107E-3,2.5190686375043639E-2]
[2004,7,22,9,2.0529132713767738E-2,1.9304931152179468E-2,0,0,5.858875000000021E-5,1.2609444421092041E-2,5.2502097037039244E-2,null,1.6309149606914774E-2,2.2314545377418862E-2,0,0,2.8465374678696397E-5,1.2609444421092041E-2,3.8652160359012332E-2]
[2004,7,22,12,2.5839894513821297E-2,1.9179057012524561E-2,0,0,5.858875000000021E-5,1.0742722038530132E-2,5.5820262314875989E-2,null,2.0528227437985266E-2,2.2169047619409198E-2,0,0,2.8465374678696397E-5,1.0742722038530132E-2,4.272574043207316E-2]
[2004,7,22,16,2.9409342131901384E-2,1.8744705785032227E-2,0,0,5.858875000000021E-5,7.9058779970055861E-3,5.6118514663939197E-2,null,2.336393686755471E-2,2.1666981587719621E-2,0,0,2.8465374678696397E-5,7.9058779970055861E-3,4.5059383829953031E-2]
[2004,7,22,19,2.3892296615641375E-2,1.7857284775256145E-2,1.1862694088429781E-3,1.7152276732011621E-6,5.858875000000021E-5,8.3322254955193707E-3,5.1328380272933058E-2,null,1.8980979147548378E-2,2.0641212770653023E-2,4.8665594879675189E-4,3.2009810743326909E-6,2.8465374678696397E-5,8.3322254955193707E-3,4.0140514222751188E-2]
[2004,7,22,22,2.3766992706722102E-2,1.5622785445399079E-2,1.1862694088429781E-3,1.7152276732011621E-6,5.858875000000021E-5,6.2296257271039525E-3,4.6865977265741307E-2,null,1.8881432799176579E-2,1.8058357835877548E-2,4.8665594879675189E-4,3.2009810743326909E-6,2.8465374678696397E-5,6.2296257271039525E-3,3.745811293960391E-2]
[2004,7,22,23,1.8323730728003213E-2,1.5236174119089526E-2,1.1862694088429781E-3,1.7152276732011621E-6,5.858875000000021E-5,6.7828692509104109E-3,4.1589347484519326E-2,null,1.455709162031027E-2,1.761147429527582E-2,4.8665594879675189E-4,3.2009810743326909E-6,2.8465374678696397E-5,6.7828692509104109E-3,3.2686888220135872E-2]
[2004,7,23,5,1.0702733048010215E-2,1.439320596729164E-2,1.1862694088429781E-3,1.7152276732011621E-6,5.858875000000021E-5,7.8170895041018464E-3,3.4159601905919879E-2,null,8.502671638232772E-3,1.663708848023554E-2,4.8665594879675189E-4,3.2009810743326909E-6,2.8465374678696397E-5,7.8170895041018464E-3,2.5658082423018092E-2]
[2004,7,23,7,1.6003796504170179E-2,1.7097958125580705E-2,0,0,5.858875000000021E-5,1.1014495004983629E-2,4.4174838384734516E-2,null,1.2714044723871236E-2,1.976350806158686E-2,0,0,2.8465374678696397E-5,1.1014495004983629E-2,3.250601816013679E-2]
[2004,7,23,10,2.0611362086140825E-2,1.9288850520845537E-2,0,0,5.858875000000021E-5,1.3275398043745959E-2,5.3234199400732318E-2,null,1.6374475851077829E-2,2.2295957796102467E-2,0,0,2.8465374678696397E-5,1.3275398043745959E-2,3.8698899021858996E-2]
[2004,7,23,13,2.4562196649406932E-2,1.8418765324673042E-2,0,0,5.858875000000021E-5,9.437022256634741E-3,5.2476572980714717E-2,null,1.9513174054400562E-2,2.1290227423942109E-2,0,0,2.8465374678696397E-5,9.437022256634741E-3,4.083186685302137E-2]
[2004,7,23,17,2.8587418241874409E-2,1.600526886754711E-2,0,0,5.858875000000021E-5,5.4570451439212141E-3,5.0108321003342733E-2,null,2.2710968236349098E-2,1.8500469937306571E-2,0,0,2.8465374678696397E-5,5.4570451439212141E-3,4.1239903548334365E-2]
[2004,7,23,20,2.2495908770090802E-2,1.5329306455814096E-2,1.1862694088429781E-3,1.7152276732011621E-6,5.858875000000021E-5,7.3427048915900139E-3,4.6414493504011091E-2,null,1.7871633779680571E-2,1.7719125844901304E-2,4.8665594879675189E-4,3.2009810743326909E-6,2.8465374678696397E-5,7.3427048915900139E-3,3.6109081929131655E-2]
[2004,7,23,22,2.3543945804723569E-2,1.2049733971936011E-2,1.1862694088429781E-3,1.7152276732011621E-6,5.858875000000021E-5,5.4281936332940036E-3,4.2268446796469759E-2,null,1.8704235576830534E-2,1.392827217994173E-2,4.8665594879675189E-4,3.2009810743326909E-6,2.8465374678696397E-5,5.4281936332940036E-3,3.3150830061322044E-2]
[2004,7,24,1,1.5981968346182564E-2,1.0853211137089305E-2,1.1862694088429781E-3,1.7152276732011621E-6,5.858875000000021E-5,7.3495896078720705E-3,3.5431342477660117E-2,null,1.269670357754874E-2,1.2545212956221559E-2,4.8665594879675189E-4,3.2009810743326909E-6,2.8465374678696397E-5,7.3495896078720705E-3,2.5760238838320078E-2]
[2004,7,24,4,1.2791677718129434E-2,1.0523666593378304E-2,1.1862694088429781E-3,1.7152276732011621E-6,5.858875000000021E-5,8.1844793671602377E-3,3.274639706518416E-2,null,1.016221135774043E-2,1.2164292837079371E-2,4.8665594879675189E-4,3.2009810743326909E-6,2.8465374678696397E-5,8.1844793671602377E-3,2.2844826499369583E-2]
[2004,7,24,8,1.8207541463203556E-2,1.353859177125934E-2,0,0,5.858875000000021E-5,1.1213161296456785E-2,4.3017883280919683E-2,null,1.4464786303336785E-2,1.5649241017469732E-2,0,0,2.8465374678696397E-5,1.1213161296456785E-2,3.0142492695485211E-2]
[2004,7,24,11,2.4722841919095205E-2,1.4644589245335708E-2,0,0,5.858875000000021E-5,1.107318799025951E-2,5.0499207904690424E-2,null,1.9640796968311197E-2,1.6927662091755794E-2,0,0,2.8465374678696397E-5,1.107318799025951E-2,3.6596924434745687E-2]
[2004,7,24,14,2.4842194422942603E-2,1.4260704857900095E-2,0,0,5.858875000000021E-5,9.4243207800563649E-3,4.8585808810899064E-2,null,1.9735615286666248E-2,1.648393061633183E-2,0,0,2.8465374678696397E-5,9.4243207800563649E-3,3.6248011277676774E-2]
[2004,7,24,19,2.8298310112696293E-2,1.1676094176919154E-2,1.1862694088429781E-3,1.7152276732011621E-6,5.858875000000021E-5,5.0419370487403978E-3,4.6262914724872019E-2,null,2.2481289379619851E-2,1.3496382415871174E-2,4.8665594879675189E-4,3.2009810743326909E-6,2.8465374678696397E-5,5.0419370487403978E-3,3.6495994100040806E-2]
[2004,7,24,22,2.590720314186358E-2,1.0514854345988209E-2,1.1862694088429781E-3,1.7152276732011621E-6,5.858875000000021E-5,6.473559848889021E-3,4.414219072325698E-2,null,2.0581700056623537E-2,1.2154106771523726E-2,4.8665594879675189E-4,3.2009810743326909E-6,2.8465374678696397E-5,6.473559848889021E-3,3.3254129132697048E-2]
[2004,7,25,1,1.4702457724126672E-2,9.5716476511200008E-3,1.1862694088429781E-3,1.7152276732011621E-6,5.858875000000021E-5,7.4285188981119887E-3,3.2949197659874842E-2,null,1.1680210068071288E-2,1.1063855351976667E-2,4.8665594879675189E-4,3.2009810743326909E-6,2.8465374678696397E-5,7.4285188981119887E-3,2.3262387724597735E-2]
[2004,7,25,2,1.2850709265522193E-2,9.2792422222962023E-3,1.1862694088429781E-3,1.7152276732011621E-6,5.858875000000021E-5,7.1160886401155522E-3,3.049261351445013E-2,null,1.0209108338308466E-2,1.0725864288519515E-2,4.8665594879675189E-4,3.2009810743326909E-6,2.8465374678696397E-5,7.1160886401155522E-3,2.1453294931377761E-2]
[2004,7,25,5,1.0852255638176746E-2,9.4028674668832999E-3,1.1862694088429781E-3,1.7152276732011621E-6,5.858875000000021E-5,8.5443527595433985E-3,3.0046049251119623E-2,null,8.6214582585269622E-3,1.0868762551579201E-2,4.8665594879675189E-4,3.2009810743326909E-6,2.8465374678696397E-5,8.5443527595433985E-3,2.0008543114655945E-2]
[2004,7,25,9,1.964559180835523E-2,1.2777242365644233E-2,0,0,5.858875000000021E-5,1.0454690050443567E-2,4.2936112974443032E-2,null,1.5607229997785953E-2,1.4769198207384333E-2,0,0,2.8465374678696397E-5,1.0454690050443567E-2,3.0404893579848984E-2]
[2004,7,25,12,2.5050968222569914E-2,1.3962129491756828E-2,0,0,5.858875000000021E-5,1.0684275298685399E-2,4.9755961763012141E-2,null,1.9901473395705718E-2,1.6138807730170634E-2,0,0,2.8465374678696397E-5,1.0684275298685399E-2,3.6068746500555048E-2]
[2004,7,25,16,2.805035394961428E-2,1.3040893350415632E-2,0,0,5.858875000000021E-5,8.1575547122632944E-3,4.9307390762293207E-2,null,2.2284303261596996E-2,1.5073952045515392E-2,0,0,2.8465374678696397E-5,8.1575547122632944E-3,3.738672068179108E-2]
[2004,7,25,20,2.6624760768106354E-2,1.1684729225464914E-2,1.1862694088429781E-3,1.7152276732011621E-6,5.858875000000021E-5,6.3313699707846123E-3,4.5887433350872059E-2,null,2.1151756027381993E-2,1.3506363657507915E-2,4.8665594879675189E-4,3.2009810743326909E-6,2.8465374678696397E-5,6.3313699707846123E-3,3.5176441989439693E-2]
[2004,7,25,23,2.1192840495682083E-2,1.2600495392719971E-2,1.1862694088429781E-3,1.7152276732011621E-6,5.858875000000021E-5,6.7702708624180642E-3,4.1810180137336291E-2,null,1.6836425145605953E-2,1.4564896606070691E-2,4.8665594879675189E-4,3.2009810743326909E-6,2.8465374678696397E-5,6.7702708624180642E-3,3.191964405622643E-2]
[2004,7,25,24,1.7203963715777464E-2,1.2527608928541729E-2,1.1862694088429781E-3,1.7152276732011621E-6,5.858875000000021E-5,6.7808702651627958E-3,3.775901629599817E-2,null,1.3667504710726402E-2,1.4480647234783947E-2,4.8665594879675189E-4,3.2009810743326909E-6,2.8465374678696397E-5,6.7808702651627958E-3,2.8666474250060126E-2]
[2004,7,26,3,1.1727539844677781E-2,1.2540343733748507E-2,1.1862694088429781E-3,1.7152276732011621E-6,5.858875000000021E-5,6.9481533180894986E-3,3.2462610283031969E-2,null,9.3168184216390424E-3,1.4495367379933346E-2,4.8665594879675189E-4,3.2009810743326909E-6,2.8465374678696397E-5,6.9481533180894986E-3,2.4330508106122167E-2]
[2004,7,26,6,1.3242179380932076E-2,1.4385905237522235E-2,1.1862694088429781E-3,1.7152276732011621E-6,5.858875000000021E-5,8.6668813639503815E-3,3.7541539368920879E-2,null,1.0520107578650177E-2,1.6628649575976134E-2,4.8665594879675189E-4,3.2009810743326909E-6,2.8465374678696397E-5,8.6668813639503815E-3,2.766707945917609E-2]
[2004,7,26,9,2.2507881935277464E-2,1.9337312469902054E-2,0,0,5.858875000000021E-5,1.2269512633134331E-2,5.4173295788313848E-2,null,1.7881145732524376E-2,2.2351974901409662E-2,0,0,2.8465374678696397E-5,1.2269512633134331E-2,4.0261586008612738E-2]
[2004,7,26,14,2.6571146139194531E-2,1.9988463556566079E-2,0,0,5.858875000000021E-5,9.7199597428991157E-3,5.6338158188659726E-2,null,2.1109162459683164E-2,2.3104639614709072E-2,0,0,2.8465374678696397E-5,9.7199597428991157E-3,4.4242267449070935E-2]
[2004,7,26,17,3.225910685790636E-2,1.8229332827561579E-2,0,0,5.858875000000021E-5,6.5644582011414286E-3,5.7111486636609365E-2,null,2.5627901931687885E-2,2.1071262641346948E-2,0,0,2.8465374678696397E-5,6.5644582011414286E-3,4.6727629947713525E-2]
[2004,7,26,21,2.7151909956327561E-2,1.6536406880700315E-2,1.1862694088429781E-3,1.7152276732011621E-6,5.858875000000021E-5,6.3036593030818102E-3,5.1238549526625862E-2,null,2.1570544053926222E-2,1.9114411691501392E-2,4.8665594879675189E-4,3.2009810743326909E-6,2.8465374678696397E-5,6.3036593030818102E-3,4.12032780499774E-2]
[2004,7,26,24,1.7830184961714332E-2,1.4681808723442314E-2,1.1862694088429781E-3,1.7152276732011621E-6,5.858875000000021E-5,5.4376451597802451E-3,3.9196212231453059E-2,null,1.4164999472410298E-2,1.6970684039183975E-2,4.8665594879675189E-4,3.2009810743326909E-6,2.8465374678696397E-5,5.4376451597802451E-3,3.1654005816144054E-2]
[2004,7,27,1,1.339400929903537E-2,1.3724533732732924E-2,1.1862694088429781E-3,1.7152276732011621E-6,5.858875000000021E-5,6.2858186599754418E-3,3.4650935078259913E-2,null,1.0640727230911064E-2,{"$f":"F4995*W$5","v":1.586417109435841E-2},{"$f":"G4995*X$5","v":4.8665594879675189E-4},{"$f":"H4995*Y$5","v":3.2009810743326909E-6},{"$f":"I4995*Z$5","v":2.8465374678696397E-5},{"$f":"J4995","v":6.2858186599754418E-3},2.7023220629819253E-2]
[2004,7,27,6,1.2505573224382751E-2,1.5450021505572398E-2,1.1862694088429781E-3,1.7152276732011621E-6,5.858875000000021E-5,9.3042948949952804E-3,3.850646301146661E-2,null,9.9349187070092108E-3,1.785866021745797E-2,4.8665594879675189E-4,3.2009810743326909E-6,2.8465374678696397E-5,9.3042948949952804E-3,2.8311901229016962E-2]
[2004,7,27,8,1.8248474946073699E-2,1.9163471317049586E-2,0,0,5.858875000000021E-5,1.2799943231470629E-2,5.0270478244593915E-2,null,1.4497305470384379E-2,2.2151032133822985E-2,0,0,2.8465374678696397E-5,1.2799943231470629E-2,3.6676802978886064E-2]
[2004,7,27,12,2.4597445868598737E-2,1.9673884440148309E-2,0,0,5.858875000000021E-5,1.0204266613214812E-2,5.453418567196186E-2,null,1.954117741905028E-2,2.2741018013950336E-2,0,0,2.8465374678696397E-5,1.0204266613214812E-2,4.2310660807679312E-2]
[2004,7,27,15,2.447574107030874E-2,1.9533891462477439E-2,0,0,5.858875000000021E-5,8.9164326879121909E-3,5.2984653970698375E-2,null,1.9444490345569589E-2,2.257920030902659E-2,0,0,2.8465374678696397E-5,8.9164326879121909E-3,4.2052156029274874E-2]
[2004,7,27,19,2.2531118511976183E-2,1.7750681916003624E-2,1.1862694088429781E-3,1.7152276732011621E-6,5.858875000000021E-5,7.9723326495489879E-3,4.9500706464044975E-2,null,1.7899605782007024E-2,2.0517990661161875E-2,4.8665594879675189E-4,3.2009810743326909E-6,2.8465374678696397E-5,7.9723326495489879E-3,3.8935918747718685E-2]
[2004,7,27,22,2.2978511863238588E-2,1.5502983850690452E-2,1.1862694088429781E-3,1.7152276732011621E-6,5.858875000000021E-5,6.4561720522155657E-3,4.6184241152660781E-2,null,1.825503263810524E-2,1.7919879324851572E-2,4.8665594879675189E-4,3.2009810743326909E-6,2.8465374678696397E-5,6.4561720522155657E-3,3.6693234267506598E-2]
[2004,7,27,23,1.7588270142470261E-2,1.4971773068310368E-2,1.1862694088429781E-3,1.7152276732011621E-6,5.858875000000021E-5,6.9026881280666004E-3,4.0709304725363403E-2,null,1.3972812835293606E-2,1.730585345679991E-2,4.8665594879675189E-4,3.2009810743326909E-6,2.8465374678696397E-5,6.9026881280666004E-3,3.1796988596643296E-2]
[2004,7,28,3,1.1116619958474802E-2,1.3715268687753426E-2,1.1862694088429781E-3,1.7152276732011621E-6,5.858875000000021E-5,7.2679008390436183E-3,3.3346362871788028E-2,null,8.8314796613103257E-3,1.5853461640644793E-2,4.8665594879675189E-4,3.2009810743326909E-6,2.8465374678696397E-5,7.2679008390436183E-3,2.5203263606504898E-2]
[2004,7,28,6,1.2706513978127956E-2,1.5221186302491719E-2,1.1862694088429781E-3,1.7152276732011621E-6,5.858875000000021E-5,9.4592085871183576E-3,3.8633482254254212E-2,null,1.009455393664358E-2,1.7594149897123667E-2,4.8665594879675189E-4,3.2009810743326909E-6,2.8465374678696397E-5,9.4592085871183576E-3,2.8207026138317024E-2]
[2004,7,28,9,2.0465141440709423E-2,1.8672528323949125E-2,0,0,5.858875000000021E-5,1.3345548166901854E-2,5.2541806681560395E-2,null,1.6258312425412941E-2,2.1583551752209232E-2,0,0,2.8465374678696397E-5,1.3345548166901854E-2,3.7870329552300866E-2]
[2004,7,28,13,2.4660509723273553E-2,1.9137727427451071E-2,0,0,5.858875000000021E-5,1.0665841348688403E-2,5.4522667249413029E-2,null,1.9591277822950465E-2,2.2121274804562972E-2,0,0,2.8465374678696397E-5,1.0665841348688403E-2,4.1741018002192133E-2]
[2004,7,28,16,2.8003085663711728E-2,1.8337422333674941E-2,0,0,5.858875000000021E-5,7.2666802410574684E-3,5.3665776988444137E-2,null,2.2246751478129292E-2,2.1196203164054645E-2,0,0,2.8465374678696397E-5,7.2666802410574684E-3,4.3471420016862633E-2]
[2004,7,28,20,2.2615972341205576E-2,1.7558807493263901E-2,1.1862694088429781E-3,1.7152276732011621E-6,5.858875000000021E-5,7.6762022023317581E-3,4.9097555423317403E-2,null,1.7967016997810292E-2,2.0296203259837303E-2,4.8665594879675189E-4,3.2009810743326909E-6,2.8465374678696397E-5,7.6762022023317581E-3,3.8781542562197381E-2]
[2004,7,28,24,1.5115304356321942E-2,1.4455796971807364E-2,1.1862694088429781E-3,1.7152276732011621E-6,5.858875000000021E-5,6.1509965004706265E-3,3.6968671215116114E-2,null,1.2008191653219697E-2,1.6709437342786477E-2,4.8665594879675189E-4,3.2009810743326909E-6,2.8465374678696397E-5,6.1509965004706265E-3,2.9235951300555955E-2]
[2004,7,29,3,1.1884770016486829E-2,1.3481630821754329E-2,1.1862694088429781E-3,1.7152276732011621E-6,5.858875000000021E-5,7.5615804199673517E-3,3.4174554644724693E-2,null,9.4417282476169789E-3,1.5583399928348472E-2,4.8665594879675189E-4,3.2009810743326909E-6,2.8465374678696397E-5,7.5615804199673517E-3,2.5543450480515231E-2]
[2004,7,29,4,1.1455175870603629E-2,1.3482751529341771E-2,1.1862694088429781E-3,1.7152276732011621E-6,5.858875000000021E-5,7.7975213824524534E-3,3.3982022168914036E-2,null,9.1004417795936543E-3,1.5584695352824097E-2,4.8665594879675189E-4,3.2009810743326909E-6,2.8465374678696397E-5,7.7975213824524534E-3,2.5203459436967533E-2]
[2004,7,29,7,1.5856078965255458E-2,1.753770021111508E-2,0,0,5.858875000000021E-5,1.1166622528687747E-2,4.4618990455058287E-2,null,1.2596692107211023E-2,2.0271805379234106E-2,0,0,2.8465374678696397E-5,1.1166622528687747E-2,3.2896962861123827E-2]
[2004,7,29,10,2.1315615672342771E-2,2.0829822225107673E-2,0,0,5.858875000000021E-5,1.2341057653670166E-2,5.4545084301120608E-2,null,1.6933962569718939E-2,2.4077165030099455E-2,0,0,2.8465374678696397E-5,1.2341057653670166E-2,4.1039592974497094E-2]
[2004,7,29,14,2.4693499039581616E-2,2.0159812629072897E-2,0,0,5.858875000000021E-5,1.0451151297151125E-2,5.5363051715805633E-2,null,1.9617485831958915E-2,2.3302701789792268E-2,0,0,2.8465374678696397E-5,1.0451151297151125E-2,4.294865299642988E-2]
[2004,7,29,17,3.0268124909272113E-2,1.817633910779784E-2,0,0,5.858875000000021E-5,8.273776249936915E-3,5.6776829017006862E-2,null,2.4046187647032986E-2,{"$f":"F5059*W$5","v":2.1010007268040285E-2},{"$f":"G5059*X$5","v":0},{"$f":"H5059*Y$5","v":0},{"$f":"I5059*Z$5","v":2.8465374678696397E-5},{"$f":"J5059","v":8.273776249936915E-3},4.5084660289751971E-2]
[2004,7,29,22,2.4090048135629785E-2,1.5349147251691436E-2,1.1862694088429781E-3,1.7152276732011621E-6,5.858875000000021E-5,6.3950928250165445E-3,4.708086159885394E-2,null,1.9138080724582993E-2,1.7742059795633317E-2,4.8665594879675189E-4,3.2009810743326909E-6,2.8465374678696397E-5,6.3950928250165445E-3,3.7398462824766089E-2]
[2004,7,30,1,1.3258636685451249E-2,1.3807936539069093E-2,1.1862694088429781E-3,1.7152276732011621E-6,5.858875000000021E-5,6.4367357134242657E-3,3.4749882324460787E-2,null,1.0533181907959264E-2,1.5960576292176606E-2,4.8665594879675189E-4,3.2009810743326909E-6,2.8465374678696397E-5,6.4367357134242657E-3,2.7012080504685652E-2]
[2004,7,30,4,1.0575832541773104E-2,1.3014730345793377E-2,1.1862694088429781E-3,1.7152276732011621E-6,5.858875000000021E-5,7.2890856118395346E-3,3.2126221885922193E-2,null,8.4018568902221921E-3,1.5043710261732237E-2,4.8665594879675189E-4,3.2009810743326909E-6,2.8465374678696397E-5,7.2890856118395346E-3,2.3963889456504208E-2]
[2004,7,30,5,1.0498098519487253E-2,1.3821187234506394E-2,1.1862694088429781E-3,1.7152276732011621E-6,5.858875000000021E-5,7.7811820210185213E-3,3.3347041161528354E-2,null,8.3401019287884359E-3,1.5975892754187641E-2,4.8665594879675189E-4,3.2009810743326909E-6,2.8465374678696397E-5,7.7811820210185213E-3,2.4834316987525858E-2]
[2004,7,30,8,1.7082328334471857E-2,1.8468928702147044E-2,0,0,5.858875000000021E-5,1.1664134144621941E-2,4.7273979931240842E-2,null,1.3570872784825468E-2,2.1348211208194138E-2,0,0,2.8465374678696397E-5,1.1664134144621941E-2,3.4947549367698304E-2]
[2004,7,30,14,2.311862732895259E-2,1.8686309821260107E-2,0,0,5.858875000000021E-5,8.3960706836294155E-3,5.025959658384211E-2,null,1.8366345869133244E-2,2.1599481767431272E-2,0,0,2.8465374678696397E-5,8.3960706836294155E-3,3.9994293011243215E-2]
[2004,7,30,16,2.6716723760306871E-2,1.7196265238783977E-2,0,0,5.858875000000021E-5,5.2523632809762964E-3,4.9223941030067143E-2,null,2.1224815041564891E-2,1.9877141128765645E-2,0,0,2.8465374678696397E-5,5.2523632809762964E-3,4.1130421545009233E-2]
[2004,7,30,19,2.2292961090257052E-2,1.6611419201927179E-2,1.1862694088429781E-3,1.7152276732011621E-6,5.858875000000021E-5,5.9660269415601694E-3,4.6116980620260574E-2,null,1.7710404169110364E-2,1.9201118338248144E-2,4.8665594879675189E-4,3.2009810743326909E-6,2.8465374678696397E-5,5.9660269415601694E-3,3.7429844811908287E-2]
[2004,7,30,23,1.9724674278250896E-2,1.2003483307073202E-2,1.1862694088429781E-3,1.7152276732011621E-6,5.858875000000021E-5,5.1624749452118838E-3,3.8137205917052157E-2,null,1.5670056218980762E-2,1.3874811095222947E-2,4.8665594879675189E-4,3.2009810743326909E-6,2.8465374678696397E-5,5.1624749452118838E-3,3.0063189618753487E-2]
[2004,7,31,2,1.3948989212284336E-2,1.1058313610426149E-2,1.189456901377714E-3,1.7198364706319528E-6,5.858875000000021E-5,7.7902523070694377E-3,3.4047320617628274E-2,null,1.1081625078872259E-2,1.2782290644415186E-2,4.8796358784755352E-4,3.2095820744109259E-6,2.8465374678696397E-5,7.7902523070694377E-3,2.4383554267888102E-2]
[2004,7,31,5,1.1874655140032287E-2,1.1038509675676217E-2,1.189456901377714E-3,1.7198364706319528E-6,5.858875000000021E-5,8.539661926053807E-3,3.2702592229610659E-2,null,9.4336925923531809E-3,1.2759399301413484E-2,4.8796358784755352E-4,3.2095820744109259E-6,2.8465374678696397E-5,8.539661926053807E-3,2.2712730438367322E-2]
[2004,7,31,6,1.2359295691916948E-2,1.1442404387076631E-2,1.189456901377714E-3,1.7198364706319528E-6,5.858875000000021E-5,8.5298990240897498E-3,3.3581364590931674E-2,null,9.8187100880491318E-3,1.3226260684870244E-2,4.8796358784755352E-4,3.2095820744109259E-6,2.8465374678696397E-5,8.5298990240897498E-3,2.3564609317520035E-2]
[2004,7,31,11,2.4272264648383685E-2,1.4999944154411388E-2,0,0,5.858875000000021E-5,1.069587594175276E-2,5.0026673494547827E-2,null,1.9282840681508043E-2,1.7338416379411598E-2,0,0,2.8465374678696397E-5,1.069587594175276E-2,3.6649722435598338E-2]
[2004,7,31,14,2.4371383151840495E-2,1.4651306058782253E-2,0,0,5.858875000000021E-5,9.0499025748190624E-3,4.8131180535441812E-2,null,1.9361584314969309E-2,1.6935426047879908E-2,0,0,2.8465374678696397E-5,9.0499025748190624E-3,3.632547573752791E-2]
[2004,7,31,17,2.687455470685951E-2,1.4231395003527728E-2,0,0,5.858875000000021E-5,7.8842417237361684E-3,4.9048780184123404E-2,null,2.135020214660327E-2,1.6450051392922951E-2,0,0,2.8465374678696397E-5,7.8842417237361684E-3,3.7828718914204917E-2]
[2004,7,31,20,2.646278837018784E-2,1.1823504560201314E-2,1.189456901377714E-3,1.7198364706319528E-6,5.858875000000021E-5,5.1566691422253843E-3,4.4692727560462886E-2,null,2.1023078790663067E-2,1.3666773890511637E-2,4.8796358784755352E-4,3.2095820744109259E-6,2.8465374678696397E-5,5.1566691422253843E-3,3.5209491225775373E-2]
[2004,7,31,24,1.80083273884614E-2,1.0312468908417183E-2,1.189456901377714E-3,1.7198364706319528E-6,5.858875000000021E-5,6.931189330256546E-3,3.650175111498348E-2,null,1.4306522815342769E-2,1.1920169701517779E-2,4.8796358784755352E-4,3.2095820744109259E-6,2.8465374678696397E-5,6.931189330256546E-3,2.6746331061461209E-2]
[2004,8,1,3,1.1741186814910851E-2,9.3036773157837236E-3,1.1895583870989651E-3,1.7199976678858088E-6,5.5420739247312028E-5,8.0944324168966877E-3,3.038599567160543E-2,null,9.3276601109746563E-3,1.0754108782018639E-2,4.8800522141712602E-4,3.2098829029055273E-6,2.6926195005782947E-5,8.0944324168966877E-3,2.0599910192319111E-2]
[2004,8,1,4,1.1037307589841793E-2,9.3431719905649521E-3,1.1895583870989651E-3,1.7199976678858088E-6,5.5420739247312028E-5,8.4238368885882816E-3,3.0051015593009191E-2,null,8.7684707995259684E-3,1.0799760626390672E-2,4.8800522141712602E-4,3.2098829029055273E-6,2.6926195005782947E-5,8.4238368885882816E-3,2.0086372725242455E-2]
[2004,8,1,8,1.6554075417323243E-2,1.1540797248252722E-2,0,0,5.5420739247312028E-5,1.0449116839511335E-2,3.8599410244334616E-2,null,1.3151207912656364E-2,1.3339992868021807E-2,0,0,2.6926195005782947E-5,1.0449116839511335E-2,2.6518126975683953E-2]
[2004,8,1,11,2.2841342261206602E-2,1.3352816921032898E-2,0,0,5.5420739247312028E-5,1.1112377046121122E-2,4.7361956967607928E-2,null,1.8146059716927704E-2,1.5434504104259185E-2,0,0,2.6926195005782947E-5,1.1112377046121122E-2,3.3607490016192676E-2]
[2004,8,1,15,2.4436939113318821E-2,1.2415776578912852E-2,0,0,5.5420739247312028E-5,8.0608214419198194E-3,4.4968957873398802E-2,null,1.9413664546427803E-2,1.4351380364014754E-2,0,0,2.6926195005782947E-5,8.0608214419198194E-3,3.3791971105448342E-2]
[2004,8,1,18,2.8400731048065498E-2,1.1496748077509269E-2,0,0,5.5420739247312028E-5,7.1791880181618665E-3,4.7132087882983939E-2,null,2.2562656594743179E-2,1.3289076487556938E-2,0,0,2.6926195005782947E-5,7.1791880181618665E-3,3.5878659277305901E-2]
[2004,8,1,21,2.8446817360728224E-2,1.090439286579797E-2,1.1895583870989651E-3,1.7199976678858088E-6,5.5420739247312028E-5,7.0469628657249912E-3,4.7644872216265344E-2,null,2.2599269372230044E-2,1.2604373851371154E-2,4.8800522141712602E-4,3.2098829029055273E-6,2.6926195005782947E-5,7.0469628657249912E-3,3.5721784522927021E-2]
[2004,8,2,1,1.5211638139553719E-2,9.525961808455349E-3,1.1895583870989651E-3,1.7199976678858088E-6,5.5420739247312028E-5,7.3244565846704492E-3,3.3308755656693681E-2,null,1.2084722995523966E-2,1.1011047144518706E-2,4.8800522141712602E-4,3.2098829029055273E-6,2.6926195005782947E-5,7.3244565846704492E-3,2.3613911439368487E-2]
[2004,8,2,5,1.2064473912144451E-2,1.094475311866736E-2,1.1895583870989651E-3,1.7199976678858088E-6,5.5420739247312028E-5,9.8634779307520855E-3,3.4119404085578064E-2,null,9.5844920828013075E-3,1.265102621635493E-2,4.8800522141712602E-4,3.2098829029055273E-6,2.6926195005782947E-5,9.8634779307520855E-3,2.2753659598482051E-2]
[2004,8,2,6,1.3663396998819055E-2,1.1710404444160433E-2,1.1895583870989651E-3,1.7199976678858088E-6,5.5420739247312028E-5,1.0163922536759703E-2,3.6784423103753357E-2,null,1.0854739403723815E-2,1.3536041610158455E-2,4.8800522141712602E-4,3.2098829029055273E-6,2.6926195005782947E-5,1.0163922536759703E-2,2.4908922313208084E-2]
[2004,8,2,9,2.3263320381483599E-2,1.5687908996095967E-2,0,0,5.5420739247312028E-5,1.4074110334979149E-2,5.3080760451806028E-2,null,1.848129571497972E-2,1.8133634065339795E-2,0,0,2.6926195005782947E-5,1.4074110334979149E-2,3.6641855975325301E-2]
[2004,8,2,12,2.8757982960840367E-2,1.6745756232603444E-2,0,0,5.5420739247312028E-5,1.0751819550000482E-2,5.6310979482691606E-2,null,2.2846471550496003E-2,1.9356398341230947E-2,0,0,2.6926195005782947E-5,1.0751819550000482E-2,4.2229796086732732E-2]
[2004,8,2,16,3.0828413743854914E-2,1.6086347636179277E-2,0,0,5.5420739247312028E-5,8.4952424962234114E-3,5.546542461550491E-2,null,2.4491303110686577E-2,1.8594188782897144E-2,0,0,2.6926195005782947E-5,8.4952424962234114E-3,4.311241808858951E-2]
[2004,8,2,18,2.8806857339422041E-2,1.5958458582417158E-2,0,0,5.5420739247312028E-5,9.1247177587070356E-3,5.3945454419793551E-2,null,2.2885299277090557E-2,1.8446361988232414E-2,0,0,2.6926195005782947E-5,9.1247177587070356E-3,4.1358587460328756E-2]
[2004,8,2,23,2.0250303819310037E-2,1.3207741095945757E-2,1.1895583870989651E-3,1.7199976678858088E-6,5.5420739247312028E-5,6.4650745515561171E-3,4.1169818590826066E-2,null,1.6087636978113287E-2,1.5266811142468539E-2,4.8800522141712602E-4,3.2098829029055273E-6,2.6926195005782947E-5,6.4650745515561171E-3,3.187258941990765E-2]
[2004,8,3,3,1.1837937810257611E-2,1.3057112125351109E-2,1.1895583870989651E-3,1.7199976678858088E-6,5.5420739247312028E-5,8.3150905762191703E-3,3.4456839635842049E-2,null,9.4045229029751185E-3,1.50926993068452E-2,4.8800522141712602E-4,3.2098829029055273E-6,2.6926195005782947E-5,8.3150905762191703E-3,2.5015363509146134E-2]
[2004,8,3,6,1.3336974112392081E-2,1.5385618331188752E-2,1.1895583870989651E-3,1.7199976678858088E-6,5.5420739247312028E-5,9.8624791721596411E-3,3.9831770739754635E-2,null,1.0595416237758398E-2,1.7784216670060422E-2,4.8800522141712602E-4,3.2098829029055273E-6,2.6926195005782947E-5,9.8624791721596411E-3,2.8897774207144636E-2]
[2004,8,3,7,1.6866822605816331E-2,1.8200580484295282E-2,0,0,5.5420739247312028E-5,1.2155848875609528E-2,4.7278672704968445E-2,null,1.3399666566871943E-2,2.1038027844316839E-2,0,0,2.6926195005782947E-5,1.2155848875609528E-2,3.4464620606194568E-2]
[2004,8,3,10,2.095908583643466E-2,2.0622782061703503E-2,0,0,5.5420739247312028E-5,1.3113080029776018E-2,5.4750368667161486E-2,null,1.6650721260199099E-2,2.3837847568420292E-2,0,0,2.6926195005782947E-5,1.3113080029776018E-2,4.0515495023625177E-2]
[2004,8,3,13,2.3674574642484462E-2,2.02981864200058E-2,0,0,5.5420739247312028E-5,1.0434729563896152E-2,5.446291136563372E-2,null,1.8808012257887842E-2,2.3462647878823989E-2,0,0,2.6926195005782947E-5,1.0434729563896152E-2,4.2297586331717617E-2]
[2004,8,3,19,2.2184277352722614E-2,1.7734947318678581E-2,1.1895583870989651E-3,1.7199976678858088E-6,5.5420739247312028E-5,8.5150101454416743E-3,4.9680933940857028E-2,null,1.7624061537884688E-2,2.0499803060116457E-2,4.8800522141712602E-4,3.2098829029055273E-6,2.6926195005782947E-5,8.5150101454416743E-3,3.8642005897326963E-2]
[2004,8,3,21,2.59397370239988E-2,1.6320688898292829E-2,1.1895583870989651E-3,1.7199976678858088E-6,5.5420739247312028E-5,6.6461406139652719E-3,5.0153265660271056E-2,null,2.0607546250831305E-2,1.8865063549867972E-2,4.8800522141712602E-4,3.2098829029055273E-6,2.6926195005782947E-5,6.6461406139652719E-3,3.9990751100025097E-2]
[2004,8,4,1,1.3356003889580411E-2,1.4882751744624639E-2,1.1895583870989651E-3,1.7199976678858088E-6,5.5420739247312028E-5,6.3047311556227864E-3,3.5790185913842004E-2,null,1.0610534240426996E-2,{"$f":"F5187*W$5","v":1.7202953821919897E-2},{"$f":"G5187*X$5","v":4.8800522141712602E-4},{"$f":"H5187*Y$5","v":3.2098829029055273E-6},{"$f":"I5187*Z$5","v":2.6926195005782947E-5},{"$f":"J5187","v":6.3047311556227864E-3},2.8331629361672706E-2]
[2004,8,4,4,1.1170784563658756E-2,1.4554287563834083E-2,1.1895583870989651E-3,1.7199976678858088E-6,5.5420739247312028E-5,7.7652964772230429E-3,3.4737067728730045E-2,null,8.8745101517680239E-3,1.6823282492904039E-2,4.8800522141712602E-4,3.2098829029055273E-6,2.6926195005782947E-5,7.7652964772230429E-3,2.6215933943997877E-2]
[2004,8,4,7,1.7053665094988402E-2,1.7989111866137868E-2,0,0,5.5420739247312028E-5,1.2292102588689218E-2,4.7390300289062798E-2,null,1.3548101581215829E-2,2.0793591537418075E-2,0,0,2.6926195005782947E-5,1.2292102588689218E-2,3.4368619313639687E-2]
[2004,8,4,8,1.9074848702358798E-2,1.9264219067207416E-2,0,0,5.5420739247312028E-5,1.2847823938541676E-2,5.12423124473552E-2,null,1.515380925017841E-2,2.2267486330154886E-2,0,0,2.6926195005782947E-5,1.2847823938541676E-2,3.7448221775339081E-2]
[2004,8,4,12,2.452592768660334E-2,2.0506517700132502E-2,0,0,5.5420739247312028E-5,1.0014372770596648E-2,5.5102238896579801E-2,null,1.9484360565360438E-2,2.3703457740681395E-2,0,0,2.6926195005782947E-5,1.0014372770596648E-2,4.3214744501047619E-2]
[2004,8,4,15,2.3418341437360494E-2,2.0734677884155676E-2,0,0,5.5420739247312028E-5,8.7638366842459261E-3,5.2972276745009407E-2,null,1.8604450532466121E-2,2.3967187807345244E-2,0,0,2.6926195005782947E-5,8.7638366842459261E-3,4.2598564534817154E-2]
[2004,8,4,19,2.1804007484315015E-2,1.8888640475135568E-2,1.1895583870989651E-3,1.7199976678858088E-6,5.5420739247312028E-5,7.8588864291151417E-3,4.9798233512579886E-2,null,1.7321960213813551E-2,2.183335551303316E-2,4.8800522141712602E-4,3.2098829029055273E-6,2.6926195005782947E-5,7.8588864291151417E-3,3.9673457026172532E-2]
[2004,8,4,22,2.2930500261794072E-2,1.6544421129010427E-2,1.1895583870989651E-3,1.7199976678858088E-6,5.5420739247312028E-5,5.1353293468985595E-3,4.5856949861717212E-2,null,1.8216890335566515E-2,1.9123675350934941E-2,4.8800522141712602E-4,3.2098829029055273E-6,2.6926195005782947E-5,5.1353293468985595E-3,3.785870698582728E-2]
[2004,8,5,2,1.2945251525701258E-2,1.5501062107255348E-2,1.1895583870989651E-3,1.7199976678858088E-6,5.5420739247312028E-5,6.5712078493850535E-3,3.626422060635582E-2,null,1.0284216424311638E-2,1.791765798405795E-2,4.8800522141712602E-4,3.2098829029055273E-6,2.6926195005782947E-5,6.5712078493850535E-3,2.8720015707695404E-2]
[2004,8,5,5,1.2123659179131592E-2,1.5948118812557258E-2,1.1895583870989651E-3,1.7199976678858088E-6,5.5420739247312028E-5,8.178480472738052E-3,3.7496957588441064E-2,null,9.6315111842546833E-3,1.8434410261395785E-2,4.8800522141712602E-4,3.2098829029055273E-6,2.6926195005782947E-5,8.178480472738052E-3,2.8584062744976282E-2]
[2004,8,5,9,2.1959169211784525E-2,2.088844370555391E-2,0,0,5.5420739247312028E-5,1.3114598620960535E-2,5.6017632277546275E-2,null,1.7445226786340043E-2,2.414492552482473E-2,0,0,2.6926195005782947E-5,1.3114598620960535E-2,4.1617078506170559E-2]
[2004,8,5,10,2.2969974518202145E-2,2.142166896876558E-2,0,0,5.5420739247312028E-5,1.3261279459964227E-2,5.7708343686179261E-2,null,1.8248250235780382E-2,2.4761279928708711E-2,0,0,2.6926195005782947E-5,1.3261279459964227E-2,4.3036456359494879E-2]
[2004,8,5,13,2.6418335479842122E-2,2.171548971736402E-2,0,0,5.5420739247312028E-5,9.9402923251327192E-3,5.8129538261586178E-2,null,2.098776366804116E-2,2.5100906958494151E-2,0,0,2.6926195005782947E-5,9.9402923251327192E-3,4.6115596821541094E-2]
[2004,8,5,16,3.0460166787709703E-2,1.9962444579531217E-2,0,0,5.5420739247312028E-5,6.737927316419574E-3,5.721595942290781E-2,null,2.419875326049074E-2,2.3074564312231087E-2,0,0,2.6926195005782947E-5,6.737927316419574E-3,4.7300243767727609E-2]
[2004,8,5,20,2.4885543304461823E-2,1.8578941878046814E-2,1.1895583870989651E-3,1.7199976678858088E-6,5.5420739247312028E-5,7.6343480129314953E-3,5.234553231945429E-2,null,1.9770053341300442E-2,2.1475375298362478E-2,4.8800522141712602E-4,3.2098829029055273E-6,2.6926195005782947E-5,7.6343480129314953E-3,4.1763569938988741E-2]
[2004,8,5,23,1.9359037122748956E-2,1.6317230641194978E-2,1.1895583870989651E-3,1.7199976678858088E-6,5.5420739247312028E-5,6.6225727652897146E-3,4.3545539653247804E-2,null,1.5379579696953668E-2,1.8861066154884872E-2,4.8800522141712602E-4,3.2098829029055273E-6,2.6926195005782947E-5,6.6225727652897146E-3,3.4758787151164358E-2]
[2004,8,6,3,1.184837150147428E-2,1.4955393424857463E-2,1.1895583870989651E-3,1.7199976678858088E-6,5.5420739247312028E-5,6.2928176170628427E-3,3.434328166740875E-2,null,9.4128118372120186E-3,1.728692024775531E-2,4.8800522141712602E-4,3.2098829029055273E-6,2.6926195005782947E-5,6.2928176170628427E-3,2.7217873384293143E-2]
[2004,8,6,6,1.1946704213212764E-2,1.7114615970881115E-2,1.1895583870989651E-3,1.7199976678858088E-6,5.5420739247312028E-5,8.0096236633024585E-3,3.8317642971410507E-2,null,9.4909312068588922E-3,1.9782762843793322E-2,4.8800522141712602E-4,3.2098829029055273E-6,2.6926195005782947E-5,8.0096236633024585E-3,2.9791835349978028E-2]
[2004,8,6,10,2.0970755334572471E-2,2.173488315252094E-2,0,0,5.5420739247312028E-5,1.2066566593479182E-2,5.4827625819819904E-2,null,1.6659991968008374E-2,2.5123323805538139E-2,0,0,2.6926195005782947E-5,1.2066566593479182E-2,4.1810241968552299E-2]
[2004,8,6,11,2.2527767350360606E-2,2.1375559523227387E-2,0,0,5.5420739247312028E-5,1.1092929551891537E-2,5.5051677164726837E-2,null,1.7896943487554186E-2,2.4707982079227728E-2,0,0,2.6926195005782947E-5,1.1092929551891537E-2,4.2631851761787701E-2]
[2004,8,6,14,2.4684630251063832E-2,2.0545835553844118E-2,0,0,5.5420739247312028E-5,7.7394259201124934E-3,5.3025312464267754E-2,null,1.9610440117910233E-2,2.3748905197803847E-2,0,0,2.6926195005782947E-5,7.7394259201124934E-3,4.3386271510719866E-2]
[2004,8,6,18,2.77663335270113E-2,1.8353040076188969E-2,0,0,5.5420739247312028E-5,4.866097739014255E-3,5.1040892081461835E-2,null,{"$f":"E5252*V$5","v":2.2058666278864419E-2},2.1214255692772563E-2,0,0,2.6926195005782947E-5,4.866097739014255E-3,{"$f":"SUM(M5252:Q5252)","v":4.3299848166642771E-2}]
[2004,8,6,21,2.4349378660806682E-2,1.6956380463405779E-2,1.1895583870989651E-3,1.7199976678858088E-6,5.5420739247312028E-5,4.5184916186154127E-3,4.707094986684203E-2,null,1.9344103082746877E-2,1.9599858621859402E-2,4.8800522141712602E-4,3.2098829029055273E-6,2.6926195005782947E-5,4.5184916186154127E-3,3.9462103003932096E-2]
[2004,8,6,23,2.0645328880880505E-2,1.4523616688335517E-2,1.1895583870989651E-3,1.7199976678858088E-6,5.5420739247312028E-5,3.8201987870076048E-3,4.023584348023778E-2,null,1.6401460407356981E-2,1.6787830066905585E-2,4.8800522141712602E-4,3.2098829029055273E-6,2.6926195005782947E-5,3.8201987870076048E-3,3.3707431773588391E-2]
[2004,8,7,5,1.1098616403376073E-2,1.2968860854201906E-2,1.1895583870989651E-3,1.7199976678858088E-6,5.5420739247312028E-5,7.1683087860417438E-3,3.2482485167633884E-2,null,8.8171769297894463E-3,1.4990689774713226E-2,4.8800522141712602E-4,3.2098829029055273E-6,2.6926195005782947E-5,7.1683087860417438E-3,2.4326008003828486E-2]
[2004,8,7,8,1.7937174780252561E-2,1.397103130957774E-2,0,0,5.5420739247312028E-5,1.0364899501436101E-2,4.2328526330513719E-2,null,1.4249996387832177E-2,1.6149097330073393E-2,0,0,2.6926195005782947E-5,1.0364899501436101E-2,3.0426019912911353E-2]
[2004,8,7,11,2.4684089629481768E-2,1.4793214676695787E-2,0,0,5.5420739247312028E-5,1.0157238878247432E-2,4.9689963923672295E-2,null,1.9610010626884698E-2,1.7099458038924896E-2,0,0,2.6926195005782947E-5,1.0157238878247432E-2,3.6736394860815383E-2]
[2004,8,7,12,2.4529641038808201E-2,1.4827120795555817E-2,0,0,5.5420739247312028E-5,9.8454122896108037E-3,4.9257594863222134E-2,null,1.9487310598247681E-2,1.7138650078612063E-2,0,0,2.6926195005782947E-5,9.8454122896108037E-3,3.6652886871865534E-2]
[2004,8,7,15,2.5583597160549913E-2,1.4222233941622748E-2,0,0,5.5420739247312028E-5,7.6374305552637124E-3,4.7498682396683679E-2,null,2.032461475075489E-2,1.6439462133112981E-2,0,0,2.6926195005782947E-5,7.6374305552637124E-3,3.679100307887366E-2]
[2004,8,7,20,2.7119517709633986E-2,1.1537772302853046E-2,1.1895583870989651E-3,1.7199976678858088E-6,5.5420739247312028E-5,4.4879276725892465E-3,4.4391916809090437E-2,null,2.1544810380478084E-2,1.3336496337479782E-2,4.8800522141712602E-4,3.2098829029055273E-6,2.6926195005782947E-5,4.4879276725892465E-3,3.5399448017283688E-2]
[2004,8,7,23,2.1364970987838593E-2,1.0421883253456703E-2,1.1895583870989651E-3,1.7199976678858088E-6,5.5420739247312028E-5,6.2653444153560551E-3,3.9298897780665504E-2,null,1.6973172371493858E-2,1.2046641603856021E-2,4.8800522141712602E-4,3.2098829029055273E-6,2.6926195005782947E-5,6.2653444153560551E-3,2.9537955274675693E-2]
[2004,8,8,2,1.340061849410998E-2,9.7459771177860338E-3,1.1895583870989651E-3,1.7199976678858088E-6,5.5420739247312028E-5,7.5421301447445499E-3,3.1935424880654727E-2,null,1.0645977835150219E-2,1.1265362560879677E-2,4.8800522141712602E-4,3.2098829029055273E-6,2.6926195005782947E-5,7.5421301447445499E-3,2.2429481695355712E-2]
[2004,8,8,6,1.0995906898235938E-2,1.0352276116718203E-2,1.1895583870989651E-3,1.7199976678858088E-6,5.5420739247312028E-5,8.6494651483413013E-3,3.1244347287309605E-2,null,8.7355804635023335E-3,1.1966182802988031E-2,4.8800522141712602E-4,3.2098829029055273E-6,2.6926195005782947E-5,8.6494651483413013E-3,2.1219904565816176E-2]
[2004,8,8,9,1.9818421637038619E-2,1.3532567538455754E-2,0,0,5.5420739247312028E-5,1.0212434968085982E-2,4.3618844882827662E-2,null,1.5744532804087386E-2,1.5642277614430371E-2,0,0,2.6926195005782947E-5,1.0212434968085982E-2,3.1413736613523542E-2]
[2004,8,8,10,2.2009153937820932E-2,1.4211696548388553E-2,0,0,5.5420739247312028E-5,1.0783986040282949E-2,4.7060257265739744E-2,null,1.7484936616577618E-2,1.642728197366923E-2,0,0,2.6926195005782947E-5,1.0783986040282949E-2,3.3939144785252631E-2]
[2004,8,8,13,2.3715544635302534E-2,1.4576446262541605E-2,0,0,5.5420739247312028E-5,9.2421431513240674E-3,4.7589554788415513E-2,null,1.8840560429872529E-2,1.6848895704570828E-2,0,0,2.6926195005782947E-5,9.2421431513240674E-3,3.5716382329449139E-2]
[2004,8,8,17,2.9653634023684792E-2,1.3163697799226163E-2,0,0,5.5420739247312028E-5,6.3196654803052621E-3,4.9192418042463527E-2,null,2.3558011944490614E-2,1.5215901551780382E-2,0,0,2.6926195005782947E-5,6.3196654803052621E-3,3.8800839691276783E-2]
[2004,8,8,21,2.852030578796784E-2,1.2151790366370336E-2,1.1895583870989651E-3,1.7199976678858088E-6,5.5420739247312028E-5,6.5176289946218694E-3,4.8436424272974198E-2,null,2.2657651466151816E-2,1.4046239036529219E-2,4.8800522141712602E-4,3.2098829029055273E-6,2.6926195005782947E-5,6.5176289946218694E-3,3.7222031802006859E-2]
[2004,8,8,24,1.6995475090091101E-2,1.2933650017667846E-2,1.1895583870989651E-3,1.7199976678858088E-6,5.5420739247312028E-5,6.1074702900985947E-3,3.7283294521871707E-2,null,1.3501873155069958E-2,1.4949989613525267E-2,4.8800522141712602E-4,3.2098829029055273E-6,2.6926195005782947E-5,6.1074702900985947E-3,2.8970004067921037E-2]
[2004,8,9,3,1.0292629156251535E-2,1.2018413961585621E-2,1.1895583870989651E-3,1.7199976678858088E-6,5.5420739247312028E-5,6.9615847816928275E-3,3.0519327023544148E-2,null,8.176868993848058E-3,1.3892069419793263E-2,4.8800522141712602E-4,3.2098829029055273E-6,2.6926195005782947E-5,6.9615847816928275E-3,2.2587079712967133E-2]
[2004,8,9,7,1.5379319194407583E-2,1.6475910743845541E-2,0,0,5.5420739247312028E-5,1.0644209181274225E-2,4.2554859858774663E-2,null,1.221793541360254E-2,1.9044484283816648E-2,0,0,2.6926195005782947E-5,1.0644209181274225E-2,3.1289345892424977E-2]
[2004,8,9,10,2.2395747812939473E-2,1.8690489321120007E-2,0,0,5.5420739247312028E-5,1.1615477869460072E-2,5.2757135742766866E-2,null,{"$f":"E5316*V$5","v":1.779206198004691E-2},2.1604312846006141E-2,0,0,2.6926195005782947E-5,1.1615477869460072E-2,{"$f":"SUM(M5316:Q5316)","v":3.9423301021058836E-2}]
[2004,8,9,14,2.3769869326095008E-2,1.9382518164909445E-2,0,0,5.5420739247312028E-5,9.7578218397096107E-3,5.296563006996137E-2,null,1.8883718098627315E-2,2.2404228106800986E-2,0,0,2.6926195005782947E-5,9.7578218397096107E-3,4.1314872400434091E-2]
[2004,8,9,15,2.5766699656494155E-2,1.8973130030106561E-2,0,0,5.5420739247312028E-5,7.5330081346814091E-3,5.2328258560529431E-2,null,2.0470078567536173E-2,2.1931016882216822E-2,0,0,2.6926195005782947E-5,7.5330081346814091E-3,4.2428021644758784E-2]
[2004,8,9,18,2.5952142514113093E-2,1.7804945755466942E-2,0,0,5.5420739247312028E-5,7.947517230882396E-3,5.1760026239709746E-2,null,2.0617401659583444E-2,2.0580714164214638E-2,0,0,2.6926195005782947E-5,7.947517230882396E-3,4.1225042018803865E-2]
[2004,8,9,22,2.2857414216212658E-2,1.4553224291314733E-2,1.1895583870989651E-3,1.7199976678858088E-6,5.5420739247312028E-5,6.2471603124788352E-3,4.4904497944020384E-2,null,1.8158827909443384E-2,1.6822053457550609E-2,4.8800522141712602E-4,3.2098829029055273E-6,2.6926195005782947E-5,6.2471603124788352E-3,3.5499022666319817E-2]
[2004,8,10,1,1.4423646921902606E-2,1.4740992945459035E-2,1.1895583870989651E-3,1.7199976678858088E-6,5.5420739247312028E-5,6.186818640356224E-3,3.6598157631732027E-2,null,1.1458711812451035E-2,1.7039095006175186E-2,4.8800522141712602E-4,3.2098829029055273E-6,2.6926195005782947E-5,6.186818640356224E-3,2.9015948117952037E-2]
[2004,8,10,4,1.1689469462418273E-2,1.4587550938065828E-2,1.1895583870989651E-3,1.7199976678858088E-6,5.5420739247312028E-5,7.8572325056857819E-3,3.538095203018405E-2,null,9.286573814206292E-3,1.6861731584892462E-2,4.8800522141712602E-4,3.2098829029055273E-6,2.6926195005782947E-5,7.8572325056857819E-3,2.6666446698424568E-2]
[2004,8,10,7,1.6585750369996422E-2,1.8512824279906907E-2,0,0,5.5420739247312028E-5,1.1805048208007528E-2,4.6959043597158169E-2,null,1.3176371739552585E-2,2.1398950050724529E-2,0,0,2.6926195005782947E-5,1.1805048208007528E-2,3.46022479852829E-2]
[2004,8,10,12,2.6246502449654305E-2,2.1396264576404023E-2,0,0,5.5420739247312028E-5,9.9005641183939966E-3,5.7598751883699631E-2,null,2.0851252757628311E-2,2.4731915023873313E-2,0,0,2.6926195005782947E-5,9.9005641183939966E-3,4.5610093976507407E-2]
[2004,8,10,13,2.5877121977640756E-2,2.1453308057878026E-2,0,0,5.5420739247312028E-5,1.0011400982939603E-2,5.7397251757705693E-2,null,2.0557802397891407E-2,2.4797851511592611E-2,0,0,2.6926195005782947E-5,1.0011400982939603E-2,4.5382580104489804E-2]
[2004,8,10,16,2.992656961287498E-2,1.956829093471554E-2,0,0,5.5420739247312028E-5,6.9449027238477085E-3,5.6495184010685533E-2,null,2.3774842700042646E-2,2.2618962615256297E-2,0,0,2.6926195005782947E-5,6.9449027238477085E-3,4.6420731510304729E-2]
[2004,8,10,19,2.4277362967636266E-2,1.8842296230092117E-2,1.1895583870989651E-3,1.7199976678858088E-6,5.5420739247312028E-5,7.9160581209805469E-3,5.2282416442723086E-2,null,1.9286890986632641E-2,2.1779786259102537E-2,4.8800522141712602E-4,3.2098829029055273E-6,2.6926195005782947E-5,7.9160581209805469E-3,4.1584818545060999E-2]
[2004,8,10,23,1.9002366916341145E-2,1.5908475293406069E-2,1.1895583870989651E-3,1.7199976678858088E-6,5.5420739247312028E-5,6.8394344596588988E-3,4.2996975793420274E-2,null,1.5096226871593781E-2,1.8388586368005732E-2,4.8800522141712602E-4,3.2098829029055273E-6,2.6926195005782947E-5,6.8394344596588988E-3,3.400295453892533E-2]
[2004,8,11,4,1.0904949895689381E-2,1.4443187017724067E-2,1.1895583870989651E-3,1.7199976678858088E-6,5.5420739247312028E-5,6.1555618837552508E-3,3.2750397921182867E-2,null,8.6633206470253573E-3,1.6694861512891995E-2,4.8800522141712602E-4,3.2098829029055273E-6,2.6926195005782947E-5,6.1555618837552508E-3,2.5876323459243164E-2]
[2004,8,11,7,1.7168858385628386E-2,1.8814670495130414E-2,0,0,5.5420739247312028E-5,1.1776631050568122E-2,4.7815580670574231E-2,null,1.3639615657185553E-2,2.174785370717951E-2,0,0,2.6926195005782947E-5,1.1776631050568122E-2,3.541439555937085E-2]
[2004,8,11,10,2.3158558261194073E-2,2.1104140537602799E-2,0,0,5.5420739247312028E-5,1.3137311041119528E-2,5.7455430579163712E-2,null,1.8398068570571732E-2,2.4394249218785538E-2,0,0,2.6926195005782947E-5,1.3137311041119528E-2,4.2819243984363056E-2]
[2004,8,11,13,2.7792098005936221E-2,2.1772158771601605E-2,0,0,5.5420739247312028E-5,1.1293671513247458E-2,6.0913349030032593E-2,null,2.2079134593195545E-2,2.5166410646246865E-2,0,0,2.6926195005782947E-5,1.1293671513247458E-2,4.7272471434448196E-2]
[2004,8,11,14,2.7126649559429637E-2,2.1422398125969036E-2,0,0,5.5420739247312028E-5,1.158334949716747E-2,6.018781792181345E-2,null,2.155047620216247E-2,2.4762122760593249E-2,0,0,2.6926195005782947E-5,1.158334949716747E-2,4.6339525157761505E-2]
[2004,8,11,17,3.2727321482477048E-2,1.9358117004700644E-2,0,0,5.5420739247312028E-5,8.7449977313213897E-3,6.0885856957746391E-2,null,2.5999870025359355E-2,2.2376022836735596E-2,0,0,2.6926195005782947E-5,8.7449977313213897E-3,4.8402819057100741E-2]
[2004,8,11,20,2.6641497373080691E-2,1.8527637984093227E-2,1.1895583870989651E-3,1.7199976678858088E-6,5.5420739247312028E-5,9.4642325124138903E-3,5.5880066993601964E-2,null,2.1165052243946235E-2,2.1416073192561579E-2,4.8800522141712602E-4,3.2098829029055273E-6,2.6926195005782947E-5,9.4642325124138903E-3,4.3099266735833634E-2]
[2004,8,12,1,1.3602539422053597E-2,1.526859564272488E-2,1.1895583870989651E-3,1.7199976678858088E-6,5.5420739247312028E-5,6.1911669664118634E-3,3.6309001155204502E-2,null,1.0806391753678349E-2,{"$f":"F5379*W$5","v":1.7648950293230076E-2},{"$f":"G5379*X$5","v":4.8800522141712602E-4},{"$f":"H5379*Y$5","v":3.2098829029055273E-6},{"$f":"I5379*Z$5","v":2.6926195005782947E-5},{"$f":"J5379","v":6.1911669664118634E-3},2.8973483346234237E-2]
[2004,8,12,4,1.1308051691253289E-2,1.484707611864451E-2,1.1895583870989651E-3,1.7199976678858088E-6,5.5420739247312028E-5,7.8387881488327284E-3,3.5240615082744689E-2,null,8.9835605510841764E-3,1.7161716411202087E-2,4.8800522141712602E-4,3.2098829029055273E-6,2.6926195005782947E-5,7.8387881488327284E-3,2.6663418261612077E-2]
[2004,8,12,8,1.9278500844097591E-2,1.9652101315345612E-2,0,0,5.5420739247312028E-5,1.2999098213908713E-2,5.1985121112599224E-2,null,1.531559851296393E-2,2.2715838927682686E-2,0,0,2.6926195005782947E-5,1.2999098213908713E-2,3.8058363635652404E-2]
[2004,8,12,11,2.290287474046112E-2,2.0737528942450605E-2,0,0,5.5420739247312028E-5,1.2550220843413222E-2,5.6246045265572253E-2,null,1.8194943536027051E-2,2.3970483342003947E-2,0,0,2.6926195005782947E-5,1.2550220843413222E-2,4.2192353073036787E-2]
[2004,8,12,14,2.3214384150589105E-2,2.0929988441336599E-2,0,0,5.5420739247312028E-5,9.9507546920029541E-3,5.4150548023175968E-2,null,1.8442418850477715E-2,2.4192947032102213E-2,0,0,2.6926195005782947E-5,9.9507546920029541E-3,4.2662292077585713E-2]
[2004,8,12,15,2.4607794530811408E-2,2.0512453109106536E-2,0,0,5.5420739247312028E-5,8.5644897136569025E-3,5.3740158092822149E-2,null,1.9549398802905658E-2,2.3710318472369093E-2,0,0,2.6926195005782947E-5,8.5644897136569025E-3,4.3286643470280536E-2]
[2004,8,12,18,2.5636747535395275E-2,1.8681945269899324E-2,0,0,5.5420739247312028E-5,8.6278068964192704E-3,5.3001920440961178E-2,null,2.0366839496783019E-2,2.1594436788061777E-2,0,0,2.6926195005782947E-5,8.6278068964192704E-3,4.1988202479850578E-2]
[2004,8,12,22,2.3692051499628997E-2,1.5997624548893155E-2,1.1895583870989651E-3,1.7199976678858088E-6,5.5420739247312028E-5,5.5853153074106651E-3,4.6521690479946975E-2,null,1.8821896559860215E-2,1.8491633879092303E-2,4.8800522141712602E-4,3.2098829029055273E-6,2.6926195005782947E-5,5.5853153074106651E-3,3.7831671738278339E-2]
[2004,8,13,2,1.2995632661992957E-2,1.508765024303654E-2,1.1895583870989651E-3,1.7199976678858088E-6,5.5420739247312028E-5,6.3773075031241591E-3,3.570728953216782E-2,null,1.0324241178430775E-2,1.7439795735757085E-2,4.8800522141712602E-4,3.2098829029055273E-6,2.6926195005782947E-5,6.3773075031241591E-3,2.8282178213513674E-2]
[2004,8,13,5,1.1526039850398712E-2,1.5657001817211066E-2,1.1895583870989651E-3,1.7199976678858088E-6,5.5420739247312028E-5,7.7071974118493843E-3,3.6136938203473329E-2,null,9.1567389093522977E-3,1.8097908496557479E-2,4.8800522141712602E-4,3.2098829029055273E-6,2.6926195005782947E-5,7.7071974118493843E-3,2.7772788705235592E-2]
[2004,8,13,9,2.1152498255950648E-2,2.1302121059661158E-2,0,0,5.5420739247312028E-5,1.2545031187004755E-2,5.5055071241863873E-2,null,1.6804375685337387E-2,2.4623094652550141E-2,0,0,2.6926195005782947E-5,1.2545031187004755E-2,4.1454396532893317E-2]
[2004,8,13,12,2.4851470262268104E-2,2.1268063031539337E-2,0,0,5.5420739247312028E-5,9.7620854104840029E-3,5.5937039443538755E-2,null,1.9742984377869397E-2,2.4583727021140381E-2,0,0,2.6926195005782947E-5,9.7620854104840029E-3,4.435363759401556E-2]
[2004,8,13,15,2.5675676597201547E-2,1.9224192911559471E-2,0,0,5.5420739247312028E-5,8.9400662828981129E-3,5.3895356530906435E-2,null,2.0397766272984799E-2,2.2221220147724662E-2,0,0,2.6926195005782947E-5,8.9400662828981129E-3,4.2645912615715251E-2]
[2004,8,13,17,3.0945260956338289E-2,1.7133341187106285E-2,0,0,5.5420739247312028E-5,4.8748338384444253E-3,5.300885672113631E-2,null,2.4584131127150431E-2,1.9804407297423575E-2,0,0,2.6926195005782947E-5,4.8748338384444253E-3,4.4415464619579792E-2]
[2004,8,13,20,2.4323007498447624E-2,1.6509778425666873E-2,1.1895583870989651E-3,1.7199976678858088E-6,5.5420739247312028E-5,7.0217235212256118E-3,4.9101208569354265E-2,null,1.9323152795259396E-2,1.9083631894179647E-2,4.8800522141712602E-4,3.2098829029055273E-6,2.6926195005782947E-5,7.0217235212256118E-3,3.8924925988764868E-2]
[2004,8,13,24,1.7394790355513085E-2,1.2571843245669427E-2,1.1895583870989651E-3,1.7199976678858088E-6,5.5420739247312028E-5,5.5414357630673454E-3,3.675476848826402E-2,null,1.3819104890813205E-2,1.4531777625718997E-2,4.8800522141712602E-4,3.2098829029055273E-6,2.6926195005782947E-5,5.5414357630673454E-3,2.8869023815858014E-2]
[2004,8,14,3,1.3489540617742104E-2,1.1820141457363841E-2,1.1895583870989651E-3,1.7199976678858088E-6,5.5420739247312028E-5,7.5911995662741117E-3,3.4147580765394217E-2,null,1.0716621063868221E-2,1.3662886484217143E-2,4.8800522141712602E-4,3.2098829029055273E-6,2.6926195005782947E-5,7.5911995662741117E-3,2.4897648847411177E-2]
[2004,8,14,6,1.326972251183383E-2,1.1429155513061198E-2,1.1895583870989651E-3,1.7199976678858088E-6,5.5420739247312028E-5,8.7467095562096774E-3,3.4692286705118869E-2,null,1.0541988923994022E-2,1.3210946328238431E-2,4.8800522141712602E-4,3.2098829029055273E-6,2.6926195005782947E-5,8.7467095562096774E-3,2.4271076551558267E-2]
[2004,8,14,10,2.4564263712484231E-2,1.4321985112522129E-2,0,0,5.5420739247312028E-5,1.212663482939379E-2,5.1068304393647457E-2,null,1.9514816210523016E-2,1.6554764384746942E-2,0,0,2.6926195005782947E-5,1.212663482939379E-2,3.6096506790275748E-2]
[2004,8,14,12,2.6147903903341575E-2,1.4073052797605817E-2,0,0,5.5420739247312028E-5,1.095555385026045E-2,5.1231931290455154E-2,null,2.0772922198551154E-2,1.6267023838390276E-2,0,0,2.6926195005782947E-5,1.095555385026045E-2,3.7066872231947212E-2]
[2004,8,14,17,2.9170746817299944E-2,1.2983053369210212E-2,0,0,5.5420739247312028E-5,8.4621644488085679E-3,5.0671385374566037E-2,null,2.3174387375347758E-2,{"$f":"F5443*W$5","v":1.5007094884769099E-2},{"$f":"G5443*X$5","v":0},{"$f":"H5443*Y$5","v":0},{"$f":"I5443*Z$5","v":2.6926195005782947E-5},{"$f":"J5443","v":8.4621644488085679E-3},3.820840845512264E-2]
[2004,8,14,18,3.038496783944317E-2,1.2100638092006101E-2,0,0,5.5420739247312028E-5,6.3727356922903241E-3,4.8913762362986911E-2,null,{"$f":"E5444*V$5","v":2.4139012261459685E-2},1.3987112187618906E-2,0,0,2.6926195005782947E-5,6.3727356922903241E-3,{"$f":"SUM(M5444:Q5444)","v":3.8153050644084377E-2}]
[2004,8,14,21,2.7419857161524647E-2,1.0964766607219964E-2,1.1895583870989651E-3,1.7199976678858088E-6,5.5420739247312028E-5,7.1437260214319825E-3,4.6775048914190751E-2,null,2.1783411841243085E-2,1.2674159782330744E-2,4.8800522141712602E-4,3.2098829029055273E-6,2.6926195005782947E-5,7.1437260214319825E-3,3.4975712922899652E-2]
[2004,8,15,1,1.3833944548794053E-2,8.5585713478154406E-3,1.1895583870989651E-3,1.7199976678858088E-6,5.5420739247312028E-5,7.3207718409680914E-3,3.0959986861591748E-2,null,1.0990229078149741E-2,9.8928417408597393E-3,4.8800522141712602E-4,3.2098829029055273E-6,2.6926195005782947E-5,7.3207718409680914E-3,2.1401212118335296E-2]
[2004,8,15,4,1.042659885021466E-2,8.4562078399890109E-3,1.1895583870989651E-3,1.7199976678858088E-6,5.5420739247312028E-5,8.4448493176930307E-3,2.8574355131910867E-2,null,8.2832997823329441E-3,9.7745198922927351E-3,4.8800522141712602E-4,3.2098829029055273E-6,2.6926195005782947E-5,8.4448493176930307E-3,1.8575960973951491E-2]
[2004,8,15,9,1.8610512968616218E-2,1.184479712226239E-2,0,0,5.5420739247312028E-5,1.0286955142397858E-2,4.0797685972523784E-2,null,1.4784922699780422E-2,1.3691385935929874E-2,0,0,2.6926195005782947E-5,1.0286955142397858E-2,2.8503234830716078E-2]
[2004,8,15,12,2.2750458532698092E-2,1.3717295882869868E-2,0,0,5.5420739247312028E-5,9.1139682135381837E-3,4.563714336835345E-2,null,1.8073858112225453E-2,1.5855804872902817E-2,0,0,2.6926195005782947E-5,9.1139682135381837E-3,3.3956589180134056E-2]
[2004,8,15,15,2.2337245004339815E-2,1.3237537826682489E-2,0,0,5.5420739247312028E-5,7.1290472433823918E-3,4.2759250813652006E-2,null,1.7745585050349989E-2,1.5301253145648046E-2,0,0,2.6926195005782947E-5,7.1290472433823918E-3,3.3073764391003818E-2]
[2004,8,15,16,2.5083074829019204E-2,1.2951147957210338E-2,0,0,5.5420739247312028E-5,6.1566555528485573E-3,4.4246299078325411E-2,null,1.9926980145321141E-2,1.4970215459598186E-2,0,0,2.6926195005782947E-5,6.1566555528485573E-3,3.4924121799925115E-2]
[2004,8,15,19,2.404139739995213E-2,1.2055768189787118E-2,1.1895583870989651E-3,1.7199976678858088E-6,5.5420739247312028E-5,6.4447395731387878E-3,4.3788604286892185E-2,null,1.9099430668698205E-2,1.3935247124684828E-2,4.8800522141712602E-4,3.2098829029055273E-6,2.6926195005782947E-5,6.4447395731387878E-3,3.3552819092708852E-2]
[2004,8,15,22,2.5290717205119731E-2,1.1882721220414682E-2,1.1895583870989651E-3,1.7199976678858088E-6,5.5420739247312028E-5,3.8234998210640706E-3,4.2243637370612645E-2,null,2.0091939407057884E-2,1.3735222352773115E-2,4.8800522141712602E-4,3.2098829029055273E-6,2.6926195005782947E-5,3.8234998210640706E-3,3.4345303059156819E-2]
[2004,8,16,2,1.1745457794145809E-2,1.2405555070501255E-2,1.1895583870989651E-3,1.7199976678858088E-6,5.5420739247312028E-5,6.0723497366048504E-3,3.1470061725266077E-2,null,9.3310531446834915E-3,1.4339565335435877E-2,4.8800522141712602E-4,3.2098829029055273E-6,2.6926195005782947E-5,6.0723497366048504E-3,2.4188759779445183E-2]
[2004,8,16,6,1.1422110690790939E-2,1.4627008765533777E-2,1.1895583870989651E-3,1.7199976678858088E-6,5.5420739247312028E-5,8.2093441393304711E-3,3.5505162719669352E-2,null,9.0741735016364924E-3,1.6907340837501922E-2,4.8800522141712602E-4,3.2098829029055273E-6,2.6926195005782947E-5,8.2093441393304711E-3,2.649965563846423E-2]
[2004,8,16,9,2.0576099178640412E-2,1.8727691414038929E-2,0,0,5.5420739247312028E-5,1.1875545270186425E-2,5.1234756602113074E-2,null,1.6346461611897949E-2,2.1647314697917981E-2,0,0,2.6926195005782947E-5,1.1875545270186425E-2,3.8020702504821716E-2]
[2004,8,16,13,2.6389734606153327E-2,1.9593257705583626E-2,0,0,5.5420739247312028E-5,7.7806320541705951E-3,5.381904510515486E-2,null,2.0965042010269119E-2,2.264782167396372E-2,0,0,2.6926195005782947E-5,7.7806320541705951E-3,4.3639789879238625E-2]
[2004,8,16,16,2.7866906676835727E-2,1.8880303638126244E-2,0,0,5.5420739247312028E-5,6.7338610460782799E-3,5.3536492100287561E-2,null,2.2138565540552432E-2,2.1823718973732285E-2,0,0,2.6926195005782947E-5,6.7338610460782799E-3,4.3989210709290502E-2]
[2004,8,16,17,2.9309871684787714E-2,1.8321172302287816E-2,0,0,5.5420739247312028E-5,6.3271081427005724E-3,5.4013572869023412E-2,null,2.3284913636224747E-2,2.1177419773432113E-2,0,0,2.6926195005782947E-5,6.3271081427005724E-3,4.4489259604662643E-2]
[2004,8,16,23,1.8174607426516297E-2,1.5017473001680274E-2,1.1895583870989651E-3,1.7199976678858088E-6,5.5420739247312028E-5,5.2992678469789634E-3,3.9738047399189694E-2,null,1.4438622210631013E-2,1.7358677951686163E-2,4.8800522141712602E-4,3.2098829029055273E-6,2.6926195005782947E-5,5.2992678469789634E-3,3.2315441461642995E-2]
[2004,8,16,24,1.6033810885063466E-2,1.4364778049036783E-2,1.1895583870989651E-3,1.7199976678858088E-6,5.5420739247312028E-5,5.4247920477536894E-3,3.7070080105868097E-2,null,1.2737889327302498E-2,1.6604228685663729E-2,4.8800522141712602E-4,3.2098829029055273E-6,2.6926195005782947E-5,5.4247920477536894E-3,2.986025931229204E-2]
[2004,8,17,4,1.139583567833231E-2,1.4789821310817906E-2,1.1895583870989651E-3,1.7199976678858088E-6,5.5420739247312028E-5,7.8837917848262589E-3,3.5316147897990639E-2,null,9.053299599407592E-3,1.7095535651620468E-2,4.8800522141712602E-4,3.2098829029055273E-6,2.6926195005782947E-5,7.8837917848262589E-3,2.6666976550353876E-2]
[2004,8,17,7,1.6807292200783513E-2,1.8987890910248408E-2,0,0,5.5420739247312028E-5,1.2329712638793809E-2,4.818031648907304E-2,null,1.3352373274194782E-2,2.1948078964808021E-2,0,0,2.6926195005782947E-5,1.2329712638793809E-2,3.5327378434008586E-2]
[2004,8,17,10,2.1334770783719186E-2,2.136349876761914E-2,0,0,5.5420739247312028E-5,1.3040814055122873E-2,5.5794504345708512E-2,null,{"$f":"E5508*V$5","v":1.6949180142790867E-2},2.4694041067152388E-2,0,0,2.6926195005782947E-5,1.3040814055122873E-2,{"$f":"SUM(M5508:Q5508)","v":4.1670147404949037E-2}]
[2004,8,17,14,2.3534996051328482E-2,2.0426076821718799E-2,0,0,5.5420739247312028E-5,1.0250118650570288E-2,5.4266612262864874E-2,null,1.8697125541102255E-2,2.3610476231583424E-2,0,0,2.6926195005782947E-5,1.0250118650570288E-2,4.2334527967691465E-2]
[2004,8,17,17,2.8789731461894907E-2,1.8943853793903415E-2,0,0,5.5420739247312028E-5,7.4368496631276792E-3,5.5225855658173312E-2,null,2.2871693807116057E-2,2.1897176518007006E-2,0,0,2.6926195005782947E-5,7.4368496631276792E-3,4.4795796520128849E-2]
[2004,8,17,20,2.3592168823248248E-2,1.7850146213193207E-2,1.1895583870989651E-3,1.7199976678858088E-6,5.5420739247312028E-5,7.3328149250279232E-3,5.0021829085483534E-2,null,1.8742545837404211E-2,2.0632961315839367E-2,4.8800522141712602E-4,3.2098829029055273E-6,2.6926195005782947E-5,7.3328149250279232E-3,3.9893648452569395E-2]
[2004,8,17,22,2.3753191656303123E-2,1.6092878234027694E-2,1.1895583870989651E-3,1.7199976678858088E-6,5.5420739247312028E-5,5.5286358341977357E-3,4.6621404848542713E-2,null,1.8870468702487549E-2,1.860173749264811E-2,4.8800522141712602E-4,3.2098829029055273E-6,2.6926195005782947E-5,5.5286358341977357E-3,3.7990347494461479E-2]
[2004,8,18,1,1.334809668876121E-2,1.5224864866183463E-2,1.1895583870989651E-3,1.7199976678858088E-6,5.5420739247312028E-5,6.1845401004675584E-3,3.6004200779426399E-2,null,1.0604252449426355E-2,1.7598401944218581E-2,4.8800522141712602E-4,3.2098829029055273E-6,2.6926195005782947E-5,6.1845401004675584E-3,2.8720795692970751E-2]
[2004,8,18,5,1.1683976656947283E-2,1.4821592381587392E-2,1.1895583870989651E-3,1.7199976678858088E-6,5.5420739247312028E-5,8.8828060519250216E-3,3.6635074214473859E-2,null,9.2822101137306264E-3,1.7132259791933956E-2,4.8800522141712602E-4,3.2098829029055273E-6,2.6926195005782947E-5,8.8828060519250216E-3,2.6932611204990395E-2]
[2004,8,18,8,1.8943766924879864E-2,1.9602085598806062E-2,0,0,5.5420739247312028E-5,1.2947455176999238E-2,5.1548728439932474E-2,null,1.5049672736013323E-2,2.2658025824517078E-2,0,0,2.6926195005782947E-5,1.2947455176999238E-2,3.7734624755536184E-2]
[2004,8,18,12,2.4688906852684211E-2,2.0830923067024748E-2,0,0,5.5420739247312028E-5,9.8564843345426353E-3,5.5431734993498905E-2,null,1.9613837618262946E-2,2.4078437491871958E-2,0,0,2.6926195005782947E-5,9.8564843345426353E-3,4.371920130514069E-2]
[2004,8,18,13,2.4022370579986012E-2,2.0985121645191566E-2,0,0,5.5420739247312028E-5,9.8550274011853008E-3,5.4917940365610193E-2,null,1.9084315015363121E-2,2.4256675432350105E-2,0,0,2.6926195005782947E-5,9.8550274011853008E-3,4.3367916642719009E-2]
[2004,8,18,19,2.2530285327984685E-2,1.8500136306691388E-2,1.1895583870989651E-3,1.7199976678858088E-6,5.5420739247312028E-5,7.8188899679544725E-3,5.0096010726644699E-2,null,1.7898943867908804E-2,2.1384284038614289E-2,4.8800522141712602E-4,3.2098829029055273E-6,2.6926195005782947E-5,7.8188899679544725E-3,3.9801369205848917E-2]
[2004,8,18,20,2.3063410377989823E-2,1.7839148051985491E-2,1.1895583870989651E-3,1.7199976678858088E-6,5.5420739247312028E-5,7.3465698101171026E-3,4.949582736410657E-2,null,1.8322479353842732E-2,2.0620248555280777E-2,4.8800522141712602E-4,3.2098829029055273E-6,2.6926195005782947E-5,7.3465698101171026E-3,3.946086920844933E-2]
[2004,8,18,23,1.7930590884315294E-2,1.6153164796405623E-2,1.1895583870989651E-3,1.7199976678858088E-6,5.5420739247312028E-5,6.3902672755354224E-3,4.17207220802705E-2,null,1.4244765882221717E-2,1.8671422653461493E-2,4.8800522141712602E-4,3.2098829029055273E-6,2.6926195005782947E-5,6.3902672755354224E-3,3.3434329835009033E-2]
[2004,8,19,2,1.0517671590833243E-2,1.4758993506242241E-2,1.1895583870989651E-3,1.7199976678858088E-6,5.5420739247312028E-5,6.5169284323135816E-3,3.3040292653403226E-2,null,8.355651545681627E-3,1.7059901831501287E-2,4.8800522141712602E-4,3.2098829029055273E-6,2.6926195005782947E-5,6.5169284323135816E-3,2.5933694676508728E-2]
[2004,8,19,6,1.1023215030403532E-2,1.6136751657693859E-2,1.1895583870989651E-3,1.7199976678858088E-6,5.5420739247312028E-5,9.1172986413372292E-3,3.7523964453448785E-2,null,8.757275116618779E-3,1.8652450727289761E-2,4.8800522141712602E-4,3.2098829029055273E-6,2.6926195005782947E-5,9.1172986413372292E-3,2.7927867143234354E-2]
[2004,8,19,10,1.8446782338415759E-2,2.0504444109448645E-2,0,0,5.5420739247312028E-5,1.2571550710933773E-2,5.1578197898045484E-2,null,1.4654848654256671E-2,2.3701060879845973E-2,0,0,2.6926195005782947E-5,1.2571550710933773E-2,3.838283572910843E-2]
[2004,8,19,14,1.9892377284849719E-2,2.0052035512885692E-2,0,0,5.5420739247312028E-5,1.0165932145241172E-2,5.016576568222389E-2,null,1.5803286076388003E-2,2.3178122358203091E-2,0,0,2.6926195005782947E-5,1.0165932145241172E-2,3.900833462959688E-2]
[2004,8,19,17,2.4815732376564637E-2,1.7958571063904201E-2,0,0,5.5420739247312028E-5,8.2227948354547196E-3,5.1052519015170869E-2,null,1.9714592797343358E-2,2.075828946294116E-2,0,0,2.6926195005782947E-5,8.2227948354547196E-3,4.0499808455290304E-2]
[2004,8,19,20,1.9964528875750686E-2,1.7204131685586141E-2,1.1895583870989651E-3,1.7199976678858088E-6,5.5420739247312028E-5,7.8263927815975798E-3,4.6241752466948567E-2,null,1.5860606134998741E-2,1.9886233944624049E-2,4.8800522141712602E-4,3.2098829029055273E-6,2.6926195005782947E-5,7.8263927815975798E-3,3.626498137894861E-2]
[2004,8,19,21,2.2841448615327074E-2,1.6426727607757815E-2,1.1895583870989651E-3,1.7199976678858088E-6,5.5420739247312028E-5,6.7325708037311999E-3,4.7247446150830243E-2,null,1.8146144208819603E-2,1.8987633559336886E-2,4.8800522141712602E-4,3.2098829029055273E-6,2.6926195005782947E-5,6.7325708037311999E-3,3.765191906748231E-2]
[2004,8,19,24,1.29497557552553E-2,1.5064383639078343E-2,1.1895583870989651E-3,1.7199976678858088E-6,5.5420739247312028E-5,6.0255389221026507E-3,3.5286377440450455E-2,null,1.0287794761238239E-2,1.7412901897819466E-2,4.8800522141712602E-4,3.2098829029055273E-6,2.6926195005782947E-5,6.0255389221026507E-3,2.8218837958383518E-2]
[2004,8,20,4,9.7416564729531155E-3,1.3907889001395161E-2,1.1895583870989651E-3,1.7199976678858088E-6,5.5420739247312028E-5,7.7788773540888242E-3,3.2675121952451265E-2,null,7.7391546468015869E-3,1.6076111216314783E-2,4.8800522141712602E-4,3.2098829029055273E-6,2.6926195005782947E-5,7.7788773540888242E-3,2.4333407162442183E-2]
[2004,8,20,7,1.4887946223181243E-2,1.6744774863693516E-2,0,0,5.5420739247312028E-5,1.2172702323292268E-2,4.3860844149414338E-2,null,1.1827569419468255E-2,1.9355263978155526E-2,0,0,2.6926195005782947E-5,1.2172702323292268E-2,3.1209759592629564E-2]
[2004,8,20,11,2.064572724373755E-2,1.8049827542625983E-2,0,0,5.5420739247312028E-5,1.4320827107280429E-2,5.3071802632891275E-2,null,1.6401776882462089E-2,2.0863772710685909E-2,0,0,2.6926195005782947E-5,1.4320827107280429E-2,3.7292475788153784E-2]
[2004,8,20,15,2.16929093779826E-2,1.7139561424028577E-2,0,0,5.5420739247312028E-5,1.1696301325739809E-2,5.0584192866998293E-2,null,1.723369951315545E-2,1.9811597261374578E-2,0,0,2.6926195005782947E-5,1.1696301325739809E-2,3.7072222969535815E-2]
[2004,8,20,18,2.4748118561619487E-2,1.5675438101719372E-2,0,0,5.5420739247312028E-5,8.7262848646451965E-3,4.9205262267231362E-2,null,1.9660877726238812E-2,1.8119218974383507E-2,0,0,2.6926195005782947E-5,8.7262848646451965E-3,3.7807022895628109E-2]
[2004,8,20,21,2.1764088625890507E-2,1.4234788320222522E-2,1.1895583870989651E-3,1.7199976678858088E-6,5.5420739247312028E-5,8.1325183606163459E-3,4.5378094430743532E-2,null,1.7290247104289645E-2,1.6453973723376713E-2,4.8800522141712602E-4,3.2098829029055273E-6,2.6926195005782947E-5,8.1325183606163459E-3,3.4262362126992178E-2]
[2004,8,20,22,2.1319676099295207E-2,1.2933480832206058E-2,1.1895583870989651E-3,1.7199976678858088E-6,5.5420739247312028E-5,6.4681503475299456E-3,4.196800640304537E-2,null,1.6937188332422047E-2,1.4949794052265063E-2,4.8800522141712602E-4,3.2098829029055273E-6,2.6926195005782947E-5,6.4681503475299456E-3,3.2405123684012931E-2]
[2004,8,21,4,1.0395446033367598E-2,1.0662794925226655E-2,1.1895583870989651E-3,1.7199976678858088E-6,5.5420739247312028E-5,7.394096560369167E-3,2.9699036642977582E-2,null,8.2585507606514393E-3,1.2325111098996049E-2,4.8800522141712602E-4,3.2098829029055273E-6,2.6926195005782947E-5,7.394096560369167E-3,2.1101803158973302E-2]
[2004,8,21,6,1.0446723416580744E-2,1.0418386209496176E-2,1.1895583870989651E-3,1.7199976678858088E-6,5.5420739247312028E-5,8.4686054900071101E-3,3.0580414240098192E-2,null,8.299287528538056E-3,1.2042599375187662E-2,4.8800522141712602E-4,3.2098829029055273E-6,2.6926195005782947E-5,8.4686054900071101E-3,2.086002820305153E-2]
[2004,8,21,9,1.8133389915808439E-2,1.3071661094210553E-2,0,0,5.5420739247312028E-5,1.1783610454506965E-2,4.3044082203773266E-2,null,1.4405877400709829E-2,1.510951644145446E-2,0,0,2.6926195005782947E-5,1.1783610454506965E-2,2.9542320037170073E-2]
[2004,8,21,12,2.1331901438934271E-2,1.2588326024068296E-2,0,0,5.5420739247312028E-5,1.0423418530142234E-2,4.4399066732392106E-2,null,1.6946900622558648E-2,1.4550830048316525E-2,0,0,2.6926195005782947E-5,1.0423418530142234E-2,3.1524656865880962E-2]
[2004,8,21,16,2.2729327517924353E-2,1.1744891549910435E-2,0,0,5.5420739247312028E-5,7.6175182266331786E-3,4.2147158033715278E-2,null,1.8057070803862457E-2,1.3575905211853164E-2,0,0,2.6926195005782947E-5,7.6175182266331786E-3,3.1659902210721409E-2]
[2004,8,21,19,2.4582266672302924E-2,9.7839258811928242E-3,1.1895583870989651E-3,1.7199976678858088E-6,5.5420739247312028E-5,4.5657903973147004E-3,4.0178682074824605E-2,null,1.9529118469130045E-2,1.1309227488259237E-2,4.8800522141712602E-4,3.2098829029055273E-6,2.6926195005782947E-5,4.5657903973147004E-3,3.1356487256715103E-2]
[2004,8,21,21,2.2622212987569935E-2,9.6188987691994826E-3,1.1895583870989651E-3,1.7199976678858088E-6,5.5420739247312028E-5,7.2257324584945231E-3,4.0713543339278097E-2,null,1.7971974812473937E-2,1.1118472859296779E-2,4.8800522141712602E-4,3.2098829029055273E-6,2.6926195005782947E-5,7.2257324584945231E-3,2.9608588971096528E-2]
[2004,8,21,24,1.6082524323869161E-2,7.9547452209049099E-3,1.1895583870989651E-3,1.7199976678858088E-6,5.5420739247312028E-5,7.462408488753066E-3,3.2746377157541307E-2,null,1.2776589197015775E-2,9.1948798883775603E-3,4.8800522141712602E-4,3.2098829029055273E-6,2.6926195005782947E-5,7.462408488753066E-3,2.2489610384719149E-2]
[2004,8,22,3,9.6729630114274368E-3,7.1083706071725606E-3,1.1895583870989651E-3,1.7199976678858088E-6,5.5420739247312028E-5,7.8430484328823984E-3,2.5871081175496559E-2,null,7.6845818620347077E-3,8.2165565483177001E-3,4.8800522141712602E-4,3.2098829029055273E-6,2.6926195005782947E-5,7.8430484328823984E-3,1.6419279709678221E-2]
[2004,8,22,7,1.1337372902504512E-2,8.1219181035606519E-3,0,0,5.5420739247312028E-5,8.8538186489606797E-3,2.8368530394273159E-2,null,9.0068544733175049E-3,9.3881148109208785E-3,0,0,2.6926195005782947E-5,8.8538186489606797E-3,1.8421895479244166E-2]
[2004,8,22,10,1.7774849263943196E-2,1.1484136922137097E-2,0,0,5.5420739247312028E-5,1.0098596224937671E-2,3.9413003150265274E-2,null,1.4121038619989717E-2,1.3274499269094169E-2,0,0,2.6926195005782947E-5,1.0098596224937671E-2,2.742246408408967E-2]
[2004,8,22,13,1.9006790287954437E-2,1.2064891737302233E-2,0,0,5.5420739247312028E-5,8.7291828118778517E-3,3.9856285576381836E-2,null,1.5099740971795382E-2,1.3945793021659244E-2,0,0,2.6926195005782947E-5,8.7291828118778517E-3,2.9072460188460408E-2]
[2004,8,22,18,2.2859375774789917E-2,1.1166562173834273E-2,0,0,5.5420739247312028E-5,6.0475910651936419E-3,4.0128949753065142E-2,null,{"$f":"E5636*V$5","v":1.8160386248645792E-2},1.2907415021247698E-2,0,0,2.6926195005782947E-5,6.0475910651936419E-3,{"$f":"SUM(M5636:Q5636)","v":3.1094727464899271E-2}]
[2004,8,22,21,2.3122920543051907E-2,1.0586727524662774E-2,1.1895583870989651E-3,1.7199976678858088E-6,5.5420739247312028E-5,5.6091951090170098E-3,4.0565542300745848E-2,null,1.8369756567091923E-2,1.2237184887384909E-2,4.8800522141712602E-4,3.2098829029055273E-6,2.6926195005782947E-5,5.6091951090170098E-3,3.1125082753802644E-2]
[2004,8,22,22,2.2418920786430738E-2,1.0659451559001483E-2,1.1895583870989651E-3,1.7199976678858088E-6,5.5420739247312028E-5,3.5004697223821974E-3,3.7825541191828571E-2,null,1.7810471500642615E-2,1.2321246506226626E-2,4.8800522141712602E-4,3.2098829029055273E-6,2.6926195005782947E-5,3.5004697223821974E-3,3.0649859306195057E-2]
[2004,8,23,1,1.3517627749224284E-2,1.1594216463499332E-2,1.1895583870989651E-3,1.7199976678858088E-6,5.5420739247312028E-5,6.0013177976972745E-3,3.2359861134435057E-2,null,1.0738934584646658E-2,1.3401740071016209E-2,4.8800522141712602E-4,3.2098829029055273E-6,2.6926195005782947E-5,6.0013177976972745E-3,2.4658815954988679E-2]
[2004,8,23,4,1.0495615786134163E-2,1.2116842738102701E-2,1.1895583870989651E-3,1.7199976678858088E-6,5.5420739247312028E-5,7.4889100536582771E-3,3.1348067701909302E-2,null,8.3381295478674212E-3,1.4005843117441817E-2,4.8800522141712602E-4,3.2098829029055273E-6,2.6926195005782947E-5,7.4889100536582771E-3,2.2862113964635052E-2]
[2004,8,23,8,1.7664733362450211E-2,1.8553336739307893E-2,0,0,5.5420739247312028E-5,1.1550938927870274E-2,4.7824429768875687E-2,null,1.4033558221446384E-2,2.1445778351044682E-2,0,0,2.6926195005782947E-5,1.1550938927870274E-2,3.5506262767496855E-2]
[2004,8,23,11,2.4529364746205436E-2,2.0403395700819144E-2,0,0,5.5420739247312028E-5,1.0134276421041559E-2,5.5122457607313449E-2,null,1.9487091100548651E-2,2.3584259152768881E-2,0,0,2.6926195005782947E-5,1.0134276421041559E-2,4.3098276448323314E-2]
[2004,8,23,15,2.6330746924447212E-2,1.9027675776260165E-2,0,0,5.5420739247312028E-5,7.5701798789146275E-3,5.2984023318869311E-2,null,2.0918179878326015E-2,2.1994066240854517E-2,0,0,2.6926195005782947E-5,7.5701798789146275E-3,4.2939172314186314E-2]
[2004,8,23,19,2.3728288126980576E-2,1.7758409131042562E-2,1.1895583870989651E-3,1.7199976678858088E-6,5.5420739247312028E-5,7.6757524994707921E-3,5.0409148881508083E-2,null,1.8850684360346818E-2,2.0526922539202162E-2,4.8800522141712602E-4,3.2098829029055273E-6,2.6926195005782947E-5,7.6757524994707921E-3,3.98957481988748E-2]
[2004,8,23,22,2.2948304985603393E-2,1.5550612629741736E-2,1.1895583870989651E-3,1.7199976678858088E-6,5.5420739247312028E-5,5.7216115028285251E-3,4.546722824218781E-2,null,1.823103510769911E-2,1.7974933370008887E-2,4.8800522141712602E-4,3.2098829029055273E-6,2.6926195005782947E-5,5.7216115028285251E-3,3.6724109777033817E-2]
[2004,8,23,23,1.8308730680717478E-2,1.5250543763588498E-2,1.1895583870989651E-3,1.7199976678858088E-6,5.5420739247312028E-5,5.1910107245286561E-3,3.9996984292848786E-2,null,1.4545174993402315E-2,1.7628084149084775E-2,4.8800522141712602E-4,3.2098829029055273E-6,2.6926195005782947E-5,5.1910107245286561E-3,3.2691400441812908E-2]
[2004,8,24,2,1.2452457877059755E-2,1.5024054026152854E-2,1.1895583870989651E-3,1.7199976678858088E-6,5.5420739247312028E-5,6.7712700108778553E-3,3.5494481038104632E-2,null,9.8927217882210615E-3,1.7366284949507895E-2,4.8800522141712602E-4,3.2098829029055273E-6,2.6926195005782947E-5,6.7712700108778553E-3,2.777714803705477E-2]
[2004,8,24,5,1.1906683159699631E-2,1.5092330829658898E-2,1.1895583870989651E-3,1.7199976678858088E-6,5.5420739247312028E-5,8.4553388462030553E-3,3.6701051959575751E-2,null,9.4591369095413883E-3,1.7445206019883676E-2,4.8800522141712602E-4,3.2098829029055273E-6,2.6926195005782947E-5,8.4553388462030553E-3,2.7422484228750876E-2]
[2004,8,24,8,2.0125361966245994E-2,1.8938957477081238E-2,0,0,5.5420739247312028E-5,1.3511732097446523E-2,5.2631472280021067E-2,null,1.5988378261137869E-2,2.1891516871616695E-2,0,0,2.6926195005782947E-5,1.3511732097446523E-2,3.7906821327760354E-2]
[2004,8,24,13,2.530230274384597E-2,2.1230347170200097E-2,0,0,5.5420739247312028E-5,1.0307614459561992E-2,5.6895685112855372E-2,null,2.0101143414211882E-2,2.4540131304964626E-2,0,0,2.6926195005782947E-5,1.0307614459561992E-2,4.4668200914182291E-2]
[2004,8,24,16,2.9227507869659514E-2,1.9604637114805139E-2,0,0,5.5420739247312028E-5,7.1139374473052431E-3,5.6001503171017208E-2,null,2.3219480585454845E-2,2.26609751186168E-2,0,0,2.6926195005782947E-5,7.1139374473052431E-3,4.5907381899077435E-2]
[2004,8,24,20,2.4255816996228797E-2,1.8258648324137441E-2,1.1895583870989651E-3,1.7199976678858088E-6,5.5420739247312028E-5,7.4732878349679831E-3,5.1234452279348378E-2,null,1.926977402041638E-2,2.1105148386571675E-2,4.8800522141712602E-4,3.2098829029055273E-6,2.6926195005782947E-5,7.4732878349679831E-3,4.0893063706313876E-2]
[2004,8,24,23,1.8862652000201346E-2,1.6093812502366002E-2,1.1895583870989651E-3,1.7199976678858088E-6,5.5420739247312028E-5,6.4180865459105094E-3,4.2621250172492013E-2,null,1.498523185288491E-2,1.8602817412232672E-2,4.8800522141712602E-4,3.2098829029055273E-6,2.6926195005782947E-5,6.4180865459105094E-3,3.4106190564443403E-2]
[2004,8,24,24,1.5857745024831504E-2,1.5467780821940514E-2,1.1895583870989651E-3,1.7199976678858088E-6,5.5420739247312028E-5,6.0054520704288352E-3,3.8577677041215015E-2,null,1.259801569039686E-2,1.7879188188671354E-2,4.8800522141712602E-4,3.2098829029055273E-6,2.6926195005782947E-5,6.0054520704288352E-3,3.0995345178394029E-2]
[2004,8,25,5,1.2483455306356793E-2,1.6190587927273761E-2,1.1895583870989651E-3,1.7199976678858088E-6,5.5420739247312028E-5,7.9729785277766613E-3,3.7893720885421381E-2,null,9.9173473639277317E-3,1.8714680002857833E-2,4.8800522141712602E-4,3.2098829029055273E-6,2.6926195005782947E-5,7.9729785277766613E-3,2.9150168666111378E-2]
[2004,8,25,7,1.7132017465210456E-2,1.966719997693582E-2,0,0,5.5420739247312028E-5,1.1065850759563914E-2,4.7920488940957497E-2,null,1.3610347782544678E-2,2.2733291451420643E-2,0,0,2.6926195005782947E-5,1.1065850759563914E-2,3.6370565428971109E-2]
[2004,8,25,11,2.5677703781362207E-2,2.2550448667022945E-2,0,0,5.5420739247312028E-5,1.1556471230404779E-2,5.9840044418037239E-2,null,2.0399376747729053E-2,2.6066034946963697E-2,0,0,2.6926195005782947E-5,1.1556471230404779E-2,4.6492337889698532E-2]
[2004,8,25,14,2.7379722513255725E-2,2.2282792865791431E-2,0,0,5.5420739247312028E-5,9.7415975475424327E-3,5.9459533665836901E-2,null,2.1751527299788503E-2,2.5756651946577513E-2,0,0,2.6926195005782947E-5,9.7415975475424327E-3,4.7535105441371801E-2]
[2004,8,25,18,2.9202673155327846E-2,2.032616740047398E-2,0,0,5.5420739247312028E-5,8.318950559713649E-3,5.7903211854762784E-2,null,2.3199750912646575E-2,2.3494991058576348E-2,0,0,2.6926195005782947E-5,8.318950559713649E-3,4.6721668166228705E-2]
[2004,8,25,21,2.8469648220501527E-2,1.8559848442717602E-2,1.1895583870989651E-3,1.7199976678858088E-6,5.5420739247312028E-5,6.2366325827737457E-3,5.4512828370007031E-2,null,2.2617407104246728E-2,2.1453305220737965E-2,4.8800522141712602E-4,3.2098829029055273E-6,2.6926195005782947E-5,6.2366325827737457E-3,4.4588853624310511E-2]
[2004,8,25,24,1.7309321575131889E-2,1.6441377078106507E-2,1.1895583870989651E-3,1.7199976678858088E-6,5.5420739247312028E-5,5.3445926287399529E-3,4.0341990405992505E-2,null,1.3751205133653828E-2,1.9004566863489804E-2,4.8800522141712602E-4,3.2098829029055273E-6,2.6926195005782947E-5,5.3445926287399529E-3,3.3273913296469455E-2]
[2004,8,26,2,1.2268499578507598E-2,1.6014987762634221E-2,1.1895583870989651E-3,1.7199976678858088E-6,5.5420739247312028E-5,6.2083585816627603E-3,3.573854504681874E-2,null,9.746578088224005E-3,1.8511703995782624E-2,4.8800522141712602E-4,3.2098829029055273E-6,2.6926195005782947E-5,6.2083585816627603E-3,2.8776423383332445E-2]
[2004,8,26,5,1.1559273542145698E-2,1.6221486215497342E-2,1.1895583870989651E-3,1.7199976678858088E-6,5.5420739247312028E-5,7.9259516623300993E-3,3.6953410543987306E-2,null,9.1831410598108114E-3,1.8750395294936037E-2,4.8800522141712602E-4,3.2098829029055273E-6,2.6926195005782947E-5,7.9259516623300993E-3,2.8451677654072662E-2]
[2004,8,26,8,1.9295126053625915E-2,2.0890569033681732E-2,0,0,5.5420739247312028E-5,1.275225271743189E-2,5.2993368543986848E-2,null,1.5328806232609189E-2,2.4147382188905858E-2,0,0,2.6926195005782947E-5,1.275225271743189E-2,3.9503114616520833E-2]
[2004,8,26,12,2.5937121585488405E-2,2.1898025397733018E-2,0,0,5.5420739247312028E-5,9.5974548277930494E-3,5.748802255026178E-2,null,2.0605468443719407E-2,2.531189971938427E-2,0,0,2.6926195005782947E-5,9.5974548277930494E-3,4.5944294358109462E-2]
[2004,8,26,15,2.5999105231181083E-2,2.1300054264111499E-2,0,0,5.5420739247312028E-5,8.4999758707026713E-3,5.5854556105242557E-2,null,2.0654710687163326E-2,2.4620705646201703E-2,0,0,2.6926195005782947E-5,8.4999758707026713E-3,4.5302342528370815E-2]
[2004,8,26,19,2.4042506443289736E-2,1.9149561163533026E-2,1.1895583870989651E-3,1.7199976678858088E-6,5.5420739247312028E-5,7.7431386918096713E-3,5.2181905422646585E-2,null,1.9100311736299343E-2,2.213495340505647E-2,4.8800522141712602E-4,3.2098829029055273E-6,2.6926195005782947E-5,7.7431386918096713E-3,4.175340644068163E-2]
[2004,8,26,23,1.8516416259164139E-2,1.6850712988102704E-2,1.1895583870989651E-3,1.7199976678858088E-6,5.5420739247312028E-5,6.3004903207668286E-3,4.2914318692047829E-2,null,1.4710168576780225E-2,1.947771772148631E-2,4.8800522141712602E-4,3.2098829029055273E-6,2.6926195005782947E-5,6.3004903207668286E-3,3.4706027597592358E-2]
[2004,8,27,2,1.1166226442863591E-2,1.5764127651511462E-2,1.1895583870989651E-3,1.7199976678858088E-6,5.5420739247312028E-5,5.5321712566240638E-3,3.3709224475013282E-2,null,8.8708890015221156E-3,1.8221735112241632E-2,4.8800522141712602E-4,3.2098829029055273E-6,2.6926195005782947E-5,5.5321712566240638E-3,2.7610765413089561E-2]
[2004,8,27,3,1.0708274429057666E-2,1.5399202254607546E-2,1.1895583870989651E-3,1.7199976678858088E-6,5.5420739247312028E-5,5.9473031641242135E-3,3.3301478971803591E-2,null,8.507073929054889E-3,1.7799918309871651E-2,4.8800522141712602E-4,3.2098829029055273E-6,2.6926195005782947E-5,5.9473031641242135E-3,2.6825133538252353E-2]
[2004,8,27,6,1.1024685859393485E-2,1.685925764916426E-2,1.1895583870989651E-3,1.7199976678858088E-6,5.5420739247312028E-5,8.0246340792994864E-3,3.7155276711871396E-2,null,8.7584436009565149E-3,1.9487594484344967E-2,4.8800522141712602E-4,3.2098829029055273E-6,2.6926195005782947E-5,8.0246340792994864E-3,2.8764179384627296E-2]
[2004,8,27,10,2.1014574545762207E-2,1.830419222216504E-2,0,0,5.5420739247312028E-5,1.3790240815373719E-2,5.3164428322548279E-2,null,1.6694803671011841E-2,2.1157792520404117E-2,0,0,2.6926195005782947E-5,1.3790240815373719E-2,3.7879522386421741E-2]
[2004,8,27,13,2.5334757862463982E-2,1.6716678153841764E-2,0,0,5.5420739247312028E-5,1.0300936868126255E-2,5.2407793623679311E-2,null,2.0126927035587001E-2,1.9322787026955817E-2,0,0,2.6926195005782947E-5,1.0300936868126255E-2,3.9476640257548601E-2]
[2004,8,27,16,2.7380530816018669E-2,1.7563001246365336E-2,0,0,5.5420739247312028E-5,5.3583344482894084E-3,5.0357287249920724E-2,null,2.1752169447261185E-2,2.0301050813715946E-2,0,0,2.6926195005782947E-5,5.3583344482894084E-3,4.2080146455982917E-2]
[2004,8,27,21,2.3299913374102605E-2,1.5618338154775655E-2,1.1895583870989651E-3,1.7199976678858088E-6,5.5420739247312028E-5,5.4781001852912264E-3,4.5643050838183645E-2,null,1.8510366626036175E-2,1.8053217218299548E-2,4.8800522141712602E-4,3.2098829029055273E-6,2.6926195005782947E-5,5.4781001852912264E-3,3.7081725143661544E-2]
[2004,8,27,24,1.5286341915927669E-2,1.3267879212942564E-2,1.1895583870989651E-3,1.7199976678858088E-6,5.5420739247312028E-5,4.8971694743139109E-3,3.4698089727198303E-2,null,1.2144070610548501E-2,1.5336324715454593E-2,4.8800522141712602E-4,3.2098829029055273E-6,2.6926195005782947E-5,4.8971694743139109E-3,2.7998536625328908E-2]
[2004,8,28,3,1.1025687109528752E-2,1.2039266071599096E-2,1.1895583870989651E-3,1.7199976678858088E-6,5.5420739247312028E-5,6.6098783189092675E-3,3.0921530624051279E-2,null,8.7592390334025761E-3,1.3916172347249603E-2,4.8800522141712602E-4,3.2098829029055273E-6,2.6926195005782947E-5,6.6098783189092675E-3,2.3193552679977993E-2]
[2004,8,28,4,1.0739042946985061E-2,1.167737890507228E-2,1.1895583870989651E-3,1.7199976678858088E-6,5.5420739247312028E-5,6.7896595368916474E-3,3.045278051296315E-2,null,8.5315176485757024E-3,1.3497867431510161E-2,4.8800522141712602E-4,3.2098829029055273E-6,2.6926195005782947E-5,6.7896595368916474E-3,2.2547526379411677E-2]
[2004,8,28,7,1.3504929718239351E-2,1.2340114843913915E-2,0,0,5.5420739247312028E-5,9.3176204015062766E-3,3.5218085702906854E-2,null,1.07288467699331E-2,1.4263923060714431E-2,0,0,2.6926195005782947E-5,9.3176204015062766E-3,2.5019696025653314E-2]
[2004,8,28,13,2.2991538166636721E-2,1.3295880077404719E-2,0,0,5.5420739247312028E-5,8.5802373670159152E-3,4.4923076350304667E-2,null,1.82653812453215E-2,1.5368690879090312E-2,0,0,2.6926195005782947E-5,8.5802373670159152E-3,3.3660998319417601E-2]
[2004,8,28,15,2.2588151610977689E-2,1.2938141550837627E-2,0,0,5.5420739247312028E-5,7.0360481913166965E-3,4.2617762092379323E-2,null,1.7944915116655035E-2,1.4955181371006357E-2,0,0,2.6926195005782947E-5,7.0360481913166965E-3,3.292702268266718E-2]
[2004,8,28,18,2.5640829678497921E-2,1.142282045222945E-2,0,0,5.5420739247312028E-5,5.162132083721984E-3,4.2281202953696667E-2,null,2.0370082511649071E-2,1.3203623639476457E-2,0,0,2.6926195005782947E-5,5.162132083721984E-3,3.3600632346131316E-2]
[2004,8,28,22,2.36841546728443E-2,9.2385541475771861E-3,1.1895583870989651E-3,1.7199976678858088E-6,5.5420739247312028E-5,5.2702360289471947E-3,3.9439643973382843E-2,null,1.8815623010400177E-2,1.0678832994676502E-2,4.8800522141712602E-4,3.2098829029055273E-6,2.6926195005782947E-5,5.2702360289471947E-3,3.0012597304402491E-2]
[2004,8,29,1,1.4179993740420348E-2,8.8560598253467643E-3,1.1895583870989651E-3,1.7199976678858088E-6,5.5420739247312028E-5,7.3400695681139477E-3,3.1622822257895228E-2,null,1.1265144152072967E-2,1.0236708293856098E-2,4.8800522141712602E-4,3.2098829029055273E-6,2.6926195005782947E-5,7.3400695681139477E-3,2.201999374525488E-2]
[2004,8,29,4,1.0728120611312496E-2,8.7109876813951867E-3,1.1895583870989651E-3,1.7199976678858088E-6,5.5420739247312028E-5,8.500307211848324E-3,2.9186114628570167E-2,null,8.5228405159844499E-3,1.006901958708537E-2,4.8800522141712602E-4,3.2098829029055273E-6,2.6926195005782947E-5,8.500307211848324E-3,1.9110001402395632E-2]
[2004,8,29,5,1.0531442113256429E-2,8.7935653740581314E-3,1.1895583870989651E-3,1.7199976678858088E-6,5.5420739247312028E-5,8.7479805485319081E-3,2.9319687159860636E-2,null,8.3665913897313718E-3,1.0164471037057612E-2,4.8800522141712602E-4,3.2098829029055273E-6,2.6926195005782947E-5,8.7479805485319081E-3,1.9049203726114797E-2]
[2004,8,29,10,2.0886246816338622E-2,1.3367839304299097E-2,0,0,5.5420739247312028E-5,1.0649381300815974E-2,4.4958888160701004E-2,null,1.6592855080827057E-2,1.5451868457979388E-2,0,0,2.6926195005782947E-5,1.0649381300815974E-2,3.2071649733812227E-2]
[2004,8,29,13,2.2562578149191066E-2,1.3558957536504428E-2,0,0,5.5420739247312028E-5,9.2875913081506261E-3,4.5464547733093434E-2,null,1.792459855384354E-2,1.5672781779626558E-2,0,0,2.6926195005782947E-5,9.2875913081506261E-3,3.3624306528475881E-2]
[2004,8,29,16,2.5930688330551548E-2,1.2754877138537802E-2,0,0,5.5420739247312028E-5,6.4526031697482713E-3,4.5193589378084931E-2,null,2.0600357613238283E-2,1.4743346269803795E-2,0,0,2.6926195005782947E-5,6.4526031697482713E-3,3.537063007804786E-2]
[2004,8,29,19,2.476798513715418E-2,1.2132610726563081E-2,1.1895583870989651E-3,1.7199976678858088E-6,5.5420739247312028E-5,6.5787976522744393E-3,4.4726092640005856E-2,null,1.9676660514391139E-2,1.4024069315258122E-2,4.8800522141712602E-4,3.2098829029055273E-6,2.6926195005782947E-5,6.5787976522744393E-3,3.4218871128975085E-2]
[2004,8,29,23,2.0172306408774231E-2,1.1975505258797535E-2,1.1895583870989651E-3,1.7199976678858088E-6,5.5420739247312028E-5,6.122331938667399E-3,3.9516842730253326E-2,null,1.6025672770705376E-2,1.3842471304788185E-2,4.8800522141712602E-4,3.2098829029055273E-6,2.6926195005782947E-5,6.122331938667399E-3,3.0386285374819376E-2]
[2004,8,30,2,1.2498620989578196E-2,1.2406889234092094E-2,1.1895583870989651E-3,1.7199976678858088E-6,5.5420739247312028E-5,6.2406349621515088E-3,3.2392844309835959E-2,null,9.9293955785307308E-3,1.4341107493434473E-2,4.8800522141712602E-4,3.2098829029055273E-6,2.6926195005782947E-5,6.2406349621515088E-3,2.4788644371291017E-2]
[2004,8,30,3,1.1026675040856884E-2,1.2317961280505886E-2,1.1895583870989651E-3,1.7199976678858088E-6,5.5420739247312028E-5,7.0106485367176742E-3,3.1601983982094607E-2,null,8.7600238848649595E-3,1.4238315784933798E-2,4.8800522141712602E-4,3.2098829029055273E-6,2.6926195005782947E-5,7.0106485367176742E-3,2.3516480969124572E-2]
[2004,8,30,7,1.6502823004417244E-2,1.6536067363888272E-2,0,0,5.5420739247312028E-5,1.0970159629108323E-2,4.4064470736661143E-2,null,1.3110490982162815E-2,1.9114019244449963E-2,0,0,2.6926195005782947E-5,1.0970159629108323E-2,3.2251436421618568E-2]
[2004,8,30,10,2.357503772873425E-2,1.9337155972848848E-2,0,0,5.5420739247312028E-5,1.1661053606201415E-2,5.4628668047031821E-2,null,1.8728936222850372E-2,2.2351794006664809E-2,0,0,2.6926195005782947E-5,1.1661053606201415E-2,4.1107656424520966E-2]
[2004,8,30,14,2.5129102634099888E-2,2.0007597443911489E-2,0,0,5.5420739247312028E-5,9.6524383567711137E-3,5.4844559174029799E-2,null,1.9963546442086096E-2,2.3126756450767685E-2,0,0,2.6926195005782947E-5,9.6524383567711137E-3,4.3117229087859567E-2]
[2004,8,30,17,3.103656195079018E-2,1.7771504327623446E-2,0,0,5.5420739247312028E-5,6.7338997347228102E-3,5.5597386752383744E-2,null,2.4656664224312272E-2,{"$f":"F5827*W$5","v":2.0542059260282745E-2},{"$f":"G5827*X$5","v":0},{"$f":"H5827*Y$5","v":0},{"$f":"I5827*Z$5","v":2.6926195005782947E-5},{"$f":"J5827","v":6.7338997347228102E-3},4.5225649679600799E-2]
[2004,8,30,20,2.5325819559218581E-2,1.7414590357686319E-2,1.1895583870989651E-3,1.7199976678858088E-6,5.5420739247312028E-5,6.6648870330068277E-3,5.0651996073925884E-2,null,2.0119826096307501E-2,2.0129502856159148E-2,4.8800522141712602E-4,3.2098829029055273E-6,2.6926195005782947E-5,6.6648870330068277E-3,4.0767470251792469E-2]
[2004,8,30,24,1.6712134964189961E-2,1.5018193491126375E-2,1.1895583870989651E-3,1.7199976678858088E-6,5.5420739247312028E-5,5.1800416929318766E-3,3.8157069272262367E-2,null,1.3276776626765832E-2,1.735951076452099E-2,4.8800522141712602E-4,3.2098829029055273E-6,2.6926195005782947E-5,5.1800416929318766E-3,3.1154428690612634E-2]
[2004,8,31,4,1.0959912393210496E-2,1.513018731493947E-2,1.1896083870311712E-3,1.7200699634265082E-6,5.5420739247312028E-5,7.6331154694465417E-3,3.4969964373838425E-2,null,8.7069850145044762E-3,1.7488964283094446E-2,4.8802573342246491E-4,3.2100178218210467E-6,2.6926195005782947E-5,7.6331154694465417E-3,2.6714111243848988E-2]
[2004,8,31,5,1.1266375111535564E-2,1.5841913813068816E-2,1.1896083870311712E-3,1.7200699634265082E-6,5.5420739247312028E-5,8.3064309897683489E-3,3.6661469110614645E-2,null,8.9504510387049697E-3,1.8311648037500156E-2,4.8802573342246491E-4,3.2100178218210467E-6,2.6926195005782947E-5,8.3064309897683489E-3,2.7780261022455191E-2]
[2004,8,31,8,1.8741373908865031E-2,2.0142581666082234E-2,0,0,5.5420739247312028E-5,1.2646493271143857E-2,5.1585869585338437E-2,null,1.488888377217332E-2,2.3282784541576215E-2,0,0,2.6926195005782947E-5,1.2646493271143857E-2,3.8198594508755318E-2]
[2004,8,31,11,2.2101890102218007E-2,2.1785533846102708E-2,0,0,5.5420739247312028E-5,1.1871226519956908E-2,5.5814071207524935E-2,null,1.7558609869131003E-2,2.5181870877859631E-2,0,0,2.6926195005782947E-5,1.1871226519956908E-2,4.2767406941996419E-2]
[2004,8,31,15,2.4228772372112812E-2,2.0499600996797727E-2,0,0,5.5420739247312028E-5,8.543634424693608E-3,5.3327428532851461E-2,null,1.9248288708449225E-2,2.3695462732089584E-2,0,0,2.6926195005782947E-5,8.543634424693608E-3,4.2970677635544595E-2]
[2004,8,31,18,2.5248972729618357E-2,1.8620023367479782E-2,0,0,5.5420739247312028E-5,8.6704427089359798E-3,5.2594859545281432E-2,null,2.0058775955600554E-2,2.1522861339773221E-2,0,0,2.6926195005782947E-5,8.6704427089359798E-3,4.1608563490379558E-2]
[2004,8,31,21,2.5909840498969015E-2,1.7119099126632495E-2,1.1896083870311712E-3,1.7200699634265082E-6,5.5420739247312028E-5,6.3330407208572357E-3,5.0608729542700653E-2,null,2.0583795276728503E-2,1.9787944917827132E-2,4.8802573342246491E-4,3.2100178218210467E-6,2.6926195005782947E-5,6.3330407208572357E-3,4.0889902140805713E-2]
[2004,9,1,2,1.286202556503307E-2,1.5392574761990794E-2,1.1896116666689938E-3,1.7200024097567303E-6,5.5033611111111239E-5,6.1785089042466898E-3,3.5679474511460418E-2,null,1.021809845125151E-2,1.7792257599581144E-2,4.8802707886325971E-4,3.2098917522491532E-6,2.673810859933767E-5,6.1785089042466898E-3,2.8528331130047498E-2]
[2004,9,1,5,1.2725099483306421E-2,1.5534445781749114E-2,1.1896116666689938E-3,1.7200024097567303E-6,5.5033611111111239E-5,7.5254943879653844E-3,3.7031404933210783E-2,null,1.0109318992172321E-2,1.7956246130966313E-2,4.8802707886325971E-4,3.2098917522491532E-6,2.673810859933767E-5,7.5254943879653844E-3,2.8583540202353475E-2]
[2004,9,1,6,1.6031043238784036E-2,1.6876252850256197E-2,1.1896116666689938E-3,1.7200024097567303E-6,5.5033611111111239E-5,8.6005466519702492E-3,4.2754208021200342E-2,null,1.2735690600358715E-2,1.9507239215681992E-2,4.8802707886325971E-4,3.2098917522491532E-6,2.673810859933767E-5,8.6005466519702492E-3,3.2760904895255558E-2]
[2004,9,1,9,2.4381067444841753E-2,2.0371836799255215E-2,0,0,5.5033611111111239E-5,1.012865500211672E-2,5.4936592857324801E-2,null,1.9369277897820412E-2,2.3547780258570374E-2,0,0,2.673810859933767E-5,1.012865500211672E-2,4.2943796264990119E-2]
[2004,9,1,12,2.4365221658741221E-2,2.1157658904001442E-2,0,0,5.5033611111111239E-5,1.0110524451120387E-2,5.5688438624974156E-2,null,1.935668938276934E-2,2.4456111030470528E-2,0,0,2.673810859933767E-5,1.0110524451120387E-2,4.3839538521839208E-2]
[2004,9,1,18,2.9070219626127908E-2,1.8937570973562617E-2,0,0,5.5033611111111239E-5,6.2007014055777045E-3,5.4263525616379343E-2,null,2.3094524625018899E-2,2.1889914213962112E-2,0,0,2.673810859933767E-5,6.2007014055777045E-3,4.5011176947580347E-2]
[2004,9,1,20,2.9933529570040439E-2,1.7916506962410962E-2,1.1896116666689938E-3,1.7200024097567303E-6,5.5033611111111239E-5,3.6506956847578982E-3,5.2747097497399156E-2,null,2.3780371963468036E-2,2.0709667621499096E-2,4.8802707886325971E-4,3.2098917522491532E-6,2.673810859933767E-5,3.6506956847578982E-3,4.5008014664181979E-2]
[2004,9,1,24,1.5402062130603911E-2,1.6073143545083896E-2,1.1896116666689938E-3,1.7200024097567303E-6,5.5033611111111239E-5,5.3686673881160668E-3,3.8090238343993728E-2,null,1.2236003295675204E-2,1.8578926190785688E-2,4.8802707886325971E-4,3.2098917522491532E-6,2.673810859933767E-5,5.3686673881160668E-3,3.1332904565675737E-2]
[2004,9,2,3,1.1852982156546288E-2,1.5337051405215964E-2,1.1896116666689938E-3,1.7200024097567303E-6,5.5033611111111239E-5,6.5125503635813471E-3,3.4948949205533458E-2,null,9.4164747227514951E-3,1.7728078222069159E-2,4.8802707886325971E-4,3.2098917522491532E-6,2.673810859933767E-5,6.5125503635813471E-3,2.7662528024035498E-2]
[2004,9,2,6,1.5781862259377562E-2,1.7202355939757052E-2,1.1896116666689938E-3,1.7200024097567303E-6,5.5033611111111239E-5,8.4125214441734906E-3,4.264310492349796E-2,null,1.2537731440125302E-2,1.9884181362277622E-2,4.8802707886325971E-4,3.2098917522491532E-6,2.673810859933767E-5,8.4125214441734906E-3,3.2939887881617773E-2]
[2004,9,2,7,2.1050772469675336E-2,1.8842289377433534E-2,0,0,5.5033611111111239E-5,9.3527212475151486E-3,4.9300816705735127E-2,null,1.6723560723966299E-2,2.1779778338123192E-2,0,0,2.673810859933767E-5,9.3527212475151486E-3,3.8530077170688827E-2]
[2004,9,2,11,2.3321033278601459E-2,2.2156208158953319E-2,0,0,5.5033611111111239E-5,1.1112591770599927E-2,5.6644866819265817E-2,null,1.8527145107960281E-2,2.5610332844864095E-2,0,0,2.673810859933767E-5,1.1112591770599927E-2,4.4164216061423713E-2]
[2004,9,2,14,2.3527151955536105E-2,2.1910313634906177E-2,0,0,5.5033611111111239E-5,8.9211947545749602E-3,5.4413693956128349E-2,null,1.869089388321429E-2,2.5326103677111307E-2,0,0,2.673810859933767E-5,8.9211947545749602E-3,4.404373566892493E-2]
[2004,9,2,18,2.8857027246667895E-2,1.9089268928557061E-2,0,0,5.5033611111111239E-5,6.1211855892209215E-3,5.4122515375556991E-2,null,2.2925156222556593E-2,2.2065261687294228E-2,0,0,2.673810859933767E-5,6.1211855892209215E-3,4.5017156018450161E-2]
[2004,9,2,21,2.995999156798862E-2,1.6810371216445193E-2,1.1896116666689938E-3,1.7200024097567303E-6,5.5033611111111239E-5,2.8462619337924848E-3,5.0862989998416153E-2,null,2.3801394414316401E-2,1.9431086718911854E-2,4.8802707886325971E-4,3.2098917522491532E-6,2.673810859933767E-5,2.8462619337924848E-3,4.3750456212443098E-2]
[2004,9,3,1,1.300605691150525E-2,1.5696985655952393E-2,1.1896116666689938E-3,1.7200024097567303E-6,5.5033611111111239E-5,5.2063412396328723E-3,3.5155749087280377E-2,null,1.033252261180676E-2,1.8144125764929138E-2,4.8802707886325971E-4,3.2098917522491532E-6,2.673810859933767E-5,5.2063412396328723E-3,2.8994623455950743E-2]
[2004,9,3,4,1.1584242858405295E-2,1.5071932242579906E-2,1.1896116666689938E-3,1.7200024097567303E-6,5.5033611111111239E-5,6.1482483978919688E-3,3.4050788779067032E-2,null,9.2029776656790668E-3,1.7421627319010761E-2,4.8802707886325971E-4,3.2098917522491532E-6,2.673810859933767E-5,6.1482483978919688E-3,2.7142580063904669E-2]
[2004,9,3,8,2.1960840945501658E-2,2.0016359864260338E-2,0,0,5.5033611111111239E-5,1.0682628212940146E-2,5.2714862633813253E-2,null,1.7446554877286493E-2,2.3136884921309695E-2,0,0,2.673810859933767E-5,1.0682628212940146E-2,4.0610177907195524E-2]
[2004,9,3,9,2.3353671384255138E-2,2.0643141698623992E-2,0,0,5.5033611111111239E-5,9.4820768552499064E-3,5.3533923549240144E-2,null,1.8553074101425999E-2,2.3861381246854507E-2,0,0,2.673810859933767E-5,9.4820768552499064E-3,4.2441193456879842E-2]
[2004,9,3,12,2.1855517873456614E-2,2.1129685967551892E-2,0,0,5.5033611111111239E-5,1.0185714008579146E-2,5.3225951460698764E-2,null,1.7362882090764416E-2,2.4423777148789075E-2,0,0,2.673810859933767E-5,1.0185714008579146E-2,4.1813397348152828E-2]
[2004,9,3,16,2.593780866738735E-2,1.9001672052967926E-2,0,0,5.5033611111111239E-5,6.1992254954418334E-3,5.1193739826908224E-2,null,2.0606014288575024E-2,2.196400857015824E-2,0,0,2.673810859933767E-5,6.1992254954418334E-3,4.25967609673326E-2]
[2004,9,3,19,2.9368052882150737E-2,1.6177247466629078E-2,1.1896116666689938E-3,1.7200024097567303E-6,5.5033611111111239E-5,3.351204188926208E-3,5.0142869817895883E-2,null,2.3331135065319347E-2,1.86992597813577E-2,4.8802707886325971E-4,3.2098917522491532E-6,2.673810859933767E-5,3.351204188926208E-3,4.2548369925891893E-2]
[2004,9,3,22,2.2249919360075577E-2,1.4975492045361484E-2,1.1896116666689938E-3,1.7200024097567303E-6,5.5033611111111239E-5,5.3404485023471563E-3,4.381222518797407E-2,null,1.7676210127566695E-2,1.7310152217645546E-2,4.8802707886325971E-4,3.2098917522491532E-6,2.673810859933767E-5,5.3404485023471563E-3,3.5504337424427088E-2]
[2004,9,4,2,1.4291527765307135E-2,1.2843150760592717E-2,1.1896116666689938E-3,1.7200024097567303E-6,5.5033611111111239E-5,7.2574802059816416E-3,3.5638524012071363E-2,null,1.1353751163557677E-2,1.4845381637319266E-2,4.8802707886325971E-4,3.2098917522491532E-6,2.673810859933767E-5,7.2574802059816416E-3,2.6717107880091785E-2]
[2004,9,4,5,1.2627268842116851E-2,1.3042687575145276E-2,1.1896116666689938E-3,1.7200024097567303E-6,5.5033611111111239E-5,8.4176526573129899E-3,3.5333974354764985E-2,null,1.0031598487095599E-2,1.5076025987599479E-2,4.8802707886325971E-4,3.2098917522491532E-6,2.673810859933767E-5,8.4176526573129899E-3,2.562559955390992E-2]
[2004,9,4,9,2.2876485558324958E-2,1.6630717979391564E-2,0,0,5.5033611111111239E-5,1.1094373938564155E-2,5.0656611087391785E-2,null,1.8173978932920647E-2,1.9223425770585664E-2,0,0,2.673810859933767E-5,1.1094373938564155E-2,3.7424142812105647E-2]
[2004,9,4,10,2.4895157295739268E-2,1.6845150371444458E-2,0,0,5.5033611111111239E-5,1.0429845033898434E-2,5.2225186312193271E-2,null,1.9777691073700032E-2,1.9471287899962518E-2,0,0,2.673810859933767E-5,1.0429845033898434E-2,3.9275717082261886E-2]
[2004,9,4,13,2.5182669217520701E-2,1.5915470088342275E-2,0,0,5.5033611111111239E-5,8.8953868439633384E-3,5.0048559760937431E-2,null,2.0006101840559183E-2,1.8396671642580364E-2,0,0,2.673810859933767E-5,8.8953868439633384E-3,3.842951159173888E-2]
[2004,9,4,17,2.5813485011654175E-2,1.4168962108371944E-2,0,0,5.5033611111111239E-5,9.6458268894241278E-3,4.9683307620561355E-2,null,2.0507246691847905E-2,1.6377885288780172E-2,0,0,2.673810859933767E-5,9.6458268894241278E-3,3.6911870089227417E-2]
[2004,9,4,20,2.8016912343525196E-2,1.2543332520873548E-2,1.1896116666689938E-3,1.7200024097567303E-6,5.5033611111111239E-5,7.5700055869649943E-3,4.9376615731553594E-2,null,2.2257735935816272E-2,1.4498822115171688E-2,4.8802707886325971E-4,3.2098917522491532E-6,2.673810859933767E-5,7.5700055869649943E-3,3.7274533130202805E-2]
[2004,9,4,22,2.5143268074085998E-2,1.0750804238869253E-2,1.1896116666689938E-3,1.7200024097567303E-6,5.5033611111111239E-5,6.2621737372553759E-3,4.3402611330400485E-2,null,1.9974800024163932E-2,1.2426840952753726E-2,4.8802707886325971E-4,3.2098917522491532E-6,2.673810859933767E-5,6.2621737372553759E-3,3.2919616056132507E-2]
[2004,9,5,4,1.1507724374720569E-2,8.642311741778607E-3,1.1896116666689938E-3,1.7200024097567303E-6,5.5033611111111239E-5,6.2406064078506926E-3,2.7637007804539732E-2,null,9.142188375867933E-3,9.9896371557868235E-3,4.8802707886325971E-4,3.2098917522491532E-6,2.673810859933767E-5,6.2406064078506926E-3,1.96498006108696E-2]
[2004,9,5,7,1.3828621346950001E-2,1.0000289703195313E-2,0,0,5.5033611111111239E-5,6.7817648066987243E-3,3.066570946795515E-2,null,1.0986000117458955E-2,1.1559322155059499E-2,0,0,2.673810859933767E-5,6.7817648066987243E-3,2.2572060381117788E-2]
[2004,9,5,10,2.1322362396395841E-2,1.1950468710157459E-2,0,0,5.5033611111111239E-5,7.8481077117426041E-3,4.1175972429407008E-2,null,1.6939322432382026E-2,1.3813531590042824E-2,0,0,2.673810859933767E-5,7.8481077117426041E-3,3.0779592131024186E-2]
[2004,9,5,11,2.2541606498922322E-2,1.2346748928199891E-2,0,0,5.5033611111111239E-5,7.2995871848927267E-3,4.2242976223126054E-2,null,1.7907937850904665E-2,1.4271591390307014E-2,0,0,2.673810859933767E-5,7.2995871848927267E-3,3.2206267349811017E-2]
[2004,9,5,14,2.1396960537136994E-2,1.2896440308360594E-2,0,0,5.5033611111111239E-5,7.2035484615180839E-3,4.1551982918126784E-2,null,1.6998586126309497E-2,1.4906978957839842E-2,0,0,2.673810859933767E-5,7.2035484615180839E-3,3.1932303192748673E-2]
[2004,9,5,19,2.8216261372153696E-2,1.0255468247173997E-2,1.1896116666689938E-3,1.7200024097567303E-6,5.5033611111111239E-5,3.8655861709079842E-3,4.358368107042554E-2,null,2.2416106636479867E-2,1.1854282709648846E-2,4.8802707886325971E-4,3.2098917522491532E-6,2.673810859933767E-5,3.8655861709079842E-3,3.4788364425343561E-2]
[2004,9,5,22,2.3827029429009113E-2,9.8606363414275675E-3,1.1896116666689938E-3,1.7200024097567303E-6,5.5033611111111239E-5,3.8306467773894025E-3,3.8764677828015938E-2,null,1.8929128330173413E-2,1.1397897011726436E-2,4.8802707886325971E-4,3.2098917522491532E-6,2.673810859933767E-5,3.8306467773894025E-3,3.0845000421114693E-2]
[2004,9,6,1,1.4210235013694901E-2,9.0729994586680983E-3,1.1896116666689938E-3,1.7200024097567303E-6,5.5033611111111239E-5,6.0738350164819665E-3,3.0603434769034828E-2,null,1.1289169007726392E-2,1.0487468540227814E-2,4.8802707886325971E-4,3.2098917522491532E-6,2.673810859933767E-5,6.0738350164819665E-3,2.2294612627169048E-2]
[2004,9,6,5,1.1686027809095299E-2,8.8445748783642329E-3,1.1896116666689938E-3,1.7200024097567303E-6,5.5033611111111239E-5,7.2104746678716492E-3,2.8987442635521044E-2,null,9.2838396295857276E-3,1.0223432858239224E-2,4.8802707886325971E-4,3.2098917522491532E-6,2.673810859933767E-5,7.2104746678716492E-3,2.0025247567039797E-2]
[2004,9,6,8,1.7328411700873573E-2,1.1136062685205887E-2,0,0,5.5033611111111239E-5,7.536272757115459E-3,3.605578075430603E-2,null,1.3766371079584273E-2,1.2872160701114608E-2,0,0,2.673810859933767E-5,7.536272757115459E-3,2.6665269889298217E-2]
[2004,9,6,9,2.0154503221755646E-2,1.2526615440044403E-2,0,0,5.5033611111111239E-5,8.4130747324430901E-3,4.1149227005354248E-2,null,1.6011529219459725E-2,1.447949886269286E-2,0,0,2.673810859933767E-5,8.4130747324430901E-3,3.0517766190751923E-2]
[2004,9,6,12,2.2418512302855641E-2,1.3708123855975035E-2,0,0,5.5033611111111239E-5,8.0107900979869851E-3,4.4192459867928767E-2,null,1.781014698524145E-2,1.5845202938675015E-2,0,0,2.673810859933767E-5,8.0107900979869851E-3,3.3682088032515801E-2]
[2004,9,6,16,2.2644204866919003E-2,1.3863706358732764E-2,0,0,5.5033611111111239E-5,8.4021817958290952E-3,4.4965126632591973E-2,null,1.7989446025478497E-2,1.6025040555828485E-2,0,0,2.673810859933767E-5,8.4021817958290952E-3,3.4041224689906321E-2]
[2004,9,6,20,2.5588305031569711E-2,1.2796086741576295E-2,1.1896116666689938E-3,1.7200024097567303E-6,5.5033611111111239E-5,7.0693712106578042E-3,4.6700128263993668E-2,null,2.0328354868462854E-2,1.4790980397568298E-2,4.8802707886325971E-4,3.2098917522491532E-6,2.673810859933767E-5,7.0693712106578042E-3,3.5637310345245997E-2]
[2004,9,6,23,1.7568656339684751E-2,1.2941794623911424E-2,1.1896116666689938E-3,1.7200024097567303E-6,5.5033611111111239E-5,5.4351794419463997E-3,3.7191995685732435E-2,null,1.3957230859744542E-2,1.4959403953528391E-2,4.8802707886325971E-4,3.2098917522491532E-6,2.673810859933767E-5,5.4351794419463997E-3,2.9434609892487775E-2]
[2004,9,7,2,1.1664940424087444E-2,1.4419839521954541E-2,1.1896116666689938E-3,1.7200024097567303E-6,5.5033611111111239E-5,7.1650502008007702E-3,3.4496195427032618E-2,null,9.2670869824229424E-3,1.6667874172212493E-2,4.8802707886325971E-4,3.2098917522491532E-6,2.673810859933767E-5,7.1650502008007702E-3,2.6452936233850279E-2]
[2004,9,7,6,1.4028474607567886E-2,1.6464827806787787E-2,1.1896116666689938E-3,1.7200024097567303E-6,5.5033611111111239E-5,9.5966287012759308E-3,4.133629639582146E-2,null,1.1144771399825934E-2,1.9031673530960767E-2,4.8802707886325971E-4,3.2098917522491532E-6,2.673810859933767E-5,9.5966287012759308E-3,3.0694420010001545E-2]
[2004,9,7,9,2.0492864721245865E-2,2.0965175194822029E-2,0,0,5.5033611111111239E-5,1.1601589814278916E-2,5.3114663341457917E-2,null,1.6280336888704568E-2,2.4233619355724875E-2,0,0,2.673810859933767E-5,1.1601589814278916E-2,4.0540694353028775E-2]
[2004,9,7,13,2.0287307638465195E-2,2.2447314544914203E-2,0,0,5.5033611111111239E-5,1.0528855494169242E-2,5.3318511288659748E-2,null,1.6117034265911222E-2,2.5946822346327413E-2,0,0,2.673810859933767E-5,1.0528855494169242E-2,4.2090594720837968E-2]
[2004,9,7,14,2.0400320792096052E-2,2.2353739186531264E-2,0,0,5.5033611111111239E-5,9.9370773982902123E-3,5.274617098802864E-2,null,1.6206816355384433E-2,2.5838658708530207E-2,0,0,2.673810859933767E-5,9.9370773982902123E-3,4.2072213172513973E-2]
[2004,9,7,17,2.2517399318060249E-2,2.1551911506328285E-2,0,0,5.5033611111111239E-5,1.0450856503546532E-2,5.4575200939046171E-2,null,1.7888706715340111E-2,{"$f":"F6019*W$5","v":2.4911827112306675E-2},{"$f":"G6019*X$5","v":0},{"$f":"H6019*Y$5","v":0},{"$f":"I6019*Z$5","v":2.673810859933767E-5},{"$f":"J6019","v":1.0450856503546532E-2},4.2827271936246122E-2]
[2004,9,7,21,2.4900447365467614E-2,1.7673561777007928E-2,1.1896116666689938E-3,1.7200024097567303E-6,5.5033611111111239E-5,5.4839072318804962E-3,4.9304281654545895E-2,null,1.9781893712936358E-2,2.042884759053569E-2,4.8802707886325971E-4,3.2098917522491532E-6,2.673810859933767E-5,5.4839072318804962E-3,4.0728716382686894E-2]
[2004,9,7,24,1.3046914573483337E-2,1.6186383224348247E-2,1.1896116666689938E-3,1.7200024097567303E-6,5.5033611111111239E-5,6.3473444500854789E-3,3.6827007528106928E-2,null,1.036498154375874E-2,1.8709819792091457E-2,4.8802707886325971E-4,3.2098917522491532E-6,2.673810859933767E-5,6.3473444500854789E-3,2.9592776415065043E-2]
[2004,9,8,4,1.0248455239706251E-2,1.5124073391033823E-2,1.1896116666689938E-3,1.7200024097567303E-6,5.5033611111111239E-5,7.1618937780993314E-3,3.3780787689029271E-2,null,8.1417754989739546E-3,1.7481897206224232E-2,4.8802707886325971E-4,3.2098917522491532E-6,2.673810859933767E-5,7.1618937780993314E-3,2.6141647784413028E-2]
[2004,9,8,6,1.3191636354144432E-2,1.7232406262231249E-2,1.1896116666689938E-3,1.7200024097567303E-6,5.5033611111111239E-5,9.2161791660694114E-3,4.0886587062634955E-2,null,1.0479954212360467E-2,1.9918916491824087E-2,4.8802707886325971E-4,3.2098917522491532E-6,2.673810859933767E-5,9.2161791660694114E-3,3.0916845783399396E-2]
[2004,9,8,11,1.9585261724305456E-2,2.1648779875806053E-2,0,0,5.5033611111111239E-5,1.3022523299323487E-2,5.4311598510546108E-2,null,1.5559301408678745E-2,2.5023797137442152E-2,0,0,2.673810859933767E-5,1.3022523299323487E-2,4.0609836654720233E-2]
[2004,9,8,12,2.0010508363250825E-2,2.1708004841308064E-2,0,0,5.5033611111111239E-5,1.1482269737799087E-2,5.3255816553469087E-2,null,1.5897134046379338E-2,2.5092255199776217E-2,0,0,2.673810859933767E-5,1.1482269737799087E-2,4.1016127354754892E-2]
[2004,9,8,15,1.8236045645509662E-2,2.182407963549917E-2,0,0,5.5033611111111239E-5,1.083630924698497E-2,5.0951468139104908E-2,null,1.4487431145675463E-2,2.5226425906821684E-2,0,0,2.673810859933767E-5,1.083630924698497E-2,3.9740595161096487E-2]
[2004,9,8,18,2.3397772001207576E-2,1.9505130304623905E-2,0,0,5.5033611111111239E-5,8.9352138260594596E-3,5.1893149743002048E-2,null,1.8588109364223643E-2,2.2545955323226299E-2,0,0,2.673810859933767E-5,8.9352138260594596E-3,4.1160802796049278E-2]
[2004,9,8,22,1.9263121826427556E-2,1.7180463612889354E-2,1.1896116666689938E-3,1.7200024097567303E-6,5.5033611111111239E-5,6.3185767140383139E-3,4.400852743354508E-2,null,1.5303380817093136E-2,1.9858876049481861E-2,4.8802707886325971E-4,3.2098917522491532E-6,2.673810859933767E-5,6.3185767140383139E-3,3.5680231945789842E-2]
[2004,9,9,1,1.2152720343447002E-2,1.551894375245799E-2,1.1896116666689938E-3,1.7200024097567303E-6,5.5033611111111239E-5,6.4775884551196566E-3,3.5395617831214511E-2,null,9.6545985149850896E-3,1.7938327355015653E-2,4.8802707886325971E-4,3.2098917522491532E-6,2.673810859933767E-5,6.4775884551196566E-3,2.8110900949215586E-2]
[2004,9,9,3,1.1223668992413855E-2,1.4527501363089397E-2,1.1896116666689938E-3,1.7200024097567303E-6,5.5033611111111239E-5,7.2576360644684458E-3,3.4255171700161562E-2,null,8.9165236197731625E-3,1.6792320357515204E-2,4.8802707886325971E-4,3.2098917522491532E-6,2.673810859933767E-5,7.2576360644684458E-3,2.622681905650321E-2]
[2004,9,9,9,2.1033224782854736E-2,2.1385177135284601E-2,0,0,5.5033611111111239E-5,1.123267859507409E-2,5.3706114124324536E-2,null,1.6709620152116397E-2,2.4719099064778278E-2,0,0,2.673810859933767E-5,1.123267859507409E-2,4.1455457325494008E-2]
[2004,9,9,12,2.1113885686608647E-2,2.2094975492029132E-2,0,0,5.5033611111111239E-5,1.1177222068287617E-2,5.4441116858036508E-2,null,1.6773700343184053E-2,2.5539554083008426E-2,0,0,2.673810859933767E-5,1.1177222068287617E-2,4.2339992534791815E-2]
[2004,9,9,13,2.1142906638949813E-2,2.1900000719745794E-2,0,0,5.5033611111111239E-5,1.0814288082791633E-2,5.3912229052598348E-2,null,1.679675572794221E-2,2.5314182991587712E-2,0,0,2.673810859933767E-5,1.0814288082791633E-2,4.2137676828129259E-2]
[2004,9,9,16,2.1549388364156416E-2,2.1979872289398406E-2,0,0,5.5033611111111239E-5,1.0566898514896957E-2,5.4151192779562887E-2,null,1.7119680780904891E-2,2.5406506437412466E-2,0,0,2.673810859933767E-5,1.0566898514896957E-2,4.2552925326916693E-2]
[2004,9,9,19,2.4303782748021495E-2,1.9707189093792859E-2,1.1896116666689938E-3,1.7200024097567303E-6,5.5033611111111239E-5,7.3717526102807969E-3,5.2629089732285E-2,null,1.930787989819029E-2,2.2779514820759544E-2,4.8802707886325971E-4,3.2098917522491532E-6,2.673810859933767E-5,7.3717526102807969E-3,4.2605369798164677E-2]
[2004,9,9,24,1.3486763396023695E-2,1.6256441560603064E-2,1.1896116666689938E-3,1.7200024097567303E-6,5.5033611111111239E-5,6.2475183749710452E-3,3.7237088611787671E-2,null,1.0714414729819498E-2,1.8790800133906771E-2,4.8802707886325971E-4,3.2098917522491532E-6,2.673810859933767E-5,6.2475183749710452E-3,3.0023189942941113E-2]
[2004,9,10,3,1.1746205928611629E-2,1.4917982192128348E-2,1.1896116666689938E-3,1.7200024097567303E-6,5.5033611111111239E-5,6.4575641367007799E-3,3.4368117537630624E-2,null,9.3316474920969589E-3,1.724367665140274E-2,4.8802707886325971E-4,3.2098917522491532E-6,2.673810859933767E-5,6.4575641367007799E-3,2.7093299222714542E-2]
[2004,9,10,7,1.8985106119745621E-2,1.9206729933419743E-2,0,0,5.5033611111111239E-5,1.0331720138421142E-2,4.8578589802697622E-2,null,1.5082514216610448E-2,2.2201034713492752E-2,0,0,2.673810859933767E-5,1.0331720138421142E-2,3.7310287038702539E-2]
[2004,9,10,10,2.042264790362008E-2,2.2118615955490851E-2,0,0,5.5033611111111239E-5,1.1875140026039286E-2,5.4471437496261328E-2,null,{"$f":"E6084*V$5","v":1.6224553889999885E-2},2.5566880064670897E-2,0,0,2.673810859933767E-5,1.1875140026039286E-2,{"$f":"SUM(M6084:Q6084)","v":4.1818172063270119E-2}]
[2004,9,10,13,2.0758642695069478E-2,2.2171619875050792E-2,0,0,5.5033611111111239E-5,9.6090777168386515E-3,5.2594373898070028E-2,null,1.6491481353390357E-2,2.5628147227909025E-2,0,0,2.673810859933767E-5,9.6090777168386515E-3,4.2146366689898719E-2]
[2004,9,10,14,2.1549652853938162E-2,2.1851384909883472E-2,0,0,5.5033611111111239E-5,8.6560083740105879E-3,5.211207974894333E-2,null,1.7119890901979178E-2,2.525798803877068E-2,0,0,2.673810859933767E-5,8.6560083740105879E-3,4.2404617049349197E-2]
[2004,9,10,17,2.6604567136257574E-2,1.9261191991851161E-2,0,0,5.5033611111111239E-5,5.8697588229086502E-3,5.1790551562128501E-2,null,2.1135713412843881E-2,2.226398733759876E-2,0,0,2.673810859933767E-5,5.8697588229086502E-3,4.3426438859041974E-2]
[2004,9,10,22,1.9492517857373319E-2,1.6380513256106354E-2,1.1896116666689938E-3,1.7200024097567303E-6,5.5033611111111239E-5,6.8857193548409953E-3,4.4005115748510522E-2,null,1.5485622036928879E-2,1.8934214449012936E-2,4.8802707886325971E-4,3.2098917522491532E-6,2.673810859933767E-5,6.8857193548409953E-3,3.4937811565156664E-2]
[2004,9,11,1,1.2136293499044106E-2,1.3805515558875775E-2,1.1896116666689938E-3,1.7200024097567303E-6,5.5033611111111239E-5,5.8948004136599929E-3,3.3082974751769738E-2,null,9.6415483843891366E-3,1.5957777884248819E-2,4.8802707886325971E-4,3.2098917522491532E-6,2.673810859933767E-5,5.8948004136599929E-3,2.6117301347852801E-2]
[2004,9,11,4,1.0455473877943726E-2,1.2910598305396799E-2,1.1896116666689938E-3,1.7200024097567303E-6,5.5033611111111239E-5,6.4693237705290407E-3,3.1081761234059431E-2,null,8.3062392388459482E-3,1.4923344168615642E-2,4.8802707886325971E-4,3.2098917522491532E-6,2.673810859933767E-5,6.4693237705290407E-3,2.3747558486676434E-2]
[2004,9,11,8,1.6332316806485767E-2,1.6157428171547871E-2,0,0,5.5033611111111239E-5,8.4468194099811943E-3,4.0991597999125946E-2,null,1.2975034159424963E-2,1.8676350683368603E-2,0,0,2.673810859933767E-5,8.4468194099811943E-3,3.1678122951392898E-2]
[2004,9,11,11,2.2414574594972314E-2,1.6453190562172818E-2,0,0,5.5033611111111239E-5,8.2087240327489621E-3,4.7131522801005202E-2,null,1.7807018715388409E-2,1.9018222054704166E-2,0,0,2.673810859933767E-5,8.2087240327489621E-3,3.6851978878691911E-2]
[2004,9,11,14,1.8974433295734134E-2,1.5875945943452582E-2,0,0,5.5033611111111239E-5,7.7834087461084367E-3,4.268882159640626E-2,null,1.5074035305885941E-2,1.8350985733747421E-2,0,0,2.673810859933767E-5,7.7834087461084367E-3,3.3451759148232701E-2]
[2004,9,11,16,1.7996507302565353E-2,1.5649444346675156E-2,0,0,5.5033611111111239E-5,9.8159548967951538E-3,4.3516940157146772E-2,null,1.4297132474701837E-2,1.8089172825972447E-2,0,0,2.673810859933767E-5,9.8159548967951538E-3,3.2413043409273617E-2]
[2004,9,11,19,1.9976511315876161E-2,1.4130334831569571E-2,1.1896116666689938E-3,1.7200024097567303E-6,5.5033611111111239E-5,8.3657554293472564E-3,4.3718966856982844E-2,null,1.5870125456218347E-2,1.6333236068629218E-2,4.8802707886325971E-4,3.2098917522491532E-6,2.673810859933767E-5,8.3657554293472564E-3,3.2721336604062415E-2]
[2004,9,11,23,1.7765300838184572E-2,1.1065292579459511E-2,1.1896116666689938E-3,1.7200024097567303E-6,5.5033611111111239E-5,5.1625701044014909E-3,3.5239528802235437E-2,null,1.4113452975414314E-2,1.2790357625848838E-2,4.8802707886325971E-4,3.2098917522491532E-6,2.673810859933767E-5,5.1625701044014909E-3,2.7421785680477994E-2]
[2004,9,12,2,1.1435743679842842E-2,1.0368134684923487E-2,1.1896116666689938E-3,1.7200024097567303E-6,5.5033611111111239E-5,5.8660572745826544E-3,2.8916300919538847E-2,null,9.085004083772474E-3,1.1984513701816321E-2,4.8802707886325971E-4,3.2098917522491532E-6,2.673810859933767E-5,5.8660572745826544E-3,2.1587492864803638E-2]
[2004,9,12,5,1.020804171555585E-2,1.0469786865525882E-2,1.1896116666689938E-3,1.7200024097567303E-6,5.5033611111111239E-5,6.5410609911881216E-3,2.846525485245972E-2,null,8.1096694075622339E-3,1.2102013328149338E-2,4.8802707886325971E-4,3.2098917522491532E-6,2.673810859933767E-5,6.5410609911881216E-3,2.0729657814926413E-2]
[2004,9,12,9,1.8470096755124909E-2,1.3275450266072117E-2,0,0,5.5033611111111239E-5,8.6073697271670507E-3,4.0407950359475191E-2,null,1.4673370542901899E-2,1.5345076086142346E-2,0,0,2.673810859933767E-5,8.6073697271670507E-3,3.0045184737643581E-2]
[2004,9,12,11,2.0087405402199342E-2,1.4038798175407197E-2,0,0,5.5033611111111239E-5,8.798773734460464E-3,4.2980010923178116E-2,null,1.595822407536527E-2,1.6227428964137064E-2,0,0,2.673810859933767E-5,8.798773734460464E-3,3.221239114810167E-2]
[2004,9,12,16,2.1096809911186995E-2,1.4242203646447465E-2,0,0,5.5033611111111239E-5,8.7610621769498923E-3,4.4155109345695463E-2,null,1.6760134676290631E-2,1.6462545089533393E-2,0,0,2.673810859933767E-5,8.7610621769498923E-3,3.3249417874423357E-2]
[2004,9,12,17,2.4957386958185727E-2,1.3281936917931541E-2,0,0,5.5033611111111239E-5,6.6012332855117347E-3,4.4895590772740114E-2,null,1.9827128762519027E-2,1.5352573998780501E-2,0,0,2.673810859933767E-5,6.6012332855117347E-3,3.5206440869898867E-2]
[2004,9,12,20,2.3659369268449713E-2,1.3127852467922944E-2,1.1896116666689938E-3,1.7200024097567303E-6,5.5033611111111239E-5,7.8252726079043287E-3,4.5858859624466841E-2,null,1.8795932511343288E-2,1.5174467978895354E-2,4.8802707886325971E-4,3.2098917522491532E-6,2.673810859933767E-5,7.8252726079043287E-3,3.4488375569453486E-2]
[2004,9,12,24,1.3829762547886312E-2,1.2617462794041539E-2,1.1896116666689938E-3,1.7200024097567303E-6,5.5033611111111239E-5,5.9587019445958584E-3,3.3652292566713572E-2,null,1.0986906732319959E-2,1.4584509203688489E-2,4.8802707886325971E-4,3.2098917522491532E-6,2.673810859933767E-5,5.9587019445958584E-3,2.6089391015223291E-2]
[2004,9,13,3,1.0809274123337638E-2,1.2918059502415421E-2,1.1896116666689938E-3,1.7200024097567303E-6,5.5033611111111239E-5,7.0350071533673824E-3,3.2008706059310305E-2,null,8.5873120544170973E-3,1.4931968556764425E-2,4.8802707886325971E-4,3.2098917522491532E-6,2.673810859933767E-5,7.0350071533673824E-3,2.4037255690396366E-2]
[2004,9,13,8,1.953754985397527E-2,1.8843331285152209E-2,0,0,5.5033611111111239E-5,1.2117281912270421E-2,5.0553196662509008E-2,null,1.5521397224313525E-2,2.1780982677930685E-2,0,0,2.673810859933767E-5,1.2117281912270421E-2,3.7329118010843543E-2]
[2004,9,13,11,2.0834447645405936E-2,2.1354762548404627E-2,0,0,5.5033611111111239E-5,1.2274257844341045E-2,5.4518501649262717E-2,null,1.6551703784275267E-2,2.4683942882468245E-2,0,0,2.673810859933767E-5,1.2274257844341045E-2,4.1262384775342845E-2]
[2004,9,13,14,2.5180309699860536E-2,2.0821533111011172E-2,0,0,5.5033611111111239E-5,7.7231435279739415E-3,5.3780019949956757E-2,null,2.000422734702571E-2,2.4067583653652844E-2,0,0,2.673810859933767E-5,7.7231435279739415E-3,4.4098549109277893E-2]
[2004,9,13,15,2.0810670338935126E-2,2.1899829040892126E-2,0,0,5.5033611111111239E-5,1.0854091974235626E-2,5.3619624965173987E-2,null,1.6532814157816676E-2,2.5313984548219003E-2,0,0,2.673810859933767E-5,1.0854091974235626E-2,4.1873536814635015E-2]
[2004,9,13,18,2.2985837664356031E-2,2.1056517920557571E-2,0,0,5.5033611111111239E-5,8.558756198448229E-3,5.2656145394472942E-2,null,1.8260852542339907E-2,2.433920229628319E-2,0,0,2.673810859933767E-5,8.558756198448229E-3,4.2626792947222436E-2]
[2004,9,13,21,2.280036306280997E-2,1.9170577314557902E-2,1.1896116666689938E-3,1.7200024097567303E-6,5.5033611111111239E-5,6.0727886762439445E-3,4.9290094333801673E-2,null,1.8113504231669728E-2,2.215924594730935E-2,4.8802707886325971E-4,3.2098917522491532E-6,2.673810859933767E-5,6.0727886762439445E-3,4.0790725258193924E-2]
[2004,9,14,1,1.2181483016650023E-2,1.6581288513287794E-2,1.1896116666689938E-3,1.7200024097567303E-6,5.5033611111111239E-5,5.9619905164028913E-3,3.5971127326530572E-2,null,9.6774487126482511E-3,1.9166290313553502E-2,4.8802707886325971E-4,3.2098917522491532E-6,2.673810859933767E-5,5.9619905164028913E-3,2.9361714105416596E-2]
[2004,9,14,5,1.0940328297040084E-2,1.7115274398990011E-2,1.1896116666689938E-3,1.7200024097567303E-6,5.5033611111111239E-5,7.488623014641883E-3,3.6790590990861842E-2,null,8.6914266390576058E-3,1.978352392000737E-2,4.8802707886325971E-4,3.2098917522491532E-6,2.673810859933767E-5,7.488623014641883E-3,2.8992925638279817E-2]
[2004,9,14,8,1.9144016217367731E-2,2.1540679374211797E-2,0,0,5.5033611111111239E-5,1.1000272232450868E-2,5.1740001435141507E-2,null,1.5208758641657705E-2,2.489884390507207E-2,0,0,2.673810859933767E-5,1.1000272232450868E-2,4.0134340655329115E-2]
[2004,9,14,12,2.1840790029465179E-2,2.3322928265068602E-2,0,0,5.5033611111111239E-5,1.0107546304826959E-2,5.5326298210471844E-2,null,1.735118171284818E-2,2.6958943132330319E-2,0,0,2.673810859933767E-5,1.0107546304826959E-2,4.4336862953777839E-2]
[2004,9,14,15,1.9835702776522905E-2,2.3559413585605201E-2,0,0,5.5033611111111239E-5,9.4822134218534859E-3,5.2932363395092698E-2,null,1.5758261620260811E-2,2.7232296213706712E-2,0,0,2.673810859933767E-5,9.4822134218534859E-3,4.3017295942566855E-2]
[2004,9,14,16,2.2162364434551305E-2,2.3354575254232186E-2,0,0,5.5033611111111239E-5,9.4596851190039601E-3,5.5031658418898566E-2,null,1.7606653054742082E-2,2.6995523846873284E-2,0,0,2.673810859933767E-5,9.4596851190039601E-3,4.4628915010214702E-2]
[2004,9,14,19,2.4972511767453381E-2,2.0823597683367889E-2,1.1896116666689938E-3,1.7200024097567303E-6,5.5033611111111239E-5,6.4423349442954822E-3,5.348480967530661E-2,null,1.9839144505247253E-2,2.4069970090215387E-2,4.8802707886325971E-4,3.2098917522491532E-6,2.673810859933767E-5,6.4423349442954822E-3,4.4427089674677483E-2]
[2004,9,14,22,2.0981739266958097E-2,1.8551906302188139E-2,1.1896116666689938E-3,1.7200024097567303E-6,5.5033611111111239E-5,4.9394817685273085E-3,4.57194926178634E-2,null,1.6668718035448588E-2,2.1444124910596399E-2,4.8802707886325971E-4,3.2098917522491532E-6,2.673810859933767E-5,4.9394817685273085E-3,3.8630818025259833E-2]
[2004,9,15,3,1.0754687621937636E-2,1.6087293326559515E-2,1.1896116666689938E-3,1.7200024097567303E-6,5.5033611111111239E-5,6.4542648415102368E-3,3.4542611070197252E-2,null,8.5439463930292846E-3,1.8595281905205454E-2,4.8802707886325971E-4,3.2098917522491532E-6,2.673810859933767E-5,6.4542648415102368E-3,2.765720337744958E-2]
[2004,9,15,6,1.3841008793591169E-2,1.8271312438626099E-2,1.1896116666689938E-3,1.7200024097567303E-6,5.5033611111111239E-5,8.7886218946930262E-3,4.2147308407100147E-2,null,1.0995841191767126E-2,2.1119786820409863E-2,4.8802707886325971E-4,3.2098917522491532E-6,2.673810859933767E-5,8.7886218946930262E-3,3.2633603091391836E-2]
[2004,9,15,10,2.1031046808425321E-2,2.3310243874303686E-2,0,0,5.5033611111111239E-5,1.0775692118235189E-2,5.5172016412075302E-2,null,1.6707889883658171E-2,2.694428126117018E-2,0,0,2.673810859933767E-5,1.0775692118235189E-2,4.3678909253427683E-2]
[2004,9,15,13,2.1602978314337152E-2,2.3484620319607911E-2,0,0,5.5033611111111239E-5,9.2219763379311776E-3,5.4364608582987348E-2,null,1.716225474285013E-2,2.7145842772621349E-2,0,0,2.673810859933767E-5,9.2219763379311776E-3,4.4334835624070812E-2]
[2004,9,15,16,2.236102562265507E-2,2.2992604724149213E-2,0,0,5.5033611111111239E-5,9.1969113503579305E-3,5.4605575308273327E-2,null,1.7764477307867926E-2,2.6577122571305255E-2,0,0,2.673810859933767E-5,9.1969113503579305E-3,4.4368337987772517E-2]
[2004,9,15,19,2.5457257441733931E-2,1.9978514333565806E-2,1.1896116666689938E-3,1.7200024097567303E-6,5.5033611111111239E-5,6.3885668504491001E-3,5.3070703905938696E-2,null,2.0224245514304705E-2,2.3093139320491E-2,4.8802707886325971E-4,3.2098917522491532E-6,2.673810859933767E-5,6.3885668504491001E-3,4.3835359914010552E-2]
[2004,9,15,21,2.6493719760479068E-2,1.8339052417597226E-2,1.1896116666689938E-3,1.7200024097567303E-6,5.5033611111111239E-5,4.1924839890782658E-3,5.0271621447344421E-2,null,2.1047651902388879E-2,2.1198087375988172E-2,4.8802707886325971E-4,3.2098917522491532E-6,2.673810859933767E-5,4.1924839890782658E-3,4.2763714357591895E-2]
[2004,9,15,24,1.3851469517592804E-2,1.704127288997815E-2,1.1896116666689938E-3,1.7200024097567303E-6,5.5033611111111239E-5,5.4104369815187788E-3,3.7549544669279594E-2,null,1.1004151601910506E-2,1.9697985669814944E-2,4.8802707886325971E-4,3.2098917522491532E-6,2.673810859933767E-5,5.4104369815187788E-3,3.1220112350940295E-2]
[2004,9,16,4,1.0230292680520123E-2,1.528526988686179E-2,1.1896116666689938E-3,1.7200024097567303E-6,5.5033611111111239E-5,6.5511380073873414E-3,3.3313065854959113E-2,null,8.1273464483588576E-3,1.7668224030830803E-2,4.8802707886325971E-4,3.2098917522491532E-6,2.673810859933767E-5,6.5511380073873414E-3,2.6313545558404504E-2]
[2004,9,16,7,1.6912691353806027E-2,1.9742637258679158E-2,0,0,5.5033611111111239E-5,9.9052055906172342E-3,4.6615567814213534E-2,null,1.3436106502434545E-2,2.2820489309488153E-2,0,0,2.673810859933767E-5,9.9052055906172342E-3,3.6283333920522035E-2]
[2004,9,16,11,1.9694731101096222E-2,2.3128882304573856E-2,0,0,5.5033611111111239E-5,1.0680966959961732E-2,5.3559613976742915E-2,null,1.5646268182597012E-2,2.6734645653275282E-2,0,0,2.673810859933767E-5,1.0680966959961732E-2,4.240765194447163E-2]
[2004,9,16,12,2.0402142241211549E-2,2.2675511409676344E-2,0,0,5.5033611111111239E-5,9.3857595902991867E-3,5.2518446852298187E-2,null,1.6208263386125587E-2,2.6210594812210806E-2,0,0,2.673810859933767E-5,9.3857595902991867E-3,4.2445596306935729E-2]
[2004,9,16,18,2.4018403210056855E-2,2.0817034235316067E-2,0,0,5.5033611111111239E-5,6.2841765100068829E-3,5.1174647566490913E-2,null,1.9081163180815468E-2,2.4062383408956067E-2,0,0,2.673810859933767E-5,6.2841765100068829E-3,4.3170284698370871E-2]
[2004,9,16,19,2.36070082134534E-2,2.0159345425802701E-2,1.1896116666689938E-3,1.7200024097567303E-6,5.5033611111111239E-5,5.7576972342259858E-3,5.0770416153671942E-2,null,1.8754334832015215E-2,2.3302161750126178E-2,4.8802707886325971E-4,3.2098917522491532E-6,2.673810859933767E-5,5.7576972342259858E-3,4.2574471661356236E-2]
[2004,9,16,22,1.9966549386495835E-2,1.7762760189445583E-2,1.1896116666689938E-3,1.7200024097567303E-6,5.5033611111111239E-5,4.4235215186518998E-3,4.3399196374783178E-2,null,1.5862211308119517E-2,2.0531951922078934E-2,4.8802707886325971E-4,3.2098917522491532E-6,2.673810859933767E-5,4.4235215186518998E-3,3.6912138309413298E-2]
[2004,9,17,1,1.157649934483417E-2,1.6457712917312021E-2,1.1896116666689938E-3,1.7200024097567303E-6,5.5033611111111239E-5,5.8101803934369218E-3,3.5090757935772973E-2,null,9.196825914259488E-3,1.9023449439260529E-2,4.8802707886325971E-4,3.2098917522491532E-6,2.673810859933767E-5,5.8101803934369218E-3,2.8738250432734858E-2]
[2004,9,17,5,1.0871852868872845E-2,1.5830641639141847E-2,1.1896116666689938E-3,1.7200024097567303E-6,5.5033611111111239E-5,7.6134806709621311E-3,3.5562340459166689E-2,null,8.6370270685570891E-3,1.8298618545987716E-2,4.8802707886325971E-4,3.2098917522491532E-6,2.673810859933767E-5,7.6134806709621311E-3,2.7453620693759648E-2]
[2004,9,17,9,2.0414299649772573E-2,2.1996275610627267E-2,0,0,5.5033611111111239E-5,1.0969349179838899E-2,5.3434958051349846E-2,null,1.6217921709144812E-2,2.5425467015568193E-2,0,0,2.673810859933767E-5,1.0969349179838899E-2,4.1670126833312338E-2]
[2004,9,17,13,1.9992567545814161E-2,2.2674530433489326E-2,0,0,5.5033611111111239E-5,9.5448999591629616E-3,5.2267031549577556E-2,null,1.5882881156122134E-2,2.6209460903083296E-2,0,0,2.673810859933767E-5,9.5448999591629616E-3,4.2119080167804766E-2]
[2004,9,17,16,2.2340000657075296E-2,2.1467391757270089E-2,0,0,5.5033611111111239E-5,7.2366757517660319E-3,5.1099101777222523E-2,null,1.7747774249151239E-2,2.4814130841815999E-2,0,0,2.673810859933767E-5,7.2366757517660319E-3,4.2588643199566574E-2]
[2004,9,17,19,2.4467489100057055E-2,1.8858973762622709E-2,1.1896116666689938E-3,1.7200024097567303E-6,5.5033611111111239E-5,5.4773426136853296E-3,5.0050170756554949E-2,null,1.9437934656185967E-2,2.1799063797753343E-2,4.8802707886325971E-4,3.2098917522491532E-6,2.673810859933767E-5,5.4773426136853296E-3,4.175497353315416E-2]
[2004,9,17,20,2.2337412995073712E-2,1.8897056224409105E-2,1.1896116666689938E-3,1.7200024097567303E-6,5.5033611111111239E-5,6.7716135577698443E-3,4.925244805744252E-2,null,1.7745718508789268E-2,2.1843083266919923E-2,4.8802707886325971E-4,3.2098917522491532E-6,2.673810859933767E-5,6.7716135577698443E-3,4.0106776854924038E-2]
[2004,9,17,23,1.618083371772968E-2,1.5440577551412427E-2,1.1896116666689938E-3,1.7200024097567303E-6,5.5033611111111239E-5,6.124525428027488E-3,3.899230197735945E-2,null,1.2854690042024245E-2,1.7847743962850084E-2,4.8802707886325971E-4,3.2098917522491532E-6,2.673810859933767E-5,6.124525428027488E-3,3.1220409084089174E-2]
[2004,9,18,3,1.1407355325514162E-2,1.3428915529090361E-2,1.1896116666689938E-3,1.7200024097567303E-6,5.5033611111111239E-5,5.678900772657253E-3,3.1761536907451642E-2,null,9.062451259729886E-3,1.5522466388572485E-2,4.8802707886325971E-4,3.2098917522491532E-6,2.673810859933767E-5,5.678900772657253E-3,2.5102892727517215E-2]
[2004,9,18,6,1.2233188764776507E-2,1.4138443184846515E-2,1.1896116666689938E-3,1.7200024097567303E-6,5.5033611111111239E-5,6.330564345909684E-3,3.3948561575722569E-2,null,9.7185257904522614E-3,1.6342608503874298E-2,4.8802707886325971E-4,3.2098917522491532E-6,2.673810859933767E-5,6.330564345909684E-3,2.6579109373541403E-2]
[2004,9,18,10,2.2379304439417633E-2,1.4989037263344749E-2,0,0,5.5033611111111239E-5,9.8478317402619225E-3,4.7271207054135414E-2,null,{"$f":"E6276*V$5","v":1.7778998718069445E-2},1.7325809117893051E-2,0,0,2.673810859933767E-5,9.8478317402619225E-3,{"$f":"SUM(M6276:Q6276)","v":3.5131545944561832E-2}]
[2004,9,18,14,2.1527383025999134E-2,1.3973602422972015E-2,0,0,5.5033611111111239E-5,7.6216271047506315E-3,4.317764616483289E-2,null,1.7102198875694294E-2,1.6152069276777311E-2,0,0,2.673810859933767E-5,7.6216271047506315E-3,3.3281006261070945E-2]
[2004,9,18,17,2.2986099625959707E-2,1.3498334289796609E-2,0,0,5.5033611111111239E-5,8.4309812783113156E-3,4.4970448805178739E-2,null,1.8261060654930203E-2,1.5602707445824267E-2,0,0,2.673810859933767E-5,8.4309812783113156E-3,3.3890506209353806E-2]
[2004,9,18,20,2.531038233009536E-2,1.2001170473166248E-2,1.1896116666689938E-3,1.7200024097567303E-6,5.5033611111111239E-5,6.1349334696391518E-3,4.4692851553090614E-2,null,2.0107562154971198E-2,1.3872137693450087E-2,4.8802707886325971E-4,3.2098917522491532E-6,2.673810859933767E-5,6.1349334696391518E-3,3.4497674927636134E-2]
[2004,9,18,21,2.5268832970338946E-2,1.1009977614092429E-2,1.1896116666689938E-3,1.7200024097567303E-6,5.5033611111111239E-5,4.8620937971822738E-3,4.2387269661803506E-2,null,2.0074553711127666E-2,1.2726419127700154E-2,4.8802707886325971E-4,3.2098917522491532E-6,2.673810859933767E-5,4.8620937971822738E-3,3.3318947918042664E-2]
[2004,9,19,3,1.5101585190011545E-2,9.0288997322190319E-3,1.1896116666689938E-3,1.7200024097567303E-6,5.5033611111111239E-5,7.5696127614867763E-3,3.2946462963907214E-2,null,1.1997292608483708E-2,1.0436493722487096E-2,4.8802707886325971E-4,3.2098917522491532E-6,2.673810859933767E-5,7.5696127614867763E-3,2.2951761410185647E-2]
[2004,9,19,5,1.4708889298313358E-2,9.1612376411842802E-3,1.1896116666689938E-3,1.7200024097567303E-6,5.5033611111111239E-5,8.0210610825652492E-3,3.3137553302252751E-2,null,1.1685319563298444E-2,1.0589462943225516E-2,4.8802707886325971E-4,3.2098917522491532E-6,2.673810859933767E-5,8.0210610825652492E-3,2.2792757585738805E-2]
[2004,9,19,8,2.2283631603433225E-2,1.0558812153726045E-2,0,0,5.5033611111111239E-5,7.4192783979289672E-3,4.031675576619935E-2,null,1.7702992458226763E-2,1.2204917545606547E-2,0,0,2.673810859933767E-5,7.4192783979289672E-3,2.9934648112432648E-2]
[2004,9,19,11,2.6158950891333448E-2,1.266219792380483E-2,0,0,5.5033611111111239E-5,9.8248710769464724E-3,4.8701053503195854E-2,null,2.078169835984239E-2,1.4636218483312364E-2,0,0,2.673810859933767E-5,9.8248710769464724E-3,3.5444654951754091E-2]
[2004,9,19,15,2.512218048522314E-2,1.3279709042639847E-2,0,0,5.5033611111111239E-5,7.2935498403774567E-3,4.5750472979351552E-2,null,1.9958047215050727E-2,1.5349998800563017E-2,0,0,2.673810859933767E-5,7.2935498403774567E-3,3.5334784124213078E-2]
[2004,9,19,18,3.2934362230012761E-2,1.2400455327925292E-2,0,0,5.5033611111111239E-5,5.7234486751180716E-3,5.1113299844167237E-2,null,2.6164351329726533E-2,1.4333670549475368E-2,0,0,2.673810859933767E-5,5.7234486751180716E-3,4.0524759987801237E-2]
[2004,9,19,20,2.977854507536741E-2,1.2804731613118361E-2,1.1896116666689938E-3,1.7200024097567303E-6,5.5033611111111239E-5,6.3569765657651555E-3,5.0186618534440786E-2,null,2.3657246191638455E-2,1.4800972993593984E-2,4.8802707886325971E-4,3.2098917522491532E-6,2.673810859933767E-5,6.3569765657651555E-3,3.8976194264447289E-2]
[2004,9,19,23,2.1552282505952397E-2,1.3363594711606166E-2,1.1896116666689938E-3,1.7200024097567303E-6,5.5033611111111239E-5,6.1794427161350916E-3,4.2341685213883512E-2,null,1.7121980000856966E-2,1.5446962138681564E-2,4.8802707886325971E-4,3.2098917522491532E-6,2.673810859933767E-5,6.1794427161350916E-3,3.3086917218753377E-2]
[2004,9,20,2,1.310130322961298E-2,1.3834927265575711E-2,1.1896116666689938E-3,1.7200024097567303E-6,5.5033611111111239E-5,6.6617130039669029E-3,3.4844308779345454E-2,null,1.0408190029090538E-2,1.5991774838633656E-2,4.8802707886325971E-4,3.2098917522491532E-6,2.673810859933767E-5,6.6617130039669029E-3,2.6917939946939039E-2]
[2004,9,20,6,1.4590057552796467E-2,1.5322403406037775E-2,1.1896116666689938E-3,1.7200024097567303E-6,5.5033611111111239E-5,7.2468481305730751E-3,3.840567436959718E-2,null,1.1590914955821477E-2,1.7711146618440355E-2,4.8802707886325971E-4,3.2098917522491532E-6,2.673810859933767E-5,7.2468481305730751E-3,2.9820036653476673E-2]
[2004,9,20,9,2.3100814789120998E-2,1.999550268997979E-2,0,0,5.5033611111111239E-5,1.1207414830305273E-2,5.4358765920517173E-2,null,1.8352194887645473E-2,2.3112776140073486E-2,0,0,2.673810859933767E-5,1.1207414830305273E-2,4.1491709136318292E-2]
[2004,9,20,12,2.2243715703429576E-2,2.0318518858756508E-2,0,0,5.5033611111111239E-5,1.056464956293128E-2,5.3181917736228469E-2,null,1.7671281698988621E-2,2.3486150118928326E-2,0,0,2.673810859933767E-5,1.056464956293128E-2,4.1184169926516287E-2]
[2004,9,20,16,2.2492653977372035E-2,2.0334470881185146E-2,0,0,5.5033611111111239E-5,8.3375852934606115E-3,5.1219743763128898E-2,null,1.7869048044465648E-2,2.3504589041374591E-2,0,0,2.673810859933767E-5,8.3375852934606115E-3,4.1400375194439579E-2]
[2004,9,20,17,2.5335823240358653E-2,1.9845916459608797E-2,0,0,5.5033611111111239E-5,8.3560739914412784E-3,5.3592847302519842E-2,null,2.0127773413644679E-2,2.2939869606549083E-2,0,0,2.673810859933767E-5,8.3560739914412784E-3,4.3094381128793102E-2]
[2004,9,20,21,2.6566432691803053E-2,1.8309082463708382E-2,1.1896116666689938E-3,1.7200024097567303E-6,5.5033611111111239E-5,5.548742127560383E-3,5.1670622563261673E-2,null,2.1105417911886443E-2,2.1163445144387349E-2,4.8802707886325971E-4,3.2098917522491532E-6,2.673810859933767E-5,5.548742127560383E-3,4.2786838135488642E-2]
[2004,9,20,24,1.6166387919742332E-2,1.6147428855902205E-2,1.1896116666689938E-3,1.7200024097567303E-6,5.5033611111111239E-5,7.3989455977476158E-3,4.0959127653582006E-2,null,1.2843213732535101E-2,1.8664792487125402E-2,4.8802707886325971E-4,3.2098917522491532E-6,2.673810859933767E-5,7.3989455977476158E-3,3.202598129887535E-2]
[2004,9,21,3,1.1838331329002505E-2,1.5194539627435303E-2,1.1896116666689938E-3,1.7200024097567303E-6,5.5033611111111239E-5,6.8605000775077618E-3,3.5139736314135431E-2,null,9.404835529727212E-3,1.7563349039300531E-2,4.8802707886325971E-4,3.2098917522491532E-6,2.673810859933767E-5,6.8605000775077618E-3,2.7486159648242584E-2]
[2004,9,21,7,2.0479273992920159E-2,1.8673271359050867E-2,0,0,5.5033611111111239E-5,1.0362368857679206E-2,4.9569947820761337E-2,null,1.626953988014988E-2,2.1584410625538751E-2,0,0,2.673810859933767E-5,1.0362368857679206E-2,3.7880688614287963E-2]
[2004,9,21,10,2.2044105721506869E-2,2.2009926834126826E-2,0,0,5.5033611111111239E-5,1.2016690955053713E-2,5.6125757121798521E-2,null,1.7512703686775388E-2,2.5441246447457221E-2,0,0,2.673810859933767E-5,1.2016690955053713E-2,4.2980688242831945E-2]
[2004,9,21,14,2.2508690358140755E-2,2.2141248388042954E-2,0,0,5.5033611111111239E-5,1.0005760596467139E-2,5.4710732953761956E-2,null,1.7881787975409496E-2,2.5593040864686403E-2,0,0,2.673810859933767E-5,1.0005760596467139E-2,4.3501566948695239E-2]
[2004,9,21,18,2.6209298717273375E-2,2.0349753733461318E-2,0,0,5.5033611111111239E-5,7.803881611484831E-3,5.4417967673330632E-2,null,2.0821696650909334E-2,2.3522254470892297E-2,0,0,2.673810859933767E-5,7.803881611484831E-3,4.4370689230400967E-2]
[2004,9,21,21,2.7360262259879177E-2,1.7836431251352231E-2,1.1896116666689938E-3,1.7200024097567303E-6,5.5033611111111239E-5,4.697589198476966E-3,5.114064798989823E-2,null,2.1736067309922797E-2,2.0617108208882521E-2,4.8802707886325971E-4,3.2098917522491532E-6,2.673810859933767E-5,4.697589198476966E-3,4.2871150598020165E-2]
[2004,9,21,22,2.196093580579209E-2,1.7559331568854416E-2,1.1896116666689938E-3,1.7200024097567303E-6,5.5033611111111239E-5,5.3830957792928031E-3,4.6149728434129164E-2,null,1.7446630238028223E-2,2.0296809038146148E-2,4.8802707886325971E-4,3.2098917522491532E-6,2.673810859933767E-5,5.3830957792928031E-3,3.8261414355389219E-2]
[2004,9,22,1,1.4047979902238392E-2,1.5905175201023084E-2,1.1896116666689938E-3,1.7200024097567303E-6,5.5033611111111239E-5,6.0241261332330438E-3,3.7223646516684389E-2,null,1.1160267172265211E-2,1.8384771795415481E-2,4.8802707886325971E-4,3.2098917522491532E-6,2.673810859933767E-5,6.0241261332330438E-3,3.0063014046895535E-2]
[2004,9,22,4,1.286032670060235E-2,1.5430875489412238E-2,1.1896116666689938E-3,1.7200024097567303E-6,5.5033611111111239E-5,6.778532981972658E-3,3.6316100452177112E-2,null,1.0216748806600236E-2,1.7836529361717809E-2,4.8802707886325971E-4,3.2098917522491532E-6,2.673810859933767E-5,6.778532981972658E-3,2.8571253247532888E-2]
[2004,9,22,7,2.2704976385621307E-2,1.7525941729982161E-2,0,0,5.5033611111111239E-5,1.0531813587884119E-2,5.0817765314598695E-2,null,1.8037725307617419E-2,2.025821376584053E-2,0,0,2.673810859933767E-5,1.0531813587884119E-2,3.8322677182057285E-2]
[2004,9,22,12,2.4610481145668557E-2,2.1001560394863495E-2,0,0,5.5033611111111239E-5,1.1585689743913869E-2,5.7252764895557036E-2,null,1.9551533155303898E-2,2.4275676962198137E-2,0,0,2.673810859933767E-5,1.1585689743913869E-2,4.3853948226101371E-2]
[2004,9,22,16,2.4722368143650475E-2,2.1473902931531744E-2,0,0,5.5033611111111239E-5,1.0696561066829162E-2,5.6947865753122488E-2,null,1.9640420582483512E-2,2.4821657099867719E-2,0,0,2.673810859933767E-5,1.0696561066829162E-2,4.448881579095057E-2]
[2004,9,22,19,2.8497705249706958E-2,1.9230237834635053E-2,1.1896116666689938E-3,1.7200024097567303E-6,5.5033611111111239E-5,6.3728468193640685E-3,5.5347155183895942E-2,null,2.2639696710593814E-2,2.2228207466623118E-2,4.8802707886325971E-4,3.2098917522491532E-6,2.673810859933767E-5,6.3728468193640685E-3,4.5385879256431783E-2]
[2004,9,22,22,2.3732780878578687E-2,1.7060033428787334E-2,1.1896116666689938E-3,1.7200024097567303E-6,5.5033611111111239E-5,5.272272454546781E-3,4.7311452042102659E-2,null,1.8854253578734263E-2,1.9719670952775156E-2,4.8802707886325971E-4,3.2098917522491532E-6,2.673810859933767E-5,5.272272454546781E-3,3.9091899610724262E-2]
[2004,9,22,23,1.9326568984609917E-2,1.6294906065760974E-2,1.1896116666689938E-3,1.7200024097567303E-6,5.5033611111111239E-5,5.0424040909266164E-3,4.1910244421487358E-2,null,1.5353785732359515E-2,1.8835261206520817E-2,4.8802707886325971E-4,3.2098917522491532E-6,2.673810859933767E-5,5.0424040909266164E-3,3.4707022018095182E-2]
[2004,9,23,4,1.1311525779077899E-2,1.5486461632242432E-2,1.1896116666689938E-3,1.7200024097567303E-6,5.5033611111111239E-5,6.8642090220933502E-3,3.4908561713603542E-2,null,8.986320502947176E-3,1.790078131355137E-2,4.8802707886325971E-4,3.2098917522491532E-6,2.673810859933767E-5,6.8642090220933502E-3,2.7405076895713389E-2]
[2004,9,23,6,1.4672358801310521E-2,1.7325786161679999E-2,1.1896116666689938E-3,1.7200024097567303E-6,5.5033611111111239E-5,9.007078358779147E-3,4.2251588601959524E-2,null,1.1656298301214894E-2,2.002685419888774E-2,4.8802707886325971E-4,3.2098917522491532E-6,2.673810859933767E-5,9.007078358779147E-3,3.2201127579317479E-2]
[2004,9,23,10,2.1111415262002407E-2,2.1976738317240698E-2,0,0,5.5033611111111239E-5,1.2165337739000871E-2,5.5308524929355084E-2,null,1.677173774081514E-2,2.5402883882979434E-2,0,0,2.673810859933767E-5,1.2165337739000871E-2,4.220135973239391E-2]
[2004,9,23,13,2.1450769939395441E-2,2.2589418021725361E-2,0,0,5.5033611111111239E-5,1.0403895800296518E-2,5.4499117372528431E-2,null,1.7041334429607431E-2,2.6111079574524444E-2,0,0,2.673810859933767E-5,1.0403895800296518E-2,4.3179152112731212E-2]
[2004,9,23,17,2.3786223597835512E-2,2.1767832093222701E-2,0,0,5.5033611111111239E-5,1.0174546642140821E-2,5.5783635944310142E-2,null,1.8896710574648923E-2,{"$f":"F6403*W$5","v":2.5161409444208978E-2},{"$f":"G6403*X$5","v":0},{"$f":"H6403*Y$5","v":0},{"$f":"I6403*Z$5","v":2.673810859933767E-5},{"$f":"J6403","v":1.0174546642140821E-2},4.4084858127457237E-2]
[2004,9,23,20,2.579209498122681E-2,1.9018426178284122E-2,1.1896116666689938E-3,1.7200024097567303E-6,5.5033611111111239E-5,6.0701151094272555E-3,5.2127001549128041E-2,null,2.0490253611273081E-2,2.1983374642312554E-2,4.8802707886325971E-4,3.2098917522491532E-6,2.673810859933767E-5,6.0701151094272555E-3,4.2991603332800485E-2]
[2004,9,23,23,1.6941604744306712E-2,1.6783854720637054E-2,1.1896116666689938E-3,1.7200024097567303E-6,5.5033611111111239E-5,5.3140646627477207E-3,4.0285889407881338E-2,null,1.3459076435840578E-2,1.940043633511631E-2,4.8802707886325971E-4,3.2098917522491532E-6,2.673810859933767E-5,5.3140646627477207E-3,3.3377487850171736E-2]
[2004,9,24,1,1.351469297124354E-2,1.5916500452184696E-2,1.1896116666689938E-3,1.7200024097567303E-6,5.5033611111111239E-5,5.9183134709499281E-3,3.6595872174568028E-2,null,1.0736603081712833E-2,1.8397862638835968E-2,4.8802707886325971E-4,3.2098917522491532E-6,2.673810859933767E-5,5.9183134709499281E-3,2.9652440799763643E-2]
[2004,9,24,4,1.2603324558202591E-2,1.4687596222625603E-2,1.1896116666689938E-3,1.7200024097567303E-6,5.5033611111111239E-5,6.9083581367173023E-3,3.5445644197735361E-2,null,1.0012576207195473E-2,1.6977373802132583E-2,4.8802707886325971E-4,3.2098917522491532E-6,2.673810859933767E-5,6.9083581367173023E-3,2.7507925088542901E-2]
[2004,9,24,7,2.0833049306287963E-2,1.9272209223342059E-2,0,0,5.5033611111111239E-5,1.0186614850929985E-2,5.0346906991671117E-2,null,1.6550592888739921E-2,2.2276722141473439E-2,0,0,2.673810859933767E-5,1.0186614850929985E-2,3.8854053138812697E-2]
[2004,9,24,11,2.2447975231953438E-2,2.2327001772428929E-2,0,0,5.5033611111111239E-5,1.1305952126163971E-2,5.6135962741657441E-2,null,1.7833553493700114E-2,2.5807752965559243E-2,0,0,2.673810859933767E-5,1.1305952126163971E-2,4.3668044567858694E-2]
[2004,9,24,14,2.3724972612422072E-2,2.0508905228732659E-2,0,0,5.5033611111111239E-5,9.7201086279200578E-3,5.4009020080185904E-2,null,1.8848050385316676E-2,2.3706217481955168E-2,0,0,2.673810859933767E-5,9.7201086279200578E-3,4.2581005975871181E-2]
[2004,9,24,18,2.6857038290401127E-2,1.8649534128369196E-2,0,0,5.5033611111111239E-5,7.1914696255589699E-3,5.27530756554404E-2,null,2.1336286417157707E-2,2.1556972790769752E-2,0,0,2.673810859933767E-5,7.1914696255589699E-3,4.2919997316526792E-2]
[2004,9,24,22,2.1426722227499632E-2,1.5797497529948003E-2,1.1896116666689938E-3,1.7200024097567303E-6,5.5033611111111239E-5,7.1363677622439826E-3,4.5606952799881473E-2,null,1.7022229982455131E-2,1.8260307312304987E-2,4.8802707886325971E-4,3.2098917522491532E-6,2.673810859933767E-5,7.1363677622439826E-3,3.5800512373974969E-2]
[2004,9,25,1,1.5569169324700163E-2,1.321368715263976E-2,1.1896116666689938E-3,1.7200024097567303E-6,5.5033611111111239E-5,7.1869673632580424E-3,3.7216189120787828E-2,null,1.2368759816221236E-2,1.5273684181842216E-2,4.8802707886325971E-4,3.2098917522491532E-6,2.673810859933767E-5,7.1869673632580424E-3,2.8160419077278297E-2]
[2004,9,25,2,1.4635107294031939E-2,1.291345358486363E-2,1.1896116666689938E-3,1.7200024097567303E-6,5.5033611111111239E-5,7.2626478090199193E-3,3.6057573968105348E-2,null,1.162670424024017E-2,1.4926644582521579E-2,4.8802707886325971E-4,3.2098917522491532E-6,2.673810859933767E-5,7.2626478090199193E-3,2.7071323901976592E-2]
[2004,9,25,5,1.3997257681894746E-2,1.1729242857341244E-2,1.1896116666689938E-3,1.7200024097567303E-6,5.5033611111111239E-5,8.6520306087776635E-3,3.5624896428203517E-2,null,1.1119971447574191E-2,1.3557816908005829E-2,4.8802707886325971E-4,3.2098917522491532E-6,2.673810859933767E-5,8.6520306087776635E-3,2.5195763434794863E-2]
[2004,9,25,9,2.2828129420005689E-2,1.4914596688543809E-2,0,0,5.5033611111111239E-5,1.0288986299505865E-2,4.8086746019166474E-2,null,1.8135562916751943E-2,1.7239763352113194E-2,0,0,2.673810859933767E-5,1.0288986299505865E-2,3.5402064377464473E-2]
[2004,9,25,12,2.8245847106902984E-2,1.3588649087270383E-2,0,0,5.5033611111111239E-5,5.1583838182948016E-3,4.7047913623579282E-2,null,2.2439610706573049E-2,1.5707102205411556E-2,0,0,2.673810859933767E-5,5.1583838182948016E-3,3.8173451020583941E-2]
[2004,9,25,15,2.0938478801020406E-2,1.4253850883135669E-2,0,0,5.5033611111111239E-5,8.1171415410585795E-3,4.3364504836325764E-2,null,1.6634350221626161E-2,1.6476008115614744E-2,0,0,2.673810859933767E-5,8.1171415410585795E-3,3.3137096445840244E-2]
[2004,9,25,20,2.7100026086875565E-2,1.2088319711584996E-2,1.1896116666689938E-3,1.7200024097567303E-6,5.5033611111111239E-5,7.1739224650485406E-3,4.7608633543698958E-2,null,2.1529325469542931E-2,1.3972873387349887E-2,4.8802707886325971E-4,3.2098917522491532E-6,2.673810859933767E-5,7.1739224650485406E-3,3.6020173936107666E-2]
[2004,9,25,23,2.2055319199329838E-2,1.0141867762988574E-2,1.1896116666689938E-3,1.7200024097567303E-6,5.5033611111111239E-5,6.1084609138054831E-3,3.9552013156313751E-2,null,1.7521612114129746E-2,1.1722972054393481E-2,4.8802707886325971E-4,3.2098917522491532E-6,2.673810859933767E-5,6.1084609138054831E-3,2.9762559247738071E-2]
[2004,9,26,2,1.2592919330029186E-2,9.388378551083227E-3,1.1896116666689938E-3,1.7200024097567303E-6,5.5033611111111239E-5,6.3267303217036793E-3,2.9554393483005956E-2,null,1.000430988511844E-2,1.0852014832224926E-2,4.8802707886325971E-4,3.2098917522491532E-6,2.673810859933767E-5,6.3267303217036793E-3,2.1374299796558211E-2]
[2004,9,26,3,1.2101091419848794E-2,9.1437204164082023E-3,1.1896116666689938E-3,1.7200024097567303E-6,5.5033611111111239E-5,6.4389046371229851E-3,2.8930081753569845E-2,null,9.6135824696047395E-3,1.0569214805375612E-2,4.8802707886325971E-4,3.2098917522491532E-6,2.673810859933767E-5,6.4389046371229851E-3,2.0700772354195197E-2]
[2004,9,26,6,1.2004001296646888E-2,1.0002086002005684E-2,1.1896116666689938E-3,1.7200024097567303E-6,5.5033611111111239E-5,6.8646568142130332E-3,3.011710939305547E-2,null,9.5364502611119881E-3,1.1561398494570862E-2,4.8802707886325971E-4,3.2098917522491532E-6,2.673810859933767E-5,6.8646568142130332E-3,2.1615823834897695E-2]
[2004,9,26,10,2.0281635014762395E-2,1.3563798578199091E-2,0,0,5.5033611111111239E-5,8.9184035086818086E-3,4.2818870712754406E-2,null,{"$f":"E6468*V$5","v":1.6112527710767245E-2},1.5678377533567246E-2,0,0,2.673810859933767E-5,8.9184035086818086E-3,{"$f":"SUM(M6468:Q6468)","v":3.1817643352933828E-2}]
[2004,9,26,12,2.1977203837740378E-2,1.4205401307268689E-2,0,0,5.5033611111111239E-5,8.1163458493184806E-3,4.4353984605438657E-2,null,1.7459554201770578E-2,1.6420005312461603E-2,0,0,2.673810859933767E-5,8.1163458493184806E-3,3.3906297622831517E-2]
[2004,9,26,17,2.6078696119823386E-2,1.3540288845976937E-2,0,0,5.5033611111111239E-5,6.2122784334728894E-3,4.5886297010384325E-2,null,2.0717940816185977E-2,1.5651202663978396E-2,0,0,2.673810859933767E-5,6.2122784334728894E-3,3.6395881588763709E-2]
[2004,9,26,21,2.4119955620843025E-2,1.3614448230651485E-2,1.1896116666689938E-3,1.7200024097567303E-6,5.5033611111111239E-5,5.6139794229097756E-3,4.4594748554594145E-2,null,1.9161840405886147E-2,1.5736923402448623E-2,4.8802707886325971E-4,3.2098917522491532E-6,2.673810859933767E-5,5.6139794229097756E-3,3.541673888754962E-2]
[2004,9,26,24,1.4397155725925268E-2,1.3333161017755894E-2,1.1896116666689938E-3,1.7200024097567303E-6,5.5033611111111239E-5,5.418213176413755E-3,3.4394895200284784E-2,null,1.1437666165541132E-2,1.5411783870648855E-2,4.8802707886325971E-4,3.2098917522491532E-6,2.673810859933767E-5,5.418213176413755E-3,2.7367425115404829E-2]
[2004,9,27,1,1.1930887558007787E-2,1.4003425481329233E-2,1.1896116666689938E-3,1.7200024097567303E-6,5.5033611111111239E-5,6.0405336861191596E-3,3.3221212005646046E-2,null,9.4783658345357867E-3,1.6186541712019869E-2,4.8802707886325971E-4,3.2098917522491532E-6,2.673810859933767E-5,6.0405336861191596E-3,2.6182882625770499E-2]
[2004,9,27,4,1.1064722129397931E-2,1.3607627350474513E-2,1.1896116666689938E-3,1.7200024097567303E-6,5.5033611111111239E-5,6.9100754398496089E-3,3.2828790199911917E-2,null,8.7902499868525667E-3,1.5729039155723101E-2,4.8802707886325971E-4,3.2098917522491532E-6,2.673810859933767E-5,6.9100754398496089E-3,2.503726422179051E-2]
[2004,9,27,9,2.0369617253227584E-2,2.0723002486222265E-2,0,0,5.5033611111111239E-5,1.1362124121318696E-2,5.2509777471879654E-2,null,1.6182424257781023E-2,2.3953692229716359E-2,0,0,2.673810859933767E-5,1.1362124121318696E-2,4.0162854596096718E-2]
[2004,9,27,12,2.0807979141756847E-2,2.2429113657001537E-2,0,0,5.5033611111111239E-5,1.1725982919147216E-2,5.5018109329016712E-2,null,1.6530676165042495E-2,2.592578396312703E-2,0,0,2.673810859933767E-5,1.1725982919147216E-2,4.2483198236768861E-2]
[2004,9,27,15,2.1312017565414284E-2,2.2151848315987446E-2,0,0,5.5033611111111239E-5,1.0921318889719572E-2,5.4440218382232411E-2,null,1.6931104092207175E-2,2.560529330792229E-2,0,0,2.673810859933767E-5,1.0921318889719572E-2,4.2563135508728797E-2]
[2004,9,27,18,2.3811321144924329E-2,2.0641182571622424E-2,0,0,5.5033611111111239E-5,8.9544586312878382E-3,5.3461995958945706E-2,null,1.8916649052126033E-2,2.3859116694443936E-2,0,0,2.673810859933767E-5,8.9544586312878382E-3,4.2802503855169302E-2]
[2004,9,27,22,2.2518721586797689E-2,1.7319590827819753E-2,1.1896116666689938E-3,1.7200024097567303E-6,5.5033611111111239E-5,4.3162881967537302E-3,4.5400965891561028E-2,null,1.7889757177576394E-2,2.0019693020354497E-2,4.8802707886325971E-4,3.2098917522491532E-6,2.673810859933767E-5,4.3162881967537302E-3,3.8427425277145738E-2]
[2004,9,28,1,1.2613245526569776E-2,1.6016223638455739E-2,1.1896116666689938E-3,1.7200024097567303E-6,5.5033611111111239E-5,6.1201637942259746E-3,3.5995998239441357E-2,null,1.0020457814256124E-2,1.8513132543073609E-2,4.8802707886325971E-4,3.2098917522491532E-6,2.673810859933767E-5,6.1201637942259746E-3,2.9051565436544576E-2]
[2004,9,28,2,1.2069121566233857E-2,1.584122131294417E-2,1.1896116666689938E-3,1.7200024097567303E-6,5.5033611111111239E-5,6.3152539505321676E-3,3.5471962109900057E-2,null,9.5881843618138771E-3,1.8310847577486418E-2,4.8802707886325971E-4,3.2098917522491532E-6,2.673810859933767E-5,6.3152539505321676E-3,2.8417007018515138E-2]
[2004,9,28,6,1.4839209902002045E-2,1.759165720286868E-2,1.1896116666689938E-3,1.7200024097567303E-6,5.5033611111111239E-5,8.8283127624164699E-3,4.250554514747705E-2,null,1.1788851371098431E-2,2.033417419740929E-2,4.8802707886325971E-4,3.2098917522491532E-6,2.673810859933767E-5,8.8283127624164699E-3,3.2641000647722566E-2]
[2004,9,28,9,2.2119943475343122E-2,2.1450041143242633E-2,0,0,5.5033611111111239E-5,1.0992060185334999E-2,5.4617078415031869E-2,null,1.7572952178049366E-2,2.4794075289118624E-2,0,0,2.673810859933767E-5,1.0992060185334999E-2,4.2393765575767323E-2]
[2004,9,28,13,2.1914341200830884E-2,2.2306862602338256E-2,0,0,5.5033611111111239E-5,1.0550453583663697E-2,5.4826690997943947E-2,null,1.7409613653168905E-2,2.5784474124453345E-2,0,0,2.673810859933767E-5,1.0550453583663697E-2,4.3220825886221587E-2]
[2004,9,28,16,2.2430983872351554E-2,2.2180862455549587E-2,0,0,5.5033611111111239E-5,1.0402827505149828E-2,5.5069707444162078E-2,null,1.7820054890050573E-2,2.5638830714957955E-2,0,0,2.673810859933767E-5,1.0402827505149828E-2,4.3485623713607868E-2]
[2004,9,28,19,2.5599282549254945E-2,1.9737926952305897E-2,1.1896116666689938E-3,1.7200024097567303E-6,5.5033611111111239E-5,6.9382144382601372E-3,5.3521789220010829E-2,null,2.0337075839813045E-2,2.2815044672339278E-2,4.8802707886325971E-4,3.2098917522491532E-6,2.673810859933767E-5,6.9382144382601372E-3,4.367009559136717E-2]
[2004,9,28,23,1.7435162135276593E-2,1.6395217722040386E-2,1.1896116666689938E-3,1.7200024097567303E-6,5.5033611111111239E-5,5.4512874709983341E-3,4.0528032608505168E-2,null,1.3851177818843862E-2,1.8951211322493038E-2,4.8802707886325971E-4,3.2098917522491532E-6,2.673810859933767E-5,5.4512874709983341E-3,3.3320364220551749E-2]
[2004,9,29,3,1.1374278362088684E-2,1.3819594383048818E-2,1.1896116666689938E-3,1.7200024097567303E-6,5.5033611111111239E-5,4.6667038925519043E-3,3.1106941917879268E-2,null,9.0361736204077527E-3,1.597405157921274E-2,4.8802707886325971E-4,3.2098917522491532E-6,2.673810859933767E-5,4.6667038925519043E-3,2.5528200278835334E-2]
[2004,9,29,4,1.1593095492928883E-2,1.3887291207408807E-2,1.1896116666689938E-3,1.7200024097567303E-6,5.5033611111111239E-5,4.6948629827221582E-3,3.1421614963249717E-2,null,9.2100105463600764E-3,1.6052302252430893E-2,4.8802707886325971E-4,3.2098917522491532E-6,2.673810859933767E-5,4.6948629827221582E-3,2.5780287878005813E-2]
[2004,9,29,7,2.0774149276087849E-2,1.8031895253780468E-2,0,0,5.5033611111111239E-5,7.1207441814681097E-3,4.5981822322447533E-2,null,1.6503800390596967E-2,2.0843044800805795E-2,0,0,2.673810859933767E-5,7.1207441814681097E-3,3.7373583300002094E-2]
[2004,9,29,10,2.5406466806774119E-2,2.2295927869393408E-2,0,0,5.5033611111111239E-5,1.3212170751238863E-2,6.0969599038517501E-2,null,2.0183895438354624E-2,2.5771834680543171E-2,0,0,2.673810859933767E-5,1.3212170751238863E-2,4.5982468227497131E-2]
[2004,9,29,14,2.5380463765650771E-2,2.1852879188295291E-2,0,0,5.5033611111111239E-5,1.1211888110584345E-2,5.8500264675641511E-2,null,2.0163237600840087E-2,2.5259715273287301E-2,0,0,2.673810859933767E-5,1.1211888110584345E-2,4.544969098272672E-2]
[2004,9,29,17,2.8449451062732774E-2,2.1362614056682567E-2,0,0,5.5033611111111239E-5,1.1850756844685114E-2,6.1717855575211561E-2,null,2.260136168857926E-2,2.4693018430905489E-2,0,0,2.673810859933767E-5,1.1850756844685114E-2,4.7321118228084089E-2]
[2004,9,29,20,3.1544313906177228E-2,1.8989509393427223E-2,1.1896116666689938E-3,1.7200024097567303E-6,5.5033611111111239E-5,7.7061301631423228E-3,5.9486318742936632E-2,null,2.506004232698571E-2,2.1949949767456917E-2,4.8802707886325971E-4,3.2098917522491532E-6,2.673810859933767E-5,7.7061301631423228E-3,4.7527967173657475E-2]
[2004,9,30,1,1.3952599613583253E-2,1.5718365862465739E-2,1.1895616665989427E-3,1.719930117055351E-6,5.5033611111111239E-5,6.1495498000064437E-3,3.7066830483882547E-2,null,1.1084493323514934E-2,1.8168839118458336E-2,4.8800656680137122E-4,3.209756838632411E-6,2.673810859933767E-5,6.1495498000064437E-3,2.9771286874212613E-2]
[2004,9,30,4,1.2872893121285017E-2,1.5023129262946992E-2,1.1895616665989427E-3,1.719930117055351E-6,5.5033611111111239E-5,7.0207715402294622E-3,3.6163109132288582E-2,null,1.0226732064918771E-2,1.7365216016893843E-2,4.8800656680137122E-4,3.209756838632411E-6,2.673810859933767E-5,7.0207715402294622E-3,2.8109902514051956E-2]
[2004,9,30,5,1.3352495137305982E-2,1.5567564186850449E-2,1.1895616665989427E-3,1.719930117055351E-6,5.5033611111111239E-5,7.7448793021014416E-3,3.7911253834084981E-2,null,1.060774674976311E-2,1.7994527653321189E-2,4.8800656680137122E-4,3.209756838632411E-6,2.673810859933767E-5,7.7448793021014416E-3,2.9120228835323642E-2]
[2004,9,30,8,2.3135056675007308E-2,1.9739396397625144E-2,0,0,5.5033611111111239E-5,1.0386547372095972E-2,5.3316034055839526E-2,null,1.8379397987139695E-2,2.2816743202315762E-2,0,0,2.673810859933767E-5,1.0386547372095972E-2,4.1222879298054793E-2]
[2004,9,30,11,2.3650942739239574E-2,2.2007252969213627E-2,0,0,5.5033611111111239E-5,1.2428584626143215E-2,5.814181394570752E-2,null,1.8789238145464741E-2,2.5438155730403204E-2,0,0,2.673810859933767E-5,1.2428584626143215E-2,4.4254131984467281E-2]
[2004,9,30,17,2.65070288881652E-2,2.0717233158266821E-2,0,0,5.5033611111111239E-5,1.0509097247274104E-2,5.7788392904817236E-2,null,2.1058225196331548E-2,2.394702347086692E-2,0,0,2.673810859933767E-5,1.0509097247274104E-2,4.5031986775797804E-2]
[2004,9,30,19,2.8302478916073515E-2,1.8894807375962479E-2,1.1895616665989427E-3,1.719930117055351E-6,5.5033611111111239E-5,6.6703896347366128E-3,5.5113991134599721E-2,null,2.2484601240812863E-2,2.1840483825859319E-2,4.8800656680137122E-4,3.209756838632411E-6,2.673810859933767E-5,6.6703896347366128E-3,4.4843039498911517E-2]
[2004,9,30,23,1.9016933201078834E-2,1.6463396668012789E-2,1.1895616665989427E-3,1.719930117055351E-6,5.5033611111111239E-5,5.007042074286633E-3,4.1733687151205366E-2,null,1.5107798900491258E-2,1.9030019279470081E-2,4.8800656680137122E-4,3.209756838632411E-6,2.673810859933767E-5,5.007042074286633E-3,3.4655772612200673E-2]
[2004,10,1,2,1.0622940953140455E-2,1.6686534564782491E-2,1.1877691517482455E-3,1.7174105896356678E-6,7.8349502688172329E-5,5.0239959848729782E-3,3.3601307567821981E-2,null,8.4392816630777419E-3,1.9287944090682227E-2,4.8727120432055907E-4,3.2050548624967204E-6,3.8066146656283808E-5,5.0239959848729782E-3,2.8255768159599307E-2]
[2004,10,1,5,1.0937513729366388E-2,1.6459451091476601E-2,1.1877691517482455E-3,1.7174105896356678E-6,7.8349502688172329E-5,5.8783196353913462E-3,3.4543120521260386E-2,null,8.6891906359147005E-3,1.9025458592567716E-2,4.8727120432055907E-4,3.2050548624967204E-6,3.8066146656283808E-5,5.8783196353913462E-3,2.8243191634321752E-2]
[2004,10,1,6,1.3666488762300704E-2,1.7851372970988145E-2,1.1877691517482455E-3,1.7174105896356678E-6,7.8349502688172329E-5,7.0572567498877565E-3,3.9842954548202657E-2,null,1.0857195622107439E-2,2.0634379323615022E-2,4.8727120432055907E-4,3.2050548624967204E-6,3.8066146656283808E-5,7.0572567498877565E-3,3.2020117351561794E-2]
[2004,10,1,10,1.9687763741799494E-2,2.2863676040015896E-2,0,0,7.8349502688172329E-5,9.9511826039813383E-3,5.2580971888484901E-2,null,1.5640733038627716E-2,2.6428094069216087E-2,0,0,3.8066146656283808E-5,9.9511826039813383E-3,4.2106893254500087E-2]
[2004,10,1,13,1.9105116179292204E-2,2.3092438425408257E-2,0,0,7.8349502688172329E-5,8.4931491049607E-3,5.0769053212349334E-2,null,1.5177854923047957E-2,2.6692520219677034E-2,0,0,3.8066146656283808E-5,8.4931491049607E-3,4.1908441289381274E-2]
[2004,10,1,17,2.2276908530482864E-2,2.1405066932045819E-2,0,0,7.8349502688172329E-5,6.2328043723544136E-3,4.9993129337571267E-2,null,1.7697651384928906E-2,{"$f":"F6595*W$5","v":2.4742089655569673E-2},{"$f":"G6595*X$5","v":0},{"$f":"H6595*Y$5","v":0},{"$f":"I6595*Z$5","v":3.8066146656283808E-5},{"$f":"J6595","v":6.2328043723544136E-3},4.247780718715486E-2]
[2004,10,1,20,2.2028048903786623E-2,1.9607198878951331E-2,1.1877691517482455E-3,1.7174105896356678E-6,7.8349502688172329E-5,4.9377874236882727E-3,4.7840871271452284E-2,null,1.7499947519914287E-2,2.266393625853674E-2,4.8727120432055907E-4,3.2050548624967204E-6,3.8066146656283808E-5,4.9377874236882727E-3,4.0692426184290358E-2]
[2004,10,1,24,1.377540398920849E-2,1.5636055481094382E-2,1.1877691517482455E-3,1.7174105896356678E-6,7.8349502688172329E-5,4.5423570110212788E-3,3.5221652546350207E-2,null,1.0943722157586402E-2,1.8073696653268221E-2,4.8727120432055907E-4,3.2050548624967204E-6,3.8066146656283808E-5,4.5423570110212788E-3,2.954596121669396E-2]
[2004,10,2,3,1.0072042310046504E-2,1.4827960579730615E-2,1.1877691517482455E-3,1.7174105896356678E-6,7.8349502688172329E-5,4.8609116751774555E-3,3.1028750629980624E-2,null,8.0016261364787029E-3,1.7139620784072138E-2,4.8727120432055907E-4,3.2050548624967204E-6,3.8066146656283808E-5,4.8609116751774555E-3,2.5669789326390181E-2]
[2004,10,2,6,1.1677109244283499E-2,1.3704388089149E-2,1.1877691517482455E-3,1.7174105896356678E-6,7.8349502688172329E-5,6.5159849231923609E-3,3.3165318321650913E-2,null,9.2767543712933952E-3,1.5840884770549894E-2,4.8727120432055907E-4,3.2050548624967204E-6,3.8066146656283808E-5,6.5159849231923609E-3,2.5646181547682629E-2]
[2004,10,2,7,1.3884692093728645E-2,1.471075945858916E-2,0,0,7.8349502688172329E-5,7.6563506132525209E-3,3.6330151668258495E-2,null,1.10305449216908E-2,1.7004148157136606E-2,0,0,3.8066146656283808E-5,7.6563506132525209E-3,2.807275922548369E-2]
[2004,10,2,11,2.1437139911954534E-2,1.7059671186619534E-2,0,0,7.8349502688172329E-5,7.9962095372983575E-3,4.6571370138560601E-2,null,1.7030506200291586E-2,1.9719252237513894E-2,0,0,3.8066146656283808E-5,7.9962095372983575E-3,3.678782458446176E-2]
[2004,10,2,15,1.9124498764651696E-2,1.5815600884703865E-2,0,0,7.8349502688172329E-5,6.7816588087724486E-3,4.180010796081618E-2,null,1.5193253210389378E-2,1.8281232957053407E-2,0,0,3.8066146656283808E-5,6.7816588087724486E-3,3.3512552314099067E-2]
[2004,10,2,18,2.2926187344601123E-2,1.4124858198426226E-2,0,0,7.8349502688172329E-5,5.4767521414354958E-3,4.2606147187151021E-2,null,1.8213463984696129E-2,1.6326905635340994E-2,0,0,3.8066146656283808E-5,5.4767521414354958E-3,3.4578435766693401E-2]
[2004,10,2,21,2.1223099580134578E-2,1.2828392138024265E-2,1.1877691517482455E-3,1.7174105896356678E-6,7.8349502688172329E-5,6.0900058624191004E-3,4.1409333645603993E-2,null,1.6860464151158928E-2,1.4828322164254285E-2,4.8727120432055907E-4,3.2050548624967204E-6,3.8066146656283808E-5,6.0900058624191004E-3,3.2217328721252547E-2]
[2004,10,3,1,1.2464780328125806E-2,1.0282623745873921E-2,1.1877691517482455E-3,1.7174105896356678E-6,7.8349502688172329E-5,5.4612018015377344E-3,2.9476441940563515E-2,null,9.9025112274907165E-3,1.1885671716074672E-2,4.8727120432055907E-4,3.2050548624967204E-6,3.8066146656283808E-5,5.4612018015377344E-3,2.2316725349404726E-2]
[2004,10,3,4,1.0535703540774412E-2,9.667449789379506E-3,1.1877691517482455E-3,1.7174105896356678E-6,7.8349502688172329E-5,6.1095516396313656E-3,2.7580541034811338E-2,null,8.3699768351809586E-3,1.1174592921802404E-2,4.8727120432055907E-4,3.2050548624967204E-6,3.8066146656283808E-5,6.1095516396313656E-3,2.00731121628227E-2]
[2004,10,3,8,1.5365081131035283E-2,1.2248871621824552E-2,0,0,7.8349502688172329E-5,7.0356993559875149E-3,3.4728001611535518E-2,null,1.2206624136653375E-2,1.4158455136294242E-2,0,0,3.8066146656283808E-5,7.0356993559875149E-3,2.64031454196039E-2]
[2004,10,3,9,1.844077498505434E-2,1.3194446414063801E-2,0,0,7.8349502688172329E-5,7.9203075879736764E-3,3.9633878489779992E-2,null,1.4650076176720527E-2,1.5251443836582045E-2,0,0,3.8066146656283808E-5,7.9203075879736764E-3,2.9939586159958856E-2]
[2004,10,3,12,2.0219074896247323E-2,1.5093595425992406E-2,0,0,7.8349502688172329E-5,7.174023130703781E-3,4.2565042955631682E-2,null,1.6062827494663891E-2,1.7446667765177958E-2,0,0,3.8066146656283808E-5,7.174023130703781E-3,3.354756140649813E-2]
[2004,10,3,16,2.188126705683623E-2,1.5032021689016751E-2,0,0,7.8349502688172329E-5,6.3176153668576662E-3,4.3309253615398821E-2,null,1.7383338253713392E-2,1.7375494760883386E-2,0,0,3.8066146656283808E-5,6.3176153668576662E-3,3.4796899161253059E-2]
[2004,10,3,19,2.4323742922710431E-2,1.3678058846008229E-2,1.1877691517482455E-3,1.7174105896356678E-6,7.8349502688172329E-5,4.2249955710995128E-3,4.3494633404844225E-2,null,1.9323737045188211E-2,1.5810450831874514E-2,4.8727120432055907E-4,3.2050548624967204E-6,3.8066146656283808E-5,4.2249955710995128E-3,3.566273028290206E-2]
[2004,10,3,21,2.1960154490035261E-2,1.4800901545528416E-2,1.1877691517482455E-3,1.7174105896356678E-6,7.8349502688172329E-5,4.7672019105134385E-3,4.2796094011103174E-2,null,1.7446009530093502E-2,1.7108343280836602E-2,4.8727120432055907E-4,3.2050548624967204E-6,3.8066146656283808E-5,4.7672019105134385E-3,3.5082895216769439E-2]
[2004,10,4,3,1.044556785945687E-2,1.5124575614541667E-2,1.1877691517482455E-3,1.7174105896356678E-6,7.8349502688172329E-5,6.4256552749128327E-3,3.3263634813937425E-2,null,8.2983695085576022E-3,1.7482477725738497E-2,4.8727120432055907E-4,3.2050548624967204E-6,3.8066146656283808E-5,6.4256552749128327E-3,2.6309389640135437E-2]
[2004,10,4,6,1.3153184738236023E-2,1.7786803262565636E-2,1.1877691517482455E-3,1.7174105896356678E-6,7.8349502688172329E-5,8.0321792896408256E-3,4.024000335546854E-2,null,1.0449406737938555E-2,2.0559743279733658E-2,4.8727120432055907E-4,3.2050548624967204E-6,3.8066146656283808E-5,8.0321792896408256E-3,3.1537692423511551E-2]
[2004,10,4,7,1.7604393320718677E-2,2.0399497261855793E-2,0,0,7.8349502688172329E-5,1.0349527077769829E-2,4.8431767163032477E-2,null,1.3985621721565552E-2,2.3579752952127032E-2,0,0,3.8066146656283808E-5,1.0349527077769829E-2,3.7603440820348867E-2]
[2004,10,4,10,2.0717370152845308E-2,2.3625160728335988E-2,0,0,7.8349502688172329E-5,1.0951375227759066E-2,5.5372255611628542E-2,null,{"$f":"E6660*V$5","v":1.6458692824270454E-2},2.7308293252408199E-2,0,0,3.8066146656283808E-5,1.0951375227759066E-2,{"$f":"SUM(M6660:Q6660)","v":4.3805052223334938E-2}]
[2004,10,4,13,2.0654700842582988E-2,2.4887605079756934E-2,0,0,7.8349502688172329E-5,1.0801471534122534E-2,5.6422126959150623E-2,null,1.6408905861953E-2,2.8767551073333834E-2,0,0,3.8066146656283808E-5,1.0801471534122534E-2,4.5214523081943118E-2]
[2004,10,4,18,2.4073866553784823E-2,2.2761036485034258E-2,0,0,7.8349502688172329E-5,7.8073188348964052E-3,5.4720571376403661E-2,null,1.91252254401993E-2,2.6309453138093301E-2,0,0,3.8066146656283808E-5,7.8073188348964052E-3,4.5472744724948881E-2]
[2004,10,4,21,2.1745557961032693E-2,2.1212670602481162E-2,1.1877691517482455E-3,1.7174105896356678E-6,7.8349502688172329E-5,6.9964838746308655E-3,5.1222548503170776E-2,null,1.7275525616066278E-2,2.4519698982809639E-2,4.8727120432055907E-4,3.2050548624967204E-6,3.8066146656283808E-5,6.9964838746308655E-3,4.2323767004715247E-2]
[2004,10,4,24,1.2586041148298076E-2,1.8684795496906097E-2,1.1877691517482455E-3,1.7174105896356678E-6,7.8349502688172329E-5,5.386293578202318E-3,3.7924966288432546E-2,null,9.9988455873110133E-3,2.1597731361835557E-2,4.8727120432055907E-4,3.2050548624967204E-6,3.8066146656283808E-5,5.386293578202318E-3,3.2125119354985902E-2]
[2004,10,5,4,1.0481390219568575E-2,1.7063704207649109E-2,1.1877691517482455E-3,1.7174105896356678E-6,7.8349502688172329E-5,6.440473949385463E-3,3.5253404441629201E-2,null,8.3268281988725015E-3,1.9723914001395004E-2,4.8727120432055907E-4,3.2050548624967204E-6,3.8066146656283808E-5,6.440473949385463E-3,2.8579284606106845E-2]
[2004,10,5,7,1.7577923378133586E-2,2.1063890890073045E-2,0,0,7.8349502688172329E-5,1.061055216186026E-2,4.9330715932755065E-2,null,1.3964592959185486E-2,2.4347724702373241E-2,0,0,3.8066146656283808E-5,1.061055216186026E-2,3.8350383808215004E-2]
[2004,10,5,8,1.8845513332001119E-2,2.22943955033993E-2,0,0,7.8349502688172329E-5,1.0756577633202603E-2,5.1974835971291197E-2,null,1.4971616221497164E-2,2.57700634206386E-2,0,0,3.8066146656283808E-5,1.0756577633202603E-2,4.0779745788792045E-2]
[2004,10,5,11,2.0385014081993738E-2,2.4445985932405264E-2,0,0,7.8349502688172329E-5,1.176987182992021E-2,5.667922134700739E-2,null,1.6194656103486364E-2,2.8257084062318191E-2,0,0,3.8066146656283808E-5,1.176987182992021E-2,4.4489806312460835E-2]
[2004,10,5,15,1.9300026568336053E-2,2.4051807098913774E-2,0,0,7.8349502688172329E-5,9.7424292052871436E-3,5.3172612375225151E-2,null,1.5332699394033632E-2,2.7801453249785051E-2,0,0,3.8066146656283808E-5,9.7424292052871436E-3,4.3172218790474962E-2]
[2004,10,5,19,2.330590667171584E-2,2.2194746541324837E-2,1.1877691517482455E-3,1.7174105896356678E-6,7.8349502688172329E-5,6.95907534964889E-3,5.3727564627715621E-2,null,1.8515127937133717E-2,2.5654879312055429E-2,4.8727120432055907E-4,3.2050548624967204E-6,3.8066146656283808E-5,6.95907534964889E-3,4.469854965502848E-2]
[2004,10,5,22,1.9270824801913569E-2,1.9715343552403668E-2,1.1877691517482455E-3,1.7174105896356678E-6,7.8349502688172329E-5,5.6729994223248328E-3,4.5927003841668125E-2,null,1.5309500363465182E-2,2.2788940549101428E-2,4.8727120432055907E-4,3.2050548624967204E-6,3.8066146656283808E-5,5.6729994223248328E-3,3.8626983318405944E-2]
[2004,10,6,1,1.1602786134722135E-2,1.7843997030542104E-2,1.1877691517482455E-3,1.7174105896356678E-6,7.8349502688172329E-5,5.1101052034484267E-3,3.5824724433738714E-2,null,9.217709172940982E-3,2.0625853483430105E-2,4.8727120432055907E-4,3.2050548624967204E-6,3.8066146656283808E-5,5.1101052034484267E-3,3.0372105062210424E-2]
[2004,10,6,5,1.0950377021071388E-2,1.7813967811067536E-2,1.1877691517482455E-3,1.7174105896356678E-6,7.8349502688172329E-5,6.6086691032832198E-3,3.66408500004482E-2,null,8.6994097402372881E-3,2.0591142746814083E-2,4.8727120432055907E-4,3.2050548624967204E-6,3.8066146656283808E-5,6.6086691032832198E-3,2.9819094892890707E-2]
[2004,10,6,8,1.8525717447582433E-2,2.2556292361230811E-2,0,0,7.8349502688172329E-5,1.0369054953965976E-2,5.1529414265467394E-2,null,1.4717557806298642E-2,2.6072789665669775E-2,0,0,3.8066146656283808E-5,1.0369054953965976E-2,4.0828413618624694E-2]
[2004,10,6,12,2.0217186677954659E-2,2.4321945696385648E-2,0,0,7.8349502688172329E-5,1.0483633804645662E-2,5.510111568167414E-2,null,1.606132741986507E-2,2.8113706111189213E-2,0,0,3.8066146656283808E-5,1.0483633804645662E-2,4.4213099677710567E-2]
[2004,10,6,13,1.9974973440095922E-2,2.4538301490226601E-2,0,0,7.8349502688172329E-5,9.9741917957003792E-3,5.4565816228711074E-2,null,1.5868903707276175E-2,2.8363791498247762E-2,0,0,3.8066146656283808E-5,9.9741917957003792E-3,4.4270761352180214E-2]
[2004,10,6,16,2.0991998162416085E-2,2.40094140548106E-2,0,0,7.8349502688172329E-5,9.727912094395141E-3,5.4807673814310003E-2,null,1.6676868105067157E-2,2.7752451183998331E-2,0,0,3.8066146656283808E-5,9.727912094395141E-3,4.4467385435721769E-2]
[2004,10,6,20,2.3821104324283107E-2,2.0916196987640343E-2,1.1877691517482455E-3,1.7174105896356678E-6,7.8349502688172329E-5,6.1856606614368479E-3,5.2190798038386353E-2,null,1.8924421194184748E-2,2.4177005508307089E-2,4.8727120432055907E-4,3.2050548624967204E-6,3.8066146656283808E-5,6.1856606614368479E-3,4.3629969108331175E-2]
[2004,10,6,23,1.6190976911128956E-2,1.7919167065662066E-2,1.1877691517482455E-3,1.7174105896356678E-6,7.8349502688172329E-5,4.9572131509368891E-3,4.0335193192753964E-2,null,1.2862748193381499E-2,2.0712742431465394E-2,4.8727120432055907E-4,3.2050548624967204E-6,3.8066146656283808E-5,4.9572131509368891E-3,3.410403303068623E-2]
[2004,10,7,3,9.770849285656056E-3,1.6542356773577283E-2,1.1877691517482455E-3,1.7174105896356678E-6,7.8349502688172329E-5,5.4547101928313349E-3,3.3035752317090723E-2,null,7.7623465641834446E-3,1.9121289165114082E-2,4.8727120432055907E-4,3.2050548624967204E-6,3.8066146656283808E-5,5.4547101928313349E-3,2.7412178135136866E-2]
[2004,10,7,5,1.0564464462573024E-2,1.693991663760817E-2,1.1877691517482455E-3,1.7174105896356678E-6,7.8349502688172329E-5,6.1410274733973537E-3,3.4913244638604603E-2,null,8.3928256414596471E-3,1.958082810654958E-2,4.8727120432055907E-4,3.2050548624967204E-6,3.8066146656283808E-5,6.1410274733973537E-3,2.8502196153848563E-2]
[2004,10,7,10,1.934198638293412E-2,2.3210413973629399E-2,0,0,7.8349502688172329E-5,1.0134488379533919E-2,5.2765238238785608E-2,null,1.5366033919329938E-2,2.6828888005889485E-2,0,0,3.8066146656283808E-5,1.0134488379533919E-2,4.2232988071875706E-2]
[2004,10,7,11,1.9229454503517963E-2,2.3866585779312801E-2,0,0,7.8349502688172329E-5,1.03695863175457E-2,5.3543976103064633E-2,null,1.5276634173001902E-2,2.7587356161920807E-2,0,0,3.8066146656283808E-5,1.03695863175457E-2,4.2902056481578986E-2]
[2004,10,7,14,1.8520717821966556E-2,2.379377713177689E-2,0,0,7.8349502688172329E-5,9.0420969381475036E-3,5.1434941394579124E-2,null,1.4713585907276663E-2,2.7503196738792011E-2,0,0,3.8066146656283808E-5,9.0420969381475036E-3,4.2254848792724953E-2]
[2004,10,7,17,2.204301078792429E-2,2.2706607012239588E-2,0,0,7.8349502688172329E-5,8.3905373685023328E-3,5.3218504671354389E-2,null,1.7511833828518005E-2,2.6246538179683386E-2,0,0,3.8066146656283808E-5,8.3905373685023328E-3,4.3796438154857668E-2]
[2004,10,7,21,2.1841847257531962E-2,1.9619388325450956E-2,1.1877691517482455E-3,1.7174105896356678E-6,7.8349502688172329E-5,5.3495437467263743E-3,4.8078615394735347E-2,null,1.7352021616362383E-2,2.2678026024249828E-2,4.8727120432055907E-4,3.2050548624967204E-6,3.8066146656283808E-5,5.3495437467263743E-3,4.0558590046451549E-2]
[2004,10,7,24,1.224657309722599E-2,1.7656306049440348E-2,1.1877691517482455E-3,1.7174105896356678E-6,7.8349502688172329E-5,4.7407989944525716E-3,3.5911514206144961E-2,null,9.7291588300136896E-3,2.0408901716976662E-2,4.8727120432055907E-4,3.2050548624967204E-6,3.8066146656283808E-5,4.7407989944525716E-3,3.0666602952829688E-2]
[2004,10,8,2,1.2643774979194866E-2,1.6012456007770817E-2,1.1877691517482455E-3,1.7174105896356678E-6,7.8349502688172329E-5,5.5007172244440202E-3,3.542478427643575E-2,null,1.0044711610908036E-2,1.8508777543554508E-2,4.8727120432055907E-4,3.2050548624967204E-6,3.8066146656283808E-5,5.5007172244440202E-3,2.9082031560301879E-2]
[2004,10,8,8,2.231227075655318E-2,2.1141069330536198E-2,0,0,7.8349502688172329E-5,1.0351304787924703E-2,5.3882994377702255E-2,null,1.7725744526682897E-2,2.443693516359154E-2,0,0,3.8066146656283808E-5,1.0351304787924703E-2,4.2200745836930717E-2]
[2004,10,8,11,2.273352736553598E-2,2.2487296924599869E-2,0,0,7.8349502688172329E-5,9.8227150347129574E-3,5.5121888827536984E-2,null,1.8060407327814994E-2,2.5993037928178489E-2,0,0,3.8066146656283808E-5,9.8227150347129574E-3,4.4091511402649768E-2]
[2004,10,8,12,2.231368009153829E-2,2.2305216181464076E-2,0,0,7.8349502688172329E-5,9.7081619999600244E-3,5.4405407775650561E-2,null,1.7726864157767117E-2,2.5782571028657893E-2,0,0,3.8066146656283808E-5,9.7081619999600244E-3,4.3547501333081294E-2]
[2004,10,8,15,2.1666473560732834E-2,2.1553993529192617E-2,0,0,7.8349502688172329E-5,7.5749468682357558E-3,5.0873763460849382E-2,null,1.7212697861282534E-2,2.4914233719888785E-2,0,0,3.8066146656283808E-5,7.5749468682357558E-3,4.2164997727827599E-2]
[2004,10,8,19,2.6457743661322322E-2,1.9272396824571377E-2,1.1877691517482455E-3,1.7174105896356678E-6,7.8349502688172329E-5,4.2560323640814576E-3,5.1254008915001217E-2,null,2.1019071075736275E-2,2.2276938989495919E-2,4.8727120432055907E-4,3.2050548624967204E-6,3.8066146656283808E-5,4.2560323640814576E-3,4.3824552471071525E-2]
[2004,10,8,23,1.9877434978227582E-2,1.4142484096042841E-2,1.1877691517482455E-3,1.7174105896356678E-6,7.8349502688172329E-5,4.6424142037816444E-3,3.9930169343078116E-2,null,1.5791415320931812E-2,1.6347279387989123E-2,4.8727120432055907E-4,3.2050548624967204E-6,3.8066146656283808E-5,4.6424142037816444E-3,3.2667237114760266E-2]
[2004,10,9,2,1.5144743869863076E-2,1.2838770585869552E-2,1.1877691517482455E-3,1.7174105896356678E-6,7.8349502688172329E-5,6.7205375975875293E-3,3.5971888118346208E-2,null,1.2031579559440165E-2,1.4840318598925055E-2,4.8727120432055907E-4,3.2050548624967204E-6,3.8066146656283808E-5,6.7205375975875293E-3,2.740044056420456E-2]
[2004,10,9,6,1.6253046970861846E-2,1.2508505668371597E-2,1.1877691517482455E-3,1.7174105896356678E-6,7.8349502688172329E-5,7.9760785896647538E-3,3.8005467293924247E-2,null,1.2912059087534126E-2,1.4458565800638304E-2,4.8727120432055907E-4,3.2050548624967204E-6,3.8066146656283808E-5,7.9760785896647538E-3,2.7899167294011765E-2]
[2004,10,9,9,2.3938503612624104E-2,1.472065352444832E-2,0,0,7.8349502688172329E-5,9.2349682575154392E-3,4.7972474897276032E-2,null,1.9017687801400677E-2,1.7015584695285382E-2,0,0,3.8066146656283808E-5,9.2349682575154392E-3,3.6071338643342339E-2]
[2004,10,9,12,2.6057382188244389E-2,1.3265551197069347E-2,0,0,7.8349502688172329E-5,7.5348325082463989E-3,4.6936115396248312E-2,null,2.070100819152618E-2,1.5333633764866232E-2,0,0,3.8066146656283808E-5,7.5348325082463989E-3,3.6072708103048697E-2]
[2004,10,9,13,2.4210238087267407E-2,1.3170533447244339E-2,0,0,7.8349502688172329E-5,8.4056048100240432E-3,4.5864725847223967E-2,null,1.9233564344365489E-2,1.5223802868634777E-2,0,0,3.8066146656283808E-5,8.4056048100240432E-3,3.4495433359656547E-2]
[2004,10,9,16,2.4004606241182266E-2,1.2547317784252433E-2,0,0,7.8349502688172329E-5,7.6222122381684326E-3,4.4252485766291302E-2,null,1.9070202326665661E-2,1.4503428676045075E-2,0,0,3.8066146656283808E-5,7.6222122381684326E-3,3.3611697149367015E-2]
[2004,10,9,21,2.6701894009895439E-2,1.1337351677459553E-2,1.1877691517482455E-3,1.7174105896356678E-6,7.8349502688172329E-5,5.961166272198933E-3,4.5268248024579981E-2,null,2.121303370518476E-2,1.3104830391372075E-2,4.8727120432055907E-4,3.2050548624967204E-6,3.8066146656283808E-5,5.961166272198933E-3,3.484640650239617E-2]
[2004,10,9,24,1.8724881632892057E-2,1.0187261257973071E-2,1.1877691517482455E-3,1.7174105896356678E-6,7.8349502688172329E-5,6.2699125474034835E-3,3.6449891503294661E-2,null,1.4875781660167323E-2,1.1775442337539601E-2,4.8727120432055907E-4,3.2050548624967204E-6,3.8066146656283808E-5,6.2699125474034835E-3,2.7179766403546263E-2]
[2004,10,10,3,1.2464078414569904E-2,9.3442486325943878E-3,1.1877691517482455E-3,1.7174105896356678E-6,7.8349502688172329E-5,5.9998468790906619E-3,2.9076009991281005E-2,null,9.901953599784085E-3,1.0801005115543817E-2,4.8727120432055907E-4,3.2050548624967204E-6,3.8066146656283808E-5,5.9998468790906619E-3,2.1231501121167239E-2]
[2004,10,10,7,1.5610489589529739E-2,1.0501170281209561E-2,0,0,7.8349502688172329E-5,5.8600960369313828E-3,3.2050105410358853E-2,null,1.2401586258053869E-2,1.213828937844195E-2,0,0,3.8066146656283808E-5,5.8600960369313828E-3,2.4577941783152101E-2]
[2004,10,10,10,2.2306147846541651E-2,1.2656003646751736E-2,0,0,7.8349502688172329E-5,7.994355718796791E-3,4.3034856714778358E-2,null,1.7720880246403743E-2,1.4629058526341164E-2,0,0,3.8066146656283808E-5,7.994355718796791E-3,3.2388004919401185E-2]
[2004,10,10,13,2.3386882170501923E-2,1.3143291103945284E-2,0,0,7.8349502688172329E-5,7.7328359702845406E-3,4.4341358747419922E-2,null,1.8579458054855207E-2,1.5192313478647218E-2,0,0,3.8066146656283808E-5,7.7328359702845406E-3,3.3809837680158709E-2]
[2004,10,10,17,2.7246447756219677E-2,1.2274082213988504E-2,0,0,7.8349502688172329E-5,6.5188761106829592E-3,4.611775558357932E-2,null,2.1645648596502202E-2,1.4187596027727602E-2,0,0,3.8066146656283808E-5,6.5188761106829592E-3,3.5871310770886088E-2]
[2004,10,10,18,2.8960166616192946E-2,1.1269438452495088E-2,0,0,7.8349502688172329E-5,4.8071785330684519E-3,4.5115133104444663E-2,null,2.3007094190000237E-2,1.3026329580970308E-2,0,0,3.8066146656283808E-5,4.8071785330684519E-3,3.6071489917626827E-2]
[2004,10,10,22,2.3573586489032468E-2,1.0746781138495948E-2,1.1877691517482455E-3,1.7174105896356678E-6,7.8349502688172329E-5,4.9265023218439136E-3,4.0514706014398383E-2,null,1.8727783301012813E-2,1.2422190656146588E-2,4.8727120432055907E-4,3.2050548624967204E-6,3.8066146656283808E-5,4.9265023218439136E-3,3.1678516362998739E-2]
[2004,10,11,1,1.2683604798085963E-2,1.1081800152540114E-2,1.1877691517482455E-3,1.7174105896356678E-6,7.8349502688172329E-5,7.4247869620897551E-3,3.2458027977741881E-2,null,1.0076353983928284E-2,1.2809438708587462E-2,4.8727120432055907E-4,3.2050548624967204E-6,3.8066146656283808E-5,7.4247869620897551E-3,2.3414335098355086E-2]
[2004,10,11,4,1.1638857500115273E-2,1.0805398083144506E-2,1.1877691517482455E-3,1.7174105896356678E-6,7.8349502688172329E-5,8.3625287633907631E-3,3.2074620411676594E-2,null,9.2463656828347413E-3,1.248994590794909E-2,4.8727120432055907E-4,3.2050548624967204E-6,3.8066146656283808E-5,8.3625287633907631E-3,2.2264853996623171E-2]
[2004,10,11,8,2.1221880554912129E-2,1.6218833960872845E-2,0,0,7.8349502688172329E-5,1.2628676797223647E-2,5.0147740815696791E-2,null,1.6859495709627338E-2,1.8747329557187258E-2,0,0,3.8066146656283808E-5,1.2628676797223647E-2,3.5644891413470874E-2]
[2004,10,11,10,2.166151534878491E-2,1.9020554301801402E-2,0,0,7.8349502688172329E-5,1.2095472740408376E-2,5.2855891893682859E-2,null,1.7208758862905498E-2,2.1985834537580802E-2,0,0,3.8066146656283808E-5,1.2095472740408376E-2,3.9232659547142577E-2]
[2004,10,11,13,2.1738020662218999E-2,1.9927465932898816E-2,0,0,7.8349502688172329E-5,1.2114218256109296E-2,5.3858054353915288E-2,null,1.7269537689752073E-2,2.3034132539055285E-2,0,0,3.8066146656283808E-5,1.2114218256109296E-2,4.0341736375463642E-2]
[2004,10,11,16,2.3237404843663115E-2,1.9442387462969356E-2,0,0,7.8349502688172329E-5,1.1792690420313107E-2,5.455083222963375E-2,null,1.8460707393526933E-2,2.2473430952319618E-2,0,0,3.8066146656283808E-5,1.1792690420313107E-2,4.0972204492502835E-2]
[2004,10,11,19,2.3998996741557217E-2,1.8011111055016397E-2,1.1877691517482455E-3,1.7174105896356678E-6,7.8349502688172329E-5,8.536009823347358E-3,5.1813953684947033E-2,null,1.9065745919769159E-2,2.0819020371876308E-2,4.8727120432055907E-4,3.2050548624967204E-6,3.8066146656283808E-5,8.536009823347358E-3,4.0413308697484801E-2]
[2004,10,11,23,1.7009007216855825E-2,1.5732130423036662E-2,1.1877691517482455E-3,1.7174105896356678E-6,7.8349502688172329E-5,6.0762952244295936E-3,4.008526892934814E-2,null,1.3512623608242177E-2,1.8184749556524073E-2,4.8727120432055907E-4,3.2050548624967204E-6,3.8066146656283808E-5,6.0762952244295936E-3,3.2225915570605584E-2]
[2004,10,12,2,1.2035352448354606E-2,1.4082887850667592E-2,1.1877691517482455E-3,1.7174105896356678E-6,7.8349502688172329E-5,3.4371816580573392E-3,3.0823258022105587E-2,null,9.5613568477992752E-3,1.6278392163721574E-2,4.8727120432055907E-4,3.2050548624967204E-6,3.8066146656283808E-5,3.4371816580573392E-3,2.6368291417360187E-2]
[2004,10,12,7,2.0866515159425968E-2,1.7620579689859483E-2,0,0,7.8349502688172329E-5,6.6496348812890406E-3,4.5215079233262664E-2,null,1.6577179477328962E-2,2.0367605663354261E-2,0,0,3.8066146656283808E-5,6.6496348812890406E-3,3.6982851287339503E-2]
[2004,10,12,10,2.6169830121001218E-2,2.2172170548023184E-2,0,0,7.8349502688172329E-5,1.1532588555517295E-2,5.9952938727229871E-2,null,{"$f":"E6852*V$5","v":2.079034124732982E-2},2.5628783750097771E-2,0,0,3.8066146656283808E-5,1.1532588555517295E-2,{"$f":"SUM(M6852:Q6852)","v":4.6457191144083872E-2}]
[2004,10,12,13,2.5054665094719011E-2,2.2634388904858478E-2,0,0,7.8349502688172329E-5,1.0489600714028449E-2,5.8257004216294109E-2,null,1.9904410336189171E-2,2.6163061361168801E-2,0,0,3.8066146656283808E-5,1.0489600714028449E-2,4.6105537844014256E-2]
[2004,10,12,14,2.4168945562869991E-2,2.2857409465971368E-2,0,0,7.8349502688172329E-5,1.0420072540424255E-2,5.7524777071953789E-2,null,1.9200759940622071E-2,2.6420850544244395E-2,0,0,3.8066146656283808E-5,1.0420072540424255E-2,4.5659676631522747E-2]
[2004,10,12,17,2.8798258817069287E-2,2.1873164278769345E-2,0,0,7.8349502688172329E-5,9.9389380433229351E-3,6.0688710641849747E-2,null,2.2878468273101995E-2,2.5283162783578849E-2,0,0,3.8066146656283808E-5,9.9389380433229351E-3,4.8199697203337125E-2]
[2004,10,12,20,3.1388756081100574E-2,1.9331329756746819E-2,1.1877691517482455E-3,1.7174105896356678E-6,7.8349502688172329E-5,6.5064677232654685E-3,5.8494389626138919E-2,null,2.4936461078957636E-2,2.234505949087905E-2,4.8727120432055907E-4,3.2050548624967204E-6,3.8066146656283808E-5,6.5064677232654685E-3,4.781006297567602E-2]
[2004,10,12,24,1.7088480257774E-2,1.687161494959348E-2,1.1877691517482455E-3,1.7174105896356678E-6,7.8349502688172329E-5,6.0047735339330355E-3,4.123270480632657E-2,null,1.3575760114402601E-2,1.950187827220189E-2,4.8727120432055907E-4,3.2050548624967204E-6,3.8066146656283808E-5,6.0047735339330355E-3,3.3606180792443825E-2]
[2004,10,13,4,1.5050714645631135E-2,1.5253782180176693E-2,1.1877691517482455E-3,1.7174105896356678E-6,7.8349502688172329E-5,6.9831470932543915E-3,3.855547998408828E-2,null,1.1956879049350305E-2,1.7631827430702234E-2,4.8727120432055907E-4,3.2050548624967204E-6,3.8066146656283808E-5,6.9831470932543915E-3,3.0117248885891876E-2]
[2004,10,13,7,2.4436466508488418E-2,1.9100289149006324E-2,0,0,7.8349502688172329E-5,8.7019742833346434E-3,5.2317079443517558E-2,null,1.9413289090582129E-2,2.2077999946102083E-2,0,0,3.8066146656283808E-5,8.7019742833346434E-3,4.1529355183340493E-2]
[2004,10,13,11,2.5162515554716672E-2,2.1686700488127555E-2,0,0,7.8349502688172329E-5,9.2895919103206832E-3,5.6217157455853081E-2,null,1.9990090979000584E-2,2.5067629525018016E-2,0,0,3.8066146656283808E-5,9.2895919103206832E-3,4.5095786650674881E-2]
[2004,10,13,14,2.3797610162118978E-2,2.1750347454909946E-2,0,0,7.8349502688172329E-5,8.4059272441242665E-3,5.4032234363841372E-2,null,1.890575650868798E-2,2.5141198973010603E-2,0,0,3.8066146656283808E-5,8.4059272441242665E-3,4.4085021628354863E-2]
[2004,10,13,15,2.3431561898987582E-2,2.1848846748826055E-2,0,0,7.8349502688172329E-5,8.0556800372449302E-3,5.3414438187746743E-2,null,1.8614953386607836E-2,2.5255054181631049E-2,0,0,3.8066146656283808E-5,8.0556800372449302E-3,4.390807371489517E-2]
[2004,10,13,18,3.1717091094662662E-2,2.0488848548310915E-2,0,0,7.8349502688172329E-5,8.4874519149228198E-3,6.0771741060584569E-2,null,2.5197303313845683E-2,2.3683033990552722E-2,0,0,3.8066146656283808E-5,8.4874519149228198E-3,4.8918403451054686E-2]
[2004,10,13,21,3.0554369261546852E-2,1.7708121295642122E-2,1.1877691517482455E-3,1.7174105896356678E-6,7.8349502688172329E-5,5.4023005746896263E-3,5.4932627196904657E-2,null,2.4273591406873862E-2,2.0468794894191185E-2,4.8727120432055907E-4,3.2050548624967204E-6,3.8066146656283808E-5,5.4023005746896263E-3,4.5270928706904377E-2]
[2004,10,14,2,1.442754007955621E-2,1.63092972509894E-2,1.1877691517482455E-3,1.7174105896356678E-6,7.8349502688172329E-5,5.9343453421492462E-3,3.793901873772091E-2,null,1.1461804689851226E-2,1.8851895959231563E-2,4.8727120432055907E-4,3.2050548624967204E-6,3.8066146656283808E-5,5.9343453421492462E-3,3.0842243054922124E-2]
[2004,10,14,5,1.4931837524459009E-2,1.6183714213694356E-2,1.1877691517482455E-3,1.7174105896356678E-6,7.8349502688172329E-5,6.9078327829307836E-3,3.9291220586110204E-2,null,1.1862438393670034E-2,1.8706734686069603E-2,4.8727120432055907E-4,3.2050548624967204E-6,3.8066146656283808E-5,6.9078327829307836E-3,3.1097715485578974E-2]
[2004,10,14,9,2.6335452590279897E-2,2.0826130785375593E-2,0,0,7.8349502688172329E-5,1.0210782531790771E-2,5.7450715410134433E-2,null,2.0921918244146697E-2,2.4072898099605885E-2,0,0,3.8066146656283808E-5,1.0210782531790771E-2,4.5032882490408863E-2]
[2004,10,14,12,2.4330147360803966E-2,2.1189022685335415E-2,0,0,7.8349502688172329E-5,8.7857483781555654E-3,5.4383267926983121E-2,null,1.9328824982436803E-2,2.4492364385443274E-2,0,0,3.8066146656283808E-5,8.7857483781555654E-3,4.3859255514536358E-2]
[2004,10,14,15,2.2572043945615013E-2,2.1378796357108244E-2,0,0,7.8349502688172329E-5,7.942495105471464E-3,5.1971684910882894E-2,null,1.7932118554429013E-2,2.471172353139579E-2,0,0,3.8066146656283808E-5,7.942495105471464E-3,4.2681908232481088E-2]
[2004,10,14,18,3.0414788761388513E-2,2.0372542995844747E-2,0,0,7.8349502688172329E-5,8.2645834233131994E-3,5.9130264683234637E-2,null,2.41627031735018E-2,2.3548596550310462E-2,0,0,3.8066146656283808E-5,8.2645834233131994E-3,4.7749365870468539E-2]
[2004,10,14,20,3.1031605904060951E-2,1.8989616442505831E-2,1.1877691517482455E-3,1.7174105896356678E-6,7.8349502688172329E-5,5.1201332212491924E-3,5.6409191632842026E-2,null,2.4652726946070038E-2,2.1950073505350793E-2,4.8727120432055907E-4,3.2050548624967204E-6,3.8066146656283808E-5,5.1201332212491924E-3,4.7131342857260165E-2]
[2004,10,14,23,2.2221721482817057E-2,1.702719256457506E-2,1.1877691517482455E-3,1.7174105896356678E-6,7.8349502688172329E-5,5.3521670181371269E-3,4.5868917130555298E-2,null,1.7653808625992386E-2,1.968171023958112E-2,4.8727120432055907E-4,3.2050548624967204E-6,3.8066146656283808E-5,5.3521670181371269E-3,3.7864061271412841E-2]
[2004,10,15,3,1.3872849509189052E-2,1.5482283010032674E-2,1.1877691517482455E-3,1.7174105896356678E-6,7.8349502688172329E-5,6.470101639614193E-3,3.7093070223861969E-2,null,1.1021136707243473E-2,1.7895951249451182E-2,4.8727120432055907E-4,3.2050548624967204E-6,3.8066146656283808E-5,6.470101639614193E-3,2.9445630362533993E-2]
[2004,10,15,6,1.8018321897681589E-2,1.7466372283198542E-2,1.1877691517482455E-3,1.7174105896356678E-6,7.8349502688172329E-5,7.7955298677654826E-3,4.4548060113671663E-2,null,1.4314462846146431E-2,2.0189357518030977E-2,4.8727120432055907E-4,3.2050548624967204E-6,3.8066146656283808E-5,7.7955298677654826E-3,3.5032362770016742E-2]
[2004,10,15,10,2.5661713012558828E-2,2.2319072469914131E-2,0,0,7.8349502688172329E-5,1.0731190925152073E-2,5.8790325910313211E-2,null,2.0386673052722543E-2,2.579858749486251E-2,0,0,3.8066146656283808E-5,1.0731190925152073E-2,4.6223326694241333E-2]
[2004,10,15,11,2.5011302596353164E-2,2.2755451778090258E-2,0,0,7.8349502688172329E-5,1.0613753318005369E-2,5.8458857195136965E-2,null,1.9869961463797017E-2,2.6302997782436287E-2,0,0,3.8066146656283808E-5,1.0613753318005369E-2,4.6211025392889585E-2]
[2004,10,15,17,2.8470930159733319E-2,2.0639812844301612E-2,0,0,7.8349502688172329E-5,6.7077863434060548E-3,5.5896878850129159E-2,null,2.2618425527139198E-2,2.3857533428375072E-2,0,0,3.8066146656283808E-5,6.7077863434060548E-3,4.651402510217055E-2]
[2004,10,15,18,2.9127894242338345E-2,2.0057869002759358E-2,0,0,7.8349502688172329E-5,5.6718727252488069E-3,5.4935985473034681E-2,null,2.3140343606142567E-2,2.3184865281732237E-2,0,0,3.8066146656283808E-5,5.6718727252488069E-3,4.6363275034531089E-2]
[2004,10,15,21,2.7632742121429583E-2,1.7587829930557148E-2,1.1877691517482455E-3,1.7174105896356678E-6,7.8349502688172329E-5,4.3670766147838993E-3,5.0855484731796692E-2,null,2.1952536017532481E-2,2.0329750258209808E-2,4.8727120432055907E-4,3.2050548624967204E-6,3.8066146656283808E-5,4.3670766147838993E-3,4.2810828681581627E-2]
[2004,10,16,1,1.7596981148458937E-2,1.4604022364575127E-2,1.1877691517482455E-3,1.7174105896356678E-6,7.8349502688172329E-5,6.2000440938299022E-3,3.9668883671890025E-2,null,1.3979733200701968E-2,1.6880770885855267E-2,4.8727120432055907E-4,3.2050548624967204E-6,3.8066146656283808E-5,6.2000440938299022E-3,3.1389046492396572E-2]
[2004,10,16,4,1.5110315551966609E-2,1.385850011728668E-2,1.1877691517482455E-3,1.7174105896356678E-6,7.8349502688172329E-5,7.0305243623282835E-3,3.7267176096607624E-2,null,1.2004228351032254E-2,1.6019022667959387E-2,4.8727120432055907E-4,3.2050548624967204E-6,3.8066146656283808E-5,7.0305243623282835E-3,2.8551793424830978E-2]
[2004,10,16,7,2.0689172110081734E-2,1.4054526389088596E-2,0,0,7.8349502688172329E-5,8.7950125956929269E-3,4.3617060597551438E-2,null,1.643629119121243E-2,1.6245609186336909E-2,0,0,3.8066146656283808E-5,8.7950125956929269E-3,3.271996652420562E-2]
[2004,10,16,12,2.9068076047467053E-2,1.4327124839451477E-2,0,0,7.8349502688172329E-5,6.6750086979511835E-3,5.0148559087557894E-2,null,2.3092821681910611E-2,1.6560705388570702E-2,0,0,3.8066146656283808E-5,6.6750086979511835E-3,3.969159321713759E-2]
[2004,10,16,15,2.5750317015523088E-2,1.3502432847787269E-2,0,0,7.8349502688172329E-5,6.8912960127354593E-3,4.6222395378733988E-2,null,2.0457063553883194E-2,1.560744496379538E-2,0,0,3.8066146656283808E-5,6.8912960127354593E-3,3.6102574664334856E-2]
[2004,10,16,18,3.3286483760016909E-2,1.2924202713791974E-2,0,0,7.8349502688172329E-5,7.0207025537754094E-3,5.3309738530272467E-2,null,2.6444090507836186E-2,1.4939069486985028E-2,0,0,3.8066146656283808E-5,7.0207025537754094E-3,4.1421226141477495E-2]
[2004,10,16,19,3.24263333749241E-2,1.2615435081125968E-2,1.1877691517482455E-3,1.7174105896356678E-6,7.8349502688172329E-5,6.3320152648420735E-3,5.2641619785918199E-2,null,2.5760753247050884E-2,1.4582165372907111E-2,4.8727120432055907E-4,3.2050548624967204E-6,3.8066146656283808E-5,6.3320152648420735E-3,4.0871461025797327E-2]
[2004,10,16,22,2.6713178610094333E-2,1.1231905223441512E-2,1.1877691517482455E-3,1.7174105896356678E-6,7.8349502688172329E-5,5.9539093841377184E-3,4.5166829282699619E-2,null,2.1221998634948919E-2,1.2982944969221382E-2,4.8727120432055907E-4,3.2050548624967204E-6,3.8066146656283808E-5,5.9539093841377184E-3,3.4733486010009633E-2]
[2004,10,17,2,1.5970521907261954E-2,9.7191699732033839E-3,1.1877691517482455E-3,1.7174105896356678E-6,7.8349502688172329E-5,6.8299219656319313E-3,3.3787449911123327E-2,null,1.2687610076745492E-2,1.1234376216535162E-2,4.8727120432055907E-4,3.2050548624967204E-6,3.8066146656283808E-5,6.8299219656319313E-3,2.4450528699119994E-2]
[2004,10,17,5,1.541312684483934E-2,9.4779370137614265E-3,1.1877691517482455E-3,1.7174105896356678E-6,7.8349502688172329E-5,7.233085229303343E-3,3.3391985152930161E-2,null,1.2244793539390777E-2,1.09555353453835E-2,4.8727120432055907E-4,3.2050548624967204E-6,3.8066146656283808E-5,7.233085229303343E-3,2.3728871290613615E-2]
[2004,10,17,9,2.4893874344375247E-2,1.347172895250992E-2,0,0,7.8349502688172329E-5,5.7208406547237956E-3,4.4164793454297135E-2,null,1.9776671846729953E-2,1.5571954370276607E-2,0,0,3.8066146656283808E-5,5.7208406547237956E-3,3.538669236366284E-2]
[2004,10,17,13,2.4937554191412432E-2,1.5193325114312968E-2,0,0,7.8349502688172329E-5,7.0675243684574333E-3,4.7276753176871009E-2,null,1.9811372833375085E-2,1.7561945185126372E-2,0,0,3.8066146656283808E-5,7.0675243684574333E-3,3.7411384165157734E-2]
[2004,10,17,16,2.6739255202804086E-2,1.4486841553180758E-2,0,0,7.8349502688172329E-5,5.6627680730911775E-3,4.69672143317642E-2,null,2.1242714904733503E-2,1.6745321734930575E-2,0,0,3.8066146656283808E-5,5.6627680730911775E-3,3.8026102786320355E-2]
[2004,10,17,19,3.2371041067961542E-2,1.3192604222963774E-2,1.1877691517482455E-3,1.7174105896356678E-6,7.8349502688172329E-5,5.4600221417532282E-3,5.2291503497704603E-2,null,2.5716826865993438E-2,1.5249314450231409E-2,4.8727120432055907E-4,3.2050548624967204E-6,3.8066146656283808E-5,5.4600221417532282E-3,4.1494683722064184E-2]
[2004,10,17,20,2.9851143326200251E-2,1.3602013128207097E-2,1.1877691517482455E-3,1.7174105896356678E-6,7.8349502688172329E-5,5.8509607822499841E-3,5.0571953301683389E-2,null,2.3714921094448112E-2,1.5722549683341271E-2,4.8727120432055907E-4,3.2050548624967204E-6,3.8066146656283808E-5,5.8509607822499841E-3,3.9966013183628718E-2]
[2004,10,18,2,1.4130262542123191E-2,1.3730381038986999E-2,1.1877691517482455E-3,1.7174105896356678E-6,7.8349502688172329E-5,5.9221619093920595E-3,3.5050641555528304E-2,null,1.1225635734232424E-2,1.5870929988224109E-2,4.8727120432055907E-4,3.2050548624967204E-6,3.8066146656283808E-5,5.9221619093920595E-3,2.7625108128295873E-2]
[2004,10,18,4,1.398860119307614E-2,1.3603860600562368E-2,1.1877691517482455E-3,1.7174105896356678E-6,7.8349502688172329E-5,6.3476531236860666E-3,3.5207950982350626E-2,null,1.1113094392747682E-2,1.5724685174288131E-2,4.8727120432055907E-4,3.2050548624967204E-6,3.8066146656283808E-5,6.3476531236860666E-3,2.7366321972875151E-2]
[2004,10,18,7,2.202429590930775E-2,1.7361207583094309E-2,0,0,7.8349502688172329E-5,6.4064939239449415E-3,4.5870346919035174E-2,null,1.7496965993647043E-2,2.0067797774871072E-2,0,0,3.8066146656283808E-5,6.4064939239449415E-3,3.7602829915174392E-2]
[2004,10,18,10,2.6116550705015847E-2,2.0690746563640523E-2,0,0,7.8349502688172329E-5,8.9868644308689957E-3,5.5872511202213544E-2,null,2.0748013985950109E-2,2.391640764980945E-2,0,0,3.8066146656283808E-5,8.9868644308689957E-3,4.470248778241584E-2]
[2004,10,18,14,2.3520668966277421E-2,2.071662917819115E-2,0,0,7.8349502688172329E-5,6.7538527053890556E-3,5.1069500352545802E-2,null,1.8685743541833867E-2,2.3946325331065259E-2,0,0,3.8066146656283808E-5,6.7538527053890556E-3,4.2670135019555404E-2]
[2004,10,18,17,2.7940486080949539E-2,1.963878501138579E-2,0,0,7.8349502688172329E-5,6.2525798255025676E-3,5.3910200420526071E-2,null,2.2197019910077501E-2,2.2700446628863877E-2,0,0,3.8066146656283808E-5,6.2525798255025676E-3,4.4935532685597655E-2]
[2004,10,18,19,3.1214936036660014E-2,1.9146738827946076E-2,1.1877691517482455E-3,1.7174105896356678E-6,7.8349502688172329E-5,5.4532271180351023E-3,5.7082738047667246E-2,null,2.4798371606353637E-2,2.2131691070939409E-2,4.8727120432055907E-4,3.2050548624967204E-6,3.8066146656283808E-5,5.4532271180351023E-3,4.7458605083132384E-2]
[2004,10,18,22,2.6265443485939847E-2,1.7422267647628185E-2,1.1877691517482455E-3,1.7174105896356678E-6,7.8349502688172329E-5,4.3020556598676934E-3,4.9257602858461785E-2,null,2.0866300261037151E-2,2.0138377025843202E-2,4.8727120432055907E-4,3.2050548624967204E-6,3.8066146656283808E-5,4.3020556598676934E-3,4.153321969271969E-2]
[2004,10,19,1,1.8049736158085264E-2,1.6290373058220564E-2,1.1877691517482455E-3,1.7174105896356678E-6,7.8349502688172329E-5,5.9580093744189579E-3,4.1565954655750845E-2,null,1.4339419568861294E-2,1.883002150886744E-2,4.8727120432055907E-4,3.2050548624967204E-6,3.8066146656283808E-5,5.9580093744189579E-3,3.3697983483568068E-2]
[2004,10,19,5,1.6787434841731015E-2,1.5683677136953907E-2,1.1877691517482455E-3,1.7174105896356678E-6,7.8349502688172329E-5,7.009335216046359E-3,4.0748283259757337E-2,null,1.3336597807978023E-2,1.8128742464737238E-2,4.8727120432055907E-4,3.2050548624967204E-6,3.8066146656283808E-5,7.009335216046359E-3,3.1993882678554596E-2]
[2004,10,19,8,2.8652613608886362E-2,2.0350312300925641E-2,0,0,7.8349502688172329E-5,8.7196092409767383E-3,5.7800884653476922E-2,null,2.2762761997395933E-2,2.3522900118314229E-2,0,0,3.8066146656283808E-5,8.7196092409767383E-3,4.6323728262366443E-2]
[2004,10,19,11,2.7514231963009644E-2,2.1739501602232935E-2,0,0,7.8349502688172329E-5,9.9071250507589883E-3,5.9239208118689747E-2,null,2.1858386891480324E-2,2.5128662265689033E-2,0,0,3.8066146656283808E-5,9.9071250507589883E-3,4.7025115303825638E-2]
[2004,10,19,15,2.574044218384176E-2,2.1745479294826186E-2,0,0,7.8349502688172329E-5,9.0468017195710487E-3,5.6611072700927169E-2,null,2.0449218599618475E-2,2.513557187295843E-2,0,0,3.8066146656283808E-5,9.0468017195710487E-3,4.5622856619233189E-2]
[2004,10,19,16,2.8059717801571665E-2,2.1419882008434754E-2,0,0,7.8349502688172329E-5,8.7721675174134029E-3,5.8330116830107998E-2,null,2.2291742273492884E-2,2.4759214383533984E-2,0,0,3.8066146656283808E-5,8.7721675174134029E-3,4.7089022803683149E-2]
[2004,10,19,20,3.5699885435856699E-2,1.9319497451362733E-2,1.1877691517482455E-3,1.7174105896356678E-6,7.8349502688172329E-5,6.1260970282766931E-3,6.2413315980522174E-2,null,2.8361391620437649E-2,2.2331382544127396E-2,4.8727120432055907E-4,3.2050548624967204E-6,3.8066146656283808E-5,6.1260970282766931E-3,5.1221316570404379E-2]
[2004,10,19,23,2.6195712554842532E-2,1.7630378381140607E-2,1.1877691517482455E-3,1.7174105896356678E-6,7.8349502688172329E-5,6.8879773287896014E-3,5.1981904329798795E-2,null,2.0810903269680915E-2,2.0378931958149528E-2,4.8727120432055907E-4,3.2050548624967204E-6,3.8066146656283808E-5,6.8879773287896014E-3,4.1718377633669777E-2]
[2004,10,20,2,1.8186675566570928E-2,1.6221213032884329E-2,1.1877691517482455E-3,1.7174105896356678E-6,7.8349502688172329E-5,7.021631515701207E-3,4.269735618018252E-2,null,1.4448209615241446E-2,1.8750079523500936E-2,4.8727120432055907E-4,3.2050548624967204E-6,3.8066146656283808E-5,7.021631515701207E-3,3.3726831544581719E-2]
[2004,10,20,6,2.0619752818091266E-2,1.6861629119572685E-2,1.1877691517482455E-3,1.7174105896356678E-6,7.8349502688172329E-5,6.9882115428456992E-3,4.573742954553571E-2,null,1.6381141778206817E-2,1.9490335663975334E-2,4.8727120432055907E-4,3.2050548624967204E-6,3.8066146656283808E-5,6.9882115428456992E-3,3.6400019848021485E-2]
[2004,10,20,9,3.2099942131459239E-2,2.1843574070679859E-2,0,0,7.8349502688172329E-5,1.0351199871061907E-2,6.4373065575889177E-2,null,2.5501455219497805E-2,{"$f":"F7043*W$5","v":2.5248959499664748E-2},{"$f":"G7043*X$5","v":0},{"$f":"H7043*Y$5","v":0},{"$f":"I7043*Z$5","v":3.8066146656283808E-5},{"$f":"J7043","v":1.0351199871061907E-2},5.0788480865818837E-2]
[2004,10,20,13,2.908587371809521E-2,2.2037444944026638E-2,0,0,7.8349502688172329E-5,9.5194901566643102E-3,6.0721158321474331E-2,null,2.310696085071897E-2,2.5473054595708026E-2,0,0,3.8066146656283808E-5,9.5194901566643102E-3,4.8618081593083277E-2]
[2004,10,20,17,3.4078805601798622E-2,2.1676118450747149E-2,0,0,7.8349502688172329E-5,9.4473162979013987E-3,6.528058985313534E-2,null,2.7073542108866467E-2,2.5055397761462414E-2,0,0,3.8066146656283808E-5,9.4473162979013987E-3,5.2167006016985158E-2]
[2004,10,20,20,3.8888092893380508E-2,1.9484673465170486E-2,1.1877691517482455E-3,1.7174105896356678E-6,7.8349502688172329E-5,6.4071672613591158E-3,6.604776968493617E-2,null,3.0894228887730763E-2,2.2522309288507843E-2,4.8727120432055907E-4,3.2050548624967204E-6,3.8066146656283808E-5,6.4071672613591158E-3,5.3945080582077941E-2]
[2004,10,20,21,3.6447279151451357E-2,1.8971744174433428E-2,1.1877691517482455E-3,1.7174105896356678E-6,7.8349502688172329E-5,6.4012260376740951E-3,6.3088085428584934E-2,null,2.8955150552821891E-2,2.1929414973406017E-2,4.8727120432055907E-4,3.2050548624967204E-6,3.8066146656283808E-5,6.4012260376740951E-3,5.1413107932067242E-2]
[2004,10,20,24,2.2585490917267768E-2,1.7368183100326048E-2,1.1877691517482455E-3,1.7174105896356678E-6,7.8349502688172329E-5,7.8871198677441072E-3,4.9108629950363983E-2,null,1.7942801357034584E-2,2.0075860766371616E-2,4.8727120432055907E-4,3.2050548624967204E-6,3.8066146656283808E-5,7.8871198677441072E-3,3.8547204529245531E-2]
[2004,10,21,3,1.6014820739977197E-2,1.6050076771576757E-2,1.1877691517482455E-3,1.7174105896356678E-6,7.8349502688172329E-5,7.0211813263917526E-3,4.0353914902971764E-2,null,1.2722802809932902E-2,1.8552263336612414E-2,4.8727120432055907E-4,3.2050548624967204E-6,3.8066146656283808E-5,7.0211813263917526E-3,3.1803608552384649E-2]
[2004,10,21,6,1.9003360750097249E-2,1.6811476029834436E-2,1.1877691517482455E-3,1.7174105896356678E-6,7.8349502688172329E-5,6.6327673305554722E-3,4.3715440175513209E-2,null,1.5097016412176848E-2,1.9432363771303987E-2,4.8727120432055907E-4,3.2050548624967204E-6,3.8066146656283808E-5,6.6327673305554722E-3,3.5057922589320167E-2]
[2004,10,21,11,2.7883731454114064E-2,2.2112212976394971E-2,0,0,7.8349502688172329E-5,9.8431404522729762E-3,5.9917434385470182E-2,null,2.2151931804659214E-2,2.5559478869273754E-2,0,0,3.8066146656283808E-5,9.8431404522729762E-3,4.7749476820589248E-2]
[2004,10,21,15,2.6189233257939974E-2,2.1815184490053693E-2,0,0,7.8349502688172329E-5,9.1764449151906322E-3,5.7259212165872472E-2,null,2.0805755861653272E-2,2.5216144019509206E-2,0,0,3.8066146656283808E-5,9.1764449151906322E-3,4.6059966027818762E-2]
[2004,10,21,18,3.5237068615105269E-2,2.0909138723257028E-2,0,0,7.8349502688172329E-5,9.5107508756644664E-3,6.5735307716714944E-2,null,2.799371175419714E-2,2.4168846869479232E-2,0,0,3.8066146656283808E-5,9.5107508756644664E-3,5.2200624770332653E-2]
[2004,10,21,21,3.410534256667945E-2,1.870625394954404E-2,1.1877691517482455E-3,1.7174105896356678E-6,7.8349502688172329E-5,6.2196102773420213E-3,6.029904285859157E-2,null,2.709462411639154E-2,2.1622535159960706E-2,4.8727120432055907E-4,3.2050548624967204E-6,3.8066146656283808E-5,6.2196102773420213E-3,4.9245701682191577E-2]
[2004,10,21,22,3.0047768980897217E-2,1.8233311787425474E-2,1.1877691517482455E-3,1.7174105896356678E-6,7.8349502688172329E-5,6.6566471331137404E-3,5.620556396646248E-2,null,2.3871128239860533E-2,2.1075861915995375E-2,4.8727120432055907E-4,3.2050548624967204E-6,3.8066146656283808E-5,6.6566471331137404E-3,4.5475532561695238E-2]
[2004,10,22,1,1.7292036512443085E-2,1.6406870287054932E-2,1.1877691517482455E-3,1.7174105896356678E-6,7.8349502688172329E-5,7.4388931807020898E-3,4.240563604522616E-2,null,1.3737473200732592E-2,1.8964680507580035E-2,4.8727120432055907E-4,3.2050548624967204E-6,3.8066146656283808E-5,7.4388931807020898E-3,3.3230696114151963E-2]
[2004,10,22,7,2.3348447214842052E-2,1.829308147077878E-2,0,0,7.8349502688172329E-5,8.207909125012916E-3,4.9927787313321925E-2,null,1.8548923815989306E-2,2.1144949617001276E-2,0,0,3.8066146656283808E-5,8.207909125012916E-3,3.9731939579646859E-2]
[2004,10,22,9,2.867731403052777E-2,2.1351238512257835E-2,0,0,7.8349502688172329E-5,1.1514508202373075E-2,6.1621410247846856E-2,null,2.2782384982814766E-2,2.4679869453566098E-2,0,0,3.8066146656283808E-5,1.1514508202373075E-2,4.7500320583037145E-2]
[2004,10,22,12,2.5352673385591454E-2,2.136526884455469E-2,0,0,7.8349502688172329E-5,1.0131424089099006E-2,5.6927715821933324E-2,null,2.0141159831051181E-2,2.4696087096831978E-2,0,0,3.8066146656283808E-5,1.0131424089099006E-2,4.4875313074539437E-2]
[2004,10,22,16,2.7029402540360393E-2,2.0081087901402051E-2,0,0,7.8349502688172329E-5,7.0366051211996948E-3,5.4225445065650316E-2,null,2.1473219349428346E-2,2.3211703977156314E-2,0,0,3.8066146656283808E-5,7.0366051211996948E-3,4.4722989473240944E-2]
[2004,10,22,19,3.285070347151537E-2,1.9237258120873211E-2,1.1877691517482455E-3,1.7174105896356678E-6,7.8349502688172329E-5,7.5235169124647991E-3,6.0879314569879439E-2,null,2.6097889525066482E-2,2.2236322206561271E-2,4.8727120432055907E-4,3.2050548624967204E-6,3.8066146656283808E-5,7.5235169124647991E-3,4.8862754137467088E-2]
[2004,10,22,22,2.7532090401243971E-2,1.7225673773022507E-2,1.1877691517482455E-3,1.7174105896356678E-6,7.8349502688172329E-5,6.5982146508566462E-3,5.2623814890149181E-2,null,2.1872574336462555E-2,1.9911134416106376E-2,4.8727120432055907E-4,3.2050548624967204E-6,3.8066146656283808E-5,6.5982146508566462E-3,4.2312251158408261E-2]
[2004,10,22,24,2.0493740663130998E-2,1.4594761504919172E-2,1.1877691517482455E-3,1.7174105896356678E-6,7.8349502688172329E-5,7.1661900917466973E-3,4.3522528324822923E-2,null,1.6281032771353426E-2,1.6870066269951814E-2,4.8727120432055907E-4,3.2050548624967204E-6,3.8066146656283808E-5,7.1661900917466973E-3,3.3679641447144575E-2]
[2004,10,23,3,1.5968450353468226E-2,1.4127536420558801E-2,1.1877691517482455E-3,1.7174105896356678E-6,7.8349502688172329E-5,7.1685369357643242E-3,3.8532359774817407E-2,null,1.2685964353021467E-2,1.6330001388899347E-2,4.8727120432055907E-4,3.2050548624967204E-6,3.8066146656283808E-5,7.1685369357643242E-3,2.9544508147760152E-2]
[2004,10,23,7,2.1653718539016251E-2,1.3535234526540277E-2,0,0,7.8349502688172329E-5,9.3469247487281467E-3,4.461422731697285E-2,null,1.7202564770892617E-2,1.5645360382566864E-2,0,0,3.8066146656283808E-5,9.3469247487281467E-3,3.2885991300115762E-2]
[2004,10,23,10,3.0728445979986196E-2,1.4786152134024885E-2,0,0,7.8349502688172329E-5,9.7495444496200432E-3,5.5342492066319297E-2,null,2.4411884791387086E-2,1.7091294454829854E-2,0,0,3.8066146656283808E-5,9.7495444496200432E-3,4.1541245392873218E-2]
[2004,10,23,13,2.8130322140310988E-2,1.4220373442669165E-2,0,0,7.8349502688172329E-5,7.695115041375997E-3,5.012416012704432E-2,null,2.2347833134195669E-2,1.6437311584737692E-2,0,0,3.8066146656283808E-5,7.695115041375997E-3,3.8823210865589645E-2]
[2004,10,23,17,2.9417967578522206E-2,1.3332690174433901E-2,0,0,7.8349502688172329E-5,7.8107893942893115E-3,5.0639796649933594E-2,null,2.3370789261239665E-2,1.5411239623451523E-2,0,0,3.8066146656283808E-5,7.8107893942893115E-3,3.8820095031347472E-2]
[2004,10,23,21,3.0648112984188451E-2,1.1555682676861493E-2,1.1877691517482455E-3,1.7174105896356678E-6,7.8349502688172329E-5,6.0006544482382185E-3,4.947228617431422E-2,null,2.4348065103283145E-2,1.335719891602759E-2,4.8727120432055907E-4,3.2050548624967204E-6,3.8066146656283808E-5,6.0006544482382185E-3,3.823380642515007E-2]
[2004,10,23,24,2.1526775745830635E-2,1.0249692910341071E-2,1.1877691517482455E-3,1.7174105896356678E-6,7.8349502688172329E-5,6.7906715612392581E-3,3.9834976282437012E-2,null,1.7101716428468711E-2,1.1847607005145561E-2,4.8727120432055907E-4,3.2050548624967204E-6,3.8066146656283808E-5,6.7906715612392581E-3,2.947786583945361E-2]
[2004,10,24,1,2.067155927617564E-2,1.0619364054436524E-2,1.1877691517482455E-3,1.7174105896356678E-6,7.8349502688172329E-5,7.9449503711275116E-3,4.0503709766765726E-2,null,1.6422298863958216E-2,1.2274909410661212E-2,4.8727120432055907E-4,3.2050548624967204E-6,3.8066146656283808E-5,7.9449503711275116E-3,2.9225750680458764E-2]
[2004,10,24,4,1.862633377984704E-2,1.027519699258788E-2,1.1877691517482455E-3,1.7174105896356678E-6,7.8349502688172329E-5,8.711261321811669E-3,3.8880628159272637E-2,null,1.4797491373813747E-2,1.1877087141392594E-2,4.8727120432055907E-4,3.2050548624967204E-6,3.8066146656283808E-5,8.711261321811669E-3,2.7203120921045678E-2]
[2004,10,24,8,2.7829508699591679E-2,1.1982643931645201E-2,0,0,7.8349502688172329E-5,8.0722976310641462E-3,4.7962799764989197E-2,null,2.2108855118082409E-2,1.3850722887657768E-2,0,0,3.8066146656283808E-5,8.0722976310641462E-3,3.5997644152396459E-2]
[2004,10,24,11,3.2308367181967369E-2,1.5278955769927263E-2,0,0,7.8349502688172329E-5,1.0271498900028778E-2,5.7937171354611586E-2,null,2.5667036268534824E-2,1.7660925551093002E-2,0,0,3.8066146656283808E-5,1.0271498900028778E-2,4.3366027966284103E-2]
[2004,10,24,14,2.9514822311869377E-2,1.583584224127315E-2,0,0,7.8349502688172329E-5,9.6567593738072256E-3,5.5085773429637927E-2,null,2.3447734466783467E-2,1.8304629915380028E-2,0,0,3.8066146656283808E-5,9.6567593738072256E-3,4.1790430528819776E-2]
[2004,10,24,19,3.8363408104852552E-2,1.4062679120704269E-2,1.1877691517482455E-3,1.7174105896356678E-6,7.8349502688172329E-5,8.0406184526947699E-3,6.1734541743277645E-2,null,3.0477398677127853E-2,1.625503291844731E-2,4.8727120432055907E-4,3.2050548624967204E-6,3.8066146656283808E-5,8.0406184526947699E-3,4.7260974001414498E-2]
[2004,10,24,22,3.2012788658652376E-2,1.4088700978284987E-2,1.1877691517482455E-3,1.7174105896356678E-6,7.8349502688172329E-5,6.1544814041870422E-3,5.3523807106150456E-2,null,2.5432217076484777E-2,1.6285111550544587E-2,4.8727120432055907E-4,3.2050548624967204E-6,3.8066146656283808E-5,6.1544814041870422E-3,4.2245871032868698E-2]
[2004,10,25,1,1.8478898695451822E-2,1.4468923249359599E-2,1.1877691517482455E-3,1.7174105896356678E-6,7.8349502688172329E-5,8.0334237947521907E-3,4.2249081804589667E-2,null,1.468036315012132E-2,1.6724609990322332E-2,4.8727120432055907E-4,3.2050548624967204E-6,3.8066146656283808E-5,8.0334237947521907E-3,3.1933515546282987E-2]
[2004,10,25,2,1.7380889677479253E-2,1.4985451931118877E-2,1.1877691517482455E-3,1.7174105896356678E-6,7.8349502688172329E-5,7.9072582969738642E-3,4.1541435970598048E-2,null,1.3808061646032618E-2,1.7321664836931018E-2,4.8727120432055907E-4,3.2050548624967204E-6,3.8066146656283808E-5,7.9072582969738642E-3,3.1658268888802972E-2]
[2004,10,25,5,1.8379136753653179E-2,1.5328974610282896E-2,1.1877691517482455E-3,1.7174105896356678E-6,7.8349502688172329E-5,8.3931215371480551E-3,4.3369068966110189E-2,null,1.4601108343960939E-2,1.771874226507365E-2,4.8727120432055907E-4,3.2050548624967204E-6,3.8066146656283808E-5,8.3931215371480551E-3,3.2848393014873925E-2]
[2004,10,25,9,3.2291861010762042E-2,2.1232364123000287E-2,0,0,7.8349502688172329E-5,1.1204024449067668E-2,6.4806599085518168E-2,null,2.5653923117610309E-2,2.4542462698142316E-2,0,0,3.8066146656283808E-5,1.1204024449067668E-2,5.0234451962408909E-2]
[2004,10,25,11,3.0099597628177998E-2,2.223304378983763E-2,0,0,7.8349502688172329E-5,1.17437659851616E-2,6.4154756905865404E-2,null,2.3912302953581363E-2,2.5699147052926006E-2,0,0,3.8066146656283808E-5,1.17437659851616E-2,4.9649516153163646E-2]
[2004,10,25,16,3.021757077070689E-2,2.1166990004307936E-2,0,0,7.8349502688172329E-5,9.6013452447711901E-3,6.1064255522474187E-2,null,2.4006025453110591E-2,2.4466896837452647E-2,0,0,3.8066146656283808E-5,9.6013452447711901E-3,4.8510988437219522E-2]
[2004,10,25,20,3.6350151949662339E-2,1.9733933161709013E-2,1.1877691517482455E-3,1.7174105896356678E-6,7.8349502688172329E-5,7.9377820241792133E-3,6.5289703200576615E-2,null,2.8877988887642741E-2,2.2810428254865442E-2,4.8727120432055907E-4,3.2050548624967204E-6,3.8066146656283808E-5,7.9377820241792133E-3,5.221695954834752E-2]
[2004,10,25,23,2.6649125334435163E-2,1.7460813042609023E-2,1.1877691517482455E-3,1.7174105896356678E-6,7.8349502688172329E-5,6.1006214707919112E-3,5.1478395912862157E-2,null,2.1171112196144919E-2,2.0182931598900732E-2,4.8727120432055907E-4,3.2050548624967204E-6,3.8066146656283808E-5,6.1006214707919112E-3,4.1882586200884982E-2]
[2004,10,25,24,2.1893471178546266E-2,1.7653415030693027E-2,1.1877691517482455E-3,1.7174105896356678E-6,7.8349502688172329E-5,8.016809603425698E-3,4.8831531877691049E-2,null,1.739303368749353E-2,2.040555999208184E-2,4.8727120432055907E-4,3.2050548624967204E-6,3.8066146656283808E-5,8.016809603425698E-3,3.8327136085414708E-2]
[2004,10,26,3,1.6870299836878412E-2,1.6377317223405422E-2,1.1877691517482455E-3,1.7174105896356678E-6,7.8349502688172329E-5,7.2166889997405644E-3,4.1732142125050456E-2,null,1.3402429015846285E-2,1.8930520158876883E-2,4.8727120432055907E-4,3.2050548624967204E-6,3.8066146656283808E-5,7.2166889997405644E-3,3.28614915805625E-2]
[2004,10,26,8,3.1352777646895355E-2,1.9761704933368894E-2,0,0,7.8349502688172329E-5,9.2665170022769288E-3,6.0459349085229354E-2,null,2.4907878397250779E-2,2.2842529610422248E-2,0,0,3.8066146656283808E-5,9.2665170022769288E-3,4.7788474154329304E-2]
[2004,10,26,11,2.9576976233085674E-2,2.1957546239696132E-2,0,0,7.8349502688172329E-5,1.0350947056701207E-2,6.1963819032171186E-2,null,2.3497111983793388E-2,2.5380699784943589E-2,0,0,3.8066146656283808E-5,1.0350947056701207E-2,4.8915877915393258E-2]
[2004,10,26,14,2.7881116364491507E-2,2.1962865328577722E-2,0,0,7.8349502688172329E-5,9.7086735023716765E-3,5.9631004698129084E-2,null,2.2149854274717527E-2,2.538684811301993E-2,0,0,3.8066146656283808E-5,9.7086735023716765E-3,4.7574768534393734E-2]
[2004,10,26,17,3.3682850804645052E-2,2.1232207966865573E-2,0,0,7.8349502688172329E-5,9.5322067531450842E-3,6.4525615027343886E-2,null,2.6758980061146721E-2,2.4542282197464713E-2,0,0,3.8066146656283808E-5,9.5322067531450842E-3,5.1339328405267719E-2]
[2004,10,26,21,3.6014733607063872E-2,1.8503919517700994E-2,1.1877691517482455E-3,1.7174105896356678E-6,7.8349502688172329E-5,6.571972184397915E-3,6.2358461374188837E-2,null,2.8611519377867829E-2,2.1388657047410886E-2,4.8727120432055907E-4,3.2050548624967204E-6,3.8066146656283808E-5,6.571972184397915E-3,5.052871883111805E-2]
[2004,10,26,24,2.2162253697776697E-2,1.7344700673597637E-2,1.1877691517482455E-3,1.7174105896356678E-6,7.8349502688172329E-5,7.7658920728449323E-3,4.8540682509245321E-2,null,1.7606565081097543E-2,2.0048717459168273E-2,4.8727120432055907E-4,3.2050548624967204E-6,3.8066146656283808E-5,7.7658920728449323E-3,3.8183824946105151E-2]
[2004,10,27,1,1.6685290404862149E-2,1.610819181950339E-2,1.1877691517482455E-3,1.7174105896356678E-6,7.8349502688172329E-5,5.5684389099230642E-3,3.9629757199314657E-2,null,1.3255450254126848E-2,1.8619438446632077E-2,4.8727120432055907E-4,3.2050548624967204E-6,3.8066146656283808E-5,5.5684389099230642E-3,3.2403431106598261E-2]
[2004,10,27,5,1.5975975641433361E-2,1.621168416431442E-2,1.1877691517482455E-3,1.7174105896356678E-6,7.8349502688172329E-5,7.2369068345879313E-3,4.0692402705361772E-2,null,1.2691942737445677E-2,1.8739065116434549E-2,4.8727120432055907E-4,3.2050548624967204E-6,3.8066146656283808E-5,7.2369068345879313E-3,3.1959550259719562E-2]
[2004,10,27,8,2.7345525847337192E-2,2.0708721728791187E-2,0,0,7.8349502688172329E-5,9.6619780861736497E-3,5.7794575164990203E-2,null,2.1724360124813352E-2,2.3937185120356183E-2,0,0,3.8066146656283808E-5,9.6619780861736497E-3,4.5699611391825816E-2]
[2004,10,27,12,2.5966988814361741E-2,2.0890358540334393E-2,0,0,7.8349502688172329E-5,9.3869545828763144E-3,5.6322651440260621E-2,null,2.0629196143804495E-2,2.4147138879913255E-2,0,0,3.8066146656283808E-5,9.3869545828763144E-3,4.4814401170374031E-2]
[2004,10,27,15,2.4386949205961812E-2,2.0410596611050772E-2,0,0,7.8349502688172329E-5,8.9491739751516065E-3,5.3825069294852368E-2,null,1.9373950599945566E-2,2.3592582675751466E-2,0,0,3.8066146656283808E-5,8.9491739751516065E-3,4.3004599422353317E-2]
[2004,10,27,19,3.4331277352586065E-2,1.8905959949519661E-2,1.1877691517482455E-3,1.7174105896356678E-6,7.8349502688172329E-5,7.7139005137408668E-3,6.2218973880872643E-2,null,2.7274115587177641E-2,2.1853375071456359E-2,4.8727120432055907E-4,3.2050548624967204E-6,3.8066146656283808E-5,7.7139005137408668E-3,4.9656033064473339E-2]
[2004,10,27,22,2.645341691886318E-2,1.6375104546063703E-2,1.1877691517482455E-3,1.7174105896356678E-6,7.8349502688172329E-5,4.9517336565911849E-3,4.9048091186544122E-2,null,2.1015633741531238E-2,1.8927962527950454E-2,4.8727120432055907E-4,3.2050548624967204E-6,3.8066146656283808E-5,4.9517336565911849E-3,4.0472138675321026E-2]
[2004,10,28,2,1.5552455867233984E-2,1.4574570640668267E-2,1.1877691517482455E-3,1.7174105896356678E-6,7.8349502688172329E-5,7.0059428473591675E-3,3.8400805420287475E-2,null,1.2355481988946929E-2,1.684672767563182E-2,4.8727120432055907E-4,3.2050548624967204E-6,3.8066146656283808E-5,7.0059428473591675E-3,2.9730752070418087E-2]
[2004,10,28,3,1.4719239290894252E-2,1.4230062619780376E-2,1.1877691517482455E-3,1.7174105896356678E-6,7.8349502688172329E-5,7.2969338114199714E-3,3.7514071787120656E-2,null,1.1693542004050607E-2,1.644851129224318E-2,4.8727120432055907E-4,3.2050548624967204E-6,3.8066146656283808E-5,7.2969338114199714E-3,2.8670595702133126E-2]
[2004,10,28,6,1.8133173635886547E-2,1.5259903347089274E-2,1.1877691517482455E-3,1.7174105896356678E-6,7.8349502688172329E-5,8.1759937111720825E-3,4.2836906759173954E-2,null,1.4405705579442351E-2,1.7638902879754954E-2,4.8727120432055907E-4,3.2050548624967204E-6,3.8066146656283808E-5,8.1759937111720825E-3,3.2573150865036642E-2]
[2004,10,28,9,2.7398382030104525E-2,1.9749902871758002E-2,0,0,7.8349502688172329E-5,1.0923365454964215E-2,5.8149999859514918E-2,null,2.1766351153096039E-2,{"$f":"F7235*W$5","v":2.2828887622409581E-2},{"$f":"G7235*X$5","v":0},{"$f":"H7235*Y$5","v":0},{"$f":"I7235*Z$5","v":3.8066146656283808E-5},{"$f":"J7235","v":1.0923365454964215E-2},4.4633304922161901E-2]
[2004,10,28,13,2.5050366508838868E-2,1.9885801730555579E-2,0,0,7.8349502688172329E-5,9.4355215371503577E-3,5.4450039279232976E-2,null,1.9900995370676751E-2,2.2985972940532336E-2,0,0,3.8066146656283808E-5,9.4355215371503577E-3,4.2925034457865364E-2]
[2004,10,28,16,2.5468677527644597E-2,1.9825784155818451E-2,0,0,7.8349502688172329E-5,8.239882715509286E-3,5.3612693901660506E-2,null,2.0233318079241457E-2,2.2916598702191007E-2,0,0,3.8066146656283808E-5,8.239882715509286E-3,4.3187982928088745E-2]
[2004,10,28,19,3.2767370319993008E-2,1.9530583270216551E-2,1.1877691517482455E-3,1.7174105896356678E-6,7.8349502688172329E-5,7.2420175319541829E-3,6.0807807187189797E-2,null,2.6031686395380324E-2,2.2575376373797768E-2,4.8727120432055907E-4,3.2050548624967204E-6,3.8066146656283808E-5,7.2420175319541829E-3,4.9135605175017423E-2]
[2004,10,28,24,1.7652755740876935E-2,1.6383857247750006E-2,1.1877691517482455E-3,1.7174105896356678E-6,7.8349502688172329E-5,5.8324760413003152E-3,4.1136925094953307E-2,null,1.4024042728273962E-2,1.8938079764702784E-2,4.8727120432055907E-4,3.2050548624967204E-6,3.8066146656283808E-5,5.8324760413003152E-3,3.349066489881608E-2]
[2004,10,29,3,1.3201450228535984E-2,1.4993371427475283E-2,1.1877691517482455E-3,1.7174105896356678E-6,7.8349502688172329E-5,6.0617567953606616E-3,3.5524414516397984E-2,null,1.0487750739759209E-2,1.7330818972701729E-2,4.8727120432055907E-4,3.2050548624967204E-6,3.8066146656283808E-5,6.0617567953606616E-3,2.8347112118300277E-2]
[2004,10,29,4,1.3308218192242713E-2,1.475776116202572E-2,1.1877691517482455E-3,1.7174105896356678E-6,7.8349502688172329E-5,6.0175504850180023E-3,3.5351365904312489E-2,null,1.0572571404986382E-2,1.705847736638803E-2,4.8727120432055907E-4,3.2050548624967204E-6,3.8066146656283808E-5,6.0175504850180023E-3,2.8159591177213752E-2]
[2004,10,29,7,2.2350301850393765E-2,1.8858206362288917E-2,0,0,7.8349502688172329E-5,8.9261330286989644E-3,5.0212990744069819E-2,null,1.7755957921852035E-2,2.1798176760683068E-2,0,0,3.8066146656283808E-5,8.9261330286989644E-3,3.9592200829191383E-2]
[2004,10,29,10,2.4475251162398255E-2,2.1652511979338093E-2,0,0,7.8349502688172329E-5,1.009798562107197E-2,5.630409826549649E-2,null,1.9444101143477267E-2,2.5028111071170402E-2,0,0,3.8066146656283808E-5,1.009798562107197E-2,4.4510278361303952E-2]
[2004,10,29,16,2.5597198247887365E-2,2.0484494064533145E-2,0,0,7.8349502688172329E-5,6.9890566409743227E-3,5.314909845608301E-2,null,2.0335419988915509E-2,2.3678000648289635E-2,0,0,3.8066146656283808E-5,6.9890566409743227E-3,4.4051486783861428E-2]
[2004,10,29,18,2.7909994076657566E-2,1.9536903121634759E-2,0,0,7.8349502688172329E-5,5.0875125396957809E-3,5.2612759240676286E-2,null,2.2172795863852745E-2,2.2582681482017967E-2,0,0,3.8066146656283808E-5,5.0875125396957809E-3,4.479354349252699E-2]
[2004,10,29,22,2.3643339503413609E-2,1.6817521333033943E-2,1.1877691517482455E-3,1.7174105896356678E-6,7.8349502688172329E-5,3.7569466625164516E-3,4.5485643563990055E-2,null,1.8783197836197359E-2,1.9439351529587208E-2,4.8727120432055907E-4,3.2050548624967204E-6,3.8066146656283808E-5,3.7569466625164516E-3,3.8751091771623898E-2]
[2004,10,30,1,1.6504523286267548E-2,1.3862139583855442E-2,1.1877691517482455E-3,1.7174105896356678E-6,7.8349502688172329E-5,5.9242605340385762E-3,3.7558759469187623E-2,null,1.3111841752867899E-2,1.602322952273955E-2,4.8727120432055907E-4,3.2050548624967204E-6,3.8066146656283808E-5,5.9242605340385762E-3,2.9663613681446786E-2]
[2004,10,30,4,1.3931030624062779E-2,1.3533986075469595E-2,1.1877691517482455E-3,1.7174105896356678E-6,7.8349502688172329E-5,6.5519526870609973E-3,3.5284805451619425E-2,null,1.1067358070805331E-2,1.5643917299561355E-2,4.8727120432055907E-4,3.2050548624967204E-6,3.8066146656283808E-5,6.5519526870609973E-3,2.7239817776206026E-2]
[2004,10,30,5,1.4433869907893842E-2,1.3772164492160342E-2,1.1877691517482455E-3,1.7174105896356678E-6,7.8349502688172329E-5,6.4789482811150644E-3,3.5952818746195297E-2,null,1.1466833354178351E-2,1.591922742862998E-2,4.8727120432055907E-4,3.2050548624967204E-6,3.8066146656283808E-5,6.4789482811150644E-3,2.7914603188647667E-2]
[2004,10,30,9,2.4730348991354904E-2,1.5529406637682581E-2,0,0,7.8349502688172329E-5,8.1912684643868864E-3,4.8529373596112542E-2,null,1.9646760881463322E-2,1.7950421390745819E-2,0,0,3.8066146656283808E-5,8.1912684643868864E-3,3.7635248418865418E-2]
[2004,10,30,13,2.4772429925571583E-2,1.5227525347538066E-2,0,0,7.8349502688172329E-5,6.3188503564036679E-3,4.6397155132201495E-2,null,1.968019162894338E-2,1.7601477191234234E-2,0,0,3.8066146656283808E-5,6.3188503564036679E-3,3.7319734966833891E-2]
[2004,10,30,16,2.372261684317193E-2,1.4784993026706545E-2,0,0,7.8349502688172329E-5,6.1802413361545135E-3,4.4766200708721157E-2,null,1.8846178869667399E-2,1.7089954644154099E-2,0,0,3.8066146656283808E-5,6.1802413361545135E-3,3.5974199660477775E-2]
[2004,10,30,19,2.9578002215252419E-2,1.3613111076473429E-2,1.1877691517482455E-3,1.7174105896356678E-6,7.8349502688172329E-5,5.382480574303101E-3,4.9841429931055004E-2,null,2.3497927064336965E-2,1.5735377787634064E-2,4.8727120432055907E-4,3.2050548624967204E-6,3.8066146656283808E-5,5.382480574303101E-3,3.9761847257810366E-2]
[2004,10,30,23,2.1284803088079778E-2,1.1603779240925245E-2,1.1877691517482455E-3,1.7174105896356678E-6,7.8349502688172329E-5,5.7596630428463011E-3,3.9916081436877381E-2,null,1.6909483842169781E-2,1.3412793673286145E-2,4.8727120432055907E-4,3.2050548624967204E-6,3.8066146656283808E-5,5.7596630428463011E-3,3.0850819921295264E-2]
[2004,10,31,2,1.738169291640785E-2,1.1094140336638003E-2,1.2432854475527468E-3,1.797682310930721E-6,7.8349502688172329E-5,7.3367002950574262E-3,3.7135966180655129E-2,null,{"$f":"E7300*V$5","v":1.3808699770596339E-2},1.2823702711698758E-2,5.1004624631946884E-4,3.3548590340852222E-6,3.8066146656283808E-5,7.3367002950574262E-3,{"$f":"SUM(M7300:Q7300)","v":2.7183869734304936E-2}]
[2004,10,31,5,1.6846657233873064E-2,1.0867405038100564E-2,1.2432854475527468E-3,1.797682310930721E-6,7.8349502688172329E-5,7.6638169596858451E-3,3.6701311864211328E-2,null,1.3383646403113087E-2,1.2561619668356484E-2,5.1004624631946884E-4,3.3548590340852222E-6,3.8066146656283808E-5,7.6638169596858451E-3,2.6496733323479408E-2]
[2004,10,31,6,1.8265685239968216E-2,1.1238589070626116E-2,1.2432854475527468E-3,1.797682310930721E-6,7.8349502688172329E-5,8.0070671397858856E-3,3.8834774082932066E-2,null,1.4510978004037806E-2,1.2990670819685229E-2,5.1004624631946884E-4,3.3548590340852222E-6,3.8066146656283808E-5,8.0070671397858856E-3,2.8053116075732871E-2]
[2004,10,31,10,2.8743189707250094E-2,1.4441576326411101E-2,0,0,7.8349502688172329E-5,9.1234336685942115E-3,5.238654920494358E-2,null,2.2834719208624541E-2,1.6692999716850926E-2,0,0,3.8066146656283808E-5,9.1234336685942115E-3,3.9565785072131744E-2]
[2004,10,31,14,2.7497635959091434E-2,1.497895388928753E-2,0,0,7.8349502688172329E-5,8.7290334177743158E-3,5.128397276884146E-2,null,2.1845202373919213E-2,1.7314153758638796E-2,0,0,3.8066146656283808E-5,8.7290334177743158E-3,3.9197422279214293E-2]
[2004,10,31,17,3.5565216360646745E-2,1.3656844009127008E-2,0,0,7.8349502688172329E-5,5.4665216471226673E-3,5.4766931519584595E-2,null,2.8254405216011948E-2,1.5785928628892863E-2,0,0,3.8066146656283808E-5,5.4665216471226673E-3,4.4078399991561094E-2]
[2004,10,31,20,3.3195307629528652E-2,1.357985812894651E-2,1.2432854475527468E-3,1.797682310930721E-6,7.8349502688172329E-5,7.4853050563704338E-3,5.5583903447397449E-2,null,2.6371656607512898E-2,1.5696940747860492E-2,5.1004624631946884E-4,3.3548590340852222E-6,3.8066146656283808E-5,7.4853050563704338E-3,4.2620064607383226E-2]
[2004,10,31,24,2.0958208640550636E-2,1.3890509071476754E-2,1.2432854475527468E-3,1.797682310930721E-6,7.8349502688172329E-5,6.2400166797161845E-3,4.2412167024295427E-2,null,1.6650024381324256E-2,1.6056021777416326E-2,5.1004624631946884E-4,3.3548590340852222E-6,3.8066146656283808E-5,6.2400166797161845E-3,3.3257513410750415E-2]
[2004,11,1,3,1.7774515002366528E-2,1.507246963097795E-2,1.2368164150014451E-3,1.7084746006959106E-6,5.4211388888889014E-5,8.833685069866995E-3,4.2973405981702503E-2,null,1.4120773069460246E-2,1.7422248485576906E-2,5.0739238611656489E-4,3.1883783991189898E-6,2.6338631504763952E-5,8.833685069866995E-3,3.2079940951057602E-2]
[2004,11,1,7,2.7535466854404677E-2,1.7581113814165841E-2,0,0,5.4211388888889014E-5,9.9108297204163996E-3,5.5081621777875817E-2,null,2.1875256723512534E-2,2.0321987107810958E-2,0,0,2.6338631504763952E-5,9.9108297204163996E-3,4.2223582462828257E-2]
[2004,11,1,8,3.0216089521598294E-2,1.8788391790019551E-2,0,0,5.4211388888889014E-5,1.2261495049341153E-2,6.132018774984789E-2,null,2.4004848690621205E-2,2.1717478185348655E-2,0,0,2.6338631504763952E-5,1.2261495049341153E-2,4.5748665507474626E-2]
[2004,11,1,11,2.8007309309772417E-2,2.0799167776528689E-2,0,0,5.4211388888889014E-5,1.3273462434705657E-2,6.2134150909895658E-2,null,2.2250106908504791E-2,2.4041731591956463E-2,0,0,2.6338631504763952E-5,1.3273462434705657E-2,4.6318177131966023E-2]
[2004,11,1,15,2.7419654526440233E-2,2.0809060218037467E-2,0,0,5.4211388888889014E-5,1.1189699926969764E-2,5.9472626060336355E-2,null,2.1783250859970599E-2,2.4053166252520696E-2,0,0,2.6338631504763952E-5,1.1189699926969764E-2,4.5862755743996064E-2]
[2004,11,1,18,3.8421868593614676E-2,1.9917611073037415E-2,0,0,5.4211388888889014E-5,1.0573305697578627E-2,6.8966996753119611E-2,null,3.0523841986283114E-2,2.3022741319069479E-2,0,0,2.6338631504763952E-5,1.0573305697578627E-2,5.3572921936857358E-2]
[2004,11,1,20,3.8105099551117308E-2,1.959590500902543E-2,1.2368164150014451E-3,1.7084746006959106E-6,5.4211388888889014E-5,8.5122471598080597E-3,6.7505987998441833E-2,null,3.0272188213229953E-2,2.2650881688646721E-2,5.0739238611656489E-4,3.1883783991189898E-6,2.6338631504763952E-5,8.5122471598080597E-3,5.3459989297897123E-2]
[2004,11,2,2,1.99231897273024E-2,1.7572983438947164E-2,1.2368164150014451E-3,1.7084746006959106E-6,5.4211388888889014E-5,7.1938678784976137E-3,4.5982777323238209E-2,null,1.5827764691277477E-2,2.0312589217431423E-2,5.0739238611656489E-4,3.1883783991189898E-6,2.6338631504763952E-5,7.1938678784976137E-3,3.6677273304729349E-2]
[2004,11,2,5,1.9788564226895691E-2,1.6339767972190243E-2,1.2368164150014451E-3,1.7084746006959106E-6,5.4211388888889014E-5,7.9249708342346206E-3,4.5346039311811588E-2,null,1.572081290438751E-2,1.8887117027131729E-2,5.0739238611656489E-4,3.1883783991189898E-6,2.6338631504763952E-5,7.9249708342346206E-3,3.5144849327539689E-2]
[2004,11,2,6,2.238630690700448E-2,1.710757288567008E-2,1.2368164150014451E-3,1.7084746006959106E-6,5.4211388888889014E-5,7.6836391296645672E-3,4.8470255200830162E-2,null,1.7784561753443798E-2,1.9774621750551408E-2,5.0739238611656489E-4,3.1883783991189898E-6,2.6338631504763952E-5,7.6836391296645672E-3,3.8096102900015652E-2]
[2004,11,2,9,3.1682756187546415E-2,2.1305840157313669E-2,0,0,5.4211388888889014E-5,1.0652806209131241E-2,6.3695613942880216E-2,null,2.5170026314631638E-2,2.4627393552798776E-2,0,0,2.6338631504763952E-5,1.0652806209131241E-2,4.9823758498935181E-2]
[2004,11,2,12,2.9921888842887944E-2,2.1739576291269474E-2,0,0,5.4211388888889014E-5,1.0103240012815729E-2,6.1818916535862037E-2,null,2.3771124112459893E-2,2.5128748598651419E-2,0,0,2.6338631504763952E-5,1.0103240012815729E-2,4.8926211342616079E-2]
[2004,11,2,16,3.1171376238354011E-2,2.2560943450591144E-2,0,0,5.4211388888889014E-5,9.009106431638535E-3,6.2795637509472577E-2,null,2.4763765991137207E-2,2.607816585394869E-2,0,0,2.6338631504763952E-5,9.009106431638535E-3,5.0868270476590663E-2]
[2004,11,2,21,4.0081259367050377E-2,2.0587242626285938E-2,1.2368164150014451E-3,1.7084746006959106E-6,5.4211388888889014E-5,5.8163091674031438E-3,6.7777547439230493E-2,null,3.1842127213313046E-2,2.3796767580200624E-2,5.0739238611656489E-4,3.1883783991189898E-6,2.6338631504763952E-5,5.8163091674031438E-3,5.6175814189534115E-2]
[2004,11,2,23,3.0873485623464578E-2,1.942466383839957E-2,1.2368164150014451E-3,1.7084746006959106E-6,5.4211388888889014E-5,6.9004972418007801E-3,5.8491382982155955E-2,null,2.4527109982699531E-2,2.2452944237210552E-2,5.0739238611656489E-4,3.1883783991189898E-6,2.6338631504763952E-5,6.9004972418007801E-3,4.7516973615930533E-2]
[2004,11,3,3,1.788453136264713E-2,1.693892065324791E-2,1.2368164150014451E-3,1.7084746006959106E-6,5.4211388888889014E-5,7.6923127850766449E-3,4.3808501079462714E-2,null,1.4208174388553539E-2,1.9579676849493698E-2,5.0739238611656489E-4,3.1883783991189898E-6,2.6338631504763952E-5,7.6923127850766449E-3,3.4324770634067685E-2]
[2004,11,3,6,2.1410816797443825E-2,1.657237895537601E-2,1.2368164150014451E-3,1.7084746006959106E-6,5.4211388888889014E-5,7.6836391296645672E-3,4.6959571160975433E-2,null,1.7009594083902606E-2,1.9155991766889542E-2,5.0739238611656489E-4,3.1883783991189898E-6,2.6338631504763952E-5,7.6836391296645672E-3,3.6702505246812595E-2]
[2004,11,3,7,2.8323190921860173E-2,1.812503784960335E-2,0,0,5.4211388888889014E-5,7.2368318023412715E-3,5.3739271962693687E-2,null,2.2501055671973871E-2,2.0950708208909978E-2,0,0,2.6338631504763952E-5,7.2368318023412715E-3,4.3478102512388615E-2]
[2004,11,3,10,2.9299180022067321E-2,2.1630264463181111E-2,0,0,5.4211388888889014E-5,1.0537792197464962E-2,6.1521448071602286E-2,null,2.3276419759289724E-2,2.5002395195526692E-2,0,0,2.6338631504763952E-5,1.0537792197464962E-2,4.8305153586321183E-2]
[2004,11,3,14,2.7318340177588493E-2,2.1982448191640663E-2,0,0,5.4211388888889014E-5,9.8039340081179267E-3,5.9158933766235974E-2,null,2.170276276065396E-2,2.5409483919539677E-2,0,0,2.6338631504763952E-5,9.8039340081179267E-3,4.71385853116984E-2]
[2004,11,3,18,3.6799278222413148E-2,2.0836226489140471E-2,0,0,5.4211388888889014E-5,9.2500994593318654E-3,6.6939815559774379E-2,null,2.9234792444656942E-2,2.4084567710753547E-2,0,0,2.6338631504763952E-5,9.2500994593318654E-3,5.3345698786915252E-2]
[2004,11,3,21,3.8465065138229185E-2,1.9663307158841303E-2,1.2368164150014451E-3,1.7084746006959106E-6,5.4211388888889014E-5,5.8163091674031438E-3,6.5237417742964668E-2,null,3.0558159018494967E-2,2.2728791747933932E-2,5.0739238611656489E-4,3.1883783991189898E-6,2.6338631504763952E-5,5.8163091674031438E-3,5.3823870162449348E-2]
[2004,11,4,1,2.0380079962628361E-2,1.7507743860859425E-2,1.2368164150014451E-3,1.7084746006959106E-6,5.4211388888889014E-5,6.3893651295634669E-3,4.5569925231542283E-2,null,1.619073624520349E-2,2.0237178872055592E-2,5.0739238611656489E-4,3.1883783991189898E-6,2.6338631504763952E-5,6.3893651295634669E-3,3.6964834513279532E-2]
[2004,11,4,4,1.7378773628220136E-2,1.6167105639638246E-2,1.2368164150014451E-3,1.7084746006959106E-6,5.4211388888889014E-5,7.7698267251358529E-3,4.2608442271485268E-2,null,1.3806380573362684E-2,1.8687536856431791E-2,5.0739238611656489E-4,3.1883783991189898E-6,2.6338631504763952E-5,7.7698267251358529E-3,3.3030836825814924E-2]
[2004,11,4,7,2.641333146466995E-2,1.8893175765922362E-2,0,0,5.4211388888889014E-5,7.2368318023412715E-3,5.2597550421822473E-2,null,2.0983788281783197E-2,2.183859784988813E-2,0,0,2.6338631504763952E-5,7.2368318023412715E-3,4.2848724763176096E-2]
[2004,11,4,11,2.6744031102475332E-2,2.1014988187656902E-2,0,0,5.4211388888889014E-5,1.050486344030143E-2,5.831809411932256E-2,null,2.1246509067074988E-2,2.4291198130817961E-2,0,0,2.6338631504763952E-5,1.050486344030143E-2,4.5564045829397715E-2]
[2004,11,4,12,2.7278509048216486E-2,2.1091868073486789E-2,0,0,5.4211388888889014E-5,1.0103240012815729E-2,5.8527828523407897E-2,null,2.1671119346536188E-2,2.4380063493115205E-2,0,0,2.6338631504763952E-5,1.0103240012815729E-2,4.6077521471156159E-2]
[2004,11,4,15,2.5931832284493618E-2,2.190560126950385E-2,0,0,5.4211388888889014E-5,9.5644092737202594E-3,5.7456054216606621E-2,null,2.0601266415195225E-2,2.5320656659933351E-2,0,0,2.6338631504763952E-5,9.5644092737202594E-3,4.5948261706633339E-2]
[2004,11,4,19,3.819307003748787E-2,2.1455417311975963E-2,1.2368164150014451E-3,1.7084746006959106E-6,5.4211388888889014E-5,6.6863842356083749E-3,6.7627607863563241E-2,null,3.0342075423918029E-2,2.480028959572303E-2,5.0739238611656489E-4,3.1883783991189898E-6,2.6338631504763952E-5,6.6863842356083749E-3,5.5679284415661508E-2]
[2004,11,4,22,3.1943449233672233E-2,1.9553573516291667E-2,1.2368164150014451E-3,1.7084746006959106E-6,5.4211388888889014E-5,6.1167138183319536E-3,5.8906472846786885E-2,null,2.5377131112970096E-2,2.2601950770009652E-2,5.0739238611656489E-4,3.1883783991189898E-6,2.6338631504763952E-5,6.1167138183319536E-3,4.8516001279000201E-2]
[2004,11,5,2,1.7375173016741682E-2,1.6694657982259296E-2,1.2368164150014451E-3,1.7084746006959106E-6,5.4211388888889014E-5,7.7059753356943112E-3,4.3068542613186316E-2,null,1.3803520106138022E-2,1.9297333938616774E-2,5.0739238611656489E-4,3.1883783991189898E-6,2.6338631504763952E-5,7.7059753356943112E-3,3.3637773440775245E-2]
[2004,11,5,4,1.6515206790689133E-2,1.6118869192417212E-2,1.2368164150014451E-3,1.7084746006959106E-6,5.4211388888889014E-5,8.2720730921651605E-3,4.2198885353762539E-2,null,1.3120329148529817E-2,1.863178040840956E-2,5.0739238611656489E-4,3.1883783991189898E-6,2.6338631504763952E-5,8.2720730921651605E-3,3.2289028952959827E-2]
[2004,11,5,9,2.7242771479170386E-2,2.1360493510637405E-2,0,0,5.4211388888889014E-5,1.0761559868668844E-2,5.9419036247365525E-2,null,2.1642728017575205E-2,{"$f":"F7427*W$5","v":2.4690567294427632E-2},{"$f":"G7427*X$5","v":0},{"$f":"H7427*Y$5","v":0},{"$f":"I7427*Z$5","v":2.6338631504763952E-5},{"$f":"J7427","v":1.0761559868668844E-2},4.6359633943507603E-2]
[2004,11,5,10,2.5588937632531832E-2,2.1729994811571993E-2,0,0,5.4211388888889014E-5,1.0974131742115773E-2,5.8347275575108493E-2,null,{"$f":"E7428*V$5","v":2.032885743152173E-2},2.5117673378449553E-2,0,0,2.6338631504763952E-5,1.0974131742115773E-2,{"$f":"SUM(M7428:Q7428)","v":4.5472869441476049E-2}]
[2004,11,5,13,2.5238523311956491E-2,2.2225617759814398E-2,0,0,5.4211388888889014E-5,9.4858920940018403E-3,5.7004244554661618E-2,null,2.0050474527657704E-2,2.5690563314262491E-2,0,0,2.6338631504763952E-5,9.4858920940018403E-3,4.5767376473424964E-2]
[2004,11,5,16,2.9761703409991194E-2,2.2005178955191884E-2,0,0,5.4211388888889014E-5,6.7783043905640565E-3,5.8599398144636029E-2,null,2.3643866510963191E-2,2.543575838023206E-2,0,0,2.6338631504763952E-5,6.7783043905640565E-3,4.9105963522700018E-2]
[2004,11,5,20,3.5619721038678775E-2,2.0433096013638269E-2,1.2368164150014451E-3,1.7084746006959106E-6,5.4211388888889014E-5,5.9889046209183963E-3,6.3334457951726472E-2,null,2.8297705873701447E-2,2.3618589706599996E-2,5.0739238611656489E-4,3.1883783991189898E-6,2.6338631504763952E-5,5.9889046209183963E-3,5.2453214976321896E-2]
[2004,11,5,23,2.7480363201603679E-2,1.8032159717541043E-2,1.2368164150014451E-3,1.7084746006959106E-6,5.4211388888889014E-5,6.8631700124349212E-3,5.3668429210070673E-2,null,2.1831480216733156E-2,2.0843350494130441E-2,5.0739238611656489E-4,3.1883783991189898E-6,2.6338631504763952E-5,6.8631700124349212E-3,4.321175010688405E-2]
[2004,11,6,1,2.0398120376624668E-2,1.54731890055232E-2,1.2368164150014451E-3,1.7084746006959106E-6,5.4211388888889014E-5,7.8754411331861535E-3,4.5039486793825051E-2,null,1.6205068258880771E-2,1.7885439501199429E-2,5.0739238611656489E-4,3.1883783991189898E-6,2.6338631504763952E-5,7.8754411331861535E-3,3.4627427156100649E-2]
[2004,11,6,7,2.1204334813820058E-2,1.6033634938197986E-2,0,0,5.4211388888889014E-5,9.9517275147294887E-3,4.7243908655636421E-2,null,1.6845556683540628E-2,1.8533258242311564E-2,0,0,2.6338631504763952E-5,9.9517275147294887E-3,3.5405153557356961E-2]
[2004,11,6,10,3.0648769389703467E-2,1.6631549364390028E-2,0,0,5.4211388888889014E-5,1.0127364142257069E-2,5.7461894285239457E-2,null,2.4348586577614108E-2,1.922438676744849E-2,0,0,2.6338631504763952E-5,1.0127364142257069E-2,4.3599311976567363E-2]
[2004,11,6,11,3.0785612201370438E-2,1.6949462457883025E-2,0,0,5.4211388888889014E-5,8.8207256663993261E-3,5.6610011714541678E-2,null,2.4457299883686251E-2,1.9591862108070162E-2,0,0,2.6338631504763952E-5,8.8207256663993261E-3,4.4075500623261182E-2]
[2004,11,6,14,2.7987893249525064E-2,1.6271504812691687E-2,0,0,5.4211388888889014E-5,7.8164494859735041E-3,5.2130058937079143E-2,null,2.2234682027397243E-2,1.8808211727846857E-2,0,0,2.6338631504763952E-5,7.8164494859735041E-3,4.1069232386748866E-2]
[2004,11,6,18,3.6764705651691112E-2,1.5549541627927897E-2,0,0,5.4211388888889014E-5,6.943350650490821E-3,5.9311809318998723E-2,null,2.9207326636136781E-2,1.7973695400373781E-2,0,0,2.6338631504763952E-5,6.943350650490821E-3,4.7207360668015327E-2]
[2004,11,6,22,3.0640470233048715E-2,1.3511410038683884E-2,1.2368164150014451E-3,1.7084746006959106E-6,5.4211388888889014E-5,6.0921071825052542E-3,5.1536723732728884E-2,null,2.4341993401497963E-2,1.5617821687340529E-2,5.0739238611656489E-4,3.1883783991189898E-6,2.6338631504763952E-5,6.0921071825052542E-3,4.0496734484858937E-2]
[2004,11,7,1,2.1356679145061629E-2,1.2291791286524171E-2,1.2368164150014451E-3,1.7084746006959106E-6,5.4211388888889014E-5,7.9351628044128548E-3,4.2876369514489684E-2,null,1.6966585005809588E-2,1.4208065922158926E-2,5.0739238611656489E-4,3.1883783991189898E-6,2.6338631504763952E-5,7.9351628044128548E-3,3.1711570323988962E-2]
[2004,11,7,5,1.8326783628329631E-2,1.1422847566308911E-2,1.2368164150014451E-3,1.7084746006959106E-6,5.4211388888889014E-5,9.3524878918356657E-3,4.0394855364965232E-2,null,1.4559516964276464E-2,1.3203654980606437E-2,5.0739238611656489E-4,3.1883783991189898E-6,2.6338631504763952E-5,9.3524878918356657E-3,2.8300091340903347E-2]
[2004,11,7,8,2.8045600872776369E-2,1.329841545282383E-2,0,0,5.4211388888889014E-5,8.2080381421993434E-3,4.9606265856688432E-2,null,2.2280527230611007E-2,1.5371621516314167E-2,0,0,2.6338631504763952E-5,8.2080381421993434E-3,3.7678487378429937E-2]
[2004,11,7,11,3.1437139529298337E-2,1.5085064757051072E-2,0,0,5.4211388888889014E-5,1.0744015606662702E-2,5.7320431281901001E-2,null,2.4974898791166808E-2,1.7436807175793278E-2,0,0,2.6338631504763952E-5,1.0744015606662702E-2,4.2438044598464855E-2]
[2004,11,7,12,3.1465885104302226E-2,1.5182029880465672E-2,0,0,5.4211388888889014E-5,1.0075530615553481E-2,5.6777656989210272E-2,null,2.49977354053488E-2,1.7548889038681344E-2,0,0,2.6338631504763952E-5,1.0075530615553481E-2,4.257296307553491E-2]
[2004,11,7,15,3.2796754805345531E-2,1.5425602698148385E-2,0,0,5.4211388888889014E-5,8.1203196588207106E-3,5.639688855120352E-2,null,2.605503058504573E-2,1.7830434548998953E-2,0,0,2.6338631504763952E-5,8.1203196588207106E-3,4.3911803765549449E-2]
[2004,11,7,20,3.7036926935227921E-2,1.4228090907700336E-2,1.2368164150014451E-3,1.7084746006959106E-6,5.4211388888889014E-5,8.5974645158943177E-3,6.1155218637313609E-2,null,2.9423589919213067E-2,1.6446232192756399E-2,5.0739238611656489E-4,3.1883783991189898E-6,2.6338631504763952E-5,8.5974645158943177E-3,4.6406741507989915E-2]
[2004,11,7,23,2.8804258042642403E-2,1.4394038659532019E-2,1.2368164150014451E-3,1.7084746006959106E-6,5.4211388888889014E-5,7.7719270571331893E-3,5.2262960037798643E-2,null,2.2883234293603776E-2,1.6638050988137636E-2,5.0739238611656489E-4,3.1883783991189898E-6,2.6338631504763952E-5,7.7719270571331893E-3,4.0058204677761861E-2]
[2004,11,8,2,1.761930966019417E-2,1.4007022615543511E-2,1.2368164150014451E-3,1.7084746006959106E-6,5.4211388888889014E-5,8.9798075446087099E-3,4.1898876098837426E-2,null,{"$f":"E7492*V$5","v":1.3997471847700215E-2},1.6190699634885296E-2,5.0739238611656489E-4,3.1883783991189898E-6,2.6338631504763952E-5,8.9798075446087099E-3,{"$f":"SUM(M7492:Q7492)","v":3.0725090878605959E-2}]
[2004,11,8,6,1.9668334292659718E-2,1.5742046322161255E-2,1.2368164150014451E-3,1.7084746006959106E-6,5.4211388888889014E-5,9.23745471022153E-3,4.5940571603533542E-2,null,1.5625297520857985E-2,1.8196211331716609E-2,5.0739238611656489E-4,3.1883783991189898E-6,2.6338631504763952E-5,9.23745471022153E-3,3.4358428248595044E-2]
[2004,11,8,9,2.9788442545183667E-2,1.9170169393541429E-2,0,0,5.4211388888889014E-5,1.2707081526144751E-2,6.1719904853758736E-2,null,2.3665109130527003E-2,2.2158774431924981E-2,0,0,2.6338631504763952E-5,1.2707081526144751E-2,4.5850222193956749E-2]
[2004,11,8,10,2.8713875933088502E-2,2.0108850273443574E-2,0,0,5.4211388888889014E-5,1.3700701262634936E-2,6.2577638858055909E-2,null,2.2811431194707417E-2,2.3243794467706205E-2,0,0,2.6338631504763952E-5,1.3700701262634936E-2,4.6081564293918388E-2]
[2004,11,8,16,2.9555247408336711E-2,2.1001789548665602E-2,0,0,5.4211388888889014E-5,1.0525744942685267E-2,6.1136993288576469E-2,null,2.347984975169843E-2,2.4275941840786682E-2,0,0,2.6338631504763952E-5,1.0525744942685267E-2,4.7782130223989874E-2]
[2004,11,8,17,3.3341856524422828E-2,2.1473228132449552E-2,0,0,5.4211388888889014E-5,1.0023540860546175E-2,6.4892836906307441E-2,null,2.6488080807447769E-2,2.4820877100466453E-2,0,0,2.6338631504763952E-5,1.0023540860546175E-2,5.1335296539418984E-2]
[2004,11,8,21,3.6080830897372726E-2,2.0262238719767317E-2,1.2368164150014451E-3,1.7084746006959106E-6,5.4211388888889014E-5,7.1539307766706351E-3,6.4789736672301715E-2,null,2.8664029662217826E-2,2.3421095977816823E-2,5.0739238611656489E-4,3.1883783991189898E-6,2.6338631504763952E-5,7.1539307766706351E-3,5.2622045036055096E-2]
[2004,11,8,24,2.2049190415355337E-2,1.8474868947677279E-2,1.2368164150014451E-3,1.7084746006959106E-6,5.4211388888889014E-5,8.9596434142482969E-3,5.0776439055771949E-2,null,1.7516743167343623E-2,2.1355077530450999E-2,5.0739238611656489E-4,3.1883783991189898E-6,2.6338631504763952E-5,8.9596434142482969E-3,3.9408740093815071E-2]
[2004,11,9,3,1.8832163714601488E-2,1.755052575370214E-2,1.2368164150014451E-3,1.7084746006959106E-6,5.4211388888889014E-5,7.6923127850766449E-3,4.5367738531871302E-2,null,1.4961010760935275E-2,2.0286630407606022E-2,5.0739238611656489E-4,3.1883783991189898E-6,2.6338631504763952E-5,7.6923127850766449E-3,3.5784560564561745E-2]
[2004,11,9,7,3.0472894011388568E-2,1.9000206870659106E-2,0,0,5.4211388888889014E-5,7.2368318023412715E-3,5.6764144073277838E-2,null,2.420886426702732E-2,2.1962314967790088E-2,0,0,2.6338631504763952E-5,7.2368318023412715E-3,4.6197517866322174E-2]
[2004,11,9,9,3.2217371361987712E-2,2.1264976669442451E-2,0,0,5.4211388888889014E-5,1.0652806209131241E-2,6.4189365629450296E-2,null,2.5594745613963878E-2,2.4580159499116128E-2,0,0,2.6338631504763952E-5,1.0652806209131241E-2,5.0201243744584775E-2]
[2004,11,9,12,3.0360203984347217E-2,2.3186375212038673E-2,0,0,5.4211388888889014E-5,1.0103240012815729E-2,6.3704030598090516E-2,null,2.4119338882012294E-2,2.6801101631926033E-2,0,0,2.6338631504763952E-5,1.0103240012815729E-2,5.0946779145443093E-2]
[2004,11,9,15,2.8590610337862761E-2,2.3265940710567166E-2,0,0,5.4211388888889014E-5,9.5644092737202594E-3,6.1475171711039077E-2,null,2.2713504162818057E-2,2.6893071290527513E-2,0,0,2.6338631504763952E-5,9.5644092737202594E-3,4.9632914084850335E-2]
[2004,11,9,18,3.8854593427404528E-2,2.2380543118167322E-2,0,0,5.4211388888889014E-5,9.2500994593318654E-3,7.0539447393792601E-2,null,3.0867615595782605E-2,2.5869641339033838E-2,0,0,2.6338631504763952E-5,9.2500994593318654E-3,5.6763595566321212E-2]
[2004,11,9,22,3.5545173199225955E-2,2.0339409556387203E-2,1.2368164150014451E-3,1.7084746006959106E-6,5.4211388888889014E-5,6.1167138183319536E-3,6.329403285243615E-2,null,2.823848214109374E-2,2.3510297649762358E-2,5.0739238611656489E-4,3.1883783991189898E-6,2.6338631504763952E-5,6.1167138183319536E-3,5.2285699186876547E-2]
[2004,11,10,1,2.3769297405436041E-2,1.7604527936098301E-2,1.2368164150014451E-3,1.7084746006959106E-6,5.4211388888889014E-5,6.3893651295634669E-3,4.9055926749588842E-2,null,1.8883263742385362E-2,2.0349051461587494E-2,5.0739238611656489E-4,3.1883783991189898E-6,2.6338631504763952E-5,6.3893651295634669E-3,3.9769234599993306E-2]
[2004,11,10,6,2.414439417666495E-2,1.7820918737199532E-2,1.2368164150014451E-3,1.7084746006959106E-6,5.4211388888889014E-5,7.6836391296645672E-3,5.0941688322020083E-2,null,1.9181255354809412E-2,2.0599177313493696E-2,5.0739238611656489E-4,3.1883783991189898E-6,2.6338631504763952E-5,7.6836391296645672E-3,4.0317352064323561E-2]
[2004,11,10,9,3.4306482608374496E-2,2.2404545166245876E-2,0,0,5.4211388888889014E-5,1.0652806209131241E-2,6.7418045372640512E-2,null,2.7254417668203183E-2,2.5897385275895246E-2,0,0,2.6338631504763952E-5,1.0652806209131241E-2,5.3178141575603195E-2]
[2004,11,10,12,3.2073005814331534E-2,2.2845264265631687E-2,0,0,5.4211388888889014E-5,1.0103240012815729E-2,6.5075721481667848E-2,null,2.5480055950857467E-2,2.640681192261134E-2,0,0,2.6338631504763952E-5,1.0103240012815729E-2,5.1913206504973573E-2]
[2004,11,10,13,3.1498989778574661E-2,2.3043304495957973E-2,0,0,5.4211388888889014E-5,9.6362263865740309E-3,6.4232732049995564E-2,null,2.5024035059256499E-2,2.6635726373086938E-2,0,0,2.6338631504763952E-5,9.6362263865740309E-3,5.1686100063848203E-2]
[2004,11,10,16,3.3250053560804314E-2,2.329952138699622E-2,0,0,5.4211388888889014E-5,9.009106431638535E-3,6.5612892768327963E-2,null,2.6415148926257855E-2,2.6931887151722435E-2,0,0,2.6338631504763952E-5,9.009106431638535E-3,5.3373374709485055E-2]
[2004,11,10,19,4.5687579247977637E-2,2.1903618592790754E-2,1.2368164150014451E-3,1.7084746006959106E-6,5.4211388888889014E-5,6.6863842356083749E-3,7.5570318354867799E-2,null,3.6296007996155052E-2,2.531836488644116E-2,5.0739238611656489E-4,3.1883783991189898E-6,2.6338631504763952E-5,6.6863842356083749E-3,6.2151292278616661E-2]
[2004,11,10,23,3.3098999459136261E-2,1.942755166789337E-2,1.2368164150014451E-3,1.7084746006959106E-6,5.4211388888889014E-5,6.9004972418007801E-3,6.0719784647321438E-2,null,2.6295145613054554E-2,2.2456282275651284E-2,5.0739238611656489E-4,3.1883783991189898E-6,2.6338631504763952E-5,6.9004972418007801E-3,4.9288347284726287E-2]
[2004,11,11,3,2.0163548086063243E-2,1.721412211334335E-2,1.2368164150014451E-3,1.7084746006959106E-6,5.4211388888889014E-5,7.6923127850766449E-3,4.6362719262974264E-2,null,1.6018714815033759E-2,1.9897781867368281E-2,5.0739238611656489E-4,3.1883783991189898E-6,2.6338631504763952E-5,7.6923127850766449E-3,3.6453416078422493E-2]
[2004,11,11,7,3.3493137189519018E-2,1.8680723805240888E-2,0,0,5.4211388888889014E-5,7.2368318023412715E-3,5.9464904185990063E-2,null,2.660826411153994E-2,2.1593024898615875E-2,0,0,2.6338631504763952E-5,7.2368318023412715E-3,4.8227627641660581E-2]
[2004,11,11,10,3.3772801649969479E-2,2.1389307297771859E-2,0,0,5.4211388888889014E-5,1.0537792197464962E-2,6.5754112534095188E-2,null,2.6830440546795037E-2,2.4723873114346831E-2,0,0,2.6338631504763952E-5,1.0537792197464962E-2,5.1580652292646634E-2]
[2004,11,11,13,3.2041238862111715E-2,2.185929528453355E-2,0,0,5.4211388888889014E-5,9.6362263865740309E-3,6.3590971922108191E-2,null,2.5454819035906781E-2,2.5267131630772644E-2,0,0,2.6338631504763952E-5,9.6362263865740309E-3,5.0748289298184188E-2]
[2004,11,11,14,3.0875010518930865E-2,2.1801067171588463E-2,0,0,5.4211388888889014E-5,9.8039340081179267E-3,6.2534223087526139E-2,null,2.4528321419570311E-2,2.5199825829041882E-2,0,0,2.6338631504763952E-5,9.8039340081179267E-3,4.975448588011696E-2]
[2004,11,11,17,3.7981933340447041E-2,2.1193715442479388E-2,0,0,5.4211388888889014E-5,8.9133805696632422E-3,6.8143240741478567E-2,null,3.0174340136336231E-2,2.4497788737460325E-2,0,0,2.6338631504763952E-5,8.9133805696632422E-3,5.4698467505301322E-2]
[2004,11,11,20,4.6717839216429122E-2,2.0480378051271238E-2,1.2368164150014451E-3,1.7084746006959106E-6,5.4211388888889014E-5,5.7987147557808623E-3,7.428966830197227E-2,null,3.7114486993478787E-2,2.3673242953792674E-2,5.0739238611656489E-4,3.1883783991189898E-6,2.6338631504763952E-5,5.7987147557808623E-3,6.1324649343291911E-2]
[2004,11,12,1,2.0036333410357546E-2,1.6913483839782667E-2,1.2368164150014451E-3,1.7084746006959106E-6,5.4211388888889014E-5,7.3419694166301577E-3,4.5584522945261399E-2,null,1.5917650478453775E-2,1.9550274469145763E-2,5.0739238611656489E-4,3.1883783991189898E-6,2.6338631504763952E-5,7.3419694166301577E-3,3.6004844343619988E-2]
[2004,11,12,4,1.7671858002228188E-2,1.5515594490395251E-2,1.2368164150014451E-3,1.7084746006959106E-6,5.4211388888889014E-5,8.2720730921651605E-3,4.2752261863279635E-2,null,1.4039218315209451E-2,1.7934455947255078E-2,5.0739238611656489E-4,3.1883783991189898E-6,2.6338631504763952E-5,8.2720730921651605E-3,3.2510593658484979E-2]
[2004,11,12,8,2.784055689604932E-2,1.9850587284720798E-2,0,0,5.4211388888889014E-5,1.0472638398130982E-2,5.8217993967789997E-2,null,2.2117632239426335E-2,2.2945268607358262E-2,0,0,2.6338631504763952E-5,1.0472638398130982E-2,4.5089239478289363E-2]
[2004,11,12,11,2.6681898533081585E-2,2.1412214898923764E-2,0,0,5.4211388888889014E-5,1.0845693032504693E-2,5.8994017853398931E-2,null,2.1197148512791805E-2,2.475035198139704E-2,0,0,2.6338631504763952E-5,1.0845693032504693E-2,4.5973839125693611E-2]
[2004,11,12,14,2.6311643676512654E-2,2.1117125023964536E-2,0,0,5.4211388888889014E-5,9.1330138250074414E-3,5.6615993914373518E-2,null,2.0903003507609985E-2,2.4409257970064546E-2,0,0,2.6338631504763952E-5,9.1330138250074414E-3,4.5338600109179297E-2]
[2004,11,12,17,3.4627466227392427E-2,2.0806678054958484E-2,0,0,5.4211388888889014E-5,6.190815012933293E-3,6.1679170684173099E-2,null,2.7509419666432829E-2,2.4050412713246025E-2,0,0,2.6338631504763952E-5,6.190815012933293E-3,5.1586171011183624E-2]
[2004,11,12,19,3.8204730241095199E-2,1.9944971801412623E-2,1.2368164150014451E-3,1.7084746006959106E-6,5.4211388888889014E-5,7.1212568315984033E-3,6.656369515259726E-2,null,3.0351338747787112E-2,2.3054367550216066E-2,5.0739238611656489E-4,3.1883783991189898E-6,2.6338631504763952E-5,7.1212568315984033E-3,5.3942625694023624E-2]
[2004,11,12,22,3.2890193529491553E-2,1.8303230332455532E-2,1.2368164150014451E-3,1.7084746006959106E-6,5.4211388888889014E-5,6.091252604036982E-3,5.8577412744475102E-2,null,2.6129261978666888E-2,2.1156680673311699E-2,5.0739238611656489E-4,3.1883783991189898E-6,2.6338631504763952E-5,6.091252604036982E-3,4.7822862047999036E-2]
[2004,11,13,2,2.19948714983648E-2,1.4747980260066752E-2,1.2368164150014451E-3,1.7084746006959106E-6,5.4211388888889014E-5,8.2782923242744905E-3,4.6313880361197074E-2,null,1.7473590085523946E-2,1.7047171634247626E-2,5.0739238611656489E-4,3.1883783991189898E-6,2.6338631504763952E-5,8.2782923242744905E-3,3.5057681115792022E-2]
[2004,11,13,5,2.1010334097202012E-2,1.3676951554499427E-2,1.2368164150014451E-3,1.7084746006959106E-6,5.4211388888889014E-5,8.8387519322439805E-3,4.4818773862436455E-2,null,1.6691434892070572E-2,1.5809170915027135E-2,5.0739238611656489E-4,3.1883783991189898E-6,2.6338631504763952E-5,8.8387519322439805E-3,3.3037525203118159E-2]
[2004,11,13,9,3.446175730009346E-2,1.4185322889314388E-2,0,0,5.4211388888889014E-5,1.0009560083121968E-2,5.8710851661418706E-2,null,2.7377773983967745E-2,{"$f":"F7619*W$5","v":1.6396796694672908E-2},{"$f":"G7619*X$5","v":0},{"$f":"H7619*Y$5","v":0},{"$f":"I7619*Z$5","v":2.6338631504763952E-5},{"$f":"J7619","v":1.0009560083121968E-2},4.3800909310145422E-2]
[2004,11,13,10,3.6996491141744553E-2,1.4570369837415191E-2,0,0,5.4211388888889014E-5,1.0127364142257069E-2,6.1748436510305704E-2,null,{"$f":"E7620*V$5","v":2.9391466136168286E-2},1.6841871972491859E-2,0,0,2.6338631504763952E-5,1.0127364142257069E-2,{"$f":"SUM(M7620:Q7620)","v":4.6259676740164915E-2}]
[2004,11,13,16,3.3330446556050997E-2,1.4272425551439583E-2,0,0,5.4211388888889014E-5,8.082583411931377E-3,5.5739666908310843E-2,null,2.6479016280281379E-2,1.6497478551094198E-2,0,0,2.6338631504763952E-5,8.082583411931377E-3,4.3002833462880342E-2]
[2004,11,13,17,3.6679128048363326E-2,1.4249069038453965E-2,0,0,5.4211388888889014E-5,7.9588059347730084E-3,5.8941214410479191E-2,null,2.9139340425753037E-2,1.6470480787426082E-2,0,0,2.6338631504763952E-5,7.9588059347730084E-3,4.5636159844683888E-2]
[2004,11,13,20,4.2781486434127394E-2,1.3507039039940764E-2,1.2368164150014451E-3,1.7084746006959106E-6,5.4211388888889014E-5,5.8833606451096495E-3,6.3464622397668841E-2,null,3.3987293685935907E-2,1.5612769255449986E-2,5.0739238611656489E-4,3.1883783991189898E-6,2.6338631504763952E-5,5.8833606451096495E-3,5.0136982337406343E-2]
[2004,11,13,24,2.764934384162435E-2,1.1480697070512467E-2,1.2368164150014451E-3,1.7084746006959106E-6,5.4211388888889014E-5,6.8655338535301754E-3,4.7288311044158024E-2,null,2.1965725076328275E-2,1.3270523148974171E-2,5.0739238611656489E-4,3.1883783991189898E-6,2.6338631504763952E-5,6.8655338535301754E-3,3.5773167621322897E-2]
[2004,11,14,3,2.0355519341093743E-2,1.1065928989034912E-2,1.2368164150014451E-3,1.7084746006959106E-6,5.4211388888889014E-5,9.2418736135551835E-3,4.1956058222174866E-2,null,1.617122432248216E-2,1.2791093250868009E-2,5.0739238611656489E-4,3.1883783991189898E-6,2.6338631504763952E-5,9.2418736135551835E-3,2.9499236969370613E-2]
[2004,11,14,6,2.2127234274231453E-2,1.1121518575586773E-2,1.2368164150014451E-3,1.7084746006959106E-6,5.4211388888889014E-5,9.7403151336412225E-3,4.4281804261950476E-2,null,1.7578744275138006E-2,1.2855349183295067E-2,5.0739238611656489E-4,3.1883783991189898E-6,2.6338631504763952E-5,9.7403151336412225E-3,3.0971012854453518E-2]
[2004,11,14,11,3.5413572685759065E-2,1.5625743025006369E-2,0,0,5.4211388888889014E-5,1.0744015606662702E-2,6.1837542706317028E-2,null,2.8133933522678949E-2,1.8061776498385793E-2,0,0,2.6338631504763952E-5,1.0744015606662702E-2,4.6222048652569507E-2]
[2004,11,14,14,3.2713377551724966E-2,1.604589610652718E-2,0,0,5.4211388888889014E-5,1.0141910819211116E-2,5.895539586635215E-2,null,2.598879241892001E-2,1.8547430911196275E-2,0,0,2.6338631504763952E-5,1.0141910819211116E-2,4.4562561961621047E-2]
[2004,11,14,17,4.677099906228379E-2,1.5785961079927999E-2,0,0,5.4211388888889014E-5,5.8291704636087328E-3,6.8440341994709414E-2,null,3.7156719263648823E-2,1.8246972344392574E-2,0,0,2.6338631504763952E-5,5.8291704636087328E-3,5.5430030239546166E-2]
[2004,11,14,18,4.8365554945131228E-2,1.5368692304068041E-2,0,0,5.4211388888889014E-5,6.1838135665252076E-3,6.997227220461337E-2,null,3.842349710626583E-2,1.7764651896828798E-2,0,0,2.6338631504763952E-5,6.1838135665252076E-3,5.6214487634599394E-2]
[2004,11,14,21,4.249926987172984E-2,1.4809392925675251E-2,1.2368164150014451E-3,1.7084746006959106E-6,5.4211388888889014E-5,6.3433935337548009E-3,6.4944792609650928E-2,null,3.3763089760623262E-2,1.7118158456353665E-2,5.0739238611656489E-4,3.1883783991189898E-6,2.6338631504763952E-5,6.3433935337548009E-3,5.1418167612997376E-2]
[2004,11,15,1,2.0868358031562902E-2,1.4305128132764579E-2,1.2368164150014451E-3,1.7084746006959106E-6,5.4211388888889014E-5,8.6739001361038452E-3,4.5140122578922359E-2,null,1.6578643527360045E-2,1.653527942327462E-2,5.0739238611656489E-4,3.1883783991189898E-6,2.6338631504763952E-5,8.6739001361038452E-3,3.3650842346655115E-2]
[2004,11,15,4,1.9460479922276761E-2,1.4050856975503012E-2,1.2368164150014451E-3,1.7084746006959106E-6,5.4211388888889014E-5,9.1446728480873794E-3,4.3948746024358179E-2,null,1.5460169842534132E-2,1.6241367715838072E-2,5.0739238611656489E-4,3.1883783991189898E-6,2.6338631504763952E-5,9.1446728480873794E-3,3.2238456954392654E-2]
[2004,11,15,8,3.3909241141878751E-2,1.6921736642069161E-2,0,0,5.4211388888889014E-5,1.2261495049341153E-2,6.3146684222177951E-2,null,2.6938833439805437E-2,1.9559813872817348E-2,0,0,2.6338631504763952E-5,1.2261495049341153E-2,4.6524985944127552E-2]
[2004,11,15,12,3.1394364173420175E-2,1.9257621537593472E-2,0,0,5.4211388888889014E-5,1.2750388082814638E-2,6.3456585182717185E-2,null,2.4940916367835398E-2,2.2259860254061237E-2,0,0,2.6338631504763952E-5,1.2750388082814638E-2,4.7227115253401397E-2]
[2004,11,15,15,2.9940610639830292E-2,1.9147389445851135E-2,0,0,5.4211388888889014E-5,1.1189699926969764E-2,6.0331911401540081E-2,null,2.3785997443520696E-2,2.2132443119348765E-2,0,0,2.6338631504763952E-5,1.1189699926969764E-2,4.594477919437423E-2]
[2004,11,15,16,3.3130633734294819E-2,1.8983419903828517E-2,0,0,5.4211388888889014E-5,1.0525744942685267E-2,6.2694009969697498E-2,null,2.6320277124134962E-2,2.1942910934171032E-2,0,0,2.6338631504763952E-5,1.0525744942685267E-2,4.8289526689810763E-2]
[2004,11,15,19,4.3807240126783914E-2,1.8686271840981646E-2,1.2368164150014451E-3,1.7084746006959106E-6,5.4211388888889014E-5,8.8426651054740804E-3,7.262891335173069E-2,null,3.4802192720718855E-2,2.1599437866075683E-2,5.0739238611656489E-4,3.1883783991189898E-6,2.6338631504763952E-5,8.8426651054740804E-3,5.6938549982814987E-2]
[2004,11,16,1,2.4131576871897799E-2,1.6001528200427512E-2,1.2368164150014451E-3,1.7084746006959106E-6,5.4211388888889014E-5,6.3893651295634669E-3,4.7815206480379811E-2,null,1.9171072784317057E-2,{"$f":"F7683*W$5","v":1.8496146104938351E-2},{"$f":"G7683*X$5","v":5.0739238611656489E-4},{"$f":"H7683*Y$5","v":3.1883783991189898E-6},{"$f":"I7683*Z$5","v":2.6338631504763952E-5},{"$f":"J7683","v":6.3893651295634669E-3},3.8204138285275857E-2]
[2004,11,16,3,2.0124389906872264E-2,1.5678449022525E-2,1.2368164150014451E-3,1.7084746006959106E-6,5.4211388888889014E-5,7.6923127850766449E-3,4.4787887992964938E-2,null,1.5987606018979663E-2,1.8122699293915103E-2,5.0739238611656489E-4,3.1883783991189898E-6,2.6338631504763952E-5,7.6923127850766449E-3,3.4647224708915215E-2]
[2004,11,16,6,2.4563248364282191E-2,1.6182678060333609E-2,1.2368164150014451E-3,1.7084746006959106E-6,5.4211388888889014E-5,7.6836391296645672E-3,4.9722301832771404E-2,null,1.9514009578018805E-2,1.8705536997717126E-2,5.0739238611656489E-4,3.1883783991189898E-6,2.6338631504763952E-5,7.6836391296645672E-3,3.8756465971756381E-2]
[2004,11,16,9,3.4931571338156865E-2,2.0657415432841719E-2,0,0,5.4211388888889014E-5,1.0652806209131241E-2,6.6296004369018724E-2,null,2.7751012714557967E-2,2.3877880238091301E-2,0,0,2.6338631504763952E-5,1.0652806209131241E-2,5.1655231584154034E-2]
[2004,11,16,13,3.1978186979889654E-2,2.1718315149676783E-2,0,0,5.4211388888889014E-5,9.6362263865740309E-3,6.338693990502936E-2,null,2.5404728143393455E-2,2.5104172872112644E-2,0,0,2.6338631504763952E-5,9.6362263865740309E-3,5.0535239647010864E-2]
[2004,11,16,16,3.3745286437389894E-2,2.1514227179586443E-2,0,0,5.4211388888889014E-5,9.009106431638535E-3,6.4322831437503766E-2,null,2.6808581380863221E-2,2.4868267846931965E-2,0,0,2.6338631504763952E-5,9.009106431638535E-3,5.1703187859299948E-2]
[2004,11,16,17,3.7907730516599257E-2,2.1208408424743391E-2,0,0,5.4211388888889014E-5,8.9133805696632422E-3,6.8083730899894779E-2,null,3.0115390497680649E-2,2.451477233698084E-2,0,0,2.6338631504763952E-5,8.9133805696632422E-3,5.4656501466166255E-2]
[2004,11,16,22,3.814598108133508E-2,1.8791557536591404E-2,1.2368164150014451E-3,1.7084746006959106E-6,5.4211388888889014E-5,6.1167138183319536E-3,6.4346988714749476E-2,null,3.0304666107049311E-2,2.1721137467786606E-2,5.0739238611656489E-4,3.1883783991189898E-6,2.6338631504763952E-5,6.1167138183319536E-3,5.2562722970856367E-2]
[2004,11,16,24,2.5921316094668218E-2,1.72995498861001E-2,1.2368164150014451E-3,1.7084746006959106E-6,5.4211388888889014E-5,7.7007812293999967E-3,5.2214383488659345E-2,null,2.0592911940822221E-2,1.9996527721297789E-2,5.0739238611656489E-4,3.1883783991189898E-6,2.6338631504763952E-5,7.7007812293999967E-3,4.1126359058140459E-2]
[2004,11,17,4,2.0074638813923601E-2,1.5563721008144332E-2,1.2368164150014451E-3,1.7084746006959106E-6,5.4211388888889014E-5,7.7698267251358529E-3,4.4700922825694822E-2,null,1.5948081796046315E-2,1.7990085327940428E-2,5.0739238611656489E-4,3.1883783991189898E-6,2.6338631504763952E-5,7.7698267251358529E-3,3.4475086520007192E-2]
[2004,11,17,7,3.1929716880458175E-2,1.8080272632159056E-2,0,0,5.4211388888889014E-5,7.2368318023412715E-3,5.7301032703847392E-2,null,2.5366221592039735E-2,2.0898964150973882E-2,0,0,2.6338631504763952E-5,7.2368318023412715E-3,4.6291524374518382E-2]
[2004,11,17,10,3.2419953637546364E-2,2.1659038964058061E-2,0,0,5.4211388888889014E-5,1.0537792197464962E-2,6.4670996187958282E-2,null,2.5755684933021401E-2,2.5035655604510789E-2,0,0,2.6338631504763952E-5,1.0537792197464962E-2,5.0817679169036956E-2]
[2004,11,17,14,2.9799454311866976E-2,2.1888593082741412E-2,0,0,5.4211388888889014E-5,9.8039340081179267E-3,6.1546192791615204E-2,null,2.3673857310626892E-2,2.5300996918476301E-2,0,0,2.6338631504763952E-5,9.8039340081179267E-3,4.9001192860607959E-2]
[2004,11,17,15,2.9544745068031238E-2,2.1761606574084168E-2,0,0,5.4211388888889014E-5,9.5644092737202594E-3,6.0924972304724552E-2,null,2.3471506279928195E-2,2.5154213374550937E-2,0,0,2.6338631504763952E-5,9.5644092737202594E-3,4.8652058285983901E-2]
[2004,11,17,19,4.4738906511458079E-2,2.0253350322767642E-2,1.2368164150014451E-3,1.7084746006959106E-6,5.4211388888889014E-5,6.6863842356083749E-3,7.2971377348325123E-2,null,3.5542345101398538E-2,2.341082189102427E-2,5.0739238611656489E-4,3.1883783991189898E-6,2.6338631504763952E-5,6.6863842356083749E-3,5.9490086388443261E-2]
[2004,11,17,22,3.683769683230935E-2,1.8507553269532465E-2,1.2368164150014451E-3,1.7084746006959106E-6,5.4211388888889014E-5,6.1167138183319536E-3,6.2754700198664803E-2,null,2.926531369780597E-2,2.139285729653348E-2,5.0739238611656489E-4,3.1883783991189898E-6,2.6338631504763952E-5,6.1167138183319536E-3,5.1195090390359896E-2]
[2004,11,18,1,2.2696759964372315E-2,1.6413889699707907E-2,1.2368164150014451E-3,1.7084746006959106E-6,5.4211388888889014E-5,6.3893651295634669E-3,4.6792751072134715E-2,null,1.8031197859758239E-2,1.8972794237742181E-2,5.0739238611656489E-4,3.1883783991189898E-6,2.6338631504763952E-5,6.3893651295634669E-3,3.7540911493520873E-2]
[2004,11,18,5,2.0217870972807445E-2,1.5644093616348876E-2,1.2368164150014451E-3,1.7084746006959106E-6,5.4211388888889014E-5,7.9249708342346206E-3,4.5079671701881971E-2,null,1.6061871050581718E-2,1.8082987923590414E-2,5.0739238611656489E-4,3.1883783991189898E-6,2.6338631504763952E-5,7.9249708342346206E-3,3.4681778370192581E-2]
[2004,11,18,8,3.3057481163073867E-2,1.9588580094811105E-2,0,0,5.4211388888889014E-5,9.5232074668893021E-3,6.2223480113663167E-2,null,2.6262161847430025E-2,2.2642414829618176E-2,0,0,2.6338631504763952E-5,9.5232074668893021E-3,4.8930915308552966E-2]
[2004,11,18,12,3.0555760330447827E-2,2.125243172276358E-2,0,0,5.4211388888889014E-5,1.0103240012815729E-2,6.1965643454916029E-2,null,2.427469652666318E-2,2.4565658811197776E-2,0,0,2.6338631504763952E-5,1.0103240012815729E-2,4.8866693969365722E-2]
[2004,11,18,16,3.1783901562427039E-2,2.1834718064706791E-2,0,0,5.4211388888889014E-5,9.009106431638535E-3,6.2681937447661262E-2,null,2.5250380174386723E-2,2.5238722853618674E-2,0,0,2.6338631504763952E-5,9.009106431638535E-3,5.0515441659510163E-2]
[2004,11,18,19,4.3315899634699798E-2,2.070562827476741E-2,1.2368164150014451E-3,1.7084746006959106E-6,5.4211388888889014E-5,6.6863842356083749E-3,7.2000648423566613E-2,null,3.4411852529291242E-2,2.3933609400782652E-2,5.0739238611656489E-4,3.1883783991189898E-6,2.6338631504763952E-5,6.6863842356083749E-3,5.8882381326094343E-2]
[2004,11,18,20,4.3641057674396078E-2,2.0247950490490087E-2,1.2368164150014451E-3,1.7084746006959106E-6,5.4211388888889014E-5,5.7987147557808623E-3,7.0980459199158061E-2,null,3.467017085131862E-2,2.3404580231759179E-2,5.0739238611656489E-4,3.1883783991189898E-6,2.6338631504763952E-5,5.7987147557808623E-3,5.8611670479098252E-2]
[2004,11,18,23,3.1529278914136413E-2,1.830886297244062E-2,1.2368164150014451E-3,1.7084746006959106E-6,5.4211388888889014E-5,6.9004972418007801E-3,5.8031375406868847E-2,null,2.5048097938591359E-2,2.1163191434709971E-2,5.0739238611656489E-4,3.1883783991189898E-6,2.6338631504763952E-5,6.9004972418007801E-3,4.6748208769321779E-2]
[2004,11,19,2,1.7835389909123287E-2,1.6340921984595604E-2,1.2368164150014451E-3,1.7084746006959106E-6,5.4211388888889014E-5,7.7059753356943112E-3,4.3175023507904232E-2,null,1.4169134487131687E-2,1.8888450948604047E-2,5.0739238611656489E-4,3.1883783991189898E-6,2.6338631504763952E-5,7.7059753356943112E-3,3.3594504831756182E-2]
[2004,11,19,5,1.777107234250724E-2,1.5419203300672918E-2,1.2368164150014451E-3,1.7084746006959106E-6,5.4211388888889014E-5,8.2513464238662768E-3,4.2734358345537467E-2,null,1.4118038085207686E-2,1.7823037493592292E-2,5.0739238611656489E-4,3.1883783991189898E-6,2.6338631504763952E-5,8.2513464238662768E-3,3.2477994974820429E-2]
[2004,11,19,10,2.6414305201616431E-2,2.1281820002991569E-2,0,0,5.4211388888889014E-5,1.0974131742115773E-2,5.8724468335612665E-2,null,2.0984561856671104E-2,2.4599628686953472E-2,0,0,2.6338631504763952E-5,1.0974131742115773E-2,4.5610529175129338E-2]
[2004,11,19,14,2.539376198860948E-2,2.17210836259852E-2,0,0,5.4211388888889014E-5,9.1330138250074414E-3,5.6302070828491015E-2,null,2.0173802231638845E-2,2.5107372950358118E-2,0,0,2.6338631504763952E-5,9.1330138250074414E-3,4.5307513813501732E-2]
[2004,11,19,17,3.3374141789342407E-2,2.0925304124233938E-2,0,0,5.4211388888889014E-5,6.190815012933293E-3,6.0544472315398529E-2,null,2.6513729490371386E-2,2.4187532435918181E-2,0,0,2.6338631504763952E-5,6.190815012933293E-3,5.0727600557794336E-2]
[2004,11,19,20,3.6817608059054985E-2,1.9996330456886074E-2,1.2368164150014451E-3,1.7084746006959106E-6,5.4211388888889014E-5,5.9889046209183963E-3,6.409557941535049E-2,null,2.9249354387055101E-2,2.311373295478816E-2,5.0739238611656489E-4,3.1883783991189898E-6,2.6338631504763952E-5,5.9889046209183963E-3,5.2900006737863714E-2]
[2004,11,19,21,3.4758002704130903E-2,1.9031999395995272E-2,1.2368164150014451E-3,1.7084746006959106E-6,5.4211388888889014E-5,5.872744038548241E-3,6.0955482417165446E-2,null,2.7613122972265113E-2,2.1999063907409928E-2,5.0739238611656489E-4,3.1883783991189898E-6,2.6338631504763952E-5,5.872744038548241E-3,5.0149106275695493E-2]
[2004,11,19,24,2.3159996126651684E-2,1.3679254222962836E-2,1.2368164150014451E-3,1.7084746006959106E-6,5.4211388888889014E-5,7.4343912109257025E-3,4.5566377839031252E-2,null,1.8399210867384254E-2,1.5811832566576721E-2,5.0739238611656489E-4,3.1883783991189898E-6,2.6338631504763952E-5,7.4343912109257025E-3,3.4747962829981424E-2]
[2004,11,20,6,2.1604902426084746E-2,1.2544212412150058E-2,1.2368164150014451E-3,1.7084746006959106E-6,5.4211388888889014E-5,9.5108125859823256E-3,4.4952663702708159E-2,null,1.7163783332819784E-2,1.4499839180379644E-2,5.0739238611656489E-4,3.1883783991189898E-6,2.6338631504763952E-5,9.5108125859823256E-3,3.2200541909219879E-2]
[2004,11,20,8,2.9512964705285305E-2,1.4401190488187931E-2,0,0,5.4211388888889014E-5,9.9788485128705501E-3,5.3947215095232676E-2,null,2.3446258711128671E-2,1.6646317777789243E-2,0,0,2.6338631504763952E-5,9.9788485128705501E-3,4.0118915120422677E-2]
[2004,11,20,11,3.5362470096934953E-2,1.583822943392918E-2,0,0,5.4211388888889014E-5,8.8207256663993261E-3,6.0075636586152351E-2,null,2.809333561832256E-2,1.8307389268336416E-2,0,0,2.6338631504763952E-5,8.8207256663993261E-3,4.6427063518163739E-2]
[2004,11,20,15,3.2879429373803934E-2,1.4735205817594441E-2,0,0,5.4211388888889014E-5,7.2119174867952811E-3,5.4880764067082546E-2,null,2.6120710510470487E-2,1.7032405672433387E-2,0,0,2.6338631504763952E-5,7.2119174867952811E-3,4.3179454814408644E-2]
[2004,11,20,18,4.2592973305018503E-2,1.4130214195691979E-2,0,0,5.4211388888889014E-5,6.943350650490821E-3,6.3720749540090188E-2,null,3.3837531449587621E-2,1.6333096625771669E-2,0,0,2.6338631504763952E-5,6.943350650490821E-3,5.0196966706864056E-2]
[2004,11,20,21,3.9467882240821178E-2,1.3026000215054862E-2,1.2368164150014451E-3,1.7084746006959106E-6,5.4211388888889014E-5,5.6441325466656308E-3,5.9430751281032701E-2,null,3.1354836324963796E-2,1.5056737089284769E-2,5.0739238611656489E-4,3.1883783991189898E-6,2.6338631504763952E-5,5.6441325466656308E-3,4.6948492810269013E-2]
[2004,11,20,23,2.9671660413391254E-2,1.2004941976001979E-2,1.2368164150014451E-3,1.7084746006959106E-6,5.4211388888889014E-5,7.1681720228329217E-3,5.0137510690717188E-2,null,2.3572332816721036E-2,1.3876497168783388E-2,5.0739238611656489E-4,3.1883783991189898E-6,2.6338631504763952E-5,7.1681720228329217E-3,3.7985749381524873E-2]
[2004,11,21,2,2.0870847754406278E-2,1.1088945825269944E-2,1.2368164150014451E-3,1.7084746006959106E-6,5.4211388888889014E-5,8.9372060430001586E-3,4.2189735901167411E-2,null,1.6580621461006757E-2,1.2817698382611939E-2,5.0739238611656489E-4,3.1883783991189898E-6,2.6338631504763952E-5,8.9372060430001586E-3,2.9935239239639141E-2]
[2004,11,21,6,2.1440578739542727E-2,1.1010104768747043E-2,1.2368164150014451E-3,1.7084746006959106E-6,5.4211388888889014E-5,9.7403151336412225E-3,4.3483734920422026E-2,null,1.7033238140037418E-2,1.2726566105603777E-2,5.0739238611656489E-4,3.1883783991189898E-6,2.6338631504763952E-5,9.7403151336412225E-3,3.0296723641661642E-2]
[2004,11,21,9,3.4959176724680012E-2,1.3802517851890671E-2,0,0,5.4211388888889014E-5,8.1768030428743671E-3,5.699270900833394E-2,null,2.7772943518213435E-2,{"$f":"F7811*W$5","v":1.595431283855557E-2},{"$f":"G7811*X$5","v":0},{"$f":"H7811*Y$5","v":0},{"$f":"I7811*Z$5","v":2.6338631504763952E-5},{"$f":"J7811","v":8.1768030428743671E-3},4.3753594988273775E-2]
[2004,11,21,12,3.4139385414522203E-2,1.6432591689022624E-2,0,0,5.4211388888889014E-5,1.0075530615553481E-2,6.0701719107987204E-2,null,2.7121669092243856E-2,1.8994411843416166E-2,0,0,2.6338631504763952E-5,1.0075530615553481E-2,4.6142419567164791E-2]
[2004,11,21,16,3.6299935023016552E-2,1.6798794166423762E-2,0,0,5.4211388888889014E-5,8.1954844369470422E-3,6.1348425015276251E-2,null,2.8838094588118032E-2,1.9417704821509403E-2,0,0,2.6338631504763952E-5,8.1954844369470422E-3,4.8282138041132197E-2]
[2004,11,21,20,4.0157131088776651E-2,1.5643827898823064E-2,1.2368164150014451E-3,1.7084746006959106E-6,5.4211388888889014E-5,8.5974645158943177E-3,6.5691159781985059E-2,null,3.1902402690013439E-2,1.8082680781040122E-2,5.0739238611656489E-4,3.1883783991189898E-6,2.6338631504763952E-5,8.5974645158943177E-3,5.0522002867074006E-2]
[2004,11,21,23,3.137719469774513E-2,1.56881866946703E-2,1.2368164150014451E-3,1.7084746006959106E-6,5.4211388888889014E-5,7.7719270571331893E-3,5.6130044728039653E-2,null,2.4927276261779246E-2,1.8133955056768843E-2,5.0739238611656489E-4,3.1883783991189898E-6,2.6338631504763952E-5,7.7719270571331893E-3,4.3598150714568538E-2]
[2004,11,21,24,2.6337085847029745E-2,1.5530628269416105E-2,1.2368164150014451E-3,1.7084746006959106E-6,5.4211388888889014E-5,7.6392187046003535E-3,5.0799669099537238E-2,null,2.0923215767478597E-2,1.79518334733136E-2,5.0739238611656489E-4,3.1883783991189898E-6,2.6338631504763952E-5,7.6392187046003535E-3,3.941196863681265E-2]
[2004,11,22,3,1.9273339613152359E-2,1.5875802880559731E-2,1.2368164150014451E-3,1.7084746006959106E-6,5.4211388888889014E-5,8.833685069866995E-3,4.527556384207012E-2,null,1.5311498228318921E-2,1.835082036753144E-2,5.0739238611656489E-4,3.1883783991189898E-6,2.6338631504763952E-5,8.833685069866995E-3,3.4199237991870808E-2]
[2004,11,22,7,3.0595988703776077E-2,1.8446762413027992E-2,0,0,5.4211388888889014E-5,9.9108297204163996E-3,5.9007792226109357E-2,null,2.4306655526987304E-2,2.1322589222780311E-2,0,0,2.6338631504763952E-5,9.9108297204163996E-3,4.5655583381272381E-2]
[2004,11,22,10,3.250729528677887E-2,2.1508937055401457E-2,0,0,5.4211388888889014E-5,1.3700701262634936E-2,6.7771144993704152E-2,null,2.5825072570780316E-2,2.4862152999111604E-2,0,0,2.6338631504763952E-5,1.3700701262634936E-2,5.0713564201396687E-2]
[2004,11,22,13,3.0438352833601946E-2,2.162612834240215E-2,0,0,5.4211388888889014E-5,1.2734410088776226E-2,6.4853102653669212E-2,null,2.4181423398288465E-2,2.4997614258776335E-2,0,0,2.6338631504763952E-5,1.2734410088776226E-2,4.9205376288569566E-2]
[2004,11,22,17,3.7282549589832389E-2,2.1067924963298484E-2,0,0,5.4211388888889014E-5,1.0023540860546175E-2,6.8428226802565939E-2,null,2.961872220641901E-2,2.4352387682486213E-2,0,0,2.6338631504763952E-5,1.0023540860546175E-2,5.3997448520409989E-2]
[2004,11,22,21,4.1010222793972609E-2,1.923672629567956E-2,1.2368164150014451E-3,1.7084746006959106E-6,5.4211388888889014E-5,7.1539307766706351E-3,6.869361614481384E-2,null,3.2580132258156765E-2,2.2235707470496011E-2,5.0739238611656489E-4,3.1883783991189898E-6,2.6338631504763952E-5,7.1539307766706351E-3,5.5352759124673225E-2]
[2004,11,22,22,3.7572982604775179E-2,1.9108367251909664E-2,1.2368164150014451E-3,1.7084746006959106E-6,5.4211388888889014E-5,7.2458742805877512E-3,6.5219960415763625E-2,null,2.9849453604453794E-2,2.2087337414978769E-2,5.0739238611656489E-4,3.1883783991189898E-6,2.6338631504763952E-5,7.2458742805877512E-3,5.2473710415453012E-2]
[2004,11,23,1,2.1738627556765221E-2,1.791888977257516E-2,1.2368164150014451E-3,1.7084746006959106E-6,5.4211388888889014E-5,6.3893651295634669E-3,4.7339618737394874E-2,null,1.7270019830624168E-2,2.0712421908738746E-2,5.0739238611656489E-4,3.1883783991189898E-6,2.6338631504763952E-5,6.3893651295634669E-3,3.8519361135383359E-2]
[2004,11,23,4,1.8616007095567599E-2,1.6717562231966163E-2,1.2368164150014451E-3,1.7084746006959106E-6,5.4211388888889014E-5,7.7698267251358529E-3,4.4396132331160645E-2,null,1.478928745009203E-2,1.9323808931735926E-2,5.0739238611656489E-4,3.1883783991189898E-6,2.6338631504763952E-5,7.7698267251358529E-3,3.4650015777848403E-2]
[2004,11,23,8,3.1142282658488223E-2,2.0821506477174911E-2,0,0,5.4211388888889014E-5,9.5232074668893021E-3,6.1541207991441325E-2,null,2.4740652908219991E-2,2.4067552867635365E-2,0,0,2.6338631504763952E-5,9.5232074668893021E-3,4.8834544407360125E-2]
[2004,11,23,10,2.9837245185859174E-2,2.2399141632637242E-2,0,0,5.4211388888889014E-5,1.0537792197464962E-2,6.2828390404850276E-2,null,2.3703879865710355E-2,2.5891139338266266E-2,0,0,2.6338631504763952E-5,1.0537792197464962E-2,4.9621357835481383E-2]
[2004,11,23,15,2.7589933159040889E-2,2.3135800248632557E-2,0,0,5.4211388888889014E-5,9.5644092737202594E-3,6.0344354070282595E-2,null,2.191852689586872E-2,2.6742642096018305E-2,0,0,2.6338631504763952E-5,9.5644092737202594E-3,4.8687507623391788E-2]
[2004,11,23,19,4.1197198749420856E-2,2.1835937395138803E-2,1.2368164150014451E-3,1.7084746006959106E-6,5.4211388888889014E-5,6.6863842356083749E-3,7.1012256658659068E-2,null,3.2728673303354272E-2,2.5240132276114963E-2,5.0739238611656489E-4,3.1883783991189898E-6,2.6338631504763952E-5,6.6863842356083749E-3,5.8505724975489684E-2]
[2004,11,23,22,3.4189602241236336E-2,2.0014396464756983E-2,1.2368164150014451E-3,1.7084746006959106E-6,5.4211388888889014E-5,6.1167138183319536E-3,6.1613448802816308E-2,null,2.7161563312378938E-2,2.3134615430319739E-2,5.0739238611656489E-4,3.1883783991189898E-6,2.6338631504763952E-5,6.1167138183319536E-3,5.0833098138719127E-2]
[2004,11,23,23,3.0126996279165884E-2,1.9206454003646942E-2,1.2368164150014451E-3,1.7084746006959106E-6,5.4211388888889014E-5,6.9004972418007801E-3,5.752668380310464E-2,null,2.3934069518405085E-2,2.2200715766619146E-2,5.0739238611656489E-4,3.1883783991189898E-6,2.6338631504763952E-5,6.9004972418007801E-3,4.667170468104468E-2]
[2004,11,24,2,1.7856296205734909E-2,1.7534223549686073E-2,1.2368164150014451E-3,1.7084746006959106E-6,5.4211388888889014E-5,7.1938678784976137E-3,4.3877123912409631E-2,null,{"$f":"E7876*V$5","v":1.4185743270557633E-2},2.026778671070802E-2,5.0739238611656489E-4,3.1883783991189898E-6,2.6338631504763952E-5,7.1938678784976137E-3,{"$f":"SUM(M7876:Q7876)","v":3.4990449377286098E-2}]
[2004,11,24,7,2.5489492656072275E-2,1.9007635171507956E-2,0,0,5.4211388888889014E-5,7.2368318023412715E-3,5.1788171018810392E-2,null,2.0249854435080126E-2,2.1970901331298046E-2,0,0,2.6338631504763952E-5,7.2368318023412715E-3,4.2247094397882934E-2]
[2004,11,24,10,2.6847143385656341E-2,2.2017185606047946E-2,0,0,5.4211388888889014E-5,1.0537792197464962E-2,5.9456332578058144E-2,null,2.1328425516062715E-2,2.5449636852693133E-2,0,0,2.6338631504763952E-5,1.0537792197464962E-2,4.6804401000260613E-2]
[2004,11,24,13,2.6360235704598188E-2,2.2732897938610795E-2,0,0,5.4211388888889014E-5,9.6362263865740309E-3,5.8783571418671909E-2,null,2.0941606923877001E-2,2.6276927828053537E-2,0,0,2.6338631504763952E-5,9.6362263865740309E-3,4.7244873383435304E-2]
[2004,11,24,16,2.7939326946282435E-2,2.2869299052273577E-2,0,0,5.4211388888889014E-5,9.009106431638535E-3,5.9871943819083437E-2,null,2.2196099047956146E-2,2.6434593701936487E-2,0,0,2.6338631504763952E-5,9.009106431638535E-3,4.8657031381397403E-2]
[2004,11,24,20,3.7804076737039033E-2,2.1629527450235459E-2,1.2368164150014451E-3,1.7084746006959106E-6,5.4211388888889014E-5,5.7987147557808623E-3,6.6525055221546378E-2,null,3.0033043862694158E-2,2.5001543283199743E-2,5.0739238611656489E-4,3.1883783991189898E-6,2.6338631504763952E-5,5.7987147557808623E-3,5.5571506541914353E-2]
[2004,11,24,23,2.741312392336745E-2,1.959958667200384E-2,1.2368164150014451E-3,1.7084746006959106E-6,5.4211388888889014E-5,6.9004972418007801E-3,5.5205944115663104E-2,null,2.1778062692305533E-2,2.265513731820315E-2,5.0739238611656489E-4,3.1883783991189898E-6,2.6338631504763952E-5,6.9004972418007801E-3,4.4970119406529133E-2]
[2004,11,24,24,2.1336008834296961E-2,1.8947874975797564E-2,1.2368164150014451E-3,1.7084746006959106E-6,5.4211388888889014E-5,7.7007812293999967E-3,4.9277401317985553E-2,null,1.6950163698812224E-2,2.1901824597046527E-2,5.0739238611656489E-4,3.1883783991189898E-6,2.6338631504763952E-5,7.7007812293999967E-3,3.9388907691879201E-2]
[2004,11,25,4,1.9175587779705756E-2,1.629101293788035E-2,1.2368164150014451E-3,1.7084746006959106E-6,5.4211388888889014E-5,7.7698267251358529E-3,4.4529163721212989E-2,null,1.5233840331209527E-2,1.8830761144952739E-2,5.0739238611656489E-4,3.1883783991189898E-6,2.6338631504763952E-5,7.7698267251358529E-3,3.4601520872182712E-2]
[2004,11,25,7,2.4868331774815532E-2,1.7361256402608667E-2,0,0,5.4211388888889014E-5,7.2368318023412715E-3,4.9520631368654359E-2,null,1.9756379825917256E-2,2.006785420528566E-2,0,0,2.6338631504763952E-5,7.2368318023412715E-3,3.9850572662707681E-2]
[2004,11,25,11,3.2859052346438392E-2,2.0888387441632857E-2,0,0,5.4211388888889014E-5,1.050486344030143E-2,6.430651461726157E-2,null,2.6104522199328344E-2,2.414486048942991E-2,0,0,2.6338631504763952E-5,1.050486344030143E-2,5.027572132026302E-2]
[2004,11,25,14,3.0620410816153191E-2,2.0799202597487992E-2,0,0,5.4211388888889014E-5,9.8039340081179267E-3,6.1277758810647995E-2,null,2.4326057412591955E-2,2.4041771841459055E-2,0,0,2.6338631504763952E-5,9.8039340081179267E-3,4.8394167885555776E-2]
[2004,11,25,18,4.5069726625779863E-2,2.0157706994183341E-2,0,0,5.4211388888889014E-5,9.2500994593318654E-3,7.4531744468183961E-2,null,3.5805161597968427E-2,2.3300267889100217E-2,0,0,2.6338631504763952E-5,9.2500994593318654E-3,5.9131768118573409E-2]
[2004,11,25,21,3.9477006891227309E-2,1.949055579396634E-2,1.2368164150014451E-3,1.7084746006959106E-6,5.4211388888889014E-5,5.8163091674031438E-3,6.607660813108783E-2,null,3.1362085305749264E-2,2.2529108664885063E-2,5.0739238611656489E-4,3.1883783991189898E-6,2.6338631504763952E-5,5.8163091674031438E-3,5.4428113366654776E-2]
[2004,11,26,1,2.0970785693486552E-2,1.6352021211312032E-2,1.2368164150014451E-3,1.7084746006959106E-6,5.4211388888889014E-5,7.3419694166301577E-3,4.5957512599919773E-2,null,1.6660016086322508E-2,1.8901280530655679E-2,5.0739238611656489E-4,3.1883783991189898E-6,2.6338631504763952E-5,7.3419694166301577E-3,3.6098216012998632E-2]
[2004,11,26,2,1.8979374737261055E-2,1.5694835792920865E-2,1.2368164150014451E-3,1.7084746006959106E-6,5.4211388888889014E-5,7.7059753356943112E-3,4.3672922144367264E-2,null,1.507796098118163E-2,1.8141640740984007E-2,5.0739238611656489E-4,3.1883783991189898E-6,2.6338631504763952E-5,7.7059753356943112E-3,3.3756521118186084E-2]
[2004,11,26,5,1.7958919019418096E-2,1.5590328637476079E-2,1.2368164150014451E-3,1.7084746006959106E-6,5.4211388888889014E-5,8.2513464238662768E-3,4.3093330359251482E-2,null,1.4267270865745285E-2,1.8020841052860056E-2,5.0739238611656489E-4,3.1883783991189898E-6,2.6338631504763952E-5,8.2513464238662768E-3,3.2825031314625788E-2]
[2004,11,26,8,2.7346636129327456E-2,1.7263402936371759E-2,0,0,5.4211388888889014E-5,1.0472638398130982E-2,5.5136888852719085E-2,null,2.1725242176448827E-2,1.9954745508058591E-2,0,0,2.6338631504763952E-5,1.0472638398130982E-2,4.1706326316012184E-2]
[2004,11,26,12,3.0882471204781149E-2,1.8779108843090028E-2,0,0,5.4211388888889014E-5,9.9853056998375211E-3,5.9701097136597589E-2,null,2.4534248481536299E-2,2.1706748038793761E-2,0,0,2.6338631504763952E-5,9.9853056998375211E-3,4.6267335151834829E-2]
[2004,11,26,15,3.2188836117378564E-2,1.8752017972692294E-2,0,0,5.4211388888889014E-5,7.5878943311688454E-3,5.85829598101286E-2,null,2.5572076094511242E-2,2.1675433736140278E-2,0,0,2.6338631504763952E-5,7.5878943311688454E-3,4.7273848462156286E-2]
[2004,11,26,18,4.241718004351766E-2,1.716304806739849E-2,0,0,5.4211388888889014E-5,7.100319695278863E-3,6.6734759195083898E-2,null,{"$f":"E7940*V$5","v":3.3697874375824249E-2},1.9838745442588474E-2,0,0,2.6338631504763952E-5,7.100319695278863E-3,{"$f":"SUM(M7940:Q7940)","v":5.3562958449917486E-2}]
[2004,11,26,23,2.8242789137907127E-2,1.5082814734913765E-2,1.2368164150014451E-3,1.7084746006959106E-6,5.4211388888889014E-5,6.8631700124349212E-3,5.1481510163746844E-2,null,2.2437181335856708E-2,1.7434206378065108E-2,5.0739238611656489E-4,3.1883783991189898E-6,2.6338631504763952E-5,6.8631700124349212E-3,4.0408307109942268E-2]
[2004,11,27,2,1.963843792943621E-2,1.4408845480648821E-2,1.2368164150014451E-3,1.7084746006959106E-6,5.4211388888889014E-5,8.2782923242744905E-3,4.3618312012850553E-2,null,1.5601546675300448E-2,1.665516617384338E-2,5.0739238611656489E-4,3.1883783991189898E-6,2.6338631504763952E-5,8.2782923242744905E-3,3.2793632245164281E-2]
[2004,11,27,3,1.8073710470692068E-2,1.4337744380421008E-2,1.2368164150014451E-3,1.7084746006959106E-6,5.4211388888889014E-5,8.8111317488402362E-3,4.2515322878444339E-2,null,1.4358465704734587E-2,1.6572980502477297E-2,5.0739238611656489E-4,3.1883783991189898E-6,2.6338631504763952E-5,8.8111317488402362E-3,3.1468365603232337E-2]
[2004,11,27,6,1.9528485937376647E-2,1.4782771335655526E-2,1.2368164150014451E-3,1.7084746006959106E-6,5.4211388888889014E-5,9.5108125859823256E-3,4.5114806137505528E-2,null,1.5514196492850943E-2,1.7087386594292549E-2,5.0739238611656489E-4,3.1883783991189898E-6,2.6338631504763952E-5,9.5108125859823256E-3,3.313850248316394E-2]
[2004,11,27,10,3.2256399510632888E-2,1.7529061380791858E-2,0,0,5.4211388888889014E-5,1.0127364142257069E-2,5.9967036422570702E-2,null,2.5625751108643555E-2,2.0261819766245602E-2,0,0,2.6338631504763952E-5,1.0127364142257069E-2,4.5913909506393923E-2]
[2004,11,27,15,2.9979373753991807E-2,1.6719778502466226E-2,0,0,5.4211388888889014E-5,7.2119174867952811E-3,5.3965281132142204E-2,null,2.3816792384393482E-2,1.9326370715989513E-2,0,0,2.6338631504763952E-5,7.2119174867952811E-3,4.3169501731887758E-2]
[2004,11,27,17,3.2647082979669673E-2,1.6181968704904022E-2,0,0,5.4211388888889014E-5,7.9588059347730084E-3,5.6842069008235595E-2,null,2.5936125406199544E-2,1.8704717054677834E-2,0,0,2.6338631504763952E-5,7.9588059347730084E-3,4.4667181092382144E-2]
[2004,11,27,21,3.5589476846407245E-2,1.4901555327698568E-2,1.2368164150014451E-3,1.7084746006959106E-6,5.4211388888889014E-5,5.6441325466656308E-3,5.7427900999262475E-2,null,2.8273678699082136E-2,1.7224688859691004E-2,5.0739238611656489E-4,3.1883783991189898E-6,2.6338631504763952E-5,5.6441325466656308E-3,4.6035286954793586E-2]
[2004,11,27,24,2.4688782258755426E-2,1.332158607702935E-2,1.2368164150014451E-3,1.7084746006959106E-6,5.4211388888889014E-5,6.8655338535301754E-3,4.6168638467805986E-2,null,1.9613738635950687E-2,1.5398404411377681E-2,5.0739238611656489E-4,3.1883783991189898E-6,2.6338631504763952E-5,6.8655338535301754E-3,3.5549062443348815E-2]
[2004,11,28,3,1.8548224200666406E-2,1.2220401853264602E-2,1.2368164150014451E-3,1.7084746006959106E-6,5.4211388888889014E-5,9.2418736135551835E-3,4.1303235945977221E-2,null,1.4735438055227338E-2,1.4125546967007978E-2,5.0739238611656489E-4,3.1883783991189898E-6,2.6338631504763952E-5,9.2418736135551835E-3,2.9397904418255762E-2]
[2004,11,28,4,1.8621989156846843E-2,1.1990883652232423E-2,1.2368164150014451E-3,1.7084746006959106E-6,5.4211388888889014E-5,9.093252193742872E-3,4.0998861281313172E-2,null,1.4794039834604381E-2,1.3860247170209797E-2,5.0739238611656489E-4,3.1883783991189898E-6,2.6338631504763952E-5,9.093252193742872E-3,2.9191206400834623E-2]
[2004,11,28,7,2.4027083074103537E-2,1.30430224053823E-2,0,0,5.4211388888889014E-5,8.6036141144807399E-3,4.5727930982855471E-2,null,1.9088058805841558E-2,1.5076413017444805E-2,0,0,2.6338631504763952E-5,8.6036141144807399E-3,3.419081045479113E-2]
[2004,11,28,12,3.1873707346873517E-2,1.5472678711891941E-2,0,0,5.4211388888889014E-5,1.0075530615553481E-2,5.7476128063207829E-2,null,2.5321725417974228E-2,1.7884849653439769E-2,0,0,2.6338631504763952E-5,1.0075530615553481E-2,4.3232913702918763E-2]
[2004,11,28,15,3.3221706073889835E-2,1.570955019942654E-2,0,0,5.4211388888889014E-5,8.1203196588207106E-3,5.7105787321025975E-2,null,2.6392628568894766E-2,1.8158649104758236E-2,0,0,2.6338631504763952E-5,8.1203196588207106E-3,4.4577616305157768E-2]
[2004,11,28,18,4.3806987380884732E-2,1.552987272301537E-2,0,0,5.4211388888889014E-5,6.1838135665252076E-3,6.5574885059314206E-2,null,3.4801991929446288E-2,1.7950960138189476E-2,0,0,2.6338631504763952E-5,6.1838135665252076E-3,5.277929069914053E-2]
[2004,11,28,22,3.5399538854319235E-2,1.5812526614273938E-2,1.2368164150014451E-3,1.7084746006959106E-6,5.4211388888889014E-5,6.0931347902659317E-3,5.8597936537350133E-2,null,2.8122784495601107E-2,1.8277679411771618E-2,5.0739238611656489E-4,3.1883783991189898E-6,2.6338631504763952E-5,6.0931347902659317E-3,4.6937383303393171E-2]
[2004,11,29,1,1.9741692236476677E-2,1.5149209725462512E-2,1.2368164150014451E-3,1.7084746006959106E-6,5.4211388888889014E-5,8.6739001361038452E-3,4.485753837653407E-2,null,1.5683575953622172E-2,1.7510952263235801E-2,5.0739238611656489E-4,3.1883783991189898E-6,2.6338631504763952E-5,8.6739001361038452E-3,3.3731447612878426E-2]
[2004,11,29,4,1.8214175067149757E-2,1.4923789725135347E-2,1.2368164150014451E-3,1.7084746006959106E-6,5.4211388888889014E-5,9.1446728480873794E-3,4.3575373918863514E-2,null,1.4470056298942545E-2,1.7250389571422709E-2,5.0739238611656489E-4,3.1883783991189898E-6,2.6338631504763952E-5,9.1446728480873794E-3,3.2257365266385701E-2]
[2004,11,29,5,1.9162254410441462E-2,1.5181514348021263E-2,1.2368164150014451E-3,1.7084746006959106E-6,5.4211388888889014E-5,9.3621174264265934E-3,4.499862246338035E-2,null,1.5223247778804731E-2,1.7548293135384224E-2,5.0739238611656489E-4,3.1883783991189898E-6,2.6338631504763952E-5,9.3621174264265934E-3,3.3308460310209405E-2]
[2004,11,29,9,3.1908204272312168E-2,1.9694505409308661E-2,0,0,5.4211388888889014E-5,1.2707081526144751E-2,6.4364002596654465E-2,null,2.5349131130909204E-2,{"$f":"F8003*W$5","v":2.2764853765988389E-2},{"$f":"G8003*X$5","v":0},{"$f":"H8003*Y$5","v":0},{"$f":"I8003*Z$5","v":2.6338631504763952E-5},{"$f":"J8003","v":1.2707081526144751E-2},4.8140323528402362E-2]
[2004,11,29,13,2.8940168069957459E-2,2.0335608833349113E-2,0,0,5.4211388888889014E-5,1.2734410088776226E-2,6.2064398380971691E-2,null,2.2991206559138139E-2,2.3505904398834297E-2,0,0,2.6338631504763952E-5,1.2734410088776226E-2,4.6523449589477198E-2]
[2004,11,29,16,3.1259920100906016E-2,2.1035125560354861E-2,0,0,5.4211388888889014E-5,1.0525744942685267E-2,6.2875001992835036E-2,null,2.4834108714391477E-2,2.4314474894319905E-2,0,0,2.6338631504763952E-5,1.0525744942685267E-2,4.9174922240216148E-2]
[2004,11,29,19,4.0775731567763776E-2,2.0262453169499966E-2,1.2368164150014451E-3,1.7084746006959106E-6,5.4211388888889014E-5,8.8426651054740804E-3,7.1173586121228857E-2,null,3.2393843215016434E-2,2.3421343859990174E-2,5.0739238611656489E-4,3.1883783991189898E-6,2.6338631504763952E-5,8.8426651054740804E-3,5.6352106471027057E-2]
[2004,11,29,23,3.0376548438974159E-2,1.8232445596017111E-2,1.2368164150014451E-3,1.7084746006959106E-6,5.4211388888889014E-5,6.4886309841051745E-3,5.6390361297587475E-2,null,2.4132323558933178E-2,2.1074860686447591E-2,5.0739238611656489E-4,3.1883783991189898E-6,2.6338631504763952E-5,6.4886309841051745E-3,4.5744103641401218E-2]
[2004,11,30,2,2.1356680759744881E-2,1.7037878179766524E-2,1.3505280241899967E-3,1.8655499707722962E-6,5.4211388888889014E-5,7.1938678784976137E-3,4.6995031781058683E-2,null,1.6966586288577404E-2,1.9694061728596852E-2,5.5404151206244433E-4,3.4815145784810785E-6,2.6338631504763952E-5,7.1938678784976137E-3,3.7244509675319948E-2]
[2004,11,30,4,2.0573874026537309E-2,1.6560275510334076E-2,1.3505280241899967E-3,1.8655499707722962E-6,5.4211388888889014E-5,7.7698267251358529E-3,4.63105812250569E-2,null,1.6344693863642158E-2,1.9142001410152071E-2,5.5404151206244433E-4,3.4815145784810785E-6,2.6338631504763952E-5,7.7698267251358529E-3,3.6070556931939925E-2]
[2004,11,30,7,3.2951271325605713E-2,1.895317046306998E-2,1.3659594076801529E-4,1.8868660904702217E-7,5.4211388888889014E-5,7.2368318023412715E-3,5.9332269607282911E-2,null,2.6177784579615268E-2,2.1907945644052827E-2,5.6037209305666649E-5,3.5212950092643144E-7,2.6338631504763952E-5,7.2368318023412715E-3,4.8168458193979448E-2]
[2004,11,30,10,3.33039179581796E-2,2.2282393567184866E-2,1.3659594076801529E-4,1.8868660904702217E-7,5.4211388888889014E-5,1.0537792197464962E-2,6.6315099739095384E-2,null,2.6457940919837334E-2,2.5756190397825791E-2,5.6037209305666649E-5,3.5212950092643144E-7,2.6338631504763952E-5,1.0537792197464962E-2,5.2296859287974486E-2]
[2004,11,30,14,3.0502233731205856E-2,2.2912139641910044E-2,1.3659594076801529E-4,1.8868660904702217E-7,5.4211388888889014E-5,9.8039340081179267E-3,6.3409303397499783E-2,null,2.4232172893192721E-2,2.64841130850362E-2,5.6037209305666649E-5,3.5212950092643144E-7,2.6338631504763952E-5,9.8039340081179267E-3,5.0799013948540278E-2]
[2004,11,30,17,3.7529297087202922E-2,2.2165186250551871E-2,1.3659594076801529E-4,1.8868660904702217E-7,5.4211388888889014E-5,8.9133805696632422E-3,6.879885992368398E-2,null,2.981474811291281E-2,2.5620710609529463E-2,5.6037209305666649E-5,3.5212950092643144E-7,2.6338631504763952E-5,8.9133805696632422E-3,5.5518186692753629E-2]
[2004,11,30,19,4.5951100060208513E-2,2.1926092142387561E-2,1.3505280241899967E-3,1.8655499707722962E-6,5.4211388888889014E-5,6.6863842356083749E-3,7.5970181401254111E-2,null,3.6505359282988849E-2,2.5344342033850619E-2,5.5404151206244433E-4,3.4815145784810785E-6,2.6338631504763952E-5,6.6863842356083749E-3,6.243356297498516E-2]
[2004,12,1,1,2.4978760581397939E-2,1.8847786467148721E-2,1.4049599999999879E-3,1.6661480863503531E-6,6.4846814516129276E-5,8.6923814726747404E-3,5.399040148382387E-2,null,1.9844108808557505E-2,2.1786132417136804E-2,5.7637172190788709E-4,3.1093880857749078E-6,3.1505858580726532E-5,8.6923814726747404E-3,4.2241228194268697E-2]
[2004,12,1,4,2.3529425045329122E-2,1.8309080776493014E-2,1.4049599999999879E-3,1.6661480863503531E-6,6.4846814516129276E-5,9.4671207878000534E-3,5.2777099572224664E-2,null,1.8692699715054394E-2,2.1163443194137248E-2,5.7637172190788709E-4,3.1093880857749078E-6,3.1505858580726532E-5,9.4671207878000534E-3,4.0467129877766031E-2]
[2004,12,1,5,2.3952328609446231E-2,1.8378891676975286E-2,1.4049599999999879E-3,1.6661480863503531E-6,6.4846814516129276E-5,9.4756869024115748E-3,5.3278380151435559E-2,null,1.9028670922053213E-2,2.1244137525257629E-2,5.7637172190788709E-4,3.1093880857749078E-6,3.1505858580726532E-5,9.4756869024115748E-3,4.088379541588523E-2]
[2004,12,1,8,3.7585582915050611E-2,2.2225169116400371E-2,1.421013333333321E-4,1.6851858031628439E-7,6.4846814516129276E-5,1.1105652788611468E-2,7.112352148649223E-2,null,2.9859463785996326E-2,2.5690044727910553E-2,5.829574520181355E-5,3.1449165302883736E-7,3.1505858580726532E-5,1.1105652788611468E-2,5.5639624609342457E-2]
[2004,12,1,11,3.4933232138200578E-2,2.5199693614495575E-2,1.421013333333321E-4,1.6851858031628439E-7,6.4846814516129276E-5,1.3291507450320634E-2,7.3631549869446561E-2,null,2.7752332119364675E-2,2.9128293813895815E-2,5.829574520181355E-5,3.1449165302883736E-7,3.1505858580726532E-5,1.3291507450320634E-2,5.6970742028696064E-2]
[2004,12,1,15,3.1855461205023847E-2,2.4138396863524786E-2,1.421013333333321E-4,1.6851858031628439E-7,6.4846814516129276E-5,1.1576388143886908E-2,6.7777362878865322E-2,null,2.5307229966007292E-2,2.7901542248621718E-2,5.829574520181355E-5,3.1449165302883736E-7,3.1505858580726532E-5,1.1576388143886908E-2,5.3298888310064588E-2]
[2004,12,1,20,4.5629334608358253E-2,2.1773138230401605E-2,1.4049599999999879E-3,1.6661480863503531E-6,6.4846814516129276E-5,5.3115735549645561E-3,7.4185519356326876E-2,null,3.6249736166039388E-2,2.5167542801428647E-2,5.7637172190788709E-4,3.1093880857749078E-6,3.1505858580726532E-5,5.3115735549645561E-3,6.2028265936042423E-2]
[2004,12,1,22,4.0051794931102704E-2,2.0708533718247005E-2,1.4049599999999879E-3,1.6661480863503531E-6,6.4846814516129276E-5,7.0781525742939508E-3,6.9309954186246137E-2,null,3.1818719507753633E-2,2.3936967799207173E-2,5.7637172190788709E-4,3.1093880857749078E-6,3.1505858580726532E-5,7.0781525742939508E-3,5.636667427553519E-2]
[2004,12,2,2,2.222892000410261E-2,1.8464236677446066E-2,1.4049599999999879E-3,1.6661480863503531E-6,6.4846814516129276E-5,9.174853703807908E-3,5.1339483347959056E-2,null,{"$f":"E8068*V$5","v":1.7659527414127841E-2},2.1342787702807009E-2,5.7637172190788709E-4,3.1093880857749078E-6,3.1505858580726532E-5,9.174853703807908E-3,{"$f":"SUM(M8068:Q8068)","v":3.9613302085509235E-2}]
[2004,12,2,5,2.3169174615812468E-2,1.8017901014430689E-2,1.4049599999999879E-3,1.6661480863503531E-6,6.4846814516129276E-5,9.4459564628411284E-3,5.2104505055686756E-2,null,1.8406502619791713E-2,2.0826868877331553E-2,5.7637172190788709E-4,3.1093880857749078E-6,3.1505858580726532E-5,9.4459564628411284E-3,3.984435846569765E-2]
[2004,12,2,6,2.5166444357752893E-2,1.8596664523485809E-2,1.4049599999999879E-3,1.6661480863503531E-6,6.4846814516129276E-5,9.5459593675998478E-3,5.478054121144102E-2,null,1.9993212174493215E-2,2.1495860881695507E-2,5.7637172190788709E-4,3.1093880857749078E-6,3.1505858580726532E-5,9.5459593675998478E-3,4.210006002476311E-2]
[2004,12,2,9,3.884640515642715E-2,2.3365845917051892E-2,1.421013333333321E-4,1.6851858031628439E-7,6.4846814516129276E-5,1.2276827577098963E-2,7.4696195317007774E-2,null,3.0861110511605207E-2,2.7008551591698758E-2,5.829574520181355E-5,3.1449165302883736E-7,3.1505858580726532E-5,1.2276827577098963E-2,5.7959778198739542E-2]
[2004,12,2,13,3.3436903529321653E-2,2.4178369806325161E-2,1.421013333333321E-4,1.6851858031628439E-7,6.4846814516129276E-5,1.1072094627739332E-2,6.8894484629815927E-2,null,2.6563589882487481E-2,2.7947746922389084E-2,5.829574520181355E-5,3.1449165302883736E-7,3.1505858580726532E-5,1.1072094627739332E-2,5.4601452900312139E-2]
[2004,12,2,17,3.6186783912242275E-2,2.4045144037275937E-2,1.421013333333321E-4,1.6851858031628439E-7,6.4846814516129276E-5,9.9011879919071993E-3,7.0340232607855185E-2,null,2.8748202900069821E-2,2.7793751425308287E-2,5.829574520181355E-5,3.1449165302883736E-7,3.1505858580726532E-5,9.9011879919071993E-3,5.6632070420813682E-2]
[2004,12,2,20,4.4317651463652602E-2,2.1633814025608166E-2,1.4049599999999879E-3,1.6661480863503531E-6,6.4846814516129276E-5,5.1280604823233473E-3,7.2550998934186581E-2,null,3.520768354052705E-2,2.5006498130223747E-2,5.7637172190788709E-4,3.1093880857749078E-6,3.1505858580726532E-5,5.1280604823233473E-3,6.0825168639325182E-2]
[2004,12,2,24,2.9532460446795986E-2,1.9296390967277293E-2,1.4049599999999879E-3,1.6661480863503531E-6,6.4846814516129276E-5,7.0344643323872373E-3,5.7334788709062993E-2,null,2.3461746894162444E-2,2.2304673788547145E-2,5.7637172190788709E-4,3.1093880857749078E-6,3.1505858580726532E-5,7.0344643323872373E-3,4.6377407651283974E-2]
[2004,12,3,3,2.4664809771138274E-2,1.8824609112459634E-2,1.4049599999999879E-3,1.6661480863503531E-6,6.4846814516129276E-5,8.6495565140321095E-3,5.3610448360232488E-2,null,1.9594693949920878E-2,2.1759341742315891E-2,5.7637172190788709E-4,3.1093880857749078E-6,3.1505858580726532E-5,8.6495565140321095E-3,4.1965022660811153E-2]
[2004,12,3,6,2.8962160356998532E-2,1.8828804577367256E-2,1.4049599999999879E-3,1.6661480863503531E-6,6.4846814516129276E-5,9.9159423479307212E-3,5.9178380244898979E-2,null,2.3008678096029248E-2,2.1764191274869126E-2,5.7637172190788709E-4,3.1093880857749078E-6,3.1505858580726532E-5,9.9159423479307212E-3,4.5383856339472763E-2]
[2004,12,3,10,3.9389689887022142E-2,2.3835857821843619E-2,1.421013333333321E-4,1.6851858031628439E-7,6.4846814516129276E-5,1.2548437302956607E-2,7.5981101678252144E-2,null,3.1292717246968353E-2,2.7551837754945081E-2,5.829574520181355E-5,3.1449165302883736E-7,3.1505858580726532E-5,1.2548437302956607E-2,5.8934671097349012E-2]
[2004,12,3,11,3.7290572602741982E-2,2.414460336639224E-2,1.421013333333321E-4,1.6851858031628439E-7,6.4846814516129276E-5,1.2920067567251926E-2,7.4562360202815925E-2,null,2.9625096003094452E-2,2.7908716337396194E-2,5.829574520181355E-5,3.1449165302883736E-7,3.1505858580726532E-5,1.2920067567251926E-2,5.7623928435926224E-2]
[2004,12,3,14,3.3929343733611519E-2,2.4098902357809038E-2,1.421013333333321E-4,1.6851858031628439E-7,6.4846814516129276E-5,1.2414522464874315E-2,7.0649885222724654E-2,null,2.6954803728498469E-2,2.7855890599672258E-2,5.829574520181355E-5,3.1449165302883736E-7,3.1505858580726532E-5,1.2414522464874315E-2,5.4900810423606304E-2]
[2004,12,3,18,4.611904705820033E-2,2.2804652353226523E-2,1.421013333333321E-4,1.6851858031628439E-7,6.4846814516129276E-5,1.0057432203606467E-2,7.9188248281463106E-2,null,3.6638782976744978E-2,2.6359868664690086E-2,5.829574520181355E-5,3.1449165302883736E-7,3.1505858580726532E-5,1.0057432203606467E-2,6.3088767736870624E-2]
[2004,12,3,21,4.3233038750582743E-2,2.1137014060621788E-2,1.4049599999999879E-3,1.6661480863503531E-6,6.4846814516129276E-5,7.4772083322147123E-3,7.3318734106021702E-2,null,3.434602458738701E-2,2.4432247682252734E-2,5.7637172190788709E-4,3.1093880857749078E-6,3.1505858580726532E-5,7.4772083322147123E-3,5.9389259238214136E-2]
[2004,12,4,1,3.0059365382763818E-2,1.4513591341687608E-2,1.4049599999999879E-3,1.6661480863503531E-6,6.4846814516129276E-5,8.7361369601136399E-3,5.4780566647167538E-2,null,2.3880340877120043E-2,1.6776241781459984E-2,5.7637172190788709E-4,3.1093880857749078E-6,3.1505858580726532E-5,8.7361369601136399E-3,4.1267569627154416E-2]
[2004,12,4,4,2.7235102356181869E-2,1.3290277331224145E-2,1.4049599999999879E-3,1.6661480863503531E-6,6.4846814516129276E-5,9.9877714270343119E-3,5.1984624077042796E-2,null,2.1636635364957215E-2,1.5362214671902675E-2,5.7637172190788709E-4,3.1093880857749078E-6,3.1505858580726532E-5,9.9877714270343119E-3,3.7609837005434278E-2]
[2004,12,4,7,3.1457652805808166E-2,1.4197818437965143E-2,1.421013333333321E-4,1.6851858031628439E-7,6.4846814516129276E-5,1.0152272321725881E-2,5.6014860231928969E-2,null,2.4991195343982333E-2,1.6411240283473353E-2,5.829574520181355E-5,3.1449165302883736E-7,3.1505858580726532E-5,1.0152272321725881E-2,4.1492551722891263E-2]
[2004,12,4,9,3.9300649842051831E-2,1.6545254029740376E-2,1.421013333333321E-4,1.6851858031628439E-7,6.4846814516129276E-5,1.0047941754842721E-2,6.6100962293064711E-2,null,3.1221980336906232E-2,1.9124638099829862E-2,5.829574520181355E-5,3.1449165302883736E-7,3.1505858580726532E-5,1.0047941754842721E-2,5.0436734532171672E-2]
[2004,12,4,12,4.2106591264841918E-2,1.6874812328031109E-2,1.421013333333321E-4,1.6851858031628439E-7,6.4846814516129276E-5,9.8960690707801165E-3,6.9084589330082921E-2,null,3.3451130447170387E-2,1.9505574117873278E-2,5.829574520181355E-5,3.1449165302883736E-7,3.1505858580726532E-5,9.8960690707801165E-3,5.3046820660479242E-2]
[2004,12,4,16,3.8947313067986926E-2,1.5960629827509388E-2,1.421013333333321E-4,1.6851858031628439E-7,6.4846814516129276E-5,9.2035311496600231E-3,6.4318590711586118E-2,null,3.0941275721168397E-2,1.8448871727674329E-2,5.829574520181355E-5,3.1449165302883736E-7,3.1505858580726532E-5,9.2035311496600231E-3,4.94802635442783E-2]
[2004,12,4,19,4.9905014796682079E-2,1.4816219187395611E-2,1.4049599999999879E-3,1.6661480863503531E-6,6.4846814516129276E-5,5.1832967599524183E-3,7.1376003706632579E-2,null,3.9646504496926006E-2,1.7126048923598348E-2,5.7637172190788709E-4,3.1093880857749078E-6,3.1505858580726532E-5,5.1832967599524183E-3,5.7383540389098743E-2]
[2004,12,4,22,4.0584097522763089E-2,1.3403206059222805E-2,1.4049599999999879E-3,1.6661480863503531E-6,6.4846814516129276E-5,7.8402417866530703E-3,6.3299018331241436E-2,null,3.224160160046452E-2,1.5492748845035728E-2,5.7637172190788709E-4,3.1093880857749078E-6,3.1505858580726532E-5,7.8402417866530703E-3,4.8345337414074638E-2]
[2004,12,4,24,3.4771525788659337E-2,1.2623586404186022E-2,1.4049599999999879E-3,1.6661480863503531E-6,6.4846814516129276E-5,8.8240344900059522E-3,5.7690619645453786E-2,null,2.7623866241929557E-2,1.4591587476869861E-2,5.7637172190788709E-4,3.1093880857749078E-6,3.1505858580726532E-5,8.8240344900059522E-3,4.2826440687373804E-2]
[2004,12,5,6,2.5375115251642995E-2,1.1977665949786564E-2,1.4049599999999879E-3,1.6661480863503531E-6,6.4846814516129276E-5,9.8741753107548687E-3,4.8698429474786892E-2,null,2.0158988531171936E-2,1.3844968844755626E-2,5.7637172190788709E-4,3.1093880857749078E-6,3.1505858580726532E-5,9.8741753107548687E-3,3.4614944344501949E-2]
[2004,12,5,9,3.5906014645820758E-2,1.4215713921117465E-2,1.421013333333321E-4,1.6851858031628439E-7,6.4846814516129276E-5,8.0557483766353598E-3,5.8384593610003366E-2,null,2.8525148763544061E-2,1.6431925649699499E-2,5.829574520181355E-5,3.1449165302883736E-7,3.1505858580726532E-5,8.0557483766353598E-3,4.5047190508679141E-2]
[2004,12,5,10,3.8215213022567626E-2,1.5404565308552247E-2,1.421013333333321E-4,1.6851858031628439E-7,6.4846814516129276E-5,7.5567262619953869E-3,6.1383621259545038E-2,null,3.0359666681251916E-2,1.7806117457108549E-2,5.829574520181355E-5,3.1449165302883736E-7,3.1505858580726532E-5,7.5567262619953869E-3,4.8255900233796042E-2]
[2004,12,5,13,3.6148463451721305E-2,1.6789405175874964E-2,1.421013333333321E-4,1.6851858031628439E-7,6.4846814516129276E-5,8.6559767275655678E-3,6.1800962021591611E-2,null,2.8717759620640718E-2,1.9406852099269796E-2,5.829574520181355E-5,3.1449165302883736E-7,3.1505858580726532E-5,8.6559767275655678E-3,4.8214727815346095E-2]
[2004,12,5,17,3.9441453127731153E-2,1.6256904686640313E-2,1.421013333333321E-4,1.6851858031628439E-7,6.4846814516129276E-5,6.3876875656367817E-3,6.2293162046438026E-2,null,3.1333839999138781E-2,1.8791335460704481E-2,5.829574520181355E-5,3.1449165302883736E-7,3.1505858580726532E-5,6.3876875656367817E-3,5.0215291555278839E-2]
[2004,12,5,21,4.1447466894810318E-2,1.6072688379567067E-2,1.4049599999999879E-3,1.6661480863503531E-6,6.4846814516129276E-5,6.1896396151202094E-3,6.5181267852100072E-2,null,3.292749615095876E-2,1.8578400065543416E-2,5.7637172190788709E-4,3.1093880857749078E-6,3.1505858580726532E-5,6.1896396151202094E-3,5.2116883185076561E-2]
[2004,12,5,24,2.8983442520663406E-2,1.555335457414889E-2,1.4049599999999879E-3,1.6661480863503531E-6,6.4846814516129276E-5,7.2490018004520889E-3,5.3257271857866863E-2,null,2.3025585483009921E-2,1.7978102780063419E-2,5.7637172190788709E-4,3.1093880857749078E-6,3.1505858580726532E-5,7.2490018004520889E-3,4.1614675231647726E-2]
[2004,12,6,4,2.5473276974603293E-2,1.5838476023347644E-2,1.4049599999999879E-3,1.6661480863503531E-6,6.4846814516129276E-5,1.0084078296267219E-2,5.2867304256820624E-2,null,2.0236972060615359E-2,1.8307674300731741E-2,5.7637172190788709E-4,3.1093880857749078E-6,3.1505858580726532E-5,1.0084078296267219E-2,3.9155633329921488E-2]
[2004,12,6,7,3.4031803739072684E-2,1.7558355998756506E-2,1.421013333333321E-4,1.6851858031628439E-7,6.4846814516129276E-5,9.798583436811446E-3,6.1595859841070418E-2,null,2.7036201982437894E-2,2.0295681377910168E-2,5.829574520181355E-5,3.1449165302883736E-7,3.1505858580726532E-5,9.798583436811446E-3,4.7421999455783639E-2]
[2004,12,6,10,3.9536547004877395E-2,2.3084820577411593E-2,1.421013333333321E-4,1.6851858031628439E-7,6.4846814516129276E-5,1.3804473190416043E-2,7.6632957439134813E-2,null,3.1409386311333429E-2,2.6683714758861877E-2,5.829574520181355E-5,3.1449165302883736E-7,3.1505858580726532E-5,1.3804473190416043E-2,5.8183217165630879E-2]
[2004,12,6,11,3.8205548436791782E-2,2.3464632859101033E-2,1.421013333333321E-4,1.6851858031628439E-7,6.4846814516129276E-5,1.3535165973481511E-2,7.54124639358041E-2,null,3.0351988754594966E-2,2.71227392924305E-2,5.829574520181355E-5,3.1449165302883736E-7,3.1505858580726532E-5,1.3535165973481511E-2,5.7564844142461047E-2]
[2004,12,6,14,3.57484221437014E-2,2.3523116223955441E-2,1.421013333333321E-4,1.6851858031628439E-7,6.4846814516129276E-5,1.2507434171303627E-2,7.198608920539025E-2,null,2.8399951088131842E-2,2.7190340139518758E-2,5.829574520181355E-5,3.1449165302883736E-7,3.1505858580726532E-5,1.2507434171303627E-2,5.5680407323086177E-2]
[2004,12,6,19,4.7169331263507058E-2,2.1732476580798746E-2,1.4049599999999879E-3,1.6661480863503531E-6,6.4846814516129276E-5,7.8343899826292199E-3,7.8207670789537484E-2,null,3.747317001456852E-2,2.5120542052343809E-2,5.7637172190788709E-4,3.1093880857749078E-6,3.1505858580726532E-5,7.8343899826292199E-3,6.3204699035486714E-2]
[2004,12,6,22,4.0387976497839248E-2,1.9423324882485712E-2,1.4049599999999879E-3,1.6661480863503531E-6,6.4846814516129276E-5,7.0837226747602344E-3,6.8366497017687669E-2,null,3.2085795352770514E-2,2.2451396539771871E-2,5.7637172190788709E-4,3.1093880857749078E-6,3.1505858580726532E-5,7.0837226747602344E-3,5.5148178861116774E-2]
[2004,12,7,1,2.5961826464907561E-2,1.792807745140686E-2,1.4049599999999879E-3,1.6661480863503531E-6,6.4846814516129276E-5,9.4317962902128061E-3,5.4793173169129697E-2,null,2.0625094970572029E-2,2.0723041935020475E-2,5.7637172190788709E-4,3.1093880857749078E-6,3.1505858580726532E-5,9.4317962902128061E-3,4.1959123874166893E-2]
[2004,12,7,5,2.5223645020155824E-2,1.6767542474773207E-2,1.4049599999999879E-3,1.6661480863503531E-6,6.4846814516129276E-5,1.0607905797706924E-2,5.4070566255238421E-2,null,2.0038654628090801E-2,1.9381581030859223E-2,5.7637172190788709E-4,3.1093880857749078E-6,3.1505858580726532E-5,1.0607905797706924E-2,4.0031222627524413E-2]
[2004,12,7,8,3.8881464409372006E-2,2.1166762591385477E-2,1.421013333333321E-4,1.6851858031628439E-7,6.4846814516129276E-5,1.1925697904007477E-2,7.2181041571194746E-2,null,3.0888962959604672E-2,2.4466633971144677E-2,5.829574520181355E-5,3.1449165302883736E-7,3.1505858580726532E-5,1.1925697904007477E-2,5.5445713026184923E-2]
[2004,12,7,9,4.1189243253043711E-2,2.3039347397144368E-2,1.421013333333321E-4,1.6851858031628439E-7,6.4846814516129276E-5,1.3078996379204379E-2,7.7514703695822224E-2,null,3.2722353144464894E-2,{"$f":"F8195*W$5","v":2.6631152367598752E-2},{"$f":"G8195*X$5","v":5.829574520181355E-5},{"$f":"H8195*Y$5","v":3.1449165302883736E-7},{"$f":"I8195*Z$5","v":3.1505858580726532E-5},{"$f":"J8195","v":1.3078996379204379E-2},5.944362160749922E-2]
[2004,12,7,15,3.2732022051832045E-2,2.3789143975456124E-2,1.421013333333321E-4,1.6851858031628439E-7,6.4846814516129276E-5,1.2056847508874697E-2,6.8785130202592651E-2,null,2.6003604342337925E-2,2.7497841279290735E-2,5.829574520181355E-5,3.1449165302883736E-7,3.1505858580726532E-5,1.2056847508874697E-2,5.3591561717064237E-2]
[2004,12,7,16,3.4225015859380162E-2,2.3448665794001657E-2,1.421013333333321E-4,1.6851858031628439E-7,6.4846814516129276E-5,1.1845658209344979E-2,6.9726456529156572E-2,null,2.7189697282015288E-2,2.7104282982180258E-2,5.829574520181355E-5,3.1449165302883736E-7,3.1505858580726532E-5,1.1845658209344979E-2,5.4384096359631123E-2]
[2004,12,7,20,4.6776272166529423E-2,2.1213501287675303E-2,1.4049599999999879E-3,1.6661480863503531E-6,6.4846814516129276E-5,5.8273200951610401E-3,7.5288566511968233E-2,null,3.7160908424839115E-2,2.4520659170769538E-2,5.7637172190788709E-4,3.1093880857749078E-6,3.1505858580726532E-5,5.8273200951610401E-3,6.2292554564183041E-2]
[2004,12,7,23,3.803524969250429E-2,1.9043296416955558E-2,1.4049599999999879E-3,1.6661480863503531E-6,6.4846814516129276E-5,6.7516975032942024E-3,6.5301716575356522E-2,null,3.0216696741182644E-2,2.2012122119576587E-2,5.7637172190788709E-4,3.1093880857749078E-6,3.1505858580726532E-5,6.7516975032942024E-3,5.2839805829333619E-2]
[2004,12,8,2,2.4864324442351451E-2,1.7647365855977613E-2,1.4049599999999879E-3,1.6661480863503531E-6,6.4846814516129276E-5,1.0372095482759006E-2,5.4355258743690536E-2,null,1.9753196243561751E-2,2.0398567758718303E-2,5.7637172190788709E-4,3.1093880857749078E-6,3.1505858580726532E-5,1.0372095482759006E-2,4.0762750970854446E-2]
[2004,12,8,6,2.8220694844337566E-2,1.7486203746079631E-2,1.4049599999999879E-3,1.6661480863503531E-6,6.4846814516129276E-5,1.0820077493624019E-2,5.7998449046643689E-2,null,2.2419628760971581E-2,2.0212280680764489E-2,5.7637172190788709E-4,3.1093880857749078E-6,3.1505858580726532E-5,1.0820077493624019E-2,4.3242896410310462E-2]
[2004,12,8,8,3.9978004442012167E-2,2.1437644024048821E-2,1.421013333333321E-4,1.6851858031628439E-7,6.4846814516129276E-5,1.2019571404674011E-2,7.3642336537164774E-2,null,3.1760097444029627E-2,2.4779745474802328E-2,5.829574520181355E-5,3.1449165302883736E-7,3.1505858580726532E-5,1.2019571404674011E-2,5.6629959014267532E-2]
[2004,12,8,11,3.6985617286195024E-2,2.4989886799724054E-2,1.421013333333321E-4,1.6851858031628439E-7,6.4846814516129276E-5,1.4056571963699024E-2,7.6239192716047885E-2,null,2.9382827518091535E-2,2.8885778383418239E-2,5.829574520181355E-5,3.1449165302883736E-7,3.1505858580726532E-5,1.4056571963699024E-2,5.8358721996945348E-2]
[2004,12,8,14,3.3984840973120121E-2,2.4143577119765683E-2,1.421013333333321E-4,1.6851858031628439E-7,6.4846814516129276E-5,1.4105077441086857E-2,7.2440612200402446E-2,null,2.6998892916022185E-2,2.7907530100225172E-2,5.829574520181355E-5,3.1449165302883736E-7,3.1505858580726532E-5,1.4105077441086857E-2,5.4996539111682938E-2]
[2004,12,8,17,3.9606709202787263E-2,2.3281237493535535E-2,1.421013333333321E-4,1.6851858031628439E-7,6.4846814516129276E-5,1.1377077757886362E-2,7.4472141120638949E-2,null,3.1465125917989806E-2,2.6910752822514622E-2,5.829574520181355E-5,3.1449165302883736E-7,3.1505858580726532E-5,1.1377077757886362E-2,5.8465994835940005E-2]
[2004,12,8,21,4.4405952636928203E-2,2.1074976307309059E-2,1.4049599999999879E-3,1.6661480863503531E-6,6.4846814516129276E-5,8.1611010577782219E-3,7.511350296461794E-2,null,3.5277833461885004E-2,2.4360538322064015E-2,5.7637172190788709E-4,3.1093880857749078E-6,3.1505858580726532E-5,8.1611010577782219E-3,6.0249358752523408E-2]
[2004,12,8,24,3.2619667534813247E-2,1.8528050410209298E-2,1.4049599999999879E-3,1.6661480863503531E-6,6.4846814516129276E-5,8.0835461881363108E-3,6.0702737095761322E-2,null,2.5914345499666831E-2,2.1416549915384848E-2,5.7637172190788709E-4,3.1093880857749078E-6,3.1505858580726532E-5,8.0835461881363108E-3,4.7941882383626067E-2]
[2004,12,9,5,2.6469093303998964E-2,1.6755786859329769E-2,1.4049599999999879E-3,1.6661480863503531E-6,6.4846814516129276E-5,1.0944181516917156E-2,5.5640534642848363E-2,null,2.102808767780024E-2,1.9367992729912475E-2,5.7637172190788709E-4,3.1093880857749078E-6,3.1505858580726532E-5,1.0944181516917156E-2,4.10070673762871E-2]
[2004,12,9,8,4.0581861127894726E-2,2.1236312288017322E-2,1.421013333333321E-4,1.6851858031628439E-7,6.4846814516129276E-5,1.2251568967886699E-2,7.4276859050228516E-2,null,3.2239824920514283E-2,2.4547026377066402E-2,5.829574520181355E-5,3.1449165302883736E-7,3.1505858580726532E-5,1.2251568967886699E-2,5.6876967393016259E-2]
[2004,12,9,11,3.7781861214248667E-2,2.4239730352236567E-2,1.421013333333321E-4,1.6851858031628439E-7,6.4846814516129276E-5,1.4667371238751706E-2,7.6896079471666726E-2,null,3.0015394978552993E-2,2.8018673499403512E-2,5.829574520181355E-5,3.1449165302883736E-7,3.1505858580726532E-5,1.4667371238751706E-2,5.8124184573392079E-2]
[2004,12,9,12,3.7923895533240666E-2,2.4099749436866314E-2,1.421013333333321E-4,1.6851858031628439E-7,6.4846814516129276E-5,1.4185149868762065E-2,7.6415911505298834E-2,null,3.0128232622015801E-2,2.7856869737277714E-2,5.829574520181355E-5,3.1449165302883736E-7,3.1505858580726532E-5,1.4185149868762065E-2,5.8075218454729093E-2]
[2004,12,9,15,3.4131668642457542E-2,2.3939887511863756E-2,1.421013333333321E-4,1.6851858031628439E-7,6.4846814516129276E-5,1.2503663428707731E-2,7.0782336249458816E-2,null,2.7115538585327673E-2,2.767208554139166E-2,5.829574520181355E-5,3.1449165302883736E-7,3.1505858580726532E-5,1.2503663428707731E-2,5.4877740222154914E-2]
[2004,12,9,18,4.7040394077307465E-2,2.2805117472821258E-2,1.421013333333321E-4,1.6851858031628439E-7,6.4846814516129276E-5,1.1233275155198971E-2,8.1285903371757465E-2,null,3.7370737247975634E-2,2.6360406295838357E-2,5.829574520181355E-5,3.1449165302883736E-7,3.1505858580726532E-5,1.1233275155198971E-2,6.3821259639249547E-2]
[2004,12,9,22,4.2682360203123319E-2,2.0236203550136105E-2,1.4049599999999879E-3,1.6661480863503531E-6,6.4846814516129276E-5,7.9928411845539057E-3,7.2382877900415782E-2,null,3.3908543913407481E-2,2.3391001958337303E-2,5.7637172190788709E-4,3.1093880857749078E-6,3.1505858580726532E-5,7.9928411845539057E-3,5.7910532840319169E-2]
[2004,12,10,2,2.6489585896788213E-2,1.7897387577023017E-2,1.4049599999999879E-3,1.6661480863503531E-6,6.4846814516129276E-5,9.6182802080252774E-3,5.5476726644438978E-2,null,{"$f":"E8260*V$5","v":2.104436779865548E-2},2.068756754823468E-2,5.7637172190788709E-4,3.1093880857749078E-6,3.1505858580726532E-5,9.6182802080252774E-3,{"$f":"SUM(M8260:Q8260)","v":4.2342922315464548E-2}]
[2004,12,10,6,3.0494316068289451E-2,1.7648544832615382E-2,1.4049599999999879E-3,1.6661480863503531E-6,6.4846814516129276E-5,1.0805505162319375E-2,6.0419839025826677E-2,null,2.4225882790691013E-2,2.0399930536315128E-2,5.7637172190788709E-4,3.1093880857749078E-6,3.1505858580726532E-5,1.0805505162319375E-2,4.5236800295580533E-2]
[2004,12,10,9,4.3518036533986157E-2,2.3016860513116164E-2,1.421013333333321E-4,1.6851858031628439E-7,6.4846814516129276E-5,1.2460316841950187E-2,7.9202330555482287E-2,null,3.4572438023939452E-2,2.6605159806936993E-2,5.829574520181355E-5,3.1449165302883736E-7,3.1505858580726532E-5,1.2460316841950187E-2,6.1267713926312022E-2]
[2004,12,10,12,3.7627695513283113E-2,2.4477194080286417E-2,1.421013333333321E-4,1.6851858031628439E-7,6.4846814516129276E-5,1.299178473408426E-2,7.5303790994083575E-2,null,2.9892919688614617E-2,2.8293157520780671E-2,5.829574520181355E-5,3.1449165302883736E-7,3.1505858580726532E-5,1.299178473408426E-2,5.8276193304830866E-2]
[2004,12,10,13,3.7531100179394705E-2,2.4111303289884051E-2,1.421013333333321E-4,1.6851858031628439E-7,6.4846814516129276E-5,1.1052257623680506E-2,7.2901777759389039E-2,null,2.9816180560192529E-2,2.7870224821293085E-2,5.829574520181355E-5,3.1449165302883736E-7,3.1505858580726532E-5,1.1052257623680506E-2,5.7776521476921194E-2]
[2004,12,10,16,3.7534098462220021E-2,2.3196040731957013E-2,1.421013333333321E-4,1.6851858031628439E-7,6.4846814516129276E-5,1.0398478771684278E-2,7.1335734632291092E-2,null,2.9818562513869953E-2,2.6812273994112353E-2,5.829574520181355E-5,3.1449165302883736E-7,3.1505858580726532E-5,1.0398478771684278E-2,5.6720952603417883E-2]
[2004,12,10,19,4.8640045007823998E-2,2.2263010296203933E-2,1.4049599999999879E-3,1.6661480863503531E-6,6.4846814516129276E-5,9.4003385537547706E-3,8.1774866820385164E-2,null,3.8641562796642777E-2,2.5733785299539905E-2,5.7637172190788709E-4,3.1093880857749078E-6,3.1505858580726532E-5,9.4003385537547706E-3,6.4986335064757067E-2]
[2004,12,10,24,3.4748741356525566E-2,1.5884085206986316E-2,1.4049599999999879E-3,1.6661480863503531E-6,6.4846814516129276E-5,6.1154758552097073E-3,5.8219775381324057E-2,null,2.7605765393853832E-2,1.8360393898119026E-2,5.7637172190788709E-4,3.1093880857749078E-6,3.1505858580726532E-5,6.1154758552097073E-3,4.6577146260547243E-2]
[2004,12,11,3,2.8937739069243056E-2,1.4697857457150815E-2,1.4049599999999879E-3,1.6661480863503531E-6,6.4846814516129276E-5,9.4635141976760588E-3,5.4570583686672405E-2,null,2.2989276865536423E-2,1.6989234750075684E-2,5.7637172190788709E-4,3.1093880857749078E-6,3.1505858580726532E-5,9.4635141976760588E-3,4.0589498584186499E-2]
[2004,12,11,7,3.3240758711066506E-2,1.4991693130688186E-2,1.421013333333321E-4,1.6851858031628439E-7,6.4846814516129276E-5,9.9652805786704032E-3,5.8404849086854872E-2,null,2.6407764732436258E-2,1.7328879031579061E-2,5.829574520181355E-5,3.1449165302883736E-7,3.1505858580726532E-5,9.9652805786704032E-3,4.3826759859450892E-2]
[2004,12,11,10,4.3120753518722056E-2,1.8156465346334163E-2,1.421013333333321E-4,1.6851858031628439E-7,6.4846814516129276E-5,1.1149105871436336E-2,7.2633441402922327E-2,null,3.4256820787567692E-2,2.0987035212428933E-2,5.829574520181355E-5,3.1449165302883736E-7,3.1505858580726532E-5,1.1149105871436336E-2,5.5333972095432199E-2]
[2004,12,11,13,4.4403898575504322E-2,1.7218273137715769E-2,1.421013333333321E-4,1.6851858031628439E-7,6.4846814516129276E-5,9.0443582886290605E-3,7.0873646668278931E-2,null,3.5276201634786855E-2,1.990258003116337E-2,5.829574520181355E-5,3.1449165302883736E-7,3.1505858580726532E-5,9.0443582886290605E-3,5.5268897761385799E-2]
[2004,12,11,16,4.0960609030344403E-2,1.6458575672126937E-2,1.421013333333321E-4,1.6851858031628439E-7,6.4846814516129276E-5,9.4365719522655749E-3,6.7062873321166699E-2,null,3.2540717135031184E-2,1.9024446696454315E-2,5.829574520181355E-5,3.1449165302883736E-7,3.1505858580726532E-5,9.4365719522655749E-3,5.165527992692108E-2]
[2004,12,11,18,5.1306745363021947E-2,1.6185231262715587E-2,1.421013333333321E-4,1.6851858031628439E-7,6.4846814516129276E-5,7.8292279782983046E-3,7.5528321270465604E-2,null,4.0760094332101593E-2,1.8708488241104698E-2,5.829574520181355E-5,3.1449165302883736E-7,3.1505858580726532E-5,7.8292279782983046E-3,5.9558698668641871E-2]
[2004,12,11,22,4.2450524627012043E-2,1.4169605389180794E-2,1.4049599999999879E-3,1.6661480863503531E-6,6.4846814516129276E-5,7.9081995102570132E-3,6.5999802489052323E-2,null,3.3724364623043776E-2,1.6378628856249352E-2,5.7637172190788709E-4,3.1093880857749078E-6,3.1505858580726532E-5,7.9081995102570132E-3,5.071398044786752E-2]
[2004,12,12,1,2.9862279348504876E-2,1.2975329838139539E-2,1.4049599999999879E-3,1.6661480863503531E-6,6.4846814516129276E-5,9.8322170220641394E-3,5.4141299171311025E-2,null,2.3723767988095515E-2,1.4998167265023043E-2,5.7637172190788709E-4,3.1093880857749078E-6,3.1505858580726532E-5,9.8322170220641394E-3,3.9332922221692948E-2]
[2004,12,12,4,2.7013448753479379E-2,1.2298269684897565E-2,1.4049599999999879E-3,1.6661480863503531E-6,6.4846814516129276E-5,1.049329245160518E-2,5.1276483852584591E-2,null,2.1460545034313962E-2,1.4215554294603071E-2,5.7637172190788709E-4,3.1093880857749078E-6,3.1505858580726532E-5,1.049329245160518E-2,3.6287086297491424E-2]
[2004,12,12,8,3.4604103970741297E-2,1.4514371061300935E-2,1.421013333333321E-4,1.6851858031628439E-7,6.4846814516129276E-5,1.0313752059359553E-2,5.9639343757831566E-2,null,2.7490859771858087E-2,1.677714305836981E-2,5.829574520181355E-5,3.1449165302883736E-7,3.1505858580726532E-5,1.0313752059359553E-2,4.4358118925663478E-2]
[2004,12,12,9,3.9441188210848875E-2,1.5042000402747972E-2,1.421013333333321E-4,1.6851858031628439E-7,6.4846814516129276E-5,8.6349588816193694E-3,6.3325264161645994E-2,null,3.1333629538759046E-2,1.7387029143399867E-2,5.829574520181355E-5,3.1449165302883736E-7,3.1505858580726532E-5,8.6349588816193694E-3,4.881077477759449E-2]
[2004,12,12,13,3.9624571804208322E-2,1.7004911962516855E-2,1.421013333333321E-4,1.6851858031628439E-7,6.4846814516129276E-5,1.019413220800835E-2,6.7030732641163313E-2,null,3.1479316670371141E-2,1.9655956119986249E-2,5.829574520181355E-5,3.1449165302883736E-7,3.1505858580726532E-5,1.019413220800835E-2,5.1225388885792963E-2]
[2004,12,12,14,3.8207715517456838E-2,1.7498519109762384E-2,1.421013333333321E-4,1.6851858031628439E-7,6.4846814516129276E-5,1.0163942815937363E-2,6.6077294109586363E-2,null,3.0353710368618773E-2,2.0226515993989481E-2,5.829574520181355E-5,3.1449165302883736E-7,3.1505858580726532E-5,1.0163942815937363E-2,5.0670342458043832E-2]
[2004,12,12,15,3.7969748706654941E-2,1.77178486456879E-2,1.421013333333321E-4,1.6851858031628439E-7,6.4846814516129276E-5,8.5148209331557517E-3,6.4409534951928374E-2,null,3.0164660184523771E-2,2.0480038725743208E-2,5.829574520181355E-5,3.1449165302883736E-7,3.1505858580726532E-5,8.5148209331557517E-3,5.0734815005702552E-2]
[2004,12,12,16,3.9886946648376477E-2,1.7494367241326435E-2,1.421013333333321E-4,1.6851858031628439E-7,6.4846814516129276E-5,7.9068763738615946E-3,6.5495306929994279E-2,null,3.1687757555151415E-2,2.0221716854542431E-2,5.829574520181355E-5,3.1449165302883736E-7,3.1505858580726532E-5,7.9068763738615946E-3,5.1999590505129423E-2]
[2004,12,12,17,4.2940176893696273E-2,1.7149178723054943E-2,1.421013333333321E-4,1.6851858031628439E-7,6.4846814516129276E-5,7.2681135446278997E-3,6.7564585827808901E-2,null,3.4113363621884212E-2,{"$f":"F8323*W$5","v":1.9822713885093168E-2},{"$f":"G8323*X$5","v":5.829574520181355E-5},{"$f":"H8323*Y$5","v":3.1449165302883736E-7},{"$f":"I8323*Z$5","v":3.1505858580726532E-5},{"$f":"J8323","v":7.2681135446278997E-3},5.4026193602412953E-2]
[2004,12,12,18,4.9707272818405257E-2,1.6815020043912512E-2,1.421013333333321E-4,1.6851858031628439E-7,6.4846814516129276E-5,5.9888465843472337E-3,7.2718256113094779E-2,null,{"$f":"E8324*V$5","v":3.9489410500201973E-2},1.9436460292671508E-2,5.829574520181355E-5,3.1449165302883736E-7,3.1505858580726532E-5,5.9888465843472337E-3,{"$f":"SUM(M8324:Q8324)","v":5.9015986888309058E-2}]
[2004,12,12,19,5.0063620400778094E-2,1.6527960538047014E-2,1.4049599999999879E-3,1.6661480863503531E-6,6.4846814516129276E-5,5.4943359477385382E-3,7.3557389849166113E-2,null,3.9772507020352739E-2,1.9104648574765851E-2,5.7637172190788709E-4,3.1093880857749078E-6,3.1505858580726532E-5,5.4943359477385382E-3,5.9488142563692982E-2]
[2004,12,12,20,4.6672947144190589E-2,1.6460580473822702E-2,1.4049599999999879E-3,1.6661480863503531E-6,6.4846814516129276E-5,7.1177098353806126E-3,7.1722710415996357E-2,null,3.7078822967505996E-2,1.9026764044185848E-2,5.7637172190788709E-4,3.1093880857749078E-6,3.1505858580726532E-5,7.1177098353806126E-3,5.6716573980266229E-2]
[2004,12,12,21,4.5197064314751519E-2,1.6548331820067375E-2,1.4049599999999879E-3,1.6661480863503531E-6,6.4846814516129276E-5,7.4802205144337093E-3,7.0697089611855071E-2,null,3.5906323661120017E-2,1.9128195713756204E-2,5.7637172190788709E-4,3.1093880857749078E-6,3.1505858580726532E-5,7.4802205144337093E-3,5.5645506343450606E-2]
[2004,12,12,22,4.351462317795958E-2,1.7288204436653389E-2,1.4049599999999879E-3,1.6661480863503531E-6,6.4846814516129276E-5,5.7354277416360811E-3,6.800972831885152E-2,null,3.4569726319802929E-2,1.9983413530705232E-2,5.7637172190788709E-4,3.1093880857749078E-6,3.1505858580726532E-5,5.7354277416360811E-3,5.5164126819082553E-2]
[2004,12,12,23,3.9360600897045669E-2,1.6221668697808583E-2,1.4049599999999879E-3,1.6661480863503531E-6,6.4846814516129276E-5,4.5676672309344643E-3,6.1621409788391188E-2,null,3.1269607810439547E-2,1.8750606226007618E-2,5.7637172190788709E-4,3.1093880857749078E-6,3.1505858580726532E-5,4.5676672309344643E-3,5.0631201005021553E-2]
[2004,12,12,24,3.1643106516882222E-2,1.69169173593582E-2,1.4049599999999879E-3,1.6661480863503531E-6,6.4846814516129276E-5,7.7325543092905125E-3,5.7764051148133405E-2,null,2.5138527058440774E-2,1.9554243270058259E-2,5.7637172190788709E-4,3.1093880857749078E-6,3.1505858580726532E-5,7.7325543092905125E-3,4.5303757297073421E-2]
[2004,12,13,1,2.6624208821924081E-2,1.7001715167197725E-2,1.4049599999999879E-3,1.6661480863503531E-6,6.4846814516129276E-5,8.4317223527065575E-3,5.3529119304430842E-2,null,2.1151317539649113E-2,1.9652260948340789E-2,5.7637172190788709E-4,3.1093880857749078E-6,3.1505858580726532E-5,8.4317223527065575E-3,4.1414565456564294E-2]
[2004,12,13,2,2.4701139779102949E-2,1.7228736497973938E-2,1.4049599999999879E-3,1.6661480863503531E-6,6.4846814516129276E-5,9.4444253543673386E-3,5.2845774594046699E-2,null,1.96235559356354E-2,1.9914674615984247E-2,5.7637172190788709E-4,3.1093880857749078E-6,3.1505858580726532E-5,9.4444253543673386E-3,4.0149217520194035E-2]
[2004,12,13,3,2.4258549912361888E-2,1.718890983916652E-2,1.4049599999999879E-3,1.6661480863503531E-6,6.4846814516129276E-5,9.7276715027847741E-3,5.2646604216915652E-2,null,1.927194515636738E-2,1.9868639031698374E-2,5.7637172190788709E-4,3.1093880857749078E-6,3.1505858580726532E-5,9.7276715027847741E-3,3.9751571156640138E-2]
[2004,12,13,4,2.5176316028005814E-2,1.7183686577014138E-2,1.4049599999999879E-3,1.6661480863503531E-6,6.4846814516129276E-5,9.3365399263199301E-3,5.3168015493942351E-2,null,2.0001054617195001E-2,1.9862601469616506E-2,5.7637172190788709E-4,3.1093880857749078E-6,3.1505858580726532E-5,9.3365399263199301E-3,4.0474643055385895E-2]
[2004,12,13,5,2.5577648968756996E-2,1.743355715491874E-2,1.4049599999999879E-3,1.6661480863503531E-6,6.4846814516129276E-5,9.6990172978456118E-3,5.4181696384123818E-2,null,2.0319889273493191E-2,2.015142655296857E-2,5.7637172190788709E-4,3.1093880857749078E-6,3.1505858580726532E-5,9.6990172978456118E-3,4.1082302795036149E-2]
[2004,12,13,6,2.733893466464413E-2,1.7867574995279148E-2,1.4049599999999879E-3,1.6661480863503531E-6,6.4846814516129276E-5,9.3723830040965996E-3,5.6050365626622342E-2,null,2.1719123830317794E-2,2.0653107222896174E-2,5.7637172190788709E-4,3.1093880857749078E-6,3.1505858580726532E-5,9.3723830040965996E-3,4.2983218021788359E-2]
[2004,12,13,7,3.3662932632423918E-2,1.9242126833670697E-2,1.421013333333321E-4,1.6851858031628439E-7,6.4846814516129276E-5,8.834044523978811E-3,6.1946220656503202E-2,null,2.674315628255948E-2,2.2241949945494534E-2,5.829574520181355E-5,3.1449165302883736E-7,3.1505858580726532E-5,8.834044523978811E-3,4.9075222323489591E-2]
[2004,12,13,8,3.9609237486753865E-2,2.1351325409367499E-2,1.421013333333321E-4,1.6851858031628439E-7,6.4846814516129276E-5,1.0421466893696383E-2,7.1589146456247532E-2,null,3.1467134486107856E-2,2.4679969897824693E-2,5.829574520181355E-5,3.1449165302883736E-7,3.1505858580726532E-5,1.0421466893696383E-2,5.6237220479368126E-2]
[2004,12,13,9,4.1893175941330123E-2,2.3150453204076982E-2,1.421013333333321E-4,1.6851858031628439E-7,6.4846814516129276E-5,1.1191440319028611E-2,7.6442186130865494E-2,null,3.3281584929193989E-2,2.6759579428588951E-2,5.829574520181355E-5,3.1449165302883736E-7,3.1505858580726532E-5,1.1191440319028611E-2,6.0131280453218514E-2]
[2004,12,13,10,3.9274185229747127E-2,2.4576512413108157E-2,1.421013333333321E-4,1.6851858031628439E-7,6.4846814516129276E-5,1.3011036614829708E-2,7.7068850924114765E-2,null,3.1200955809110326E-2,2.8407959455430933E-2,5.829574520181355E-5,3.1449165302883736E-7,3.1505858580726532E-5,1.3011036614829708E-2,5.969903135997684E-2]
[2004,12,13,11,3.7813608045643175E-2,2.5247177281102831E-2,1.421013333333321E-4,1.6851858031628439E-7,6.4846814516129276E-5,1.2573520592738705E-2,7.5841422585914489E-2,null,3.0040615908729518E-2,2.9183180123763554E-2,5.829574520181355E-5,3.1449165302883736E-7,3.1505858580726532E-5,1.2573520592738705E-2,5.931391212792865E-2]
[2004,12,13,12,3.7211669343509619E-2,2.5199625443632859E-2,1.421013333333321E-4,1.6851858031628439E-7,6.4846814516129276E-5,1.2559094517818951E-2,7.5177505971391209E-2,null,2.9562412153891666E-2,2.9128215015282264E-2,5.829574520181355E-5,3.1449165302883736E-7,3.1505858580726532E-5,1.2559094517818951E-2,5.8780743264609511E-2]
[2004,12,13,13,3.714564589345154E-2,2.4856870332360809E-2,1.421013333333321E-4,1.6851858031628439E-7,6.4846814516129276E-5,1.1282187013413759E-2,7.3491819905655884E-2,null,2.9509960531138031E-2,2.8732024817890188E-2,5.829574520181355E-5,3.1449165302883736E-7,3.1505858580726532E-5,1.1282187013413759E-2,5.8332101444463796E-2]
[2004,12,13,14,3.5422025561306046E-2,2.5097760072926658E-2,1.421013333333321E-4,1.6851858031628439E-7,6.4846814516129276E-5,1.1668651710023863E-2,7.2395554010686342E-2,null,2.8140648819122614E-2,2.9010468962779278E-2,5.829574520181355E-5,3.1449165302883736E-7,3.1505858580726532E-5,1.1668651710023863E-2,5.7241233877337469E-2]
[2004,12,13,15,3.5012391011932521E-2,2.4646551108634309E-2,1.421013333333321E-4,1.6851858031628439E-7,6.4846814516129276E-5,1.1145003673879869E-2,7.1011062460876476E-2,null,2.781521903876889E-2,2.8488917094552951E-2,5.829574520181355E-5,3.1449165302883736E-7,3.1505858580726532E-5,1.1145003673879869E-2,5.6394252228757422E-2]
[2004,12,13,16,3.6416634317830827E-2,2.4026842790301824E-2,1.421013333333321E-4,1.6851858031628439E-7,6.4846814516129276E-5,9.0439711527428319E-3,6.9694564927305261E-2,null,2.8930805092973945E-2,2.7772597037196364E-2,5.829574520181355E-5,3.1449165302883736E-7,3.1505858580726532E-5,9.0439711527428319E-3,5.6793518225605882E-2]
[2004,12,13,17,4.0787525690120299E-2,2.4104628602922871E-2,1.421013333333321E-4,1.6851858031628439E-7,6.4846814516129276E-5,9.1779101166515782E-3,7.4277181076124521E-2,null,3.2403212929201473E-2,2.7862509559119852E-2,5.829574520181355E-5,3.1449165302883736E-7,3.1505858580726532E-5,9.1779101166515782E-3,6.0355838583756899E-2]
[2004,12,13,18,4.7488884043719377E-2,2.3660692622681483E-2,1.421013333333321E-4,1.6851858031628439E-7,6.4846814516129276E-5,8.2738851121778416E-3,7.9630578445008482E-2,null,3.7727035298234061E-2,2.7349364523912255E-2,5.829574520181355E-5,3.1449165302883736E-7,3.1505858580726532E-5,8.2738851121778416E-3,6.516651591758188E-2]
[2004,12,13,19,4.702979944563155E-2,2.2981352649634287E-2,1.4049599999999879E-3,1.6661480863503531E-6,6.4846814516129276E-5,7.1698954718972642E-3,7.8652520529765568E-2,null,3.7362320456314636E-2,2.6564116312677646E-2,5.7637172190788709E-4,3.1093880857749078E-6,3.1505858580726532E-5,7.1698954718972642E-3,6.4537423737566671E-2]
[2004,12,13,20,4.5827451565401391E-2,2.2293209936286994E-2,1.4049599999999879E-3,1.6661480863503531E-6,6.4846814516129276E-5,5.1319686438933759E-3,7.4724103108184212E-2,null,3.6407128060628111E-2,2.5768693025120637E-2,5.7637172190788709E-4,3.1093880857749078E-6,3.1505858580726532E-5,5.1319686438933759E-3,6.2786808054323129E-2]
[2004,12,13,21,4.2894030253478835E-2,2.1955535124847065E-2,1.4049599999999879E-3,1.6661480863503531E-6,6.4846814516129276E-5,6.4129476093764048E-3,7.2733985950304753E-2,null,3.4076702917817642E-2,2.5378375139846181E-2,5.7637172190788709E-4,3.1093880857749078E-6,3.1505858580726532E-5,6.4129476093764048E-3,6.0066065026238215E-2]
[2004,12,13,22,4.0064602103446874E-2,2.100362158453185E-2,1.4049599999999879E-3,1.6661480863503531E-6,6.4846814516129276E-5,6.2156732720740253E-3,6.8755369922655213E-2,null,3.1828894028651071E-2,2.4278059488715503E-2,5.7637172190788709E-4,3.1093880857749078E-6,3.1505858580726532E-5,6.2156732720740253E-3,5.6717940485940962E-2]
[2004,12,13,23,3.7511265613362037E-2,2.0203403330976252E-2,1.4049599999999879E-3,1.6661480863503531E-6,6.4846814516129276E-5,5.6181531208440586E-3,6.4804295027784814E-2,null,2.9800423201646248E-2,2.3353088226707695E-2,5.7637172190788709E-4,3.1093880857749078E-6,3.1505858580726532E-5,5.6181531208440586E-3,5.3764498396928331E-2]
[2004,12,13,24,2.9667445564670269E-2,1.9792183518796767E-2,1.4049599999999879E-3,1.6661480863503531E-6,6.4846814516129276E-5,7.7117553727021424E-3,5.8642857418771649E-2,null,2.3568984375297839E-2,2.2877759768572436E-2,5.7637172190788709E-4,3.1093880857749078E-6,3.1505858580726532E-5,7.7117553727021424E-3,4.7057731112444663E-2]
[2004,12,14,1,2.425494469875553E-2,1.9106131082731591E-2,1.4049599999999879E-3,1.6661480863503531E-6,6.4846814516129276E-5,8.3477838804359387E-3,5.3180332624525532E-2,null,1.9269081033031495E-2,2.2084752629868563E-2,5.7637172190788709E-4,3.1093880857749078E-6,3.1505858580726532E-5,8.3477838804359387E-3,4.1964820631474449E-2]
[2004,12,14,2,2.2451206942373621E-2,1.8614421347213174E-2,1.4049599999999879E-3,1.6661480863503531E-6,6.4846814516129276E-5,9.1713729011542264E-3,5.1708474153343488E-2,null,1.7836120891430156E-2,2.1516385971668613E-2,5.7637172190788709E-4,3.1093880857749078E-6,3.1505858580726532E-5,9.1713729011542264E-3,3.9963493831673157E-2]
[2004,12,14,3,2.1837339803823349E-2,1.8284179798853554E-2,1.4049599999999879E-3,1.6661480863503531E-6,6.4846814516129276E-5,9.5997016849031121E-3,5.1192694250182483E-2,null,1.7348440718040713E-2,2.1134660185739153E-2,5.7637172190788709E-4,3.1093880857749078E-6,3.1505858580726532E-5,9.5997016849031121E-3,3.9094087872354251E-2]
[2004,12,14,4,2.2998849439194564E-2,1.807473931749027E-2,1.4049599999999879E-3,1.6661480863503531E-6,6.4846814516129276E-5,9.4401737750304856E-3,5.1985235494317793E-2,null,1.8271189607497598E-2,2.0892568199582455E-2,5.7637172190788709E-4,3.1093880857749078E-6,3.1505858580726532E-5,9.4401737750304856E-3,3.9774744775654437E-2]
[2004,12,14,5,2.3416231599160474E-2,1.8140018344930234E-2,1.4049599999999879E-3,1.6661480863503531E-6,6.4846814516129276E-5,9.451272350417473E-3,5.2478995257110653E-2,null,1.8602774394105563E-2,2.0968024144414375E-2,5.7637172190788709E-4,3.1093880857749078E-6,3.1505858580726532E-5,9.451272350417473E-3,4.0181785507094329E-2]
[2004,12,14,6,2.5384688144225228E-2,1.8849000751777811E-2,1.4049599999999879E-3,1.6661480863503531E-6,6.4846814516129276E-5,9.469103282776151E-3,5.5174265141381663E-2,null,2.0166593613153302E-2,2.178753600719591E-2,5.7637172190788709E-4,3.1093880857749078E-6,3.1505858580726532E-5,9.469103282776151E-3,4.2565116588923597E-2]
[2004,12,14,7,3.1377489060574901E-2,1.9469989338972919E-2,1.421013333333321E-4,1.6851858031628439E-7,6.4846814516129276E-5,1.0011816288407962E-2,6.1066411354385564E-2,null,2.492751011517658E-2,2.2505335925703262E-2,5.829574520181355E-5,3.1449165302883736E-7,3.1505858580726532E-5,1.0011816288407962E-2,4.7522962136315419E-2]
[2004,12,14,8,3.7236985998182467E-2,2.0898184893983363E-2,1.421013333333321E-4,1.6851858031628439E-7,6.4846814516129276E-5,1.1714099138572869E-2,7.0056386697168474E-2,null,2.958252469904216E-2,2.4156185352146854E-2,5.829574520181355E-5,3.1449165302883736E-7,3.1505858580726532E-5,1.1714099138572869E-2,5.3828826146624591E-2]
[2004,12,14,9,3.9449214525438682E-2,2.2912704210551072E-2,1.421013333333321E-4,1.6851858031628439E-7,6.4846814516129276E-5,1.2664022675591444E-2,7.5233058078010978E-2,null,3.1340005958418973E-2,2.6484765669210656E-2,5.829574520181355E-5,3.1449165302883736E-7,3.1505858580726532E-5,1.2664022675591444E-2,5.7914887723065203E-2]
[2004,12,14,10,3.6192635453667764E-2,2.3933560326810273E-2,1.421013333333321E-4,1.6851858031628439E-7,6.4846814516129276E-5,1.3846165684413001E-2,7.4179478131320822E-2,null,2.8752851594482293E-2,2.7664771956231772E-2,5.829574520181355E-5,3.1449165302883736E-7,3.1505858580726532E-5,1.3846165684413001E-2,5.6507739646149642E-2]
[2004,12,14,11,3.437937291043229E-2,2.4500294778648877E-2,1.421013333333321E-4,1.6851858031628439E-7,6.4846814516129276E-5,1.3439997847359548E-2,7.2526782202870496E-2,null,2.7312324587980486E-2,2.8319859588651086E-2,5.829574520181355E-5,3.1449165302883736E-7,3.1505858580726532E-5,1.3439997847359548E-2,5.5722300272067149E-2]
[2004,12,14,12,3.4674494102622168E-2,2.4270904075360391E-2,1.421013333333321E-4,1.6851858031628439E-7,6.4846814516129276E-5,1.2921384247926871E-2,7.2073899092339203E-2,null,2.754678045821644E-2,2.8054707166332758E-2,5.829574520181355E-5,3.1449165302883736E-7,3.1505858580726532E-5,1.2921384247926871E-2,5.5691603719984772E-2]
[2004,12,14,13,3.3951560776579071E-2,2.3838799933117705E-2,1.421013333333321E-4,1.6851858031628439E-7,6.4846814516129276E-5,1.1392165501520958E-2,6.9389642877647512E-2,null,2.6972453820328118E-2,2.755523853762664E-2,5.829574520181355E-5,3.1449165302883736E-7,3.1505858580726532E-5,1.1392165501520958E-2,5.4617808453390336E-2]
[2004,12,14,14,3.131035528232097E-2,2.4572255683604952E-2,1.421013333333321E-4,1.6851858031628439E-7,6.4846814516129276E-5,1.2823452256445928E-2,6.8913179888801634E-2,null,2.4874176404079934E-2,2.8403039107209545E-2,5.829574520181355E-5,3.1449165302883736E-7,3.1505858580726532E-5,1.2823452256445928E-2,5.3367331606725056E-2]
[2004,12,14,15,3.1191022630236702E-2,2.3941209655414124E-2,1.421013333333321E-4,1.6851858031628439E-7,6.4846814516129276E-5,1.1421084942319696E-2,6.6760433894400298E-2,null,2.477937385674548E-2,2.7673613805440755E-2,5.829574520181355E-5,3.1449165302883736E-7,3.1505858580726532E-5,1.1421084942319696E-2,5.2543103757621813E-2]
[2004,12,14,16,3.2703850065861753E-2,2.3427696816746078E-2,1.421013333333321E-4,1.6851858031628439E-7,6.4846814516129276E-5,1.1335386607529885E-2,6.7674050156567495E-2,null,2.5981223409820241E-2,2.7080044968027336E-2,5.829574520181355E-5,3.1449165302883736E-7,3.1505858580726532E-5,1.1335386607529885E-2,5.3151384473283159E-2]
[2004,12,14,17,3.6645714679344223E-2,2.385055600071647E-2,1.421013333333321E-4,1.6851858031628439E-7,6.4846814516129276E-5,1.014239520327455E-2,7.0845782549765021E-2,null,2.9112795532610123E-2,2.7568827361219159E-2,5.829574520181355E-5,3.1449165302883736E-7,3.1505858580726532E-5,1.014239520327455E-2,5.677173898926486E-2]
[2004,12,14,18,4.3029605668752823E-2,2.3902260453045811E-2,1.421013333333321E-4,1.6851858031628439E-7,6.4846814516129276E-5,9.5281876227413988E-3,7.6667170410969807E-2,null,3.4184409354399849E-2,2.7628592471937378E-2,5.829574520181355E-5,3.1449165302883736E-7,3.1505858580726532E-5,9.5281876227413988E-3,6.1903117921772804E-2]
[2004,12,14,19,4.5221269743944782E-2,2.3315977491508377E-2,1.4049599999999879E-3,1.6661480863503531E-6,6.4846814516129276E-5,7.4572784007720496E-3,7.7465998598827662E-2,null,3.5925553405090044E-2,2.6950908742008221E-2,5.7637172190788709E-4,3.1093880857749078E-6,3.1505858580726532E-5,7.4572784007720496E-3,6.3487449115672653E-2]
[2004,12,14,20,4.4414666663463796E-2,2.2480960729040423E-2,1.4049599999999879E-3,1.6661480863503531E-6,6.4846814516129276E-5,4.7053396111074158E-3,7.3072439966214098E-2,null,3.5284756226934513E-2,2.5985713927786213E-2,5.7637172190788709E-4,3.1093880857749078E-6,3.1505858580726532E-5,4.7053396111074158E-3,6.1881457123295118E-2]
[2004,12,14,21,4.1158752176667174E-2,2.2181093952693187E-2,1.4049599999999879E-3,1.6661480863503531E-6,6.4846814516129276E-5,6.6445931091417311E-3,7.1455912201104546E-2,null,3.2698129835412613E-2,2.5639098302211952E-2,5.7637172190788709E-4,3.1093880857749078E-6,3.1505858580726532E-5,6.6445931091417311E-3,5.8948215106198958E-2]
[2004,12,14,22,3.8953419780342863E-2,2.1388185457190571E-2,1.4049599999999879E-3,1.6661480863503531E-6,6.4846814516129276E-5,6.4569531048791363E-3,6.8270031305015036E-2,null,3.094612713339355E-2,2.4722576380245061E-2,5.7637172190788709E-4,3.1093880857749078E-6,3.1505858580726532E-5,6.4569531048791363E-3,5.6279690482212999E-2]
[2004,12,14,23,3.5894860159837512E-2,2.0456343964401644E-2,1.4049599999999879E-3,1.6661480863503531E-6,6.4846814516129276E-5,5.5568793930827623E-3,6.3379556479924395E-2,null,2.8516287201624933E-2,2.3645461983333435E-2,5.7637172190788709E-4,3.1093880857749078E-6,3.1505858580726532E-5,5.5568793930827623E-3,5.2772736153532757E-2]
[2004,12,14,24,2.9634099673993084E-2,1.9891844673247196E-2,1.4049599999999879E-3,1.6661480863503531E-6,6.4846814516129276E-5,6.7494503253145771E-3,5.774686763515733E-2,null,2.3542493089600939E-2,2.2992957970307489E-2,5.7637172190788709E-4,3.1093880857749078E-6,3.1505858580726532E-5,6.7494503253145771E-3,4.7146438028482819E-2]
[2004,12,15,1,2.4648489034642326E-2,1.9114280072541297E-2,1.4049599999999879E-3,1.6661480863503531E-6,6.4846814516129276E-5,8.4642398198209075E-3,5.3698481889607005E-2,null,1.9581728115615128E-2,2.2094172036830201E-2,5.7637172190788709E-4,3.1093880857749078E-6,3.1505858580726532E-5,8.4642398198209075E-3,4.2286887121019717E-2]
[2004,12,15,2,2.283626262448735E-2,1.8615827737769527E-2,1.4049599999999879E-3,1.6661480863503531E-6,6.4846814516129276E-5,9.2887177032488933E-3,5.2212281028108237E-2,null,1.8142024253941607E-2,2.1518011616724828E-2,5.7637172190788709E-4,3.1093880857749078E-6,3.1505858580726532E-5,9.2887177032488933E-3,4.0271022839240826E-2]
[2004,12,15,3,2.2209823590791031E-2,1.8292459980522511E-2,1.4049599999999879E-3,1.6661480863503531E-6,6.4846814516129276E-5,9.7177174356500255E-3,5.1691473969566033E-2,null,1.7644356473104833E-2,2.1144231237204124E-2,5.7637172190788709E-4,3.1093880857749078E-6,3.1505858580726532E-5,9.7177174356500255E-3,3.9399574678883345E-2]
[2004,12,15,4,2.3499330794777763E-2,1.7822311956571191E-2,1.4049599999999879E-3,1.6661480863503531E-6,6.4846814516129276E-5,9.6986218823025775E-3,5.2491737596254001E-2,null,1.8668791660028723E-2,2.0600787733994267E-2,5.7637172190788709E-4,3.1093880857749078E-6,3.1505858580726532E-5,9.6986218823025775E-3,3.9880566362597382E-2]
[2004,12,15,5,2.406722927656272E-2,1.7523434652229056E-2,1.4049599999999879E-3,1.6661480863503531E-6,6.4846814516129276E-5,9.9281716593181569E-3,5.2990308550712406E-2,null,1.9119952526398844E-2,2.0255315837852835E-2,5.7637172190788709E-4,3.1093880857749078E-6,3.1505858580726532E-5,9.9281716593181569E-3,3.9986255332826064E-2]
[2004,12,15,6,2.6283980857816344E-2,1.7691924648075376E-2,1.4049599999999879E-3,1.6661480863503531E-6,6.4846814516129276E-5,1.0264460194474849E-2,5.571183866296904E-2,null,2.0881027077579675E-2,2.0450073209858761E-2,5.7637172190788709E-4,3.1093880857749078E-6,3.1505858580726532E-5,1.0264460194474849E-2,4.1942087256012825E-2]
[2004,12,15,7,3.1756560283315416E-2,1.9797203252221989E-2,1.421013333333321E-4,1.6851858031628439E-7,6.4846814516129276E-5,9.9005131087414704E-3,6.1661393310708662E-2,null,2.5228659188035612E-2,2.2883562072057318E-2,5.829574520181355E-5,3.1449165302883736E-7,3.1505858580726532E-5,9.9005131087414704E-3,4.8202337355528507E-2]
[2004,12,15,8,3.7177267146374267E-2,2.2452924983551503E-2,1.421013333333321E-4,1.6851858031628439E-7,6.4846814516129276E-5,1.0901653300449931E-2,7.0738962096805483E-2,null,2.9535081696842658E-2,2.5953307445215998E-2,5.829574520181355E-5,3.1449165302883736E-7,3.1505858580726532E-5,1.0901653300449931E-2,5.5578505237494233E-2]
[2004,12,15,9,3.9568750671533197E-2,2.4050860337921674E-2,1.421013333333321E-4,1.6851858031628439E-7,6.4846814516129276E-5,1.2139339568321915E-2,7.596606724420657E-2,null,3.1434970169390342E-2,{"$f":"F8387*W$5","v":2.7800358889957851E-2},{"$f":"G8387*X$5","v":5.829574520181355E-5},{"$f":"H8387*Y$5","v":3.1449165302883736E-7},{"$f":"I8387*Z$5","v":3.1505858580726532E-5},{"$f":"J8387","v":1.2139339568321915E-2},5.9325445154783774E-2]
[2004,12,15,10,3.632958427011896E-2,2.4978884025298052E-2,1.421013333333321E-4,1.6851858031628439E-7,6.4846814516129276E-5,1.3386642619417643E-2,7.4902227581264441E-2,null,{"$f":"E8388*V$5","v":2.88616491149199E-2},2.8873060290446492E-2,5.829574520181355E-5,3.1449165302883736E-7,3.1505858580726532E-5,1.3386642619417643E-2,{"$f":"SUM(M8388:Q8388)","v":5.7824825500801966E-2}]
[2004,12,15,11,3.4468763406329823E-2,2.5609116936664716E-2,1.421013333333321E-4,1.6851858031628439E-7,6.4846814516129276E-5,1.2948431428911389E-2,7.3233428438335704E-2,null,2.7383339910028236E-2,2.9601545711511905E-2,5.829574520181355E-5,3.1449165302883736E-7,3.1505858580726532E-5,1.2948431428911389E-2,5.7075001716975715E-2]
[2004,12,15,12,3.4886317814248148E-2,2.5026617559989642E-2,1.421013333333321E-4,1.6851858031628439E-7,6.4846814516129276E-5,1.2656085227740498E-2,7.2776137268408064E-2,null,2.7715061537177132E-2,2.8928235422515269E-2,5.829574520181355E-5,3.1449165302883736E-7,3.1505858580726532E-5,1.2656085227740498E-2,5.6733413055127982E-2]
[2004,12,15,13,3.4251158883741278E-2,2.438180562546095E-2,1.421013333333321E-4,1.6851858031628439E-7,6.4846814516129276E-5,1.1225641872924168E-2,7.0065723048556183E-2,null,2.7210466327713782E-2,2.8182898127110445E-2,5.829574520181355E-5,3.1449165302883736E-7,3.1505858580726532E-5,1.1225641872924168E-2,5.5483480550259805E-2]
[2004,12,15,14,3.1473515939559445E-2,2.5354506861017236E-2,1.421013333333321E-4,1.6851858031628439E-7,6.4846814516129276E-5,1.2549478332655873E-2,6.9584617799662338E-2,null,2.5003797640688739E-2,2.9307242248743932E-2,5.829574520181355E-5,3.1449165302883736E-7,3.1505858580726532E-5,1.2549478332655873E-2,5.4401155984868249E-2]
[2004,12,15,15,3.1283311202225071E-2,2.4898190380313531E-2,1.421013333333321E-4,1.6851858031628439E-7,6.4846814516129276E-5,1.1022272921275842E-2,6.7410891170244222E-2,null,2.4852691524303711E-2,2.8779786608790648E-2,5.829574520181355E-5,3.1449165302883736E-7,3.1505858580726532E-5,1.1022272921275842E-2,5.3722594228529937E-2]
[2004,12,15,16,3.2708545986133222E-2,2.4643103026883235E-2,1.421013333333321E-4,1.6851858031628439E-7,6.4846814516129276E-5,1.0774653375712087E-2,6.8333419055158315E-2,null,2.5984954033384196E-2,2.8484931461240256E-2,5.829574520181355E-5,3.1449165302883736E-7,3.1505858580726532E-5,1.0774653375712087E-2,5.4560001590060025E-2]
[2004,12,15,17,3.6887834729914727E-2,2.454504395770617E-2,1.421013333333321E-4,1.6851858031628439E-7,6.4846814516129276E-5,9.8960523433869862E-3,7.1536047697437669E-2,null,2.9305145213555969E-2,2.8371585107836036E-2,5.829574520181355E-5,3.1449165302883736E-7,3.1505858580726532E-5,9.8960523433869862E-3,5.7766846416827583E-2]
[2004,12,15,18,4.3471869421529717E-2,2.4240258153412221E-2,1.421013333333321E-4,1.6851858031628439E-7,6.4846814516129276E-5,9.4949149070680874E-3,7.7414159148439798E-2,null,3.4535761055921883E-2,2.8019283584111484E-2,5.829574520181355E-5,3.1449165302883736E-7,3.1505858580726532E-5,9.4949149070680874E-3,6.2645160735468927E-2]
[2004,12,15,19,4.5874053222744827E-2,2.3182054804271209E-2,1.4049599999999879E-3,1.6661480863503531E-6,6.4846814516129276E-5,7.6931906388303358E-3,7.8220771628448829E-2,null,3.644415024817696E-2,2.6796107678079939E-2,5.7637172190788709E-4,3.1093880857749078E-6,3.1505858580726532E-5,7.6931906388303358E-3,6.385124489483128E-2]
[2004,12,15,20,4.5106855429484213E-2,2.2239870028647937E-2,1.4049599999999879E-3,1.6661480863503531E-6,6.4846814516129276E-5,4.9662043277048885E-3,7.3784402748439504E-2,null,3.5834658178402819E-2,2.5707037493688984E-2,5.7637172190788709E-4,3.1093880857749078E-6,3.1505858580726532E-5,4.9662043277048885E-3,6.2152682640666194E-2]
[2004,12,15,21,4.1764305659535012E-2,2.2001871531998791E-2,1.4049599999999879E-3,1.6661480863503531E-6,6.4846814516129276E-5,6.9144729156927608E-3,7.2152123069829016E-2,null,3.3179205314088661E-2,2.5431935333967724E-2,5.7637172190788709E-4,3.1093880857749078E-6,3.1505858580726532E-5,6.9144729156927608E-3,5.9222127616630774E-2]
[2004,12,15,22,3.9687810023204199E-2,2.0873970209136082E-2,1.4049599999999879E-3,1.6661480863503531E-6,6.4846814516129276E-5,6.9019473141463871E-3,6.8935200509089134E-2,null,3.1529555596138667E-2,2.4128195628714787E-2,5.7637172190788709E-4,3.1093880857749078E-6,3.1505858580726532E-5,6.9019473141463871E-3,5.6268738193427842E-2]
[2004,12,15,23,3.6581595752013939E-2,2.0004626480715527E-2,1.4049599999999879E-3,1.6661480863503531E-6,6.4846814516129276E-5,5.9393869733143428E-3,6.3997082168646274E-2,null,2.9061856937539168E-2,2.3123322318186309E-2,5.7637172190788709E-4,3.1093880857749078E-6,3.1505858580726532E-5,5.9393869733143428E-3,5.2796166224299869E-2]
[2004,12,15,24,3.0366095567075313E-2,1.9223450063782226E-2,1.4049599999999879E-3,1.6661480863503531E-6,6.4846814516129276E-5,7.2484887518823923E-3,5.8309507345342404E-2,null,2.4124019386808755E-2,2.2220361490923286E-2,5.7637172190788709E-4,3.1093880857749078E-6,3.1505858580726532E-5,7.2484887518823923E-3,4.6955367846306433E-2]
[2004,12,16,1,2.538582659115822E-2,1.8277858813791431E-2,1.4049599999999879E-3,1.6661480863503531E-6,6.4846814516129276E-5,9.0887733205644392E-3,5.422393168811656E-2,null,2.0167498040125867E-2,2.1127353767141397E-2,5.7637172190788709E-4,3.1093880857749078E-6,3.1505858580726532E-5,9.0887733205644392E-3,4.1905838775841649E-2]
[2004,12,16,2,2.3238868577446909E-2,1.858697426715001E-2,1.4049599999999879E-3,1.6661480863503531E-6,6.4846814516129276E-5,9.4258720228058111E-3,5.2723187830005208E-2,null,1.846187024115413E-2,2.148465992671569E-2,5.7637172190788709E-4,3.1093880857749078E-6,3.1505858580726532E-5,9.4258720228058111E-3,4.0557517136444211E-2]
[2004,12,16,3,2.2535960299014574E-2,1.8429707476536817E-2,1.4049599999999879E-3,1.6661480863503531E-6,6.4846814516129276E-5,9.7601466490550987E-3,5.2197287387208961E-2,null,1.7903452287861651E-2,2.1302875443371241E-2,5.7637172190788709E-4,3.1093880857749078E-6,3.1505858580726532E-5,9.7601466490550987E-3,3.9817314699807281E-2]
[2004,12,16,4,2.3811105999322336E-2,1.8055187562892813E-2,1.4049599999999879E-3,1.6661480863503531E-6,6.4846814516129276E-5,9.6676162932479073E-3,5.3005382818065529E-2,null,1.891647813200685E-2,2.0869968351298413E-2,5.7637172190788709E-4,3.1093880857749078E-6,3.1505858580726532E-5,9.6676162932479073E-3,4.0397433451879648E-2]
[2004,12,16,5,2.4341217103691373E-2,1.7862557441215291E-2,1.4049599999999879E-3,1.6661480863503531E-6,6.4846814516129276E-5,9.8335836855531576E-3,5.3508831193062288E-2,null,1.9337619221111081E-2,2.0647307438532325E-2,5.7637172190788709E-4,3.1093880857749078E-6,3.1505858580726532E-5,9.8335836855531576E-3,4.0595913628217795E-2]
[2004,12,16,6,2.6407981380514839E-2,1.8486277943663573E-2,1.4049599999999879E-3,1.6661480863503531E-6,6.4846814516129276E-5,9.8912587844371229E-3,5.625699107121801E-2,null,2.0979537964728314E-2,2.1368265174407878E-2,5.7637172190788709E-4,3.1093880857749078E-6,3.1505858580726532E-5,9.8912587844371229E-3,4.295879010771058E-2]
[2004,12,16,7,3.2295251519871108E-2,1.9743768154936114E-2,1.421013333333321E-4,1.6851858031628439E-7,6.4846814516129276E-5,1.0018634635220873E-2,6.2264770976457877E-2,null,2.5656616671257917E-2,2.2821796511033918E-2,5.829574520181355E-5,3.1449165302883736E-7,3.1505858580726532E-5,1.0018634635220873E-2,4.856852927772741E-2]
[2004,12,16,8,3.7835588955029927E-2,2.2234357966993249E-2,1.421013333333321E-4,1.6851858031628439E-7,6.4846814516129276E-5,1.1154096771240027E-2,7.1431160359692991E-2,null,3.0058078406765013E-2,2.570066610862954E-2,5.829574520181355E-5,3.1449165302883736E-7,3.1505858580726532E-5,1.1154096771240027E-2,5.584886061083013E-2]
[2004,12,16,9,4.0088509393005962E-2,2.4209817702956497E-2,1.421013333333321E-4,1.6851858031628439E-7,6.4846814516129276E-5,1.2203972990715765E-2,7.6709416753108009E-2,null,3.1847886918781959E-2,2.7984097506127119E-2,5.829574520181355E-5,3.1449165302883736E-7,3.1505858580726532E-5,1.2203972990715765E-2,5.9922100520344655E-2]
[2004,12,16,10,3.6872173102326856E-2,2.5030777457553988E-2,1.421013333333321E-4,1.6851858031628439E-7,6.4846814516129276E-5,1.3525096093486087E-2,7.5635163319796722E-2,null,2.9292703001262847E-2,2.8933043842821627E-2,5.829574520181355E-5,3.1449165302883736E-7,3.1505858580726532E-5,1.3525096093486087E-2,5.8315862939520055E-2]
[2004,12,16,11,3.5073628080494905E-2,2.5449451145829902E-2,1.421013333333321E-4,1.6851858031628439E-7,6.4846814516129276E-5,1.3219838067773873E-2,7.3950033960528461E-2,null,2.786386817200787E-2,2.9416988226861011E-2,5.829574520181355E-5,3.1449165302883736E-7,3.1505858580726532E-5,1.3219838067773873E-2,5.7370972494304458E-2]
[2004,12,16,12,3.5292745683142293E-2,2.5314458510526494E-2,1.421013333333321E-4,1.6851858031628439E-7,6.4846814516129276E-5,1.2673947642233129E-2,7.3488268502331699E-2,null,2.8037943804569206E-2,2.9260950411323133E-2,5.829574520181355E-5,3.1449165302883736E-7,3.1505858580726532E-5,1.2673947642233129E-2,5.7389010311327912E-2]
[2004,12,16,13,3.4553880149270841E-2,2.4935207810651606E-2,1.421013333333321E-4,1.6851858031628439E-7,6.4846814516129276E-5,1.105512595240885E-2,7.0751330578761068E-2,null,2.7450959994813763E-2,2.8822575009460037E-2,5.829574520181355E-5,3.1449165302883736E-7,3.1505858580726532E-5,1.105512595240885E-2,5.636365109970938E-2]
[2004,12,16,14,3.1897768777642492E-2,2.5501509895976441E-2,1.421013333333321E-4,1.6851858031628439E-7,6.4846814516129276E-5,1.2659121020978348E-2,7.0265516361027069E-2,null,2.5340840763938378E-2,2.9477162869975732E-2,5.829574520181355E-5,3.1449165302883736E-7,3.1505858580726532E-5,1.2659121020978348E-2,5.4908119729349683E-2]
[2004,12,16,15,3.1756314594922792E-2,2.4921176167977042E-2,1.421013333333321E-4,1.6851858031628439E-7,6.4846814516129276E-5,1.1185916595157937E-2,6.8070524024487558E-2,null,2.5228464003523542E-2,2.8806355851530227E-2,5.829574520181355E-5,3.1449165302883736E-7,3.1505858580726532E-5,1.1185916595157937E-2,5.4124935950489346E-2]
[2004,12,16,16,3.3085283823092747E-2,2.4946717116733744E-2,1.421013333333321E-4,1.6851858031628439E-7,6.4846814516129276E-5,1.0762956307346938E-2,6.9002073913603218E-2,null,2.6284249372901278E-2,2.8835878601729179E-2,5.829574520181355E-5,3.1449165302883736E-7,3.1505858580726532E-5,1.0762956307346938E-2,5.5210244070066035E-2]
[2004,12,16,17,3.73217918060492E-2,2.4778775796511606E-2,1.421013333333321E-4,1.6851858031628439E-7,6.4846814516129276E-5,9.9283603810667708E-3,7.2236044650057354E-2,null,2.9649897764788196E-2,2.8641755443179741E-2,5.829574520181355E-5,3.1449165302883736E-7,3.1505858580726532E-5,9.9283603810667708E-3,5.8381769303403511E-2]
[2004,12,16,18,4.3994871216544364E-2,2.4396953038147918E-2,1.421013333333321E-4,1.6851858031628439E-7,6.4846814516129276E-5,9.5727301567728688E-3,7.8171671077894939E-2,null,3.4951254230353862E-2,2.820040700217917E-2,5.829574520181355E-5,3.1449165302883736E-7,3.1505858580726532E-5,9.5727301567728688E-3,6.3241777327968596E-2]
[2004,12,16,19,4.650176616435335E-2,2.3131813218867529E-2,1.4049599999999879E-3,1.6661480863503531E-6,6.4846814516129276E-5,7.8811254057670685E-3,7.8986177751590392E-2,null,3.694283007151037E-2,2.6738033493381417E-2,5.7637172190788709E-4,3.1093880857749078E-6,3.1505858580726532E-5,7.8811254057670685E-3,6.4291850533466172E-2]
[2004,12,16,20,4.5736898341510922E-2,2.217493054618009E-2,1.4049599999999879E-3,1.6661480863503531E-6,6.4846814516129276E-5,5.1230963947622868E-3,7.4506398245055755E-2,null,3.6335189021779783E-2,2.5631974028458692E-2,5.7637172190788709E-4,3.1093880857749078E-6,3.1505858580726532E-5,5.1230963947622868E-3,6.2578150018812853E-2]
[2004,12,16,21,4.2303385834173986E-2,2.2007431184904475E-2,1.4049599999999879E-3,1.6661480863503531E-6,6.4846814516129276E-5,7.075857348112201E-3,7.2858147329793108E-2,null,3.3607471785005498E-2,2.5438361729693697E-2,5.7637172190788709E-4,3.1093880857749078E-6,3.1505858580726532E-5,7.075857348112201E-3,5.965682048327358E-2]
[2004,12,16,22,4.0050420900985845E-2,2.1306767663806646E-2,1.4049599999999879E-3,1.6661480863503531E-6,6.4846814516129276E-5,6.7810810110279758E-3,6.9609742538422933E-2,null,3.1817627924243856E-2,2.4628465656374915E-2,5.7637172190788709E-4,3.1093880857749078E-6,3.1505858580726532E-5,6.7810810110279758E-3,5.7057080549193159E-2]
[2004,12,16,23,3.7008154645578842E-2,2.0220426299673796E-2,1.4049599999999879E-3,1.6661480863503531E-6,6.4846814516129276E-5,5.9232534478991837E-3,6.4623307355754292E-2,null,2.9400732081867331E-2,2.3372765054584743E-2,5.7637172190788709E-4,3.1093880857749078E-6,3.1505858580726532E-5,5.9232534478991837E-3,5.3384484105026463E-2]
[2004,12,16,24,3.0811549704878153E-2,1.9286959727015416E-2,1.4049599999999879E-3,1.6661480863503531E-6,6.4846814516129276E-5,7.3100958085092508E-3,5.8880078203005289E-2,null,2.4477905655543992E-2,2.2293772229917901E-2,5.7637172190788709E-4,3.1093880857749078E-6,3.1505858580726532E-5,7.3100958085092508E-3,4.7382664854036284E-2]
[2004,12,17,1,2.2858756428543396E-2,1.8866629621553586E-2,1.4049599999999879E-3,1.6661480863503531E-6,6.4846814516129276E-5,7.6130184350220046E-3,5.080987744772146E-2,null,1.8159894215653758E-2,2.1807913195359036E-2,5.7637172190788709E-4,3.1093880857749078E-6,3.1505858580726532E-5,7.6130184350220046E-3,4.0578794379587182E-2]
[2004,12,17,2,2.1521054738002122E-2,1.8587595107673681E-2,1.4049599999999879E-3,1.6661480863503531E-6,6.4846814516129276E-5,8.1814250106404564E-3,4.9761547818918728E-2,null,1.7097171435074277E-2,2.148537755548776E-2,5.7637172190788709E-4,3.1093880857749078E-6,3.1505858580726532E-5,8.1814250106404564E-3,3.9193535959136425E-2]
[2004,12,17,3,2.1178849749218992E-2,1.8129257549784009E-2,1.4049599999999879E-3,1.6661480863503531E-6,6.4846814516129276E-5,8.3167436424311618E-3,4.9096323904036634E-2,null,1.6825310346926418E-2,2.0955585754984511E-2,5.7637172190788709E-4,3.1093880857749078E-6,3.1505858580726532E-5,8.3167436424311618E-3,3.8391883070485321E-2]
[2004,12,17,4,2.2346068436242889E-2,1.7289810394019601E-2,1.4049599999999879E-3,1.6661480863503531E-6,6.4846814516129276E-5,8.4136398022115633E-3,4.9520991595076523E-2,null,1.7752594731321906E-2,1.9985269854783265E-2,5.7637172190788709E-4,3.1093880857749078E-6,3.1505858580726532E-5,8.4136398022115633E-3,3.8348851554679562E-2]
[2004,12,17,5,2.285112133245382E-2,1.7455676430287594E-2,1.4049599999999879E-3,1.6661480863503531E-6,6.4846814516129276E-5,8.3500453923654409E-3,5.0128316117709328E-2,null,1.8153828595341186E-2,2.0176994195248311E-2,5.7637172190788709E-4,3.1093880857749078E-6,3.1505858580726532E-5,8.3500453923654409E-3,3.8941809759163885E-2]
[2004,12,17,6,2.4954212841768214E-2,1.821751473327908E-2,1.4049599999999879E-3,1.6661480863503531E-6,6.4846814516129276E-5,9.5522229801608162E-3,5.4195423517810579E-2,null,1.9824607119727548E-2,2.1057602121189557E-2,5.7637172190788709E-4,3.1093880857749078E-6,3.1505858580726532E-5,9.5522229801608162E-3,4.1493196209491497E-2]
[2004,12,17,7,3.0354591029768636E-2,1.872742991723738E-2,1.421013333333321E-4,1.6851858031628439E-7,6.4846814516129276E-5,7.7750922325666612E-3,5.7064229846002457E-2,null,2.4114879730364962E-2,2.1647012434097498E-2,5.829574520181355E-5,3.1449165302883736E-7,3.1505858580726532E-5,7.7750922325666612E-3,4.5852008259898033E-2]
[2004,12,17,8,3.5616016928600523E-2,2.0719802792637874E-2,1.421013333333321E-4,1.6851858031628439E-7,6.4846814516129276E-5,1.013742775935244E-2,6.668036414702061E-2,null,2.8294763183122698E-2,2.3949993707969772E-2,5.829574520181355E-5,3.1449165302883736E-7,3.1505858580726532E-5,1.013742775935244E-2,5.2334872986528044E-2]
[2004,12,17,9,3.6921939512345306E-2,2.2369560449185616E-2,1.421013333333321E-4,1.6851858031628439E-7,6.4846814516129276E-5,1.1544344633557605E-2,7.1042961261518309E-2,null,2.9332239392678233E-2,2.5856946485919598E-2,5.829574520181355E-5,3.1449165302883736E-7,3.1505858580726532E-5,1.1544344633557605E-2,5.5279301974033412E-2]
[2004,12,17,10,3.4343201824420327E-2,2.3339906189567373E-2,1.421013333333321E-4,1.6851858031628439E-7,6.4846814516129276E-5,1.1693089658241005E-2,6.9583314338658483E-2,null,2.7283588856109164E-2,2.6978567893675268E-2,5.829574520181355E-5,3.1449165302883736E-7,3.1505858580726532E-5,1.1693089658241005E-2,5.4352272845220012E-2]
[2004,12,17,11,3.2442823475805981E-2,2.3920854308327046E-2,1.421013333333321E-4,1.6851858031628439E-7,6.4846814516129276E-5,1.1713238502017574E-2,6.828403295258037E-2,null,2.5773853631079056E-2,2.765008508561953E-2,5.829574520181355E-5,3.1449165302883736E-7,3.1505858580726532E-5,1.1713238502017574E-2,5.3514054812134164E-2]
[2004,12,17,12,3.1996553713871452E-2,2.3506632738403709E-2,1.421013333333321E-4,1.6851858031628439E-7,6.4846814516129276E-5,1.1835741024316043E-2,6.7546044143020983E-2,null,2.5419319398488155E-2,2.7171286899524135E-2,5.829574520181355E-5,3.1449165302883736E-7,3.1505858580726532E-5,1.1835741024316043E-2,5.2680722393447871E-2]
[2004,12,17,13,3.1840681209996065E-2,2.3079361312469428E-2,1.421013333333321E-4,1.6851858031628439E-7,6.4846814516129276E-5,1.0264322464916011E-2,6.5391481653811284E-2,null,2.5295488157258794E-2,2.6677404401455315E-2,5.829574520181355E-5,3.1449165302883736E-7,3.1505858580726532E-5,1.0264322464916011E-2,5.2063008654149687E-2]
[2004,12,17,14,2.9553849722819908E-2,2.3350223114987544E-2,1.421013333333321E-4,1.6851858031628439E-7,6.4846814516129276E-5,1.1589814877540692E-2,6.4701004381777921E-2,null,2.3478739375409535E-2,2.6990493214653057E-2,5.829574520181355E-5,3.1449165302883736E-7,3.1505858580726532E-5,1.1589814877540692E-2,5.0559348685498169E-2]
[2004,12,17,15,2.970651074550576E-2,2.3277766235010513E-2,1.421013333333321E-4,1.6851858031628439E-7,6.4846814516129276E-5,1.1257180345983291E-2,6.4448573992929345E-2,null,2.3600019289804475E-2,2.6906740399198385E-2,5.829574520181355E-5,3.1449165302883736E-7,3.1505858580726532E-5,1.1257180345983291E-2,5.0596875784438437E-2]
[2004,12,17,16,3.2014850323586003E-2,2.2711088464734564E-2,1.421013333333321E-4,1.6851858031628439E-7,6.4846814516129276E-5,9.0537161261909031E-3,6.3986771580941251E-2,null,2.5433854944109806E-2,2.6251718284925285E-2,5.829574520181355E-5,3.1449165302883736E-7,3.1505858580726532E-5,9.0537161261909031E-3,5.1775689324470672E-2]
[2004,12,17,17,3.501999707997696E-2,2.2508968252310274E-2,1.421013333333321E-4,1.6851858031628439E-7,6.4846814516129276E-5,8.2062861399537345E-3,6.5942368138670743E-2,null,2.7821261598061905E-2,2.6018087788329283E-2,5.829574520181355E-5,3.1449165302883736E-7,3.1505858580726532E-5,8.2062861399537345E-3,5.3929465481826769E-2]
[2004,12,17,18,4.0849095427690094E-2,2.2444236698356719E-2,1.421013333333321E-4,1.6851858031628439E-7,6.4846814516129276E-5,9.0199696795724323E-3,7.2520418472049028E-2,null,3.2452126347770338E-2,2.5943264667404327E-2,5.829574520181355E-5,3.1449165302883736E-7,3.1505858580726532E-5,9.0199696795724323E-3,5.8485507110610242E-2]
[2004,12,17,19,4.1972996683109963E-2,2.2001708762907777E-2,1.4049599999999879E-3,1.6661480863503531E-6,6.4846814516129276E-5,7.9042932451356736E-3,7.3350471653755869E-2,null,3.3344997662579909E-2,2.5431747189382341E-2,5.7637172190788709E-4,3.1093880857749078E-6,3.1505858580726532E-5,7.9042932451356736E-3,5.9387731820536638E-2]
[2004,12,17,20,3.9496713916539243E-2,2.1409911582654553E-2,1.4049599999999879E-3,1.6661480863503531E-6,6.4846814516129276E-5,6.5756216557898411E-3,6.8953720117586104E-2,null,3.1377741340935981E-2,2.4747689581049549E-2,5.7637172190788709E-4,3.1093880857749078E-6,3.1505858580726532E-5,6.5756216557898411E-3,5.6736417890559922E-2]
[2004,12,17,21,3.8331702467146622E-2,2.0633158339338206E-2,1.4049599999999879E-3,1.6661480863503531E-6,6.4846814516129276E-5,6.7087914928259671E-3,6.7145125261913269E-2,null,3.0452210472836017E-2,2.3849841494547407E-2,5.7637172190788709E-4,3.1093880857749078E-6,3.1505858580726532E-5,6.7087914928259671E-3,5.4913038935957816E-2]
[2004,12,17,22,3.5818409798001154E-2,1.9419090847700351E-2,1.4049599999999879E-3,1.6661480863503531E-6,6.4846814516129276E-5,5.7008433987854002E-3,6.240981700708937E-2,null,2.8455552030486615E-2,2.2446502424345986E-2,5.7637172190788709E-4,3.1093880857749078E-6,3.1505858580726532E-5,5.7008433987854002E-3,5.1513041423406992E-2]
[2004,12,17,23,3.4599359821939457E-2,1.7616269570248221E-2,1.4049599999999879E-3,1.6661480863503531E-6,6.4846814516129276E-5,6.4166910502641422E-3,6.0103793405054291E-2,null,2.7487090833654731E-2,2.0362623601574838E-2,5.7637172190788709E-4,3.1093880857749078E-6,3.1505858580726532E-5,6.4166910502641422E-3,4.8460701403803957E-2]
[2004,12,17,24,2.9906683782630346E-2,1.4545394627215512E-2,1.4049599999999879E-3,1.6661480863503531E-6,6.4846814516129276E-5,6.2984585810907509E-3,5.2222009953539081E-2,null,2.3759044615192234E-2,1.6813003158771777E-2,5.7637172190788709E-4,3.1093880857749078E-6,3.1505858580726532E-5,6.2984585810907509E-3,4.1183034742538399E-2]
[2004,12,18,1,2.8657235845372477E-2,1.4023269666053212E-2,1.4049599999999879E-3,1.6661480863503531E-6,6.4846814516129276E-5,8.6864111207816831E-3,5.283838959480984E-2,null,2.2766434083665802E-2,{"$f":"F8451*W$5","v":1.6209479579915403E-2},{"$f":"G8451*X$5","v":5.7637172190788709E-4},{"$f":"H8451*Y$5","v":3.1093880857749078E-6},{"$f":"I8451*Z$5","v":3.1505858580726532E-5},{"$f":"J8451","v":8.6864111207816831E-3},3.9586900632155593E-2]
[2004,12,18,2,2.7052494787715202E-2,1.3401240570363619E-2,1.4049599999999879E-3,1.6661480863503531E-6,6.4846814516129276E-5,9.2316580289924354E-3,5.115686634967373E-2,null,{"$f":"E8452*V$5","v":2.1491564738009564E-2},1.5490476938962022E-2,5.7637172190788709E-4,3.1093880857749078E-6,3.1505858580726532E-5,9.2316580289924354E-3,{"$f":"SUM(M8452:Q8452)","v":3.7593028645545971E-2}]
[2004,12,18,3,2.6310222040920924E-2,1.2940240108170261E-2,1.4049599999999879E-3,1.6661480863503531E-6,6.4846814516129276E-5,9.7600009538774523E-3,5.0481936065571109E-2,null,2.0901874104440582E-2,1.495760709075936E-2,5.7637172190788709E-4,3.1093880857749078E-6,3.1505858580726532E-5,9.7600009538774523E-3,3.6470468163774326E-2]
[2004,12,18,4,2.5795033161858535E-2,1.3065817249466878E-2,1.4049599999999879E-3,1.6661480863503531E-6,6.4846814516129276E-5,9.8092509962455395E-3,5.0141574370173428E-2,null,2.0492587817406534E-2,1.5102761548744232E-2,5.7637172190788709E-4,3.1093880857749078E-6,3.1505858580726532E-5,9.8092509962455395E-3,3.6206336334725156E-2]
[2004,12,18,5,2.600215568252626E-2,1.346524449070495E-2,1.4049599999999879E-3,1.6661480863503531E-6,6.4846814516129276E-5,9.8211421292966321E-3,5.0760015265130312E-2,null,2.0657134085562606E-2,1.5564458989119611E-2,5.7637172190788709E-4,3.1093880857749078E-6,3.1505858580726532E-5,9.8211421292966321E-3,3.6832580043256603E-2]
[2004,12,18,6,2.7093663072967639E-2,1.3482913463133314E-2,1.4049599999999879E-3,1.6661480863503531E-6,6.4846814516129276E-5,9.7808474622506515E-3,5.1828896960954073E-2,null,2.1524270441294919E-2,1.5584882531887884E-2,5.7637172190788709E-4,3.1093880857749078E-6,3.1505858580726532E-5,9.7808474622506515E-3,3.7720139941757193E-2]
[2004,12,18,7,2.9700716007924063E-2,1.4225620773858069E-2,1.421013333333321E-4,1.6851858031628439E-7,6.4846814516129276E-5,9.8954706833728028E-3,5.4028924131584721E-2,null,2.359541572259731E-2,1.6443376968188279E-2,5.829574520181355E-5,3.1449165302883736E-7,3.1505858580726532E-5,9.8954706833728028E-3,4.0128908786221162E-2]
[2004,12,18,8,3.4853893894772697E-2,1.5561325991801159E-2,1.421013333333321E-4,1.6851858031628439E-7,6.4846814516129276E-5,8.7813831123320675E-3,5.9403719665335697E-2,null,2.7689302701626662E-2,1.7987316931594017E-2,5.829574520181355E-5,3.1449165302883736E-7,3.1505858580726532E-5,8.7813831123320675E-3,4.5766735728656256E-2]
[2004,12,18,9,3.7359597263962506E-2,1.6437456319768201E-2,1.421013333333321E-4,1.6851858031628439E-7,6.4846814516129276E-5,9.7532670615236815E-3,6.3757437311684165E-2,null,2.9679931905911585E-2,1.900003486391082E-2,5.829574520181355E-5,3.1449165302883736E-7,3.1505858580726532E-5,9.7532670615236815E-3,4.8770082865257983E-2]
[2004,12,18,10,3.9156206997986359E-2,1.721866178497896E-2,1.421013333333321E-4,1.6851858031628439E-7,6.4846814516129276E-5,1.060946498936617E-2,6.7191450438761263E-2,null,3.1107229266495343E-2,1.9903029268040825E-2,5.829574520181355E-5,3.1449165302883736E-7,3.1505858580726532E-5,1.060946498936617E-2,5.1100374629971745E-2]
[2004,12,18,11,3.9937524822325231E-2,1.7285749942687542E-2,1.421013333333321E-4,1.6851858031628439E-7,6.4846814516129276E-5,1.0483786380971376E-2,6.7914177812413934E-2,null,3.1727938843726829E-2,1.9980576384250385E-2,5.829574520181355E-5,3.1449165302883736E-7,3.1505858580726532E-5,1.0483786380971376E-2,5.1798631323412794E-2]
[2004,12,18,12,4.0111371428781253E-2,1.6921487984045216E-2,1.421013333333321E-4,1.6851858031628439E-7,6.4846814516129276E-5,9.3953078017573396E-3,6.6635283881013585E-2,null,3.1866049418239513E-2,1.9559526449323576E-2,5.829574520181355E-5,3.1449165302883736E-7,3.1505858580726532E-5,9.3953078017573396E-3,5.1515691962998669E-2]
[2004,12,18,13,4.0487653373996901E-2,1.6353913437460097E-2,1.421013333333321E-4,1.6851858031628439E-7,6.4846814516129276E-5,8.5148300726262394E-3,6.5563513550513014E-2,null,3.2164982579443509E-2,1.8903467752454734E-2,5.829574520181355E-5,3.1449165302883736E-7,3.1505858580726532E-5,8.5148300726262394E-3,5.1158566427333824E-2]
[2004,12,18,14,3.8532641195172829E-2,1.6226531887421621E-2,1.421013333333321E-4,1.6851858031628439E-7,6.4846814516129276E-5,8.1220094254113237E-3,6.3088299174435564E-2,null,3.0611844093159625E-2,1.8756227580699003E-2,5.829574520181355E-5,3.1449165302883736E-7,3.1505858580726532E-5,8.1220094254113237E-3,4.9458187769294205E-2]
[2004,12,18,15,3.7686866458259582E-2,1.6247865557940711E-2,1.421013333333321E-4,1.6851858031628439E-7,6.4846814516129276E-5,8.4728511818292791E-3,6.2614699864459347E-2,null,2.9939927412100012E-2,1.87808871433316E-2,5.829574520181355E-5,3.1449165302883736E-7,3.1505858580726532E-5,8.4728511818292791E-3,4.8810930650867189E-2]
[2004,12,18,16,3.7106971995088285E-2,1.5964948945556189E-2,1.421013333333321E-4,1.6851858031628439E-7,6.4846814516129276E-5,8.7592186264143189E-3,6.2038256233488576E-2,null,2.9479236466800625E-2,1.845386419073395E-2,5.829574520181355E-5,3.1449165302883736E-7,3.1505858580726532E-5,8.7592186264143189E-3,4.8023216752970152E-2]
[2004,12,18,17,4.1377193816037036E-2,1.5766064753529839E-2,1.421013333333321E-4,1.6851858031628439E-7,6.4846814516129276E-5,7.0197036249998474E-3,6.4370078860996507E-2,null,3.2871668456188032E-2,1.8223974206002136E-2,5.829574520181355E-5,3.1449165302883736E-7,3.1505858580726532E-5,7.0197036249998474E-3,5.1185758757625745E-2]
[2004,12,18,18,4.6690135914285669E-2,1.5659557123511254E-2,1.421013333333321E-4,1.6851858031628439E-7,6.4846814516129276E-5,7.312628242439642E-3,6.9869437946666349E-2,null,3.7092478401807495E-2,1.8100862171861434E-2,5.829574520181355E-5,3.1449165302883736E-7,3.1505858580726532E-5,7.312628242439642E-3,5.5283456669104503E-2]
[2004,12,18,19,4.7740411712455001E-2,1.4666253088961165E-2,1.4049599999999879E-3,1.6661480863503531E-6,6.4846814516129276E-5,4.9673192629873329E-3,6.8845457027005966E-2,null,3.7926858760670777E-2,1.695270330106231E-2,5.7637172190788709E-4,3.1093880857749078E-6,3.1505858580726532E-5,4.9673192629873329E-3,5.5490549030307472E-2]
[2004,12,18,20,4.5550636091936422E-2,1.4103586254464688E-2,1.4049599999999879E-3,1.6661480863503531E-6,6.4846814516129276E-5,5.041781408887812E-3,6.6167476717891388E-2,null,3.6187214972569527E-2,1.6302317422357802E-2,5.7637172190788709E-4,3.1093880857749078E-6,3.1505858580726532E-5,5.041781408887812E-3,5.3100519363501721E-2]
[2004,12,18,21,4.2641217967134826E-2,1.4014853353256369E-2,1.4049599999999879E-3,1.6661480863503531E-6,6.4846814516129276E-5,6.9623622788332505E-3,6.5089906561826921E-2,null,3.3875858904680867E-2,1.6199751174652766E-2,5.7637172190788709E-4,3.1093880857749078E-6,3.1505858580726532E-5,6.9623622788332505E-3,5.0686597047908018E-2]
[2004,12,18,22,3.8793688324588196E-2,1.3364530622188614E-2,1.4049599999999879E-3,1.6661480863503531E-6,6.4846814516129276E-5,7.4251380308144469E-3,6.1054829940193726E-2,null,3.081923018917505E-2,1.5448043956534041E-2,5.7637172190788709E-4,3.1093880857749078E-6,3.1505858580726532E-5,7.4251380308144469E-3,4.6878261114283483E-2]
[2004,12,18,23,3.6846509842926659E-2,1.2659335295961228E-2,1.4049599999999879E-3,1.6661480863503531E-6,6.4846814516129276E-5,6.8737774621998203E-3,5.7851095563690176E-2,null,2.9272315099699027E-2,1.463290957542706E-2,5.7637172190788709E-4,3.1093880857749078E-6,3.1505858580726532E-5,6.8737774621998203E-3,4.4516211643700475E-2]
[2004,12,18,24,3.316250062734178E-2,1.2437592603183278E-2,1.4049599999999879E-3,1.6661480863503531E-6,6.4846814516129276E-5,8.573706213723057E-3,5.5645272406850591E-2,null,2.6345593436005354E-2,1.4376597478735329E-2,5.7637172190788709E-4,3.1093880857749078E-6,3.1505858580726532E-5,8.573706213723057E-3,4.1333177883315073E-2]
[2004,12,19,1,2.9372528112366781E-2,1.2718513062828792E-2,1.4049599999999879E-3,1.6661480863503531E-6,6.4846814516129276E-5,9.7503611780609626E-3,5.3312875315859008E-2,null,2.3334690364032473E-2,1.4701313080919565E-2,5.7637172190788709E-4,3.1093880857749078E-6,3.1505858580726532E-5,9.7503611780609626E-3,3.8646990413526427E-2]
[2004,12,19,2,2.7265581732089497E-2,1.245866195258709E-2,1.4049599999999879E-3,1.6661480863503531E-6,6.4846814516129276E-5,1.0335717170836832E-2,5.1531433818115889E-2,null,2.1660849378697285E-2,1.4400951512926793E-2,5.7637172190788709E-4,3.1093880857749078E-6,3.1505858580726532E-5,1.0335717170836832E-2,3.6672787860198466E-2]
[2004,12,19,3,2.650433384039564E-2,1.2207969678048339E-2,1.4049599999999879E-3,1.6661480863503531E-6,6.4846814516129276E-5,1.0593916614009121E-2,5.0777693095055573E-2,null,2.1056084144496362E-2,1.4111176631479896E-2,5.7637172190788709E-4,3.1093880857749078E-6,3.1505858580726532E-5,1.0593916614009121E-2,3.5778247744550649E-2]
[2004,12,19,4,2.6495686896371381E-2,1.2170234893291181E-2,1.4049599999999879E-3,1.6661480863503531E-6,6.4846814516129276E-5,1.0354496760678672E-2,5.0491891512943705E-2,null,2.1049214672429494E-2,1.4067559041749427E-2,5.7637172190788709E-4,3.1093880857749078E-6,3.1505858580726532E-5,1.0354496760678672E-2,3.572776068275331E-2]
[2004,12,19,5,2.6093252129755232E-2,1.2391221097872404E-2,1.4049599999999879E-3,1.6661480863503531E-6,6.4846814516129276E-5,1.1106062176654233E-2,5.1062008366884341E-2,null,2.0729504682374E-2,1.4322996714696244E-2,5.7637172190788709E-4,3.1093880857749078E-6,3.1505858580726532E-5,1.1106062176654233E-2,3.5663488365644633E-2]
[2004,12,19,6,2.7624158328471312E-2,1.2400979438138735E-2,1.4049599999999879E-3,1.6661480863503531E-6,6.4846814516129276E-5,1.0514617678002859E-2,5.2011228407215379E-2,null,2.1945716715153607E-2,1.4334276367804811E-2,5.7637172190788709E-4,3.1093880857749078E-6,3.1505858580726532E-5,1.0514617678002859E-2,3.6890980051532803E-2]
[2004,12,19,7,3.1115953266541697E-2,1.2991065208517194E-2,1.421013333333321E-4,1.6851858031628439E-7,6.4846814516129276E-5,1.0227833832778029E-2,5.4541968974266705E-2,null,2.4719735804789363E-2,1.5016355759638993E-2,5.829574520181355E-5,3.1449165302883736E-7,3.1505858580726532E-5,1.0227833832778029E-2,3.982620765986393E-2]
[2004,12,19,8,3.4032565018333398E-2,1.4217100221368344E-2,1.421013333333321E-4,1.6851858031628439E-7,6.4846814516129276E-5,1.0270011490449493E-2,5.8726793396581017E-2,null,2.7036806772592879E-2,1.6433528072397154E-2,5.829574520181355E-5,3.1449165302883736E-7,3.1505858580726532E-5,1.0270011490449493E-2,4.3560450940425613E-2]
[2004,12,19,9,3.8709639342911217E-2,1.497544444288834E-2,1.421013333333321E-4,1.6851858031628439E-7,6.4846814516129276E-5,8.4641074649904387E-3,6.2356307917219779E-2,null,3.0752458375889465E-2,1.7310097194007355E-2,5.829574520181355E-5,3.1449165302883736E-7,3.1505858580726532E-5,8.4641074649904387E-3,4.8152671665332394E-2]
[2004,12,19,10,4.1013400641554301E-2,1.6225495997201092E-2,1.421013333333321E-4,1.6851858031628439E-7,6.4846814516129276E-5,8.1133407841642302E-3,6.5559354089349403E-2,null,3.2582656865131662E-2,1.8755030196509967E-2,5.829574520181355E-5,3.1449165302883736E-7,3.1505858580726532E-5,8.1133407841642302E-3,5.1427803157077207E-2]
[2004,12,19,11,4.0107750202367828E-2,1.7470245257239878E-2,1.421013333333321E-4,1.6851858031628439E-7,6.4846814516129276E-5,1.0704799036682351E-2,6.8489911162719838E-2,null,3.1863172573700561E-2,2.019383428380184E-2,5.829574520181355E-5,3.1449165302883736E-7,3.1505858580726532E-5,1.0704799036682351E-2,5.2147122952937983E-2]
[2004,12,19,12,3.9739306422770022E-2,1.758472876433104E-2,1.421013333333321E-4,1.6851858031628439E-7,6.4846814516129276E-5,1.0114682403625862E-2,6.7645834257156701E-2,null,3.1570466359220888E-2,2.0326165624111405E-2,5.829574520181355E-5,3.1449165302883736E-7,3.1505858580726532E-5,1.0114682403625862E-2,5.1986748078767867E-2]
[2004,12,19,13,3.8600399353823589E-2,1.7817821070258252E-2,1.421013333333321E-4,1.6851858031628439E-7,6.4846814516129276E-5,9.3797449915095522E-3,6.6005082082021174E-2,null,3.0665673836575098E-2,2.0595596724214175E-2,5.829574520181355E-5,3.1449165302883736E-7,3.1505858580726532E-5,9.3797449915095522E-3,5.1351386656224851E-2]
[2004,12,19,14,3.7300769797357407E-2,1.8044648834578132E-2,1.421013333333321E-4,1.6851858031628439E-7,6.4846814516129276E-5,9.5136958811927533E-3,6.5066231179558065E-2,null,2.9633197055139494E-2,2.0857786648636828E-2,5.829574520181355E-5,3.1449165302883736E-7,3.1505858580726532E-5,9.5136958811927533E-3,5.0581099799211895E-2]
[2004,12,19,15,3.7221463294708379E-2,1.7862788092822716E-2,1.421013333333321E-4,1.6851858031628439E-7,6.4846814516129276E-5,8.1326246401785245E-3,6.3423992694139397E-2,null,2.9570192853523282E-2,2.0647574048432132E-2,5.829574520181355E-5,3.1449165302883736E-7,3.1505858580726532E-5,8.1326246401785245E-3,5.0307882997390987E-2]
[2004,12,19,16,3.9213551083754725E-2,1.7403298356425945E-2,1.421013333333321E-4,1.6851858031628439E-7,6.4846814516129276E-5,7.6691827972312819E-3,6.4493148903841724E-2,null,3.1152785661249457E-2,2.0116450446257234E-2,5.829574520181355E-5,3.1449165302883736E-7,3.1505858580726532E-5,7.6691827972312819E-3,5.1359352202942271E-2]
[2004,12,19,17,4.2252309514623144E-2,1.6978456982147908E-2,1.421013333333321E-4,1.6851858031628439E-7,6.4846814516129276E-5,7.0928872372558434E-3,6.6530770400456671E-2,null,3.3566894749991909E-2,1.9625376841808664E-2,5.829574520181355E-5,3.1449165302883736E-7,3.1505858580726532E-5,7.0928872372558434E-3,5.328238768723615E-2]
[2004,12,19,18,4.8992032540767623E-2,1.6537972902700766E-2,1.421013333333321E-4,1.6851858031628439E-7,6.4846814516129276E-5,5.8684572654336565E-3,7.1605579375331824E-2,null,3.8921195522222875E-2,1.911622185434091E-2,5.829574520181355E-5,3.1449165302883736E-7,3.1505858580726532E-5,5.8684572654336565E-3,5.8127533471999365E-2]
[2004,12,19,19,4.9399971286083789E-2,1.6159508674613649E-2,1.4049599999999879E-3,1.6661480863503531E-6,6.4846814516129276E-5,5.4009233048443956E-3,7.2431876228144301E-2,null,3.9245278089206165E-2,1.8678755534217498E-2,5.7637172190788709E-4,3.1093880857749078E-6,3.1505858580726532E-5,5.4009233048443956E-3,5.8535020591998048E-2]
[2004,12,19,20,4.6073005065920623E-2,1.602614126983035E-2,1.4049599999999879E-3,1.6661480863503531E-6,6.4846814516129276E-5,7.054653739495766E-3,7.0625273037849198E-2,null,3.6602205409111709E-2,1.8524596320571737E-2,5.7637172190788709E-4,3.1093880857749078E-6,3.1505858580726532E-5,7.054653739495766E-3,5.573778869825783E-2]
[2004,12,19,21,4.4748521517826122E-2,1.5738804892011255E-2,1.4049599999999879E-3,1.6661480863503531E-6,6.4846814516129276E-5,7.6565452647673277E-3,6.9615344637207185E-2,null,3.5549983640225984E-2,1.8192464566726893E-2,5.7637172190788709E-4,3.1093880857749078E-6,3.1505858580726532E-5,7.6565452647673277E-3,5.4353435175527265E-2]
[2004,12,19,22,4.3528341269240878E-2,1.5342647870567721E-2,1.4049599999999879E-3,1.6661480863503531E-6,6.4846814516129276E-5,6.6266330545445415E-3,6.6969095156955608E-2,null,3.4580624510493568E-2,1.7734547169254752E-2,5.7637172190788709E-4,3.1093880857749078E-6,3.1505858580726532E-5,6.6266330545445415E-3,5.2926158648322709E-2]
[2004,12,19,23,3.8948363796447331E-2,1.5481510877537706E-2,1.4049599999999879E-3,1.6661480863503531E-6,6.4846814516129276E-5,4.777183286083812E-3,6.0678530922671323E-2,null,3.0942110461139923E-2,1.7895058742481821E-2,5.7637172190788709E-4,3.1093880857749078E-6,3.1505858580726532E-5,4.777183286083812E-3,4.9448156172196132E-2]
[2004,12,19,24,3.1361408431608423E-2,1.6050398651057059E-2,1.4049599999999879E-3,1.6661480863503531E-6,6.4846814516129276E-5,7.9969156005550626E-3,5.6880195645823022E-2,null,2.4914735031725945E-2,1.8552635396694505E-2,5.7637172190788709E-4,3.1093880857749078E-6,3.1505858580726532E-5,7.9969156005550626E-3,4.4078357396994838E-2]
[2004,12,20,1,2.7165083325753216E-2,1.6281161287144214E-2,1.4049599999999879E-3,1.6661480863503531E-6,6.4846814516129276E-5,8.929688093233145E-3,5.3847405668733042E-2,null,2.1581009496172893E-2,1.8819373634390745E-2,5.7637172190788709E-4,3.1093880857749078E-6,3.1505858580726532E-5,8.929688093233145E-3,4.1011370099138029E-2]
[2004,12,20,2,2.534977714635837E-2,1.6210379427105896E-2,1.4049599999999879E-3,1.6661480863503531E-6,6.4846814516129276E-5,1.0128366985153427E-2,5.3159996521220165E-2,null,2.0138858944812665E-2,1.8737556972353863E-2,5.7637172190788709E-4,3.1093880857749078E-6,3.1505858580726532E-5,1.0128366985153427E-2,3.9487402885740916E-2]
[2004,12,20,3,2.5003422939415512E-2,1.5944265194063972E-2,1.4049599999999879E-3,1.6661480863503531E-6,6.4846814516129276E-5,1.0540478687329134E-2,5.2959639783411089E-2,null,1.9863701554738065E-2,1.8429955868678308E-2,5.7637172190788709E-4,3.1093880857749078E-6,3.1505858580726532E-5,1.0540478687329134E-2,3.8904644391990761E-2]
[2004,12,20,4,2.591807342765582E-2,1.5965937099576822E-2,1.4049599999999879E-3,1.6661480863503531E-6,6.4846814516129276E-5,1.0128672648914504E-2,5.3484156138749621E-2,null,2.0590335838744849E-2,1.8455006396710209E-2,5.7637172190788709E-4,3.1093880857749078E-6,3.1505858580726532E-5,1.0128672648914504E-2,3.9656329204029443E-2]
[2004,12,20,5,2.6300105589766767E-2,1.6279474181812824E-2,1.4049599999999879E-3,1.6661480863503531E-6,6.4846814516129276E-5,1.0452807762738495E-2,5.4503860496920561E-2,null,2.0893837198173542E-2,1.8817423511482925E-2,5.7637172190788709E-4,3.1093880857749078E-6,3.1505858580726532E-5,1.0452807762738495E-2,4.0322247678230859E-2]
[2004,12,20,6,2.8035742655189735E-2,1.6813135648859303E-2,1.4049599999999879E-3,1.6661480863503531E-6,6.4846814516129276E-5,1.0063291005736753E-2,5.6383642272388262E-2,null,2.227269547523587E-2,1.9434282122825039E-2,5.7637172190788709E-4,3.1093880857749078E-6,3.1505858580726532E-5,1.0063291005736753E-2,4.2317964566635301E-2]
[2004,12,20,7,3.4534441196006377E-2,1.7867498120065585E-2,1.421013333333321E-4,1.6851858031628439E-7,6.4846814516129276E-5,9.7055037488839382E-3,6.231455973138568E-2,null,2.7435516926593968E-2,2.0653018362934546E-2,5.829574520181355E-5,3.1449165302883736E-7,3.1505858580726532E-5,9.7055037488839382E-3,4.8178651384964091E-2]
[2004,12,20,8,4.0397863168776367E-2,2.0261390379058389E-2,1.421013333333321E-4,1.6851858031628439E-7,6.4846814516129276E-5,1.1148446964502279E-2,7.2014817178766816E-2,null,3.2093649712605192E-2,2.3420115381869829E-2,5.829574520181355E-5,3.1449165302883736E-7,3.1505858580726532E-5,1.1148446964502279E-2,5.5603881189910595E-2]
[2004,12,20,9,4.2813815455510155E-2,2.1735163605030181E-2,1.421013333333321E-4,1.6851858031628439E-7,6.4846814516129276E-5,1.2140613878826957E-2,7.6896709605797059E-2,null,3.4012977130713044E-2,2.5123647980237043E-2,5.829574520181355E-5,3.1449165302883736E-7,3.1505858580726532E-5,1.2140613878826957E-2,5.9226741206385665E-2]
[2004,12,20,10,4.0213447873849985E-2,2.3110365207053743E-2,1.421013333333321E-4,1.6851858031628439E-7,6.4846814516129276E-5,1.3996171705525778E-2,7.7527101452859293E-2,null,3.1947142956733302E-2,2.6713241763791636E-2,5.829574520181355E-5,3.1449165302883736E-7,3.1505858580726532E-5,1.3996171705525778E-2,5.8750500815960519E-2]
[2004,12,20,11,3.878853277217021E-2,2.3657549490607138E-2,1.421013333333321E-4,1.6851858031628439E-7,6.4846814516129276E-5,1.3639173652023825E-2,7.6292372581230949E-2,null,3.0815134415775193E-2,2.7345731381543222E-2,5.829574520181355E-5,3.1449165302883736E-7,3.1505858580726532E-5,1.3639173652023825E-2,5.8250981892753989E-2]
[2004,12,20,12,3.8063148719022138E-2,2.3907704504667227E-2,1.421013333333321E-4,1.6851858031628439E-7,6.4846814516129276E-5,1.3446538739785598E-2,7.5624508629904746E-2,null,3.0238860823986868E-2,2.7634885244285826E-2,5.829574520181355E-5,3.1449165302883736E-7,3.1505858580726532E-5,1.3446538739785598E-2,5.7963862163708274E-2]
[2004,12,20,13,3.7997583357430628E-2,2.3546503996433939E-2,1.421013333333321E-4,1.6851858031628439E-7,6.4846814516129276E-5,1.2177600706984629E-2,7.3928804727278974E-2,null,3.0186773124709135E-2,2.721737403599496E-2,5.829574520181355E-5,3.1449165302883736E-7,3.1505858580726532E-5,1.2177600706984629E-2,5.7494263256139669E-2]
[2004,12,20,14,3.6298718839187935E-2,2.3706962730474866E-2,1.421013333333321E-4,1.6851858031628439E-7,6.4846814516129276E-5,1.2613222811278225E-2,7.2826021047370806E-2,null,2.8837128403901336E-2,2.7402848082689769E-2,5.829574520181355E-5,3.1449165302883736E-7,3.1505858580726532E-5,1.2613222811278225E-2,5.6330092582026682E-2]
[2004,12,20,15,3.5936425348467041E-2,2.3119424441865641E-2,1.421013333333321E-4,1.6851858031628439E-7,6.4846814516129276E-5,1.2170324744925052E-2,7.143329120168751E-2,null,2.854930822054718E-2,2.6723713321794164E-2,5.829574520181355E-5,3.1449165302883736E-7,3.1505858580726532E-5,1.2170324744925052E-2,5.5363137637776921E-2]
[2004,12,20,16,3.7337990945749723E-2,2.2516603129149194E-2,1.421013333333321E-4,1.6851858031628439E-7,6.4846814516129276E-5,1.0047262160764471E-2,7.010897290209317E-2,null,2.9662766997822186E-2,2.6026912932761555E-2,5.829574520181355E-5,3.1449165302883736E-7,3.1505858580726532E-5,1.0047262160764471E-2,5.5779796026019318E-2]
[2004,12,20,17,4.1613321143935234E-2,2.2882570678894841E-2,1.421013333333321E-4,1.6851858031628439E-7,6.4846814516129276E-5,1.0015822224746033E-2,7.4718830714005896E-2,null,3.3059257282792E-2,{"$f":"F8515*W$5","v":2.6449934358276458E-2},{"$f":"G8515*X$5","v":5.829574520181355E-5},{"$f":"H8515*Y$5","v":3.1449165302883736E-7},{"$f":"I8515*Z$5","v":3.1505858580726532E-5},{"$f":"J8515","v":1.0015822224746033E-2},5.9599307736504036E-2]
[2004,12,20,18,4.8424894174618406E-2,2.2236426108916602E-2,1.421013333333321E-4,1.6851858031628439E-7,6.4846814516129276E-5,9.235624184613463E-3,8.0104061134578242E-2,null,{"$f":"E8516*V$5","v":3.8470638521578344E-2},2.5703056671249617E-2,5.829574520181355E-5,3.1449165302883736E-7,3.1505858580726532E-5,9.235624184613463E-3,{"$f":"SUM(M8516:Q8516)","v":6.4263811288263528E-2}]
[2004,12,20,19,4.79736847121527E-2,2.157085768301157E-2,1.4049599999999879E-3,1.6661480863503531E-6,6.4846814516129276E-5,8.1041731585042871E-3,7.912018851627102E-2,null,3.8112179996807168E-2,2.4933726973849563E-2,5.7637172190788709E-4,3.1093880857749078E-6,3.1505858580726532E-5,8.1041731585042871E-3,6.3656893939231116E-2]
[2004,12,20,20,4.6817191249762843E-2,2.0713474496942684E-2,1.4049599999999879E-3,1.6661480863503531E-6,6.4846814516129276E-5,6.1662795089282296E-3,7.5168418218236208E-2,null,3.7193416152249539E-2,2.3942678839020546E-2,5.7637172190788709E-4,3.1093880857749078E-6,3.1505858580726532E-5,6.1662795089282296E-3,6.174708195984447E-2]
[2004,12,20,21,4.3745637307645566E-2,2.066943575531096E-2,1.4049599999999879E-3,1.6661480863503531E-6,6.4846814516129276E-5,7.279921183018275E-3,7.3166467208577252E-2,null,3.4753253020852179E-2,2.3891774513552667E-2,5.7637172190788709E-4,3.1093880857749078E-6,3.1505858580726532E-5,7.279921183018275E-3,5.925601450297923E-2]
[2004,12,20,22,4.0970877994055528E-2,1.955282356675209E-2,1.4049599999999879E-3,1.6661480863503531E-6,6.4846814516129276E-5,7.1690156728298152E-3,6.9164190196239914E-2,null,3.2548875203265625E-2,2.260108390429023E-2,5.7637172190788709E-4,3.1093880857749078E-6,3.1505858580726532E-5,7.1690156728298152E-3,5.576094607613024E-2]
[2004,12,20,23,3.8385086166831228E-2,1.8820320257130686E-2,1.4049599999999879E-3,1.6661480863503531E-6,6.4846814516129276E-5,6.5127366629443894E-3,6.5189616049508778E-2,null,3.0494620581283653E-2,2.1754384259893365E-2,5.7637172190788709E-4,3.1093880857749078E-6,3.1505858580726532E-5,6.5127366629443894E-3,5.2859991809751407E-2]
[2004,12,20,24,3.0563785370062296E-2,1.8242168745954853E-2,1.4049599999999879E-3,1.6661480863503531E-6,6.4846814516129276E-5,8.7141215161030735E-3,5.8991548594722699E-2,null,2.4281071933432607E-2,2.1086099663100079E-2,5.7637172190788709E-4,3.1093880857749078E-6,3.1505858580726532E-5,8.7141215161030735E-3,4.597815856510707E-2]
[2004,12,21,1,2.5548555316587198E-2,1.7648180108647722E-2,1.4049599999999879E-3,1.6661480863503531E-6,6.4846814516129276E-5,9.4389584380925075E-3,5.4107166825929892E-2,null,2.0296776133134829E-2,2.0399508952344565E-2,5.7637172190788709E-4,3.1093880857749078E-6,3.1505858580726532E-5,9.4389584380925075E-3,4.1307272054053781E-2]
[2004,12,21,2,2.3597393963772594E-2,1.7474643633341634E-2,1.4049599999999879E-3,1.6661480863503531E-6,6.4846814516129276E-5,1.0066145144965594E-2,5.260965570468229E-2,null,1.8746696894329843E-2,2.0198918361146425E-2,5.7637172190788709E-4,3.1093880857749078E-6,3.1505858580726532E-5,1.0066145144965594E-2,3.9556602224050656E-2]
[2004,12,21,3,2.2966768015679574E-2,1.7142394219206498E-2,1.4049599999999879E-3,1.6661480863503531E-6,6.4846814516129276E-5,1.0504251714267582E-2,5.2084886911756126E-2,null,1.8245702864194611E-2,1.9814871685719548E-2,5.7637172190788709E-4,3.1093880857749078E-6,3.1505858580726532E-5,1.0504251714267582E-2,3.8671561518488544E-2]
[2004,12,21,4,2.4209857491207454E-2,1.6834643160832691E-2,1.4049599999999879E-3,1.6661480863503531E-6,6.4846814516129276E-5,1.0375265660825006E-2,5.2891239275467621E-2,null,1.9233261983902038E-2,1.9459142628573664E-2,5.7637172190788709E-4,3.1093880857749078E-6,3.1505858580726532E-5,1.0375265660825006E-2,3.930339158105009E-2]
[2004,12,21,5,2.4708055704353506E-2,1.671906609091622E-2,1.4049599999999879E-3,1.6661480863503531E-6,6.4846814516129276E-5,1.0495008754739566E-2,5.3393603512611756E-2,null,1.9629050218377596E-2,1.9325547240384516E-2,5.7637172190788709E-4,3.1093880857749078E-6,3.1505858580726532E-5,1.0495008754739566E-2,3.95655844273365E-2]
[2004,12,21,6,2.6732990566309633E-2,1.7429318499296177E-2,1.4049599999999879E-3,1.6661480863503531E-6,6.4846814516129276E-5,1.0502064916588836E-2,5.6135846944797119E-2,null,2.1237738031367952E-2,2.0146527096322839E-2,5.7637172190788709E-4,3.1093880857749078E-6,3.1505858580726532E-5,1.0502064916588836E-2,4.199525209626518E-2]
[2004,12,21,7,3.2617279221067927E-2,1.8652519039483839E-2,1.421013333333321E-4,1.6851858031628439E-7,6.4846814516129276E-5,1.0653771857132397E-2,6.2130686784113945E-2,null,2.5912448129391925E-2,2.15604230457326E-2,5.829574520181355E-5,3.1449165302883736E-7,3.1505858580726532E-5,1.0653771857132397E-2,4.7562987270560103E-2]
[2004,12,21,8,3.8197437507356061E-2,2.1013979535122705E-2,1.421013333333321E-4,1.6851858031628439E-7,6.4846814516129276E-5,1.1858807214184058E-2,7.1277340923092597E-2,null,3.0345545113576969E-2,2.429003223063593E-2,5.829574520181355E-5,3.1449165302883736E-7,3.1505858580726532E-5,1.1858807214184058E-2,5.4725693439648476E-2]
[2004,12,21,9,4.0521125031615979E-2,2.2805712190698178E-2,1.421013333333321E-4,1.6851858031628439E-7,6.4846814516129276E-5,1.3010270778497013E-2,7.6544224667240951E-2,null,3.2191573779340371E-2,2.6361093729476256E-2,5.829574520181355E-5,3.1449165302883736E-7,3.1505858580726532E-5,1.3010270778497013E-2,5.8642783604252208E-2]
[2004,12,21,10,3.7390819506935305E-2,2.3422961005964422E-2,1.421013333333321E-4,1.6851858031628439E-7,6.4846814516129276E-5,1.445139590450316E-2,7.5472293083832673E-2,null,2.9704736082435092E-2,2.7074570850365218E-2,5.829574520181355E-5,3.1449165302883736E-7,3.1505858580726532E-5,1.445139590450316E-2,5.6869423028235888E-2]
[2004,12,21,11,3.551358603700025E-2,2.4050587511752576E-2,1.421013333333321E-4,1.6851858031628439E-7,6.4846814516129276E-5,1.4019498340369311E-2,7.379078855555192E-2,null,2.8213388058378232E-2,2.780004353053582E-2,5.829574520181355E-5,3.1449165302883736E-7,3.1505858580726532E-5,1.4019498340369311E-2,5.6103547684349629E-2]
[2004,12,21,12,3.5775821588685044E-2,2.3818590666901278E-2,1.421013333333321E-4,1.6851858031628439E-7,6.4846814516129276E-5,1.3528482329318059E-2,7.3330011251334162E-2,null,2.8421718283736994E-2,2.7531878672498095E-2,5.829574520181355E-5,3.1449165302883736E-7,3.1505858580726532E-5,1.3528482329318059E-2,5.6043713051670663E-2]
[2004,12,21,13,3.5043953113692107E-2,2.3420409744466752E-2,1.421013333333321E-4,1.6851858031628439E-7,6.4846814516129276E-5,1.1927496331483597E-2,7.0598975856072235E-2,null,2.7840293212465499E-2,2.7071621850443352E-2,5.829574520181355E-5,3.1449165302883736E-7,3.1505858580726532E-5,1.1927496331483597E-2,5.5002031158344428E-2]
[2004,12,21,14,3.2520292611780743E-2,2.367882166064798E-2,1.421013333333321E-4,1.6851858031628439E-7,6.4846814516129276E-5,1.3707977883541011E-2,7.0114208822399521E-2,null,2.5835398156420039E-2,2.7370319855851196E-2,5.829574520181355E-5,3.1449165302883736E-7,3.1505858580726532E-5,1.3707977883541011E-2,5.3295834107706816E-2]
[2004,12,21,15,3.2333193393767369E-2,2.3212976765287874E-2,1.421013333333321E-4,1.6851858031628439E-7,6.4846814516129276E-5,1.2170652546876787E-2,6.7923939372361811E-2,null,2.5686759186597876E-2,2.6831850333509571E-2,5.829574520181355E-5,3.1449165302883736E-7,3.1505858580726532E-5,1.2170652546876787E-2,5.2608725615543028E-2]
[2004,12,21,16,3.3785799409465585E-2,2.2920826777862845E-2,1.421013333333321E-4,1.6851858031628439E-7,6.4846814516129276E-5,1.193974034476044E-2,6.8853483198518639E-2,null,2.6840766477614048E-2,2.6494154534440525E-2,5.829574520181355E-5,3.1449165302883736E-7,3.1505858580726532E-5,1.193974034476044E-2,5.342503710749015E-2]
[2004,12,21,17,3.7969999502718343E-2,2.2867287978416449E-2,1.421013333333321E-4,1.6851858031628439E-7,6.4846814516129276E-5,1.1036085677457227E-2,7.2080489825021798E-2,null,3.0164859426770187E-2,2.6432269104221612E-2,5.829574520181355E-5,3.1449165302883736E-7,3.1505858580726532E-5,1.1036085677457227E-2,5.668724462642738E-2]
[2004,12,21,18,4.4632943086619185E-2,2.247848194696862E-2,1.421013333333321E-4,1.6851858031628439E-7,6.4846814516129276E-5,1.0684795739826466E-2,7.8003337439844042E-2,null,3.5458163593457895E-2,2.5982848706740565E-2,5.829574520181355E-5,3.1449165302883736E-7,3.1505858580726532E-5,1.0684795739826466E-2,6.1531128395634037E-2]
[2004,12,21,19,4.6912913601912749E-2,2.176790072041565E-2,1.4049599999999879E-3,1.6661480863503531E-6,6.4846814516129276E-5,8.6637993638825437E-3,7.8816086648813399E-2,null,3.7269461749679558E-2,2.5161488770294064E-2,5.7637172190788709E-4,3.1093880857749078E-6,3.1505858580726532E-5,8.6637993638825437E-3,6.3041937488548E-2]
[2004,12,21,20,4.6168462761391763E-2,2.0762009584553941E-2,1.4049599999999879E-3,1.6661480863503531E-6,6.4846814516129276E-5,5.9440134921431714E-3,7.4345958800691336E-2,null,3.6678040752877894E-2,2.3998780485090188E-2,5.7637172190788709E-4,3.1093880857749078E-6,3.1505858580726532E-5,5.9440134921431714E-3,6.128780820654247E-2]
[2004,12,21,21,4.2717402178276347E-2,2.0673139617248749E-2,1.4049599999999879E-3,1.6661480863503531E-6,6.4846814516129276E-5,7.8392373318347894E-3,7.2701252089962351E-2,null,3.3936382635250284E-2,2.3896055802858022E-2,5.7637172190788709E-4,3.1093880857749078E-6,3.1505858580726532E-5,7.8392373318347894E-3,5.8443425406682695E-2]
[2004,12,21,22,4.0451400760313033E-2,2.0008025438385139E-2,1.4049599999999879E-3,1.6661480863503531E-6,6.4846814516129276E-5,7.5289492010338971E-3,6.9459848362334542E-2,null,3.2136182078786442E-2,2.312725116903569E-2,5.7637172190788709E-4,3.1093880857749078E-6,3.1505858580726532E-5,7.5289492010338971E-3,5.587442021639652E-2]
[2004,12,21,23,3.7416389412519256E-2,1.8916292707932523E-2,1.4049599999999879E-3,1.6661480863503531E-6,6.4846814516129276E-5,6.6799862141669435E-3,6.4484141297221201E-2,null,2.9725049820059461E-2,2.1865318693770272E-2,5.7637172190788709E-4,3.1093880857749078E-6,3.1505858580726532E-5,6.6799862141669435E-3,5.2201355482404121E-2]
[2004,12,21,24,3.1110871922950478E-2,1.8278166232200566E-2,1.4049599999999879E-3,1.6661480863503531E-6,6.4846814516129276E-5,7.8927733480291945E-3,5.8753284465782707E-2,null,2.4715698985797115E-2,2.1127709111689711E-2,5.7637172190788709E-4,3.1093880857749078E-6,3.1505858580726532E-5,7.8927733480291945E-3,4.6454395066061215E-2]
[2004,12,22,1,2.5805393994913484E-2,1.8025637502866974E-2,1.4049599999999879E-3,1.6661480863503531E-6,6.4846814516129276E-5,9.3374131774039571E-3,5.4639917637786889E-2,null,2.0500818870257204E-2,2.0835811474480048E-2,5.7637172190788709E-4,3.1093880857749078E-6,3.1505858580726532E-5,9.3374131774039571E-3,4.194761731331164E-2]
[2004,12,22,2,2.3932191286994524E-2,1.7628689040376355E-2,1.4049599999999879E-3,1.6661480863503531E-6,6.4846814516129276E-5,1.0095305304383134E-2,5.3127658594356482E-2,null,1.9012673041912502E-2,2.0376979251307704E-2,5.7637172190788709E-4,3.1093880857749078E-6,3.1505858580726532E-5,1.0095305304383134E-2,4.0000639261794597E-2]
[2004,12,22,3,2.316288906214296E-2,1.7617538095229833E-2,1.4049599999999879E-3,1.6661480863503531E-6,6.4846814516129276E-5,1.0345822869537703E-2,5.2597722989512964E-2,null,1.8401509129000477E-2,2.0364089887988473E-2,5.7637172190788709E-4,3.1093880857749078E-6,3.1505858580726532E-5,1.0345822869537703E-2,3.9376585985563338E-2]
[2004,12,22,4,2.4638813927716365E-2,1.6788939014115836E-2,1.4049599999999879E-3,1.6661480863503531E-6,6.4846814516129276E-5,1.0512791634413069E-2,5.3412017538847743E-2,null,1.9574041830543152E-2,1.9406313263485027E-2,5.7637172190788709E-4,3.1093880857749078E-6,3.1505858580726532E-5,1.0512791634413069E-2,3.9591342062602571E-2]
[2004,12,22,5,2.5020802086661301E-2,1.6975614692164218E-2,1.4049599999999879E-3,1.6661480863503531E-6,6.4846814516129276E-5,1.0451438563491268E-2,5.3919328304919259E-2,null,1.9877508232127906E-2,1.9622091442429778E-2,5.7637172190788709E-4,3.1093880857749078E-6,3.1505858580726532E-5,1.0451438563491268E-2,4.0110586643132072E-2]
[2004,12,22,6,2.7024505142281486E-2,1.782068343014831E-2,1.4049599999999879E-3,1.6661480863503531E-6,6.4846814516129276E-5,1.0371909985804255E-2,5.668857152083652E-2,null,2.1469328663978205E-2,2.059890532237232E-2,5.7637172190788709E-4,3.1093880857749078E-6,3.1505858580726532E-5,1.0371909985804255E-2,4.2679220954924914E-2]
[2004,12,22,7,3.2924994986270904E-2,1.9193818165194519E-2,1.421013333333321E-4,1.6851858031628439E-7,6.4846814516129276E-5,1.0416504905667633E-2,6.2742434723562834E-2,null,2.6156909623263797E-2,2.2186110017015297E-2,5.829574520181355E-5,3.1449165302883736E-7,3.1505858580726532E-5,1.0416504905667633E-2,4.8433135735714672E-2]
[2004,12,22,8,3.8557275353146486E-2,2.1560590800061844E-2,1.421013333333321E-4,1.6851858031628439E-7,6.4846814516129276E-5,1.1654163872172685E-2,7.1979146691810797E-2,null,3.0631414436117332E-2,2.4921859496899748E-2,5.829574520181355E-5,3.1449165302883736E-7,3.1505858580726532E-5,1.1654163872172685E-2,5.5643390028452658E-2]
[2004,12,22,9,4.0960790471810046E-2,2.3184919354104942E-2,1.421013333333321E-4,1.6851858031628439E-7,6.4846814516129276E-5,1.2945072669083665E-2,7.7297899161428429E-2,null,3.2540861279260237E-2,2.679941880759119E-2,5.829574520181355E-5,3.1449165302883736E-7,3.1505858580726532E-5,1.2945072669083665E-2,5.9430396182287001E-2]
[2004,12,22,10,3.7792977197371076E-2,2.3845084914358074E-2,1.421013333333321E-4,1.6851858031628439E-7,6.4846814516129276E-5,1.437022913400416E-2,7.621540791216308E-2,null,3.0024225952286713E-2,2.7562503339452604E-2,5.829574520181355E-5,3.1449165302883736E-7,3.1505858580726532E-5,1.437022913400416E-2,5.7676845387174894E-2]
[2004,12,22,11,3.5932720248301617E-2,2.4373502095282502E-2,1.421013333333321E-4,1.6851858031628439E-7,6.4846814516129276E-5,1.4004014354458314E-2,7.4517353364472211E-2,null,2.854636474340428E-2,2.8173300087133039E-2,5.829574520181355E-5,3.1449165302883736E-7,3.1505858580726532E-5,1.4004014354458314E-2,5.68097809259729E-2]
[2004,12,22,12,3.6210801873452159E-2,2.4053227656817399E-2,1.421013333333321E-4,1.6851858031628439E-7,6.4846814516129276E-5,1.3580889826332564E-2,7.4052036023031897E-2,null,2.8767283712108335E-2,2.7803095270859966E-2,5.829574520181355E-5,3.1449165302883736E-7,3.1505858580726532E-5,1.3580889826332564E-2,5.6660495078403879E-2]
[2004,12,22,13,3.5579568351360578E-2,2.3410412066990332E-2,1.421013333333321E-4,1.6851858031628439E-7,6.4846814516129276E-5,1.2097013660792662E-2,7.1294110745573347E-2,null,2.8265807001317374E-2,2.7060065547757899E-2,5.829574520181355E-5,3.1449165302883736E-7,3.1505858580726532E-5,1.2097013660792662E-2,5.5415988644510847E-2]
[2004,12,22,14,3.2933938287549196E-2,2.386906706119039E-2,1.421013333333321E-4,1.6851858031628439E-7,6.4846814516129276E-5,1.3794439300227803E-2,7.0804561315397169E-2,null,2.6164014533176995E-2,2.7590224272488785E-2,5.829574520181355E-5,3.1449165302883736E-7,3.1505858580726532E-5,1.3794439300227803E-2,5.3844354901101357E-2]
[2004,12,22,15,3.2764506803566504E-2,2.3356797377375189E-2,1.421013333333321E-4,1.6851858031628439E-7,6.4846814516129276E-5,1.2264312560051956E-2,6.8592733407423417E-2,null,2.6029411505425017E-2,2.6998092396189406E-2,5.829574520181355E-5,3.1449165302883736E-7,3.1505858580726532E-5,1.2264312560051956E-2,5.3117619997050003E-2]
[2004,12,22,16,3.4287787853010732E-2,2.2928953440621562E-2,1.421013333333321E-4,1.6851858031628439E-7,6.4846814516129276E-5,1.2107572775626661E-2,6.9531430735688737E-2,null,2.7239565820034856E-2,2.6503548133592309E-2,5.829574520181355E-5,3.1449165302883736E-7,3.1505858580726532E-5,1.2107572775626661E-2,5.3833230049062743E-2]
[2004,12,22,17,3.8617881066750723E-2,2.2585104063950184E-2,1.421013333333321E-4,1.6851858031628439E-7,6.4846814516129276E-5,1.1380110066586695E-2,7.2790211863717383E-2,null,3.0679561996171948E-2,2.6106093076216235E-2,5.829574520181355E-5,3.1449165302883736E-7,3.1505858580726532E-5,1.1380110066586695E-2,5.687577116782376E-2]
[2004,12,22,18,4.5269545623356666E-2,2.2371808136691439E-2,1.421013333333321E-4,1.6851858031628439E-7,6.4846814516129276E-5,1.0922902134806381E-2,7.8771372561284275E-2,null,3.5963905660429389E-2,2.5859544585050208E-2,5.829574520181355E-5,3.1449165302883736E-7,3.1505858580726532E-5,1.0922902134806381E-2,6.1913566340915174E-2]
[2004,12,22,19,4.760123783376962E-2,2.1587377253959796E-2,1.4049599999999879E-3,1.6661480863503531E-6,6.4846814516129276E-5,8.9320378151434808E-3,7.9592125865475358E-2,null,3.781629356337278E-2,2.4952821924908122E-2,5.7637172190788709E-4,3.1093880857749078E-6,3.1505858580726532E-5,8.9320378151434808E-3,6.3380102456855283E-2]
[2004,12,22,20,4.6970897475051697E-2,2.0287515619356825E-2,1.4049599999999879E-3,1.6661480863503531E-6,6.4846814516129276E-5,6.3480932759776175E-3,7.5077979332988598E-2,null,3.7315526416657779E-2,2.3450313513919088E-2,5.7637172190788709E-4,3.1093880857749078E-6,3.1505858580726532E-5,6.3480932759776175E-3,6.1376826899151256E-2]
[2004,12,22,21,4.335010217725678E-2,2.0463690229324958E-2,1.4049599999999879E-3,1.6661480863503531E-6,6.4846814516129276E-5,8.1318234121431597E-3,7.3417088781327355E-2,null,3.443902437289887E-2,2.3653953521619357E-2,5.7637172190788709E-4,3.1093880857749078E-6,3.1505858580726532E-5,8.1318234121431597E-3,5.8703964863092616E-2]
[2004,12,22,22,4.124919991735438E-2,1.9372648807709534E-2,1.4049599999999879E-3,1.6661480863503531E-6,6.4846814516129276E-5,8.0504424891003675E-3,7.0143764176766751E-2,null,3.2769985074259884E-2,2.2392820129360023E-2,5.7637172190788709E-4,3.1093880857749078E-6,3.1505858580726532E-5,8.0504424891003675E-3,5.5773792172194296E-2]
[2004,12,22,23,3.8193433193497384E-2,1.827464504787343E-2,1.4049599999999879E-3,1.6661480863503531E-6,6.4846814516129276E-5,7.179515258661508E-3,6.5119066462634795E-2,null,3.0342363929320198E-2,2.1123638979202278E-2,5.7637172190788709E-4,3.1093880857749078E-6,3.1505858580726532E-5,7.179515258661508E-3,5.2076989877096865E-2]
[2004,12,22,24,3.2216417312497372E-2,1.6709608778994994E-2,1.4049599999999879E-3,1.6661480863503531E-6,6.4846814516129276E-5,8.9342830975542471E-3,5.9331782151649082E-2,null,2.5593987679564636E-2,1.9314615545557374E-2,5.7637172190788709E-4,3.1093880857749078E-6,3.1505858580726532E-5,8.9342830975542471E-3,4.5519590193696398E-2]
[2004,12,23,1,2.5395698746333351E-2,1.5852650850735395E-2,1.4049599999999879E-3,1.6661480863503531E-6,6.4846814516129276E-5,1.0248864663667959E-2,5.2968687223339174E-2,null,2.0175340868068905E-2,1.8324058965689498E-2,5.7637172190788709E-4,3.1093880857749078E-6,3.1505858580726532E-5,1.0248864663667959E-2,3.9110386802332787E-2]
[2004,12,23,2,2.3577864683912535E-2,1.5407552570794552E-2,1.4049599999999879E-3,1.6661480863503531E-6,6.4846814516129276E-5,1.1045793551138824E-2,5.1502683768448382E-2,null,1.8731182067113619E-2,1.7809570429736875E-2,5.7637172190788709E-4,3.1093880857749078E-6,3.1505858580726532E-5,1.1045793551138824E-2,3.7151739465424882E-2]
[2004,12,23,3,2.2921766365779223E-2,1.5192788557163885E-2,1.4049599999999879E-3,1.6661480863503531E-6,6.4846814516129276E-5,1.1402930034637423E-2,5.0988957920183001E-2,null,1.8209951785422021E-2,1.7561324979399846E-2,5.7637172190788709E-4,3.1093880857749078E-6,3.1505858580726532E-5,1.1402930034637423E-2,3.6382263733396251E-2]
[2004,12,23,4,2.4138869279376977E-2,1.4820448219161128E-2,1.4049599999999879E-3,1.6661480863503531E-6,6.4846814516129276E-5,1.1347556112848449E-2,5.1778346573989026E-2,null,1.9176866159333464E-2,1.7130937256039952E-2,5.7637172190788709E-4,3.1093880857749078E-6,3.1505858580726532E-5,1.1347556112848449E-2,3.6918790383947804E-2]
[2004,12,23,5,2.463252718675241E-2,1.4690460463889582E-2,1.4049599999999879E-3,1.6661480863503531E-6,6.4846814516129276E-5,1.1475679493886158E-2,5.2270140107130617E-2,null,1.956904739651856E-2,1.6980684574968451E-2,5.7637172190788709E-4,3.1093880857749078E-6,3.1505858580726532E-5,1.1475679493886158E-2,3.7160718940061399E-2]
[2004,12,23,6,2.6578481384474998E-2,1.5423142157205725E-2,1.4049599999999879E-3,1.6661480863503531E-6,6.4846814516129276E-5,1.148158536956315E-2,5.4954681873846348E-2,null,2.1114989866731992E-2,1.7827590412851296E-2,5.7637172190788709E-4,3.1093880857749078E-6,3.1505858580726532E-5,1.148158536956315E-2,3.955356724815768E-2]
[2004,12,23,7,3.2201580953737027E-2,1.6891729637872235E-2,1.421013333333321E-4,1.6851858031628439E-7,6.4846814516129276E-5,1.1522955807839063E-2,6.0823383065878103E-2,null,2.5582201093252491E-2,1.9525128814812512E-2,5.829574520181355E-5,3.1449165302883736E-7,3.1505858580726532E-5,1.1522955807839063E-2,4.5197446003500577E-2]
[2004,12,23,8,3.7691676419703585E-2,1.918858585216426E-2,1.421013333333321E-4,1.6851858031628439E-7,6.4846814516129276E-5,1.2690199561791465E-2,6.9777578500089088E-2,null,2.9943748634452046E-2,2.2180061993035197E-2,5.829574520181355E-5,3.1449165302883736E-7,3.1505858580726532E-5,1.2690199561791465E-2,5.221392672292282E-2]
[2004,12,23,9,4.0091908953978073E-2,2.0720923429657673E-2,1.421013333333321E-4,1.6851858031628439E-7,6.4846814516129276E-5,1.3913694053037037E-2,7.4933643103102562E-2,null,3.1850587663585214E-2,{"$f":"F8579*W$5","v":2.3951289050876349E-2},{"$f":"G8579*X$5","v":5.829574520181355E-5},{"$f":"H8579*Y$5","v":3.1449165302883736E-7},{"$f":"I8579*Z$5","v":3.1505858580726532E-5},{"$f":"J8579","v":1.3913694053037037E-2},5.5891992809897137E-2]
[2004,12,23,10,3.6976107452968414E-2,2.1410394014306871E-2,1.421013333333321E-4,1.6851858031628439E-7,6.4846814516129276E-5,1.5290648156533495E-2,7.3884266290238559E-2,null,{"$f":"E8580*V$5","v":2.9375272532939842E-2},2.4748247223183174E-2,5.829574520181355E-5,3.1449165302883736E-7,3.1505858580726532E-5,1.5290648156533495E-2,{"$f":"SUM(M8580:Q8580)","v":5.4213635851558598E-2}]
[2004,12,23,11,3.5192521569632762E-2,2.1925588114381358E-2,1.421013333333321E-4,1.6851858031628439E-7,6.4846814516129276E-5,1.4912919866526535E-2,7.2238146216970445E-2,null,2.7958321831043208E-2,2.5343759428518995E-2,5.829574520181355E-5,3.1449165302883736E-7,3.1505858580726532E-5,1.4912919866526535E-2,5.3392197354997784E-2]
[2004,12,23,12,3.5444150624760744E-2,2.1824154924607424E-2,1.421013333333321E-4,1.6851858031628439E-7,6.4846814516129276E-5,1.4311642507949158E-2,7.1787064723747102E-2,null,2.8158225838813427E-2,2.5226512933406203E-2,5.829574520181355E-5,3.1449165302883736E-7,3.1505858580726532E-5,1.4311642507949158E-2,5.3474854867655207E-2]
[2004,12,23,13,3.4737933922862563E-2,2.1347655324132186E-2,1.421013333333321E-4,1.6851858031628439E-7,6.4846814516129276E-5,1.2820787040523682E-2,6.9113492953948211E-2,null,2.7597179543933415E-2,2.4675727650966789E-2,5.829574520181355E-5,3.1449165302883736E-7,3.1505858580726532E-5,1.2820787040523682E-2,5.2363023290335778E-2]
[2004,12,23,14,3.2157420342968375E-2,2.1970989432925504E-2,1.421013333333321E-4,1.6851858031628439E-7,6.4846814516129276E-5,1.4303392965331015E-2,6.863891940765468E-2,null,2.5547118169010119E-2,2.5396238754907766E-2,5.829574520181355E-5,3.1449165302883736E-7,3.1505858580726532E-5,1.4303392965331015E-2,5.1033473019353459E-2]
[2004,12,23,15,3.2023468767595938E-2,2.1377369451079976E-2,1.421013333333321E-4,1.6851858031628439E-7,6.4846814516129276E-5,1.2886786528626976E-2,6.6494741413732669E-2,null,2.5440701774645545E-2,2.4710074172531665E-2,5.829574520181355E-5,3.1449165302883736E-7,3.1505858580726532E-5,1.2886786528626976E-2,5.0240892042612784E-2]
[2004,12,23,16,3.3484321032460844E-2,2.0977448524333062E-2,1.421013333333321E-4,1.6851858031628439E-7,6.4846814516129276E-5,1.2735838942978771E-2,6.7404725166202467E-2,null,2.6601260209990638E-2,2.4247806081704213E-2,5.829574520181355E-5,3.1449165302883736E-7,3.1505858580726532E-5,1.2735838942978771E-2,5.0939182387130424E-2]
[2004,12,23,17,3.7715527319074668E-2,2.0648347795251851E-2,1.421013333333321E-4,1.6851858031628439E-7,6.4846814516129276E-5,1.199284101974551E-2,7.0563832800501811E-2,null,2.996269672600204E-2,2.3867398967328403E-2,5.829574520181355E-5,3.1449165302883736E-7,3.1505858580726532E-5,1.199284101974551E-2,5.392021178876602E-2]
[2004,12,23,18,4.4115197461997172E-2,2.0602115887715385E-2,1.421013333333321E-4,1.6851858031628439E-7,6.4846814516129276E-5,1.1437627817180577E-2,7.6362057833322922E-2,null,3.5046846127298061E-2,2.3813959564179293E-2,5.829574520181355E-5,3.1449165302883736E-7,3.1505858580726532E-5,1.1437627817180577E-2,5.8950921786912927E-2]
[2004,12,23,19,4.6376591596811831E-2,1.9819722758998279E-2,1.4049599999999879E-3,1.6661480863503531E-6,6.4846814516129276E-5,9.4899134779218956E-3,7.7157700796334466E-2,null,3.6843386477010819E-2,2.2909592341312117E-2,5.7637172190788709E-4,3.1093880857749078E-6,3.1505858580726532E-5,9.4899134779218956E-3,6.0363965786897324E-2]
[2004,12,23,20,4.5635639506599004E-2,1.8824341086619258E-2,1.4049599999999879E-3,1.6661480863503531E-6,6.4846814516129276E-5,6.8501759098362931E-3,7.2781629465657013E-2,null,3.6254745024918059E-2,2.1759031931587729E-2,5.7637172190788709E-4,3.1093880857749078E-6,3.1505858580726532E-5,6.8501759098362931E-3,5.8624763925080176E-2]
[2004,12,23,21,4.2302177706502825E-2,1.8781220334789503E-2,1.4049599999999879E-3,1.6661480863503531E-6,6.4846814516129276E-5,8.6166601764275721E-3,7.1171531180322378E-2,null,3.3606512000916813E-2,2.170918870936495E-2,5.7637172190788709E-4,3.1093880857749078E-6,3.1505858580726532E-5,8.6166601764275721E-3,5.5926687678856148E-2]
[2004,12,23,22,4.0082000450476177E-2,1.8030795911739804E-2,1.4049599999999879E-3,1.6661480863503531E-6,6.4846814516129276E-5,8.4140570696849392E-3,6.7998326394503386E-2,null,3.1842715959103284E-2,2.0841774072738527E-2,5.7637172190788709E-4,3.1093880857749078E-6,3.1505858580726532E-5,8.4140570696849392E-3,5.3295477000416196E-2]
[2004,12,23,23,3.7037226960772614E-2,1.7087620646674524E-2,1.4049599999999879E-3,1.6661480863503531E-6,6.4846814516129276E-5,7.5310032478058545E-3,6.3127323817855463E-2,null,2.9423828271293622E-2,1.9751558982860719E-2,5.7637172190788709E-4,3.1093880857749078E-6,3.1505858580726532E-5,7.5310032478058545E-3,4.9786374222728726E-2]
[2004,12,23,24,3.0822849205478165E-2,1.6449617824913575E-2,1.4049599999999879E-3,1.6661480863503531E-6,6.4846814516129276E-5,8.7731067346667416E-3,5.7517046727660955E-2,null,2.4486882422772228E-2,1.9014092332248048E-2,5.7637172190788709E-4,3.1093880857749078E-6,3.1505858580726532E-5,8.7731067346667416E-3,4.4111961723594668E-2]
[2004,12,24,1,2.7258842264173667E-2,1.5753414979576708E-2,1.4049599999999879E-3,1.6661480863503531E-6,6.4846814516129276E-5,7.6224152137341992E-3,5.2106145420087048E-2,null,2.1655495280594711E-2,1.820935234837073E-2,5.7637172190788709E-4,3.1093880857749078E-6,3.1505858580726532E-5,7.6224152137341992E-3,4.0475834597539832E-2]
[2004,12,24,2,2.5250250809202665E-2,1.516274516620135E-2,1.4049599999999879E-3,1.6661480863503531E-6,6.4846814516129276E-5,8.3159968177501809E-3,5.0200465755756665E-2,null,2.005979131223742E-2,1.7526597861978899E-2,5.7637172190788709E-4,3.1093880857749078E-6,3.1505858580726532E-5,8.3159968177501809E-3,3.8197376142790708E-2]
[2004,12,24,3,2.3882333934025637E-2,1.5084844136062456E-2,1.4049599999999879E-3,1.6661480863503531E-6,6.4846814516129276E-5,8.8894384121221397E-3,4.9328089444812706E-2,null,1.8973064401844184E-2,1.7436552160273004E-2,5.7637172190788709E-4,3.1093880857749078E-6,3.1505858580726532E-5,8.8894384121221397E-3,3.702060353069158E-2]
[2004,12,24,4,2.4590018058246375E-2,1.4256322119840901E-2,1.4049599999999879E-3,1.6661480863503531E-6,6.4846814516129276E-5,8.7891769713037103E-3,4.9106990111993459E-2,null,1.9535276474671504E-2,1.6478864614980764E-2,5.7637172190788709E-4,3.1093880857749078E-6,3.1505858580726532E-5,8.7891769713037103E-3,3.6625128058226659E-2]
[2004,12,24,5,2.3960327199589546E-2,1.4550280014059388E-2,1.4049599999999879E-3,1.6661480863503531E-6,6.4846814516129276E-5,9.6378084030167514E-3,4.9619888579268155E-2,null,1.9035025316323565E-2,1.6818650171214065E-2,5.7637172190788709E-4,3.1093880857749078E-6,3.1505858580726532E-5,9.6378084030167514E-3,3.6464662456112018E-2]
[2004,12,24,6,2.5400766130340976E-2,1.5036203437431893E-2,1.4049599999999879E-3,1.6661480863503531E-6,6.4846814516129276E-5,9.2756985968282541E-3,5.118414112720359E-2,null,2.0179366597019483E-2,1.73803284385604E-2,5.7637172190788709E-4,3.1093880857749078E-6,3.1505858580726532E-5,9.2756985968282541E-3,3.8170682004154272E-2]
[2004,12,24,7,2.9933715301841645E-2,1.5747935732788564E-2,1.421013333333321E-4,1.6851858031628439E-7,6.4846814516129276E-5,8.8540417697388681E-3,5.4742809470798855E-2,null,2.3780519516108219E-2,1.8203018893973806E-2,5.829574520181355E-5,3.1449165302883736E-7,3.1505858580726532E-5,8.8540417697388681E-3,4.2073654505517602E-2]
[2004,12,24,8,3.3134021612013655E-2,1.7127403616734531E-2,1.421013333333321E-4,1.6851858031628439E-7,6.4846814516129276E-5,9.573178258882353E-3,6.004172015406032E-2,null,2.6322968587302781E-2,1.9797544067378998E-2,5.829574520181355E-5,3.1449165302883736E-7,3.1505858580726532E-5,9.573178258882353E-3,4.6210628750117361E-2]
[2004,12,24,9,3.6933452140674568E-2,1.8026229935722417E-2,1.421013333333321E-4,1.6851858031628439E-7,6.4846814516129276E-5,9.0036403798966665E-3,6.4170439122723424E-2,null,2.9341385476948263E-2,2.0836496266864526E-2,5.829574520181355E-5,3.1449165302883736E-7,3.1505858580726532E-5,9.0036403798966665E-3,5.0267997839248367E-2]
[2004,12,24,10,3.9675428681160654E-2,1.8894893591593527E-2,1.421013333333321E-4,1.6851858031628439E-7,6.4846814516129276E-5,1.0001532938076766E-2,6.8778971877260731E-2,null,3.1519719371562692E-2,2.1840583482397643E-2,5.829574520181355E-5,3.1449165302883736E-7,3.1505858580726532E-5,1.0001532938076766E-2,5.3450418949395909E-2]
[2004,12,24,11,3.9214168852299967E-2,1.9630135325109439E-2,1.421013333333321E-4,1.6851858031628439E-7,6.4846814516129276E-5,1.1425664131275355E-2,7.047708497511454E-2,null,3.1153276440853608E-2,2.2690448467492953E-2,5.829574520181355E-5,3.1449165302883736E-7,3.1505858580726532E-5,1.1425664131275355E-2,5.3933841003782138E-2]
[2004,12,24,12,4.0215912986051178E-2,1.8681492918803805E-2,1.421013333333321E-4,1.6851858031628439E-7,6.4846814516129276E-5,1.1978715443284927E-2,7.1083238014569686E-2,null,3.1949101338718922E-2,2.1593913916005517E-2,5.829574520181355E-5,3.1449165302883736E-7,3.1505858580726532E-5,1.1978715443284927E-2,5.3633131350160013E-2]
[2004,12,24,13,3.9180963672203348E-2,1.8114440597161413E-2,1.421013333333321E-4,1.6851858031628439E-7,6.4846814516129276E-5,1.0731964661300192E-2,6.8234485597094732E-2,null,3.1126896941170355E-2,2.0938458858284097E-2,5.829574520181355E-5,3.1449165302883736E-7,3.1505858580726532E-5,1.0731964661300192E-2,5.2155471894890032E-2]
[2004,12,24,14,3.8567779435272828E-2,1.7902998790986672E-2,1.421013333333321E-4,1.6851858031628439E-7,6.4846814516129276E-5,1.0759424957238788E-2,6.7437319849928068E-2,null,3.0639759291658498E-2,2.0694053543322016E-2,5.829574520181355E-5,3.1449165302883736E-7,3.1505858580726532E-5,1.0759424957238788E-2,5.1423928930416092E-2]
[2004,12,24,15,3.6835651325320934E-2,1.7843241747040963E-2,1.421013333333321E-4,1.6851858031628439E-7,6.4846814516129276E-5,1.2095571000445334E-2,6.6981580739237018E-2,null,2.9263688666687451E-2,2.0624980452191289E-2,5.829574520181355E-5,3.1449165302883736E-7,3.1505858580726532E-5,1.2095571000445334E-2,4.9978785214314314E-2]
[2004,12,24,16,3.7624714863188996E-2,1.7285841756025291E-2,1.421013333333321E-4,1.6851858031628439E-7,6.4846814516129276E-5,1.1301377644943158E-2,6.6419050930587226E-2,null,2.9890551743071637E-2,1.9980682511170769E-2,5.829574520181355E-5,3.1449165302883736E-7,3.1505858580726532E-5,1.1301377644943158E-2,4.9961350349677983E-2]
[2004,12,24,17,4.2667695500208373E-2,1.7065045567296877E-2,1.421013333333321E-4,1.6851858031628439E-7,6.4846814516129276E-5,1.0113072104024763E-2,7.0052929837959799E-2,null,3.3896893697243191E-2,1.9725464477306658E-2,5.829574520181355E-5,3.1449165302883736E-7,3.1505858580726532E-5,1.0113072104024763E-2,5.3712474269985426E-2]
[2004,12,24,18,4.6251350260434566E-2,1.7302141114736592E-2,1.421013333333321E-4,1.6851858031628439E-7,6.4846814516129276E-5,1.1233251984379661E-2,7.4993860025980602E-2,null,3.6743889838724828E-2,1.9999522919184609E-2,5.829574520181355E-5,3.1449165302883736E-7,3.1505858580726532E-5,1.1233251984379661E-2,5.6833528853345014E-2]
[2004,12,24,19,4.7958590258721838E-2,1.6459645980438791E-2,1.4049599999999879E-3,1.6661480863503531E-6,6.4846814516129276E-5,8.1099527407048327E-3,7.3999661942467918E-2,null,3.8100188369948357E-2,1.9025683864471357E-2,5.7637172190788709E-4,3.1093880857749078E-6,3.1505858580726532E-5,8.1099527407048327E-3,5.7736859202994102E-2]
[2004,12,24,20,4.5796620472060803E-2,1.6417453762531748E-2,1.4049599999999879E-3,1.6661480863503531E-6,6.4846814516129276E-5,8.3618061151345211E-3,7.2047353312329532E-2,null,3.6382634628740501E-2,1.8976913933429446E-2,5.7637172190788709E-4,3.1093880857749078E-6,3.1505858580726532E-5,8.3618061151345211E-3,5.5970535530744332E-2]
[2004,12,24,21,4.1767313833722501E-2,1.6361198672067572E-2,1.4049599999999879E-3,1.6661480863503531E-6,6.4846814516129276E-5,9.7776114331147908E-3,6.9377596901507327E-2,null,3.3181595125852822E-2,1.8911888745876165E-2,5.7637172190788709E-4,3.1093880857749078E-6,3.1505858580726532E-5,9.7776114331147908E-3,5.2704470840303379E-2]
[2004,12,24,22,4.0821007734482884E-2,1.5068019543667916E-2,1.4049599999999879E-3,1.6661480863503531E-6,6.4846814516129276E-5,8.1169973614088845E-3,6.5477497602162163E-2,null,3.2429812380735466E-2,1.741710463531241E-2,5.7637172190788709E-4,3.1093880857749078E-6,3.1505858580726532E-5,8.1169973614088845E-3,5.0457903984622264E-2]
[2004,12,24,23,3.7987100845892227E-2,1.4232902885328405E-2,1.4049599999999879E-3,1.6661480863503531E-6,6.4846814516129276E-5,8.3612054359522535E-3,6.2052682129775355E-2,null,3.0178445405690525E-2,1.6451794351579459E-2,5.7637172190788709E-4,3.1093880857749078E-6,3.1505858580726532E-5,8.3612054359522535E-3,4.7241226725844375E-2]
[2004,12,24,24,3.4703115295044842E-2,1.2980364190111103E-2,1.4049599999999879E-3,1.6661480863503531E-6,6.4846814516129276E-5,7.022759783198604E-3,5.6177712230957022E-2,null,2.7569518257988986E-2,1.5003986466067057E-2,5.7637172190788709E-4,3.1093880857749078E-6,3.1505858580726532E-5,7.022759783198604E-3,4.3184491692630431E-2]
[2004,12,25,1,3.1039570751891215E-2,1.3379096967067126E-2,1.4049599999999879E-3,1.6661480863503531E-6,6.4846814516129276E-5,9.5294078894391683E-3,5.5419548570999982E-2,null,2.4659054534121184E-2,1.5464881176061653E-2,5.7637172190788709E-4,3.1093880857749078E-6,3.1505858580726532E-5,9.5294078894391683E-3,4.0734922678757224E-2]
[2004,12,25,2,2.9233373123046216E-2,1.294262336712333E-2,1.4049599999999879E-3,1.6661480863503531E-6,6.4846814516129276E-5,1.0008414313799936E-2,5.3655883766571953E-2,null,2.3224140173188038E-2,1.4960361896753495E-2,5.7637172190788709E-4,3.1093880857749078E-6,3.1505858580726532E-5,1.0008414313799936E-2,3.8795489038515922E-2]
[2004,12,25,3,2.8468322761593345E-2,1.2568596645580384E-2,1.4049599999999879E-3,1.6661480863503531E-6,6.4846814516129276E-5,1.0439589212344152E-2,5.2947981582120357E-2,null,2.2616354107613468E-2,1.4528024884803311E-2,5.7637172190788709E-4,3.1093880857749078E-6,3.1505858580726532E-5,1.0439589212344152E-2,3.7755365960991168E-2]
[2004,12,25,4,2.8126253510027305E-2,1.2321873464530753E-2,1.4049599999999879E-3,1.6661480863503531E-6,6.4846814516129276E-5,1.0671393143053086E-2,5.2590993080213616E-2,null,2.2344600854443914E-2,1.424283787347478E-2,5.7637172190788709E-4,3.1093880857749078E-6,3.1505858580726532E-5,1.0671393143053086E-2,3.7198425696493086E-2]
[2004,12,25,5,2.8492068203428748E-2,1.2403017861607496E-2,1.4049599999999879E-3,1.6661480863503531E-6,6.4846814516129276E-5,1.0873082512320333E-2,5.3239641539959047E-2,null,2.2635218419553745E-2,1.4336632578901007E-2,5.7637172190788709E-4,3.1093880857749078E-6,3.1505858580726532E-5,1.0873082512320333E-2,3.7582837967029138E-2]
[2004,12,25,6,2.9604556554792737E-2,1.2501220342168412E-2,1.4049599999999879E-3,1.6661480863503531E-6,6.4846814516129276E-5,1.0783490043230395E-2,5.4360739902794011E-2,null,2.3519022874974177E-2,1.4450144701341509E-2,5.7637172190788709E-4,3.1093880857749078E-6,3.1505858580726532E-5,1.0783490043230395E-2,3.8580154544890076E-2]
[2004,12,25,7,3.2373979402411414E-2,1.3343888949106054E-2,1.421013333333321E-4,1.6851858031628439E-7,6.4846814516129276E-5,1.0743254238938861E-2,5.6668239256886112E-2,null,2.571916119432607E-2,1.5424184272858627E-2,5.829574520181355E-5,3.1449165302883736E-7,3.1505858580726532E-5,1.0743254238938861E-2,4.1233461562620276E-2]
[2004,12,25,8,3.7897683950172074E-2,1.4538885758545171E-2,1.421013333333321E-4,1.6851858031628439E-7,6.4846814516129276E-5,9.6619027034094834E-3,6.230558907855651E-2,null,3.0107409110586455E-2,1.6805479565750125E-2,5.829574520181355E-5,3.1449165302883736E-7,3.1505858580726532E-5,9.6619027034094834E-3,4.7003004771772161E-2]
[2004,12,25,9,4.035037470374031E-2,1.5554084389869995E-2,1.421013333333321E-4,1.6851858031628439E-7,6.4846814516129276E-5,1.0760416351321975E-2,6.6871992111362064E-2,null,3.2055923010183111E-2,1.7978946373127667E-2,5.829574520181355E-5,3.1449165302883736E-7,3.1505858580726532E-5,1.0760416351321975E-2,5.0124985478746359E-2]
[2004,12,25,10,4.2129212517031306E-2,1.6331372561085876E-2,1.421013333333321E-4,1.6851858031628439E-7,6.4846814516129276E-5,1.1806058349185128E-2,7.0473760093732088E-2,null,3.3469101658687037E-2,1.8877412782108853E-2,5.829574520181355E-5,3.1449165302883736E-7,3.1505858580726532E-5,1.1806058349185128E-2,5.2436630536231467E-2]
[2004,12,25,11,4.3047291421094876E-2,1.6213609008912968E-2,1.421013333333321E-4,1.6851858031628439E-7,6.4846814516129276E-5,1.1763767480634754E-2,7.1231784577072368E-2,null,3.4198459610924513E-2,1.8741290041859052E-2,5.829574520181355E-5,3.1449165302883736E-7,3.1505858580726532E-5,1.1763767480634754E-2,5.3029865748219142E-2]
[2004,12,25,12,4.3162170652985304E-2,1.5862707821564407E-2,1.421013333333321E-4,1.6851858031628439E-7,6.4846814516129276E-5,1.0658430639494156E-2,6.9890425780473636E-2,null,3.4289724186284384E-2,1.8335683805485833E-2,5.829574520181355E-5,3.1449165302883736E-7,3.1505858580726532E-5,1.0658430639494156E-2,5.2715524087205798E-2]
[2004,12,25,13,4.3404315356186288E-2,1.549027886817194E-2,1.421013333333321E-4,1.6851858031628439E-7,6.4846814516129276E-5,9.6645848762021477E-3,6.8766295766990157E-2,null,3.4482093452248473E-2,1.7905193651709627E-2,5.829574520181355E-5,3.1449165302883736E-7,3.1505858580726532E-5,9.6645848762021477E-3,5.2477403199393674E-2]
[2004,12,25,14,4.145371954671638E-2,1.5365296533386348E-2,1.421013333333321E-4,1.6851858031628439E-7,6.4846814516129276E-5,9.1440315198204128E-3,6.6170164266352915E-2,null,3.2932463503296421E-2,1.7760726729814699E-2,5.829574520181355E-5,3.1449165302883736E-7,3.1505858580726532E-5,9.1440315198204128E-3,5.0783306328546697E-2]
[2004,12,25,15,4.0602134912598259E-2,1.5449963012098484E-2,1.421013333333321E-4,1.6851858031628439E-7,6.4846814516129276E-5,9.4142096131574638E-3,6.5673424204283987E-2,null,3.2255931211629375E-2,1.7858592604925835E-2,5.829574520181355E-5,3.1449165302883736E-7,3.1505858580726532E-5,9.4142096131574638E-3,5.0204639911990784E-2]
[2004,12,25,16,3.9780650069668445E-2,1.5390189825079217E-2,1.421013333333321E-4,1.6851858031628439E-7,6.4846814516129276E-5,9.6908671428072961E-3,6.5068823703984743E-2,null,3.1603311376687683E-2,1.7789500854036903E-2,5.829574520181355E-5,3.1449165302883736E-7,3.1505858580726532E-5,9.6908671428072961E-3,4.9482928326160164E-2]
[2004,12,25,17,4.4311153732566229E-2,1.5202660555653115E-2,1.421013333333321E-4,1.6851858031628439E-7,6.4846814516129276E-5,7.7936314376609349E-3,6.751456239231006E-2,null,3.5202521487659511E-2,1.7572736009903774E-2,5.829574520181355E-5,3.1449165302883736E-7,3.1505858580726532E-5,7.7936314376609349E-3,5.2865373592998866E-2]
[2004,12,25,18,4.9732633343111593E-2,1.5332281724960421E-2,1.421013333333321E-4,1.6851858031628439E-7,6.4846814516129276E-5,8.0105265294692449E-3,7.3282558263971051E-2,null,3.9509557897430693E-2,1.7722564954725233E-2,5.829574520181355E-5,3.1449165302883736E-7,3.1505858580726532E-5,8.0105265294692449E-3,5.7322238947591503E-2]
[2004,12,25,19,5.0682606353065908E-2,1.4702170546291754E-2,1.4049599999999879E-3,1.6661480863503531E-6,6.4846814516129276E-5,5.3523117255616145E-3,7.220856158752173E-2,null,4.0264253780490852E-2,1.6994220244330685E-2,5.7637172190788709E-4,3.1093880857749078E-6,3.1505858580726532E-5,5.3523117255616145E-3,5.7869460993395926E-2]
[2004,12,25,20,4.8299444145770004E-2,1.4235437672076997E-2,1.4049599999999879E-3,1.6661480863503531E-6,6.4846814516129276E-5,5.3934086368332985E-3,6.9399763417282753E-2,null,3.8370976089793861E-2,1.645472430835981E-2,5.7637172190788709E-4,3.1093880857749078E-6,3.1505858580726532E-5,5.3934086368332985E-3,5.5436687366728056E-2]
[2004,12,25,21,4.5220424549181494E-2,1.4276764964096638E-2,1.4049599999999879E-3,1.6661480863503531E-6,6.4846814516129276E-5,7.3008927491212336E-3,6.8269555225001832E-2,null,3.5924881949162817E-2,1.6502494472668012E-2,5.7637172190788709E-4,3.1093880857749078E-6,3.1505858580726532E-5,7.3008927491212336E-3,5.303836339040522E-2]
[2004,12,25,22,4.1076279374164193E-2,1.3657834706748806E-2,1.4049599999999879E-3,1.6661480863503531E-6,6.4846814516129276E-5,7.8317713982627938E-3,6.4037358441778269E-2,null,3.2632610200790127E-2,1.5787073775014475E-2,5.7637172190788709E-4,3.1093880857749078E-6,3.1505858580726532E-5,7.8317713982627938E-3,4.903067094437899E-2]
[2004,12,25,23,3.9008893489164281E-2,1.3019062891897389E-2,1.4049599999999879E-3,1.6661480863503531E-6,6.4846814516129276E-5,7.1776920558229767E-3,6.0677121399487118E-2,null,3.099019762721486E-2,1.5048718246266116E-2,5.7637172190788709E-4,3.1093880857749078E-6,3.1505858580726532E-5,7.1776920558229767E-3,4.6649902842055363E-2]
[2004,12,25,24,3.5270762716115005E-2,1.2760045034483679E-2,1.4049599999999879E-3,1.6661480863503531E-6,6.4846814516129276E-5,8.8612669927513824E-3,5.8363547705952534E-2,null,2.8020479671863226E-2,1.4749319834157948E-2,5.7637172190788709E-4,3.1093880857749078E-6,3.1505858580726532E-5,8.8612669927513824E-3,4.3380786474595562E-2]
[2004,12,26,1,3.0498076913951622E-2,1.2823476642870644E-2,1.4049599999999879E-3,1.6661480863503531E-6,6.4846814516129276E-5,1.0152084322462892E-2,5.4945110841887634E-2,null,2.4228870554246738E-2,{"$f":"F8643*W$5","v":1.4822640349655036E-2},{"$f":"G8643*X$5","v":5.7637172190788709E-4},{"$f":"H8643*Y$5","v":3.1093880857749078E-6},{"$f":"I8643*Z$5","v":3.1505858580726532E-5},{"$f":"J8643","v":1.0152084322462892E-2},3.9662497872476159E-2]
[2004,12,26,2,2.8295063437389235E-2,1.2602220355114709E-2,1.4049599999999879E-3,1.6661480863503531E-6,6.4846814516129276E-5,1.0740370712688269E-2,5.3109127467794684E-2,null,{"$f":"E8644*V$5","v":2.2478710093195714E-2},1.4566890487909911E-2,5.7637172190788709E-4,3.1093880857749078E-6,3.1505858580726532E-5,1.0740370712688269E-2,{"$f":"SUM(M8644:Q8644)","v":3.7656587549680015E-2}]
[2004,12,26,3,2.7581947029569773E-2,1.2258046749984838E-2,1.4049599999999879E-3,1.6661480863503531E-6,6.4846814516129276E-5,1.1020842119921766E-2,5.2332308862078847E-2,null,2.1912182400845935E-2,1.416906065527084E-2,5.7637172190788709E-4,3.1093880857749078E-6,3.1505858580726532E-5,1.1020842119921766E-2,3.6692230024691165E-2]
[2004,12,26,4,2.7769399869179597E-2,1.1789275301805251E-2,1.4049599999999879E-3,1.6661480863503531E-6,6.4846814516129276E-5,1.1007611656056666E-2,5.2037759789643985E-2,null,2.2061102301557927E-2,1.3627208334245557E-2,5.7637172190788709E-4,3.1093880857749078E-6,3.1505858580726532E-5,1.1007611656056666E-2,3.6299297604377868E-2]
[2004,12,26,5,2.7329853171961134E-2,1.2075712345369966E-2,1.4049599999999879E-3,1.6661480863503531E-6,6.4846814516129276E-5,1.1748292351150748E-2,5.2625330831084317E-2,null,2.1711909135723229E-2,1.3958300548769042E-2,5.7637172190788709E-4,3.1093880857749078E-6,3.1505858580726532E-5,1.1748292351150748E-2,3.6281196653066658E-2]
[2004,12,26,6,2.8878375513649218E-2,1.2172049037049638E-2,1.4049599999999879E-3,1.6661480863503531E-6,6.4846814516129276E-5,1.1081714875451452E-2,5.3603612388752782E-2,null,2.294211612460902E-2,1.4069656008213598E-2,5.7637172190788709E-4,3.1093880857749078E-6,3.1505858580726532E-5,1.1081714875451452E-2,3.7622759101397008E-2]
[2004,12,26,7,3.2330332490272368E-2,1.3199951212183401E-2,1.421013333333321E-4,1.6851858031628439E-7,6.4846814516129276E-5,1.047443364922652E-2,5.6211834018112063E-2,null,2.5684486372458015E-2,1.5257806825730517E-2,5.829574520181355E-5,3.1449165302883736E-7,3.1505858580726532E-5,1.047443364922652E-2,4.103240929362411E-2]
[2004,12,26,8,3.5365012790046758E-2,1.4287514871718962E-2,1.421013333333321E-4,1.6851858031628439E-7,6.4846814516129276E-5,1.0665136746183846E-2,6.052478107437935E-2,null,2.8095355633631688E-2,1.6514920277222841E-2,5.829574520181355E-5,3.1449165302883736E-7,3.1505858580726532E-5,1.0665136746183846E-2,4.4700392006290106E-2]
[2004,12,26,9,4.0379103332764649E-2,1.4536953291043249E-2,1.421013333333321E-4,1.6851858031628439E-7,6.4846814516129276E-5,9.1422452348752792E-3,6.4265418525112958E-2,null,3.2078746161813151E-2,1.6803245829021301E-2,5.829574520181355E-5,3.1449165302883736E-7,3.1505858580726532E-5,9.1422452348752792E-3,4.8972108086270033E-2]
[2004,12,26,10,4.294246039854626E-2,1.5161615715135385E-2,1.421013333333321E-4,1.6851858031628439E-7,6.4846814516129276E-5,9.2553338416222312E-3,6.7566526621733652E-2,null,3.4115177727854773E-2,1.7525292330927564E-2,5.829574520181355E-5,3.1449165302883736E-7,3.1505858580726532E-5,9.2553338416222312E-3,5.1730586154217911E-2]
[2004,12,26,11,4.214944830226041E-2,1.6007692958799058E-2,1.421013333333321E-4,1.6851858031628439E-7,6.4846814516129276E-5,1.2222547173407081E-2,7.0586805100896322E-2,null,3.3485177761526659E-2,1.8503271941303075E-2,5.829574520181355E-5,3.1449165302883736E-7,3.1505858580726532E-5,1.2222547173407081E-2,5.2078565798265308E-2]
[2004,12,26,12,4.1864672180844394E-2,1.5827532837370248E-2,1.421013333333321E-4,1.6851858031628439E-7,6.4846814516129276E-5,1.181757101134397E-2,6.9716892695988394E-2,null,3.3258940421965991E-2,1.8295025085971989E-2,5.829574520181355E-5,3.1449165302883736E-7,3.1505858580726532E-5,1.181757101134397E-2,5.1644081603373554E-2]
[2004,12,26,13,4.0830582122930566E-2,1.5686079895411077E-2,1.421013333333321E-4,1.6851858031628439E-7,6.4846814516129276E-5,1.1302126276221861E-2,6.8025904960993283E-2,null,3.2437418651091114E-2,1.8131519810183374E-2,5.829574520181355E-5,3.1449165302883736E-7,3.1505858580726532E-5,1.1302126276221861E-2,5.0659054556710062E-2]
[2004,12,26,14,3.9445756426409899E-2,1.6074505790101955E-2,1.421013333333321E-4,1.6851858031628439E-7,6.4846814516129276E-5,1.133093232471156E-2,6.7058311207653196E-2,null,3.133725870868357E-2,1.8580500808070312E-2,5.829574520181355E-5,3.1449165302883736E-7,3.1505858580726532E-5,1.133093232471156E-2,5.0007875612189459E-2]
[2004,12,26,15,3.9373147671548266E-2,1.5885722607209732E-2,1.421013333333321E-4,1.6851858031628439E-7,6.4846814516129276E-5,9.8997983858954298E-3,6.5365785331083212E-2,null,3.1279575461060742E-2,1.8362286566955727E-2,5.829574520181355E-5,3.1449165302883736E-7,3.1505858580726532E-5,9.8997983858954298E-3,4.973197812345205E-2]
[2004,12,26,16,4.1354489301762221E-2,1.5549599701098109E-2,1.421013333333321E-4,1.6851858031628439E-7,6.4846814516129276E-5,9.3564769306283477E-3,6.6467682599918448E-2,null,3.2853631097999395E-2,1.7973762527077403E-2,5.829574520181355E-5,3.1449165302883736E-7,3.1505858580726532E-5,9.3564769306283477E-3,5.0917509720512372E-2]
[2004,12,26,17,4.4467742805529828E-2,1.5166871189823197E-2,1.421013333333321E-4,1.6851858031628439E-7,6.4846814516129276E-5,8.7259509546239837E-3,6.8567681616406792E-2,null,3.5326921999526174E-2,1.7531367127438188E-2,5.829574520181355E-5,3.1449165302883736E-7,3.1505858580726532E-5,8.7259509546239837E-3,5.2948405222399936E-2]
[2004,12,26,18,5.1367055645306019E-2,1.4672022010218444E-2,1.421013333333321E-4,1.6851858031628439E-7,6.4846814516129276E-5,7.5516682450839923E-3,7.3797862567038242E-2,null,4.0808007189908124E-2,1.6959371589809858E-2,5.829574520181355E-5,3.1449165302883736E-7,3.1505858580726532E-5,7.5516682450839923E-3,5.7857494875153556E-2]
[2004,12,26,19,5.1712655644230346E-2,1.4375490375188206E-2,1.4049599999999879E-3,1.6661480863503531E-6,6.4846814516129276E-5,7.089840827079039E-3,7.4649459809100052E-2,null,4.1082565407500354E-2,1.6616611049844118E-2,5.7637172190788709E-4,3.1093880857749078E-6,3.1505858580726532E-5,7.089840827079039E-3,5.8310163425918861E-2]
[2004,12,26,20,4.8281341468611336E-2,1.4319274271141049E-2,1.4049599999999879E-3,1.6661480863503531E-6,6.4846814516129276E-5,8.7154576891918939E-3,7.2787546391546734E-2,null,3.8356594611814114E-2,1.655163092664071E-2,5.7637172190788709E-4,3.1093880857749078E-6,3.1505858580726532E-5,8.7154576891918939E-3,5.5519212507029216E-2]
[2004,12,26,21,4.6899405046931686E-2,1.4169508994219995E-2,1.4049599999999879E-3,1.6661480863503531E-6,6.4846814516129276E-5,9.206306422826032E-3,7.1746693426580188E-2,null,3.7258730022858406E-2,1.6378517433436705E-2,5.7637172190788709E-4,3.1093880857749078E-6,3.1505858580726532E-5,9.206306422826032E-3,5.42482344248695E-2]
[2004,12,26,22,4.5756719055374789E-2,1.3543673281688011E-2,1.4049599999999879E-3,1.6661480863503531E-6,6.4846814516129276E-5,8.2475639380478107E-3,6.9019429237713079E-2,null,3.6350935375618926E-2,1.5655114728914364E-2,5.7637172190788709E-4,3.1093880857749078E-6,3.1505858580726532E-5,8.2475639380478107E-3,5.2617037073107678E-2]
[2004,12,26,23,4.1340286697288939E-2,1.2994966753573504E-2,1.4049599999999879E-3,1.6661480863503531E-6,6.4846814516129276E-5,6.7295440680150507E-3,6.2536270481479972E-2,null,3.2842347990992775E-2,1.5020865550609743E-2,5.7637172190788709E-4,3.1093880857749078E-6,3.1505858580726532E-5,6.7295440680150507E-3,4.8474200510176903E-2]
[2004,12,26,24,3.3631912126093282E-2,1.3473750297688231E-2,1.4049599999999879E-3,1.6661480863503531E-6,6.4846814516129276E-5,1.0044511036074191E-2,5.8621646422458179E-2,null,2.6718512373550635E-2,1.5574290840598583E-2,5.7637172190788709E-4,3.1093880857749078E-6,3.1505858580726532E-5,1.0044511036074191E-2,4.2903790182723604E-2]
[2004,12,27,1,2.9234222944661253E-2,1.2939834876152308E-2,1.4049599999999879E-3,1.6661480863503531E-6,6.4846814516129276E-5,1.0431362728771898E-2,5.4076893512187925E-2,null,2.3224815304868078E-2,1.4957138683584958E-2,5.7637172190788709E-4,3.1093880857749078E-6,3.1505858580726532E-5,1.0431362728771898E-2,3.8792940957027421E-2]
[2004,12,27,2,2.7283612037283814E-2,1.280872029557149E-2,1.4049599999999879E-3,1.6661480863503531E-6,6.4846814516129276E-5,1.0535331862096389E-2,5.2099137157554168E-2,null,2.1675173361545098E-2,1.4805583506570944E-2,5.7637172190788709E-4,3.1093880857749078E-6,3.1505858580726532E-5,1.0535331862096389E-2,3.7091743836690429E-2]
[2004,12,27,3,2.6059036575461453E-2,1.2580798222296236E-2,1.4049599999999879E-3,1.6661480863503531E-6,6.4846814516129276E-5,1.1082459109610112E-2,5.1193766869970278E-2,null,2.070232250173144E-2,1.4542128671817915E-2,5.7637172190788709E-4,3.1093880857749078E-6,3.1505858580726532E-5,1.1082459109610112E-2,3.585543814212374E-2]
[2004,12,27,4,2.7039471013540307E-2,1.2331721814387504E-2,1.4049599999999879E-3,1.6661480863503531E-6,6.4846814516129276E-5,1.0121635312276042E-2,5.0964301102806323E-2,null,2.148121814010762E-2,1.4254221568554487E-2,5.7637172190788709E-4,3.1093880857749078E-6,3.1505858580726532E-5,1.0121635312276042E-2,3.6346426677236497E-2]
[2004,12,27,5,2.6749642253980306E-2,1.2482870898725927E-2,1.4049599999999879E-3,1.6661480863503531E-6,6.4846814516129276E-5,1.0792612275551722E-2,5.1496598390860425E-2,null,2.1250966786289807E-2,1.4428934602993063E-2,5.7637172190788709E-4,3.1093880857749078E-6,3.1505858580726532E-5,1.0792612275551722E-2,3.6290888357857258E-2]
[2004,12,27,6,2.831163182669209E-2,1.2735992280882364E-2,1.4049599999999879E-3,1.6661480863503531E-6,6.4846814516129276E-5,1.0600919768080731E-2,5.3120016838257657E-2,null,2.2491872672621423E-2,1.472151728684724E-2,5.7637172190788709E-4,3.1093880857749078E-6,3.1505858580726532E-5,1.0600919768080731E-2,3.7824376928043052E-2]
[2004,12,27,7,3.3653081778496796E-2,1.3754849361904126E-2,1.421013333333321E-4,1.6851858031628439E-7,6.4846814516129276E-5,9.198234121251328E-3,5.6813281928082028E-2,null,2.6735330377164773E-2,1.5899212891578671E-2,5.829574520181355E-5,3.1449165302883736E-7,3.1505858580726532E-5,9.198234121251328E-3,4.2724659364179018E-2]
[2004,12,27,8,3.8277175397912089E-2,1.5163745422084344E-2,1.421013333333321E-4,1.6851858031628439E-7,6.4846814516129276E-5,8.6645670534536909E-3,6.2312604539879905E-2,null,3.040889202669551E-2,1.7527754056482478E-2,5.829574520181355E-5,3.1449165302883736E-7,3.1505858580726532E-5,8.6645670534536909E-3,4.8026762178613569E-2]
[2004,12,27,9,4.1923890379810896E-2,1.6160469811337546E-2,1.421013333333321E-4,1.6851858031628439E-7,6.4846814516129276E-5,8.3059984956943174E-3,6.6597475353272539E-2,null,3.330598568587765E-2,1.8679866510934805E-2,5.829574520181355E-5,3.1449165302883736E-7,3.1505858580726532E-5,8.3059984956943174E-3,5.2075968292248032E-2]
[2004,12,27,10,4.1261643039505629E-2,1.7759420937585476E-2,1.421013333333321E-4,1.6851858031628439E-7,6.4846814516129276E-5,1.2152136098473137E-2,7.1380316741994021E-2,null,3.2779870379380724E-2,2.052809208509886E-2,5.829574520181355E-5,3.1449165302883736E-7,3.1505858580726532E-5,1.2152136098473137E-2,5.3398078559915158E-2]
[2004,12,27,11,4.0278367090121156E-2,1.8758117389781791E-2,1.421013333333321E-4,1.6851858031628439E-7,6.4846814516129276E-5,1.3899051503358928E-2,7.3142652649691664E-2,null,3.199871733278184E-2,2.1682484044600145E-2,5.829574520181355E-5,3.1449165302883736E-7,3.1505858580726532E-5,1.3899051503358928E-2,5.3771317472817562E-2]
[2004,12,27,12,3.9712937843005509E-2,1.9122796413272792E-2,1.421013333333321E-4,1.6851858031628439E-7,6.4846814516129276E-5,1.472887571546087E-2,7.3771726638168958E-2,null,3.154951812344798E-2,2.2104016064255341E-2,5.829574520181355E-5,3.1449165302883736E-7,3.1505858580726532E-5,1.472887571546087E-2,5.3743650283138898E-2]
[2004,12,27,13,4.0105337024964903E-2,1.8454512466700775E-2,1.421013333333321E-4,1.6851858031628439E-7,6.4846814516129276E-5,1.2048272403403988E-2,7.0815238561499447E-2,null,3.1861255450759178E-2,2.1331547499968427E-2,5.829574520181355E-5,3.1449165302883736E-7,3.1505858580726532E-5,1.2048272403403988E-2,5.3282919046163182E-2]
[2004,12,27,14,3.7962644146372286E-2,1.8744694132558932E-2,1.421013333333321E-4,1.6851858031628439E-7,6.4846814516129276E-5,1.3073461655555655E-2,6.9987916600916661E-2,null,3.0159016042700701E-2,2.1666968118640554E-2,5.829574520181355E-5,3.1449165302883736E-7,3.1505858580726532E-5,1.3073461655555655E-2,5.1916100256776829E-2]
[2004,12,27,15,3.6990548656339162E-2,1.846120760901819E-2,1.421013333333321E-4,1.6851858031628439E-7,6.4846814516129276E-5,1.3856066334654381E-2,6.9514939266441506E-2,null,2.9386745192285041E-2,2.1339286406461929E-2,5.829574520181355E-5,3.1449165302883736E-7,3.1505858580726532E-5,1.3856066334654381E-2,5.0816147694182551E-2]
[2004,12,27,16,3.8705810098220578E-2,1.7961991128019394E-2,1.421013333333321E-4,1.6851858031628439E-7,6.4846814516129276E-5,1.2056218179290673E-2,6.8931136071960428E-2,null,3.0749416273458161E-2,2.0762242710704155E-2,5.829574520181355E-5,3.1449165302883736E-7,3.1505858580726532E-5,1.2056218179290673E-2,5.1601775079597893E-2]
[2004,12,27,17,4.4315802235982173E-2,1.7823110842301228E-2,1.421013333333321E-4,1.6851858031628439E-7,6.4846814516129276E-5,1.0356423583427624E-2,7.2702453328140806E-2,null,3.5206214441410449E-2,2.0601711164994034E-2,5.829574520181355E-5,3.1449165302883736E-7,3.1505858580726532E-5,1.0356423583427624E-2,5.5898041701840061E-2]
[2004,12,27,18,4.86609136940893E-2,1.7753070389024753E-2,1.421013333333321E-4,1.6851858031628439E-7,6.4846814516129276E-5,1.1209158089456562E-2,7.7830258839000396E-2,null,3.8658141700931917E-2,2.0520751494090651E-2,5.829574520181355E-5,3.1449165302883736E-7,3.1505858580726532E-5,1.1209158089456562E-2,5.9269009290458141E-2]
[2004,12,27,19,4.7946221788313953E-2,1.7366820907322049E-2,1.4049599999999879E-3,1.6661480863503531E-6,6.4846814516129276E-5,1.0013941015159029E-2,7.6798456673397492E-2,null,3.8090362371105475E-2,2.0074286209209983E-2,5.7637172190788709E-4,3.1093880857749078E-6,3.1505858580726532E-5,1.0013941015159029E-2,5.877563554888985E-2]
[2004,12,27,20,4.7556022925569735E-2,1.6579585112372026E-2,1.4049599999999879E-3,1.6661480863503531E-6,6.4846814516129276E-5,9.1652295282498072E-3,7.4772310528794017E-2,null,3.7780373063828233E-2,1.9164321354600413E-2,5.7637172190788709E-4,3.1093880857749078E-6,3.1505858580726532E-5,9.1652295282498072E-3,5.7555681387003031E-2]
[2004,12,27,21,4.4371717246166641E-2,1.6364988746041344E-2,1.4049599999999879E-3,1.6661480863503531E-6,6.4846814516129276E-5,9.7933982084282556E-3,7.2001577163238711E-2,null,3.5250635522373071E-2,1.8916269687564317E-2,5.7637172190788709E-4,3.1093880857749078E-6,3.1505858580726532E-5,9.7933982084282556E-3,5.4777892178511776E-2]
[2004,12,27,22,4.188471001035339E-2,1.5400149212149689E-2,1.4049599999999879E-3,1.6661480863503531E-6,6.4846814516129276E-5,9.1976391015560661E-3,6.7953971286661613E-2,null,3.3274859261003986E-2,1.7801012896890792E-2,5.7637172190788709E-4,3.1093880857749078E-6,3.1505858580726532E-5,9.1976391015560661E-3,5.1686859126469163E-2]
[2004,12,27,23,3.8584290184332522E-2,1.4856155261965053E-2,1.4049599999999879E-3,1.6661480863503531E-6,6.4846814516129276E-5,9.4877086076731888E-3,6.439962701657323E-2,null,3.0652876079410384E-2,1.7172210981424449E-2,5.7637172190788709E-4,3.1093880857749078E-6,3.1505858580726532E-5,9.4877086076731888E-3,4.8436074029409221E-2]
[2004,12,27,24,3.2451697683395939E-2,1.4150111723133596E-2,1.4049599999999879E-3,1.6661480863503531E-6,6.4846814516129276E-5,1.0229169681579447E-2,5.8302452050711454E-2,null,2.5780903650251586E-2,1.6356096152446709E-2,5.7637172190788709E-4,3.1093880857749078E-6,3.1505858580726532E-5,1.0229169681579447E-2,4.2747986771272679E-2]
[2004,12,28,1,2.9845044340504733E-2,1.3678966246270434E-2,1.4049599999999879E-3,1.6661480863503531E-6,6.4846814516129276E-5,1.04210444091193E-2,5.5416527958496935E-2,null,2.3710075820585572E-2,1.5811499694684063E-2,5.7637172190788709E-4,3.1093880857749078E-6,3.1505858580726532E-5,1.04210444091193E-2,4.0132562483844024E-2]
[2004,12,28,2,2.7665286649307345E-2,1.3383839478904114E-2,1.4049599999999879E-3,1.6661480863503531E-6,6.4846814516129276E-5,1.0869178504595055E-2,5.3389777595408985E-2,null,2.1978390669136386E-2,1.5470363039465111E-2,5.7637172190788709E-4,3.1093880857749078E-6,3.1505858580726532E-5,1.0869178504595055E-2,3.8059740677175886E-2]
[2004,12,28,3,2.6880987773508839E-2,1.3137595665152876E-2,1.4049599999999879E-3,1.6661480863503531E-6,6.4846814516129276E-5,1.0971924274487952E-2,5.246198067575214E-2,null,2.1355312827501385E-2,1.5185730128187396E-2,5.7637172190788709E-4,3.1093880857749078E-6,3.1505858580726532E-5,1.0971924274487952E-2,3.7152029924263169E-2]
[2004,12,28,4,2.7748754363042371E-2,1.2678243350888576E-2,1.4049599999999879E-3,1.6661480863503531E-6,6.4846814516129276E-5,1.0328361506816678E-2,5.22268321833501E-2,null,2.2044700700331165E-2,1.4654765372080722E-2,5.7637172190788709E-4,3.1093880857749078E-6,3.1505858580726532E-5,1.0328361506816678E-2,3.7310453040986277E-2]
[2004,12,28,5,2.7785179145947511E-2,1.2682877569214945E-2,1.4049599999999879E-3,1.6661480863503531E-6,6.4846814516129276E-5,1.0832784618440054E-2,5.2772314296204985E-2,null,2.2073637978982052E-2,1.4660122059152925E-2,5.7637172190788709E-4,3.1093880857749078E-6,3.1505858580726532E-5,1.0832784618440054E-2,3.7344747006709367E-2]
[2004,12,28,6,2.9076068250140464E-2,1.3392899076713021E-2,1.4049599999999879E-3,1.6661480863503531E-6,6.4846814516129276E-5,1.0495510177115374E-2,5.4435950466571334E-2,null,2.3099171001723911E-2,1.5480835017055416E-2,5.7637172190788709E-4,3.1093880857749078E-6,3.1505858580726532E-5,1.0495510177115374E-2,3.9190992987353714E-2]
[2004,12,28,7,3.4180650074610693E-2,1.4420080171756264E-2,1.421013333333321E-4,1.6851858031628439E-7,6.4846814516129276E-5,9.4128585522627716E-3,5.8220705465059509E-2,null,2.715445135948549E-2,1.6668152339012379E-2,5.829574520181355E-5,3.1449165302883736E-7,3.1505858580726532E-5,9.4128585522627716E-3,4.391271979393345E-2]
[2004,12,28,8,3.8481936373396218E-2,1.6379380009130296E-2,1.421013333333321E-4,1.6851858031628439E-7,6.4846814516129276E-5,8.7878282991755395E-3,6.385626134813184E-2,null,3.0571562190573838E-2,1.893290453027395E-2,5.829574520181355E-5,3.1449165302883736E-7,3.1505858580726532E-5,8.7878282991755395E-3,4.9594582816283365E-2]
[2004,12,28,9,4.1696720895324849E-2,1.7571827345565255E-2,1.421013333333321E-4,1.6851858031628439E-7,6.4846814516129276E-5,8.7716210991617607E-3,6.8247286006481639E-2,null,3.3125513322029378E-2,2.0311252890560957E-2,5.829574520181355E-5,3.1449165302883736E-7,3.1505858580726532E-5,8.7716210991617607E-3,5.3526882308025908E-2]
[2004,12,28,10,4.1372065196043688E-2,1.8960850293183455E-2,1.421013333333321E-4,1.6851858031628439E-7,6.4846814516129276E-5,1.2608573893796458E-2,7.3148606049453391E-2,null,3.2867594078964467E-2,2.1916822749918012E-2,5.829574520181355E-5,3.1449165302883736E-7,3.1505858580726532E-5,1.2608573893796458E-2,5.4874532924318056E-2]
[2004,12,28,11,3.9949715385902147E-2,2.0004961994340546E-2,1.421013333333321E-4,1.6851858031628439E-7,6.4846814516129276E-5,1.4792807615155936E-2,7.4954601661828407E-2,null,3.1737623506393323E-2,2.3123710137958945E-2,5.829574520181355E-5,3.1449165302883736E-7,3.1505858580726532E-5,1.4792807615155936E-2,5.4951449739787842E-2]
[2004,12,28,12,4.0715098899307717E-2,1.9843967337824765E-2,1.421013333333321E-4,1.6851858031628439E-7,6.4846814516129276E-5,1.4833076208546158E-2,7.5599259112108422E-2,null,3.2345674240968486E-2,2.2937616619156741E-2,5.829574520181355E-5,3.1449165302883736E-7,3.1505858580726532E-5,1.4833076208546158E-2,5.5373406955560804E-2]
[2004,12,28,13,4.0156330677768783E-2,1.9358225098492086E-2,1.421013333333321E-4,1.6851858031628439E-7,6.4846814516129276E-5,1.284786097749332E-2,7.2569533420183976E-2,null,3.1901766812061048E-2,2.2376147782211711E-2,5.829574520181355E-5,3.1449165302883736E-7,3.1505858580726532E-5,1.284786097749332E-2,5.4368030689708337E-2]
[2004,12,28,14,3.7910088753257985E-2,1.9789465851079723E-2,1.421013333333321E-4,1.6851858031628439E-7,6.4846814516129276E-5,1.3815043312540012E-2,7.1721714583307491E-2,null,3.0117263973536253E-2,2.2874618419913138E-2,5.829574520181355E-5,3.1449165302883736E-7,3.1505858580726532E-5,1.3815043312540012E-2,5.3081998488884966E-2]
[2004,12,28,15,3.6831277738844419E-2,1.9687454009468086E-2,1.421013333333321E-4,1.6851858031628439E-7,6.4846814516129276E-5,1.4511172082636456E-2,7.1237020497378734E-2,null,2.9260214117754538E-2,2.2756703061876757E-2,5.829574520181355E-5,3.1449165302883736E-7,3.1505858580726532E-5,1.4511172082636456E-2,5.2107033275066869E-2]
[2004,12,28,16,3.7907498646786858E-2,1.9060802575228044E-2,1.421013333333321E-4,1.6851858031628439E-7,6.4846814516129276E-5,1.346333656437481E-2,7.0638754452819502E-2,null,3.0115206291191635E-2,2.2032357465669058E-2,5.829574520181355E-5,3.1449165302883736E-7,3.1505858580726532E-5,1.346333656437481E-2,5.223767985229627E-2]
[2004,12,28,17,4.4035216389326032E-2,1.8726232463255641E-2,1.421013333333321E-4,1.6851858031628439E-7,6.4846814516129276E-5,1.1534932573302695E-2,7.4503498092314144E-2,null,3.4983306020752773E-2,{"$f":"F8707*W$5","v":2.1645628298562269E-2},{"$f":"G8707*X$5","v":5.829574520181355E-5},{"$f":"H8707*Y$5","v":3.1449165302883736E-7},{"$f":"I8707*Z$5","v":3.1505858580726532E-5},{"$f":"J8707","v":1.1534932573302695E-2},5.6719050414750616E-2]
[2004,12,28,18,4.7785600692313537E-2,1.8911190188995616E-2,1.421013333333321E-4,1.6851858031628439E-7,6.4846814516129276E-5,1.2854427832663981E-2,7.9758335380402917E-2,null,{"$f":"E8708*V$5","v":3.7962758661722246E-2},2.1859420698617675E-2,5.829574520181355E-5,3.1449165302883736E-7,3.1505858580726532E-5,1.2854427832663981E-2,{"$f":"SUM(M8708:Q8708)","v":5.9912295455775498E-2}]
[2004,12,28,19,4.9648494642307112E-2,1.7956606774357779E-2,1.4049599999999879E-3,1.6661480863503531E-6,6.4846814516129276E-5,9.6244021693407469E-3,7.8700976548608109E-2,null,3.9442714807745201E-2,2.0756018943151554E-2,5.7637172190788709E-4,3.1093880857749078E-6,3.1505858580726532E-5,9.6244021693407469E-3,6.080972071947114E-2]
[2004,12,28,20,4.8362577972234283E-2,1.7560029990155854E-2,1.4049599999999879E-3,1.6661480863503531E-6,6.4846814516129276E-5,9.2305503930244313E-3,7.6624631318017028E-2,null,3.8421132082032759E-2,2.0297616342440615E-2,5.7637172190788709E-4,3.1093880857749078E-6,3.1505858580726532E-5,9.2305503930244313E-3,5.9329735393047763E-2]
[2004,12,28,21,4.5564187757799426E-2,1.7237884215950048E-2,1.4049599999999879E-3,1.6661480863503531E-6,6.4846814516129276E-5,9.511714468159696E-3,7.3785259404511624E-2,null,3.6197980948369103E-2,1.99252484515638E-2,5.7637172190788709E-4,3.1093880857749078E-6,3.1505858580726532E-5,9.511714468159696E-3,5.6734216368507291E-2]
[2004,12,28,22,4.3038733955450985E-2,1.6387009393917906E-2,1.4049599999999879E-3,1.6661480863503531E-6,6.4846814516129276E-5,8.7401633431043874E-3,6.9637379655075743E-2,null,3.4191661223998568E-2,1.8941723326451096E-2,5.7637172190788709E-4,3.1093880857749078E-6,3.1505858580726532E-5,8.7401633431043874E-3,5.3744371519024052E-2]
[2004,12,28,23,3.9878079657114748E-2,1.5748891795449894E-2,1.4049599999999879E-3,1.6661480863503531E-6,6.4846814516129276E-5,8.8965396834291399E-3,6.5994984098596249E-2,null,3.1680713268913557E-2,1.8204124005588643E-2,5.7637172190788709E-4,3.1093880857749078E-6,3.1505858580726532E-5,8.8965396834291399E-3,5.0495824243076588E-2]
[2004,12,28,24,3.3717936729865901E-2,1.5406833359818739E-2,1.4049599999999879E-3,1.6661480863503531E-6,6.4846814516129276E-5,9.1505253769884748E-3,5.9746768429275586E-2,null,2.6786853698650175E-2,1.780873909468423E-2,5.7637172190788709E-4,3.1093880857749078E-6,3.1505858580726532E-5,9.1505253769884748E-3,4.520657976190879E-2]
[2004,12,29,1,3.1369890878173372E-2,1.5594135122738597E-2,1.4049599999999879E-3,1.6661480863503531E-6,6.4846814516129276E-5,9.7793807603352833E-3,5.8214879723849727E-2,null,2.4921473820548115E-2,1.8025240964336008E-2,5.7637172190788709E-4,3.1093880857749078E-6,3.1505858580726532E-5,9.7793807603352833E-3,4.3557701753458515E-2]
[2004,12,29,2,2.9127648513246517E-2,1.5267711803941294E-2,1.4049599999999879E-3,1.6661480863503531E-6,6.4846814516129276E-5,1.0218949916281073E-2,5.6085783196071354E-2,null,2.3140148389297451E-2,1.7647928665103708E-2,5.7637172190788709E-4,3.1093880857749078E-6,3.1505858580726532E-5,1.0218949916281073E-2,4.1399064022975544E-2]
[2004,12,29,3,2.832381947746011E-2,1.4947075058587734E-2,1.4049599999999879E-3,1.6661480863503531E-6,6.4846814516129276E-5,1.0368766169530636E-2,5.5111133668180948E-2,null,2.2501555021238087E-2,1.7277305058758852E-2,5.7637172190788709E-4,3.1093880857749078E-6,3.1505858580726532E-5,1.0368766169530636E-2,4.0389847048571327E-2]
[2004,12,29,4,2.9270832753627726E-2,1.4509177626141319E-2,1.4049599999999879E-3,1.6661480863503531E-6,6.4846814516129276E-5,9.6126276684009894E-3,5.4864111010772501E-2,null,2.3253899575491666E-2,1.6771139973270961E-2,5.7637172190788709E-4,3.1093880857749078E-6,3.1505858580726532E-5,9.6126276684009894E-3,4.0636026517337019E-2]
[2004,12,29,5,2.9267067422172423E-2,1.4529383724451407E-2,1.4049599999999879E-3,1.6661480863503531E-6,6.4846814516129276E-5,1.0169214466454569E-2,5.5437138575680875E-2,null,2.3250908248245633E-2,1.6794496176620599E-2,5.7637172190788709E-4,3.1093880857749078E-6,3.1505858580726532E-5,1.0169214466454569E-2,4.065639139344062E-2]
[2004,12,29,6,3.0685530244376435E-2,1.5150823069126554E-2,1.4049599999999879E-3,1.6661480863503531E-6,6.4846814516129276E-5,9.8769583553338196E-3,5.7184784631439278E-2,null,2.4377790844881442E-2,1.7512817125126104E-2,5.7637172190788709E-4,3.1093880857749078E-6,3.1505858580726532E-5,9.8769583553338196E-3,4.2501594938581931E-2]
[2004,12,29,7,3.603450876380386E-2,1.6360536912510479E-2,1.421013333333321E-4,1.6851858031628439E-7,6.4846814516129276E-5,8.5584955771558328E-3,6.1160657919899955E-2,null,2.8627229539337846E-2,1.8911123818845382E-2,5.829574520181355E-5,3.1449165302883736E-7,3.1505858580726532E-5,8.5584955771558328E-3,4.7628469453618802E-2]
[2004,12,29,8,4.0571550765968224E-2,1.820923904718548E-2,1.421013333333321E-4,1.6851858031628439E-7,6.4846814516129276E-5,8.0928860709506157E-3,6.7080792550534105E-2,null,3.2231633963911037E-2,2.1048036266154424E-2,5.829574520181355E-5,3.1449165302883736E-7,3.1505858580726532E-5,8.0928860709506157E-3,5.3369786325501038E-2]
[2004,12,29,9,4.421204419876542E-2,1.8806120048708706E-2,1.421013333333321E-4,1.6851858031628439E-7,6.4846814516129276E-5,8.4682619225746828E-3,7.1693542836478594E-2,null,3.5123784980045383E-2,2.1737970257030406E-2,5.829574520181355E-5,3.1449165302883736E-7,3.1505858580726532E-5,8.4682619225746828E-3,5.6951871332511367E-2]
[2004,12,29,10,4.3999234437628564E-2,2.022417480594374E-2,1.421013333333321E-4,1.6851858031628439E-7,6.4846814516129276E-5,1.2411839546224856E-2,7.6842365456226941E-2,null,3.4954720544611871E-2,2.3377097948216886E-2,5.829574520181355E-5,3.1449165302883736E-7,3.1505858580726532E-5,1.2411839546224856E-2,5.8421934588264335E-2]
[2004,12,29,11,4.2430728492046717E-2,2.1283138038304523E-2,1.421013333333321E-4,1.6851858031628439E-7,6.4846814516129276E-5,1.4818570710395882E-2,7.8739553907176907E-2,null,3.3708637795647325E-2,2.4601152202296164E-2,5.829574520181355E-5,3.1449165302883736E-7,3.1505858580726532E-5,1.4818570710395882E-2,5.839990609337907E-2]
[2004,12,29,12,4.3145584802200397E-2,2.1111388277414617E-2,1.421013333333321E-4,1.6851858031628439E-7,6.4846814516129276E-5,1.4952679821265755E-2,7.9416769567310558E-2,null,3.4276547734771283E-2,2.4402626872020331E-2,5.829574520181355E-5,3.1449165302883736E-7,3.1505858580726532E-5,1.4952679821265755E-2,5.8769290702227195E-2]
[2004,12,29,13,4.2675424569380525E-2,2.0489157320982131E-2,1.421013333333321E-4,1.6851858031628439E-7,6.4846814516129276E-5,1.2862353742903353E-2,7.6234052299695793E-2,null,3.3903033973464711E-2,2.3683390900490854E-2,5.829574520181355E-5,3.1449165302883736E-7,3.1505858580726532E-5,1.2862353742903353E-2,5.7676540969391142E-2]
[2004,12,29,14,4.0184298378812086E-2,2.12047547978357E-2,1.421013333333321E-4,1.6851858031628439E-7,6.4846814516129276E-5,1.3747253372345988E-2,7.5343423215423561E-2,null,3.1923985452606482E-2,2.4510549114282909E-2,5.829574520181355E-5,3.1449165302883736E-7,3.1505858580726532E-5,1.3747253372345988E-2,5.6524650662324968E-2]
[2004,12,29,15,3.8806136573145127E-2,2.1433865466487064E-2,1.421013333333321E-4,1.6851858031628439E-7,6.4846814516129276E-5,1.4387136935254738E-2,7.483425564131671E-2,null,3.082911956691398E-2,2.4775377844920184E-2,5.829574520181355E-5,3.1449165302883736E-7,3.1505858580726532E-5,1.4387136935254738E-2,5.5694613507269744E-2]
[2004,12,29,16,3.9831282039432349E-2,2.1081321857161089E-2,1.421013333333321E-4,1.6851858031628439E-7,6.4846814516129276E-5,1.3086054270155223E-2,7.4205774833178431E-2,null,3.164353540277226E-2,2.4367873135071199E-2,5.829574520181355E-5,3.1449165302883736E-7,3.1505858580726532E-5,1.3086054270155223E-2,5.610152463327904E-2]
[2004,12,29,17,4.6179362126635731E-2,2.1110186421473272E-2,1.421013333333321E-4,1.6851858031628439E-7,6.4846814516129276E-5,1.076901102942837E-2,7.8265676243967158E-2,null,3.6686699636858174E-2,2.440123764826559E-2,5.829574520181355E-5,3.1449165302883736E-7,3.1505858580726532E-5,1.076901102942837E-2,6.1178053380559344E-2]
[2004,12,29,18,4.9884252047993266E-2,2.1266507298768174E-2,1.421013333333321E-4,1.6851858031628439E-7,6.4846814516129276E-5,1.2427985897345371E-2,8.378586191053658E-2,null,3.963000975360987E-2,2.4581928751607918E-2,5.829574520181355E-5,3.1449165302883736E-7,3.1505858580726532E-5,1.2427985897345371E-2,6.4302054600653344E-2]
[2004,12,29,19,5.1919277861881573E-2,2.0120578776296711E-2,1.4049599999999879E-3,1.6661480863503531E-6,6.4846814516129276E-5,9.1637814884172608E-3,8.2675111089198006E-2,null,4.1246714215283475E-2,2.3257351429244292E-2,5.7637172190788709E-4,3.1093880857749078E-6,3.1505858580726532E-5,9.1637814884172608E-3,6.5115052613102145E-2]
[2004,12,29,20,5.0598117380492386E-2,1.9444246110169473E-2,1.4049599999999879E-3,1.6661480863503531E-6,6.4846814516129276E-5,8.9800785414699252E-3,8.0493914994734239E-2,null,4.0197132421150035E-2,2.2475579360255429E-2,5.7637172190788709E-4,3.1093880857749078E-6,3.1505858580726532E-5,8.9800785414699252E-3,6.3283698749979841E-2]
[2004,12,29,21,4.7617771375159865E-2,1.9137200271983755E-2,1.4049599999999879E-3,1.6661480863503531E-6,6.4846814516129276E-5,9.2847220803329786E-3,7.7511166690079042E-2,null,3.7829428458247549E-2,2.2120665466228446E-2,5.7637172190788709E-4,3.1093880857749078E-6,3.1505858580726532E-5,9.2847220803329786E-3,6.056108089305038E-2]
[2004,12,29,22,4.505919633288083E-2,1.8251862359970887E-2,1.4049599999999879E-3,1.6661480863503531E-6,6.4846814516129276E-5,8.3713031155150316E-3,7.3153834770969206E-2,null,3.5796795919559622E-2,2.1097304499218209E-2,5.7637172190788709E-4,3.1093880857749078E-6,3.1505858580726532E-5,8.3713031155150316E-3,5.7505087387352223E-2]
[2004,12,29,23,4.1775038239752947E-2,1.753697270719325E-2,1.4049599999999879E-3,1.6661480863503531E-6,6.4846814516129276E-5,8.544023327587023E-3,6.9327507237135697E-2,null,3.3187731697491361E-2,2.0270964458375701E-2,5.7637172190788709E-4,3.1093880857749078E-6,3.1505858580726532E-5,8.544023327587023E-3,5.4069683124441451E-2]
[2004,12,29,24,3.5599573326064275E-2,1.6849297532022953E-2,1.4049599999999879E-3,1.6661480863503531E-6,6.4846814516129276E-5,8.8434372364484259E-3,6.2763781057138118E-2,null,2.8281699739207189E-2,1.9476081597603122E-2,5.7637172190788709E-4,3.1093880857749078E-6,3.1505858580726532E-5,8.8434372364484259E-3,4.8368768305384703E-2]
[2004,12,30,1,2.7412371135945194E-2,1.5954788358937565E-2,1.4049599999999879E-3,1.6661480863503531E-6,6.4846814516129276E-5,8.7202768818838636E-3,5.3558909339369097E-2,null,2.1777464648400659E-2,1.8442119581578122E-2,5.7637172190788709E-4,3.1093880857749078E-6,3.1505858580726532E-5,8.7202768818838636E-3,4.083057119855317E-2]
[2004,12,30,2,2.5265847885040299E-2,1.5701021423794013E-2,1.4049599999999879E-3,1.6661480863503531E-6,6.4846814516129276E-5,9.1617516910007298E-3,5.1600093962437511E-2,null,2.0072182242083948E-2,1.8148790703846798E-2,5.7637172190788709E-4,3.1093880857749078E-6,3.1505858580726532E-5,9.1617516910007298E-3,3.8831959914505131E-2]
[2004,12,30,3,2.4533967272556176E-2,1.5405635367059106E-2,1.4049599999999879E-3,1.6661480863503531E-6,6.4846814516129276E-5,9.2923221352955599E-3,5.0703397737513312E-2,null,1.949074752831258E-2,1.7807354336376317E-2,5.7637172190788709E-4,3.1093880857749078E-6,3.1505858580726532E-5,9.2923221352955599E-3,3.7909088833263285E-2]
[2004,12,30,4,2.5375662007638876E-2,1.4865780342960195E-2,1.4049599999999879E-3,1.6661480863503531E-6,6.4846814516129276E-5,8.7632170874507101E-3,5.0476132400652254E-2,null,2.0159422895616827E-2,1.7183336600310854E-2,5.7637172190788709E-4,3.1093880857749078E-6,3.1505858580726532E-5,8.7632170874507101E-3,3.7953746464502065E-2]
[2004,12,30,5,2.5482937757257774E-2,1.4749768676780829E-2,1.4049599999999879E-3,1.6661480863503531E-6,6.4846814516129276E-5,9.299149709020748E-3,5.1003329105661827E-2,null,2.0244646965923273E-2,1.7049238862853904E-2,5.7637172190788709E-4,3.1093880857749078E-6,3.1505858580726532E-5,9.299149709020748E-3,3.7904872797351566E-2]
[2004,12,30,6,2.671905061212964E-2,1.5443899892384969E-2,1.4049599999999879E-3,1.6661480863503531E-6,6.4846814516129276E-5,8.9767737385756628E-3,5.2611197205692739E-2,null,2.1226663584073716E-2,1.7851584252556719E-2,5.7637172190788709E-4,3.1093880857749078E-6,3.1505858580726532E-5,8.9767737385756628E-3,3.9689234805204823E-2]
[2004,12,30,7,3.1642096011068259E-2,1.6398107044605252E-2,1.421013333333321E-4,1.6851858031628439E-7,6.4846814516129276E-5,8.0217653171917279E-3,5.6269085039295022E-2,null,2.5137724272919909E-2,1.8954551086772718E-2,5.829574520181355E-5,3.1449165302883736E-7,3.1505858580726532E-5,8.0217653171917279E-3,4.41823914551282E-2]
[2004,12,30,8,3.582159845460979E-2,1.8344126650150304E-2,1.421013333333321E-4,1.6851858031628439E-7,6.4846814516129276E-5,7.342888010379015E-3,6.171572978156889E-2,null,2.8458085224577202E-2,2.120395267494566E-2,5.829574520181355E-5,3.1449165302883736E-7,3.1505858580726532E-5,7.342888010379015E-3,4.9752153994958442E-2]
[2004,12,30,9,3.8925300582956603E-2,1.950361340103917E-2,1.421013333333321E-4,1.6851858031628439E-7,6.4846814516129276E-5,7.3235320393667284E-3,6.5959562689792278E-2,null,3.0923788138201059E-2,2.2544201936301068E-2,5.829574520181355E-5,3.1449165302883736E-7,3.1505858580726532E-5,7.3235320393667284E-3,5.3558106169937704E-2]
[2004,12,30,10,3.854408610788701E-2,2.0829191730299963E-2,1.421013333333321E-4,1.6851858031628439E-7,6.4846814516129276E-5,1.1116189752143686E-2,7.0696584256760439E-2,null,3.0620936381484522E-2,2.4076436241952739E-2,5.829574520181355E-5,3.1449165302883736E-7,3.1505858580726532E-5,1.1116189752143686E-2,5.4787488718872839E-2]
[2004,12,30,11,3.7264347167042626E-2,2.1749599602704742E-2,1.421013333333321E-4,1.6851858031628439E-7,6.4846814516129276E-5,1.3220977004264875E-2,7.2442040440442029E-2,null,2.9604261486590965E-2,2.5140334531597315E-2,5.829574520181355E-5,3.1449165302883736E-7,3.1505858580726532E-5,1.3220977004264875E-2,5.4834712113623854E-2]
[2004,12,30,12,3.8035708673279489E-2,2.1664583138461087E-2,1.421013333333321E-4,1.6851858031628439E-7,6.4846814516129276E-5,1.3157686322114445E-2,7.3065094800284808E-2,null,3.0217061373543581E-2,2.5042064108655216E-2,5.829574520181355E-5,3.1449165302883736E-7,3.1505858580726532E-5,1.3157686322114445E-2,5.5349241577634378E-2]
[2004,12,30,13,3.7416992561865155E-2,2.1272258093414546E-2,1.421013333333321E-4,1.6851858031628439E-7,6.4846814516129276E-5,1.1240557524141968E-2,7.0136924845851448E-2,null,2.9725528985597272E-2,2.4588576087828964E-2,5.829574520181355E-5,3.1449165302883736E-7,3.1505858580726532E-5,1.1240557524141968E-2,5.4404221168861816E-2]
[2004,12,30,14,3.5267796946754436E-2,2.167834039613821E-2,1.421013333333321E-4,1.6851858031628439E-7,6.4846814516129276E-5,1.2164272344714145E-2,6.9317526354036568E-2,null,2.8018123548159635E-2,2.5057966105315296E-2,5.829574520181355E-5,3.1449165302883736E-7,3.1505858580726532E-5,1.2164272344714145E-2,5.3166205748910511E-2]
[2004,12,30,15,3.4347016479803039E-2,2.145813261649274E-2,1.421013333333321E-4,1.6851858031628439E-7,6.4846814516129276E-5,1.2836816095267951E-2,6.8849081857993502E-2,null,2.7286619368221042E-2,2.480342821276214E-2,5.829574520181355E-5,3.1449165302883736E-7,3.1505858580726532E-5,1.2836816095267951E-2,5.2180163676418756E-2]
[2004,12,30,16,3.5301119315638986E-2,2.1039138919722682E-2,1.421013333333321E-4,1.6851858031628439E-7,6.4846814516129276E-5,1.1723491462924129E-2,6.8270866364715577E-2,null,2.8044596147220307E-2,2.4319113931311188E-2,5.829574520181355E-5,3.1449165302883736E-7,3.1505858580726532E-5,1.1723491462924129E-2,5.2453826173967072E-2]
[2004,12,30,17,4.1161778228119623E-2,2.0764919768726908E-2,1.421013333333321E-4,1.6851858031628439E-7,6.4846814516129276E-5,9.8722444669413906E-3,7.2006059130217709E-2,null,3.2700533849578453E-2,2.4002144363276148E-2,5.829574520181355E-5,3.1449165302883736E-7,3.1505858580726532E-5,9.8722444669413906E-3,5.6792794308290179E-2]
[2004,12,30,18,4.4960275352580792E-2,2.0924152021083189E-2,1.421013333333321E-4,1.6851858031628439E-7,6.4846814516129276E-5,1.0993205172929224E-2,7.7084749213022982E-2,null,3.5718209206254681E-2,2.4186200721350842E-2,5.829574520181355E-5,3.1449165302883736E-7,3.1505858580726532E-5,1.0993205172929224E-2,5.9994526023041103E-2]
[2004,12,30,19,4.6874105299014042E-2,1.9684042522048428E-2,1.4049599999999879E-3,1.6661480863503531E-6,6.4846814516129276E-5,8.0332126027387197E-3,7.6062833386403642E-2,null,3.7238630909098507E-2,2.2752759727905227E-2,5.7637172190788709E-4,3.1093880857749078E-6,3.1505858580726532E-5,8.0332126027387197E-3,6.0602377605578121E-2]
[2004,12,30,20,4.5753644572726564E-2,1.9118417495569816E-2,1.4049599999999879E-3,1.6661480863503531E-6,6.4846814516129276E-5,7.7125577505519028E-3,7.4056092781450741E-2,null,3.6348492885808333E-2,2.2098954478849169E-2,5.7637172190788709E-4,3.1093880857749078E-6,3.1505858580726532E-5,7.7125577505519028E-3,5.9058434333231886E-2]
[2004,12,30,21,4.3122330368880329E-2,1.8670654384665676E-2,1.4049599999999879E-3,1.6661480863503531E-6,6.4846814516129276E-5,8.0474402809660919E-3,7.1311897997114557E-2,null,3.4258073499287063E-2,2.1581385668173737E-2,5.7637172190788709E-4,3.1093880857749078E-6,3.1505858580726532E-5,8.0474402809660919E-3,5.6450446136035191E-2]
[2004,12,30,22,4.0544836285000635E-2,1.8027523155826564E-2,1.4049599999999879E-3,1.6661480863503531E-6,6.4846814516129276E-5,7.259227603665752E-3,6.7303060007095419E-2,null,3.2210410930632129E-2,2.0837991098338903E-2,5.7637172190788709E-4,3.1093880857749078E-6,3.1505858580726532E-5,7.259227603665752E-3,5.3659388997545417E-2]
[2004,12,30,23,3.7637215271521661E-2,1.7013218708953216E-2,1.4049599999999879E-3,1.6661480863503531E-6,6.4846814516129276E-5,7.6608533140664695E-3,6.3782760257143828E-2,null,2.9900482558585739E-2,1.9665557877632089E-2,5.7637172190788709E-4,3.1093880857749078E-6,3.1505858580726532E-5,7.6608533140664695E-3,5.017702740479222E-2]
[2004,12,30,24,3.1937508586857469E-2,1.5776175123072191E-2,1.4049599999999879E-3,1.6661480863503531E-6,6.4846814516129276E-5,8.5588367255294336E-3,5.774399339806157E-2,null,2.537241162973548E-2,1.8235660769303337E-2,5.7637172190788709E-4,3.1093880857749078E-6,3.1505858580726532E-5,8.5588367255294336E-3,4.4219059367613202E-2]
[2004,12,31,1,2.5920806277792308E-2,1.4104896070888955E-2,0,0,6.4846814516129276E-5,9.1577047348872804E-3,4.9248253898084668E-2,null,2.0592506922265556E-2,1.6303831437497508E-2,0,0,3.1505858580726532E-5,9.1577047348872804E-3,3.6927844218343796E-2]
[2004,12,31,2,2.4582690985441923E-2,1.3737745484522945E-2,0,0,6.4846814516129276E-5,9.0618121085400839E-3,4.7447095393021083E-2,null,1.9529455560158712E-2,1.587944254145706E-2,0,0,3.1505858580726532E-5,9.0618121085400839E-3,3.5440403960196501E-2]
[2004,12,31,3,2.3240262690604977E-2,1.3694111986651644E-2,0,0,6.4846814516129276E-5,9.6233455513074512E-3,4.6622567043080196E-2,null,1.8462977779420891E-2,1.5829006636736691E-2,0,0,3.1505858580726532E-5,9.6233455513074512E-3,3.4323490274738307E-2]
[2004,12,31,4,2.3436799340849173E-2,1.3387776153281621E-2,0,0,6.4846814516129276E-5,9.5241724841274352E-3,4.6413594792774356E-2,null,1.8619114216199089E-2,1.5474913436373574E-2,0,0,3.1505858580726532E-5,9.5241724841274352E-3,3.412553351115339E-2]
[2004,12,31,5,2.2978842417506581E-2,1.3766076699350489E-2,0,0,6.4846814516129276E-5,1.0088595895073897E-2,4.6898361826447091E-2,null,1.8255295243403042E-2,1.5912190556660176E-2,0,0,3.1505858580726532E-5,1.0088595895073897E-2,3.419899165864395E-2]
[2004,12,31,6,2.4270081607780779E-2,1.4093979303896227E-2,0,0,6.4846814516129276E-5,9.947914342264063E-3,4.8376822068457198E-2,null,1.9281106388282548E-2,1.6291212760408548E-2,0,0,3.1505858580726532E-5,9.947914342264063E-3,3.5603825007271821E-2]
[2004,12,31,7,2.7189548828626089E-2,1.479018757968378E-2,0,0,6.4846814516129276E-5,9.695720622770328E-3,5.1740303845596324E-2,null,2.1600445852892166E-2,1.7095959021336912E-2,0,0,3.1505858580726532E-5,9.695720622770328E-3,3.872791073280981E-2]
[2004,12,31,8,3.0667498356682213E-2,1.6015199768897773E-2,0,0,6.4846814516129276E-5,1.0001038098128879E-2,5.6748583038224991E-2,null,2.4363465604833531E-2,1.8511949053553148E-2,0,0,3.1505858580726532E-5,1.0001038098128879E-2,4.2906920516967408E-2]
[2004,12,31,9,3.4637440555305973E-2,1.6662344689733512E-2,0,0,6.4846814516129276E-5,9.2862180738004091E-3,6.0650850133356027E-2,null,2.7517343664413579E-2,{"$f":"F8771*W$5","v":1.9259983044864482E-2},{"$f":"G8771*X$5","v":0},{"$f":"H8771*Y$5","v":0},{"$f":"I8771*Z$5","v":3.1505858580726532E-5},{"$f":"J8771","v":9.2862180738004091E-3},4.6808832567858789E-2]
[2004,12,31,10,3.8380441996532087E-2,1.6957376108533245E-2,0,0,6.4846814516129276E-5,9.6039573949379953E-3,6.5006622314519452E-2,null,{"$f":"E8772*V$5","v":3.0490931069930945E-2},1.9601009486796526E-2,0,0,3.1505858580726532E-5,9.6039573949379953E-3,{"$f":"SUM(M8772:Q8772)","v":5.01234464153082E-2}]
[2004,12,31,11,3.7656764840118873E-2,1.7321099544955885E-2,0,0,6.4846814516129276E-5,1.1568882901572822E-2,6.6611594101163712E-2,null,2.991601350397189E-2,2.0021436944574197E-2,0,0,3.1505858580726532E-5,1.1568882901572822E-2,4.9968956307126812E-2]
[2004,12,31,12,3.7840594279247144E-2,1.7513366481777461E-2,0,0,6.4846814516129276E-5,1.1765693150850562E-2,6.7184500726391289E-2,null,3.0062054832979791E-2,2.0243678052426994E-2,0,0,3.1505858580726532E-5,1.1765693150850562E-2,5.033723874398751E-2]
[2004,12,31,13,3.7347285495096555E-2,1.7301607540256704E-2,0,0,6.4846814516129276E-5,9.7782591671662939E-3,6.4491999017035687E-2,null,2.9670150953001385E-2,1.9998906161121613E-2,0,0,3.1505858580726532E-5,9.7782591671662939E-3,4.9700562972703727E-2]
[2004,12,31,14,3.5800637233001184E-2,1.7186168550835604E-2,0,0,6.4846814516129276E-5,1.0686898926356363E-2,6.373855152470928E-2,null,2.8441432806575673E-2,1.986547038000153E-2,0,0,3.1505858580726532E-5,1.0686898926356363E-2,4.8338409045157932E-2]
[2004,12,31,15,3.5273067085758808E-2,1.6345208506836711E-2,0,0,6.4846814516129276E-5,1.1624683727679686E-2,6.3307806134791339E-2,null,2.8022310353645767E-2,1.8893405734213303E-2,0,0,3.1505858580726532E-5,1.1624683727679686E-2,4.6947221946439799E-2]
[2004,12,31,16,3.6645303086748515E-2,1.5770289292079267E-2,0,0,6.4846814516129276E-5,1.0295688749378225E-2,6.2776127942722137E-2,null,2.9112468547280831E-2,1.8228857344740976E-2,0,0,3.1505858580726532E-5,1.0295688749378225E-2,4.7372831750602536E-2]
[2004,12,31,17,4.0668654119085289E-2,1.5481543231504786E-2,0,0,6.4846814516129276E-5,9.9956603300312176E-3,6.6210704495137426E-2,null,3.2308776682768187E-2,1.789509614039124E-2,0,0,3.1505858580726532E-5,9.9956603300312176E-3,5.0235378681740155E-2]
[2004,12,31,18,4.5201085111828306E-2,1.507815138434686E-2,0,0,6.4846814516129276E-5,1.0536549543829597E-2,7.0880632854520884E-2,null,3.5909517940292866E-2,1.7428816017073103E-2,0,0,3.1505858580726532E-5,1.0536549543829597E-2,5.3369839815946694E-2]
[2004,12,31,19,4.6684206013428285E-2,1.4582630439331241E-2,0,0,6.4846814516129276E-5,8.6092857013725273E-3,6.9940968968648182E-2,null,3.708776745558362E-2,1.6856043986660338E-2,0,0,3.1505858580726532E-5,8.6092857013725273E-3,5.3975317300824686E-2]
[2004,12,31,20,4.3567136493889248E-2,1.4495656998757678E-2,0,0,6.4846814516129276E-5,9.9680967612488236E-3,6.8095737068411877E-2,null,3.4611444961198716E-2,1.6755511497266305E-2,0,0,3.1505858580726532E-5,9.9680967612488236E-3,5.139846231704575E-2]
[2004,12,31,21,4.0876731744633001E-2,1.416442812390589E-2,0,0,6.4846814516129276E-5,1.0466404092623853E-2,6.557241077567888E-2,null,3.24740817237665E-2,1.6372644461899687E-2,0,0,3.1505858580726532E-5,1.0466404092623853E-2,4.8878232044246912E-2]
[2004,12,31,22,3.9336814870217514E-2,1.331467504802019E-2,0,0,6.4846814516129276E-5,9.1698868039419342E-3,6.1886223536695768E-2,null,3.1250711256186461E-2,1.5390415961731636E-2,0,0,3.1505858580726532E-5,9.1698868039419342E-3,4.6672633076498826E-2]
[2004,12,31,23,3.6253342797232108E-2,1.3057584672388921E-2,0,0,6.4846814516129276E-5,9.2734761405374212E-3,5.8649250424674573E-2,null,2.8801079893370208E-2,1.5093245523365481E-2,0,0,3.1505858580726532E-5,9.2734761405374212E-3,4.3925831275316414E-2]
[2004,12,31,24,2.9753747173788932E-2,1.3098546050197122E-2,0,0,6.4846814516129276E-5,1.0179366509749273E-2,5.3096506548251453E-2,null,2.3637545764327673E-2,1.5140592727901846E-2,0,0,3.1505858580726532E-5,1.0179366509749273E-2,3.8809644350810246E-2]
[]
["NCP",1,null,null,{"$f":"MAX(IF($B$3:$B$8786=$B8788,E$3:E$8786))","v":6.0081866217598583E-2},{"$f":"MAX(IF($B$3:$B$8786=$B8788,F$3:F$8786))","v":2.4096631966098968E-2},{"$f":"MAX(IF($B$3:$B$8786=$B8788,G$3:G$8786))","v":1.21485E-3},{"$f":"MAX(IF($B$3:$B$8786=$B8788,H$3:H$8786))","v":1.6100000000000204E-6},{"$f":"MAX(IF($B$3:$B$8786=$B8788,I$3:I$8786))","v":6.0365631720430322E-5},{"$f":"MAX(IF($B$3:$B$8786=$B8788,J$3:J$8786))","v":1.6982614581594106E-2},{"$f":"MAX(IF($B$3:$B$8786=$B8788,K$3:K$8786))","v":9.0994937727813197E-2},null,{"$f":"MAX(IF($B$3:$B$8786=$B8788,M$3:M$8786))","v":4.773139510897606E-2},{"$f":"MAX(IF($B$3:$B$8786=$B8788,N$3:N$8786))","v":2.7853266256780824E-2},{"$f":"MAX(IF($B$3:$B$8786=$B8788,O$3:O$8786))","v":4.9838086946233534E-4},{"$f":"MAX(IF($B$3:$B$8786=$B8788,P$3:P$8786))","v":3.0046037678820059E-6},{"$f":"MAX(IF($B$3:$B$8786=$B8788,Q$3:Q$8786))","v":2.9328673587305465E-5},{"$f":"MAX(IF($B$3:$B$8786=$B8788,R$3:R$8786))","v":1.6982614581594106E-2},{"$f":"MAX(IF($B$3:$B$8786=$B8788,S$3:S$8786))","v":7.0908154693336584E-2}]
[null,2,null,null,{"$f":"MAX(IF($B$3:$B$8786=$B8789,E$3:E$8786))","v":5.7738138935845083E-2},{"$f":"MAX(IF($B$3:$B$8786=$B8789,F$3:F$8786))","v":2.3269617897073453E-2},{"$f":"MAX(IF($B$3:$B$8786=$B8789,G$3:G$8786))","v":1.1514966817880363E-3},{"$f":"MAX(IF($B$3:$B$8786=$B8789,H$3:H$8786))","v":1.538136157251452E-6},{"$f":"MAX(IF($B$3:$B$8786=$B8789,I$3:I$8786))","v":5.9020057471264436E-5},{"$f":"MAX(IF($B$3:$B$8786=$B8789,J$3:J$8786))","v":1.5251798563231864E-2},{"$f":"MAX(IF($B$3:$B$8786=$B8789,K$3:K$8786))","v":8.6754928426886313E-2},null,{"$f":"MAX(IF($B$3:$B$8786=$B8789,M$3:M$8786))","v":4.5869446072507966E-2},{"$f":"MAX(IF($B$3:$B$8786=$B8789,N$3:N$8786))","v":2.6897321745735506E-2},{"$f":"MAX(IF($B$3:$B$8786=$B8789,O$3:O$8786))","v":4.7239076219493406E-4},{"$f":"MAX(IF($B$3:$B$8786=$B8789,P$3:P$8786))","v":2.8704904929150333E-6},{"$f":"MAX(IF($B$3:$B$8786=$B8789,Q$3:Q$8786))","v":2.8674925638074385E-5},{"$f":"MAX(IF($B$3:$B$8786=$B8789,R$3:R$8786))","v":1.5251798563231864E-2},{"$f":"MAX(IF($B$3:$B$8786=$B8789,S$3:S$8786))","v":6.9280041595267752E-2}]
[null,3,null,null,{"$f":"MAX(IF($B$3:$B$8786=$B8790,E$3:E$8786))","v":5.334200947325371E-2},{"$f":"MAX(IF($B$3:$B$8786=$B8790,F$3:F$8786))","v":2.3530828221767903E-2},{"$f":"MAX(IF($B$3:$B$8786=$B8790,G$3:G$8786))","v":1.1895551606997791E-3},{"$f":"MAX(IF($B$3:$B$8786=$B8790,H$3:H$8786))","v":1.5901940504221894E-6},{"$f":"MAX(IF($B$3:$B$8786=$B8790,I$3:I$8786))","v":5.7942244623656132E-5},{"$f":"MAX(IF($B$3:$B$8786=$B8790,J$3:J$8786))","v":1.5608599324572481E-2},{"$f":"MAX(IF($B$3:$B$8786=$B8790,K$3:K$8786))","v":8.4586219114279174E-2},null,{"$f":"MAX(IF($B$3:$B$8786=$B8790,M$3:M$8786))","v":4.237698810575298E-2},{"$f":"MAX(IF($B$3:$B$8786=$B8790,N$3:N$8786))","v":2.7199254427986309E-2},{"$f":"MAX(IF($B$3:$B$8786=$B8790,O$3:O$8786))","v":4.8800389781698486E-4},{"$f":"MAX(IF($B$3:$B$8786=$B8790,P$3:P$8786))","v":2.96764163699503E-6},{"$f":"MAX(IF($B$3:$B$8786=$B8790,Q$3:Q$8786))","v":2.8151269705140452E-5},{"$f":"MAX(IF($B$3:$B$8786=$B8790,R$3:R$8786))","v":1.5608599324572481E-2},{"$f":"MAX(IF($B$3:$B$8786=$B8790,S$3:S$8786))","v":6.3216824112273931E-2}]
[null,4,null,null,{"$f":"MAX(IF($B$3:$B$8786=$B8791,E$3:E$8786))","v":4.5987856302325818E-2},{"$f":"MAX(IF($B$3:$B$8786=$B8791,F$3:F$8786))","v":2.0966480533378528E-2},{"$f":"MAX(IF($B$3:$B$8786=$B8791,G$3:G$8786))","v":1.1895600000000033E-3},{"$f":"MAX(IF($B$3:$B$8786=$B8791,H$3:H$8786))","v":1.6100000000000178E-6},{"$f":"MAX(IF($B$3:$B$8786=$B8791,I$3:I$8786))","v":6.0108611111111254E-5},{"$f":"MAX(IF($B$3:$B$8786=$B8791,J$3:J$8786))","v":1.4062325126247525E-2},{"$f":"MAX(IF($B$3:$B$8786=$B8791,K$3:K$8786))","v":7.2079263004699967E-2},null,{"$f":"MAX(IF($B$3:$B$8786=$B8791,M$3:M$8786))","v":3.653455988586074E-2},{"$f":"MAX(IF($B$3:$B$8786=$B8791,N$3:N$8786))","v":2.4235128194902922E-2},{"$f":"MAX(IF($B$3:$B$8786=$B8791,O$3:O$8786))","v":4.8800588309471732E-4},{"$f":"MAX(IF($B$3:$B$8786=$B8791,P$3:P$8786))","v":3.0046037678820012E-6},{"$f":"MAX(IF($B$3:$B$8786=$B8791,Q$3:Q$8786))","v":2.9203799990507203E-5},{"$f":"MAX(IF($B$3:$B$8786=$B8791,R$3:R$8786))","v":1.4062325126247525E-2},{"$f":"MAX(IF($B$3:$B$8786=$B8791,S$3:S$8786))","v":5.7448713425594801E-2}]
[null,5,null,null,{"$f":"MAX(IF($B$3:$B$8786=$B8792,E$3:E$8786))","v":3.6328770825506722E-2},{"$f":"MAX(IF($B$3:$B$8786=$B8792,F$3:F$8786))","v":2.0676181957136597E-2},{"$f":"MAX(IF($B$3:$B$8786=$B8792,G$3:G$8786))","v":1.1895600000000033E-3},{"$f":"MAX(IF($B$3:$B$8786=$B8792,H$3:H$8786))","v":1.610000000000018E-6},{"$f":"MAX(IF($B$3:$B$8786=$B8792,I$3:I$8786))","v":6.356455645161313E-5},{"$f":"MAX(IF($B$3:$B$8786=$B8792,J$3:J$8786))","v":1.2071297595761617E-2},{"$f":"MAX(IF($B$3:$B$8786=$B8792,K$3:K$8786))","v":6.3286462379453068E-2},null,{"$f":"MAX(IF($B$3:$B$8786=$B8792,M$3:M$8786))","v":2.8861002882560115E-2},{"$f":"MAX(IF($B$3:$B$8786=$B8792,N$3:N$8786))","v":2.3899572439666814E-2},{"$f":"MAX(IF($B$3:$B$8786=$B8792,O$3:O$8786))","v":4.8800588309471732E-4},{"$f":"MAX(IF($B$3:$B$8786=$B8792,P$3:P$8786))","v":3.0046037678820016E-6},{"$f":"MAX(IF($B$3:$B$8786=$B8792,Q$3:Q$8786))","v":3.0882872832759011E-5},{"$f":"MAX(IF($B$3:$B$8786=$B8792,R$3:R$8786))","v":1.2071297595761617E-2},{"$f":"MAX(IF($B$3:$B$8786=$B8792,S$3:S$8786))","v":4.8294358257811087E-2}]
[null,6,null,null,{"$f":"MAX(IF($B$3:$B$8786=$B8793,E$3:E$8786))","v":3.4836436103966147E-2},{"$f":"MAX(IF($B$3:$B$8786=$B8793,F$3:F$8786))","v":2.1460845475642216E-2},{"$f":"MAX(IF($B$3:$B$8786=$B8793,G$3:G$8786))","v":1.1896662684531417E-3},{"$f":"MAX(IF($B$3:$B$8786=$B8793,H$3:H$8786))","v":1.6101438281461833E-6},{"$f":"MAX(IF($B$3:$B$8786=$B8793,I$3:I$8786))","v":6.1686388888889033E-5},{"$f":"MAX(IF($B$3:$B$8786=$B8793,J$3:J$8786))","v":1.3005198018995355E-2},{"$f":"MAX(IF($B$3:$B$8786=$B8793,K$3:K$8786))","v":6.2659193422403392E-2},null,{"$f":"MAX(IF($B$3:$B$8786=$B8793,M$3:M$8786))","v":2.767543354670229E-2},{"$f":"MAX(IF($B$3:$B$8786=$B8793,N$3:N$8786))","v":2.4806564003204301E-2},{"$f":"MAX(IF($B$3:$B$8786=$B8793,O$3:O$8786))","v":4.8804947873539025E-4},{"$f":"MAX(IF($B$3:$B$8786=$B8793,P$3:P$8786))","v":3.0048721819129927E-6},{"$f":"MAX(IF($B$3:$B$8786=$B8793,Q$3:Q$8786))","v":2.9970364144959472E-5},{"$f":"MAX(IF($B$3:$B$8786=$B8793,R$3:R$8786))","v":1.3005198018995355E-2},{"$f":"MAX(IF($B$3:$B$8786=$B8793,S$3:S$8786))","v":5.0627991627257521E-2}]
[null,7,null,null,{"$f":"MAX(IF($B$3:$B$8786=$B8794,E$3:E$8786))","v":3.4008440295948086E-2},{"$f":"MAX(IF($B$3:$B$8786=$B8794,F$3:F$8786))","v":2.2292292562548707E-2},{"$f":"MAX(IF($B$3:$B$8786=$B8794,G$3:G$8786))","v":1.189456901377714E-3},{"$f":"MAX(IF($B$3:$B$8786=$B8794,H$3:H$8786))","v":1.7198364706319528E-6},{"$f":"MAX(IF($B$3:$B$8786=$B8794,I$3:I$8786))","v":5.858875000000021E-5},{"$f":"MAX(IF($B$3:$B$8786=$B8794,J$3:J$8786))","v":1.4846090573139504E-2},{"$f":"MAX(IF($B$3:$B$8786=$B8794,K$3:K$8786))","v":6.0938594720887189E-2},null,{"$f":"MAX(IF($B$3:$B$8786=$B8794,M$3:M$8786))","v":2.7017641145282014E-2},{"$f":"MAX(IF($B$3:$B$8786=$B8794,N$3:N$8786))","v":2.5767632633982764E-2},{"$f":"MAX(IF($B$3:$B$8786=$B8794,O$3:O$8786))","v":4.8796358784755352E-4},{"$f":"MAX(IF($B$3:$B$8786=$B8794,P$3:P$8786))","v":3.2095820744109259E-6},{"$f":"MAX(IF($B$3:$B$8786=$B8794,Q$3:Q$8786))","v":2.8465374678696397E-5},{"$f":"MAX(IF($B$3:$B$8786=$B8794,R$3:R$8786))","v":1.4846090573139504E-2},{"$f":"MAX(IF($B$3:$B$8786=$B8794,S$3:S$8786))","v":5.0273474320971699E-2}]
[null,8,null,null,{"$f":"MAX(IF($B$3:$B$8786=$B8795,E$3:E$8786))","v":3.290786804268403E-2},{"$f":"MAX(IF($B$3:$B$8786=$B8795,F$3:F$8786))","v":2.2550448667022945E-2},{"$f":"MAX(IF($B$3:$B$8786=$B8795,G$3:G$8786))","v":1.1896083870311712E-3},{"$f":"MAX(IF($B$3:$B$8786=$B8795,H$3:H$8786))","v":1.7200699634265082E-6},{"$f":"MAX(IF($B$3:$B$8786=$B8795,I$3:I$8786))","v":5.5420739247312028E-5},{"$f":"MAX(IF($B$3:$B$8786=$B8795,J$3:J$8786))","v":1.4946890269315043E-2},{"$f":"MAX(IF($B$3:$B$8786=$B8795,K$3:K$8786))","v":6.1539669492672144E-2},null,{"$f":"MAX(IF($B$3:$B$8786=$B8795,M$3:M$8786))","v":2.6143303306369554E-2},{"$f":"MAX(IF($B$3:$B$8786=$B8795,N$3:N$8786))","v":2.6066034946963697E-2},{"$f":"MAX(IF($B$3:$B$8786=$B8795,O$3:O$8786))","v":4.8802573342246491E-4},{"$f":"MAX(IF($B$3:$B$8786=$B8795,P$3:P$8786))","v":3.2100178218210467E-6},{"$f":"MAX(IF($B$3:$B$8786=$B8795,Q$3:Q$8786))","v":2.6926195005782947E-5},{"$f":"MAX(IF($B$3:$B$8786=$B8795,R$3:R$8786))","v":1.4946890269315043E-2},{"$f":"MAX(IF($B$3:$B$8786=$B8795,S$3:S$8786))","v":4.9581533593810033E-2}]
[null,9,null,null,{"$f":"MAX(IF($B$3:$B$8786=$B8796,E$3:E$8786))","v":3.2934362230012761E-2},{"$f":"MAX(IF($B$3:$B$8786=$B8796,F$3:F$8786))","v":2.3735855676306105E-2},{"$f":"MAX(IF($B$3:$B$8786=$B8796,G$3:G$8786))","v":1.1896116666689938E-3},{"$f":"MAX(IF($B$3:$B$8786=$B8796,H$3:H$8786))","v":1.7200024097567303E-6},{"$f":"MAX(IF($B$3:$B$8786=$B8796,I$3:I$8786))","v":5.5033611111111239E-5},{"$f":"MAX(IF($B$3:$B$8786=$B8796,J$3:J$8786))","v":1.3504302059971725E-2},{"$f":"MAX(IF($B$3:$B$8786=$B8796,K$3:K$8786))","v":6.2210276382985083E-2},null,{"$f":"MAX(IF($B$3:$B$8786=$B8796,M$3:M$8786))","v":2.6164351329726533E-2},{"$f":"MAX(IF($B$3:$B$8786=$B8796,N$3:N$8786))","v":2.7436245402045954E-2},{"$f":"MAX(IF($B$3:$B$8786=$B8796,O$3:O$8786))","v":4.8802707886325971E-4},{"$f":"MAX(IF($B$3:$B$8786=$B8796,P$3:P$8786))","v":3.2098917522491532E-6},{"$f":"MAX(IF($B$3:$B$8786=$B8796,Q$3:Q$8786))","v":2.673810859933767E-5},{"$f":"MAX(IF($B$3:$B$8786=$B8796,R$3:R$8786))","v":1.3504302059971725E-2},{"$f":"MAX(IF($B$3:$B$8786=$B8796,S$3:S$8786))","v":4.8671109149402619E-2}]
[null,10,null,null,{"$f":"MAX(IF($B$3:$B$8786=$B8797,E$3:E$8786))","v":4.0178543791973359E-2},{"$f":"MAX(IF($B$3:$B$8786=$B8797,F$3:F$8786))","v":2.4887605079756934E-2},{"$f":"MAX(IF($B$3:$B$8786=$B8797,G$3:G$8786))","v":1.2432854475527468E-3},{"$f":"MAX(IF($B$3:$B$8786=$B8797,H$3:H$8786))","v":1.797682310930721E-6},{"$f":"MAX(IF($B$3:$B$8786=$B8797,I$3:I$8786))","v":7.8349502688172329E-5},{"$f":"MAX(IF($B$3:$B$8786=$B8797,J$3:J$8786))","v":1.2927217630008279E-2},{"$f":"MAX(IF($B$3:$B$8786=$B8797,K$3:K$8786))","v":6.8775795513511567E-2},null,{"$f":"MAX(IF($B$3:$B$8786=$B8797,M$3:M$8786))","v":3.191941378272703E-2},{"$f":"MAX(IF($B$3:$B$8786=$B8797,N$3:N$8786))","v":2.8767551073333834E-2},{"$f":"MAX(IF($B$3:$B$8786=$B8797,O$3:O$8786))","v":5.1004624631946884E-4},{"$f":"MAX(IF($B$3:$B$8786=$B8797,P$3:P$8786))","v":3.3548590340852222E-6},{"$f":"MAX(IF($B$3:$B$8786=$B8797,Q$3:Q$8786))","v":3.8066146656283808E-5},{"$f":"MAX(IF($B$3:$B$8786=$B8797,R$3:R$8786))","v":1.2927217630008279E-2},{"$f":"MAX(IF($B$3:$B$8786=$B8797,S$3:S$8786))","v":5.5020292831985236E-2}]
[null,11,null,null,{"$f":"MAX(IF($B$3:$B$8786=$B8798,E$3:E$8786))","v":4.8365554945131228E-2},{"$f":"MAX(IF($B$3:$B$8786=$B8798,F$3:F$8786))","v":2.3577125902615591E-2},{"$f":"MAX(IF($B$3:$B$8786=$B8798,G$3:G$8786))","v":1.3505280241899967E-3},{"$f":"MAX(IF($B$3:$B$8786=$B8798,H$3:H$8786))","v":1.8655499707722962E-6},{"$f":"MAX(IF($B$3:$B$8786=$B8798,I$3:I$8786))","v":5.4211388888889014E-5},{"$f":"MAX(IF($B$3:$B$8786=$B8798,J$3:J$8786))","v":1.3700701262634936E-2},{"$f":"MAX(IF($B$3:$B$8786=$B8798,K$3:K$8786))","v":7.5970181401254111E-2},null,{"$f":"MAX(IF($B$3:$B$8786=$B8798,M$3:M$8786))","v":3.842349710626583E-2},{"$f":"MAX(IF($B$3:$B$8786=$B8798,N$3:N$8786))","v":2.7252769858422246E-2},{"$f":"MAX(IF($B$3:$B$8786=$B8798,O$3:O$8786))","v":5.5404151206244433E-4},{"$f":"MAX(IF($B$3:$B$8786=$B8798,P$3:P$8786))","v":3.4815145784810785E-6},{"$f":"MAX(IF($B$3:$B$8786=$B8798,Q$3:Q$8786))","v":2.6338631504763952E-5},{"$f":"MAX(IF($B$3:$B$8786=$B8798,R$3:R$8786))","v":1.3700701262634936E-2},{"$f":"MAX(IF($B$3:$B$8786=$B8798,S$3:S$8786))","v":6.243356297498516E-2}]
[null,12,null,null,{"$f":"MAX(IF($B$3:$B$8786=$B8799,E$3:E$8786))","v":5.2307186801602533E-2},{"$f":"MAX(IF($B$3:$B$8786=$B8799,F$3:F$8786))","v":2.5609116936664716E-2},{"$f":"MAX(IF($B$3:$B$8786=$B8799,G$3:G$8786))","v":1.4049599999999879E-3},{"$f":"MAX(IF($B$3:$B$8786=$B8799,H$3:H$8786))","v":1.6661480863503531E-6},{"$f":"MAX(IF($B$3:$B$8786=$B8799,I$3:I$8786))","v":6.4846814516129276E-5},{"$f":"MAX(IF($B$3:$B$8786=$B8799,J$3:J$8786))","v":1.5290648156533495E-2},{"$f":"MAX(IF($B$3:$B$8786=$B8799,K$3:K$8786))","v":8.378586191053658E-2},null,{"$f":"MAX(IF($B$3:$B$8786=$B8799,M$3:M$8786))","v":4.1554884317741139E-2},{"$f":"MAX(IF($B$3:$B$8786=$B8799,N$3:N$8786))","v":2.9601545711511905E-2},{"$f":"MAX(IF($B$3:$B$8786=$B8799,O$3:O$8786))","v":5.7637172190788709E-4},{"$f":"MAX(IF($B$3:$B$8786=$B8799,P$3:P$8786))","v":3.1093880857749078E-6},{"$f":"MAX(IF($B$3:$B$8786=$B8799,Q$3:Q$8786))","v":3.1505858580726532E-5},{"$f":"MAX(IF($B$3:$B$8786=$B8799,R$3:R$8786))","v":1.5290648156533495E-2},{"$f":"MAX(IF($B$3:$B$8786=$B8799,S$3:S$8786))","v":6.5307451616289966E-2}]
[]
["CP"]
[null,1,null,null,{"$f":"MAX(IF($K$3:$K$8786=$K8802,E$3:E$8786))","v":5.2245532129167868E-2},{"$f":"MAX(IF($K$3:$K$8786=$K8802,F$3:F$8786))","v":2.3590971985126611E-2},{"$f":"MAX(IF($K$3:$K$8786=$K8802,G$3:G$8786))","v":0},{"$f":"MAX(IF($K$3:$K$8786=$K8802,H$3:H$8786))","v":0},{"$f":"MAX(IF($K$3:$K$8786=$K8802,I$3:I$8786))","v":6.0365631720430322E-5},{"$f":"MAX(IF($K$3:$K$8786=$K8802,J$3:J$8786))","v":1.509806798179829E-2},{"$f":"MAX(IF($B$3:$B$8786=$B8802,K$3:K$8786))","v":9.0994937727813197E-2},{"$f":"IF(SUM(E8802:I8802)=K8802,TRUE)","v":false},{"$f":"MAX(IF($S$3:$S$8786=$S8802,M$3:M$8786))","v":4.6065772927323466E-2},{"$f":"MAX(IF($S$3:$S$8786=$S8802,N$3:N$8786))","v":2.4813053092425815E-2},{"$f":"MAX(IF($S$3:$S$8786=$S8802,O$3:O$8786))","v":0},{"$f":"MAX(IF($S$3:$S$8786=$S8802,P$3:P$8786))","v":0},{"$f":"MAX(IF($S$3:$S$8786=$S8802,Q$3:Q$8786))","v":2.9328673587305465E-5},{"$f":"MAX(IF($S$3:$S$8786=$S8802,R$3:R$8786))","v":1.0929285485646324E-2},{"$f":"S8788","v":7.0908154693336584E-2},{"$f":"IF(SUM(M8802:Q8802)=S8802,TRUE)","v":true}]
[null,2,null,null,{"$f":"MAX(IF($K$3:$K$8786=$K8803,E$3:E$8786))","v":5.4991535437135711E-2},{"$f":"MAX(IF($K$3:$K$8786=$K8803,F$3:F$8786))","v":2.1706053897272884E-2},{"$f":"MAX(IF($K$3:$K$8786=$K8803,G$3:G$8786))","v":1.1482717688530194E-3},{"$f":"MAX(IF($K$3:$K$8786=$K8803,H$3:H$8786))","v":1.5338284112824102E-6},{"$f":"MAX(IF($K$3:$K$8786=$K8803,I$3:I$8786))","v":5.9020057471264436E-5},{"$f":"MAX(IF($K$3:$K$8786=$K8803,J$3:J$8786))","v":8.8485134377421556E-3},{"$f":"MAX(IF($B$3:$B$8786=$B8803,K$3:K$8786))","v":8.6754928426886313E-2},{"$f":"IF(SUM(E8803:I8803)=K8803,TRUE)","v":false},{"$f":"MAX(IF($S$3:$S$8786=$S8803,M$3:M$8786))","v":4.3687436340490139E-2},{"$f":"MAX(IF($S$3:$S$8786=$S8803,N$3:N$8786))","v":2.509000010604609E-2},{"$f":"MAX(IF($S$3:$S$8786=$S8803,O$3:O$8786))","v":4.7106777177431094E-4},{"$f":"MAX(IF($S$3:$S$8786=$S8803,P$3:P$8786))","v":2.8624513191450576E-6},{"$f":"MAX(IF($S$3:$S$8786=$S8803,Q$3:Q$8786))","v":2.8674925638074385E-5},{"$f":"MAX(IF($S$3:$S$8786=$S8803,R$3:R$8786))","v":8.8485134377421556E-3},{"$f":"S8789","v":6.9280041595267752E-2},true]
[null,3,null,null,{"$f":"MAX(IF($K$3:$K$8786=$K8804,E$3:E$8786))","v":4.8702160631378048E-2},{"$f":"MAX(IF($K$3:$K$8786=$K8804,F$3:F$8786))","v":2.1193693136566247E-2},{"$f":"MAX(IF($K$3:$K$8786=$K8804,G$3:G$8786))","v":0},{"$f":"MAX(IF($K$3:$K$8786=$K8804,H$3:H$8786))","v":0},{"$f":"MAX(IF($K$3:$K$8786=$K8804,I$3:I$8786))","v":5.7942244623656132E-5},{"$f":"MAX(IF($K$3:$K$8786=$K8804,J$3:J$8786))","v":1.4632423101711218E-2},{"$f":"MAX(IF($B$3:$B$8786=$B8804,K$3:K$8786))","v":8.4586219114279174E-2},false,{"$f":"MAX(IF($S$3:$S$8786=$S8804,M$3:M$8786))","v":3.8690909888485114E-2},{"$f":"MAX(IF($S$3:$S$8786=$S8804,N$3:N$8786))","v":2.4497762954083683E-2},{"$f":"MAX(IF($S$3:$S$8786=$S8804,O$3:O$8786))","v":0},{"$f":"MAX(IF($S$3:$S$8786=$S8804,P$3:P$8786))","v":0},{"$f":"MAX(IF($S$3:$S$8786=$S8804,Q$3:Q$8786))","v":2.8151269705140452E-5},{"$f":"MAX(IF($S$3:$S$8786=$S8804,R$3:R$8786))","v":1.4632423101711218E-2},6.3216824112273931E-2,true]
[null,4,null,null,{"$f":"MAX(IF($K$3:$K$8786=$K8805,E$3:E$8786))","v":4.5987856302325818E-2},{"$f":"MAX(IF($K$3:$K$8786=$K8805,F$3:F$8786))","v":1.7643361607402694E-2},{"$f":"MAX(IF($K$3:$K$8786=$K8805,G$3:G$8786))","v":1.1895600000000033E-3},{"$f":"MAX(IF($K$3:$K$8786=$K8805,H$3:H$8786))","v":1.6100000000000178E-6},{"$f":"MAX(IF($K$3:$K$8786=$K8805,I$3:I$8786))","v":6.0108611111111254E-5},{"$f":"MAX(IF($K$3:$K$8786=$K8805,J$3:J$8786))","v":7.1967664838603548E-3},{"$f":"MAX(IF($B$3:$B$8786=$B8805,K$3:K$8786))","v":7.2079263004699967E-2},false,{"$f":"MAX(IF($S$3:$S$8786=$S8805,M$3:M$8786))","v":3.653455988586074E-2},{"$f":"MAX(IF($S$3:$S$8786=$S8805,N$3:N$8786))","v":2.0393939252880956E-2},{"$f":"MAX(IF($S$3:$S$8786=$S8805,O$3:O$8786))","v":4.8800588309471732E-4},{"$f":"MAX(IF($S$3:$S$8786=$S8805,P$3:P$8786))","v":3.0046037678820012E-6},{"$f":"MAX(IF($S$3:$S$8786=$S8805,Q$3:Q$8786))","v":2.9203799990507203E-5},{"$f":"MAX(IF($S$3:$S$8786=$S8805,R$3:R$8786))","v":7.1967664838603548E-3},5.7448713425594801E-2,true]
[null,5,null,null,{"$f":"MAX(IF($K$3:$K$8786=$K8806,E$3:E$8786))","v":3.3258358966699784E-2},{"$f":"MAX(IF($K$3:$K$8786=$K8806,F$3:F$8786))","v":1.8895884020543621E-2},{"$f":"MAX(IF($K$3:$K$8786=$K8806,G$3:G$8786))","v":0},{"$f":"MAX(IF($K$3:$K$8786=$K8806,H$3:H$8786))","v":0},{"$f":"MAX(IF($K$3:$K$8786=$K8806,I$3:I$8786))","v":6.356455645161313E-5},{"$f":"MAX(IF($K$3:$K$8786=$K8806,J$3:J$8786))","v":1.1068654835758052E-2},{"$f":"MAX(IF($B$3:$B$8786=$B8806,K$3:K$8786))","v":6.3286462379453068E-2},false,{"$f":"MAX(IF($S$3:$S$8786=$S8806,M$3:M$8786))","v":2.6421747067016353E-2},{"$f":"MAX(IF($S$3:$S$8786=$S8806,N$3:N$8786))","v":2.1841728317961974E-2},{"$f":"MAX(IF($S$3:$S$8786=$S8806,O$3:O$8786))","v":0},{"$f":"MAX(IF($S$3:$S$8786=$S8806,P$3:P$8786))","v":0},{"$f":"MAX(IF($S$3:$S$8786=$S8806,Q$3:Q$8786))","v":3.0882872832759011E-5},{"$f":"MAX(IF($S$3:$S$8786=$S8806,R$3:R$8786))","v":1.1068654835758052E-2},4.8294358257811087E-2,true]
[null,6,null,null,{"$f":"MAX(IF($K$3:$K$8786=$K8807,E$3:E$8786))","v":3.0780331645762386E-2},{"$f":"MAX(IF($K$3:$K$8786=$K8807,F$3:F$8786))","v":2.1460845475642216E-2},{"$f":"MAX(IF($K$3:$K$8786=$K8807,G$3:G$8786))","v":0},{"$f":"MAX(IF($K$3:$K$8786=$K8807,H$3:H$8786))","v":0},{"$f":"MAX(IF($K$3:$K$8786=$K8807,I$3:I$8786))","v":6.1686388888889033E-5},{"$f":"MAX(IF($K$3:$K$8786=$K8807,J$3:J$8786))","v":1.0356329912109902E-2},{"$f":"MAX(IF($B$3:$B$8786=$B8807,K$3:K$8786))","v":6.2659193422403392E-2},false,{"$f":"MAX(IF($S$3:$S$8786=$S8807,M$3:M$8786))","v":2.767543354670229E-2},{"$f":"MAX(IF($S$3:$S$8786=$S8807,N$3:N$8786))","v":2.2922587716410269E-2},{"$f":"MAX(IF($S$3:$S$8786=$S8807,O$3:O$8786))","v":0},{"$f":"MAX(IF($S$3:$S$8786=$S8807,P$3:P$8786))","v":0},{"$f":"MAX(IF($S$3:$S$8786=$S8807,Q$3:Q$8786))","v":2.9970364144959472E-5},{"$f":"MAX(IF($S$3:$S$8786=$S8807,R$3:R$8786))","v":7.5937198676210753E-3},5.0627991627257521E-2,true]
[null,7,null,null,{"$f":"MAX(IF($K$3:$K$8786=$K8808,E$3:E$8786))","v":3.4008440295948086E-2},{"$f":"MAX(IF($K$3:$K$8786=$K8808,F$3:F$8786))","v":2.0094639109189613E-2},{"$f":"MAX(IF($K$3:$K$8786=$K8808,G$3:G$8786))","v":0},{"$f":"MAX(IF($K$3:$K$8786=$K8808,H$3:H$8786))","v":0},{"$f":"MAX(IF($K$3:$K$8786=$K8808,I$3:I$8786))","v":5.858875000000021E-5},{"$f":"MAX(IF($K$3:$K$8786=$K8808,J$3:J$8786))","v":6.7769265657494923E-3},{"$f":"MAX(IF($B$3:$B$8786=$B8808,K$3:K$8786))","v":6.0938594720887189E-2},false,{"$f":"MAX(IF($S$3:$S$8786=$S8808,M$3:M$8786))","v":2.7017641145282014E-2},{"$f":"MAX(IF($S$3:$S$8786=$S8808,N$3:N$8786))","v":2.3227367801010989E-2},{"$f":"MAX(IF($S$3:$S$8786=$S8808,O$3:O$8786))","v":0},{"$f":"MAX(IF($S$3:$S$8786=$S8808,P$3:P$8786))","v":0},{"$f":"MAX(IF($S$3:$S$8786=$S8808,Q$3:Q$8786))","v":2.8465374678696397E-5},{"$f":"MAX(IF($S$3:$S$8786=$S8808,R$3:R$8786))","v":6.7769265657494923E-3},5.0273474320971699E-2,true]
[null,8,null,null,{"$f":"MAX(IF($K$3:$K$8786=$K8809,E$3:E$8786))","v":2.5967224673678766E-2},{"$f":"MAX(IF($K$3:$K$8786=$K8809,F$3:F$8786))","v":2.1342778820102069E-2},{"$f":"MAX(IF($K$3:$K$8786=$K8809,G$3:G$8786))","v":0},{"$f":"MAX(IF($K$3:$K$8786=$K8809,H$3:H$8786))","v":0},{"$f":"MAX(IF($K$3:$K$8786=$K8809,I$3:I$8786))","v":5.5420739247312028E-5},{"$f":"MAX(IF($K$3:$K$8786=$K8809,J$3:J$8786))","v":1.4174245259643996E-2},{"$f":"MAX(IF($B$3:$B$8786=$B8809,K$3:K$8786))","v":6.1539669492672144E-2},false,{"$f":"MAX(IF($S$3:$S$8786=$S8809,M$3:M$8786))","v":2.6143303306369554E-2},{"$f":"MAX(IF($S$3:$S$8786=$S8809,N$3:N$8786))","v":2.3411304092434693E-2},{"$f":"MAX(IF($S$3:$S$8786=$S8809,O$3:O$8786))","v":0},{"$f":"MAX(IF($S$3:$S$8786=$S8809,P$3:P$8786))","v":0},{"$f":"MAX(IF($S$3:$S$8786=$S8809,Q$3:Q$8786))","v":2.6926195005782947E-5},{"$f":"MAX(IF($S$3:$S$8786=$S8809,R$3:R$8786))","v":7.7608614095317852E-3},4.9581533593810033E-2,true]
[null,9,null,null,{"$f":"MAX(IF($K$3:$K$8786=$K8810,E$3:E$8786))","v":3.1696532697096179E-2},{"$f":"MAX(IF($K$3:$K$8786=$K8810,F$3:F$8786))","v":1.9873854502748294E-2},{"$f":"MAX(IF($K$3:$K$8786=$K8810,G$3:G$8786))","v":1.1896116666689938E-3},{"$f":"MAX(IF($K$3:$K$8786=$K8810,H$3:H$8786))","v":1.7200024097567303E-6},{"$f":"MAX(IF($K$3:$K$8786=$K8810,I$3:I$8786))","v":5.5033611111111239E-5},{"$f":"MAX(IF($K$3:$K$8786=$K8810,J$3:J$8786))","v":9.3935239029507567E-3},{"$f":"MAX(IF($B$3:$B$8786=$B8810,K$3:K$8786))","v":6.2210276382985083E-2},false,{"$f":"MAX(IF($S$3:$S$8786=$S8810,M$3:M$8786))","v":2.518097091508997E-2},{"$f":"MAX(IF($S$3:$S$8786=$S8810,N$3:N$8786))","v":2.2972163155097803E-2},{"$f":"MAX(IF($S$3:$S$8786=$S8810,O$3:O$8786))","v":4.8802707886325971E-4},{"$f":"MAX(IF($S$3:$S$8786=$S8810,P$3:P$8786))","v":3.2098917522491532E-6},{"$f":"MAX(IF($S$3:$S$8786=$S8810,Q$3:Q$8786))","v":2.673810859933767E-5},{"$f":"MAX(IF($S$3:$S$8786=$S8810,R$3:R$8786))","v":9.3935239029507567E-3},4.8671109149402619E-2,true]
[null,10,null,null,{"$f":"MAX(IF($K$3:$K$8786=$K8811,E$3:E$8786))","v":3.7538496399529213E-2},{"$f":"MAX(IF($K$3:$K$8786=$K8811,F$3:F$8786))","v":2.1330071129162041E-2},{"$f":"MAX(IF($K$3:$K$8786=$K8811,G$3:G$8786))","v":0},{"$f":"MAX(IF($K$3:$K$8786=$K8811,H$3:H$8786))","v":0},{"$f":"MAX(IF($K$3:$K$8786=$K8811,I$3:I$8786))","v":7.8349502688172329E-5},{"$f":"MAX(IF($K$3:$K$8786=$K8811,J$3:J$8786))","v":9.8288784821321407E-3},{"$f":"MAX(IF($B$3:$B$8786=$B8811,K$3:K$8786))","v":6.8775795513511567E-2},false,{"$f":"MAX(IF($S$3:$S$8786=$S8811,M$3:M$8786))","v":3.1130034773184115E-2},{"$f":"MAX(IF($S$3:$S$8786=$S8811,N$3:N$8786))","v":2.336171565296179E-2},{"$f":"MAX(IF($S$3:$S$8786=$S8811,O$3:O$8786))","v":4.8727120432055907E-4},{"$f":"MAX(IF($S$3:$S$8786=$S8811,P$3:P$8786))","v":3.2050548624967204E-6},{"$f":"MAX(IF($S$3:$S$8786=$S8811,Q$3:Q$8786))","v":3.8066146656283808E-5},{"$f":"MAX(IF($S$3:$S$8786=$S8811,R$3:R$8786))","v":6.9839003224249655E-3},5.5020292831985236E-2,true]
[null,11,null,null,{"$f":"MAX(IF($K$3:$K$8786=$K8812,E$3:E$8786))","v":4.5951100060208513E-2},{"$f":"MAX(IF($K$3:$K$8786=$K8812,F$3:F$8786))","v":2.1926092142387561E-2},{"$f":"MAX(IF($K$3:$K$8786=$K8812,G$3:G$8786))","v":1.3505280241899967E-3},{"$f":"MAX(IF($K$3:$K$8786=$K8812,H$3:H$8786))","v":1.8655499707722962E-6},{"$f":"MAX(IF($K$3:$K$8786=$K8812,I$3:I$8786))","v":5.4211388888889014E-5},{"$f":"MAX(IF($K$3:$K$8786=$K8812,J$3:J$8786))","v":6.6863842356083749E-3},{"$f":"MAX(IF($B$3:$B$8786=$B8812,K$3:K$8786))","v":7.5970181401254111E-2},false,{"$f":"MAX(IF($S$3:$S$8786=$S8812,M$3:M$8786))","v":3.6505359282988849E-2},{"$f":"MAX(IF($S$3:$S$8786=$S8812,N$3:N$8786))","v":2.5344342033850619E-2},{"$f":"MAX(IF($S$3:$S$8786=$S8812,O$3:O$8786))","v":5.5404151206244433E-4},{"$f":"MAX(IF($S$3:$S$8786=$S8812,P$3:P$8786))","v":3.4815145784810785E-6},{"$f":"MAX(IF($S$3:$S$8786=$S8812,Q$3:Q$8786))","v":2.6338631504763952E-5},{"$f":"MAX(IF($S$3:$S$8786=$S8812,R$3:R$8786))","v":6.6863842356083749E-3},6.243356297498516E-2,true]
[null,12,null,null,{"$f":"MAX(IF($K$3:$K$8786=$K8813,E$3:E$8786))","v":4.9884252047993266E-2},{"$f":"MAX(IF($K$3:$K$8786=$K8813,F$3:F$8786))","v":2.1266507298768174E-2},{"$f":"MAX(IF($K$3:$K$8786=$K8813,G$3:G$8786))","v":1.421013333333321E-4},{"$f":"MAX(IF($K$3:$K$8786=$K8813,H$3:H$8786))","v":1.6851858031628439E-7},{"$f":"MAX(IF($K$3:$K$8786=$K8813,I$3:I$8786))","v":6.4846814516129276E-5},{"$f":"MAX(IF($K$3:$K$8786=$K8813,J$3:J$8786))","v":1.2427985897345371E-2},{"$f":"MAX(IF($B$3:$B$8786=$B8813,K$3:K$8786))","v":8.378586191053658E-2},false,{"$f":"MAX(IF($S$3:$S$8786=$S8813,M$3:M$8786))","v":3.9295142496905529E-2},{"$f":"MAX(IF($S$3:$S$8786=$S8813,N$3:N$8786))","v":2.5401322150810052E-2},{"$f":"MAX(IF($S$3:$S$8786=$S8813,O$3:O$8786))","v":5.7637172190788709E-4},{"$f":"MAX(IF($S$3:$S$8786=$S8813,P$3:P$8786))","v":3.1093880857749078E-6},{"$f":"MAX(IF($S$3:$S$8786=$S8813,Q$3:Q$8786))","v":3.1505858580726532E-5},{"$f":"MAX(IF($S$3:$S$8786=$S8813,R$3:R$8786))","v":9.2232528922094707E-3},6.5307451616289966E-2,true]
[]
["4CP",{"$f":"SUMIF($K$8802:$K$8813,$K8815,B$8802:B$8813)","v":1},null,null,{"$f":"SUMIF($K$8802:$K$8813,$K8815,E$8802:E$8813)","v":5.2245532129167868E-2},{"$f":"SUMIF($K$8802:$K$8813,$K8815,F$8802:F$8813)","v":2.3590971985126611E-2},0,0,6.0365631720430322E-5,1.509806798179829E-2,{"$f":"LARGE(K$8802:K$8813,1)","v":9.0994937727813197E-2},null,{"$f":"SUMIF($S$8802:$S$8813,$S8815,M$8802:M$8813)","v":4.6065772927323466E-2},{"$f":"SUMIF($S$8802:$S$8813,$S8815,N$8802:N$8813)","v":2.4813053092425815E-2},0,0,2.9328673587305465E-5,1.0929285485646324E-2,{"$f":"LARGE(S$8802:S$8813,1)","v":7.0908154693336584E-2}]
[null,2,null,null,{"$f":"SUMIF($K$8802:$K$8813,$K8816,E$8802:E$8813)","v":5.4991535437135711E-2},2.1706053897272884E-2,1.1482717688530194E-3,1.5338284112824102E-6,5.9020057471264436E-5,8.8485134377421556E-3,{"$f":"LARGE(K$8802:K$8813,2)","v":8.6754928426886313E-2},null,{"$f":"SUMIF($S$8802:$S$8813,$S8816,M$8802:M$8813)","v":4.3687436340490139E-2},2.509000010604609E-2,4.7106777177431094E-4,2.8624513191450576E-6,2.8674925638074385E-5,8.8485134377421556E-3,{"$f":"LARGE(S$8802:S$8813,2)","v":6.9280041595267752E-2}]
[null,3,null,null,4.8702160631378048E-2,2.1193693136566247E-2,0,0,5.7942244623656132E-5,1.4632423101711218E-2,{"$f":"LARGE(K$8802:K$8813,3)","v":8.4586219114279174E-2},null,3.9295142496905529E-2,2.5401322150810052E-2,5.7637172190788709E-4,3.1093880857749078E-6,3.1505858580726532E-5,9.2232528922094707E-3,{"$f":"LARGE(S$8802:S$8813,3)","v":6.5307451616289966E-2}]
[null,12,null,null,4.9884252047993266E-2,2.1266507298768174E-2,1.421013333333321E-4,1.6851858031628439E-7,6.4846814516129276E-5,1.2427985897345371E-2,{"$f":"LARGE(K$8802:K$8813,4)","v":8.378586191053658E-2},null,3.8690909888485114E-2,2.4497762954083683E-2,0,0,2.8151269705140452E-5,1.4632423101711218E-2,{"$f":"LARGE(S$8802:S$8813,4)","v":6.3216824112273931E-2}]

{"sheet":"2006 Input to CA model","index":2,"n_rows":33,"n_cols":23,"rows_kept":33,"cut":false,"hidden":false,"merged":[]}
[]
[" Feed into OEB Cost Allocation Model (version 50) sheet \"I6 Customer Data\", row 27"]
[null,null,null,1,2,3,4,5,6,7,8,9,10,11,12,13,14,15,16,17,18,19,20]
[null,"ID","Total","Residential","GS>50kW","Street Lighting","Sentinel Lighting","USL","GS<50kW"]
[]
["kWh - 30 year weather normalized amount",null,{"$f":"SUM(D6:I6)","v":468300043.07000053},239658158.53911489,146047497.30911869,5353155.3500000956,7299.4399999996076,534100.96999995504,76699831.461766869,0,0,0,0,0]
[]
[]
[" Feed into OEB Cost Allocation Model sheet (version 50) \"I8 Demand Data\", row 40, 45, 50, 55, 61 and 67"]
[null,null,null,1,2,3,4,5,6,7,8,9,10,11,12,13,14,15,16,17,18,19,20]
["Customer Classes",null,"Total","Residential","GS>50kW","Street Lighting","Sentinel Lighting","USL","GS<50kW"]
[]
["CO-INCIDENT PEAK (kW)"]
[]
["1 CP"]
["Total Sytem CP ","DCP1",{"$f":"SUM(D16:I16)","v":90994.937727813201},52245.53212916787,23590.971985126613,0,0,60.365631720430322,15098.067981798289]
[]
["4 CP"]
["Total Sytem CP ","DCP4",{"$f":"SUM(D19:I19)","v":346121.94717951526},205823.4802456749,87757.226317733919,1290.3731021863514,1.7023469915986946,242.17474833148017,51006.990418597037]
[]
["12 CP"]
["Total Sytem CP ","DCP12",{"$f":"SUM(D22:I22)","v":873581.38349738193},491011.82128692366,250324.75312491204,5020.072793045345,6.8978993721277391,729.13829671857843,126488.70009641009]
[]
["NON CO_INCIDENT PEAK (kW)"]
[]
["1 NCP"]
["Classification NCP from \n Load Data Provider","DNCP1",{"$f":"SUM(D27:I27)","v":104158.77278851633},60081.866217598581,25609.116936664715,1404.959999999988,1.8655499707722962,78.349502688172336,16982.614581594105]
[]
["4 NCP"]
["Classification NCP from \n Load Data Provider","DNCP4",{"$f":"SUM(D30:I30)","v":390421.24575200101},223469.20142829992,98329.20965882673,5213.6234717427315,7.103304654886256,268.44726254480383,63133.660625931938]
[]
["12 NCP"]
["Classification NCP from \n Load Data Provider","DNCP12",{"$f":"SUM(D33:I33)","v":993309.08260159439},529017.03396584804,276653.03087601269,14692.138537761575,20.057763247688442,729.13829671857843,172197.68316200594]

{"sheet":"Revised Inputs to CA model","index":3,"n_rows":33,"n_cols":16,"rows_kept":33,"cut":false,"hidden":false,"merged":[[8,10,8,15]]}
[]
[" Feed into OEB Cost Allocation Model (version 50) sheet \"I6 Customer Data\", row 27"]
[]
[null,"ID","Total",{"$f":"'Hourly load shapes by class'!E2","v":"Residential"},{"$f":"'Hourly load shapes by class'!F2","v":"GS>50kW"},{"$f":"'Hourly load shapes by class'!G2","v":"Street Lighting"},{"$f":"'Hourly load shapes by class'!H2","v":"Sentinel Lighting"},{"$f":"'Hourly load shapes by class'!I2","v":"USL"},{"$f":"'Hourly load shapes by class'!J2","v":"GS<50kW"}]
[]
["kWh - 30 year weather normalized amount",null,{"$f":"SUM(D6:I6)","v":425711158.58598632},{"$f":"'Hourly load shapes by class'!V4","v":190393857.18963331},{"$f":"'Hourly load shapes by class'!W4","v":168816116.47679245},430600.27297694178,{"$f":"'Hourly load shapes by class'!Y4","v":13622.313619519984},{"$f":"'Hourly load shapes by class'!Z4","v":259493.23423530709},{"$f":"'Hourly load shapes by class'!AA4","v":65797469.098728836}]
[]
[]
[" Feed into OEB Cost Allocation Model sheet (version 50) \"I8 Demand Data\", row 40, 45, 50, 55, 61 and 67",null,null,null,null,null,null,null,null,null,"2018 Demand Data"]
[]
["Customer Classes",null,"Total",{"$f":"'Hourly load shapes by class'!E2","v":"Residential"},{"$f":"'Hourly load shapes by class'!F2","v":"GS>50kW"},{"$f":"'Hourly load shapes by class'!G2","v":"Street Lighting"},{"$f":"'Hourly load shapes by class'!H2","v":"Sentinel Lighting"},{"$f":"'Hourly load shapes by class'!I2","v":"USL"},{"$f":"'Hourly load shapes by class'!J2","v":"GS<50kW"},null,{"$f":"D11","v":"Residential"},{"$f":"E11","v":"GS>50kW"},"Street Lighting","Sentinel Lighting","USL","GS<50kW"]
[]
["CO-INCIDENT PEAK (kW)"]
[]
["1 CP"]
["Total Sytem CP ","DCP1",{"$f":"SUM(D16:I16)","v":90994.937727813201},{"$f":"'Hourly load shapes by class'!E8802*1000000","v":52245.53212916787},{"$f":"'Hourly load shapes by class'!F8802*1000000","v":23590.971985126613},{"$f":"'Hourly load shapes by class'!G8802*1000000","v":0},{"$f":"'Hourly load shapes by class'!H8802*1000000","v":0},{"$f":"'Hourly load shapes by class'!I8802*1000000","v":60.365631720430322},{"$f":"'Hourly load shapes by class'!J8802*1000000","v":15098.067981798289},null,{"$f":"'Hourly load shapes by class'!M8815*1000000","v":46065.772927323465},{"$f":"'Hourly load shapes by class'!N8815*1000000","v":24813.053092425816},{"$f":"'Hourly load shapes by class'!O8815*1000000","v":0},{"$f":"'Hourly load shapes by class'!P8815*1000000","v":0},{"$f":"'Hourly load shapes by class'!Q8815*1000000","v":29.328673587305463},{"$f":"'Hourly load shapes by class'!R8815*1000000","v":10929.285485646324}]
[]
["4 CP"]
["Total Sytem CP ","DCP4",{"$f":"SUM(D19:I19)","v":346121.94717951526},{"$f":"SUM('Hourly load shapes by class'!E8815:E8818)*1000000","v":205823.4802456749},{"$f":"SUM('Hourly load shapes by class'!F8815:F8818)*1000000","v":87757.226317733919},{"$f":"SUM('Hourly load shapes by class'!G8815:G8818)*1000000","v":1290.3731021863514},{"$f":"SUM('Hourly load shapes by class'!H8815:H8818)*1000000","v":1.7023469915986946},{"$f":"SUM('Hourly load shapes by class'!I8815:I8818)*1000000","v":242.17474833148017},{"$f":"SUM('Hourly load shapes by class'!J8815:J8818)*1000000","v":51006.990418597037},null,{"$f":"SUM('Hourly load shapes by class'!M8815:M8818)*1000000","v":167739.26165320424},{"$f":"SUM('Hourly load shapes by class'!N8815:N8818)*1000000","v":99802.138303365631},{"$f":"SUM('Hourly load shapes by class'!O8815:O8818)*1000000","v":1047.439493682198},{"$f":"SUM('Hourly load shapes by class'!P8815:P8818)*1000000","v":5.9718394049199652},{"$f":"SUM('Hourly load shapes by class'!Q8815:Q8818)*1000000","v":117.66072751124683},{"$f":"SUM('Hourly load shapes by class'!R8815:R8818)*1000000","v":43633.474917309162}]
[]
["12 CP"]
["Total Sytem CP ","DCP12",{"$f":"SUM(D22:I22)","v":873581.38349738193},{"$f":"SUM('Hourly load shapes by class'!E8802:E8813)*1000000","v":491011.82128692366},{"$f":"SUM('Hourly load shapes by class'!F8802:F8813)*1000000","v":250324.75312491204},{"$f":"SUM('Hourly load shapes by class'!G8802:G8813)*1000000","v":5020.072793045345},{"$f":"SUM('Hourly load shapes by class'!H8802:H8813)*1000000","v":6.8978993721277391},{"$f":"SUM('Hourly load shapes by class'!I8802:I8813)*1000000","v":729.13829671857843},{"$f":"SUM('Hourly load shapes by class'!J8802:J8813)*1000000","v":126488.70009641009},null,{"$f":"SUM('Hourly load shapes by class'!M8802:M8813)*1000000","v":404348.3115756982},{"$f":"SUM('Hourly load shapes by class'!N8802:N8813)*1000000","v":283277.28632597468},{"$f":"SUM('Hourly load shapes by class'!O8802:O8813)*1000000","v":3064.7851720231788},{"$f":"SUM('Hourly load shapes by class'!P8802:P8813)*1000000","v":18.872904366028923},{"$f":"SUM('Hourly load shapes by class'!Q8802:Q8813)*1000000","v":354.25222092433722},{"$f":"SUM('Hourly load shapes by class'!R8802:R8813)*1000000","v":107094.21254081403}]
[]
["NON CO_INCIDENT PEAK (kW)"]
[]
["1 NCP"]
["Classification NCP from \n Load Data Provider","DNCP1",{"$f":"SUM(D27:I27)","v":102437.9383970121},{"$f":"'Hourly load shapes by class'!E8788*1000000","v":60081.866217598581},{"$f":"'Hourly load shapes by class'!F8788*1000000","v":24096.631966098968},{"$f":"'Hourly load shapes by class'!G8788*1000000","v":1214.8499999999999},{"$f":"'Hourly load shapes by class'!H8788*1000000","v":1.6100000000000203},{"$f":"'Hourly load shapes by class'!I8788*1000000","v":60.365631720430322},{"$f":"'Hourly load shapes by class'!J8788*1000000","v":16982.614581594105},null,{"$f":"'Hourly load shapes by class'!M8788*1000000","v":47731.395108976059},{"$f":"'Hourly load shapes by class'!N8788*1000000","v":27853.266256780822},{"$f":"'Hourly load shapes by class'!O8788*1000000","v":498.38086946233534},{"$f":"'Hourly load shapes by class'!P8788*1000000","v":3.0046037678820059},{"$f":"'Hourly load shapes by class'!Q8788*1000000","v":29.328673587305463},{"$f":"'Hourly load shapes by class'!R8788*1000000","v":16982.614581594105}]
[]
["4 NCP"]
["Classification NCP from \n Load Data Provider","DNCP4",{"$f":"SUM(D30:I30)","v":390421.24575200101},{"$f":"(LARGE('Hourly load shapes by class'!E8788:E8799,1)+LARGE('Hourly load shapes by class'!E8788:E8799,2)+LARGE('Hourly load shapes by class'!E8788:E8799,3)+LARGE('Hourly load shapes by class'!E8788:E8799,4))*1000000","v":223469.20142829992},{"$f":"(LARGE('Hourly load shapes by class'!F8788:F8799,1)+LARGE('Hourly load shapes by class'!F8788:F8799,2)+LARGE('Hourly load shapes by class'!F8788:F8799,3)+LARGE('Hourly load shapes by class'!F8788:F8799,4))*1000000","v":98329.20965882673},{"$f":"(LARGE('Hourly load shapes by class'!G8788:G8799,1)+LARGE('Hourly load shapes by class'!G8788:G8799,2)+LARGE('Hourly load shapes by class'!G8788:G8799,3)+LARGE('Hourly load shapes by class'!G8788:G8799,4))*1000000","v":5213.6234717427315},{"$f":"(LARGE('Hourly load shapes by class'!H8788:H8799,1)+LARGE('Hourly load shapes by class'!H8788:H8799,2)+LARGE('Hourly load shapes by class'!H8788:H8799,3)+LARGE('Hourly load shapes by class'!H8788:H8799,4))*1000000","v":7.103304654886256},{"$f":"(LARGE('Hourly load shapes by class'!I8788:I8799,1)+LARGE('Hourly load shapes by class'!I8788:I8799,2)+LARGE('Hourly load shapes by class'!I8788:I8799,3)+LARGE('Hourly load shapes by class'!I8788:I8799,4))*1000000","v":268.44726254480383},{"$f":"(LARGE('Hourly load shapes by class'!J8788:J8799,1)+LARGE('Hourly load shapes by class'!J8788:J8799,2)+LARGE('Hourly load shapes by class'!J8788:J8799,3)+LARGE('Hourly load shapes by class'!J8788:J8799,4))*1000000","v":63133.660625931938},null,{"$f":"(LARGE('Hourly load shapes by class'!M8788:M8799,1)+LARGE('Hourly load shapes by class'!M8788:M8799,2)+LARGE('Hourly load shapes by class'!M8788:M8799,3)+LARGE('Hourly load shapes by class'!M8788:M8799,4))*1000000","v":177532.71360497814},{"$f":"(LARGE('Hourly load shapes by class'!N8788:N8799,1)+LARGE('Hourly load shapes by class'!N8788:N8799,2)+LARGE('Hourly load shapes by class'!N8788:N8799,3)+LARGE('Hourly load shapes by class'!N8788:N8799,4))*1000000","v":113658.60844367251},{"$f":"(LARGE('Hourly load shapes by class'!O8788:O8799,1)+LARGE('Hourly load shapes by class'!O8788:O8799,2)+LARGE('Hourly load shapes by class'!O8788:O8799,3)+LARGE('Hourly load shapes by class'!O8788:O8799,4))*1000000","v":2138.8403497521358},{"$f":"(LARGE('Hourly load shapes by class'!P8788:P8799,1)+LARGE('Hourly load shapes by class'!P8788:P8799,2)+LARGE('Hourly load shapes by class'!P8788:P8799,3)+LARGE('Hourly load shapes by class'!P8788:P8799,4))*1000000","v":13.2562831866365},{"$f":"(LARGE('Hourly load shapes by class'!Q8788:Q8799,1)+LARGE('Hourly load shapes by class'!Q8788:Q8799,2)+LARGE('Hourly load shapes by class'!Q8788:Q8799,3)+LARGE('Hourly load shapes by class'!Q8788:Q8799,4))*1000000","v":130.42524221472883},{"$f":"(LARGE('Hourly load shapes by class'!R8788:R8799,1)+LARGE('Hourly load shapes by class'!R8788:R8799,2)+LARGE('Hourly load shapes by class'!R8788:R8799,3)+LARGE('Hourly load shapes by class'!R8788:R8799,4))*1000000","v":63133.660625931938}]
[]
["12 NCP"]
["Classification NCP from \n Load Data Provider","DNCP12",{"$f":"SUM(D33:I33)","v":993309.08260159439},{"$f":"SUM('Hourly load shapes by class'!E8788:E8799)*1000000","v":529017.03396584804},{"$f":"SUM('Hourly load shapes by class'!F8788:F8799)*1000000","v":276653.03087601269},{"$f":"SUM('Hourly load shapes by class'!G8788:G8799)*1000000","v":14692.138537761575},{"$f":"SUM('Hourly load shapes by class'!H8788:H8799)*1000000","v":20.057763247688442},{"$f":"SUM('Hourly load shapes by class'!I8788:I8799)*1000000","v":729.13829671857843},{"$f":"SUM('Hourly load shapes by class'!J8788:J8799)*1000000","v":172197.68316200594},null,{"$f":"SUM('Hourly load shapes by class'!M8788:M8799)*1000000","v":420271.91659047228},{"$f":"SUM('Hourly load shapes by class'!N8788:N8799)*1000000","v":319782.88669453707},{"$f":"SUM('Hourly load shapes by class'!O8788:O8799)*1000000","v":6027.3126548221562},{"$f":"SUM('Hourly load shapes by class'!P8788:P8799)*1000000","v":37.432068962291403},{"$f":"SUM('Hourly load shapes by class'!Q8788:Q8799)*1000000","v":354.25222092433722},{"$f":"SUM('Hourly load shapes by class'!R8788:R8799)*1000000","v":172197.68316200594}]