{"text_format":"1","workbook":"xlsx","n_sheets":3,"sheets":["Data summary","Hourly load shapes by class","Input to CA model"],"not_rendered":{"charts":0,"images":0,"macros":1,"external_links":0,"defined_names":4,"comments":0,"pivot_tables":0},"unopened":[],"bounds":{"document_bytes":16777216,"sheet_cells":100000,"rows_first":2000,"rows_last":500,"rows_between":2000,"halvings":0,"cell_chars":16384,"cell_head_chars":4096},"cells_cut":0,"cells_raw":0,"read":"whole","date_system":"1900"}

{"sheet":"Data summary","index":0,"n_rows":54,"n_cols":15,"rows_kept":54,"cut":false,"hidden":false,"merged":[]}
["RUN # 2","Rate classes","Weather station used for normalization",null,null,null,null,"Test Year"]
[1,"Residential class","Windsor",null,null,null,null,2004]
[2,"Streetlights"]
[3,"General service <50kW"]
[4,"General service >50kW to < 1000kW"]
[5,"General service 1000kW to <5000kW"]
[6,"Large User >5000 kW"]
[7,"Embedded LDC"]
[8,"USL"]
[]
[]
["Monthly kWh by class (with actual weather)",null,"Jan","Feb","Mar","Apr","May","Jun","Jul","Aug","Sep","Oct","Nov","Dec","TOTAL"]
[1,"Residential class",39609435.909999996,32954705.98,32527798.050000001,27445389.370000001,26585093.219999999,28682151.460000001,33518675.989999998,31253419.030000001,29413670.640000001,27834231.289999999,30397113.649999999,37862126.850000001,378083811.44000006]
[2,"Streetlights",996203.50000000291,916948.61999999511,856595.16999999864,719239.38999999524,651541.47,570056.40000000189,630614.68999999994,725483.67999999761,801166.3600000015,911963.28999999608,1010329.6100000057,1030794.0000000064,9820936.1800000016]
[3,"General service <50kW",16408649.379049603,14447694.053225599,14644529.744249599,12655163.859276799,12545673.465430401,12943604.213136001,14589147.959852798,13671823.9755712,13237824.247935999,12454911.375472002,13201138.375155199,15738646.3329536,166538806.98130882]
[4,"General service >50kW to < 1000kW",40298458.516384833,38680277.249535739,40201841.891936146,36940054.378427021,38209145.653602153,38393148.987465076,38136315.262809798,39644181.452304535,39497074.520485289,39412680.239356846,40192344.284314759,39953987.954852007,469559510.39147425]
[5,"General service 1000kW to <5000kW",22850315.839331415,22378745.548921946,24512937.110922478,23273646.428904016,24634774.881128456,25700185.78557346,24459372.878839422,26951293.588934001,26204617.272753932,25244356.613574892,25351223.231495317,23007910.595084745,294569379.77546406]
[6,"Large User >5000 kW",20072867.771190815,19695682.018502902,21566608.565074109,20341772.890156198,20973060.908594236,21933754.461878087,18824305.963595655,22194557.230083447,21714256.015850782,21129649.314337429,20959114.021292634,18749631.69774064,248155260.85829693]
[7,"Embedded LDC",5577996.7936199959,4973340.8098799977,4905023.1405300098,4349863.3169900011,4183598.2752300012,3946185.4819399961,4186101.7220900017,4197681.2358499998,4157839.7996600056,4229781.9548599981,4632439.3047199948,5352758.0032600025,54692609.838629998]
[8,"USL",306589.08,306623.53000000003,318725.46999999997,278878.68,312271.40000000002,298606.69,343889.25,295408.03999999998,309892.94,292192.88,287526.83,327613.57,3678218.36]
[]
[]
["Monthly kWh by class (with normalized weather)",null,"Jan","Feb","Mar","Apr","May","Jun","Jul","Aug","Sep","Oct","Nov","Dec","TOTAL"]
[1,"Residential class",38503864.202405341,33284212.910378046,33548835.89945291,27760529.906331014,26444877.805888508,30464365.155938875,35182442.016858302,33581091.44289168,28493832.245105796,28594014.00076725,31383307.636565227,37785502.676900417,385026875.89948332]
[2,"Streetlights",996203.50000000291,916948.61999999511,856595.16999999864,719239.38999999524,651541.47,570056.40000000189,630614.68999999994,725483.67999999761,801166.3600000015,911963.28999999608,1010329.6100000057,1030794.0000000064,9820936.1800000016]
[3,"General service <50kW",16087104.863550281,14543527.861815983,14941488.430935543,12746819.348671613,12505271.45825365,13444772.327996064,15057007.953660268,14326378.02755882,12976317.691666082,12675886.606641289,13487963.071293423,15716360.954761392,168508898.59680438]
[4,"General service >50kW to < 1000kW",39977580.279940434,38775912.477888279,40498185.242824018,37031519.942203112,38170997.331408098,38792879.5840749,38509479.372170359,40166252.337764338,39271020.543448739,39633197.583132185,40478574.643709183,39931748.755563259,471237348.09412688]
[5,"General service 1000kW to <5000kW",22707986.816495139,22421165.591960602,24644383.419102397,23314216.971985005,24606367.151310712,26507073.096651137,25212633.668346968,28005134.291980796,25899894.588622358,25342169.47369834,25478183.81258709,22998046.156977307,297137255.03971785]
[6,"Large User >5000 kW",20072867.771190815,19695682.018502902,21566608.565074109,20341772.890156198,20973060.908594236,21933754.461878087,18824305.963595655,22194557.230083447,21714256.015850782,21129649.314337429,20959114.021292634,18749631.69774064,248155260.85829693]
[7,"Embedded LDC",5470734.592038081,5005309.463334186,5004083.8951409059,4380438.1476431061,4170184.2617749474,4005081.605400993,4241083.5514583588,4274602.9215708617,4092729.2549663158,4303495.8222834682,4728119.5192724969,5345323.9513169257,55021186.986200653]
[8,"USL",306589.08,306623.53000000003,318725.46999999997,278878.68,312271.40000000002,298606.69,343889.25,295408.03999999998,309892.94,292192.88,287526.83,327613.57,3678218.36]
[]
[]
["Residential class information",null,"Equipment saturation"]
[null,"Electric space heating",0.13718354430379748]
[null,"Electric water heating",0.17360114777618366]
[null,"Air conditioning",0.50329168588962414]
[null,"Baseload",1]
[]
[]
["General service >50kW to < 1000kW",null,"2004 kWh (Actual)","2004 kWh (Weather Corrected)"]
[null,"Weather sensitive load",224305782.14221293,225983619.84486565,{"$f":"D42/D44","v":0.47955371270726771}]
[null,"Non-weather sensitive load",245253728.24926132,245253728.24926132]
[null,"TOTAL",469559510.39147425,471237348.09412694]
[]
["General service 1000kW to <5000kW",null,"2004 kWh (Actual)","2004 kWh (Weather Corrected)"]
[null,"Weather sensitive load",65327108.244288296,67894983.508542061,{"$f":"D47/D49","v":0.22849704086909819}]
[null,"Non-weather sensitive load",229242271.53117579,229242271.53117579]
[null,"TOTAL",294569379.77546406,297137255.03971785]
[]
["Large User >5000 kW",null,"2004 kWh (Actual)","2004 kWh (Weather Corrected)"]
[null,"Weather sensitive load",0,0]
[null,"Non-weather sensitive load",248155260.8582969,248155260.8582969]
[null,"TOTAL",248155260.8582969,248155260.8582969]

{"sheet":"Hourly load shapes by class","index":1,"n_rows":8828,"n_cols":24,"rows_kept":2250,"cut":true,"hidden":false,"merged":[],"bounds":{"rows_first":1000,"rows_last":250,"rows_between":1000,"halvings":1}}
["ALL UNITS IN GWh"]
["Year","Month","Day","Hour (EST)","Residential","GS>50kW","Street Lighting","GS<50 kW","USL","Industrial > 1 MW ","Industrial > 5 MW ","Embedded LDC","TOTAL LDC sales","Residential","GS>50kW","Street Lighting","Sentinel Lights","GS<50 kW","USL","Industrial > 1 MW ","Industrial > 5 MW ","Embedded LDC","TOTAL LDC sales"]
[2004,1,1,1,3.7599683876447555E-2,3.3307605339333413E-2,1.0793425137261173E-3,2.2357169643755125E-2,4.1208209677419508E-4,1.3580048072602992E-2,9.7558343992790002E-3,5.9272994187420441E-3,0.12401906536066043,{"$f":"E3*1000000*$N$8826","v":45063.123971096618},{"$f":"F3*1000000*$O$8826","v":34724.833970650885},{"$f":"G3*1000000*$P$8826","v":417.43942751402159},{"$f":"G3*1000000*$Q$8826","v":13.956370753604284},{"$f":"H3*1000000*$R$8826","v":25734.862746912411},{"$f":"I3*1000000*$S$8826","v":254.76185755410225},{"$f":"J3*1000000*$T$8826","v":10483.295720763741},{"$f":"K3*1000000*$U$8826","v":5705.9907522352833},{"$f":"L3*1000000*$V$8826","v":0},{"$f":"SUM(N3:V3)","v":122398.26481748065}]
[2004,1,1,2,3.5836477849368935E-2,3.2712384201171341E-2,1.0757252654097149E-3,2.1786912329421013E-2,4.1208209677419508E-4,1.3591039377785084E-2,9.7288578185660002E-3,5.907434997976072E-3,0.12105091393647235,{"$f":"E4*1000000*$N$8826","v":42949.926103637961},{"$f":"F4*1000000*$O$8826","v":34104.286351333096},{"$f":"G4*1000000*$P$8826","v":416.04044429305844},{"$f":"G4*1000000*$Q$8826","v":13.909598150867382},{"$f":"H4*1000000*$R$8826","v":25078.451673925345},{"$f":"I4*1000000*$S$8826","v":254.76185755410225},{"$f":"J4*1000000*$T$8826","v":10491.78060255245},{"$f":"K4*1000000*$U$8826","v":5690.212694329065},{"$f":"L4*1000000*$V$8826","v":0},{"$f":"SUM(N4:V4)","v":118999.36932577594}]
[2004,1,1,3,3.3605299184831551E-2,3.2300865924349373E-2,1.0432833892248133E-3,2.1417758192066469E-2,4.1208209677419508E-4,1.3815921638987001E-2,9.7974854185849999E-3,5.7292777296314443E-3,0.11812197357444984,40275.864239391951,33675.258095085082,403.49343715687655,13.4901105033217,24653.52619325621,254.76185755410225,10665.381405283764,5730.3515932719838,0,115672.1269315033]
[2004,1,1,4,3.3430498013513964E-2,3.2283335662113589E-2,1.0248581895121289E-3,2.1142409799893701E-2,4.1208209677419508E-4,1.3761783608679672E-2,9.6837534077419997E-3,5.6280942089618298E-3,0.11736681498719108,40066.36548724123,33656.981925441607,396.36742782982594,13.251864612764034,24336.578511905649,254.76185755410225,10623.588844726017,5663.8320342528968,0,115011.72795356408]
[2004,1,1,5,3.2378003854173533E-2,3.2757077014457105E-2,1.0483983489312362E-3,2.1503906794180395E-2,4.1208209677419508E-4,1.3550514358217875E-2,9.7433895228429997E-3,5.7573669573874296E-3,0.11715073894696476,38804.953956839447,34150.880830438342,405.47166540643866,13.556249169356583,24752.690017951678,254.76185755410225,10460.496783677769,5698.7119950372544,0,114541.52335607439]
[2004,1,1,6,3.4166057677810766E-2,3.3232936164819163E-2,1.0556326872833354E-3,2.1080260025068798E-2,4.1208209677419508E-4,1.3692116838664736E-2,9.7868143313090007E-3,5.7970949297076798E-3,0.11922299475143767,40947.931844268714,34646.987645125017,408.26957063275808,13.649792328191644,24265.039227177043,254.76185755410225,10569.80867045326,5724.1102895739987,0,116830.55889711309]
[2004,1,1,7,3.7079058453608219E-2,3.471414332447767E-2,1.1164471713196674E-3,2.0913181163176271E-2,4.1208209677419508E-4,1.421312713169327E-2,9.8079813592229989E-3,6.1310627400140167E-3,0.12438708344028632,44439.155747081582,36191.219725794625,431.78978138870059,14.436150204034169,24072.718300725806,254.76185755410225,10972.009380360832,5736.4904572343385,0,122112.58140034403]
[2004,1,1,8,4.105644592610521E-2,3.6876251948892755E-2,1.2016777599840318E-3,2.1093653462362291E-2,4.1208209677419508E-4,1.4395217967449777E-2,9.8914895089880009E-3,6.5991136249044079E-3,0.13152593229546064,49206.044355591679,38445.325424611241,464.75300454194274,15.538218991115828,24280.456128151076,254.76185755410225,11112.576782557855,5785.3326895635992,0,129564.78846156261]
[2004,1,1,9,4.7445687518790289E-2,3.7787588622803743E-2,1.249012336990428E-3,2.0555428216810563E-2,4.1208209677419508E-4,1.4082803073723291E-2,9.933614152301002E-3,6.8590554016883494E-3,0.13832527141988188,56863.533895093024,39395.439201045148,483.0598149157463,16.150275773615487,23660.916488657134,254.76185755410225,10871.404019324922,5809.970543728381,0,137355.23609609206]
[2004,1,1,10,5.3078904095947656E-2,3.8526234577515701E-2,1.2659115919922612E-3,2.0595626742657705E-2,4.1208209677419508E-4,1.3903985426834312E-2,9.9161261901309986E-3,6.9518590697322793E-3,0.14465072979158511,63614.929406997602,40165.514319900241,489.59565988031216,16.368790531688965,23707.188157289096,254.76185755410225,10733.363398083662,5799.7421874101501,0,144781.46377764689]
[2004,1,1,11,5.1688520087014217E-2,3.9453165209950541E-2,1.2810020447700994E-3,2.2664754836795729E-2,4.1208209677419508E-4,1.3755326653594559E-2,9.8994852886550005E-3,7.0347295495300681E-3,0.1461890657670844,61948.557764941186,41131.885573122687,495.43194436683848,16.563916685925403,26088.917524507819,254.76185755410225,10618.604313798656,5790.0092598055235,0,146344.73215478272]
[2004,1,1,12,5.2712861382669854E-2,3.9723622276723887E-2,1.2534491529069905E-3,2.3136745534592822E-2,4.1208209677419508E-4,1.3661965533131242E-2,9.9332949184000006E-3,6.8834205462730089E-3,0.147717441441472,63176.228160961684,41413.850507083371,484.77576872340376,16.207645743860862,26632.215983980768,254.76185755410225,10546.532975802929,5809.783830259049,0,148334.35673010917]
[2004,1,1,13,5.4005448014657662E-2,4.0055681665575854E-2,1.2245961532220432E-3,2.3230251784707147E-2,4.1208209677419508E-4,1.3554298762282443E-2,9.9233066888700008E-3,6.7249718924984499E-3,0.14913063705858781,64725.389899450005,41760.038923476772,473.61677191064325,15.83456383905698,26739.849040893354,254.76185755410225,10463.418203890984,5803.9419162825689,0,150236.8511772975]
[2004,1,1,14,5.1465919665698516E-2,4.0071022924857307E-2,1.209957720461274E-3,2.3057087197060143E-2,4.1208209677419508E-4,1.3427902852498216E-2,9.9095241425040011E-3,6.6445837183176084E-3,0.14619808031817128,61681.771735177485,41776.032948745837,467.95530771957499,15.645282501332479,26540.522964885964,254.76185755410225,10365.845228222639,5795.8807829250291,0,146898.41610773196]
[2004,1,1,15,5.0332177759892113E-2,3.9832825753287206E-2,1.1605602116657747E-3,2.260121037474018E-2,4.1208209677419508E-4,1.3501781068833634E-2,9.6456834675370008E-3,6.3733131795892838E-3,0.14385963391231937,60322.984990574456,41527.700558867218,448.8506513848348,15.006551108575207,26015.772844953863,254.76185755410225,10422.876483563276,5641.5656941473362,0,144649.51963215365]
[2004,1,1,16,5.4122993780858317E-2,3.947870812155839E-2,1.1907696374260607E-3,2.1815790897549786E-2,4.1208209677419508E-4,1.3521556120229036E-2,9.3116623488640003E-3,6.5392107602667273E-3,0.1463927737635265,64866.268196511854,41158.515327969159,460.53425064506092,15.397172195767016,25111.693179847756,254.76185755410225,10438.142093122458,5446.203479477078,0,147751.51555732326]
[2004,1,1,17,5.8119840321383162E-2,3.9347879979923471E-2,1.2157509624531749E-3,2.2741102716905579E-2,4.1208209677419508E-4,1.3197772629217161E-2,9.3655193184280002E-3,6.6763977898051507E-3,0.15107634581488985,69656.478447772519,41022.120488091656,470.19586397469806,15.720191653965779,26176.79994643118,254.76185755410225,10188.193192527138,5477.7033346097478,0,153261.973322615]
[2004,1,1,18,6.7387760726623475E-2,3.9689178077496765E-2,1.3097137591403644E-3,2.2891044884681057E-2,4.1208209677419508E-4,1.3675738042765475E-2,9.9717426429420022E-3,7.1924023232174976E-3,0.16252966255364085,80764.057105826359,41377.940717495418,506.53629859846546,16.935171709819222,26349.39518854647,254.76185755410225,10557.164844743365,5832.2711288029204,0,165659.06231327693]
[2004,1,1,19,7.2163819362350515E-2,3.915120179904695E-2,1.30247926250756E-3,2.2445973402662321E-2,4.1208209677419508E-4,1.3754569996719736E-2,1.0084985629538998E-2,7.1526734816855552E-3,0.16646778503128584,86488.151039759978,40817.073709525393,503.73833215653923,16.84162650434542,25837.082866153891,254.76185755410225,10618.020202627951,5898.5046674047762,0,170434.17430168702]
[2004,1,1,20,6.5970418857709365E-2,3.8144099304358796E-2,1.2900451952387372E-3,2.3116189393210394E-2,4.1208209677419508E-4,1.3470868990929162E-2,1.0098996233428999E-2,7.0843907644221882E-3,0.15958709083607184,79065.376538240249,39767.119305322813,498.92941389717259,16.680848576512421,26608.554246582327,254.76185755410225,10399.013500731158,5906.6991870078855,0,162517.13489791221]
[2004,1,1,21,6.1597062678867012E-2,3.7413504852951772E-2,1.2404780194195636E-3,2.3265287409475355E-2,4.1208209677419508E-4,1.3496914940613662E-2,1.0264262673168E-2,6.8121884850850991E-3,0.15450178115635466,73823.920458329347,39005.438278826798,479.75913825778173,16.039923314935059,26780.177803837374,254.76185755410225,10419.120012240614,6003.3601939716027,0,156782.57766633257]
[2004,1,1,22,6.1064410735618579E-2,3.6864857988476725E-2,1.1798896591560231E-3,2.1743093183564721E-2,4.1208209677419508E-4,1.3348267098427052E-2,1.0209302769373001E-2,6.4794624523331415E-3,0.15130136598372343,73185.538480679665,38433.44665459208,456.3263816482858,15.256489318370107,25028.012386561721,254.76185755410225,10304.369366325045,5971.2152548548447,0,153648.92687153412]
[2004,1,1,23,5.6046836609903339E-2,3.620687166531382E-2,1.1395634649021837E-3,2.0525699208857329E-2,4.1208209677419508E-4,1.3304538408570203E-2,1.0217297454443001E-2,6.2580077938524936E-3,0.14411089670261656,67171.988856053518,37747.463210450303,440.7300873959374,14.735053989981607,23626.696059529957,254.76185755410225,10270.612432270022,5975.891184889063,0,145502.87874213289]
[2004,1,1,24,4.2475765241546434E-2,3.5871954308913309E-2,1.100932635069268E-3,2.157215498227549E-2,4.1208209677419508E-4,1.339460425529251E-2,1.0486429180545001E-2,6.0458633704630277E-3,0.13135978607087925,50907.094887730957,37398.295220845146,425.78948116133859,14.235540465024339,24831.249056566092,254.76185755410225,10340.139940603058,6133.3009027482167,0,130304.86688767392]
[2004,1,2,1,3.7142598615145413E-2,3.732892064054634E-2,1.0676075624406242E-3,2.1904004835632714E-2,4.1208209677419508E-4,1.3356804679184348E-2,1.0754969231343999E-2,5.8628559551992757E-3,0.1278298436162669,44515.308466500792,38917.255033517104,412.90089476447758,13.804632701194553,25213.234368875808,254.76185755410225,10310.960063452194,6290.3645616575068,0,125928.58987902317]
[2004,1,2,2,3.369571736251243E-2,3.6132914835530085E-2,1.0640296369869768E-3,2.1219067295870593E-2,4.1208209677419508E-4,1.3430489410311049E-2,1.1180049380805999E-2,5.8432074792131921E-3,0.1229775574980045,40384.230191708542,37670.359539709891,411.51711979586054,13.75836856027095,24424.817326072291,254.76185755410225,10367.841955355401,6538.9853666568433,0,120066.27172541319]
[2004,1,2,3,3.1805401967279927E-2,3.5431809208226535E-2,1.0319404596764884E-3,2.1508748203719522E-2,4.1208209677419508E-4,1.3734909386598916E-2,1.1240771576842999E-2,5.6669870861483897E-3,0.12083264998526698,38118.692074958744,36939.422077950832,399.10652016178994,13.343441463424504,24758.262861561863,254.76185755410225,10602.842937507439,6574.5005542729987,0,117660.93232543117]
[2004,1,2,4,3.1638623711659569E-2,3.5211570303506926E-2,1.0137155740890665E-3,1.9671751797851706E-2,4.1208209677419508E-4,1.3663409970315881E-2,1.1725230669644E-2,5.5669036072015232E-3,0.11890328773104286,37918.808766540526,36709.812073798559,392.05798301128124,13.107785722113993,22643.735346457346,254.76185755410225,10547.648027979158,6857.85090548059,0,115337.78274654366]
[2004,1,2,5,3.0441482425486766E-2,3.5753524732652947E-2,1.0369997936074977E-3,1.8904424908831225E-2,4.1208209677419508E-4,1.4263308339986267E-2,1.1973200975773002E-2,5.6947708403201468E-3,0.11847979411343204,36484.038028387717,37274.826501585434,401.06323495149257,13.408860863855322,21760.481675012707,254.76185755410225,11010.747420414024,7002.8837356509766,0,114202.2113144203]
[2004,1,2,6,3.2284766512714176E-2,3.7731395779330407E-2,1.0441555653744399E-3,2.062186212698524E-2,4.1208209677419508E-4,1.4888530392901486E-2,1.307734728478E-2,5.7340673576864688E-3,0.1257942071165464,38693.209244018864,39336.855368912191,403.83075428092332,13.501388122383158,23737.387150522136,254.76185755410225,11493.395761333843,7648.6766397181336,0,121581.61816446256]
[2004,1,2,7,3.6811513720585311E-2,4.2061373409432563E-2,1.1043088218713039E-3,2.1019755473680041E-2,4.1208209677419508E-4,1.6013986626047309E-2,1.4557662264861E-2,6.0644039818211291E-3,0.13804508639507285,44118.504075869598,43851.072250315257,427.09523301295144,14.279196036952081,24195.393724174472,254.76185755410225,12362.206420159659,8514.4830116837948,0,133737.79576880677]
[2004,1,2,8,4.0582988259274921E-2,4.8060570870533476E-2,1.188612736360654E-3,2.1878730209640131E-2,4.1208209677419508E-4,1.7644739335503423E-2,1.7002377101708002E-2,6.5273659582055794E-3,0.15329746656800036,48638.60656527547,50105.533766582535,459.70006174348657,15.369282521669275,25184.141284139998,254.76185755410225,13621.08730255909,9944.3474066690469,0,148223.54752704542]
[2004,1,2,9,4.566888239728252E-2,5.1341858079638793E-2,1.2354326537608084E-3,2.203174679816269E-2,4.1208209677419508E-4,1.8005821126047428E-2,1.8400922804602E-2,6.7844814388452164E-3,0.16388122739511368,54734.037548100096,53526.438763665792,477.8078257453904,15.974684530373521,25360.275426626537,254.76185755410225,13899.829113296299,10762.32857780099,0,159031.45379731958]
[2004,1,2,10,4.8400829767791226E-2,5.279382183523295E-2,1.2521482141114484E-3,2.2775757254662132E-2,4.1208209677419508E-4,1.8165172717532044E-2,1.9558253591969998E-2,6.8762763323941215E-3,0.17023434181046812,58008.269412503119,55040.183142186725,484.27262617214154,16.190824036268104,26216.690048216573,254.76185755410225,14022.842658474963,11439.228010461207,0,165482.43857960508]
[2004,1,2,11,4.9977791875115078E-2,5.4283169613923959E-2,1.2670746485082874E-3,2.2860157281572355E-2,4.1208209677419508E-4,1.8140761196598125E-2,1.9865311449617999E-2,6.9582460915754265E-3,0.17376459425368543,59898.254423376318,56592.902222790493,490.04547598598964,16.383829361104681,26313.841125163246,254.76185755410225,14003.997865615929,11618.819957642081,0,169189.00675748929]
[2004,1,2,12,5.1513112971666497E-2,5.3899487863812504E-2,1.2398212435249358E-3,2.3330403797166319E-2,4.1208209677419508E-4,1.804264796960188E-2,1.9275673388057999E-2,6.8085817454922775E-3,0.17452181107609666,61738.33279043607,56192.89492912728,479.50512792281228,16.031430915376177,26855.131893576981,254.76185755410225,13928.258076830123,11273.952549204323,0,170738.86865556706]
[2004,1,2,13,4.9821173734828986E-2,5.3137421592865934E-2,1.2112819957683226E-3,2.2735595807208384E-2,4.1208209677419508E-4,1.7938251353258571E-2,1.9316098581622001E-2,6.6518560865954273E-3,0.17122376124892186,59710.547986933219,55398.402966596354,468.46747574688357,15.662405960225257,26170.461059735098,254.76185755410225,13847.667743458478,11297.596429491032,0,167163.56792547539]
[2004,1,2,14,5.1384800152031236E-2,5.2937073701503898E-2,1.1968026549015961E-3,2.3135058968663112E-2,4.1208209677419508E-4,1.7846692346994243E-2,1.8571395809965002E-2,6.5723415788171372E-3,0.17205624730965044,61584.550207654131,55189.53033246252,462.86754089272802,15.475181750269668,26630.274613789177,254.76185755410225,13776.987571088206,10862.034799974968,0,168776.4821051661]
[2004,1,2,15,4.8996906270089263E-2,5.1751510181463407E-2,1.1479422222172451E-3,2.2518553451656858E-2,4.1208209677419508E-4,1.7832058655810088E-2,1.7459570174072004E-2,6.3040204383390851E-3,0.16642264349042216,58722.665560289344,53953.521439729251,443.97060059021868,14.843394986520121,25920.628217770449,254.76185755410225,13765.69090178706,10211.750412514228,0,163287.83238522118]
[2004,1,2,16,5.0158027061901825E-2,4.9287222294095157E-2,1.1778231858361363E-3,2.1609593402616242E-2,4.1208209677419508E-4,1.7101410263161379E-2,1.5691446525847998E-2,6.468114241777137E-3,0.16190571907201007,60114.265829025731,51384.378840825702,455.52716598814425,15.22976891457057,24874.343626419195,254.76185755410225,13201.657319056971,9177.6105560279084,0,159477.77496381232]
[2004,1,2,17,5.6543137270321724E-2,4.7847280612847973E-2,1.2025329605280014E-3,2.1579018347163564E-2,4.1208209677419508E-4,1.6140176295037122E-2,1.4994469440074001E-2,6.6038100300053982E-3,0.16532250705275195,67766.803915160446,49883.168072314504,465.08375629214663,15.54927710817185,24839.149329999222,254.76185755410225,12459.620185549369,8769.9627174954876,0,164454.09911147345]
[2004,1,2,18,6.4205613544804696E-2,4.6925102661930229E-2,1.2954742036498169E-3,2.1706000216003486E-2,4.1208209677419508E-4,1.6270135484671523E-2,1.5505581006599999E-2,7.1142046168278057E-3,0.17343419383126174,76950.261930851528,48921.751725784248,501.02910156282957,16.751048029647919,24985.315460060083,254.76185755410225,12559.94388170158,9068.9015629696769,0,173258.71656851372]
[2004,1,2,19,7.008990103520564E-2,4.5926514740999028E-2,1.2883183527425217E-3,2.1525521472169542E-2,4.1208209677419508E-4,1.6191638103787237E-2,1.5788713784570002E-2,7.0749076648556359E-3,0.17829759725110381,84002.565283529693,47880.674187901801,498.2615516255953,16.658519747800707,24777.570214337571,254.76185755410225,12499.346801874182,9234.5002136469484,0,179164.33863021771]
[2004,1,2,20,6.5888177681332566E-2,4.5228073275109401E-2,1.2760193879483256E-3,2.1390095195326992E-2,4.1208209677419508E-4,1.5797544132571152E-2,1.5784473395634997E-2,7.0073668740976564E-3,0.17278383203879527,78966.810700857837,47152.514246826897,493.50488471271666,16.499488754051782,24621.683905721497,254.76185755410225,12195.120806506518,9232.0200956930385,0,172932.91598662667]
[2004,1,2,21,5.9863955915120906E-2,4.3963104468256194E-2,1.2269911777162215E-3,2.1515241929569676E-2,4.1208209677419508E-4,1.5685288843133395E-2,1.5785739692109002E-2,6.7381243692254227E-3,0.16519052849190502,71746.796480200413,45833.721396109482,474.54305586686434,15.865532553232168,24765.73765135559,254.76185755410225,12108.46386765738,9232.760726957833,0,164432.6505682549]
[2004,1,2,22,5.9292586178039661E-2,4.2527218002579137E-2,1.1670615520710385E-3,2.0717706131712154E-2,4.1208209677419508E-4,1.5473385475012371E-2,1.5639936971124001E-2,6.4090158325609816E-3,0.16163899223987355,71062.011326686043,44336.738391376355,451.36506713547368,15.090616283380575,23847.711147077331,254.76185755410225,11944.882291188573,9147.4836564847392,0,161060.04435378604]
[2004,1,2,23,5.4629658425712081E-2,4.0028262893380358E-2,1.127173706338337E-3,1.8126819260541528E-2,4.1208209677419508E-4,1.5642089532087677E-2,1.5380917417853999E-2,6.1899684015373326E-3,0.15153697173422548,65473.504464184807,41731.45349073648,435.93830568053517,14.574848993082387,20865.396342261345,254.76185755410225,12075.115594499262,8995.9883445393079,0,149846.73324844893]
[2004,1,2,24,5.12252755777724E-2,3.740448355975684E-2,1.0889629732827141E-3,1.568017313139632E-2,4.1208209677419508E-4,1.5798833389823016E-2,1.5435973546062002E-2,5.9801309746315562E-3,0.14302591524949904,61393.360417604716,38996.033132308366,421.16017331867226,14.080767503185106,18049.113989570793,254.76185755410225,12196.116065504069,9028.1895633742588,0,140352.81596673816]
[2004,1,3,1,3.7087399601061263E-2,3.487518209812715E-2,1.0157822056896587E-3,1.8572162330204343E-2,4.1208209677419508E-4,1.664242066074641E-2,1.5445435843489001E-2,5.5782526869692199E-3,0.12962871752306121,44449.152590751139,36359.110651030605,392.85725988702978,13.134508172552277,21378.021283418086,254.76185755410225,12847.334292426507,9033.7238702724317,0,124728.09631351243]
[2004,1,3,2,3.5322050243513051E-2,3.3688804898860218E-2,9.9307052705293578E-4,1.8751156717026193E-2,4.1208209677419508E-4,1.6510787224231601E-2,1.5683149065683001E-2,5.4535296098457489E-3,0.12681463038298693,42333.38594726289,35122.253457263498,384.07344010097643,12.840836234812548,21584.057917335864,254.76185755410225,12745.718139497776,9172.7575389479953,0,121609.84913419791]
[2004,1,3,3,3.3275484673786E-2,3.2789662828321103E-2,9.6521582356220873E-4,1.9589556982986544E-2,4.1208209677419508E-4,1.6674485999404208E-2,1.5722704979907999E-2,5.3005631828680439E-3,0.1247297565676103,39880.582400120365,34184.853160922568,373.3005377730575,12.480662736405398,22549.122642221162,254.76185755410225,12872.087549980455,9195.8929952838189,0,119323.08180659193]
[2004,1,3,4,3.2042174475446279E-2,3.2838862982946589E-2,9.4235154254036541E-4,1.9490175488407042E-2,4.1208209677419508E-4,1.6584959594449073E-2,1.5487197592008001E-2,5.1750020770214194E-3,0.12297280584959296,38402.463314193323,34236.146767391561,364.45769848997531,12.185017583085314,22434.72671629049,254.76185755410225,12802.976470774853,9058.1494745922628,0,117565.86731686967]
[2004,1,3,5,3.223495721211371E-2,3.3109594828491483E-2,9.5630421425232535E-4,1.8637171975659502E-2,4.1208209677419508E-4,1.8250140047197286E-2,1.5781430006231001E-2,5.2516243372182272E-3,0.12463330471793772,38633.512925952782,34518.398171878223,369.85394223805542,12.365431730530682,21452.852504438997,254.76185755410225,14088.434299883165,9230.2400786197759,0,118560.41921229564]
[2004,1,3,6,3.352300704801707E-2,3.4308450300288909E-2,9.6977340765701248E-4,1.9414536836673661E-2,4.1208209677419508E-4,1.9061335603984694E-2,1.6685264061449996E-2,5.3255915359741767E-3,0.12970004089081971,40177.237326056638,35768.264584934659,375.06319908880056,12.539594292013476,22347.66067207573,254.76185755410225,14714.647319432661,9758.8743860057275,0,123409.04893944033]
[2004,1,3,7,3.527601876878031E-2,3.7521090708932205E-2,1.0009891227871427E-3,1.9741369942203491E-2,4.1208209677419508E-4,1.9964008714926117E-2,2.3520614042597001E-2,5.4970152386389524E-3,0.14293318863563942,42278.217343737655,39117.601880756454,387.13598422201812,12.943227140858657,22723.871312598676,254.76185755410225,15411.477633330574,13756.7327120551,0,133942.74195139541]
[2004,1,3,8,4.1397934614908226E-2,4.1093275273806663E-2,1.0815234141034842E-3,1.8458717606186732E-2,4.1208209677419508E-4,2.0206614817355219E-2,2.7172007686887999E-2,5.9392760150260866E-3,0.15576143152504862,49615.317666740368,42841.781828970939,418.28289823199628,13.984570749301788,21247.437473012993,254.76185755410225,15598.760587104294,15892.359201229097,0,145882.68608359309]
[2004,1,3,9,4.4690576818006499E-2,4.2272674895934462E-2,1.1238148018108249E-3,1.9450159543496253E-2,4.1208209677419508E-4,1.9923940029570038E-2,2.7725444102287996E-2,6.1715226972309193E-3,0.16177021498511118,53561.540839207657,44071.364551781473,434.63923780800377,14.531416888522653,22388.665212693373,254.76185755410225,15380.546087618492,16216.052997062287,0,152322.10220061388]
[2004,1,3,10,4.7792863437429084E-2,4.3423344922999374E-2,1.1634326800153312E-3,2.0172231071646219E-2,4.1208209677419508E-4,2.037678664867577E-2,2.7372395630743E-2,6.3890875790613326E-3,0.16710222406734432,57279.623336504505,45270.995243863908,449.96158839337676,15.04369338061081,23219.826400200091,254.76185755410225,15730.126957940365,16009.562067503723,0,158229.90114534067]
[2004,1,3,11,4.9271858567701665E-2,4.3630879199661146E-2,1.1392189966244529E-3,2.1631558788517965E-2,4.1208209677419508E-4,2.0405215658358011E-2,2.5777910602511001E-2,6.2561161175806856E-3,0.16852484002772911,59052.195178521244,45487.360041839616,440.59686310538643,14.73059986449713,24899.627515228516,254.76185755410225,15752.073103782708,15076.97993733331,0,160978.32509722939]
[2004,1,3,12,5.246199524146513E-2,4.2761567259828381E-2,1.1147761029870269E-3,2.1098571246057185E-2,4.1208209677419508E-4,2.0007271987976607E-2,2.2425871416232004E-2,6.1218859289176534E-3,0.16640402128023821,62875.565738947531,44581.059139332239,431.14348996661431,14.414542559650343,24286.116884428535,254.76185755410225,15444.875282794823,13116.439832280706,0,161004.37676786422]
[2004,1,3,13,5.5053303855841208E-2,4.1873005526464162E-2,1.1003394088778694E-3,1.9489301982678536E-2,4.1208209677419508E-4,2.0787043232158575E-2,2.1406827756346E-2,6.0426056193647951E-3,0.16616450947850533,65981.242417525835,43654.689370344109,425.56004889255041,14.227869790921709,22433.721242413878,254.76185755410225,16046.829893235355,12520.421751052998,0,161331.45445080975]
[2004,1,3,14,5.0802886670398534E-2,4.1543116384619001E-2,1.0611034323379275E-3,2.0070158066190943E-2,4.1208209677419508E-4,1.9294900345134744E-2,1.9567209095978998E-2,5.8271379823714962E-3,0.15857859407380584,60887.128403539093,43310.76354431764,410.38540008876669,13.720531454381302,23102.332333311795,254.76185755410225,14894.950676116601,11444.465904111876,0,154318.50865049427]
[2004,1,3,15,4.838487881272735E-2,4.0804196755647462E-2,1.0439170660289929E-3,2.064888703022464E-2,4.1208209677419508E-4,1.8252740017640299E-2,1.8499618131846002E-2,5.7327576186428746E-3,0.15377907752953182,57989.152234075162,42540.403106445192,403.73851383921016,13.498304221538689,23768.494942192392,254.76185755410225,14090.441381071218,10820.053483892541,0,149880.54382329137]
[2004,1,3,16,4.9897298897357042E-2,4.010291466552713E-2,1.055832773880084E-3,2.0318473111015013E-2,4.1208209677419508E-4,1.7490641218385353E-2,1.6376761388493002E-2,5.7981937219386201E-3,0.15145219787337044,59801.783797521261,41809.281673429352,408.34695481186509,13.652379535395603,23388.162503157368,254.76185755410225,13502.129245626973,9578.4373954944313,0,148756.55580713076]
[2004,1,3,17,5.6566109649688001E-2,3.9891725444024022E-2,1.0893146037623657E-3,1.9715613876985144E-2,4.1208209677419508E-4,1.7352030875052295E-2,1.5184420101064999E-2,5.9820619827324556E-3,0.15619335863008349,67794.336252471985,41589.106413803995,421.29616761543684,14.085314239072813,22694.224053403694,254.76185755410225,13395.12717823013,8881.061027556565,0,155043.99826487497]
[2004,1,3,18,6.3947627996328874E-2,4.052352140873728E-2,1.1302310861220093E-3,2.0523987238727545E-2,4.1208209677419508E-4,1.739503010665017E-2,1.5121960756804E-2,6.2067582575692911E-3,0.16526119894771338,{"$f":"E68*1000000*$N$8826","v":76641.066917618984},{"$f":"F68*1000000*$O$8826","v":42247.785107588301},{"$f":"G68*1000000*$P$8826","v":437.12075782186986},{"$f":"G68*1000000*$Q$8826","v":14.614382250832234},{"$f":"H68*1000000*$R$8826","v":23624.725447103665},{"$f":"I68*1000000*$S$8826","v":254.76185755410225},{"$f":"J68*1000000*$T$8826","v":13428.320997441679},{"$f":"K68*1000000*$U$8826","v":8844.5298169847356},{"$f":"L68*1000000*$V$8826","v":0},{"$f":"SUM(N68:V68)","v":165492.92528436417}]
[2004,1,3,19,6.7168000430676847E-2,4.0303696062472055E-2,1.1705618903013941E-3,2.096086225401492E-2,4.1208209677419508E-4,1.769733546822784E-2,1.4962003685177999E-2,6.4282382318404862E-3,0.16910278011948576,80500.674958978838,42018.606258678781,452.71883497877008,15.135877187574195,24127.602990868076,254.76185755410225,13661.689575111499,8750.9741523334324,0,169782.16450569106]
[2004,1,3,20,6.5753795965112452E-2,3.9346184731005505E-2,1.1492761526473248E-3,1.9526770922921387E-2,4.1208209677419508E-4,1.8126492806094716E-2,1.5129255960631E-2,6.3113458285301537E-3,0.16575520446371675,78805.754561200534,41020.353106839968,444.4865027695497,14.860643290376359,22476.850943077548,254.76185755410225,13992.983194952994,8848.7966345493733,0,165858.84744423444]
[2004,1,3,21,6.0146570806856897E-2,3.8283655091808311E-2,1.108206978869664E-3,2.0903160013596191E-2,4.1208209677419508E-4,1.7998117520916169E-2,1.4811986814499E-2,6.0858110360385888E-3,0.15974959035935901,72085.509697689849,39912.613149730329,428.60285863230894,14.329600911802286,24061.183168456424,254.76185755410225,13893.882214561096,8663.2323107092143,0,159314.11485824516]
[2004,1,3,22,5.6671794718377633E-2,3.6868185423751719E-2,1.0721027344747691E-3,2.0905726658424099E-2,4.1208209677419508E-4,1.79584566803116E-2,1.5325892348085002E-2,5.88754156726986E-3,0.1551017822274689,67920.999534214046,38436.915671241433,414.6394180012141,13.862757241562354,24064.137578760539,254.76185755410225,13863.26550993907,8963.8052911588402,0,153932.38761811081]
[2004,1,3,23,5.3514634668107304E-2,3.5390801138705089E-2,1.0332232159759942E-3,2.0067114339036032E-2,4.1208209677419508E-4,1.7849437831543483E-2,1.5510859268524002E-2,5.674031449334086E-3,0.1494521840080002,64137.151371835098,36896.66912735346,399.60263057020614,13.360028063391386,23098.828763682061,254.76185755410225,13779.106983793712,9071.9887118995975,0,147651.46947475162]
[2004,1,3,24,4.5005190154398945E-2,3.404085626123176E-2,9.8105278750210828E-4,2.0458255200689203E-2,4.1208209677419508E-4,1.7685777224010872E-2,1.5365403617956E-2,5.3875331909626432E-3,0.13933615053352569,53938.604109936212,35489.284499661997,379.42553801770589,12.685441606454415,23549.062695335619,254.76185755410225,13652.767037319916,8986.9146359125443,0,136263.50581534457]
[2004,1,4,1,3.8013163002518079E-2,3.4482520601986574E-2,9.8722868299192467E-4,2.2342749307755125E-2,4.1208209677419508E-4,1.7474972534433642E-2,1.4740805621267001E-2,5.4214486360428396E-3,0.13387497048376937,45558.677635292399,35949.74152583423,381.8140868285513,12.765298636169508,25718.263804665356,254.76185755410225,13490.03360012242,8621.5998666053165,0,129987.65767553855]
[2004,1,4,2,3.5582795321335139E-2,3.3611664343391391E-2,9.6847668308525255E-4,2.1773593446221012E-2,4.1208209677419508E-4,1.7340171107066042E-2,1.4924213062255E-2,5.318470464856606E-3,0.12993146652498463,42645.888249286509,35041.830594263636,374.56168640307294,12.522827076177315,25063.120590583589,254.76185755410225,13385.971875221272,8728.8711792719205,0,125507.52885966029]
[2004,1,4,3,3.3839249406446441E-2,3.322917595774879E-2,9.6177028013356329E-4,2.1404300592066466E-2,4.1208209677419508E-4,1.7385556274180015E-2,1.5437196030926E-2,5.28164169381138E-3,0.12795097233208685,40556.252975487179,34643.067442370011,371.96796200768432,12.436110352962434,24638.035435954571,254.76185755410225,13421.007548559715,9028.9045701120976,0,122926.43390239832]
[2004,1,4,4,3.3493321951773986E-2,3.3059310738038E-2,9.4606199840717637E-4,2.1131142683093702E-2,4.1208209677419508E-4,1.7343479500351876E-2,1.5523922565134001E-2,5.195378354822886E-3,0.12710469988839582,40141.659814913415,34465.974508436404,365.89273005146782,12.232995400213381,24323.609173254037,254.76185755410225,13388.525832688181,9079.6291705830572,0,122032.28608288088]
[2004,1,4,5,3.2452597926121277E-2,3.3168581464182056E-2,9.5583779069106239E-4,2.1491846714180397E-2,4.1208209677419508E-4,1.7896162486314534E-2,1.545507414889E-2,5.24906293333725E-3,0.12708124556049077,38894.354759323207,34579.894671250499,369.6735513223669,12.359400669892917,24738.807916215985,254.76185755410225,13815.176692147963,9039.361120684287,0,121704.3899691683]
[2004,1,4,6,3.4485357963676549E-2,3.3885369054670572E-2,9.7745290060058279E-4,2.10668148474688E-2,4.1208209677419508E-4,1.9037928292275436E-2,1.6157511186370002E-2,5.367764111854207E-3,0.13139028045369036,41330.612411830334,35327.181359031179,378.03326938362767,12.638893494404895,24249.562769035998,254.76185755410225,14696.577739018485,9450.202374835204,0,125699.57067418334]
[2004,1,4,7,3.7464214000542388E-2,3.5592901566109024E-2,1.0038914072645841E-3,2.0901934750376272E-2,4.1208209677419508E-4,1.9942043139393684E-2,1.8471034377723999E-2,5.5129533758635999E-3,0.13930105471404775,44900.763674868496,37107.368867412879,388.25845272051492,12.98075494846791,24059.772794008502,254.76185755410225,15394.521020014321,10803.335422678181,0,132921.76284420548]
[2004,1,4,8,4.1129667920223614E-2,3.7311176446314327E-2,1.0674987345630988E-3,2.1081299385562292E-2,4.1208209677419508E-4,2.020715218223372E-2,2.1326134865033999E-2,5.8622583178348647E-3,0.14839726994854013,49293.800726342321,38898.755829135036,412.85880520873968,13.80322550914221,24266.235612948178,254.76185755410225,15599.175412950353,12473.226106605465,0,141212.61757625334]
[2004,1,4,9,4.8234206657337152E-2,3.8289428422557004E-2,1.1091298048450276E-3,2.0546424047210562E-2,4.1208209677419508E-4,2.0326372111114141E-2,2.2198697321207002E-2,6.0908788118352528E-3,0.15720721927288034,57808.572045165805,39918.632133973224,428.9597647505725,14.341533455262256,23650.551980425626,254.76185755410225,15691.208796306582,12983.57028649835,0,150750.59839812951]
[2004,1,4,10,5.3266316751179002E-2,3.9786054097120861E-2,1.1369870012568652E-3,2.0585193997057705E-2,4.1208209677419508E-4,2.0593246002735176E-2,2.0414801874473001E-2,6.2438589288971169E-3,0.16243854074949393,63839.542990031812,41478.938782739446,439.7336312243005,14.701739188229645,23695.179245590185,254.76185755410225,15897.225587341263,11940.205823201279,0,157560.28965687059]
[2004,1,4,11,5.1733128783959789E-2,4.0614650321235887E-2,1.1271595896779215E-3,2.2655220644795727E-2,4.1208209677419508E-4,2.0572129508303158E-2,1.7513964804385003E-2,6.1898908787194956E-3,0.16081822662785117,62002.021172964851,42342.791528019945,435.93284601359227,14.574666458489284,26077.94291875797,254.76185755410225,15880.92443328546,10243.564734573669,0,157252.51415762809]
[2004,1,4,12,5.2820323360198956E-2,4.0683391304727916E-2,1.1178737849953191E-3,2.3128592299392823E-2,4.1208209677419508E-4,2.0426027345552787E-2,1.7279814691023999E-2,6.1388971079768487E-3,0.16200700199064286,63305.021063356442,42414.457419771134,432.34152913186307,14.454596942790729,26622.830968249411,254.76185755410225,15768.138957905201,10106.615056381974,0,158918.62144929293]
[2004,1,4,13,5.3147629020071821E-2,4.0804581552028693E-2,1.0948916145255643E-3,2.3221243474307148E-2,4.1208209677419508E-4,2.0192422585153753E-2,1.7263261339380997E-2,6.0126886023964101E-3,0.16214880028463857,63697.296050980251,42540.804275797193,423.45309569954628,14.157427427350127,26729.479766274988,254.76185755410225,15587.804707838601,10096.933334908674,0,159344.69051648071]
[2004,1,4,14,5.1180629541168955E-2,4.1127140567430442E-2,1.0759590756892637E-3,2.3048109942660142E-2,4.1208209677419508E-4,1.9374755890167385E-2,1.7068128946299999E-2,5.9087189866232738E-3,0.15919552504681364,61339.85225809757,42877.088080695503,416.13087122241637,13.91262142003902,26530.189438169058,254.76185755410225,14956.596208521514,9982.8043342704495,0,156371.33566995064]
[2004,1,4,15,5.1380548739059652E-2,4.0954131160929996E-2,1.0385065566753601E-3,2.2593249686740178E-2,4.1208209677419508E-4,1.9089379837525643E-2,1.6392376665533E-2,5.7030453553538326E-3,0.15756332009859184,61579.454900193028,42696.717175766047,401.64598074761284,13.428343969306558,26006.609466211587,254.76185755410225,14736.296432300311,9587.5704560546237,0,155276.4846127966]
[2004,1,4,16,5.5113842661833452E-2,4.0789960247597498E-2,1.0561237234942924E-3,2.1807749463949786E-2,4.1208209677419508E-4,1.8551292862353467E-2,1.5627628314450002E-2,5.79979149600686E-3,0.15915847086645957,66053.798020079703,42525.56083924164,408.45948057532388,13.656141641154314,25102.436856561671,254.76185755410225,14320.913154268961,9140.2845714777741,0,157819.87092140032]
[2004,1,4,17,5.8317107608081092E-2,4.1164890911395614E-2,1.1033003363566719E-3,2.2732868736105579E-2,4.1208209677419508E-4,1.8173731240129106E-2,1.5647726061696003E-2,6.0588657995215619E-3,0.16361057279005981,69892.90278115579,42916.444690489894,426.70519777341389,14.266155878186115,26167.321986156014,254.76185755410225,14029.449521929211,9152.0393384441868,0,162853.89152938078]
[2004,1,4,18,6.9727830707469407E-2,4.1435897900354388E-2,1.1763997377745934E-3,2.2883879230281054E-2,4.1208209677419508E-4,1.9167881801537161E-2,1.5966430318036001E-2,6.4602972580481578E-3,0.17723069905027497,83568.62493130099,43198.982945660289,454.97664255712033,15.211363108588916,26341.146956081702,254.76185755410225,14796.897050132717,9338.4430292969591,0,177969.04477569248]
[2004,1,4,19,7.3185771149006762E-2,4.0649320825008869E-2,1.2191400590252474E-3,2.2436963021862318E-2,4.1208209677419508E-4,1.9629349515607047E-2,1.5983091610140998E-2,6.6950092962419321E-3,0.18021072757366738,87712.957615419,42378.937251344403,471.5066087242509,15.764014154866189,25826.711208342083,254.76185755410225,15153.133087465991,9348.1878829691832,0,181161.95952597391]
[2004,1,4,20,6.6878914196875749E-2,4.015345309258881E-2,1.2077648995682795E-3,2.3108249409210396E-2,4.1208209677419508E-4,2.0394374474505726E-2,1.6103577524414998E-2,6.6325416595279648E-3,0.1748909573534661,80154.205854745829,41861.970495425878,467.10722670120361,15.616928368154468,26599.41469977437,254.76185755410225,15743.704110117955,9418.6576638700226,0,174515.43883655753]
[2004,1,4,21,6.3390666456548839E-2,3.9099721717871398E-2,1.1946875003722463E-3,2.3259196292675356E-2,4.1208209677419508E-4,2.1707574351905162E-2,1.5899249114813E-2,6.5607260313399187E-3,0.17152390356230013,75973.549951340392,40763.403166314485,462.04949760748076,15.447831877141013,26773.16644876331,254.76185755410225,16757.445930592246,9299.1500986643114,0,170298.97478271349]
[2004,1,4,22,6.2897180886144738E-2,3.8744321164822654E-2,1.1574413991833083E-3,2.1735931669964719E-2,4.1208209677419508E-4,2.2201511783197195E-2,1.5816267429665E-2,6.3561859607691234E-3,0.16932092239052093,75382.108770341598,40392.880426178584,447.6444399360613,14.966223499162322,25019.768920483821,254.76185755410225,17138.747390801018,9250.6157848700568,0,167901.49381366442]
[2004,1,4,23,5.7861665190791028E-2,3.9341158964935653E-2,1.0837487616814439E-3,2.0518875170457328E-2,4.1208209677419508E-4,2.2557654382880432E-2,1.6020998326713998E-2,5.9514966968185644E-3,0.16374767959105266,69347.056220863451,41015.113495929101,419.14355905759123,14.013345466741967,23618.841053981312,254.76185755410225,17413.676328554426,9370.35875686482,0,161452.96461827157]
[2004,1,4,24,4.2802517109512356E-2,4.0225785673666255E-2,1.0263577112377179E-3,2.1564722246275491E-2,4.1208209677419508E-4,2.4921132215970448E-2,1.6721150698850003E-2,5.636328957560578E-3,0.15331007670984703,51298.706157185254,41937.38080616403,396.9473730119293,13.27125408449267,24822.693392148729,254.76185755410225,19238.193953329173,9779.8637563407137,0,147741.81854981845]
[2004,1,5,1,4.0235974251906732E-2,4.1111970630663325E-2,1.1194111951647698E-3,2.0817916519392375E-2,4.1208209677419508E-4,2.4754877141268686E-2,1.8364638202785E-2,6.147339924124519E-3,0.1529642099620796,48222.711174103439,42861.272667662452,432.93612779987461,14.474476328669031,23963.061194237067,254.76185755410225,19109.851173991563,10741.106446105969,0,145600.1751177831]
[2004,1,5,2,3.6791576031645207E-2,4.0494656334360703E-2,1.1020989363397557E-3,2.0376653104511297E-2,4.1208209677419508E-4,2.5240304118205943E-2,2.1645331556394004E-2,6.0522682111458746E-3,0.15211497038937696,44094.60880719241,42217.691832942299,426.24055218695821,14.250621250534339,23455.132256981342,254.76185755410225,19484.582877654389,12659.917812768383,0,142607.1866185304]
[2004,1,5,3,3.5333408798505772E-2,4.0001209640615557E-2,1.1110594543876163E-3,2.0709702679760137E-2,4.1208209677419508E-4,2.5842592876720066E-2,2.3327733392618E-2,6.1014756432087132E-3,0.15283926458259006,42346.99914607199,41703.249130169184,429.70606334450082,14.366484667781364,23838.49854365889,254.76185755410225,19949.527562020663,13643.920710536639,0,142181.02949802377]
[2004,1,5,4,3.6914982745464661E-2,3.9966376352600752E-2,1.1264780626379822E-3,1.9926935652415729E-2,4.1208209677419508E-4,2.6964813856003574E-2,2.3645714122846002E-2,6.1861482161482398E-3,0.15514353110489112,44242.511434831125,41666.933696182175,435.66926308808934,14.565854015796591,22937.472057189316,254.76185755410225,20815.840724314137,13829.901225560972,0,144197.65611273571]
[2004,1,5,5,3.6610513293821034E-2,4.0705784250932867E-2,1.1521759442036557E-3,2.0497863810187214E-2,4.1208209677419508E-4,2.7259977676740061E-2,2.4143298569917E-2,6.327270275670642E-3,0.15710896591824669,43877.605583762976,42437.803179130256,445.60800712223744,14.898138863425375,23594.655323797513,254.76185755410225,21043.696296128619,14120.92833172557,0,145789.95671808469]
[2004,1,5,6,3.8974577991489984E-2,4.4135228729452032E-2,1.2165896325559713E-3,2.1105320690997052E-2,4.1208209677419508E-4,2.8327585595192575E-2,2.5275542385693E-2,6.6810034166099909E-3,0.16612793053876476,46710.931015349401,46013.169493066736,470.52022251995339,15.731036025187832,24293.886027030796,254.76185755410225,21867.850191838756,14783.154900738562,0,154410.00474412346]
[2004,1,5,7,4.6536325854871635E-2,5.2213547790056811E-2,1.3392967395461997E-3,2.1527255386059457E-2,4.1208209677419508E-4,3.2461043897237224E-2,2.7080784929871999E-2,7.3548597269927178E-3,0.18892519642141026,55773.666290610367,54435.218610184653,517.97761796439943,17.317692584601716,24779.566085759714,254.76185755410225,25058.727388893793,15839.004850732417,0,176676.24039428405]
[2004,1,5,8,5.4604709753820008E-2,6.2769611723776514E-2,1.5156649725865761E-3,2.1536970974892392E-2,4.1208209677419508E-4,3.7967556374348142E-2,3.2500652958170007E-2,8.3234005857937728E-3,0.21963064944016164,65443.60354538769,65440.439902665858,586.18863837336301,19.598210972571163,24790.749493548137,254.76185755410225,29309.551714331112,19008.976334677413,0,204853.86969751026]
[2004,1,5,9,5.7273868269432864E-2,6.7638701792137296E-2,1.5881261664151252E-3,2.0887245623476335E-2,4.1208209677419508E-4,3.9191720351802246E-2,3.3925687294550005E-2,8.7213272741242399E-3,0.22963875886871232,68642.583129439838,70516.708295107339,614.21325417798755,20.535165899722887,24042.864452270016,254.76185755410225,30254.561107357353,19842.450173225039,0,214188.67743503142]
[2004,1,5,10,5.0458331528372327E-2,6.9500082573032154E-2,1.6136211716866165E-3,2.3166484009375148E-2,4.1208209677419508E-4,3.9287755894954465E-2,3.2805506401582002E-2,8.8613352215596176E-3,0.22610519889733657,60474.17995612591,72457.290270732134,624.07353510795633,20.864827468139822,26666.447310173684,254.76185755410225,30328.697000926091,19187.278964437559,0,210013.59372252558]
[2004,1,5,11,4.957939589600141E-2,7.131423839274828E-2,1.6018204943381951E-3,2.3959086850111364E-2,4.1208209677419508E-4,4.059961238895185E-2,3.3329243322574004E-2,8.7965308178614889E-3,0.22959201025936082,59420.777871834587,74348.637877224246,619.50958257763591,20.712239548991089,27578.795592365877,254.76185755410225,31341.401779013293,19493.602125069046,0,213078.19892518778]
[2004,1,5,12,5.0005626625235639E-2,7.1163917739919827E-2,1.5733161870473045E-3,2.4579880289661696E-2,4.1208209677419508E-4,3.9945619810770147E-2,3.0701855287416997E-2,8.6399970374457825E-3,0.2270222950742716,59931.614299472851,74191.921125640074,608.48544374693631,20.343666389343198,28293.377724879858,254.76185755410225,30836.543654829253,17956.895861148918,0,212093.94363366137]
[2004,1,5,13,5.1809314923060019E-2,6.9580763465233494E-2,1.52908879878407E-3,2.2846856725373264E-2,4.1208209677419508E-4,3.9550040356934157E-2,3.4249482255563998E-2,8.3971186467483236E-3,0.22837474726847154,62093.330063817084,72541.404110732125,591.38034930077254,19.771786916223569,26298.531137642676,254.76185755410225,30531.170921724777,20031.831314555478,0,212362.18154224326]
[2004,1,5,14,4.993298682820798E-2,7.1271381207991077E-2,1.5107959909889316E-3,2.3510903094950245E-2,4.1208209677419508E-4,4.1080981646113499E-2,3.3450633113624006E-2,8.2966621673338618E-3,0.22946642614598381,59844.555690431109,74303.957132091658,584.30554300294125,19.535252911061463,27062.900798514413,254.76185755410225,31713.001072825122,19564.600565263798,0,213347.61791259426]
[2004,1,5,15,5.0452553938281935E-2,6.9491709308863212E-2,1.4911168618502171E-3,2.3038265720130419E-2,4.1208209677419508E-4,4.0119918923002151E-2,3.4208755134430995E-2,8.1885925886580682E-3,0.2274029945719912,60467.255529331436,72448.560726680647,576.69457215988598,19.280793164618405,26518.857962866536,254.76185755410225,30971.096134144918,20008.010842923934,0,211264.5184188261]
[2004,1,5,16,5.5056752314542691E-2,6.7071391058399363E-2,1.5037291927635277E-3,2.2105098202923928E-2,4.1208209677419508E-4,3.7374808150072353E-2,3.4149051574091004E-2,8.2578542555902558E-3,0.22593076684515734,65985.375386368993,69925.258659562562,581.57243449655448,19.443876119338352,25444.708669469997,254.76185755410225,28851.97197014913,19973.091434779748,0,211036.18428850043]
[2004,1,5,17,6.1088073466055895E-2,6.5307533691534081E-2,1.522867170062929E-3,2.2454799327080822E-2,4.1208209677419508E-4,3.7323629810598884E-2,3.0059122902826002E-2,8.3629520538146887E-3,0.2265310605187475,73213.898201966018,68086.349690025338,588.97411300550061,19.691338535825992,25847.2422001458,254.76185755410225,28812.464181639869,17580.974654152069,0,214404.35623702451]
[2004,1,5,18,7.3208490945302518E-2,6.3177757941627097E-2,1.5657420496982847E-3,2.2892150497634382E-2,4.1208209677419508E-4,3.5300702399066491E-2,2.9756517614469E-2,8.5984030305986583E-3,0.23491184657517067,87740.187232573182,65865.952619843214,605.55612009047024,20.24572948086665,26350.667836115834,254.76185755410225,27250.838908787038,17403.986924935372,0,225492.19722938011]
[2004,1,5,19,7.2665338496035473E-2,6.215756368672691E-2,1.5484636134815114E-3,2.3207771499886416E-2,4.1208209677419508E-4,3.5849237917478148E-2,3.4573193618209E-2,8.50351705729358E-3,0.23891716798588525,87089.220425592721,64802.349404952656,598.87362548755902,20.022311743848849,26713.972462883194,254.76185755410225,27674.288076426812,20221.163560886183,0,227374.65172552707]
[2004,1,5,20,7.4205182117848295E-2,6.1647486018534189E-2,1.5378800257249314E-3,2.2710194618097118E-2,4.1208209677419508E-4,3.5406764616907178E-2,3.4055077631495005E-2,8.445396402580168E-3,0.23842006352796108,88934.719027492392,64270.568084750317,594.780386540731,19.885461325417527,26141.222290883627,254.76185755410225,27332.715025018704,19918.127971332327,0,227466.7801048976]
[2004,1,5,21,6.970751359987111E-2,5.9905539877939423E-2,1.4663657264315153E-3,2.2310225769132903E-2,4.1208209677419508E-4,3.4000697340900811E-2,3.4958377724622E-2,8.0526696645493792E-3,0.23081347180022138,83544.274930342348,62454.502657598845,567.12198545259844,18.960750158729986,25680.826650686402,254.76185755410225,26247.283001593023,20446.44997506138,0,219214.18180844747]
[2004,1,5,22,6.465293622230904E-2,5.8055144528365396E-2,1.4223412243550063E-3,2.1931532773213511E-2,4.1208209677419508E-4,3.528314541259802E-2,3.3906797926036E-2,7.8109054402646719E-3,0.22347488562391585,77486.377003991482,60525.373540107372,550.09535793658915,18.391494092737123,25244.921192683818,254.76185755410225,27237.285563457892,19831.402162604394,0,211148.60817242839]
[2004,1,5,23,6.0004017263913183E-2,5.515527994696854E-2,1.3825096078429082E-3,2.0139582247043087E-2,4.1208209677419508E-4,3.4784688273141351E-2,3.2031327116769003E-2,7.5921667966948299E-3,0.21150165334914711,71914.659644819709,57502.120589302707,534.69034332601166,17.876453870853222,23182.245032191626,254.76185755410225,26852.495055418942,18734.477116956266,0,198993.32609344024]
[2004,1,5,24,4.5343385236432207E-2,5.2097897250770971E-2,1.2723809300173962E-3,2.1202150722224138E-2,4.1208209677419508E-4,3.4325037545024667E-2,3.4400707982538005E-2,6.987385978964874E-3,0.19604102774274643,54343.930041881787,54314.647175090387,492.0976986004253,16.452441901723006,24405.345017731095,254.76185755410225,26497.661664156287,20120.280191842441,0,180445.17608875825]
[2004,1,6,1,3.8720606339260347E-2,5.024512974824695E-2,1.2141968734543894E-3,2.1093263343852694E-2,4.1208209677419508E-4,3.2708476540980566E-2,3.3607575073417002E-2,6.6678633804753687E-3,0.18466919339646151,46406.546646396302,52383.04497025138,469.59481471210643,15.700096603529682,24280.007071027143,254.76185755410225,25249.736254360541,19656.392751822714,0,168715.78446272781]
[2004,1,6,2,3.6119138133600931E-2,4.7686574330243925E-2,1.1971295342359364E-3,2.1219515557071824E-2,4.1208209677419508E-4,3.1026671613529452E-2,3.4482843713467999E-2,6.5741366639396016E-3,0.17871809164286387,43288.693723916556,49715.623785518357,462.99396259895929,15.479408443023571,24425.333310012666,254.76185755410225,23951.444944576673,20168.319724078581,0,162282.6507166989]
[2004,1,6,3,3.5791790879171038E-2,4.4720159497779979E-2,1.1602408803425745E-3,2.1017078835823589E-2,4.1208209677419508E-4,2.9388375504972825E-2,3.3532239804411001E-2,6.3715595449994099E-3,0.1723935270442746,42896.368885323631,46622.988890395987,448.72714889785897,15.002422014906477,24192.312703233241,254.76185755410225,22686.740836582776,19612.330672591728,0,156729.23341659422]
[2004,1,6,4,3.6554802387396876E-2,4.3335458792293488E-2,1.1529992116153054E-3,2.1105731553639311E-2,4.1208209677419508E-4,2.8896166242295469E-2,2.9117851471484001E-2,6.3317913173126456E-3,0.16690688307281129,43810.836206366519,45179.369584619031,445.92640862374373,14.908784071114523,24294.358962284896,254.76185755410225,22306.773458738528,17030.443980632474,0,153337.3792428904]
[2004,1,6,5,3.7546010066120857E-2,4.3269565772642106E-2,1.1783621415306616E-3,2.1055889325382132E-2,4.1208209677419508E-4,3.0304488860395169E-2,2.5938002735941001E-2,6.4710739619162601E-3,0.16617547496070237,44998.79604810926,45110.67283671692,455.73560895570728,15.236737847413391,24236.986632797874,254.76185755410225,23393.946522990391,15170.6145969094,0,153636.75084188109]
[2004,1,6,6,3.961348704681128E-2,4.625800500380662E-2,1.2352081919354237E-3,2.1157210869917582E-2,4.1208209677419508E-4,3.2491629919340917E-2,2.5608527057112002E-2,6.7832487880136105E-3,0.17355939897371161,47476.661867257826,48226.269262108101,477.72101436281656,15.971782140802777,24353.615708994614,254.76185755410225,25082.338668686069,14977.910918316447,0,160865.25107942076]
[2004,1,6,7,4.6404141748328367E-2,5.4224516211209571E-2,1.3514497398523597E-3,2.1281947335949691E-2,4.1208209677419508E-4,3.5817381218933499E-2,2.8342608282358E-2,7.4215989415929067E-3,0.1952557255749986,55615.243980472296,56531.753135357736,522.67783260976501,17.474836193682673,24497.197203612286,254.76185755410225,27649.695881336978,16577.01987697884,0,181665.82460411568]
[2004,1,6,8,5.3578786430137443E-2,6.491540124019371E-2,1.5178055707393233E-3,2.2132049917426604E-2,4.1208209677419508E-4,3.9826430031418246E-2,3.4339619582804001E-2,8.335155859050581E-3,0.22505733072854411,64214.037092864768,67677.53212032697,587.01652206742369,19.625889842878127,25475.732215141132,254.76185755410225,30744.533545795886,20084.550819070711,0,209057.79006266387]
[2004,1,6,9,5.4120677147968893E-2,6.9242975126137918E-2,1.6087521900889723E-3,2.2208273456221013E-2,4.1208209677419508E-4,4.0939713495224822E-2,3.4740458800766996E-2,8.8345968030997049E-3,0.23210752911628255,64863.491717979879,72189.242978978102,622.1904397375348,20.801869406630125,25563.471510419324,254.76185755410225,31603.947276124709,20318.993592207484,0,215436.9012424078]
[2004,1,6,10,4.6861542726540688E-2,7.0887592032858798E-2,1.594914766515652E-3,2.4137314786569261E-2,4.1208209677419508E-4,4.1529800083449794E-2,3.4038266236324999E-2,8.7586074376665921E-3,0.22822012016670001,{"$f":"E132*1000000*$N$8826","v":56163.437870969188},{"$f":"F132*1000000*$O$8826","v":73903.837842505178},{"$f":"G132*1000000*$P$8826","v":616.8387686032487},{"$f":"G132*1000000*$Q$8826","v":20.622945468021211},{"$f":"H132*1000000*$R$8826","v":27783.949981561585},{"$f":"I132*1000000*$S$8826","v":254.76185755410225},{"$f":"J132*1000000*$T$8826","v":32059.472335546183},{"$f":"K132*1000000*$U$8826","v":19908.295325405154},{"$f":"L132*1000000*$V$8826","v":0},{"$f":"SUM(N132:V132)","v":210711.21692761267}]
[2004,1,6,11,4.6867607753907262E-2,7.2329889383666301E-2,1.5596580856206894E-3,2.4311427516448412E-2,4.1208209677419508E-4,4.206806297763082E-2,3.5165898844080008E-2,8.564992434534683E-3,0.23127961909266237,56170.706790596436,75407.50451361094,603.20312606932339,20.167061164517836,27984.367443938438,254.76185755410225,32474.99141655723,20567.82489186075,0,213483.52710135176]
[2004,1,6,12,4.9998515678733563E-2,7.1967279613669305E-2,1.5356550540636474E-3,2.3214490728373203E-2,4.1208209677419508E-4,4.1408196037135324E-2,3.1686680711756003E-2,8.4331777851654622E-3,0.22865607770567076,59923.091848464283,75029.465806504857,593.91987110220259,19.856691468744369,26721.706823968609,254.76185755410225,31965.59850155528,18532.900386631623,0,213041.30178724971]
[2004,1,6,13,4.8631253000987452E-2,7.0598721148149565E-2,1.4952644692403311E-3,2.2929855030610392E-2,4.1208209677419508E-4,4.0457417408751348E-2,3.4846436173564997E-2,8.2113695205031072E-3,0.22758239884858142,58284.431062092059,73602.675588170503,578.29867357576097,19.334423542131276,26394.068722566823,254.76185755410225,31231.632504303776,20380.977619855214,0,210746.18045166036]
[2004,1,6,14,4.6517842530516024E-2,7.2231444024601216E-2,1.5029481863002272E-3,2.3301503242216678E-2,4.1208209677419508E-4,4.1405270257988624E-2,3.4413204148810002E-2,8.2535652934701831E-3,0.22803785978067714,55751.514074129729,75304.870334002742,581.27037756209779,19.43377736419421,26821.865079092422,254.76185755410225,31963.339908077218,20127.588947430959,0,210824.64435521344]
[2004,1,6,15,4.7470289489307808E-2,7.0559662604753576E-2,1.477279141500574E-3,2.2956296087362268E-2,4.1208209677419508E-4,4.1321376797705332E-2,3.4688756390802003E-2,8.1126015934530303E-3,0.22699834420165879,56893.01929318859,73561.955115451347,571.34278624633691,19.101865388561848,26424.50446095569,254.76185755410225,31898.577254183365,20288.753895523994,0,209912.01652849198]
[2004,1,6,16,4.7939073283126868E-2,6.8243857275061964E-2,1.4868667677033391E-3,2.3749085219761521E-2,4.1208209677419508E-4,3.8785305872785336E-2,3.4500290945126993E-2,8.1652528422420552E-3,0.22328181430258229,57454.855458777783,71147.612962581959,575.05083363852566,19.225837588517933,27337.067179521335,254.76185755410225,29940.824134855036,20178.524257942514,0,206907.92252245979]
[2004,1,6,17,5.6055176908806188E-2,6.6140926984273693E-2,1.5104279784562682E-3,2.3329738903171249E-2,4.1208209677419508E-4,3.8653825203287619E-2,3.2987634909897999E-2,8.2946411958227731E-3,0.22738445418049,67181.984682737864,68955.203617763647,584.16321289085977,19.530494348063613,26854.366548232421,254.76185755410225,29839.325912423166,19293.80225518205,0,212983.13858113217]
[2004,1,6,18,6.5501141436779681E-2,6.4311391705552223E-2,1.5480305376863737E-3,2.3914247751598491E-2,4.1208209677419508E-4,3.7015592948530691E-2,3.0777199643540001E-2,8.5011387854510949E-3,0.23198082490591274,78502.948761834472,67047.822160891752,598.70613193505517,20.016711884411748,27527.182259179648,254.76185755410225,28574.671097205082,18000.963255251339,0,220527.07223573589]
[2004,1,6,19,7.0691254712100179E-2,6.29363366426893E-2,1.5732574649055912E-3,2.3122064565733222E-2,4.1208209677419508E-4,3.6314035733915478E-2,3.5670670462534998E-2,8.6396745599078197E-3,0.23935937623856077,84723.286111434005,65614.258916943043,608.4627327567664,20.34290708636868,26615.317032789109,254.76185755410225,28033.094829836475,20863.055629593222,0,226732.58001799311]
[2004,1,6,20,7.1480181439997612E-2,6.2689324916934727E-2,1.5285832798885661E-3,2.2597282843187221E-2,4.1208209677419508E-4,3.5265867626672928E-2,3.5128202383466006E-2,8.3943425475792675E-3,0.23749586713450052,85668.812756290266,65356.736916239439,591.18483813017281,19.765250335815697,26011.25194686792,254.76185755410225,27223.947750639822,20545.776992434392,0,225672.23830849194]
[2004,1,6,21,7.0222894920045464E-2,6.0888738344350594E-2,1.4639176482233863E-3,2.1517165336093703E-2,4.1208209677419508E-4,3.5030889921994157E-2,3.5342853473090997E-2,8.0392258389281827E-3,0.2329177675795007,84161.958110863779,63479.535924280688,566.17518279013041,18.929095436830341,24767.95164372095,254.76185755410225,27042.553638279976,20671.322084963631,0,220963.18753789007]
[2004,1,6,22,6.4493373332032158E-2,5.876674149484605E-2,1.4310068555561113E-3,2.1133800184023128E-2,4.1208209677419508E-4,3.6134135912152379E-2,3.4850521193739999E-2,7.8584934766184195E-3,0.22508015454574248,77295.14129229344,61267.248744383287,553.44682059245088,18.503544494086654,24326.668166085346,254.76185755410225,27894.218809547558,20383.36686575539,0,211993.35610070566]
[2004,1,6,23,6.089044015962701E-2,5.5730370343309653E-2,1.3928602756489072E-3,1.9642018605093549E-2,4.1208209677419508E-4,3.508275139856868E-2,3.3121510307679999E-2,7.649008352076811E-3,0.21392104153877883,72977.035194880969,58101.680909764356,538.69349968127074,18.010292532455846,22609.510100290176,254.76185755410225,27082.588783409028,19372.103274903373,0,200954.38391301577]
[2004,1,6,24,4.7256563248473521E-2,5.2895178809751829E-2,1.2819223778243523E-3,2.0630494146185431E-2,4.1208209677419508E-4,3.4665273731930443E-2,3.5865178019424002E-2,7.0397836352425729E-3,0.20004647606560635,56636.868945801616,55145.852825614231,495.78788633929287,16.575816994825132,23747.323284338952,254.76185755410225,26760.311438528894,20976.81917614651,0,184034.30123131842]
[2004,1,7,1,3.8877987504016526E-2,5.0292634709417361E-2,1.2194967445949283E-3,2.1105830671852694E-2,4.1208209677419508E-4,3.3739047307861827E-2,3.6695857919649001E-2,6.6969680647912646E-3,0.18903990501895776,46595.167565695199,52432.571253291506,471.64455809446156,15.76862625527882,24294.473055153438,254.76185755410225,26045.298836512706,21462.667093891188,0,171572.35284644787]
[2004,1,7,2,3.6285912048304739E-2,4.7962059054110745E-2,1.2023549837672921E-3,2.1229737121871824E-2,4.1208209677419508E-4,3.1797854959298329E-2,3.6594060920684998E-2,6.6028326557827704E-3,0.1820868938405949,43488.571829757508,50002.830301876027,465.01492316813227,15.546975790817632,24437.099135981614,254.76185755410225,24546.77001451757,21403.128082575371,0,164613.72312122112]
[2004,1,7,3,3.5962938780935219E-2,4.5591285980064622E-2,1.1653052693636134E-3,2.1026163751023588E-2,4.1208209677419508E-4,3.0177034193079565E-2,3.6490765237699001E-2,6.399371059619601E-3,0.17722494636855943,43101.48920335438,47531.181543593098,450.68581876100785,15.067906779862225,24202.770156008562,254.76185755410225,23295.556225598393,21342.7125212055,0,160194.22523285492]
[2004,1,7,4,3.67293740352636E-2,4.4264740471164916E-2,1.1580319840654349E-3,2.1119137393639308E-2,4.1208209677419508E-4,2.9404038916203665E-2,3.3427647333230996E-2,6.3594292068972344E-3,0.17287448143723935,44020.059875254454,46148.191920599784,447.87285066940888,14.973860019980888,24309.790139750748,254.76185755410225,22698.832411741492,19551.156645965093,0,157445.63956155506]
[2004,1,7,5,3.7729265559669357E-2,4.4154909363520962E-2,1.1835056313342378E-3,2.1067537395782134E-2,4.1208209677419508E-4,3.0984754422851209E-2,2.8268259466038E-2,6.4993198650798402E-3,0.17029963380104995,45218.427283608384,46033.6875322208,457.72487131841802,15.303245420082124,24250.394479040795,254.76185755410225,23919.08642100486,16533.534754025859,0,156682.9204441933]
[2004,1,7,6,3.9815785622818206E-2,4.6558261123136477E-2,1.2405997669596698E-3,2.1166939679517584E-2,4.1208209677419508E-4,3.338144757888209E-2,2.6900765728527006E-2,6.8128570718539224E-3,0.17628873866846917,47719.116187877444,48539.301189386548,479.80622453743518,16.041497563874998,24364.814334926981,254.76185755410225,25769.245048741323,15733.715251087797,0,162876.8015916755]
[2004,1,7,7,4.6652229811102161E-2,5.4293127046696074E-2,1.3573487924958387E-3,2.1291727905549691E-2,4.1208209677419508E-4,3.5946207687746444E-2,2.8836780527580999E-2,7.4539940810969671E-3,0.19624349794904236,55912.576882665329,56603.283341344744,524.95931149811884,17.551113524317234,24508.455409380429,254.76185755410225,27749.145158836403,16866.051255111106,0,182436.78432991458]
[2004,1,7,8,5.3835413693336234E-2,6.460514024121064E-2,1.5244306866562315E-3,2.2140134829426603E-2,4.1208209677419508E-4,4.049094903679111E-2,3.3795001997209001E-2,8.3715382355659135E-3,0.22517469081696992,64521.604204702489,67354.069608762598,589.5788084226798,19.711555489182356,25485.038585489267,254.76185755410225,31257.517683123482,19766.014978903168,0,209248.29728244696]
[2004,1,7,9,5.4355400772808468E-2,6.9145470856750879E-2,1.615774303692725E-3,2.2209016729821014E-2,4.1208209677419508E-4,4.1999918733315718E-2,3.4637849572182002E-2,8.8731593255173356E-3,0.23324867239086233,65144.807375841483,72087.589932131887,624.90626631289081,20.892668406652437,25564.327076861064,254.76185755410225,32422.386575911311,20258.979524170078,0,216378.65127718946]
[2004,1,7,10,4.7073348272370426E-2,7.1003389137013095E-2,1.601876496030284E-3,2.414322163776926E-2,4.1208209677419508E-4,4.1869160250452633E-2,3.3269501142923E-2,8.7968383558234848E-3,0.22816941738915639,56417.286270356126,74024.562078759162,619.53124142456193,20.712963675362175,27790.749232420283,254.76185755410225,32321.445854897396,19458.660129268854,0,210907.70962835586]
[2004,1,7,11,4.707732356767258E-2,7.2689074954936442E-2,1.5664658475791169E-3,2.4315785708448411E-2,4.1208209677419508E-4,4.1968188264123449E-2,3.4786646071263E-2,8.6023778270175755E-3,0.23141794433781482,56422.050651503887,75781.973323359925,605.83605140899806,20.255088504019266,27989.384066110732,254.76185755410225,32397.891825220977,20346.007595063114,0,213818.16045872576]
[2004,1,7,12,5.0205665571148236E-2,7.2264945419756976E-2,1.5423580539801697E-3,2.3220362382773203E-2,4.1208209677419508E-4,4.0731762067244631E-2,3.1319304629631999E-2,8.4699878681592945E-3,0.22816646808946875,60171.360459263138,75339.797203488459,596.51227936204214,19.943364189226223,26728.465560538982,254.76185755410225,31443.416451534365,18318.02952665199,0,212872.28670258232]
[2004,1,7,13,4.8826507281735494E-2,7.0823164792312585E-2,1.5017911741286394E-3,2.2935900598610389E-2,4.1208209677419508E-4,4.0306781512959314E-2,3.4700843210893E-2,8.2472114646485462E-3,0.2277542821320622,58518.442813045847,73836.669242170145,580.82289912740976,19.41881669079558,26401.027647385396,254.76185755410225,31115.347154406092,20295.823232788294,0,211022.31366316811]
[2004,1,7,14,4.6708358645924195E-2,7.1821665403922721E-2,1.5095085456235272E-3,2.3302745482216676E-2,4.1208209677419508E-4,4.1903520862748268E-2,3.3800145238346999E-2,8.2895920537517688E-3,0.22774761832930837,55979.847146166743,74877.655755746076,583.80761908216971,19.518605679421746,26823.294995151035,254.76185755410225,32347.970978955567,19769.023156898897,0,210655.880115234]
[2004,1,7,15,4.7657416630478115E-2,7.086395748117065E-2,1.4837273490515344E-3,2.2954987594562267E-2,4.1208209677419508E-4,4.0567450046032259E-2,3.4140689225200006E-2,8.14801246292466E-3,0.22622832288619368,57117.290688358386,73879.197647721419,573.83665268292532,19.185243532323383,26422.998282707282,254.76185755410225,31316.573637750753,19968.200465592883,0,209552.04447590007]
[2004,1,7,16,4.8117734045277312E-2,6.9123022189137615E-2,1.4933569394263259E-3,2.3748762237361522E-2,4.1208209677419508E-4,3.8233012257711578E-2,3.3462759627603998E-2,8.2008941614636916E-3,0.22279162355475626,57668.979920568781,72064.186080435218,577.56092986290071,19.309758347376828,27336.6954013461,254.76185755410225,29514.473855345452,19571.693118683092,0,207007.66092214303]
[2004,1,7,17,5.6254573672949934E-2,6.6858730121257287E-2,1.5170209436048863E-3,2.3331103296771249E-2,4.1208209677419508E-4,3.7594159788667238E-2,3.0672767791107999E-2,8.33084701371304E-3,0.22497128472484582,67420.961189337526,69703.549063238606,586.71306482595867,19.615744270872689,26855.937072703466,254.76185755410225,29021.303336424888,17939.883171290523,0,211802.72449964599]
[2004,1,7,18,6.5717807989536831E-2,6.4686284785813578E-2,1.5547875904637996E-3,2.391836577719849E-2,4.1208209677419508E-4,3.6666837983767422E-2,2.9513774901889001E-2,8.5382457042379612E-3,0.2310081868296813,78762.623065463427,67438.666829435009,601.31944532466048,20.104083532025136,27531.92243091395,254.76185755410225,28305.445140849752,17262.011608784414,0,220176.85446185732]
[2004,1,7,19,7.0915329809649541E-2,6.3548846173553386E-2,1.5801247008390828E-3,2.312087822653322E-2,4.1208209677419508E-4,3.6090400082509348E-2,3.4398688071993998E-2,8.6773865586842139E-3,0.238743735720537,84991.839536853295,66252.830544894328,611.11865986074395,20.43170345037867,26613.951462953133,254.76185755410225,27860.456363841211,20119.098786909479,0,226724.48891631671]
[2004,1,7,20,7.1719979191943423E-2,6.2646439537418511E-2,1.5352553359271777E-3,2.2596388430387221E-2,4.1208209677419508E-4,3.5884076730982824E-2,3.3993306215272995E-2,8.4309826996871937E-3,0.23721851023839358,85956.209742377512,65312.026776669292,593.76527873885823,19.851522938422839,26010.222407305719,254.76185755410225,27701.182354162607,19881.999115994102,0,225730.01905574065]
[2004,1,7,21,7.0454028421110287E-2,6.1242031871239458E-2,1.4703075886896609E-3,2.1517254363293704E-2,4.1208209677419508E-4,3.5595567334358313E-2,3.4945706447016008E-2,8.0743167298454616E-3,0.23371129485232711,84438.97101465796,63847.861984924675,568.64651423141856,19.011720161703742,24768.054121038487,254.76185755410225,27478.46375207344,20439.038800385828,0,221814.80976502766]
[2004,1,7,22,6.4713650672172163E-2,5.9067848049305705E-2,1.4372530969269457E-3,2.1133112811223129E-2,4.1208209677419508E-4,3.6388118724204235E-2,3.4224608143761999E-2,7.8927952319702566E-3,0.22526946882633861,77559.143115270752,61581.167292551589,555.8625759145998,18.584311126809126,24325.87694586625,254.76185755410225,28090.284163108594,20017.282948305765,0,212402.96320969847]
[2004,1,7,23,6.1117283396871218E-2,5.615925261581358E-2,1.3989400156101763E-3,1.9638393334693548E-2,4.1208209677419508E-4,3.6036225872200511E-2,3.2656044345873998E-2,7.6823957510537381E-3,0.21510061742889097,73248.906228571868,58548.811994509953,541.04486001090777,18.088906229133141,22605.337128592462,254.76185755410225,27818.635873658106,19099.861622898534,0,202135.44847202505]
[2004,1,7,24,4.744897663937539E-2,5.2852472683099803E-2,1.2875178777524538E-3,2.0626400965385431E-2,4.1208209677419508E-4,3.5842681240481691E-2,3.3767036298417992E-2,7.0705117896973724E-3,0.19930767959098433,56867.475897615419,55101.329566063956,497.95196517148662,16.648169256090888,23742.611710925823,254.76185755410225,27669.226563865741,19749.658405784925,0,183899.66413623752]
[2004,1,8,1,3.8038619771902052E-2,5.0523207539107884E-2,1.1912308575091326E-3,2.1102673311852695E-2,4.1208209677419508E-4,3.5892624522216796E-2,3.3628420828384999E-2,6.5417435888133089E-3,0.18733060251656106,45589.187507620663,52672.954887827109,460.71262909767177,15.403135973156029,24290.838685171129,254.76185755410225,27707.780933400765,19668.585013417432,0,170660.22465006204]
[2004,1,8,2,3.5396447250924265E-2,4.766979757150739E-2,1.1744863911446637E-3,2.1228000056271824E-2,4.1208209677419508E-4,3.3451473475903465E-2,3.4567645241191006E-2,6.4497899554790371E-3,0.18034972203919583,42422.550568408813,49698.133180722354,454.23664917070545,15.186622699860576,24435.099636692987,254.76185755410225,25823.302455803656,20217.918427086359,0,163321.18939813881]
[2004,1,8,3,3.5050144912504966E-2,4.5117121804313778E-2,1.1382954188157385E-3,2.1025256915823586E-2,4.1208209677419508E-4,3.10225121771486E-2,3.3187864576462993E-2,6.251044213028481E-3,0.17320432211487236,42007.508110633142,47036.841824179697,440.2396662129899,14.718657599503118,24201.726317285771,254.76185755410225,23948.234013261921,19410.912548262408,0,157314.94299498951]
[2004,1,8,4,3.5798322016467855E-2,4.3954719222512782E-2,1.1311907420390171E-3,2.1116046286439309E-2,4.1208209677419508E-4,3.0379179415161169E-2,3.0026256322674999E-2,6.2120282880616844E-3,0.16902982439013103,42904.196436497892,45824.979360671132,437.4919080466704,14.626791021545264,24306.232031958236,254.76185755410225,23451.60487360695,17561.751654383534,0,154755.64491374002]
[2004,1,8,5,3.6751898984699258E-2,4.3781725300078664E-2,1.1560739528138544E-3,2.1062618125382133E-2,4.1208209677419508E-4,3.1379747616038504E-2,2.5940838592125998E-2,6.3486765150021409E-3,0.16683366118291476,44047.05596895027,45644.624598650385,447.11557535196346,14.948541819551757,24244.73201144869,254.76185755410225,24224.00658253397,15172.273231989086,0,154049.51836829804]
[2004,1,8,6,3.8736857128966816E-2,4.6860732819328475E-2,1.2118447232462939E-3,2.1162099084317581E-2,4.1208209677419508E-4,3.3893419763631756E-2,2.5274893129538997E-2,6.6549463514656354E-3,0.17420687509726973,46426.023175868664,48854.642965659034,468.68511253341183,15.669682272624637,24359.242428685255,254.76185755410225,26164.468672755153,14782.775163910428,0,161326.26905923869]
[2004,1,8,7,4.5329091457450316E-2,5.5280120075969934E-2,1.3258877125946634E-3,2.1289761025549692E-2,4.1208209677419508E-4,3.6092860279545599E-2,2.7855747034754002E-2,7.2812229373314281E-3,0.19486677261996982,54326.798984706074,57632.272628402578,512.79163069623758,17.144308001672002,24506.191375620958,254.76185755410225,27862.355545119841,16292.264553881569,0,181404.58088398306]
[2004,1,8,8,5.2466721916826747E-2,6.6158212435266872E-2,1.489097021983167E-3,2.2153648330226604E-2,4.1208209677419508E-4,4.042365562545714E-2,3.4288094563689003E-2,8.1775004695970044E-3,0.22556901245982072,62881.230647155047,68973.224559519469,575.91339214793538,19.254675751759216,25500.593689013542,254.76185755410225,31205.569654125244,20054.414874717182,0,209464.96334998429]
[2004,1,8,9,5.3103534766222836E-2,7.0703621265130426E-2,1.5783234367336839E-3,2.2215374928221013E-2,4.1208209677419508E-4,4.1758055959317184E-2,3.4092130449419999E-2,8.6674947666449363E-3,0.23253061766846431,63644.449201678559,73712.039173710553,610.42201477598439,20.408412317711875,25571.645863887723,254.76185755410225,32235.677444241435,19939.799417132996,0,215989.2033852991]
[2004,1,8,10,4.5943718124581236E-2,7.1960293171338507E-2,1.5647477599844207E-3,2.4139795125769262E-2,4.1208209677419508E-4,4.1828516437092352E-2,3.3422049944643997E-2,8.5929428057227725E-3,0.22786414546590672,55063.427457112244,75022.182093145369,605.17157512567906,20.232872880013158,27786.805047291946,254.76185755410225,32290.070331600473,19547.882846287186,0,210590.53408099705]
[2004,1,8,11,4.5958832315970227E-2,7.3245507136980206E-2,1.5301578167759842E-3,2.4310528962848413E-2,4.1208209677419508E-4,4.2378796751457615E-2,3.4469247769645002E-2,8.4029892481945912E-3,0.23070814209864626,55081.541776437982,76362.081528094146,591.7937956839844,19.785609786394708,27983.333137989375,254.76185755410225,32714.866417296518,20160.36773078443,0,213168.53185362695]
[2004,1,8,12,4.910086061088989E-2,7.2671841096201728E-2,1.5066088332075487E-3,2.3214617022773203E-2,4.1208209677419508E-4,4.1610485879191215E-2,3.1334633660186004E-2,8.2736680412171248E-3,0.22812479724044091,58847.254569128505,75764.006169097716,582.68614533728532,19.481111129692099,26721.852198767901,254.76185755410225,32121.758790844444,18326.995167416488,0,212638.79600927618]
[2004,1,8,13,4.7785145369937707E-2,7.1100687058280321E-2,1.4669822001015232E-3,2.2927532041810389E-2,4.1208209677419508E-4,4.1113781836739277E-2,3.4289472844666997E-2,8.0560550811149632E-3,0.22715173852942538,57270.373252559009,74125.999997434876,567.36040876365405,18.968721432898338,26391.394779537211,254.76185755410225,31738.321608966755,20055.221003459486,0,210422.40162970801]
[2004,1,8,14,4.5692269751922691E-2,7.2185821222539082E-2,1.4745205561185726E-3,2.3298294122216678E-2,4.1208209677419508E-4,4.1404645632615762E-2,3.3447811018889002E-2,8.0974525917938255E-3,0.22601289699286981,54762.067232205132,75257.306295377217,570.27589386697912,19.066195673103518,26818.171129274338,254.76185755410225,31962.857720351272,19562.949978978628,0,209207.45630328081]
[2004,1,8,15,4.6659401054430248E-2,7.0752819653646506E-2,1.4493371066306273E-3,2.2949832298562269E-2,4.1208209677419508E-4,4.1560009461510894E-2,3.4249043037615001E-2,7.95915557892392E-3,0.22599168028809369,55921.171599264082,73763.330938922722,560.5361082072958,18.740562657226953,26417.064131064042,254.76185755410225,32082.792860043719,20031.574424836712,0,209049.9724825499]
[2004,1,8,16,4.7164877288425999E-2,6.8449383886636239E-2,1.4587434519629571E-3,2.374272288056152E-2,4.1208209677419508E-4,3.9262491821896291E-2,3.3905128402545996E-2,8.0108113086962331E-3,0.22240624113749943,56526.983559594461,71361.884669922001,564.17404459967565,18.862190816245011,27329.743626107807,254.76185755410225,30309.194069304365,19830.425691991557,0,206196.02970989019]
[2004,1,8,17,5.5191118872644163E-2,6.536855023681036E-2,1.4818589046792258E-3,2.3326612599171251E-2,4.1208209677419508E-4,3.7953240141878633E-2,2.9759936987876996E-2,8.137751744847592E-3,0.22163115158468244,66146.413359060272,68149.962471028222,573.11402539900064,19.161083729424114,26850.767926151584,254.76185755410225,29298.50011143673,17405.986847468488,0,208698.66768182782]
[2004,1,8,18,6.4562248148736345E-2,6.3984660344943808E-2,1.5187501998818595E-3,2.391060177719849E-2,4.1208209677419508E-4,3.6546463135605688E-2,2.9351608818869002E-2,8.3403433687579045E-3,0.22862675789076733,77377.68758214594,66707.188478747878,587.38186063554156,19.63810431082527,27522.985455547619,254.76185755410225,28212.520202449319,17167.163937927406,0,217849.3274793186]
[2004,1,8,19,6.9720259368795126E-2,6.3070430542544395E-2,1.5435001284101828E-3,2.311792790653322E-2,4.1208209677419508E-4,3.5910345593511986E-2,3.4119683306477001E-2,8.4762596651274391E-3,0.23637048860817353,83559.550701463668,65754.058472074874,596.95398057382647,19.958131711093262,26610.555412313926,254.76185755410225,27721.460946157938,19955.914527448578,0,224473.21402929805]
[2004,1,8,20,7.0441053763013378E-2,6.2333303218415737E-2,1.4996707963360106E-3,2.2594496084787221E-2,4.1208209677419508E-4,3.563798124589717E-2,3.3513299615484E-2,8.2355672331854736E-3,0.23466745405389319,84423.420920454373,64985.566601079561,580.00283572713408,19.391399278588334,26008.044168509765,254.76185755410225,27511.20572581013,19601.252938136637,0,223383.64644655032]
[2004,1,8,21,6.9221313161506731E-2,6.0494455483681389E-2,1.4362283084996548E-3,2.1513896174493705E-2,4.1208209677419508E-4,3.5571123169764081E-2,3.5004201767348996E-2,7.8871675208663488E-3,0.23154046768293512,82961.564961268916,63068.476445980603,555.46623546754881,18.57106016425239,24764.188581293372,254.76185755410225,27459.593759513889,20473.251533321698,0,219555.87443456438]
[2004,1,8,22,6.3538834557480592E-2,5.8987925442434752E-2,1.403939875566121E-3,2.1129551723223131E-2,4.1208209677419508E-4,3.594263307214543E-2,3.4351187624858996E-2,7.709852898931991E-3,0.22347600729141526,76151.129037451596,61497.844002695674,542.97857303630747,18.153556605055396,24321.777853164898,254.76185755410225,27746.385687571419,20091.316733526186,0,210624.34730160527]
[2004,1,8,23,5.9907449235544356E-2,5.5963785481770431E-2,1.3665149765353143E-3,1.9639944064293549E-2,4.1208209677419508E-4,3.5487531547231992E-2,3.2868122991643003E-2,7.5043309451029126E-3,0.21314976133889577,71798.923112344375,58345.027792457098,528.50436468491262,17.669636292783991,22607.122140472296,254.76185755410225,27395.06411321976,19223.902144905955,0,200170.9751619313]
[2004,1,8,24,4.6422773122964972E-2,5.2511785838512903E-2,1.2576754060226137E-3,2.062651276698543E-2,4.1208209677419508E-4,3.5209724713033803E-2,3.7201507366923008E-2,6.9066293676778214E-3,0.20054869067889478,55637.573634832166,54746.146598278079,486.41028664397066,16.262293045000323,23742.740403371095,254.76185755410225,27180.607494172564,21758.411255992953,0,183822.91382388992]
[2004,1,9,1,4.0194110044953719E-2,5.0361621054262465E-2,1.2435291372228277E-3,2.1912526602032713E-2,4.1208209677419508E-4,3.4902307250945327E-2,3.6791781583945998E-2,6.8289439529294711E-3,0.1926469017230667,48172.537030244297,52504.492946447848,480.93916855666754,16.079375602539553,25223.043593037892,254.76185755410225,26943.292563653144,21518.770910233095,0,175113.91744532954]
[2004,1,9,2,3.75630158375026E-2,4.8338601528575102E-2,1.2255287926011434E-3,2.1228439996670592E-2,4.1208209677419508E-4,3.2618676365536697E-2,3.7529495039036007E-2,6.7300935594200566E-3,0.18564593321611639,{"$f":"E196*1000000*$N$8826","v":45019.177421168613},{"$f":"F196*1000000*$O$8826","v":50395.394545851625},{"$f":"G196*1000000*$P$8826","v":473.97747339653631},{"$f":"G196*1000000*$Q$8826","v":15.84662327411916},{"$f":"H196*1000000*$R$8826","v":24435.606042734518},{"$f":"I196*1000000*$S$8826","v":254.76185755410225},{"$f":"J196*1000000*$T$8826","v":25180.413834445564},{"$f":"K196*1000000*$U$8826","v":21950.244629472752},{"$f":"L196*1000000*$V$8826","v":0},{"$f":"SUM(N196:V196)","v":167725.42242789784}]
[2004,1,9,3,3.6935720046517156E-2,4.5719837254249794E-2,1.1933949999168123E-3,2.1521038098119522E-2,4.1208209677419508E-4,3.0306952271623354E-2,3.6015354771086E-2,6.5536281573093944E-3,0.17865800769559623,44267.365036558876,47665.202635992806,461.54961861326302,15.431119280976368,24772.409497768404,254.76185755410225,23395.848185506522,21064.654528932679,0,161897.22248020762]
[2004,1,9,4,3.8245972943151851E-2,4.4645025498758435E-2,1.18169137831845E-3,1.9686888492251704E-2,4.1208209677419508E-4,2.9355183484594857E-2,3.1181255340956001E-2,6.4893567433560355E-3,0.17119745597816152,45837.699747578161,46544.657962219266,457.02320272791519,15.279786335123294,22661.158873631535,254.76185755410225,22661.117822339271,18237.287282339588,0,156668.98653472494]
[2004,1,9,5,3.8961432189941261E-2,4.4645886240152255E-2,1.2057489870412328E-3,1.8916077120031224E-2,4.1208209677419508E-4,2.9624677583929962E-2,2.7421586403185001E-2,6.6214711077820232E-3,0.16780896172883716,46695.175806161045,46545.555327901595,466.32756560149983,15.590861737519145,21773.894287642488,254.76185755410225,22869.157316988072,16038.332758063014,0,154658.79578164933]
[2004,1,9,6,4.0607296034595883E-2,4.7528837666106577E-2,1.2606739152764112E-3,2.063460336858524E-2,4.1208209677419508E-4,3.1955248529883018E-2,2.7041528778667001E-2,6.9230959312858546E-3,0.17636336632117419,48667.739371188138,49551.175473565258,487.56997040550397,16.301065081051828,23752.053322896634,254.76185755410225,24668.272039853917,15816.044719740379,0,163213.91782028496]
[2004,1,9,7,4.9780450588049516E-2,5.5081189696622443E-2,1.3870184315878959E-3,2.1033908728080041E-2,4.1208209677419508E-4,3.4597912627713383E-2,2.8822541609340002E-2,7.6169273782739017E-3,0.19873203115644139,59661.741400743653,57424.87782099496,536.43414640884555,17.934754933812805,24211.685234468929,254.76185755410225,26708.311153124214,16857.723199049498,0,185673.46956727802]
[2004,1,9,8,5.5165517708304759E-2,6.5258317225529841E-2,1.5619912916068543E-3,2.190017127204013E-2,4.1208209677419508E-4,3.8976514325758042E-2,3.1115347435486999E-2,8.5778054297699566E-3,0.22296774678527079,66115.730429751042,68035.039078133312,604.1055015050639,20.197230538348048,25208.821635311644,254.76185755410225,30088.430000909855,18198.739077879174,0,208525.82481158254]
[2004,1,9,9,5.4667238733919071E-2,7.0007280837537836E-2,1.6229734740505868E-3,2.206147360136269E-2,4.1208209677419508E-4,3.9869750553703703E-2,2.9637795636239004E-2,8.9126941698646298E-3,0.22719128910345171,65518.544366466114,72986.069669482938,627.69057019654588,20.985756827941263,25394.493317909128,254.76185755410225,30777.975389555821,17334.548834645779,0,212915.06976263839]
[2004,1,9,10,5.1248033364715048E-2,7.1330390431677368E-2,1.6138021656732732E-3,2.2806173501062132E-2,4.1208209677419508E-4,3.9167795425771854E-2,3.1919814853961996E-2,8.8623291651301374E-3,0.227360421004766,61420.635566451027,74365.477180572125,624.14353515447783,20.867167799545125,26251.701542911691,254.76185755410225,30236.091947798192,18669.255843788218,0,211842.93464202937]
[2004,1,9,11,4.9881261323251679E-2,7.200835233761288E-2,1.5942619080684833E-3,2.2890393403172355E-2,4.1208209677419508E-4,4.0671474932320317E-2,3.4507389465332002E-2,8.7550222110631629E-3,0.23072023767759509,59782.562806395901,75072.286162550648,616.58627335455049,20.614503722771271,26348.645282029869,254.76185755410225,31396.87700924445,20182.67603922401,0,213675.00993407634]
[2004,1,9,12,4.9117423292687076E-2,7.1908693274637198E-2,1.5809499368670062E-3,2.335879933316632E-2,4.1208209677419508E-4,3.9457950791210068E-2,3.1253463318773003E-2,8.6819184111466448E-3,0.22577128045526154,58867.104900465682,74968.386636293973,611.43782273136139,20.442374113137213,26887.81739148343,254.76185755410225,30460.081177040443,18279.520272035668,0,210349.55243171781]
[2004,1,9,13,5.0336342698151376E-2,7.0147853450477846E-2,1.5301314036832657E-3,2.2762869186408387E-2,4.1208209677419508E-4,3.9142134065709031E-2,3.4383645805038998E-2,8.4028441984933828E-3,0.22711790290473652,60327.976658316285,73132.623605001034,591.78358032957829,19.785268253554076,26201.854866801932,254.76185755410225,30216.282325277174,20110.300868389644,0,210855.36902992331]
[2004,1,9,14,4.5855465461180363E-2,7.0558877462912617E-2,1.5001194133179127E-3,2.3160717435863114E-2,4.1208209677419508E-4,4.0526521687131598E-2,3.3516499451497005E-2,8.2380308507510307E-3,0.22376831385942783,54957.656868064703,73561.136566060202,580.17633988704324,19.397200092367243,26659.809529979819,254.76185755410225,31284.978455802408,19603.124457675778,0,206921.04127511644]
[2004,1,9,15,4.7524099400691973E-2,6.902035221672137E-2,1.4853701148155355E-3,2.2540901349256858E-2,4.1208209677419508E-4,3.9028632888927585E-2,3.4749174666027005E-2,8.1570338481052346E-3,0.22291764658131974,56957.510332941638,71957.147531443072,574.47199798929785,19.206485212116554,25946.352407664886,254.76185755410225,30128.663607398325,20324.091325987694,0,206162.20554619111]
[2004,1,9,16,5.441015405687484E-2,6.5380559113049436E-2,1.4744194246403483E-3,2.1632933021816243E-2,4.1208209677419508E-4,3.4688820848872502E-2,3.2771401092050997E-2,8.0968972198479684E-3,0.21886726687392655,65210.429045316559,68162.482321354517,570.2367809201279,19.064887998860165,24901.209365967086,254.76185755410225,26778.488943421016,19167.331456841446,0,205064.00465937372]
[2004,1,9,17,5.8647263285966394E-2,6.206746964889804E-2,1.451525406630973E-3,2.1604297931163564E-2,4.1208209677419508E-4,3.3958594347045519E-2,2.9444399398278996E-2,7.9711728108545921E-3,0.2155568049256123,70288.593508003265,64708.421892797989,561.38244075489445,18.768858333285802,24868.248121791981,254.76185755410225,26214.781044828596,17221.43527611731,0,204136.39300018144]
[2004,1,9,18,6.7556905607276813E-2,6.005330274397129E-2,1.5201730444982132E-3,2.1723590334403488E-2,4.1208209677419508E-4,3.2975640471204729E-2,3.4474284188947997E-2,8.3481570386173074E-3,0.22706413552569404,80966.776808231429,62608.552789324305,587.93215068206405,19.656502313996707,25005.563071450033,254.76185755410225,25455.976944488273,20163.313430843606,0,215062.53355488784]
[2004,1,9,19,7.1700403510358973E-2,5.9224645564957913E-2,1.5422798633116883E-3,2.1541645747369539E-2,4.1208209677419508E-4,3.3189518539192456E-2,3.4317351829762005E-2,8.4695584775831365E-3,0.23039748562930992,85932.74833858067,61744.636495532795,596.48203885222006,19.942353149686021,24796.13052477836,254.76185755410225,25621.082916345935,20071.526859486068,0,219037.31138427983]
[2004,1,9,20,6.765635316523759E-2,5.8248991723422266E-2,1.5111729068112752E-3,2.1407567300926991E-2,4.1208209677419508E-4,3.2984986642116951E-2,3.3665736195612E-2,8.2987320320026571E-3,0.22418562206290391,81085.964449482228,60727.468875255261,584.45131649291238,19.540126597488737,24641.795675085879,254.76185755410225,25463.191843360924,19690.410019008883,0,212467.58416283768]
[2004,1,9,21,6.7557563301757578E-2,5.6343762532812897E-2,1.4645979782654905E-3,2.1534612591969673E-2,4.1208209677419508E-4,3.2303817316517477E-2,3.4173833094573003E-2,8.0429619280860121E-3,0.22183323084075635,80967.565053367187,58741.172753215527,566.43830277260577,18.937892401817521,24788.034809096214,254.76185755410225,24937.354273567718,19987.585646234082,0,210261.85058820926]
[2004,1,9,22,6.3814841370541872E-2,5.376493221923985E-2,1.4163460062904358E-3,2.0740793162112154E-2,4.1208209677419508E-4,3.1061077487594277E-2,3.2326967894542008E-2,7.7779822003316099E-3,0.21131502243742642,76481.922489724166,56052.61398217846,547.77668674105144,18.313973301149844,23874.286137026636,254.76185755410225,23978.005009049535,18907.391444415647,0,200115.07157999076]
[2004,1,9,23,6.0952533093774547E-2,4.9553869122553024E-2,1.3538923870537833E-3,1.8148740655741527E-2,4.1208209677419508E-4,2.9486911677475407E-2,3.4452753868694001E-2,7.4350129423878981E-3,0.20179579584445442,73051.453416013203,51662.371411971777,523.62253481172024,17.506420690290369,20890.62959430899,254.76185755410225,22762.807123683833,20150.720780821684,0,189313.8731398556]
[2004,1,9,24,5.2912043803323483E-2,4.4944951229960568E-2,1.2995490513781544E-3,1.5701583137796321E-2,4.1208209677419508E-4,2.5904556339068231E-2,3.3397550222797001E-2,7.1365819829228901E-3,0.18170889786402084,63414.947777442292,46857.345443454105,502.6050629293951,16.803737592912533,18073.758592840975,254.76185755410225,19997.361067189817,19533.553453170218,0,168651.13699217382]
[2004,1,10,1,4.5682844585992144E-2,4.3908547977552823E-2,1.2782025537182889E-3,1.8594808365404343E-2,4.1208209677419508E-4,2.4606140454751575E-2,3.5208236644315001E-2,7.0193559109740494E-3,0.17671021858948241,54750.771195191301,45776.843543066752,494.34923157906547,16.527718042266326,21404.088653166586,254.76185755410225,18995.031943533086,20592.58741720955,0,162284.96155934272]
[2004,1,10,2,4.3174718534891257E-2,4.2391118088652723E-2,1.2496235972897013E-3,1.8773428009826194E-2,4.1208209677419508E-4,2.4259684475305639E-2,2.9415754039290001E-2,6.8624121885938107E-3,0.16653882103062351,51744.788603760673,44194.84746687529,483.29622193774878,16.158179636620165,21609.693929073354,254.76185755410225,18727.580718961508,17204.681183458895,0,154235.80816125817]
[2004,1,10,3,4.132716260729806E-2,4.0907776595613239E-2,1.2145727406670597E-3,1.9611855190986544E-2,4.1208209677419508E-4,2.4473129949443943E-2,2.0904511427209001E-2,6.6699274866167018E-3,0.15552101809460878,49530.497598489259,42648.390237578598,469.74018264868175,15.704956730975271,22574.789635473251,254.76185755410225,18892.352744339292,12226.627062516229,0,146612.86427533036]
[2004,1,10,4,4.0335715452907941E-2,4.0278289582191637E-2,1.1858017007098916E-3,1.951203477160704E-2,4.1208209677419508E-4,2.4245049006532161E-2,1.8269321560017003E-2,6.5119289215217297E-3,0.1507502230922616,48342.250745779442,41992.118740271864,458.61288404238326,15.33293460129671,22459.8884725352,254.76185755410225,18716.282677427036,10685.35766441196,0,142924.60597662325]
[2004,1,10,5,4.0679328135514482E-2,4.0326764253899271E-2,1.2033589483892756E-3,1.8661830439659504E-2,4.1208209677419508E-4,2.4294065859949317E-2,1.7586284740768003E-2,6.6083460112233679E-3,0.14977206048617742,48754.069658013403,42042.655994742141,465.40320993689699,15.559957492464434,21481.236338202456,254.76185755410225,18754.121878505423,10285.863206576652,0,142053.67210102352]
[2004,1,10,6,4.2222072189704758E-2,4.1984620107432757E-2,1.220307794714628E-3,1.9439990334273662E-2,4.1208209677419508E-4,2.56776213056455E-2,1.7781181065271E-2,6.7014220141557437E-3,0.15543929690797223,50603.044420622951,43771.053118303527,471.95823451630827,15.779113488039815,22376.959652116697,254.76185755410225,19822.17560009479,10399.854135465415,0,147715.58613216184]
[2004,1,10,7,4.5230881346631314E-2,4.6308319936754661E-2,1.2595878425384873E-3,1.9766456979003491E-2,4.1208209677419508E-4,2.7013178461251321E-2,1.8810100671571E-2,6.9171316722797084E-3,0.16571773900680414,54209.094420657217,48278.725080383396,487.1499280406457,16.287021685555874,22752.748467402351,254.76185755410225,20853.176413887508,11001.648458539948,0,157853.59164815073]
[2004,1,10,8,5.3000078085198549E-2,5.0880729501716626E-2,1.3609276280635424E-3,1.8483258057386733E-2,4.1208209677419508E-4,2.7980015832862009E-2,1.9322024759016E-2,7.4736475550502843E-3,0.17891276351606794,63520.456636795425,53045.689302864412,526.34343845647584,17.597389433413625,21275.685464750881,254.76185755410225,21599.539168002415,11301.062531110054,0,171541.13578896716]
[2004,1,10,9,5.5642669398528036E-2,5.257233478680199E-2,1.4141447371647891E-3,1.9471760026696254E-2,4.1208209677419508E-4,2.8223665349411856E-2,1.8552004173235E-2,7.7658937473678719E-3,0.18405455431598,66687.595497558665,54809.271886182018,546.92533833966036,18.285509928628798,22413.52906975921,254.76185755410225,21787.627598953273,10850.693022806194,0,177368.68978108175]
[2004,1,10,10,5.8063188556092132E-2,5.4007297236943842E-2,1.4639976492274358E-3,2.0191854322846217E-2,4.1208209677419508E-4,2.8162862579628599E-2,1.8206487868089E-2,8.039665171113073E-3,0.18854743548071451,69588.581453455234,56305.291558795667,566.20612345345671,18.93012988480119,23242.414307539304,254.76185755410225,21740.6901055901,10648.607505440781,0,182365.48304171345]
[2004,1,10,11,5.992519306820817E-2,5.3953455202212973E-2,1.4335286035400722E-3,2.1649124062117966E-2,4.1208209677419508E-4,2.7769832197402873E-2,1.7539282574936997E-2,7.872341865956799E-3,0.19055483967115006,71820.18904994319,56249.158561613083,554.42211529396798,18.536151798407332,24919.84652829729,254.76185755410225,21437.285161654043,10258.37258787708,0,185512.57201403118]
[2004,1,10,12,6.2889930463411459E-2,5.2920625878505809E-2,1.4027709329863616E-3,2.1116339418857183E-2,4.1208209677419508E-4,2.7197465948247158E-2,1.6525334243479003E-2,7.7034335532790233E-3,0.19016798253554018,75373.419157430326,55172.382659522111,542.52648047524735,18.138441666261336,24306.56945045355,254.76185755410225,20995.439549738356,9665.3346614674956,0,186328.57225830748]
[2004,1,10,13,6.5205241392076313E-2,5.0888024287649034E-2,1.384604611259948E-3,1.9507689205078536E-2,4.1208209677419508E-4,2.6281725063912652E-2,1.6278225504466004E-2,7.6036716826584283E-3,0.18756126384387514,78148.31332284151,53053.2944797534,535.50059309930191,17.903543181286604,22454.88638327477,254.76185755410225,20288.521397258482,9520.8057445243285,0,184273.98732148716]
[2004,1,10,14,6.1378749385136398E-2,5.026523950128528E-2,1.3352323086667883E-3,2.0083808213390945E-2,4.1208209677419508E-4,2.5769660018492319E-2,1.6041384305829999E-2,7.3325395658921559E-3,0.1826186953954681,73562.272539898753,52404.010387258466,516.40568534996498,17.265137715749532,23118.044727602515,254.76185755410225,19893.22608823542,9382.2821048379847,0,179148.26852845296]
[2004,1,10,15,5.9187832656752933E-2,4.9599262597064271E-2,1.3136059608271826E-3,2.0661976099024641E-2,4.1208209677419508E-4,2.49514944200574E-2,1.6245455695673001E-2,7.213776673345022E-3,0.17958548619951867,70936.464502099319,51709.696365227799,508.04162098061227,16.985499579886632,23783.561491063301,254.76185755410225,19261.632453876151,9501.6393443710804,0,175972.78313475224]
[2004,1,10,16,5.9589478777279208E-2,4.840240450928663E-2,1.3286000997957683E-3,2.0332593239015012E-2,4.1208209677419508E-4,2.4013155421244933E-2,1.6106316594887E-2,7.2961182378278484E-3,0.17748074897611063,71417.836339725938,50461.912324282966,513.84065577032345,17.179380354446533,23404.415882356927,254.76185755410225,18537.269391368161,9420.259690938472,0,174027.47552235133]
[2004,1,10,17,6.7985706530695689E-2,4.7968774970941382E-2,1.3707315646353624E-3,1.9730427588985144E-2,4.1208209677419508E-4,2.3254943344089153E-2,1.5711194091729001E-2,7.5274866902687431E-3,0.18396134687811866,81480.693606958812,50009.831978956347,530.13514462748174,17.724158621045067,22711.275802402644,254.76185755410225,17951.957661882137,9189.1605089775494,0,182145.54071998011]
[2004,1,10,18,7.6119927085657013E-2,4.8263605301797047E-2,1.422218655733741E-3,2.0550997677127546E-2,4.1208209677419508E-4,2.3361292874453415E-2,1.573443482998E-2,7.8102323444601968E-3,0.19367479086598316,91229.535923850563,50317.207252086082,550.04795410097495,18.389909226858698,23655.816588604757,254.76185755410225,18034.055572774083,9202.7535479845592,0,193262.56860618197]
[2004,1,10,19,7.8986664354889588E-2,4.7738359857722235E-2,1.4729686632645751E-3,2.0986576622014922E-2,4.1208209677419508E-4,2.3384874886776773E-2,1.5453566731489E-2,8.0889302427762794E-3,0.19652402345570757,94665.313133586926,49769.612771680731,569.67569397093371,19.046129019780018,24157.202253281353,254.76185755410225,18052.260015612192,9038.4794626530165,0,196526.35131735905]
[2004,1,10,20,7.7631211899723135E-2,4.6824934709777895E-2,1.4461839472350831E-3,1.9549864164521386E-2,4.1208209677419508E-4,2.2834847182280103E-2,1.5257067220638999E-2,7.941839741166459E-3,0.19189803096211727,93040.80686845968,48817.321657268869,559.31661297181915,18.699790927206326,22503.433082607149,254.76185755410225,17627.658935408046,8923.5508624082522,0,191745.54966760511]
[2004,1,10,21,7.1264021773672817E-2,4.5593885325394476E-2,1.3945047033603155E-3,2.092574600719619E-2,4.1208209677419508E-4,2.2246366461845333E-2,1.4820801807154999E-2,7.6580388639801598E-3,0.18431544703937852,85409.745954740734,47533.891490288217,539.32948775151613,18.031555701955845,24087.181425595427,254.76185755410225,17173.37354663009,8668.3880221038107,0,183684.70334036587]
[2004,1,10,22,6.6172953507061691E-2,4.4000895951594662E-2,1.3490732045230841E-3,2.0929639778424099E-2,4.1208209677419508E-4,2.1290321285709589E-2,1.4553705941505001E-2,7.4085479996567772E-3,0.17611721976524913,79308.113792154327,45873.120895745182,521.75869940162806,17.444106552495924,24091.663462888824,254.76185755410225,16435.34196896134,8512.1690379570719,0,175014.37382121498]
[2004,1,10,23,6.2771994517777027E-2,4.2108081318637691E-2,1.3001493705236651E-3,2.0090025385436031E-2,4.1208209677419508E-4,2.0552697550450416E-2,1.4208155901873999E-2,7.1398786855700978E-3,0.16858306482704313,75232.073231325296,43899.767567067698,502.83723842256876,16.811499982013942,23125.201182189732,254.76185755410225,15865.923679273794,8310.0637899718513,0,167207.44004578705]
[2004,1,10,24,5.4058454762963393E-2,4.0665614993849866E-2,1.2345011520242784E-3,2.0482729399089204E-2,4.1208209677419508E-4,2.0261514396359252E-2,1.4412323860948E-2,6.7793660193826493E-3,0.15830658668139083,64788.91835032888,42395.924732189356,477.44756424667207,15.962639805527319,23577.234424883711,254.76185755410225,15641.141035138628,8429.4775109002312,0,155580.86811504711]
[2004,1,11,1,4.3268810785516101E-2,3.9078999430841352E-2,1.18403560459873E-3,2.2366283544555124E-2,4.1208209677419508E-4,2.0534253153841241E-2,1.4320006638286E-2,6.5022302574554063E-3,0.14766670151186817,51857.55792300708,40741.799152177788,457.92984030028805,15.31009820617615,25745.353564395762,254.76185755410225,15851.685286080243,8375.4830295240063,0,143299.88075124545]
[2004,1,11,2,4.0237470492696686E-2,3.804908134917525E-2,1.1615453013136359E-3,2.1793440300621011E-2,4.1208209677419508E-4,2.0305697167301216E-2,1.4324680701694001E-2,6.3787228815355354E-3,0.14266272029111154,48224.504414824027,39668.058364604782,449.23163819247344,15.019288748551629,25085.965882813347,254.76185755410225,15675.248503026152,8378.2167949293907,0,137751.00674469283]
[2004,1,11,3,3.869781275530923E-2,3.7344006081487781E-2,1.1535020199537284E-3,2.1424375190466468E-2,4.1208209677419508E-4,2.0366032784376084E-2,1.4981545817841002E-2,6.3345525312314653E-3,0.14071390927743996,46379.228594927838,38932.982355452405,446.12087147707473,14.915285602833876,24661.142879461746,254.76185755410225,15721.825371746276,8762.4039515377226,0,135173.38116776]
[2004,1,11,4,3.8627943908365027E-2,3.7524682940147838E-2,1.1346621742555441E-3,2.1149968830293703E-2,4.1208209677419508E-4,1.9419404299647426E-2,1.5124384860446E-2,6.231091947555824E-3,0.13962422105748559,46295.490962401193,39121.346960334413,438.83449638975168,14.671678158338015,24345.279551122308,254.76185755410225,14991.063132168518,8845.9476263076103,0,134307.39626443625]
[2004,1,11,5,3.7404268785487443E-2,3.7580121417030286E-2,1.1463867779399196E-3,2.1511277418180395E-2,4.1208209677419508E-4,1.9041814626659718E-2,1.5308367640220002E-2,6.2954785863841862E-3,0.13869979734867613,44828.91948951919,39179.144327803973,443.36902716899277,14.823282411739768,24761.17418656611,254.76185755410225,14699.577845675132,8953.5554430248139,0,133135.32545972406]
[2004,1,11,6,3.9852675803867081E-2,3.8102379005100287E-2,1.1723109316665458E-3,2.1087315948268799E-2,4.1208209677419508E-4,2.0085817594763706E-2,1.6499814526292001E-2,6.4378432383469285E-3,0.14365023914507954,47763.328974543001,39723.623819826389,453.39528273921883,15.158493057369942,24273.161150389962,254.76185755410225,15505.509591238633,9650.4086936507956,0,137639.34786299948]
[2004,1,11,7,4.3899679132679253E-2,4.0676831860957059E-2,1.2040200176480381E-3,2.0920833361576272E-2,4.1208209677419508E-4,2.0627814233104409E-2,1.7408956173653997E-2,6.6119763281833523E-3,0.1517621932045766,52613.65200696457,42407.618873632426,465.65888074520439,15.568505407099288,24081.526583646857,254.76185755410225,15923.910984886743,10182.147304620134,0,145944.84499745714]
[2004,1,11,8,4.7680815055948483E-2,4.2762963972890082E-2,1.2803076772079326E-3,2.1098005443162291E-2,4.1208209677419508E-4,2.1166519589779012E-2,1.9294377392877999E-2,7.0309163721602487E-3,0.16072598760080026,57145.333640824807,44582.515282116387,495.16339532522375,16.554938209664499,24285.465600743082,254.76185755410225,16339.7716306066,11284.89214433937,0,154404.45848971923]
[2004,1,11,9,5.5692676721856481E-2,4.4102836102111485E-2,1.3302380379982537E-3,2.0561351631210562E-2,4.1208209677419508E-4,2.134216752905075E-2,1.9388200619263E-2,7.3051131120517978E-3,0.1701346658503165,66747.529145352542,45979.398569134668,514.47413400068478,17.200559611757971,23667.734805063279,254.76185755410225,16475.365354596666,11339.76745691512,0,164996.23188222884]
[2004,1,11,10,6.0416950143832776E-2,4.5665139692985246E-2,1.363648621778005E-3,2.0601601917057705E-2,4.1208209677419508E-4,2.2070538797251588E-2,1.9175322451159001E-2,7.4885901189324922E-3,0.17719387383977103,72409.558634415065,47608.177709878772,527.39579212918841,17.632573072169933,23714.066053531023,254.76185755410225,17037.641081327103,11215.259310421368,0,172784.49301232881]
[2004,1,11,11,5.803568886640189E-2,4.6019960703637994E-2,1.3518621303378071E-3,2.2671674113595729E-2,4.1208209677419508E-4,2.1265241090472842E-2,1.9571617307822999E-2,7.4238636183323117E-3,0.17675198992737576,69555.623146418657,47978.096248263311,522.83732604763861,17.480168583018745,26096.882156954292,254.76185755410225,16415.980984228765,11447.04417830005,0,172288.70606634984]
[2004,1,11,12,5.8877712511301986E-2,4.6555881453432188E-2,1.3407251635574199E-3,2.3141606833792822E-2,4.1208209677419508E-4,2.181227790750382E-2,1.9228632648610001E-2,7.3627040365642858E-3,0.17873162265153669,70564.786309104078,48536.82026544906,518.53006586106619,17.336162731788932,26637.811722156806,254.76185755410225,16838.273209736464,11246.439369574251,0,174614.7589621676]
[2004,1,11,13,5.8948859473103417E-2,4.5907827970097348E-2,1.3131614096809009E-3,2.3233725915907145E-2,4.1208209677419508E-4,2.1914682970949038E-2,1.7696360582439001E-2,7.2113353836548207E-3,0.17663803580260587,70650.055758984556,47861.19230049508,507.869689296606,16.979751339140488,26743.848039470609,254.76185755410225,16917.326137801247,10350.244345996736,0,173302.27788093808]
[2004,1,11,14,5.6890087709050262E-2,4.6184089611770937E-2,1.2904545684982378E-3,2.3059470227460143E-2,4.1208209677419508E-4,2.134603590895447E-2,1.7472316714813998E-2,7.0866388718137047E-3,0.17374117570913597,68182.623119482116,48149.208792279496,499.08774041253935,16.686141951797413,26543.266020525069,254.76185755410225,16478.35160105722,10219.205607079872,0,170343.19088034221]
[2004,1,11,15,5.7336067228474667E-2,4.5996219701669366E-2,1.2455358496838715E-3,2.2604777673940181E-2,4.1208209677419508E-4,2.1218177851522423E-2,1.7008351612418003E-2,6.8399639817457777E-3,0.17266117599622849,68717.128421133893,47953.345073771517,481.71527149921872,16.105323272297802,26019.879087235509,254.76185755410225,16379.649901388966,9947.8417774696536,0,169770.42671332514]
[2004,1,11,16,6.133057003514223E-2,4.5644931332395472E-2,1.2666649784724645E-3,2.1819869585549784E-2,4.1208209677419508E-4,2.1558615902731171E-2,1.6751962201850996E-2,6.9559963544119884E-3,0.17574069248732832,73504.529713422642,47587.10948959845,489.88703469135999,16.378532148372045,25116.388070906862,254.76185755410225,16642.455507550396,9797.8847829377955,0,173409.39498881]
[2004,1,11,17,6.5212619615790626E-2,4.5851673904650052E-2,1.3232464132153837E-3,2.2742626531305578E-2,4.1208209677419508E-4,2.179583765828453E-2,1.6593390640488998E-2,7.2667180215364594E-3,0.18119819488204583,78157.156104898313,47802.648896381557,511.77009908161295,17.110154845523976,26178.553976796411,254.76185755410225,16825.581944332436,9705.139475292357,0,179452.72250918229]
[2004,1,11,18,7.7396426437732868E-2,4.6009928049665152E-2,1.4109183630504401E-3,2.2892924807881056E-2,4.1208209677419508E-4,2.1364858824457017E-2,1.6240612321061002E-2,7.7481758448768399E-3,0.19347592674549857,{"$f":"E260*1000000*$N$8826","v":92759.417098932754},{"$f":"F260*1000000*$O$8826","v":47967.636707868776},{"$f":"G260*1000000*$P$8826","v":545.67752706000408},{"$f":"G260*1000000*$Q$8826","v":18.243791500273524},{"$f":"H260*1000000*$R$8826","v":26351.559128181834},{"$f":"I260*1000000*$S$8826","v":254.76185755410225},{"$f":"J260*1000000*$T$8826","v":16492.882196861094},{"$f":"K260*1000000*$U$8826","v":9498.8065522577053},{"$f":"L260*1000000*$V$8826","v":0},{"$f":"SUM(N260:V260)","v":193888.98486021656}]
[2004,1,11,19,8.044881606611512E-2,4.4763322314019596E-2,1.4621790335997047E-3,2.2445377127462321E-2,4.1208209677419508E-4,2.1772163988917959E-2,1.5484814691286999E-2,8.0296780917419926E-3,0.19481843340991795,96417.698181397936,46667.988271539027,565.50276760778786,18.906614389361941,25836.396506445755,254.76185755410225,16807.30674564105,9056.7557640267642,0,195625.31670860178]
[2004,1,11,20,7.3617316873156508E-2,4.40473845618587E-2,1.4485363249716924E-3,2.3115733905210396E-2,4.1208209677419508E-4,2.2413196823831413E-2,1.5428813378953E-2,7.9547580196679991E-3,0.18843782198442391,88230.164050729974,45921.587582452274,560.22640314794864,18.730208200154564,26608.029944027508,254.76185755410225,17302.160426510913,9024.0017260621134,0,187919.66219868499]
[2004,1,11,21,7.0231532341293632E-2,4.3335251775263428E-2,1.4328519040616489E-3,2.3263862974275355E-2,4.1208209677419508E-4,2.3574062065395439E-2,1.5783097605060002E-2,7.8686257143421694E-3,0.18590136647646588,84172.310037911244,45179.153759076347,554.16039944447652,18.527401778196374,26778.538166756829,254.76185755410225,18198.305532493509,9231.2154235372145,0,184386.97257855191]
[2004,1,11,22,6.9921738195315358E-2,4.2593215321966818E-2,1.3881807263780275E-3,2.1742142869964721E-2,4.1208209677419508E-4,2.3977379720519207E-2,1.5715867165172002E-2,7.6233102170357794E-3,0.18337391631312613,83801.022554441632,44405.543876937307,536.88366791441479,17.949783913779562,25026.918500776883,254.76185755410225,18509.651871288686,9191.8936953723751,0,181744.62580819923]
[2004,1,11,23,6.4531758253885768E-2,4.2476657461631637E-2,1.2997972157391768E-3,2.052355013365733E-2,4.1208209677419508E-4,2.5539884915170639E-2,1.5709432606597001E-2,7.1379447982054664E-3,0.17763110748166122,77341.14552195117,44284.026514554789,502.70104134910633,16.806946466635392,23624.22230474856,254.76185755410225,19715.848192037112,9188.1302518552948,0,174927.64263051678]
[2004,1,11,24,4.8338232097704555E-2,4.2889851237033753E-2,1.2309650423544961E-3,2.156829368627549E-2,4.1208209677419508E-4,2.7691289053254395E-2,1.7188048121233E-2,6.7599471782606108E-3,0.1660787085128905,57933.24626665203,44714.801561345717,476.07996167621013,15.916916360977252,24826.804400817236,254.76185755410225,21376.652754276322,10052.942640762611,0,159651.20635944518]
[2004,1,12,1,4.191062822601082E-2,4.1871444396645884E-2,1.1693940062238522E-3,2.0825343044192375E-2,4.1208209677419508E-4,2.8056313115728475E-2,1.7996289362327E-2,6.4218246990407138E-3,0.1586633189469433,50229.779634884129,43653.061814919631,452.26715179708117,15.120775935676741,23971.609709074135,254.76185755410225,21658.437853390249,10525.666639398582,0,150760.70543695358]
[2004,1,12,2,3.8333966454205642E-2,4.1271001815122069E-2,1.1513087440037058E-3,2.0380700736511298E-2,4.1208209677419508E-4,2.8620990886487993E-2,1.9424491433700002E-2,6.3225079734582053E-3,0.15591705014026311,45943.159743207347,43027.070581388922,445.27261446383341,14.886925585569472,23459.791400138991,254.76185755410225,22094.348243851702,11360.993222246265,0,146600.28458843671]
[2004,1,12,3,3.6957547091145064E-2,4.0642132006085956E-2,1.1606693462121672E-3,2.0711460449360137E-2,4.1208209677419508E-4,2.8968130995610731E-2,2.0072457450085998E-2,6.3739125010513504E-3,0.15529839193632561,44293.524693145941,42371.442550329419,448.89285954581129,15.007962265990127,23840.521874881826,254.76185755410225,22362.327591274905,11739.975474910834,0,145326.45486390882]
[2004,1,12,4,3.8625082075369015E-2,4.1010114425028624E-2,1.176776426068423E-3,1.9929465681215727E-2,4.1208209677419508E-4,2.9219077085921707E-2,2.1003633256291E-2,6.4623658732251453E-3,0.15783859691989385,46292.061062950233,42755.082510984677,455.12232804965657,15.216233852972994,22940.384319562017,254.76185755410225,22556.048707771304,12284.601420929725,0,147553.27844165469]
[2004,1,12,5,3.8371326177051301E-2,4.1884194614678238E-2,1.2036217438230058E-3,2.0499716818187214E-2,4.1208209677419508E-4,3.0559443510438093E-2,2.3858430844547002E-2,6.6097891742617808E-3,0.16339860497976083,45987.935274503085,43666.354550910473,465.50484697427351,15.563355552356313,23596.788281918278,254.76185755410225,23590.762099599135,13954.314945310192,0,151531.98521232186]
[2004,1,12,6,4.0866860801204802E-2,4.5188894695531584E-2,1.2709116003363672E-3,2.1107966662197053E-2,4.1208209677419508E-4,3.2526848760547289E-2,2.5237696363581998E-2,6.9793170324964939E-3,0.17359057801266978,48978.827073272594,47111.668630422311,491.52943029534327,16.433442826335042,24296.931748235646,254.76185755410225,25109.526313776507,14761.019525809461,0,161020.69802219229]
[2004,1,12,7,4.8863667252631832E-2,5.3179437291221161E-2,1.3990977621182229E-3,2.1528124954059459E-2,4.1208209677419508E-4,3.4494652703372361E-2,2.7954961026112005E-2,7.6832620291569006E-3,0.19551528511544611,58562.978942146467,55442.206420332594,541.1058690151616,18.09094596047272,24780.567027000743,254.76185755410225,26628.598304010335,16350.29281615127,0,182578.60218217119]
[2004,1,12,8,5.7041510843989215E-2,6.4304294781215937E-2,1.5833409548808282E-3,2.1536728738092391E-2,4.1208209677419508E-4,3.9896853891819274E-2,3.3595472036545011E-2,8.6950488859526484E-3,0.2270653322292695,68364.103355440166,67040.42326455054,612.36255716753203,20.47329102176916,24790.470659916704,254.76185755410225,30798.898165894039,19649.313929690325,0,211530.80708123517]
[2004,1,12,9,5.9578902660952754E-2,6.981657592224555E-2,1.6590375745015678E-3,2.0892299469876335E-2,4.1208209677419508E-4,4.0984675869266296E-2,3.4566518421532001E-2,9.1107431848178166E-3,0.2370208351999665,71405.160891636595,72787.250317162485,641.63848501933387,21.452081419429408,24048.681827435139,254.76185755410225,31638.656568821199,20217.259372997232,0,221014.86140204556]
[2004,1,12,10,5.2719989087506872E-2,7.1408451288345789E-2,1.6856710335319356E-3,2.3165893945375146E-2,4.1208209677419508E-4,4.1153182143535548E-2,3.3865825372806996E-2,9.2570030460038723E-3,0.23366809801388039,63184.770696791384,74446.859503311993,651.93906685407853,21.796463692852083,26665.76810004584,254.76185755410225,31768.737191107983,19807.438142690586,0,216802.07102204883]
[2004,1,12,11,5.1695404802049975E-2,7.3428808458275027E-2,1.6733434001449691E-3,2.3958107550911364E-2,4.1208209677419508E-4,4.1738194612805278E-2,3.4617440301072999E-2,9.1893048192780661E-3,0.23671268604131188,61956.809078121951,76553.182265709984,647.17131226439517,21.637062001660407,27577.668341873003,254.76185755410225,32220.34521803843,20247.042553180039,0,219478.61768874357]
[2004,1,12,12,5.208609120392646E-2,7.2915960930248019E-2,1.6435662884539263E-3,2.4581083192061697E-2,4.1208209677419508E-4,4.1225955280422735E-2,3.1304925259613002E-2,9.0257813273618374E-3,0.2331954455788619,62425.045721265902,76018.513228967015,635.65491195656466,21.252030924456744,28294.762360263281,254.76185755410225,31824.915365915414,18309.619323178522,0,217784.52480002531]
[2004,1,12,13,5.3850665785480284E-2,7.1898374422592254E-2,1.5973640516141593E-3,2.2847291509373265E-2,4.1208209677419508E-4,4.0577917171173726E-2,3.4796547482162002E-2,8.772057891026943E-3,0.23475230041019682,64539.883797726849,74957.628720185079,617.78603803471935,20.654615795541286,26299.031608263191,254.76185755410225,31324.653871901446,20351.79873057357,0,218366.19924003448]
[2004,1,12,14,5.1909396388071988E-2,7.3024928800981215E-2,1.578254604411911E-3,2.3510052160550243E-2,4.1208209677419508E-4,4.2234767867934883E-2,3.3714611031604003E-2,8.6671167682101039E-3,0.23505120971853857,62213.277441030768,76132.117649963227,610.39539363892186,20.407522285687492,27061.921306014261,254.76185755410225,32603.681436932096,19718.99592471142,0,218615.5585321305]
[2004,1,12,15,5.2375967898692533E-2,7.1519328000972049E-2,1.557696661226486E-3,2.3037882696130416E-2,4.1208209677419508E-4,4.1298129188199993E-2,3.4950101554291006E-2,8.554221108913929E-3,0.23370540920520064,62772.462190922924,74562.45398685211,602.44453844230429,20.141699089270595,26518.417072081793,254.76185755410225,31880.630957974223,20441.609409975928,0,217052.92171289265]
[2004,1,12,16,5.7076935590575417E-2,6.8967832765175791E-2,1.5708721845673406E-3,2.2102450161323929E-2,4.1208209677419508E-4,3.9118478836434711E-2,3.4663955196077997E-2,8.6265755940256733E-3,0.23253918242495508,68406.559822688796,71902.393392964179,607.54021738634663,20.312064368391244,25441.660565071725,254.76185755410225,30198.021361656178,20274.24817700237,0,217105.49745869206]
[2004,1,12,17,6.3228026791153025E-2,6.6609390301734947E-2,1.5908648183207868E-3,2.2452472197480821E-2,4.1208209677419508E-4,3.8497165293572798E-2,3.2314344524797999E-2,8.7363668094359026E-3,0.23384071283327051,75778.62673261248,69443.599909074692,615.27243721684783,20.570577866614222,25844.563490729332,254.76185755410225,29718.390246190738,18900.008290082205,0,220575.79354132703]
[2004,1,12,18,7.556964242366937E-2,6.4780032285358558E-2,1.6356538854523193E-3,2.2891434139234383E-2,4.1208209677419508E-4,3.7190104931923068E-2,2.9854145404634002E-2,8.9823297064761075E-3,0.24131542487352201,90570.021178353592,67536.40325700758,632.59476289614395,21.149720093151547,26349.843251188704,254.76185755410225,28709.387905197102,17461.087450123028,0,231535.2493824134]
[2004,1,12,19,7.5237277873159508E-2,6.3496679226786423E-2,1.6176040978952771E-3,2.3208485787886417E-2,4.1208209677419508E-4,3.7468982457944201E-2,3.5523690480517997E-2,8.8832077929642105E-3,0.24584800981392824,90171.683123373135,66198.44391016681,625.61394551079889,20.916328445953081,26714.7946646169,254.76185755410225,28924.671058800413,20777.090002889403,0,233687.9748913575]
[2004,1,12,20,7.660861996012279E-2,6.2975589440898497E-2,1.6065480422329957E-3,2.2709652173297117E-2,4.1208209677419508E-4,3.6668292110356368E-2,3.4443037643903995E-2,8.8224925413483094E-3,0.24424631400893432,91815.233071151248,65655.181909959545,621.33797797729255,20.773368810866899,26140.5978942047,254.76185755410225,28306.567672888363,20145.037956930933,0,232959.49170947704]
[2004,1,12,21,7.1898925223231991E-2,6.1301162627607299E-2,1.5318404396001207E-3,2.2311161589932901E-2,4.1208209677419508E-4,3.6005160050404952E-2,3.4990691961095E-2,8.4122295117445151E-3,0.236863253500391,86170.676098493437,63909.508737265875,592.44455584537627,19.807366835406938,25681.903854117223,254.76185755410225,27794.654206218471,20465.349920154145,0,224889.10659648405]
[2004,1,12,22,6.6820104445588155E-2,5.9467073139725025E-2,1.4858502791205385E-3,2.1930797781213509E-2,4.1208209677419508E-4,3.6040596934730398E-2,3.4718527237581003E-2,8.1596707104262776E-3,0.22903470262515913,80083.722519787741,61997.379290997415,574.65770318486284,19.212693946580401,25244.075159015803,254.76185755410225,27822.01017254643,20306.166263288229,0,216301.9856603212]
[2004,1,12,23,6.2225767410464247E-2,5.6383288287219432E-2,1.4442400425364616E-3,2.0140077072643085E-2,4.1208209677419508E-4,3.5124477997148532E-2,3.2837237573796002E-2,7.9311646264149313E-3,0.2164983351069969,74577.421454621712,58782.380316633804,558.56480114729186,18.674655389285213,23182.814615421641,254.76185755410225,27114.800176917764,19205.837887006404,0,203695.25576469197]
[2004,1,12,24,4.7167405246721465E-2,5.3138985261155292E-2,1.3291940778205177E-3,2.1201802895024137E-2,4.1208209677419508E-4,3.4995889985524671E-2,3.5354189654045007E-2,7.2993801176816208E-3,0.2008989293347469,56530.013311079521,55400.033168503098,514.0703788132447,17.187060750083205,24404.944641234684,254.76185755410225,27015.534979564192,20677.952388538077,0,184814.49778603701]
[2004,1,13,1,3.9584660028939296E-2,5.0824926881483781E-2,1.2540181522579146E-3,2.1094267487852696E-2,4.1208209677419508E-4,3.4237459389927519E-2,3.4351910702652998E-2,6.8865452536565385E-3,0.18864586999354493,47442.112760825155,52987.512297853951,484.99583117835664,16.215003154320534,24281.16291984119,254.76185755410225,26430.05456190939,20091.739647142473,0,171988.55487945894]
[2004,1,13,2,3.7034763272611508E-2,4.8377185549863269E-2,1.2138084921734466E-3,2.1221345790671822E-2,4.1208209677419508E-4,3.2751480190028499E-2,3.5117967663869001E-2,6.6657305522845878E-3,0.18279436360827633,44386.06808711253,50435.620305689408,469.44460691660862,15.695074663708297,24427.440053005685,254.76185755410225,25282.933483680437,20539.790911389744,0,165811.75438001222]
[2004,1,13,3,3.6731429980959546E-2,4.5979091027798014E-2,1.2023547661313221E-3,2.1019619216623587E-2,4.1208209677419508E-4,3.0247954155887526E-2,3.4245554008137002E-2,6.6028314606166932E-3,0.17644091671292789,44022.523920858628,47935.487579957102,465.01483899667272,15.546972976689355,24195.236881573106,254.76185755410225,23350.303818438017,20029.533761873303,0,160268.40963222762]
[2004,1,13,4,3.7513237819661441E-2,4.4654207266262694E-2,1.2207016168948198E-3,2.1106694289639311E-2,4.1208209677419508E-4,2.8885734037976674E-2,2.9242632796205002E-2,6.7035847214984585E-3,0.16973887464491258,44959.518595408728,46554.230411180826,472.11054659829421,15.784205781068074,24295.46714723032,254.76185755410225,22298.720182173623,17103.426060459729,0,155954.01900638666]
[2004,1,13,5,3.8552121287557542E-2,4.3774424722527454E-2,1.2400579325348147E-3,2.1054456608582135E-2,4.1208209677419508E-4,2.6529813402707467E-2,2.5019681575482001E-2,6.8098815429271384E-3,0.16339251916909275,46204.617747283512,45637.013383710946,479.59666821102121,16.034491407789996,24235.337462943611,254.76185755410225,20480.036435095943,14633.507073892375,0,151940.90512009928]
[2004,1,13,6,4.0724147931100657E-2,4.714444080892588E-2,1.29199967506699E-3,2.1156734677917583E-2,4.1208209677419508E-4,3.0303655738356486E-2,2.5515709872615998E-2,7.0951239533799289E-3,0.17364389475413772,48807.786067212372,49150.422645241182,499.6853156894378,16.706120855484709,24353.06757450548,254.76185755410225,23393.303383536371,14923.624019348394,0,161399.35698394279]
[2004,1,13,7,4.7766194806328509E-2,5.4800703663360123E-2,1.4052479963486718E-3,2.1279502193549689E-2,4.1208209677419508E-4,3.4817345542844845E-2,2.6991680210156001E-2,7.7170365532914309E-3,0.19518979306265347,57247.661051040253,57132.457191024943,543.48449324573403,18.170471178881225,24494.382652170247,254.76185755410225,26877.705261885378,15786.889297528935,0,182355.51227562851]
[2004,1,13,8,5.4987730273962948E-2,6.5817337004710041E-2,1.5669220125721593E-3,2.2130225895026601E-2,4.1208209677419508E-4,3.9932541459289005E-2,3.1580372668763006E-2,8.6048828951157241E-3,0.22503209430621371,65902.652649082069,68617.844981487127,606.01247478816265,20.260986916883351,25473.6326217284,254.76185755410225,30826.447650353864,18470.722956656889,0,210172.33617856752]
[2004,1,13,9,5.5409361713994514E-2,7.0382321009545612E-2,1.6269755621171483E-3,2.2205851088221013E-2,4.1208209677419508E-4,4.109524286604193E-2,3.2585476931639004E-2,8.9346719702097614E-3,0.23265198323854319,66407.976840495176,73377.067688482377,629.23839151380207,21.037505576957631,25560.68317410503,254.76185755410225,31724.010208068921,19058.588165749265,0,217033.36383154563]
[2004,1,13,10,4.8024396892258202E-2,7.1503843926951055E-2,1.6028496552699734E-3,2.4132250588169261E-2,4.1208209677419508E-4,4.1084966094739231E-2,3.3303295730953003E-2,8.8021825409384039E-3,0.22886586752605334,57557.11558385173,74546.311070119118,619.90761410582832,20.725547049943163,27778.120690429307,254.76185755410225,31716.076920053678,19478.425902126688,0,211971.44518529042]
[2004,1,13,11,4.8018994757184262E-2,7.3346360693004958E-2,1.554737326447282E-3,2.4306317769248412E-2,4.1208209677419508E-4,4.1660260413960926E-2,3.3939592493101002E-2,8.5379696751998191E-3,0.23177631522492087,57550.641138924344,76467.226372721372,601.30000554348555,20.103433596308566,27978.485722550678,254.76185755410225,32160.182893952518,19850.583043371527,0,214883.28446821438]
[2004,1,13,12,5.113581302268546E-2,7.2767498371344788E-2,1.5310989835280891E-3,2.3210082846773204E-2,4.1208209677419508E-4,4.0679598200690323E-2,3.1297191605883998E-2,8.4081577438961386E-3,0.22944152287157621,61286.139776497701,75863.733632648058,592.15779516070063,19.797779484119296,26716.633005153963,254.76185755410225,31403.147872505509,18305.096065110309,0,214441.46778411447]
[2004,1,13,13,4.9703241586427825E-2,7.1624536926370844E-2,1.5126478158871705E-3,2.292762106901039E-2,4.1208209677419508E-4,3.9920670739938824E-2,3.4205062144873004E-2,8.3068316181832032E-3,0.22861269399746548,59569.206611802452,74672.139520515775,585.02174264813868,19.559197816892471,26391.497256854749,254.76185755410225,30817.283893296397,20005.850887823879,0,212315.32096831239]
[2004,1,13,14,4.7563815490836894E-2,7.2781985795666054E-2,1.4983743091853087E-3,2.3295586039016675E-2,4.1208209677419508E-4,4.1617873463875382E-2,3.4472231198929996E-2,8.2284474658854412E-3,0.22987039586016997,57005.109964356867,75878.837492535109,579.50141486481675,19.374635132710289,26815.053912266561,254.76185755410225,32127.46173346234,20162.112678393565,0,212842.21368856609]
[2004,1,13,15,4.849765636685488E-2,7.1267093287919553E-2,1.4934307476977752E-3,2.2951333338562269E-2,4.1208209677419508E-4,4.0793787351203245E-2,3.5369608678867001E-2,8.2012994857411075E-3,0.22898629135362003,58124.315841288073,74299.486762305358,577.5894754656058,19.310712720606759,26418.791946301531,254.76185755410225,31491.297680704261,20686.970665134621,0,211872.5249414742]
[2004,1,13,16,4.8919953811536979E-2,6.8636729531093968E-2,1.4898798486745798E-3,2.3743830544561521E-2,4.1208209677419508E-4,3.8188690678927939E-2,3.4443895910731992E-2,8.1817994276515409E-3,0.22401686184995273,58630.438237553943,71557.201815440014,576.21615306187164,19.264798043248927,27331.018634593409,254.76185755410225,29480.2592329291,20145.539939886265,0,207994.70066906197]
[2004,1,13,17,5.7149908502618016E-2,6.715090993725828E-2,1.5240318885263624E-3,2.3329923168771249E-2,4.1208209677419508E-4,3.781328382464956E-2,3.1643989624754995E-2,8.3693482023806092E-3,0.22739347724573328,68494.017669215187,70008.16104290045,589.4245718750509,19.706398854948535,26854.578652447784,254.76185755410225,29190.459001887095,18507.931230979637,0,213919.04042571422]
[2004,1,13,18,6.6690686428825197E-2,6.5102033179973012E-2,1.574685582247944E-3,2.3921262266798488E-2,4.1208209677419508E-4,3.7009139115512887E-2,3.023159395434E-2,8.6475171853817312E-3,0.23358899980985345,79928.615361104006,67872.105193246243,609.01506204819452,20.361373268193315,27535.256518523944,254.76185755410225,28569.688976398415,17681.84949321657,0,222471.65383535964]
[2004,1,13,19,7.1921472525275129E-2,6.348573979074143E-2,1.6065398907766661E-3,2.312447037053322E-2,4.1208209677419508E-4,3.7102690780264631E-2,3.5084698024436999E-2,8.8224477769461383E-3,0.2415601412557484,86197.698981731563,66187.039004394537,621.33482537353586,20.773263408971516,26618.086303555956,254.76185755410225,28641.907407549686,20520.332170377984,0,229061.93381394635]
[2004,1,13,20,7.2796721191041372E-2,6.2968404159102792E-2,1.5881931884013296E-3,2.259903647198722E-2,4.1208209677419508E-4,3.5856521856076337E-2,3.4878781031826997E-2,8.7216953309503346E-3,0.2398214353261606,87246.682246074051,65647.690896575485,614.23917516154575,20.536032523316617,26013.270511703991,254.76185755410225,27679.91100809307,20399.895475014684,0,227876.98720270029]
[2004,1,13,21,7.1491866546440741E-2,6.1429979882815781E-2,1.5415082151950964E-3,2.1521368248093704E-2,4.1208209677419508E-4,3.5093151531490722E-2,3.589448554704E-2,8.4653209076043911E-3,0.23584976297545465,85682.817326168893,64043.807128101769,596.18360129052292,19.932375402057701,24772.789526385928,254.76185755410225,27090.617302039751,20993.960557878054,0,223454.86967482106]
[2004,1,13,22,6.5702740994592446E-2,5.9370171192851186E-2,1.4845533369128086E-3,2.113811075682313E-2,4.1208209677419508E-4,3.6277084130101889E-2,3.4937634254588998E-2,8.1525484441426314E-3,0.22747492520678728,78744.565310954596,61896.354195306936,574.15610632767562,19.195923916615968,24331.629974808733,254.76185755410225,28004.569555988888,20434.317537861923,0,214259.55046271949]
[2004,1,13,23,6.2135856626598242E-2,5.6164355132661908E-2,1.439539362791407E-3,1.9644134553893546E-2,4.1208209677419508E-4,3.5102452625702371E-2,3.2659450360637998E-2,7.905350451612933E-3,0.21546322121067263,74469.663612481178,58554.131621921937,556.74679709691088,18.613873544336418,22611.945723976678,254.76185755410225,27097.797403363846,19101.85373223024,0,202665.51462216923]
[2004,1,13,24,4.8312947745875703E-2,5.3326773302939695E-2,1.3493376717967655E-3,2.0632080072585431E-2,4.1208209677419508E-4,3.5389875053638171E-2,3.6725165532416996E-2,7.410000343743694E-3,0.20355826181977066,57902.943036318065,55595.811535221539,521.86098302885284,17.447526230009554,23749.148810507111,254.76185755410225,27319.676905757489,21479.808525426419,0,186841.4591800436]
[2004,1,14,1,3.8489161886520365E-2,5.022882903538585E-2,1.2064030424862361E-3,2.1104526319852695E-2,4.1208209677419508E-4,3.3968379838000794E-2,3.7301529503399003E-2,6.6250629077988779E-3,0.18933597463021803,46129.161067822926,52366.050666940217,466.58052379322527,15.599318960474596,24292.971643291898,254.76185755410225,26222.335082554277,21816.912186040827,0,171564.37234695794]
[2004,1,14,2,3.5873880201346325E-2,4.7501923021560595E-2,1.1894452928712033E-3,2.1232853073871825E-2,4.1208209677419508E-4,3.2370064114199376E-2,3.7273344699433004E-2,6.5319380117087929E-3,0.18238553051176529,42994.752725837934,49523.115618954973,460.02205583592433,15.380047841469789,24440.685842095299,254.76185755410225,24988.494355468756,21800.427462725369,0,164477.63996631384]
[2004,1,14,3,3.5540099724427059E-2,4.5258326269595618E-2,1.152793397235529E-3,2.1032838720623587E-2,4.1208209677419508E-4,3.1239684354201869E-2,3.7170031889046003E-2,6.3306610704835778E-3,0.17813651752238743,42594.717686714466,47184.054497167504,445.84680920486107,14.906122801170968,24210.453571630169,254.76185755410225,24115.88291569582,21740.001883884132,0,160560.62534465222]
[2004,1,14,4,3.629807729270175E-2,4.3902822608280184E-2,1.1455982234654793E-3,2.1120924148839308E-2,4.1208209677419508E-4,3.0921219957694895E-2,3.4752319864823002E-2,6.2911481737315221E-3,0.17484419236631032,43503.151843733234,45770.874561046352,443.06405101528082,14.813086057510462,24311.846835681721,254.76185755410225,23870.04015967108,20325.930889320713,0,158494.48328407996]
[2004,1,14,5,3.727651414907486E-2,4.4036015605101002E-2,1.170798351782759E-3,2.1066744432582135E-2,4.1208209677419508E-4,3.1428094619911577E-2,2.8153516969014001E-2,6.4295367797835394E-3,0.16997330300402405,44675.805887887313,45909.734879989621,452.81028726954412,15.138934737944819,24249.481715956717,254.76185755410225,24261.328684495955,16466.424182022329,0,156285.48642991352]
[2004,1,14,6,3.9315986881753459E-2,4.7258500259868073E-2,1.227279486021158E-3,2.1169043205917584E-2,4.1208209677419508E-4,3.3990877508751592E-2,2.7760087635197002E-2,6.7397076383235418E-3,0.1778735647126066,47120.108688154643,49269.335291659329,474.65456009488247,15.869260505706814,24367.235659452897,254.76185755410225,26239.702453733527,16236.315300655526,0,163977.98307181062]
[2004,1,14,7,4.6039305154772753E-2,5.4364248397966955E-2,1.3427748888001636E-3,2.1294556071949692E-2,4.1208209677419508E-4,3.6638248271772367E-2,2.9146482539921002E-2,7.3739602736580638E-3,0.19661165769561517,55177.988265806896,56677.430884810834,519.32280414479976,17.362666575626228,24511.710851607204,254.76185755410225,28283.374938755234,17047.189715035285,0,182489.14198429001]
[2004,1,14,8,5.3201387787926713E-2,6.5271680158859202E-2,1.5080629184781365E-3,2.2146078947826602E-2,4.1208209677419508E-4,4.1865086454786933E-2,3.4745549287121993E-2,8.2816532717343624E-3,0.22743158092350813,63761.725795345621,68048.970600273533,583.24851781422524,19.499913088185902,25491.880733829723,254.76185755410225,32318.301035052787,20321.97091499477,0,210800.35936795297]
[2004,1,14,9,5.3775491503219287E-2,7.0060185048536783E-2,1.5984258183712561E-3,2.2219958793821014E-2,4.1208209677419508E-4,4.2774911880045646E-2,3.5356763377935002E-2,8.7778886717125408E-3,0.23497570719041572,64449.787614681874,73041.224938814688,618.19667997793886,20.668344904074907,25576.922254144003,254.76185755410225,33020.652671531825,20679.457707725967,0,217661.67206933451]
[2004,1,14,10,4.6550062775549864E-2,7.1326221759295622E-2,1.5846771507035044E-3,2.414736243776926E-2,4.1208209677419508E-4,4.182279053023566E-2,3.4449508029444E-2,8.7023867167360693E-3,0.22899509149650818,{"$f":"E324*1000000*$N$8826","v":55790.129954548029},{"$f":"F324*1000000*$O$8826","v":74361.131132429073},{"$f":"G324*1000000*$P$8826","v":612.87933549523734},{"$f":"G324*1000000*$Q$8826","v":20.490568618142444},{"$f":"H324*1000000*$R$8826","v":27795.515619282327},{"$f":"I324*1000000*$S$8826","v":254.76185755410225},{"$f":"J324*1000000*$T$8826","v":32285.650142914295},{"$f":"K324*1000000*$U$8826","v":20148.822354917167},{"$f":"L324*1000000*$V$8826","v":0},{"$f":"SUM(N324:V324)","v":211269.38096575841}]
[2004,1,14,11,4.6559198201320283E-2,7.363106836307233E-2,1.549646741969495E-3,2.4320295039648412E-2,4.1208209677419508E-4,4.3166828154144854E-2,3.5281840154329003E-2,8.5100143060445003E-3,0.23343097305730309,55801.078738728604,76764.04826887809,599.33120449739022,20.037610112640465,27994.574661403494,254.76185755410225,33323.197565128386,20635.636625537951,0,215392.66653184066]
[2004,1,14,12,4.969387987101824E-2,7.3089836474784897E-2,1.5257978263568189E-3,2.3222194686773206E-2,4.1208209677419508E-4,4.2272442683696843E-2,3.1780541307807005E-2,8.3790459972352422E-3,0.23037582094444645,59557.986620074051,76199.787125846924,590.10755440153935,19.729233203430354,26730.574686725438,254.76185755410225,32632.765003701992,18587.797555971225,0,214573.50963747871]
[2004,1,14,13,4.8344111003898974E-2,7.1678262637712195E-2,1.4856664261886402E-3,2.2938213235410392E-2,4.1208209677419508E-4,4.0977749818144539E-2,3.4993703263810995E-2,8.1586610667195615E-3,0.22898844954865949,57940.292120535378,74728.151244783454,574.58659743144119,19.21031664776276,26403.689674447851,254.76185755410225,31633.309913073124,20467.111170370827,0,212021.11289484394]
[2004,1,14,14,4.6237669798412852E-2,7.2709221425703338E-2,1.4933009377342368E-3,2.3304366605416679E-2,4.1208209677419508E-4,4.1762112604094667E-2,3.4156359075002002E-2,8.200586623501694E-3,0.22827569916663967,55415.727778649867,75802.977020423932,577.53927101597469,19.309034221005742,26825.161035607525,254.76185755410225,32238.809024233575,19977.365444660765,0,211111.65046636679]
[2004,1,14,15,4.7195099608166077E-2,7.1538251777144943E-2,1.4677965642234925E-3,2.2960304381762268E-2,4.1208209677419508E-4,4.1693725778496289E-2,3.5156302962180003E-2,8.0605272295992559E-3,0.22848409039834655,56563.204931710694,74582.18296403336,567.67536688727068,18.979251517158062,26429.118323438142,254.76185755410225,32186.01691979335,20562.212454098888,0,211164.15206903298]
[2004,1,14,16,4.7676335648501982E-2,6.9224555282386649E-2,1.4773227577274633E-3,2.3753528298161523E-2,4.1208209677419508E-4,3.9014266635357057E-2,3.4755461216167002E-2,8.1128411156000807E-3,0.22442639305067597,57139.965082574636,72170.039376392087,571.35965497202073,19.102429365451108,27342.181512624309,254.76185755410225,30117.573390060796,20327.768202356663,0,207942.75150590009]
[2004,1,14,17,5.5761943137538926E-2,6.7075155104467932E-2,1.5007325729856514E-3,2.3334273079171249E-2,4.1208209677419508E-4,3.8346972944819653E-2,3.1567588275236001E-2,8.2413980681968028E-3,0.22624014527919042,66830.544765568615,69929.182864664006,580.41348149632893,19.405128515036871,26859.585741846357,254.76185755410225,29602.447298230796,18463.245622760835,0,212539.58676063613]
[2004,1,14,18,6.5182510666067464E-2,6.4769827373669403E-2,1.5380937739250676E-3,2.3916508628398489E-2,4.1208209677419508E-4,3.7444458822792313E-2,2.9398557038112998E-2,8.4465702186453315E-3,0.23110860861838531,78121.070606454436,67525.764129382485,594.86305439191096,19.888225183128196,27529.784706406324,254.76185755410225,28905.7397179045,17194.623004356406,0,220146.49530163329]
[2004,1,14,19,7.0361730799730002E-2,6.3374355469517529E-2,1.5631588789080733E-3,2.312357802813322E-2,4.1208209677419508E-4,3.6805365349554336E-2,3.5078125662006E-2,8.5842173327978048E-3,0.23930261361742117,84328.352553923978,66070.915313662976,604.55706990748968,20.21232795279785,26617.059147187181,254.76185755410225,28412.383152644597,20516.488128165216,0,226824.72955099834]
[2004,1,14,20,7.1127535021404953E-2,6.2886095826920022E-2,1.5187713402485784E-3,2.260203648158722E-2,4.1208209677419508E-4,3.56115750316012E-2,3.4753005117948002E-2,8.3404594628446026E-3,0.23725156037932874,85246.166934819455,65561.880369510283,587.39003674504181,19.638377665012698,26016.723758985539,254.76185755410225,27490.82110332201,20326.331680051073,0,225503.71411865257]
[2004,1,14,21,6.9882989967229373E-2,6.1579988525781115E-2,1.4545208195184704E-3,2.1524771985693705E-2,4.1208209677419508E-4,3.5508191108858923E-2,3.478269105673E-2,7.987622370508889E-3,0.23313285793109464,83754.582903203162,64200.198593896595,562.54092698611714,18.80759033196685,24776.707496386523,254.76185755410225,27411.01253202053,20343.694386840565,0,221322.30628721957]
[2004,1,14,22,6.4169433510365623E-2,5.9377205353754035E-2,1.4218213612705735E-3,2.113435298082313E-2,4.1208209677419508E-4,3.6031418311396293E-2,3.4388092878546002E-2,7.8080505687859736E-3,0.22474245706171581,76906.90025306285,61903.687657649418,549.89429910161186,18.384772035692961,24327.304478731428,254.76185755410225,27814.924614218027,20112.901871980615,0,211888.75980433376]
[2004,1,14,23,6.0556844518905452E-2,5.5877603521313102E-2,1.3839196119370338E-3,1.9643031030693547E-2,4.1208209677419508E-4,3.5062283504952732E-2,3.2610686061584002E-2,7.5999099517556666E-3,0.21314636029791575,72577.221681462863,58255.178815394444,535.23566725642206,17.89468584045644,22610.675481877945,254.76185755410225,27066.788325236132,19073.332477353062,0,200391.08899197547]
[2004,1,14,24,4.6973601784321202E-2,5.3006824522109385E-2,1.2736938783614623E-3,2.0630848184585431E-2,4.1208209677419508E-4,3.4713866411182771E-2,3.4718436409528E-2,6.9945961442809393E-3,0.19872394943114341,56297.74036216674,55262.249029593891,492.60548588586295,16.469418898030561,23747.730810415655,254.76185755410225,26797.823192813044,20306.113139792149,0,183175.49329711951]
[2004,1,15,1,3.9050798897487471E-2,5.0978065518591562E-2,1.225316330431739E-3,2.1108277884652693E-2,4.1208209677419508E-4,3.3852311422368379E-2,3.3721787097734997E-2,6.7289268056998979E-3,0.18707756605374093,46802.281574238157,53147.166938104529,473.89530292216267,15.843876045348299,24297.2899897889,254.76185755410225,26132.734551067952,19723.193061040827,0,170847.16715076196]
[2004,1,15,2,3.6469038144914173E-2,4.8240567024241961E-2,1.2080927582644846E-3,2.1235987659471822E-2,4.1208209677419508E-4,3.1475617174316746E-2,3.4969995981947999E-2,6.6343421228977784E-3,0.18064572296282916,43708.047983359509,50293.188702721156,467.23402717900274,15.621167724485607,24444.293996949862,254.76185755410225,24298.014341908358,20453.245259415955,0,163934.40733681241]
[2004,1,15,3,3.6150867242577309E-2,4.5938735736067847E-2,1.1708662047426668E-3,2.1032457767023588E-2,4.1208209677419508E-4,3.038948599373489E-2,3.3547836786957011E-2,6.4299093999710217E-3,0.17507224122784848,43326.720979039063,47893.415182650519,452.83652963503874,15.139812106391963,24210.015064038864,254.76185755410225,23459.561171734909,19621.453033071415,0,159233.90362983031]
[2004,1,15,4,3.6921062204774598E-2,4.4994284497245837E-2,1.1635582658625441E-3,2.1122280260839309E-2,4.1208209677419508E-4,3.0041939079042596E-2,2.9617633162054995E-2,6.3897772442137015E-3,0.17066261681080777,44249.797651105211,46908.777826486687,450.01015915149816,15.045317260540319,24313.40782737904,254.76185755410225,23191.267785431744,17322.75621019895,0,156705.82463456775]
[2004,1,15,5,3.7930488844262478E-2,4.4631050509865079E-2,1.1891535122832918E-3,2.1069818976582135E-2,4.1208209677419508E-4,3.0712482712293342E-2,2.7045893910457003E-2,6.530335674279168E-3,0.16952130623679668,45459.592870247026,46530.088341734103,459.90920869052934,15.37627499085767,24253.020758201779,254.76185755410225,23708.902713044747,15818.597797273949,0,156500.24982173709]
[2004,1,15,6,4.003791891123569E-2,4.7589557489344611E-2,1.2465201083580292E-3,2.1169908633117584E-2,4.1208209677419508E-4,3.299596044903115E-2,2.6922513212074003E-2,6.8453691203306435E-3,0.17721983002026592,47985.342360069677,49614.478907096032,482.09593692492103,16.118050167420812,24368.231834307062,254.76185755410225,25471.663217132878,15746.434915539328,0,163939.12707879144]
[2004,1,15,7,4.692464171952173E-2,5.5196730465761588E-2,1.3638261335891422E-3,2.1295939099149692E-2,4.1208209677419508E-4,3.5887402128593142E-2,2.8229715452842002E-2,7.4895649398457722E-3,0.19679990203607725,56239.061851013787,57545.334815255665,527.46444543235748,17.634868377522839,24513.302824819122,254.76185755410225,27703.749438340201,16510.991138190533,0,183312.30123898329]
[2004,1,15,8,5.4117204243446862E-2,6.6073614699627997E-2,1.5317054855136557E-3,2.2146095511026604E-2,4.1208209677419508E-4,4.1040578443355957E-2,3.4034017878878005E-2,8.411488400125091E-3,0.22776678675874837,64859.329450883961,68885.027215566792,592.39236188851999,19.805621820046696,25491.899799377174,254.76185755410225,31681.811292029884,19905.810546829318,0,211690.83814594976]
[2004,1,15,9,5.4613139168093072E-2,7.0581436702352632E-2,1.623485037290529E-3,2.2224733136221014E-2,4.1208209677419508E-4,4.2402315173893979E-2,3.4476658524882006E-2,8.9155034620551979E-3,0.23524935330156263,65453.70617661297,73584.655694381727,627.88841903813511,20.99237156436622,25582.417898195938,254.76185755410225,32733.02177108968,20164.702132037954,0,218422.14632047486]
[2004,1,15,10,4.7305920174321246E-2,7.1815987531186995E-2,1.6095208209796167E-3,2.4148995983369261E-2,4.1208209677419508E-4,4.1410645509931787E-2,3.4360684359353001E-2,8.8388178037305584E-3,0.22990265427964665,56696.023093895448,74871.736291226,622.48771037672464,20.811808140207361,27797.395958899397,254.76185755410225,31967.489404116743,20096.871181970208,0,212327.57730617889]
[2004,1,15,11,4.7307602521661288E-2,7.3346059889055015E-2,1.5739412573381264E-3,2.4321429618848412E-2,4.1208209677419508E-4,4.1827873953165826E-2,3.5290023974848997E-2,8.6434296630714252E-3,0.2327224429747633,56698.039382835428,76466.912769653456,608.72719183064328,20.351748821578408,27995.880651403695,254.76185755410225,32289.574357730453,20640.423177081764,0,214974.67113691111]
[2004,1,15,12,5.0433126365259685E-2,7.2939321468235119E-2,1.5497182947408923E-3,2.3224196763573204E-2,4.1208209677419508E-4,4.1385967937204005E-2,3.1748106887605002E-2,8.5104072440552979E-3,0.23020292705744741,60443.971633263696,76042.867750848804,599.35887777769676,20.038535321268281,26732.879234773231,254.76185755410225,31948.439229095791,18568.827317839627,0,214611.14443647425]
[2004,1,15,13,4.904090589662171E-2,7.1869994204476428E-2,1.5089578870493446E-3,2.2939838499410389E-2,4.1208209677419508E-4,4.0278220240171539E-2,3.5456751299919001E-2,8.2865680662731235E-3,0.22979331819069573,58775.398998996679,74928.04093228851,583.59464998566955,19.511485423226691,26405.560481291195,254.76185755410225,31093.298906329583,20737.938626407624,0,212798.1059382766]
[2004,1,15,14,4.6917554734318606E-2,7.2685711479197612E-2,1.5167120983784206E-3,2.3305497043816677E-2,4.1208209677419508E-4,4.1318048007810818E-2,3.4650525203657002E-2,8.3291509643978034E-3,0.22913528162835115,56230.568117560091,75778.466732735789,586.59361787294165,19.611750767020833,26826.462259220862,254.76185755410225,31896.007551287621,20266.393245335788,0,211858.86513233421]
[2004,1,15,15,4.7862891131797904E-2,7.116708279993611E-2,1.4908078781281343E-3,2.2959004170562267E-2,4.1208209677419508E-4,4.106830375799634E-2,3.5453212916887002E-2,8.1868957787826005E-3,0.22860028053086454,57363.551347259105,74195.220858012093,576.57507164321294,19.276797869957651,26427.621677963463,254.76185755410225,31703.21421128116,20735.869097546009,0,211276.09091912914]
[2004,1,15,16,4.8313910350470037E-2,6.8791080921767472E-2,1.5004833501224113E-3,2.3751085226161522E-2,4.1208209677419508E-4,3.8504431618410759E-2,3.3830198153246997E-2,8.2400294400610304E-3,0.22334330115701445,57904.096715437081,71718.12081155731,580.31709369724638,19.401905954417401,27339.369344375704,254.76185755410225,29723.99958068442,19786.60050061742,0,207326.66780987769]
[2004,1,15,17,5.6473521274281083E-2,6.7010336611593599E-2,1.5242602677992064E-3,2.3339202701571249E-2,4.1208209677419508E-4,3.7769645235592765E-2,3.2557291648341001E-2,8.3706023662016085E-3,0.2274569422021547,67683.369323788371,69861.60636433147,589.51289834389615,19.709351898828224,26865.260125405617,254.76185755410225,29156.771622323089,19042.103162082181,0,213473.09470572756]
[2004,1,15,18,6.5955717230208918E-2,6.5150710037572362E-2,1.5622071469188811E-3,2.3925941370798488E-2,4.1208209677419508E-4,3.5563984408591348E-2,2.9981984667620001E-2,8.5789908172157741E-3,0.23113161777569996,79047.756675668905,67922.853236557377,604.18898428901105,20.200021641937013,27540.642535678053,254.76185755410225,27454.082899459969,17535.858056358884,0,220380.34426720822]
[2004,1,15,19,7.116137488286553E-2,6.3596157980781207E-2,1.5876651738605668E-3,2.3130671218533221E-2,4.1208209677419508E-4,3.517392001423552E-2,3.4765943995198001E-2,8.7187956950694635E-3,0.2385466110573177,85286.723921340235,66302.155455349464,614.03496372281154,20.529205064377066,26625.223967881862,254.76185755410225,27152.967588651718,20333.899368360569,0,226590.29632792517]
[2004,1,15,20,7.1983288638482412E-2,6.3118592014590358E-2,1.5425817639722035E-3,2.260530150238722E-2,4.1208209677419508E-4,3.490577245999972E-2,3.4835235293286006E-2,8.4712163902353598E-3,0.23787407015972747,86271.785433682191,65804.269200331692,596.59879997048313,19.946256857262927,26020.482055026259,254.76185755410225,26945.967577103562,20374.426450916395,0,226288.23763144194]
[2004,1,15,21,7.0707823344921428E-2,6.1707737539631463E-2,1.4773239646178422E-3,2.1529964548893703E-2,4.1208209677419508E-4,3.4473529830794047E-2,3.5762678422299E-2,8.1128477433392368E-3,0.2341839874912709,84743.143575058144,64333.383290024511,571.36012174102359,19.102444971071542,24782.684545511518,254.76185755410225,26612.292226261081,20916.869229338648,0,222233.59729046011]
[2004,1,15,22,6.4955525045479301E-2,5.9434110863708679E-2,1.4441117362396245E-3,2.1143506219223129E-2,4.1208209677419508E-4,3.4533445762519294E-2,3.5061237998882999E-2,7.9304600216865972E-3,0.22491447974451381,77849.028926693703,61963.01448000902,558.51517824592634,18.672996332752266,24337.840576889968,254.76185755410225,26658.545113386575,20506.61087465076,0,212146.99000376285]
[2004,1,15,23,6.136636737430215E-2,5.6653085461964743E-2,1.4056160088813351E-3,1.9650091094693546E-2,4.1208209677419508E-4,3.3983284263677201E-2,3.1808642270616999E-2,7.7190575248025171E-3,0.21299822609571267,73547.432731908106,59063.657280358304,543.6268233578154,18.175229741879072,22618.802171477724,254.76185755410225,26233.840748887607,18604.233242285722,0,200884.53008557126]
[2004,1,15,24,4.7660253766868055E-2,5.3521118482592771E-2,1.2936620676384642E-3,2.0637367874185433E-2,4.1208209677419508E-4,3.3949927278413866E-2,3.4611095588796999E-2,7.1042531208103908E-3,0.19918976027608018,57120.690988990769,55798.426044061045,500.32825173106932,16.727616318482305,23755.235486529938,254.76185755410225,26208.090387843291,20243.331658950927,0,183897.59229197964]
[2004,1,16,1,4.2807494207104703E-2,5.1446087581693438E-2,1.3225032951959452E-3,2.1923570115632712E-2,4.1208209677419508E-4,3.3519223463972E-2,3.4620036269506008E-2,7.2626371269653095E-3,0.1933136341568443,51304.671195789226,53635.103199815363,511.48269563306457,17.100546004529502,25235.755546798951,254.76185755410225,25875.602945183626,20248.560882752437,0,177083.0388695313]
[2004,1,16,2,4.027987978638288E-2,4.9265946839928174E-2,1.3033597385016774E-3,2.1238326156670592E-2,4.1208209677419508E-4,3.103315358209615E-2,3.5817791019294005E-2,7.1575086890287107E-3,0.18650804790867637,48275.331843724423,51362.198122456073,504.07885927397427,16.853011444026087,24446.985791367639,254.76185755410225,23956.44878498829,20949.103475628068,0,169765.76174643659]
[2004,1,16,3,3.9698621302953985E-2,4.6506874401661784E-2,1.2691852128971799E-3,2.152411678291952E-2,4.1208209677419508E-4,2.8800553045750306E-2,3.5922650213704999E-2,6.969836431913558E-3,0.18110391948857554,47578.695053264186,48485.727978303803,490.86174401863587,16.41111988170972,24775.953306400326,254.76185755410225,22232.963601156902,21010.433503292355,0,164845.80816387202]
[2004,1,16,4,4.1125495613553706E-2,4.5580600800406768E-2,1.2567383149986735E-3,1.9689555167451706E-2,4.1208209677419508E-4,2.8425977087631938E-2,3.2622288252951999E-2,6.9014832541773579E-3,0.17601422058794633,49288.800227579377,47520.041712741098,486.04786346913278,16.250176048223427,22664.228426770689,254.76185755410225,21943.804791272767,19080.118365052876,0,161254.05342048829]
[2004,1,16,5,4.1920633733219484E-2,4.549160543505236E-2,1.2823237480156845E-3,1.8921344217631225E-2,4.1208209677419508E-4,2.8394900231309708E-2,2.9304563680177004E-2,7.0419877931178808E-3,0.17276944093529753,50241.771209420214,47427.259621245619,495.94311764053435,16.581006886938564,21779.957131731004,254.76185755410225,21919.814605585951,17139.648185268259,0,159275.73673533261]
[2004,1,16,6,4.3794617184815199E-2,4.843852013266739E-2,1.3407369455774301E-3,2.0642427410185241E-2,4.1208209677419508E-4,3.0232147744298842E-2,2.9415374080180003E-2,7.3627687385096549E-3,0.18163867433300795,52487.73553392187,50499.564656621689,518.53462259780679,17.336315078460537,23761.059410872462,254.76185755410225,23338.101852282791,17204.458953039728,0,168081.5532019689]
[2004,1,16,7,5.2668970877459614E-2,5.5964412689015877E-2,1.4751053340773192E-3,2.103644082728004E-2,4.1208209677419508E-4,3.23058936353849E-2,2.9967970140388999E-2,8.1006639487179646E-3,0.20193153954909895,63123.625503877061,58345.681687182994,570.50205875274764,19.07375710786312,24214.599880035064,254.76185755410225,24938.957115073244,17527.661242072762,0,188994.86310165585]
[2004,1,16,8,5.7458332368776732E-2,6.6065111050724851E-2,1.6611903998388093E-3,2.1900243736040128E-2,4.1208209677419508E-4,3.68328980587578E-2,3.4506216325235005E-2,9.1225656046778781E-3,0.22795863964082544,68863.662875861759,68876.161738949726,642.47109761902971,21.479918392579453,25208.905047081727,254.76185755410225,28433.63738760979,20181.989893245045,0,212483.06981631377]
[2004,1,16,9,5.8003709109196805E-2,7.1095592505101668E-2,1.726045463830754E-3,2.2058585393362692E-2,4.1208209677419508E-4,3.7572050879756583E-2,3.5635980381816999E-2,9.4787225967478475E-3,0.23598276842658755,69517.29549004171,74120.688672544318,667.55401656263803,22.318522734398226,25391.168763072856,254.76185755410225,29004.236075032681,20842.766101125435,0,219820.78949866816]
[2004,1,16,10,5.5036567394455504E-2,7.1961830528513293E-2,1.7162916428872903E-3,2.2805473705862132E-2,4.1208209677419508E-4,3.6793966120765666E-2,3.4793722839620005E-2,9.4251586756815674E-3,0.23294509300455965,65961.18381180086,75023.784864407498,663.78169278317557,22.192401563759532,26250.896023532008,254.76185755410225,28403.583368892632,20350.146654127482,0,216930.3306746615]
[2004,1,16,11,5.3302817938382402E-2,7.3114687691594765E-2,1.6955104447668597E-3,2.2889710171172355E-2,4.1208209677419508E-4,3.7908079151870951E-2,3.5705875184683003E-2,9.3110369932929409E-3,0.23433979967253749,63883.289568578701,76225.69575448893,655.74449297298702,21.92369158339233,26347.858828197634,254.76185755410225,29263.637494547464,20883.646161452438,0,217536.55784937568]
[2004,1,16,12,5.2410457538149567E-2,7.2294894399514295E-2,1.6813530072847967E-3,2.3359656478766318E-2,4.1208209677419508E-4,3.698041723288166E-2,3.2564866989079996E-2,9.2332902447945283E-3,0.22893701798724536,62813.797934693481,75371.020503364518,650.26905535942001,21.740629724985087,26888.804033563869,254.76185755410225,28547.516743452663,19046.53382607592,0,213594.44458378898]
[2004,1,16,13,5.3836172348268693E-2,7.1195080064710092E-2,1.6273071997651956E-3,2.2762072082408387E-2,4.1208209677419508E-4,3.6552659643633731E-2,3.5139180689412998E-2,8.9364931860087364E-3,0.23046104731098205,64522.513450678736,74224.40939801684,629.36665351421664,21.04179379678882,26200.93733733099,254.76185755410225,28217.303677864635,20552.19798213604,0,214622.53215089234]
[2004,1,16,14,4.9093287115800577E-2,7.1377418949334165E-2,1.5953891931450828E-3,2.3160864434263111E-2,4.1208209677419508E-4,3.7015923594175264E-2,3.4463675521251999E-2,8.7612127910637778E-3,0.22587985369580821,58838.177754833327,74414.506747569831,617.02225473306237,20.629080011830535,26659.978736713419,254.76185755410225,28574.926343434865,20157.108635098881,0,209537.11140994931]
[2004,1,16,15,5.0567439736015143E-2,6.9269035575682258E-2,1.5797031102876323E-3,2.2542222264456856E-2,4.1208209677419508E-4,3.5937448397822272E-2,3.5461302201911994E-2,8.6750713590151747E-3,0.22444430474196556,60604.945861058215,72216.412292845256,610.95560826571761,20.426252100165524,25947.872885073873,254.76185755410225,27742.38331041819,20740.600357185696,0,208138.35842450123]
[2004,1,16,16,5.754193328109089E-2,6.5618038709908177E-2,1.5680569940480606E-3,2.1635384375416244E-2,4.1208209677419508E-4,3.2108351295679585E-2,3.4231673612054002E-2,8.6111157405348929E-3,0.22172663610550608,68963.85835325165,68410.066603932719,606.45143277556156,20.275662723751616,24904.031066989417,254.76185755410225,24786.461722315373,20021.415398190045,0,207967.32209773263]
[2004,1,16,17,6.2201725022045698E-2,6.3420584715005418E-2,1.5437090391562591E-3,2.1607239969563562E-2,4.1208209677419508E-4,3.110221348937018E-2,3.0321360805825003E-2,8.4774069159102433E-3,0.21908632205365058,74548.606714225854,66119.11159970038,597.03477752301956,19.960833018407271,24871.634639657459,254.76185755410225,24009.760483631151,17734.35231393568,0,208155.22321924605]
[2004,1,16,18,7.1431645288650078E-2,6.091882746988847E-2,1.6167163706663423E-3,2.1724731124803488E-2,4.1208209677419508E-4,3.0207620024233398E-2,3.5258234943088003E-2,8.878332764860386E-3,0.23044819008296441,85610.642304314097,63510.905333098286,625.27061395337148,20.904849744634891,25006.876211030529,254.76185755410225,23319.167357984428,20621.830413630989,0,218970.35894131046]
[2004,1,16,19,7.5541586347205675E-2,5.9832212912483931E-2,1.6402271591220488E-3,2.1541633324969542E-2,4.1208209677419508E-4,3.0407839324496054E-2,3.4973795096546002E-2,9.0074442201912731E-3,0.23335682048178877,90536.396043206696,62378.055651725183,634.36349220892384,21.208854521825259,24796.116225617774,254.76185755410225,23473.729265456048,20455.467284911232,0,222550.09867520179]
[2004,1,16,20,7.1410861372051951E-2,5.8645208694212622E-2,1.6071445923192082E-3,2.1403925467326994E-2,4.1208209677419508E-4,3.0402518098912652E-2,3.5773850998738997E-2,8.8257685458920862E-3,0.22848135986622872,85585.732833975359,61140.544759482866,621.56869577382633,20.781082464383182,24637.603637840715,254.76185755410225,23469.621475771546,20923.403843932967,0,216654.01818679576]
[2004,1,16,21,7.1272371074087904E-2,5.6920555119552546E-2,1.5576118326609213E-3,2.1530834111969675E-2,4.1208209677419508E-4,2.970693176819068E-2,3.4328500656027001E-2,8.5537552657724142E-3,0.22428264192503533,85419.752569714226,59342.50769176735,602.41173070296679,20.140602218818017,24783.685481084605,254.76185755410225,22932.65451031649,20078.047583082101,0,213433.96202644068]
[2004,1,16,22,6.7487910863356246E-2,5.433334442788932E-2,1.5062954670884345E-3,2.0733356285312154E-2,4.1208209677419508E-4,2.8322524511751754E-2,3.2460849388230004E-2,8.2719471650429203E-3,0.21352831020544505,80884.086785919979,56645.211960062363,582.56494991349552,19.47705916872108,23865.725706222413,254.76185755410225,21863.943222283575,18985.696029509421,0,203101.46757063409]
[2004,1,16,23,6.4577995272338845E-2,4.9935310486490359E-2,1.4398755213321033E-3,1.8141529452541529E-2,4.1208209677419508E-4,2.6142308040779844E-2,3.4754858822440997E-2,7.9071964942708812E-3,0.20331115618696879,77396.560469094125,52060.042991700175,556.87680756809834,18.618220221286769,20882.328931588749,254.76185755410225,20180.896602839799,20327.415874417391,0,191677.50175498374]
[2004,1,16,24,5.6276405760071153E-2,4.5064827341823391E-2,1.3820809144448013E-3,1.5694986843396319E-2,4.1208209677419508E-4,2.4774519100459285E-2,3.4089546196294007E-2,7.5898125911510808E-3,0.18528426084441424,67447.126889339794,46982.322247972908,534.52454468062433,17.870910677726371,18066.165738569744,254.76185755410225,19125.01404128256,19938.287939607359,0,172366.07416968484]
[2004,1,17,1,4.6468450170046104E-2,4.3917624505688667E-2,1.3021873236389425E-3,1.8588862176604343E-2,4.1208209677419508E-4,2.4683646586638609E-2,3.6534011233964991E-2,7.1510702750442363E-3,0.17905793436840009,55692.317457732759,45786.306274756294,503.62542379553707,16.837851607094549,21397.244121632695,254.76185755410225,19054.863815732679,21368.006232093336,0,164073.9630349045]
[2004,1,17,2,4.3892435259572649E-2,4.2123005124465054E-2,1.2730719736847491E-3,1.8768322403426196E-2,4.1208209677419508E-4,2.4097262296804298E-2,3.1574036275271007E-2,6.9911809028891493E-3,0.16913139633288726,{"$f":"E388*1000000*$N$8826","v":52604.970243763935},{"$f":"F388*1000000*$O$8826","v":43915.326376363228},{"$f":"G388*1000000*$P$8826","v":492.3649621142946},{"$f":"G388*1000000*$Q$8826","v":16.46137739857026},{"$f":"H388*1000000*$R$8826","v":21603.816974072455},{"$f":"I388*1000000*$S$8826","v":254.76185755410225},{"$f":"J388*1000000*$T$8826","v":18602.1967939756},{"$f":"K388*1000000*$U$8826","v":18467.016927916738},{"$f":"L388*1000000*$V$8826","v":0},{"$f":"SUM(N388:V388)","v":155956.91551315892}]
[2004,1,17,3,4.2063069078676726E-2,4.1565124807652308E-2,1.2373635101937759E-3,1.9606492854986543E-2,4.1208209677419508E-4,2.4364466338960618E-2,2.2867976876778003E-2,6.7950848979578329E-3,0.15891166046197999,50412.479602908243,43333.708419159339,478.55459110832163,15.999651348513064,22568.61716448691,254.76185755410225,18808.468449033975,13375.018398310347,0,149247.60813390976]
[2004,1,17,4,4.1093726712182713E-2,4.1176236438762982E-2,1.2080525252876736E-3,1.950509065000704E-2,4.1208209677419508E-4,2.4209488712571385E-2,1.9553200730515002E-2,6.6341211801506589E-3,0.15379199904625165,49250.725281374747,42928.27296664867,467.2184669369168,15.620647494499522,22451.895241767561,254.76185755410225,18688.831443417035,11436.272693718987,0,145493.59859891253]
[2004,1,17,5,4.1451125655344222E-2,4.113907484144981E-2,1.2259392936106697E-3,1.8656702058859501E-2,4.1208209677419508E-4,2.4282534298201663E-2,1.8506582297152002E-2,6.7323478599448823E-3,0.15240638840133694,49679.066991261156,42889.530154499997,474.13623607310228,15.85193123170521,21475.333168073816,254.76185755410225,18745.219938595004,10824.126683703726,0,144358.0269609926]
[2004,1,17,6,4.3017148760401885E-2,4.333346949735746E-2,1.243206115980682E-3,1.9434449943873659E-2,4.1208209677419508E-4,2.5319764279147599E-2,1.8803510187151998E-2,6.8271700548420125E-3,0.15839080093552949,51555.941636183903,45177.295645779282,480.81423898085507,16.075198796605065,22370.582226495284,254.76185755410225,19545.92318813911,10997.793817141941,0,150399.18780907107]
[2004,1,17,7,4.6140735282404102E-2,4.7273101673811477E-2,1.2832232473720857E-3,1.975845074220349E-2,4.1208209677419508E-4,2.5947219412180398E-2,1.9221273854249002E-2,7.0469274688413457E-3,0.16708301377783608,55299.55201168506,49284.557991392794,496.29100210872707,16.592637807013439,22743.532658404594,254.76185755410225,20030.295384461766,11242.135359188982,0,159367.71890260305]
[2004,1,17,8,5.4002594850628166E-2,5.195905551025911E-2,1.3864647458952219E-3,1.8473870863786733E-2,4.1208209677419508E-4,2.659144120275413E-2,2.0144048655655004E-2,7.6138867671216338E-3,0.18058344469287421,64721.970389733018,54169.897760103864,536.22000656386297,17.927595535651747,21264.880065734629,254.76185755410225,20527.610821361384,11781.847726960161,0,173275.11622354671]
[2004,1,17,9,5.66436673032569E-2,5.3062531190430112E-2,1.4406803787192027E-3,1.9462929770696254E-2,4.1208209677419508E-4,2.6327433507743955E-2,1.9755384205415998E-2,7.9116164357278841E-3,0.18501632488876454,67887.288899871026,55320.325999967114,557.18808892932384,18.628627379306849,22403.364749775908,254.76185755410225,20323.806628286951,11554.52572988421,0,178319.89058164795]
[2004,1,17,10,5.900187413924704E-2,5.4352374187290768E-2,1.4914687297509269E-3,2.0186007513246219E-2,4.1208209677419508E-4,2.6337383463639431E-2,2.0083206022823999E-2,8.1905249005765068E-3,0.19005492105334912,70713.593699371675,56665.05143002679,576.83065828006102,19.285342970464235,23235.6841692901,254.76185755410225,20331.48762687423,11746.262098292562,0,183542.95688266002]
[2004,1,17,11,6.0898885867417575E-2,5.412721397652441E-2,1.460427875230118E-3,2.1645732746917966E-2,4.1208209677419508E-4,2.5926290955172994E-2,1.8953625430225003E-2,8.0200614595291615E-3,0.19144432040779144,72987.157353844872,56430.310719729452,564.82550108859641,18.883971145772971,24915.942857457281,254.76185755410225,20014.139388355205,11085.593194795114,0,186271.6148439704]
[2004,1,17,12,6.3843022072857039E-2,5.2470529493801182E-2,1.4290931330095062E-3,2.1109341466857185E-2,4.1208209677419508E-4,2.5462196888162477E-2,1.7853400152427999E-2,7.8479841096715294E-3,0.19042764941356113,76515.696988632029,54703.134808455456,552.7066818189694,18.478799224591292,24298.514256656705,254.76185755410225,19655.875903519791,10442.093622790369,0,186441.26291865201]
[2004,1,17,13,6.613310672623221E-2,5.0084930681915996E-2,1.4105859735690424E-3,1.9500322721878537E-2,4.1208209677419508E-4,2.5305136740455071E-2,1.7356740248975003E-2,7.746350500322326E-3,0.18794925569012236,79260.357528291366,52216.02948162883,545.54897428545678,18.2394935589083,22446.406981047199,254.76185755410225,19534.631268334346,10151.607263538688,0,184427.5828482389]
[2004,1,17,14,6.2345359839546463E-2,4.9109351844134619E-2,1.3602871550815736E-3,2.0080481080590944E-2,4.1208209677419508E-4,2.4718152113466264E-2,1.7402413378939E-2,7.4701303442618033E-3,0.18289825785279487,74720.752671858689,51198.940056492844,526.09573332901982,17.589107837645507,23114.214935758864,254.76185755410225,19081.50080845915,10178.320555968034,0,179092.17572725838]
[2004,1,17,15,6.0175200845571729E-2,4.8394859653960925E-2,1.338254896372899E-3,2.0659255593424641E-2,4.1208209677419508E-4,2.4559289579070359E-2,1.6886799407992002E-2,7.3491383583289306E-3,0.1797748804314957,72119.822725111662,50454.046437622892,517.57468153570198,17.304221096720173,23780.429974894942,254.76185755410225,18958.86479729641,9876.7483449673728,0,175979.5530400798]
[2004,1,17,16,6.0475324165564462E-2,4.6892566667739083E-2,1.3535304089730142E-3,2.0328951405415015E-2,4.1208209677419508E-4,2.3756591044423684E-2,1.6936567223731998E-2,7.4330251095725908E-3,0.17758863812219403,72479.519748626291,48887.831334785034,523.48253854465281,17.501740155394685,23400.223845111766,254.76185755410225,18339.211165119548,9905.8565365119484,0,173808.38876640872]
[2004,1,17,17,6.9029433214307226E-2,4.6442913892720594E-2,1.3964525452914841E-3,1.9725688443385143E-2,4.1208209677419508E-4,2.3303314283000934E-2,1.6067582592879E-2,7.6687356003725393E-3,0.18404620266873115,82731.597340354027,48419.0459688638,540.08282231426563,18.056742150015747,22705.820672639031,254.76185755410225,17989.298240810294,9397.6049544793277,0,182056.26859916485]
[2004,1,17,18,7.6138745390811502E-2,4.7254066396001701E-2,1.4489057026754401E-3,2.0543813389127547E-2,4.1208209677419508E-4,2.3288160733181212E-2,1.5799558531049002E-2,7.9567864881299362E-3,0.19284211872775056,91252.089613953096,49264.712768213423,560.36926124463992,18.734984415411592,23647.546907399115,254.76185755410225,17977.600259836283,9240.8430871098353,0,192216.65873972591]
[2004,1,17,19,7.8986664354889588E-2,4.7015362807141303E-2,1.500608035748112E-3,2.0980063143614922E-2,4.1208209677419508E-4,2.3073059975960885E-2,1.4932048589869998E-2,8.2407141615718979E-3,0.19514060316557091,94665.313133586926,49015.852413140485,580.36531629160334,19.403518194089045,24149.704726747364,254.76185755410225,17811.55041703417,8733.4540213211221,0,195230.40540386987]
[2004,1,17,20,7.8158796210822848E-2,4.6487268783119505E-2,1.4733206696609022E-3,1.9546764775721388E-2,4.1208209677419508E-4,2.2302171428769703E-2,1.4499963184040999E-2,8.0908633152549508E-3,0.19097123046416453,93673.115302073522,48465.288146564577,569.81183365476477,19.050680616434747,22499.865442040915,254.76185755410225,17216.452920710941,8480.7359831778849,0,191179.08216639314]
[2004,1,17,21,7.2280132400089736E-2,4.5576449549653592E-2,1.4206717388294203E-3,2.092068387919619E-2,4.1208209677419508E-4,2.1715153515637534E-2,1.4252090726333998E-2,7.8017373212852367E-3,0.1843790012277999,86627.55191494606,47515.713827511696,549.44967867057221,18.369906914740753,24081.354517656582,254.76185755410225,16763.296765162035,8335.760382575796,0,184146.25885099161]
[2004,1,17,22,6.704133878777746E-2,4.4308601396300752E-2,1.3743876807574911E-3,2.0922629404024101E-2,4.1208209677419508E-4,2.14678823251526E-2,1.4232571489211001E-2,7.5475645568309846E-3,0.17730705773682859,80348.871307248308,46193.919114963479,531.54916010592081,17.77143380150887,24083.593969931389,254.76185755410225,16572.412535649732,8324.3439745110245,0,176327.22335376547]
[2004,1,17,23,6.361809780234369E-2,4.2649231708770718E-2,1.3245459274845773E-3,2.0083081263836032E-2,4.1208209677419508E-4,2.1119856049481966E-2,1.4007823038081003E-2,7.2738544125101143E-3,0.1704885722992823,76246.125831609606,44463.943744222393,512.27269069241288,17.126958133368028,23117.20795142209,254.76185755410225,16303.74910036986,8192.8931389144564,0,169108.08127291829]
[2004,1,17,24,5.4885904082188498E-2,4.0948566433765432E-2,1.2576658201473914E-3,2.0473762496689203E-2,4.1208209677419508E-4,1.9981402652485835E-2,1.4147602457778E-2,6.9065767260446864E-3,0.15901356276587322,65780.614221351803,42690.915671127303,486.40657927377623,16.262169095441312,23566.912814133961,254.76185755410225,15424.905110922122,8274.6473019620407,0,156495.42572542056]
[2004,1,18,1,4.2853488935877301E-2,3.8295696001770498E-2,1.168483179904469E-3,2.2358240040555123E-2,4.1208209677419508E-4,1.989010093315733E-2,1.3791105878857001E-2,6.4168228203554962E-3,0.14518601988725144,51359.795759376175,39925.166396805071,451.91488658701792,15.108998553016658,25736.094857916247,254.76185755410225,15354.423554566967,8066.1396439520731,0,141163.40595531068]
[2004,1,18,2,3.9869640739879274E-2,3.7185213580000875E-2,1.1462882778784233E-3,2.1788026204621013E-2,4.1208209677419508E-4,2.003102035677715E-2,1.3696667156452E-2,6.2949376650827185E-3,0.14042387607746565,47783.661406517458,38767.433280586745,443.33093193160687,14.822008762865558,25079.733831991231,254.76185755410225,15463.20814669124,8010.9043401695817,0,135817.85580420482]
[2004,1,18,3,3.8313871088470855E-2,3.679749082961125E-2,1.1383506686744769E-3,2.1420646400066468E-2,4.1208209677419508E-4,2.0224184102388597E-2,1.3299925415303998E-2,6.251347622234938E-3,0.13785789822352479,45919.075499299164,38363.213043293836,440.26103428578301,14.719372004340167,24656.850748092478,254.76185755410225,15612.323426471472,7778.8580985704493,0,133040.06307957161]
[2004,1,18,4,3.8222186601636461E-2,3.656149505902432E-2,1.1197582948592286E-3,2.1144627198293704E-2,4.1208209677419508E-4,2.0016769240035894E-2,1.3637769467248999E-2,6.1492460510407174E-3,0.13726393400891354,45809.191878734127,38117.175723350891,433.07036979989084,14.47896447952265,24339.130912070275,254.76185755410225,15452.206810734919,7976.45626979795,0,132396.47278652168]
[2004,1,18,5,3.7012969662846555E-2,3.6965740978566794E-2,1.1313289309873994E-3,2.1503196646980395E-2,4.1208209677419508E-4,1.9952841141480708E-2,1.4225145825593997E-2,6.2127871641950777E-3,0.13741609244742511,44359.948502122315,38538.622185695291,437.54535309749338,14.628577865084871,24751.872582604839,254.76185755410225,15402.856678950615,8320.0008536467594,0,132080.23659153649]
[2004,1,18,6,3.9428529881026624E-2,3.7370295217137986E-2,1.156912543776298E-3,2.1080365615468798E-2,4.1208209677419508E-4,2.0829362176101669E-2,1.4460026032555001E-2,6.3532817072011359E-3,0.1410908552700417,47254.991181980673,38960.390085950741,447.43990328941527,14.959385167454434,24265.160770042025,254.76185755410225,16079.498555494431,8457.3775488581541,0,135734.579288337]
[2004,1,18,7,4.3391124793334915E-2,3.922240747438413E-2,1.1882051734367219E-3,2.0912731886376271E-2,4.1208209677419508E-4,2.1355615815284858E-2,1.4674703115925E-2,6.525127792422797E-3,0.14768199814793886,52004.150945327499,40891.30916502155,459.5424353816241,15.364012554814932,24072.201147751271,254.76185755410225,16485.746935042916,8582.9378446045212,0,142766.01434323829]
[2004,1,18,8,4.7163118067568469E-2,4.1208993004333047E-2,1.2634907578505539E-3,2.1092792175962292E-2,4.1208209677419508E-4,2.1947088927602144E-2,1.4197564927726001E-2,6.9385648571736762E-3,0.15422369481499038,56524.875137942407,42962.423314272914,488.65939395418638,16.337488087483361,24279.464719683772,254.76185755410225,16942.34233987156,8303.8693428264487,0,149772.73359419289]
[2004,1,18,9,5.5103280077245298E-2,4.2541204335319334E-2,1.312765173719951E-3,2.0556689090410564E-2,4.1208209677419508E-4,2.193204766023104E-2,1.4059297375378999E-2,7.209159420833792E-3,0.16312652522991317,66041.138789743753,44351.319838385643,507.71644367661423,16.97462783487136,23662.367853456628,254.76185755410225,16930.731036802281,8222.9994404955396,0,159988.00988794945]
[2004,1,18,10,5.985187962498964E-2,4.4173946313338507E-2,1.3457371023096977E-3,2.0595459040257707E-2,4.1208209677419508E-4,2.2148399005595173E-2,1.4076869413939002E-2,7.3902275161598328E-3,0.16999460011336379,71732.323077682348,46053.534498551373,520.46845040246967,17.400969291830442,23706.995118621187,254.76185755410225,17097.746287478236,8233.2769713983507,0,167616.50723097989]
[2004,1,18,11,5.7537637269029843E-2,4.4922823679314564E-2,1.3341053302590553E-3,2.266796602719573E-2,4.1208209677419508E-4,2.2327290397029194E-2,1.3858995177739001E-2,7.3263506699891958E-3,0.17038725064733076,68958.70959389706,46834.276372155473,515.9698225766914,17.250565392052831,26092.613857519333,254.76185755410225,17235.843836785531,8105.8467254524585,0,168015.27263133271]
[2004,1,18,12,5.8399035682925468E-2,4.5279493489910456E-2,1.3231146346355713E-3,2.3138234152192821E-2,4.1208209677419508E-4,2.2315899662665731E-2,1.3685864836559997E-2,7.2659943484766169E-3,0.17181971890414086,69991.093367160633,47206.122376367006,511.71913326287063,17.108450890853554,26633.929500057675,254.76185755410225,17227.050610416198,8004.5862811616298,0,169846.37157687097]
[2004,1,18,13,5.849042507150163E-2,4.5600857460882202E-2,1.2959128588398213E-3,2.3232721771907147E-2,4.1208209677419508E-4,2.174004131545576E-2,1.3832809023410001E-2,7.1166135283824566E-3,0.17172146312715325,70100.623313225689,47541.160288052743,501.19875296547775,16.756720033100795,26742.692190656566,254.76185755410225,16782.509227734976,8090.5309719943098,0,170030.23332221698]
[2004,1,18,14,5.6438905165088149E-2,4.5751097180494429E-2,1.2735044460346978E-3,2.3056737299460141E-2,4.1208209677419508E-4,2.1763025335566906E-2,1.4258659709052001E-2,6.993555860862059E-3,0.16994756709333259,67641.882006366126,47697.792662736574,492.53222228229725,16.466969455197152,26540.120205196119,254.76185755410225,16800.252042663829,8339.6024480626074,0,167783.41041431687]
[2004,1,18,15,5.6865440371787659E-2,4.5265315377351109E-2,1.229175698764725E-3,2.2601889465940179E-2,4.1208209677419508E-4,2.1948105371653055E-2,1.3900957798623E-2,6.7501208487269334E-3,0.16897308702962086,68153.083349459805,47191.340989364704,475.38792689184743,15.893779365790969,26016.554532399234,254.76185755410225,16943.126997150557,8130.3898159667197,0,167180.53924815278]
[2004,1,18,16,6.0839300732728994E-2,4.4748093318071121E-2,1.2500273120139829E-3,2.1816196695949783E-2,4.1208209677419508E-4,2.183880352059598E-2,1.3419786914973999E-2,6.8646292216673161E-3,0.17118891981277537,72915.744723884229,46652.111286374144,483.45235999516791,16.163399844570012,25112.160285760234,254.76185755410225,16858.750003686899,7848.9626719646658,0,170142.10658906403]
[2004,1,18,17,6.4667710935650588E-2,4.4836466820336235E-2,1.3058654803493025E-3,2.2741458825705579E-2,4.1208209677419508E-4,2.1471973764190896E-2,1.3176117295274001E-2,7.1712691793346774E-3,0.17578294439761546,77504.084459754551,46744.245054692125,505.04796354724112,16.885411782003651,26177.20985570132,254.76185755410225,16575.570975526574,7706.4452265361515,0,175484.25080509408]
[2004,1,18,18,7.679042544394328E-2,4.5152174871473751E-2,1.3923858490194759E-3,2.2893245719881057E-2,4.1208209677419508E-4,2.1426247692916629E-2,1.3443798938806002E-2,7.6464029986796252E-3,0.18915676361149406,92033.12647373807,47073.386388848674,538.51001355145684,18.004157988646515,26351.928523163646,254.76185755410225,16540.272136762964,7863.0068203501678,0,190672.99637195771]
[2004,1,18,19,7.9874862760921775E-2,4.4258098984830366E-2,1.4429732824807479E-3,2.2449116269862322E-2,4.1208209677419508E-4,2.1842749359514711E-2,1.4040102047346001E-2,7.9242081079359226E-3,0.19224419290966605,95729.816628176966,46141.267841010871,558.07487734115057,18.658275627746526,25840.700553782182,254.76185755410225,16861.796045647163,8211.7724803238398,0,193616.84855946404]
[2004,1,18,20,7.3084822389992865E-2,4.3414743980087531E-2,1.4295097575038238E-3,2.3118193540410396E-2,4.1208209677419508E-4,2.2214226910099007E-2,1.3885158032601E-2,7.8502720378237131E-3,0.18540900874529251,87591.970788585051,45262.028333407216,552.8678127743284,18.484186361513803,26610.861177823561,254.76185755410225,17148.562999311831,8121.1488515223382,0,185560.68600733994]
[2004,1,18,21,6.9690942212741164E-2,4.2473824944335097E-2,1.4140312202213653E-3,2.3270258439875353E-2,4.1208209677419508E-4,2.3831028713207001E-2,1.4005756694939999E-2,7.7652703596070675E-3,0.18286319468170126,83524.414165686365,44281.073474495643,546.88143527156706,18.284042104903619,26785.899851265251,254.76185755410225,18396.674297094323,8191.684576492119,0,181999.67369996427]
[2004,1,18,22,6.9366631169526627E-2,4.2262419670614587E-2,1.3699467891127638E-3,2.1745817829964719E-2,4.1208209677419508E-4,2.5012158119633695E-2,1.5225955780387998E-2,7.5231770300452404E-3,0.18291818848605981,83135.728218389704,44060.672969695748,529.83162999638489,17.7140111303158,25031.148669116941,254.76185755410225,19308.462590174189,8905.3544085637659,0,181243.67435462115]
[2004,1,18,23,6.4004663100267728E-2,4.2629965749494576E-2,1.2827242080929605E-3,2.0529960092057327E-2,4.1208209677419508E-4,2.6033388113684559E-2,1.5256094244578997E-2,7.0441869530259559E-3,0.17719306455797629,76709.423342315175,44443.858024149347,496.09799695203594,16.586185010879205,23631.600671610999,254.76185755410225,20096.814440573562,8922.9817883369524,0,174572.12430650307]
[2004,1,18,24,4.7900779310017308E-2,4.3046153329352216E-2,1.2147962132380355E-3,2.1577763695875489E-2,4.1208209677419508E-4,2.827738830963707E-2,1.5999997439078002E-2,6.6711547048752288E-3,0.16510011509884756,57408.960230954792,44877.754260878704,469.8266114337124,15.707846329053858,24837.705127570724,254.76185755410225,21829.099740732505,9358.0757613018177,0,159051.8914367554]
[2004,1,19,1,3.92311829362516E-2,4.1088649419917411E-2,1.0894214036683532E-3,2.0830916560992375E-2,4.1208209677419508E-4,2.8375256834214047E-2,1.8958742185524E-2,5.982648483322057E-3,0.15596889992066407,47018.471378597838,42836.959146384179,421.33747284621109,14.086695208566235,23978.025265790442,254.76185755410225,21904.650628285337,11088.58588175787,0,147516.87832642454]
[2004,1,19,2,3.5866142946671613E-2,4.0754767936674777E-2,1.0725730062356828E-3,2.0391079651711295E-2,4.1208209677419508E-4,2.9556916909531231E-2,1.9477408094258002E-2,5.890124103860115E-3,0.15342109474571688,42985.479646102787,42488.87110602951,414.82129722134619,13.86883806110462,23471.738348808689,254.76185755410225,22816.848578155743,11391.943109608586,0,143838.33278154186]
[2004,1,19,3,3.435892778952767E-2,4.0353175419690517E-2,1.0812934421310417E-3,2.0722385950160137E-2,4.1208209677419508E-4,3.0352130623963653E-2,1.9997920159576001E-2,5.9380131047624312E-3,0.15321592858658564,41179.086174799202,42070.19094772746,418.19395578110624,13.98159711111972,23853.097986617322,254.76185755410225,23430.72420547553,11696.380117205896,0,142916.41684227175]
[2004,1,19,4,3.5888924943118336E-2,4.0613231051315923E-2,1.0962989773104182E-3,1.9940059918015729E-2,4.1208209677419508E-4,3.0224494938033714E-2,2.1960342976521E-2,6.0204172524871277E-3,0.15615585215357644,43012.783809977169,42341.311868589968,423.9973980945162,14.175625243669284,22952.579120348553,254.76185755410225,23332.194168396683,12844.161638209493,0,145175.96548641415]
[2004,1,19,5,3.5554026689693249E-2,4.1555460148437001E-2,1.1213083872702017E-3,2.0510027410187214E-2,4.1208209677419508E-4,3.1674707265240049E-2,2.4441580154571999E-2,6.1577585127752599E-3,0.16142695066494914,42611.409118599739,43323.63253158905,433.66987336840737,14.49900785233042,23608.656585204757,254.76185755410225,24451.704541461728,14295.38721386171,0,148993.72072949182]
[2004,1,19,6,3.7839209417220701E-2,4.5187958910234687E-2,1.1839964400166807E-3,2.1120393202997051E-2,4.1208209677419508E-4,3.2651469355056729E-2,2.5463373313561001E-2,6.5020151818872135E-3,0.17036049791774827,45350.194712796801,47110.693027741305,457.91469326354888,15.309591791001598,24311.235675208623,254.76185755410225,25205.728811599434,14893.013421653779,0,157598.85179160858]
[2004,1,19,7,4.5139921187224694E-2,5.3193435284858946E-2,1.3034161952507946E-3,2.1547002861259459E-2,4.1208209677419508E-4,3.524429211389081E-2,2.7753470560519002E-2,7.1578187259743256E-3,0.1917514390257522,54100.078904642767,55456.800024407159,504.10069411577012,16.853741454483568,24802.29698470479,254.76185755410225,27207.292251365237,16232.44510715139,0,178574.62956539571]
[2004,1,19,8,5.3142631009320894E-2,6.4034165476829039E-2,1.4750592941771277E-3,2.154978261009239E-2,4.1208209677419508E-4,4.0477116433454446E-2,3.3490953038569998E-2,8.1004111167668705E-3,0.22268220107598496,63691.305948009758,66758.800039167676,570.48425266308254,19.073161791818062,24805.496694499285,254.76185755410225,31246.839424063495,19588.18287605924,0,206934.94425380844]
[2004,1,19,9,5.5890849843389385E-2,6.9055627722060212E-2,1.5455791454759748E-3,2.0897508596276336E-2,4.1208209677419508E-4,4.0881645127568818E-2,3.5030740547444997E-2,8.4876767607100848E-3,0.23220170983970004,66985.039119444918,71993.923998968807,597.7580475708171,19.985014311013369,24054.677942107588,254.76185755410225,31559.120640246441,20488.773530478044,0,215954.04015068171]
[2004,1,19,10,4.9101338489221838E-2,7.073954882248043E-2,1.5703912585364429E-3,2.3177252159775147E-2,4.1208209677419508E-4,4.0508539356294219E-2,3.4482291100781007E-2,8.62393454862336E-3,0.2286153778324867,58847.827305074541,73749.495437865233,607.35421759067333,20.305845784478436,26678.84229920842,254.76185755410225,31271.096760324675,20167.996512064878,0,211597.68023546704]
[2004,1,19,11,4.8309791464421187E-2,7.3054713232221055E-2,1.5589066677567601E-3,2.3969138642111365E-2,4.1208209677419508E-4,4.1177284613067439E-2,3.4647518972876004E-2,8.5608659606754029E-3,0.2316903016499034,57899.160241150428,76163.169399831662,602.91251262738672,20.157345002904155,27590.36599647348,254.76185755410225,31787.343407695189,20264.634961591579,0,214582.50572192672]
[2004,1,19,12,4.8757348533556302E-2,7.2514311904939219E-2,1.5311659956217495E-3,2.4589511790461694E-2,4.1208209677419508E-4,3.9889068616420428E-2,3.2660662940698998E-2,8.4085257463965037E-3,0.2287626776248691,58435.556232054216,75599.774157928128,592.18371231828348,19.798645979798106,28304.464340720962,254.76185755410225,30792.888220727622,19102.562945848596,0,213101.99011313173]
[2004,1,19,13,5.0584505061143023E-2,7.1250355760062112E-2,1.4881234076864491E-3,2.2859610389373262E-2,4.1208209677419508E-4,3.9652093907702579E-2,3.5804959524470999E-2,8.1721537854984681E-3,0.23022388393271109,60625.398609128424,74282.03705765061,575.53684347179887,19.242086493091833,26313.211609177757,254.76185755410225,30609.952494981335,20941.59859313408,0,213621.7391515912]
[2004,1,19,14,4.8747142759628985E-2,7.2462271603645642E-2,1.4703208743763732E-3,2.3521449712550244E-2,4.1208209677419508E-4,4.0401871817233669E-2,3.4567327447407002E-2,8.0743896893019137E-3,0.22965685600091804,58423.324638373299,75545.519557400956,568.6516525164252,19.011891951443438,27075.040785852034,254.76185755410225,31188.753358460446,20217.732555912415,0,213292.7962980211]
[2004,1,19,15,4.9298505391026405E-2,7.1248074617758991E-2,1.4511688694494533E-3,2.3050230561730417E-2,4.1208209677419508E-4,3.9462101758189344E-2,3.5198386708960999E-2,7.9692148571912213E-3,0.22808976486108104,59084.131327422503,74279.658853425703,561.24454877431515,18.764248151596991,26532.6304377044,254.76185755410225,30463.285570289881,20586.826388707035,0,211781.30323202958]
[2004,1,19,16,5.384464365999337E-2,6.8731450487122675E-2,1.4634432215939552E-3,2.2114226596523928E-2,4.1208209677419508E-4,3.8162280257587958E-2,3.5337182039389008E-2,8.0366204855309969E-3,0.22810192884451613,64532.666295891519,71655.953119778133,565.99169666031662,18.922960893021013,25455.216169307369,254.76185755410225,29459.871362758331,20668.004977791552,0,212611.38844063433]
[2004,1,19,17,5.9804102197786591E-2,6.6667955149708261E-2,1.4820685771511969E-3,2.246455505188082E-2,4.1208209677419508E-4,3.8508340903270745E-2,3.3706865188563008E-2,8.1389031787116681E-3,0.23118487234384646,71675.061954632853,69504.656673788661,573.19511694830214,19.163794886187087,25858.471807592767,254.76185755410225,29727.017404260947,19714.465537360502,0,217326.79414702431]
[2004,1,19,18,7.1791801526111129E-2,6.4525456831765721E-2,1.5237947444594556E-3,2.2913413505634382E-2,4.1208209677419508E-4,3.7577392193111223E-2,3.1277336526852002E-2,8.3680459059621327E-3,0.23838932333067026,{"$f":"E452*1000000*$N$8826","v":86042.288624293869},{"$f":"F452*1000000*$O$8826","v":67270.995694111567},{"$f":"G452*1000000*$P$8826","v":589.33285559197202},{"$f":"G452*1000000*$Q$8826","v":19.703332478448324},{"$f":"H452*1000000*$R$8826","v":26375.143232652415},{"$f":"I452*1000000*$S$8826","v":254.76185755410225},{"$f":"J452*1000000*$T$8826","v":29008.359371734914},{"$f":"K452*1000000*$U$8826","v":18293.483229887333},{"$f":"L452*1000000*$V$8826","v":0},{"$f":"SUM(N452:V452)","v":227854.06819830462}]
[2004,1,19,19,7.1122175112024039E-2,6.3112445460911756E-2,1.5069792595209701E-3,2.3220566571886418E-2,4.1208209677419508E-4,3.7274567729597176E-2,3.5509425370625007E-2,8.2757022682065275E-3,0.24043394386954611,85239.743097276034,65797.861112634986,582.82940898737252,19.485900903930819,26728.700598286905,254.76185755410225,28774.590066536064,20768.746627858865,0,228166.71867003827]
[2004,1,19,20,7.2763120709303145E-2,6.2660472339597512E-2,1.4966793107885163E-3,2.2720689475697116E-2,4.1208209677419508E-4,3.5959686521993266E-2,3.5631809782438996E-2,8.2191392408462998E-3,0.23986367947743906,87206.412155531958,65326.656670378077,578.84586840815814,19.352718062131153,26153.302698385469,254.76185755410225,27759.550321220599,20840.326801675674,0,228139.20909121615]
[2004,1,19,21,6.8392667694661888E-2,6.0936338384583878E-2,1.4270808411535961E-3,2.2320834498732903E-2,4.1208209677419508E-4,3.6268015799109085E-2,3.5972133632643004E-2,7.8369334411430569E-3,0.23356608638880161,81968.435510414492,63529.161331969335,551.92842102627412,18.452779410817268,25693.038133826954,254.76185755410225,27997.569139275845,21039.375356884098,0,221052.72253036191]
[2004,1,19,22,6.3352635573356866E-2,5.8775417796067785E-2,1.384235846893934E-3,2.1942534878813511E-2,4.1208209677419508E-4,3.6471795961659656E-2,3.5189285057747995E-2,7.6016465823918024E-3,0.22512963379370574,75927.970036103812,61276.294219623385,535.35797221308746,17.898774896754716,25257.585482576262,254.76185755410225,28154.879900962533,20581.503016504725,0,212006.25126043466]
[2004,1,19,23,5.867096871506508E-2,5.5572876486614187E-2,1.3454712797574761E-3,2.0151631975043084E-2,4.1208209677419508E-4,3.5459112198973929E-2,3.2764605548456997E-2,7.3887677294477982E-3,0.21176551603013277,70317.004403524945,57937.485736637063,520.36564261661056,17.397532089972557,23196.115217960163,254.76185755410225,27373.125425640166,19163.356880468295,0,198779.61269649133]
[2004,1,19,24,4.4248975424876338E-2,5.2489599709288563E-2,1.2382929740662233E-3,2.1211432325424138E-2,4.1208209677419508E-4,3.4656455952454625E-2,3.6802981391399994E-2,6.8001891263198564E-3,0.19786000900060391,53032.282710606778,54723.016455900157,478.91406445610068,16.011669722885415,24416.028873882362,254.76185755410225,26753.504438336313,21525.321451698212,0,181199.8415221569]
[2004,1,20,1,3.7884324182613609E-2,5.0927472128804975E-2,1.1860349174367952E-3,2.1103679526252694E-2,4.1208209677419508E-4,3.4352991764441322E-2,3.6920084486841996E-2,6.5132096506250849E-3,0.18929987875379067,45404.26464254695,53094.420814735618,458.70308141321539,15.335950195573057,24291.996917178607,254.76185755410225,26519.241289443416,21593.812690100083,0,171632.53724316755]
[2004,1,20,2,3.5232942675292742E-2,4.8425503106917026E-2,1.1693634382626164E-3,2.1233443137871823E-2,4.1208209677419508E-4,3.2428137017787725E-2,3.7805237964799995E-2,6.4216568325325745E-3,0.18312836627023868,42226.590756998266,50485.993760324338,452.25532953299336,15.120380678569047,24441.365052223136,254.76185755410225,25033.324492919321,22111.521104657684,0,165020.9327348884]
[2004,1,20,3,3.4882352210667461E-2,4.6224823675249951E-2,1.1333303608298995E-3,2.1029747613423588E-2,4.1208209677419508E-4,3.0620299219493649E-2,3.7148603042607996E-2,6.2237781830711434E-3,0.17767501640211791,41806.408991044926,48191.676077959397,438.3194129691633,14.654457228274994,24206.895463837656,254.76185755410225,23637.740460125944,21727.468583850321,0,160277.92530456977]
[2004,1,20,4,3.5627174114703682E-2,4.4720511664858582E-2,1.1262566971788977E-3,2.1115888936039311E-2,4.1208209677419508E-4,3.0769172154475714E-2,3.2820114148971E-2,6.184932569270371E-3,0.1727761323822718,42699.076118467157,46623.356042078318,435.58364923582604,14.562991663596303,24306.050909257483,254.76185755410225,23752.664869368913,19195.822741228068,0,157281.87917885344]
[2004,1,20,5,3.6572236821347456E-2,4.4447538904209202E-2,1.1510313768525321E-3,2.1065910061382132E-2,4.1208209677419508E-4,3.1999375269425846E-2,2.9580281124503002E-2,6.3209847886183399E-3,0.17154944044311271,43831.73133040699,46338.768372220635,445.1653417646441,14.883339106998097,24248.521289004013,254.76185755410225,24702.336253570054,17300.909756874102,0,157137.07754050154]
[2004,1,20,6,3.8538525894463389E-2,4.7386896801539138E-2,1.2065588995183619E-3,2.1165798889117581E-2,4.1208209677419508E-4,3.4571339406647188E-2,2.9275942392841002E-2,6.6259188096874609E-3,0.17918306319058833,46188.323703789669,49403.195067722794,466.64080203617158,15.601334260064153,24363.501195346485,254.76185755410225,26687.797607575569,17122.908171634124,0,164502.72973991898]
[2004,1,20,7,4.5085867821787334E-2,5.5465305776519619E-2,1.3201044323946603E-3,2.129168856794969E-2,4.1208209677419508E-4,3.7433538162550517E-2,2.9835703444644004E-2,7.2494635718547903E-3,0.19809375387447484,54035.296085836017,57825.337925046188,510.55492719837554,17.069527659364738,24508.41012870524,254.76185755410225,28897.309371401403,17450.301119723266,0,183499.04094312398]
[2004,1,20,8,5.2215126455964468E-2,6.5985645401619247E-2,1.4826017259223418E-3,2.2140422615026602E-2,4.1208209677419508E-4,4.1579303026839175E-2,3.3408617387807996E-2,8.1418310096468185E-3,0.22536562971960084,62579.694137415827,68793.314850275216,573.40131406828607,19.170688732970937,25485.36984937618,254.76185755410225,32097.686780136111,19540.026414745997,0,209343.42589230469]
[2004,1,20,9,5.287341242813285E-2,7.0811869322138024E-2,1.5714389877734768E-3,2.2216639942621012E-2,4.1208209677419508E-4,4.2080806153523539E-2,3.4555821806262002E-2,8.629688241096967E-3,0.2331517589783221,63368.648174096954,73824.893153122743,607.75943047475346,20.319393381738326,25573.101995074077,254.76185755410225,32484.828677853424,20211.003138490487,0,216345.31582004827]
[2004,1,20,10,4.5736065963981824E-2,7.2305502974459437E-2,1.5579224783304111E-3,2.4141169871369262E-2,4.1208209677419508E-4,4.1703642525176512E-2,3.4276479265153002E-2,8.5554612023706535E-3,0.2286883263776153,54814.556879191805,75382.080469996232,602.53187398351258,20.1446190031856,27788.387487730142,254.76185755410225,32193.672282092575,20047.621320899194,0,211103.75679045075]
[2004,1,20,11,4.5753227420157881E-2,7.3630470307218102E-2,1.523483485452232E-3,2.4315456514848413E-2,4.1208209677419508E-4,4.2624499197406046E-2,3.5975194298891996E-2,8.3663366011685839E-3,0.23260074992191748,54835.124840074866,76763.424765926378,589.21247510094929,19.699307763355598,27989.005138355202,254.76185755410225,32904.53963394653,21041.165478835508,0,214396.93349755689]
[2004,1,20,12,4.8897772613799288E-2,7.2825314519007894E-2,1.5000371469212671E-3,2.3216931729973203E-2,4.1208209677419508E-4,4.1959912368992443E-2,3.2742097321342006E-2,8.237579077973789E-3,0.22979172687478411,58603.854129379906,75924.009840077866,580.14452307534293,19.396136351879356,26724.51660902378,254.76185755410225,32391.503139735589,19150.192272449032,0,213648.37850764752]
[2004,1,20,13,4.7593719200726803E-2,7.1754420255989576E-2,1.4605833563455682E-3,2.2933523779410391E-2,4.1208209677419508E-4,4.1252431018871091E-2,3.5952930494127996E-2,8.0209152970399725E-3,0.22938060549928563,57040.949483390927,74807.549346908781,564.88563394447624,18.885981584595509,26398.29174132659,254.76185755410225,31845.353658482261,21028.143828519023,0,211958.8215317108]
[2004,1,20,14,4.550548940309955E-2,7.3227614115928347E-2,1.4680889581491381E-3,2.3300387296616678E-2,4.1208209677419508E-4,4.2209623813345296E-2,3.5030960081074002E-2,8.0621329352241911E-3,0.22921637870021144,54538.211466767316,76343.427164355613,567.78845124314273,18.983032298495324,26820.580537833102,254.76185755410225,32584.271155136888,20488.901931269367,0,211616.92559645805]
[2004,1,20,15,4.6475943342537546E-2,7.1722770148371112E-2,1.4430152466527746E-3,2.2953850944962269E-2,4.1208209677419508E-4,4.2093374406819831E-2,3.5464042944552E-2,7.9244385576859293E-3,0.22848951768835565,55701.298005601944,74774.552536690593,558.09110712893721,18.658818242843889,26421.689909513654,254.76185755410225,32494.530905363521,20742.203362271481,0,210965.78650236709]
[2004,1,20,16,4.6989720717942086E-2,6.9307189425249285E-2,1.4523805280345899E-3,2.3744923715761521E-2,4.1208209677419508E-4,3.9376256608675025E-2,3.5143287243961006E-2,7.9758687813497355E-3,0.22440170911774748,56317.058862461228,72256.189577283993,561.71316189729475,18.779915427022448,27332.276960724983,254.76185755410225,30397.016284368325,20554.599823056607,0,207692.39644277355]
[2004,1,20,17,5.4995631805662679E-2,6.7094587820767007E-2,1.4753953043296626E-3,2.3327527715971248E-2,4.1208209677419508E-4,3.8779410959577508E-2,3.3135844369871E-2,8.1022563445388562E-3,0.22732273641749215,65912.122614407213,69949.442437221354,570.61420574463853,19.077506550044593,26851.821297648094,254.76185755410225,29936.273479505697,19380.486978742159,0,212874.60037737331]
[2004,1,20,18,6.4349830532583585E-2,6.4770959528257635E-2,1.5121255390219796E-3,2.3913276733998491E-2,4.1208209677419508E-4,3.7167561456689667E-2,3.1124948102621001E-2,8.3039634912261892E-3,0.23155474748117275,77123.105618058398,67526.94445680936,584.81975027515557,19.55244454860744,27526.064541460499,254.76185755410225,28691.985174648438,18204.354314427877,0,219931.58815778245]
[2004,1,20,19,6.9500578993168069E-2,6.3542630366499389E-2,1.5367675398942893E-3,2.3121756076133222E-2,4.1208209677419508E-4,3.6793681787850044E-2,3.5577392305699007E-2,8.4392870938728142E-3,0.23892417625989104,83296.264338912602,66246.350257111859,594.35012882146668,19.871076397080945,26614.961936967888,254.76185755410225,28403.363874379673,20808.499117201929,0,226238.42258734658]
[2004,1,20,20,7.0205958335735452E-2,6.2803928422783664E-2,1.4931294603749941E-3,2.2597061310387221E-2,4.1208209677419508E-4,3.6154768909294865E-2,3.4997150980232004E-2,8.1996449412841954E-3,0.2368637244568666,84141.659658331133,65476.216766937658,577.47295155781978,19.306816943755003,26010.996945170798,254.76185755410225,27910.146721547128,20469.127670160542,0,224859.68938820294]
[2004,1,20,21,6.8994711332208303E-2,6.1408041168858007E-2,1.4299636571042697E-3,2.1517531796893703E-2,4.1208209677419508E-4,3.6740597791031546E-2,3.5746727964152E-2,7.8527646653295102E-3,0.23410242047235155,82689.983254377265,64020.934928435898,553.04336000511887,18.490055481860843,24768.373468958242,254.76185755410225,28362.384988759153,20907.540128110009,0,221575.51204168168]
[2004,1,20,22,6.3322876908989301E-2,5.9320999245324982E-2,1.3978162127090956E-3,2.1131800177623131E-2,4.1208209677419508E-4,3.6484060988694923E-2,3.5046085532674999E-2,7.6762242937103596E-3,0.224791945456501,75892.304353753498,61845.089996140843,540.61022537574809,18.074374966126268,24324.366001230985,254.76185755410225,28164.34804899459,20497.748502810708,0,211537.3033608266]
[2004,1,20,23,5.9685053946826785E-2,5.6174784584682606E-2,1.3605544813004968E-3,1.9639103481893547E-2,4.1208209677419508E-4,3.5727130970005724E-2,3.2467260964314008E-2,7.4715983884849181E-3,0.21293756891428231,71532.382933469489,58565.004844002426,526.19912266314452,17.592564482571472,22606.154563939301,254.76185755410225,27580.026021309666,18989.446031031108,0,200071.56793845183]
[2004,1,20,24,4.6234132479381261E-2,5.3198550448840906E-2,1.2521896440860943E-3,2.062841546458543E-2,4.1208209677419508E-4,3.5789886329021151E-2,3.4987635187489999E-2,6.8765038485546666E-3,0.19937939549873371,55411.488310930676,55462.132837084522,484.28864935725483,16.191359743959698,23744.930558134201,254.76185755410225,27628.470841468195,20463.562074931691,0,183465.8264892046]
[2004,1,21,1,3.5138376347824608E-2,4.981797064035566E-2,1.1028714154300511E-3,2.1104263379052694E-2,4.1208209677419508E-4,3.6679434823766371E-2,3.4321443358007998E-2,6.0565103444860059E-3,0.18463295240569758,42113.253257880169,51937.710370256587,426.53931113059161,14.260609743016072,24292.668977726153,254.76185755410225,28315.169436238848,20073.919911825691,0,167428.28373235514]
[2004,1,21,2,3.1588058486449543E-2,4.7510856048560715E-2,1.0873689579759848E-3,2.1228993848271822E-2,4.1208209677419508E-4,3.3224679271714415E-2,3.5425104862711998E-2,5.9713773066523111E-3,0.17644852087911098,37858.206474783146,49532.428743578443,420.54368241923339,14.060156188125502,24436.243569539874,254.76185755410225,25648.22570367745,20719.429263635157,0,158883.89945137553]
[2004,1,21,3,3.0587532990768544E-2,4.5265193504645938E-2,1.0538624461962005E-3,2.1024888384623588E-2,4.1208209677419508E-4,3.2254601719230225E-2,3.3781426082320001E-2,5.7873735031601561E-3,0.17016696072771886,36659.079253493976,47191.213931012433,407.5849238069564,13.626902336718938,24201.302108855052,254.76185755410225,24899.361649559476,19758.074700128502,0,153385.0053267472]
[2004,1,21,4,3.1992028399347949E-2,4.3848261397130939E-2,1.0472848045983765E-3,2.1114182926439309E-2,4.1208209677419508E-4,3.2339872280817118E-2,2.905073370297E-2,5.7512518358268814E-3,0.16555569744390478,38342.363371563253,45713.991786704188,405.04099830780314,13.541850554123396,24304.087157870319,254.76185755410225,24965.187374815516,16991.188151681556,0,150990.16254905084]
[2004,1,21,5,3.2448456698627941E-2,4.3756860274990081E-2,1.0703222941746782E-3,2.1061578784582133E-2,4.1208209677419508E-4,3.3496952265169154E-2,2.6832959260636998E-2,5.8777641308938927E-3,0.16495697580584906,38889.391508873072,45618.701574191538,413.95082659474099,13.839735369805496,24243.535648346318,254.76185755410225,25858.410401986581,15694.056615763819,0,150986.64816867997]
[2004,1,21,6,3.4013797385399502E-2,4.6894408883343217E-2,1.121956329122958E-3,2.1164612549917583E-2,4.1208209677419508E-4,3.5545141315794601E-2,2.6918422239363003E-2,6.1613167394904871E-3,0.17223173753920554,40765.448277243246,48889.751936111374,433.92046710731535,14.507386023864335,24362.135625510513,254.76185755410225,27439.53672752994,15744.04218812092,0,157904.10446520126]
[2004,1,21,7,3.9590223346175062E-2,5.4633276432036901E-2,1.2275400952026444E-3,2.129016889434969E-2,4.1208209677419508E-4,3.8011221476428637E-2,2.7991267152453998E-2,6.7411387953754493E-3,0.18989691828879657,47448.780382157012,56957.905981154596,474.75535159168828,15.872630296401024,24506.660864726866,254.76185755410225,29343.259560970528,16371.527537106784,0,175373.52416555799]
[2004,1,21,8,4.689590081227641E-2,6.5137207754401294E-2,1.37864336419178E-3,2.2141143114226602E-2,4.1208209677419508E-4,4.3168239413760717E-2,3.3540591969051993E-2,7.5709349972848949E-3,0.22024474352196791,56204.615947944672,67908.776435281412,533.19506030340085,17.826461649540047,25486.199200690171,254.76185755410225,33324.28700544648,19617.215685216193,0,203346.87765408598]
[2004,1,21,9,4.8752394958563969E-2,7.024864522280852E-2,1.4612514493106343E-3,2.2212387341021014E-2,4.1208209677419508E-4,4.4339650220926383E-2,3.4850395418219993E-2,8.0245841852688172E-3,0.23030139089289356,58429.619385225582,73237.704037056508,565.14402119534111,18.894620318824689,25568.206915766765,254.76185755410225,34228.5728987189,20383.293302190796,0,212686.19703802682]
[2004,1,21,10,4.253806472102957E-2,7.0674636415361508E-2,1.4486827445167572E-3,2.4135942111369262E-2,4.1208209677419508E-4,4.2862593032314669E-2,3.3802698457476001E-2,7.9555620948094097E-3,0.22383026167365136,50981.760652914214,73681.821027265149,560.283031410332,18.732101468908933,27782.369924316819,254.76185755410225,33088.339283792637,19770.516483265692,0,206138.58436198786]
[2004,1,21,11,4.2013582560908591E-2,7.2527233794086862E-2,1.4166584721880379E-3,2.4311214265248411E-2,4.1208209677419508E-4,4.3441842713191181E-2,3.4464580748170999E-2,7.7796981328643149E-3,0.22636689278343258,50353.170139232658,75613.245869588805,547.89753400107679,18.318013621862995,27984.121975015038,254.76185755410225,33535.498650852416,20157.638084064194,0,208464.65212393017]
[2004,1,21,12,4.4583348118793678E-2,7.1840441317385484E-2,1.3948562645921584E-3,2.3216372721973202E-2,4.1208209677419508E-4,4.3099614898998037E-2,3.1241843804610998E-2,7.6599694918009437E-3,0.22344852871492871,53433.027520272182,74897.230578703151,539.46545526645264,18.036101542439102,26723.873146797403,254.76185755410225,33271.311413747178,18272.724252583066,0,207410.43032646598]
[2004,1,21,13,4.468878221620147E-2,7.0581016452840498E-2,1.3581688942933795E-3,2.2932314665810392E-2,4.1208209677419508E-4,4.3441145206524708E-2,3.4312616310872998E-2,7.458497738505117E-3,0.22518462358182276,53559.390013581447,73584.217563378726,525.27648868748645,17.56171779923147,26396.899956362871,254.76185755410225,33534.960201458664,20068.757150009478,0,207941.82494883199]
[2004,1,21,14,4.1231364216693316E-2,7.2314143667597058E-2,1.365148143503594E-3,2.3296979418216675E-2,4.1208209677419508E-4,4.4108505705813983E-2,3.3433944183443004E-2,7.4968248675312387E-3,0.22365899229957306,49415.683474885489,75391.088822038917,527.97573731129171,17.651962543898566,26816.657801445643,254.76185755410225,34050.137867178448,19554.839546638417,0,206028.79706959621]
[2004,1,21,15,4.276905507615035E-2,7.0970997979944481E-2,1.3418326734383852E-3,2.295008488736227E-2,4.1208209677419508E-4,4.3239525872336676E-2,3.3709502922325003E-2,7.3687860194290526E-3,0.22276186752776042,51258.601996664329,73990.792687658672,518.95839911468772,17.350483318919956,26417.354880662631,254.76185755410225,33379.317519487544,19716.00829463136,0,205553.14611909224]
[2004,1,21,16,4.4418636956701493E-2,6.8362268984359723E-2,1.3505411789255727E-3,2.374570011576152E-2,4.1208209677419508E-4,4.0764804257067425E-2,3.4081383325296005E-2,7.4166095035000388E-3,0.22055202641838598,53235.621618106263,71271.063054645158,522.32644354807564,17.463088103539626,27333.170658261617,254.76185755410225,31468.9238021212,19933.51364101638,0,204036.84416335635]
[2004,1,21,17,5.16899551372349E-2,6.6374474716761597E-2,1.3719421746108257E-3,2.3331349674371248E-2,4.1208209677419508E-4,3.9821315407198528E-2,3.2608556388819994E-2,7.5341348558997951E-3,0.22314381045167109,61950.277668922616,69198.688736319658,530.60335219706542,17.739812337488839,26856.220672721753,254.76185755410225,30740.585244736179,19072.086874711673,0,208620.96421950054]
[2004,1,21,18,6.1353040674836337E-2,6.3897857326791652E-2,1.4060970734078504E-3,2.3921848189998492E-2,4.1208209677419508E-4,3.777619464850708E-2,3.0068953134943004E-2,7.7216993307650632E-3,0.22655777247602366,73531.460717033551,66616.692018171481,543.81287671714483,18.181450116600786,27535.930962264927,254.76185755410225,29161.827527280941,17586.724158628702,0,215249.39156776745]
[2004,1,21,19,6.679212812544949E-2,6.219106032999841E-2,1.4290111732817266E-3,2.312012874173322E-2,4.1208209677419508E-4,3.8380782235221372E-2,3.4440495622201001E-2,7.8475340209919406E-3,0.23461322234565138,80050.192972390316,64837.271320362859,552.67498361250728,18.477739449465961,26613.088746931106,254.76185755410225,29628.546822142311,20143.551179712744,0,222098.56562215544]
[2004,1,21,20,6.6991458128006165E-2,6.1621026432745085E-2,1.388432808186509E-3,2.2593202084787222E-2,4.1208209677419508E-4,3.7468646433385336E-2,3.436756951370501E-2,7.6246945453077473E-3,0.2324671120428973,80289.089465400379,64242.982651510727,536.98116142039737,17.953043441811364,26006.554672615377,254.76185755410225,28924.411660247391,20100.898169868153,0,220373.63268205838]
[2004,1,21,21,6.3950337399027168E-2,6.0010625366587786E-2,1.3296962827137513E-3,2.1512788510493704E-2,4.1208209677419508E-4,3.6580561926259955E-2,3.5577729651522998E-2,7.3021380177308616E-3,0.22667595925111042,76644.314129751991,62564.059502315322,514.26460828207416,17.19355447899234,24762.913572807778,254.76185755410225,28238.843209867118,20808.696423969675,0,213805.04685902703]
[2004,1,21,22,5.9353781563928926E-2,5.8372513909683871E-2,1.2998027951340433E-3,2.112939644322313E-2,4.1208209677419508E-4,3.6975658156902104E-2,3.4703635585306002E-2,7.1379754379176322E-3,0.21938484598886993,71135.353838549941,60856.246893546493,502.70319919925049,16.807018610651166,24321.599113657569,254.76185755410225,28543.842912507109,20297.456436256627,0,205928.77126988175]
[2004,1,21,23,5.5098893813417399E-2,5.5143411282877988E-2,1.2651538330075705E-3,1.9633666611493548E-2,4.1208209677419508E-4,3.6502204943776977E-2,3.2488957634552E-2,6.9476977730795631E-3,0.20749206798897929,66035.881863879797,57489.746917109856,489.30259398812291,16.358992376610548,22599.896297989439,254.76185755410225,28178.354512421854,19002.135975803172,0,194066.43901112294]
[2004,1,21,24,4.320962438645997E-2,5.2117746372647662E-2,1.1643875083708235E-3,2.0621682523785431E-2,4.1208209677419508E-4,3.7399359743890345E-2,3.6761394522591001E-2,6.3943310985971015E-3,0.19808060825311655,51786.623176671616,54335.340871157976,450.33087154216594,15.056039728842105,23737.180413096528,254.76185755410225,28870.924894103013,21500.998130993208,0,180951.21625484744]
[2004,1,22,1,3.809725169110996E-2,5.0884847444672227E-2,1.1932052609211811E-3,2.1096772671852695E-2,4.1208209677419508E-4,3.549855487816219E-2,3.6757685396367E-2,6.5525861897928594E-3,0.19049298562965231,45659.457711290765,53049.982463059423,461.47623640445886,15.428665872780385,24284.046583892723,254.76185755410225,27403.573717703581,21498.828737882704,0,172627.55597366052]
[2004,1,22,2,3.5458577946508314E-2,4.8111299128839144E-2,1.1764330261854537E-3,2.1222882027471825E-2,4.1208209677419508E-4,3.1734660602327318E-2,3.7638741271664999E-2,6.4604800641322631E-3,0.18221515616390352,42497.014046525146,50158.42049708563,454.98951696445221,15.211793542300047,24429.208382531506,254.76185755410225,24497.986304145648,22014.140547298462,0,164321.73294564727]
[2004,1,22,3,3.5113905396738407E-2,4.5830053370767426E-2,1.1401821248244359E-3,2.1019031223023586E-2,4.1208209677419508E-4,3.014479027827241E-2,3.6642779985771E-2,6.2614052164045855E-3,0.17656422969257607,42083.924886234505,47780.108415257731,440.96935624756384,14.743053533347632,24194.560054638692,254.76185755410225,23270.66511385038,21431.622881017091,0,159471.35561833339]
[2004,1,22,4,3.586335894165199E-2,4.4893921803999405E-2,1.1330656660277043E-3,2.1109932395239311E-2,4.1208209677419508E-4,2.9864263720827199E-2,3.1352813398926996E-2,6.2223245894924189E-3,0.17085176261293925,42982.143023280427,46804.144730701977,438.21704134450368,14.651034608718172,24299.194461756433,254.76185755410225,23054.108968871857,18337.628129897053,0,156184.84924801506]
[2004,1,22,5,3.6820170477090991E-2,4.4581684281774343E-2,1.1579900891412172E-3,2.1057589123782132E-2,4.1208209677419508E-4,3.0881513448096334E-2,2.9157739698719001E-2,6.3591991374273432E-3,0.17042796835280555,44128.879176173235,46478.621595423661,447.85664766345036,14.97331830028798,24238.94323460474,254.76185755410225,23839.388200271849,17053.77380014466,0,156457.19783013599]
[2004,1,22,6,3.8812222936799833E-2,4.7429145411494136E-2,1.2138533152907147E-3,2.1159678786717581E-2,4.1208209677419508E-4,3.331818574473637E-2,2.8623982981675004E-2,6.6659767021707925E-3,0.17763512797565861,46516.348901816804,49447.241343377616,469.4619424112953,15.695654246217993,24356.456475564388,254.76185755410225,25720.409248481861,16741.590262914713,0,163521.96568636698]
[2004,1,22,7,4.5421516142586355E-2,5.4531067817157733E-2,1.328085212661012E-3,2.1287266193549689E-2,4.1208209677419508E-4,3.6285707346652395E-2,2.8048575252715001E-2,7.2932906921917354E-3,0.1946075907542881,54437.569731023003,56851.348420324539,513.64152140098884,17.172722638607922,24503.319627536577,254.76185755410225,28011.226360786619,16405.045888970322,0,180994.08613023476]
[2004,1,22,8,5.2562330080180672E-2,6.426614668796933E-2,1.4915651820557969E-3,2.2137596519026602E-2,4.1208209677419508E-4,3.9735502450963668E-2,3.3658750209799998E-2,8.191054576451702E-3,0.22245502780322196,62995.816783890245,67000.651981361923,576.86796154053229,19.286590140949677,25482.116790342836,254.76185755410225,30674.340810837755,19686.324056823887,0,206690.16683249222]
[2004,1,22,9,5.3190980946880517E-2,6.9650775232232717E-2,1.5809393716299191E-3,2.2212155456221013E-2,4.1208209677419508E-4,4.0646168290030295E-2,3.4712342686040003E-2,8.6818603912661631E-3,0.23108730447107484,63749.253223242275,72614.394857448118,611.43373658959911,20.442237500000964,25567.939998102491,254.76185755410225,31377.341215747438,20302.549043842366,0,214498.11617002639]
[2004,1,22,10,4.6022625104813926E-2,7.1162180570123523E-2,1.5673411992353963E-3,2.4134254735369263E-2,4.1208209677419508E-4,4.1408536442835688E-2,3.3741773796227996E-2,8.6071848936321825E-3,0.22705597883901218,{"$f":"E516*1000000*$N$8826","v":55157.997269031264},{"$f":"F516*1000000*$O$8826","v":74190.110039789244},{"$f":"G516*1000000*$P$8826","v":606.17459667115884},{"$f":"G516*1000000*$Q$8826","v":20.266407183770557},{"$f":"H516*1000000*$R$8826","v":27780.42762167054},{"$f":"I516*1000000*$S$8826","v":254.76185755410225},{"$f":"J516*1000000*$T$8826","v":31965.861282187776},{"$f":"K516*1000000*$U$8826","v":19734.882877831609},{"$f":"L516*1000000*$V$8826","v":0},{"$f":"SUM(N516:V516)","v":209710.48195191947}]
[2004,1,22,11,4.6036961917015021E-2,7.2875766483447166E-2,1.5326940474444922E-3,2.4310452358048414E-2,4.1208209677419508E-4,4.167250571154936E-2,3.4874411923123003E-2,8.4169171704028493E-3,0.23013179170780454,55175.179901409007,75976.608520493304,592.77469161353554,19.818404358160588,27983.244959832424,254.76185755410225,32169.635811580058,20397.340071464336,0,212569.36421830495]
[2004,1,22,12,4.9178034484432628E-2,7.2120858364915427E-2,1.5091059685418161E-3,2.3218759893173204E-2,4.1208209677419508E-4,4.0161558094550506E-2,3.1168758108880004E-2,8.2873812681373057E-3,0.22605653827940508,58939.747257157855,75189.579287618544,583.65192101192542,19.513400181687881,26726.620968823372,254.76185755410225,31003.240037213247,18229.977903383806,0,210947.09263294455]
[2004,1,22,13,4.785788761207882E-2,7.104210017658949E-2,1.4694136786206704E-3,2.293455690901039E-2,4.1208209677419508E-4,4.0913736329918016E-2,3.4574746353643E-2,8.0694077481598958E-3,0.2272739309047945,57357.554641804512,74064.920261475287,568.30079143934563,19.000161513559569,26399.480954848666,254.76185755410225,31583.893863615234,20222.071724520833,0,210469.98425677154]
[2004,1,22,14,4.5763246324377629E-2,7.2326236249399378E-2,1.4769645585985367E-3,2.3301136781416678E-2,4.1208209677419508E-4,4.1513372724183713E-2,3.4300429582231E-2,8.1108740352139365E-3,0.22720434235219508,54847.132470894117,75403.695939575089,571.2211202275688,19.097797694055476,26821.44325385513,254.76185755410225,32046.791020710116,20061.629378248988,0,210025.77283875915]
[2004,1,22,15,4.6729115365444884E-2,7.0746931407918476E-2,1.4517392933267263E-3,2.2954219476162267E-2,4.1208209677419508E-4,4.0830430104100264E-2,3.4743356530753999E-2,7.972347387479985E-3,0.2258402216619608,56004.72402087845,73757.192150102521,561.46516216973043,18.771623981805369,26422.114117944373,254.76185755410225,31519.584533047389,20320.688416025889,0,208859.30188170428]
[2004,1,22,16,4.7231436337735883E-2,6.8284903982297765E-2,1.4611611897383642E-3,2.3747801571761522E-2,4.1208209677419508E-4,3.8977426656337549E-2,3.4644250044386996E-2,8.0240885173010982E-3,0.22278315039633337,56606.754408208653,71190.406194916854,565.10911299549082,18.893453223080158,27335.589599594106,254.76185755410225,30089.13428643292,20262.723031256908,0,206323.37194418212]
[2004,1,22,17,5.5265403902519147E-2,6.5807231493193438E-2,1.4843149859555228E-3,2.3332169552771249E-2,4.1208209677419508E-4,3.7998074971013256E-2,3.0793820093396002E-2,8.1512395199849971E-3,0.22324433661560786,66235.443775418375,68607.309483482153,574.06392327559388,19.19284193449532,26857.164417320437,254.76185755410225,29333.110944174237,18010.684221115967,0,209891.73146427539]
[2004,1,22,18,6.4642967541161833E-2,6.3806352402860159E-2,1.5212674170806278E-3,2.3925790231598489E-2,4.1208209677419508E-4,3.7126537833728671E-2,2.9403034951332004E-2,8.3541668769115847E-3,0.22919219935144758,77474.429565394894,66521.293587133099,588.35540304031053,19.670653030111865,27540.468562557588,254.76185755410225,28660.316452362771,17197.242045472856,0,218256.53812654573]
[2004,1,22,19,6.9803738207949301E-2,6.2764728116493876E-2,1.5460583996669212E-3,2.3124621509733222E-2,4.1208209677419508E-4,3.7099747617939348E-2,3.5262669942241004E-2,8.4903086250638932E-3,0.23850395451586179,83659.599874486725,65435.34849935602,597.94340077664197,19.991211277304426,26618.260276676418,254.76185755410225,28639.635394899571,20624.424355175859,0,225849.9648702027]
[2004,1,22,20,7.0530390663813239E-2,6.2504756854928539E-2,1.502156317823517E-3,2.260065138398722E-2,4.1208209677419508E-4,3.6561135055439994E-2,3.4942444728584994E-2,8.2492166816977054E-3,0.23730283378304945,84530.490965222998,65164.315538474373,580.96411970661575,19.423538158466172,26015.129402580187,254.76185755410225,28223.84638285694,20437.131087068647,0,225226.06289162234]
[2004,1,22,21,6.9307420910389383E-2,6.0622264118649662E-2,1.4386087612763897E-3,2.1522246097693702E-2,4.1208209677419508E-4,3.5552321598031747E-2,3.6265785695874998E-2,7.9002399757918708E-3,0.23302096925448193,83064.764875808673,63201.723300087157,556.38688376195717,18.60184045974809,24773.800000400675,254.76185755410225,27445.079640312582,21211.126525323409,0,220526.24492370832]
[2004,1,22,22,6.3620898937032655E-2,5.8430112317376111E-2,1.4062668987122298E-3,2.1136423380823128E-2,4.1208209677419508E-4,3.5663227061850836E-2,3.5517330282533996E-2,7.722631940585519E-3,0.2239089729156887,76249.482984296395,60916.296096234895,543.87855723740245,18.183646032059617,24329.68767216245,254.76185755410225,27530.694563621255,20773.370051382048,0,210616.35542852062]
[2004,1,22,23,5.9991959901281491E-2,5.5739664109347997E-2,1.3687799536448958E-3,1.9644666646693548E-2,4.1208209677419508E-4,3.4883857618691408E-2,3.3307974688609E-2,7.5167692557729327E-3,0.21286575427081547,71900.208926860971,58111.370122764085,529.38035236809219,17.698923437400044,22612.558204688448,254.76185755410225,26929.050128735158,19481.162530079004,0,199836.19104648731]
[2004,1,22,24,4.6494455322009992E-2,5.3007395065550189E-2,1.2597599233429193E-3,2.0634860619785433E-2,4.1208209677419508E-4,3.493520373664144E-2,3.5558051758893996E-2,6.9180766683667842E-3,0.19921988519136494,55723.484565166073,55262.843849487224,487.21648088330204,16.289246765616831,23752.349439284972,254.76185755410225,26968.687436033746,20797.187221499731,0,183262.82009667478]
[2004,1,23,1,3.8603516554945226E-2,5.0154118210174459E-2,1.1954628384077835E-3,2.1915280234032712E-2,4.1208209677419508E-4,3.4613410559857151E-2,3.4843382029223997E-2,6.5649838648162481E-3,0.18830223638823176,46266.214842446054,52288.160918492518,462.34936225801437,15.457857337035087,25226.213240301142,254.76185755410225,26720.274984537387,20379.191312436236,0,171612.62437536247]
[2004,1,23,2,3.5909440311255897E-2,4.7975881837264214E-2,1.1781582858746149E-3,2.1230255737470591E-2,4.1208209677419508E-4,3.1670166243099616E-2,3.7891143186057998E-2,6.4699544715818881E-3,0.18273708216937901,43037.371425679827,50017.241240312651,455.65676707996028,15.234101904624309,24437.696103373521,254.76185755410225,24448.199040029172,22161.765335751141,0,164827.925871685]
[2004,1,23,3,3.5254125023940909E-2,4.5330429636680235E-2,1.1472665812410391E-3,2.152139627731952E-2,4.1208209677419508E-4,2.9914517767540789E-2,3.6521257830083004E-2,6.3003100995776481E-3,0.17640138531315736,42251.977747119461,47259.22584092609,443.70929412009843,14.834658653205771,24772.821790231963,254.76185755410225,23092.903237496463,21360.547023415551,0,159450.78144951694]
[2004,1,23,4,3.6493397072891412E-2,4.4598684535783695E-2,1.1360153456838771E-3,1.9685461986651706E-2,4.1208209677419508E-4,2.9318261890552758E-2,3.0058448560426002E-2,6.2385230012932773E-3,0.1679408744900569,43737.242095598551,46496.345205149402,439.35784009129981,14.689175256716734,22659.516853357563,254.76185755410225,22632.61571492728,17580.580244884673,0,153815.1089868196]
[2004,1,23,5,3.7160362964165715E-2,4.4841579214281675E-2,1.1591430354771842E-3,1.8918996384031227E-2,4.1208209677419508E-4,2.9650871996104021E-2,2.7285197018278001E-2,6.3655306383736242E-3,0.16579376334748563,44536.598992899853,46749.574979468744,448.30255362223539,14.988226400653838,21777.254590380231,254.76185755410225,22889.378436058058,15958.561357982679,0,152629.42099436655]
[2004,1,23,6,3.8667384178215573E-2,4.7563622111954876E-2,1.2119449545030061E-3,2.063778350298524E-2,4.1208209677419508E-4,3.1347958234726449E-2,2.7195208048717005E-2,6.6554967797699911E-3,0.17369147990764633,46342.760023906303,49587.439987166203,468.7238773164986,15.670978306610131,23755.713908006681,254.76185755410225,24199.466353862266,15905.928624881328,0,160530.46561099996]
[2004,1,23,7,4.7249505885564716E-2,5.4759835995027289E-2,1.3334058383590503E-3,2.1033523633680041E-2,4.1208209677419508E-4,3.3301212217390463E-2,2.7685929514245998E-2,7.3225093518908277E-3,0.19309800453293258,56628.410714591126,57089.850615644704,515.69929167980229,17.241520655862544,24211.241960490755,254.76185755410225,25707.306312053337,16192.941711577298,0,180617.45398424703]
[2004,1,23,8,5.2551419226597521E-2,6.487080745792459E-2,1.5016154627605267E-3,2.1897121572840128E-2,4.1208209677419508E-4,3.7430968456714252E-2,3.3919259898010999E-2,8.2462465310182715E-3,0.2208295207026405,62982.740154063686,67631.040885978451,580.75494215176968,19.416544665958405,25205.311191387751,254.76185755410225,28895.325653372358,19838.690918638342,0,205408.04214781246]
[2004,1,23,9,5.2198822679609014E-2,6.9932425764407447E-2,1.5602404399061344E-3,2.206038664136269E-2,4.1208209677419508E-4,3.906886942753833E-2,3.5019509050531E-2,8.5681904816547801E-3,0.22882052658178359,62560.154103581583,72908.029535410504,603.42835359111086,20.174591260121648,25393.242141357841,254.76185755410225,30159.724729625672,20482.204454486986,0,212381.71976686793]
[2004,1,23,10,4.8942203139267601E-2,7.124649716447555E-2,1.5514237099866106E-3,2.2802850509062132E-2,4.1208209677419508E-4,3.8946343495836824E-2,3.4730613422590997E-2,8.5197726740889601E-3,0.22715178621208285,58657.103999348466,74278.01427997752,600.0184529864863,20.060587086259847,26247.876517454904,254.76185755410225,30065.139234153063,20313.23522910646,0,210436.21015766723]
[2004,1,23,11,4.7798785320445798E-2,7.2281698108077469E-2,1.5326387975857537E-3,2.2888360270372353E-2,4.1208209677419508E-4,3.9852745010007157E-2,3.6155873760273009E-2,8.4166137611963922E-3,0.22933879712473215,57286.720697998331,75357.262713679447,592.75332354074249,19.817689953323544,26346.304986080602,254.76185755410225,30764.847737686683,21146.84125125689,0,211769.3102577501]
[2004,1,23,12,4.7113172584807683E-2,7.1451672618805417E-2,1.5198412584620045E-3,2.3358803473966318E-2,4.1208209677419508E-4,3.9088194315113331E-2,3.3123006000786999E-2,8.3463350079323699E-3,0.22441310735664832,56465.015605909073,74491.919888437566,587.80383129201812,19.652212175441701,26887.822157870291,254.76185755410225,30174.64282933608,19372.978075631574,0,208254.59645820616]
[2004,1,23,13,4.8206227886906511E-2,7.0310097237227157E-2,1.4709871570058708E-3,2.2763883682408385E-2,4.1208209677419508E-4,3.8041564045935443E-2,3.6144737345708E-2,8.0780486359220242E-3,0.2254276280878876,57775.03956109978,73301.770816283315,568.90933961378585,19.020507277241968,26203.022631583128,254.76185755410225,29366.682904346562,21140.327787013823,0,208629.53540477171]
[2004,1,23,14,4.3884817200273013E-2,7.0696426384801836E-2,1.4421352158231408E-3,2.3163342703063111E-2,4.1208209677419508E-4,3.815996404842547E-2,3.5580496185670003E-2,7.9196057950006588E-3,0.22125886962983143,52595.840019377836,73704.53815337889,557.7507521803966,18.64743905933469,26662.831419250349,254.76185755410225,29458.083334802053,20810.314513987654,0,204062.76748959065]
[2004,1,23,15,4.5671818628635029E-2,6.9220542491889997E-2,1.4279560444217139E-3,2.2547930357256857E-2,4.1208209677419508E-4,3.7616153861564187E-2,3.5894525226181001E-2,7.8417396928717031E-3,0.22063274839959471,54737.556613789071,72165.855842861667,552.26690889880342,18.46409617184473,25954.443349363199,254.76185755410225,29038.281948654389,20993.983765407247,0,203715.61438270035]
[2004,1,23,16,5.2504046937064605E-2,6.5448211550351229E-2,1.4174284583572229E-3,2.1638740493816241E-2,4.1208209677419508E-4,3.3068728988625368E-2,3.3943278022532997E-2,7.7839265761202869E-3,0.21621644312364216,62925.964587465001,68233.013349601111,548.19532879890119,18.327969879784494,24907.894223541098,254.76185755410225,25527.837842999877,19852.738635194368,0,202268.73379503426]
[2004,1,23,17,5.648389723783355E-2,6.2229460060381402E-2,1.395419447127158E-3,2.1600165412763564E-2,4.1208209677419508E-4,3.2140819168185265E-2,3.0446967796309E-2,7.6630622556547682E-3,0.21237187347502892,67695.804889295279,64877.304947772653,539.6832680478509,18.043383738924881,24863.491267703663,254.76185755410225,24811.525721137863,17807.81730901296,0,200868.43264426329]
[2004,1,23,18,6.5198608129459212E-2,6.0083439501948693E-2,1.4614137266038738E-3,2.1723865697603487E-2,4.1208209677419508E-4,3.1372667971482318E-2,3.5526230515208992E-2,8.0254753445566807E-3,0.22380378298363748,78140.363374734778,62639.971857327466,565.20678249634329,18.896718635198351,25005.880036176361,254.76185755410225,24218.541358325368,20778.575617944352,0,211622.19760319396]
[2004,1,23,19,6.9362529942798373E-2,5.9066160049729477E-2,1.4826660274589217E-3,2.1540111580969541E-2,4.1208209677419508E-4,3.1750266461355522E-2,3.4247182236334002E-2,8.1421841268969463E-3,0.22600318252231699,83130.812908753142,61579.407469098958,573.42618290860025,19.171520179961234,24794.364578445973,254.76185755410225,24510.033451128824,20030.486079702241,0,214892.46404777179]
[2004,1,23,20,6.5246290783964142E-2,5.8202833962036224E-2,1.452761371196937E-3,2.1402592129726991E-2,4.1208209677419508E-4,3.0951522586719769E-2,3.4522882505004002E-2,7.9779602133336572E-3,0.22016892564875593,78197.510912950442,60679.347114946824,561.86045429951287,18.784839895673596,24636.068861271138,254.76185755410225,23893.432670469716,20191.737605613347,0,208433.50431700074]
[2004,1,23,21,6.529660481386157E-2,5.6249656518532615E-2,1.4079866482543336E-3,2.1527610499169673E-2,4.1208209677419508E-4,3.0480084199649187E-2,3.4153923427473996E-2,7.7320760886030963E-3,0.21726002429231869,78257.812147774748,58643.062556213059,544.54367628459431,18.20588314577256,24779.974848912505,254.76185755410225,23529.499641708833,19975.940883551822,0,206003.80149514542]
[2004,1,23,22,6.15792875775035E-2,5.3169649609918886E-2,1.3615997967567732E-3,2.0732207213312155E-2,4.1208209677419508E-4,2.9929782958775682E-2,3.2657088951156002E-2,7.4773388254802146E-3,0.20731903702967744,73802.617045274732,55432.002276122388,526.60340200921905,17.606080868590496,23864.403033868195,254.76185755410225,23104.687401521056,19100.472591456928,0,196103.15368867523]
[2004,1,23,23,5.8745955450867422E-2,4.8916702662881548E-2,1.301560284731847E-3,1.8143850370941527E-2,4.1208209677419508E-4,2.8090073645014542E-2,3.4687409395209999E-2,7.1476268385981681E-3,0.19744526074501928,70406.875812623824,50998.093710277295,503.38291434271912,16.829743719789949,20885.000491424918,254.76185755410225,21684.499735520796,20287.96606497289,0,185037.41033043634]
[2004,1,23,24,5.0864379282325609E-2,4.4669174653985094E-2,1.2493174032650516E-3,1.5691450600196319E-2,4.1208209677419508E-4,2.5687616430289485E-2,3.3862782476237002E-2,6.8607306985744255E-3,0.17929753364164719,60960.827140041292,46569.834656767969,483.17780034614782,16.154220413967295,18062.095244189561,254.76185755410225,19829.891467288235,19805.658413865985,0,165982.40080046727]
[2004,1,24,1,4.2242144848038204E-2,4.2069686951923022E-2,1.1731575949449665E-3,1.8585510199004344E-2,4.1208209677419508E-4,2.4571639475812354E-2,3.3978433479966E-2,6.4424927603422485E-3,0.1694751474068053,50627.10144976931,43859.739531548716,453.7227326726242,15.169440783848641,21393.385731467875,254.76185755410225,18968.398461608573,19873.300353115505,0,155445.57955852058]
[2004,1,24,2,4.0031347097778711E-2,4.0178772292966375E-2,1.1469272471936905E-3,1.8764208518626195E-2,4.1208209677419508E-4,2.4390710219152782E-2,2.9838005610352002E-2,6.2984466183601193E-3,0.16106049970120406,47977.466058622565,41888.367020196216,443.57805551079701,14.830270915565594,21599.081568725018,254.76185755410225,18828.727755587523,17451.647610008189,0,148458.46019711994]
[2004,1,24,3,3.8104128614434171E-2,3.9233336777428462E-2,1.1147569312365822E-3,1.9604511482186542E-2,4.1208209677419508E-4,2.4617042321313329E-2,2.2647824352806999E-2,6.1217806456513851E-3,0.15185546322183166,45667.699686125365,40902.703506637015,431.13607522622533,14.414294660532315,22566.336448373422,254.76185755410225,19003.447782009072,13246.255627803228,0,142086.75527838894]
[2004,1,24,4,3.7015865401915302E-2,3.8955437197688292E-2,1.0883503478123565E-3,1.950528112680704E-2,4.1208209677419508E-4,2.4452531885755219E-2,1.9895815381082E-2,5.9767666907752474E-3,0.14730213012860963,44363.419037913838,40612.979383011851,420.92323831205999,14.072845987921246,22452.114495563212,254.76185755410225,18876.451799676241,11636.661091851296,0,138631.38374987053]
[2004,1,24,5,3.729910215678936E-2,3.9462614226480709E-2,1.1044647481512385E-3,1.8652130615659502E-2,4.1208209677419508E-4,2.4280735136527835E-2,1.9425210202007E-2,6.0652602639898277E-3,0.14670159944637964,44702.877556767395,41141.736642476157,427.15553803772582,14.281212231946093,21470.071076978122,254.76185755410225,18743.831052209964,11361.413615330535,0,138116.12855158592]
[2004,1,24,6,3.8739893892412683E-2,4.1287327465444085E-2,1.1200206451284749E-3,1.9428358827073659E-2,4.1208209677419508E-4,2.4404337444669948E-2,1.9723583417502997E-2,6.1506867694212462E-3,0.15126629055842727,46429.662729011761,43044.090883242483,433.17183466837298,14.482356783243063,22363.57087142122,254.76185755410225,18839.247470553644,11535.92609049726,0,142914.91409373211]
[2004,1,24,7,4.1246015535860561E-2,4.5258768475370317E-2,1.1560725975353142E-3,1.975663500140349E-2,4.1208209677419508E-4,2.3912311817791292E-2,2.0528892989031003E-2,6.3486690723770223E-3,0.15861944758614321,49433.243043049501,47184.515518665474,447.11505119332907,14.948524295207498,22741.442597765588,254.76185755410225,18459.42185276594,12006.935414739681,0,150542.38386002881]
[2004,1,24,8,4.8355816517279146E-2,4.9810727450199155E-2,1.2490841865381481E-3,1.8475696956586733E-2,4.1208209677419508E-4,2.4148760883462041E-2,1.9197049356690001E-2,6.8594499694710712E-3,0.16850866741700049,57954.321148075331,51930.158984528309,483.0876029753158,16.15120481969095,21266.982042340791,254.76185755410225,18641.951801487223,11227.96693920643,0,161775.38158098719]
[2004,1,24,9,5.1258618662230637E-2,5.1141970331148576E-2,1.2979277128646505E-3,1.9465314871496255E-2,4.1208209677419508E-4,2.4185094519755625E-2,1.8462924491578003E-2,7.1276782672752038E-3,0.17335161095312313,61433.322018171821,53318.045851345159,501.97800468581022,16.78277297683951,22406.110188608443,254.76185755410225,18670.000027225447,10798.592113858369,0,167399.592834426]
[2004,1,24,10,5.3952045512301323E-2,5.2534249260523948E-2,1.3436835981151117E-3,2.0188061350046218E-2,4.1208209677419508E-4,2.3943933639957164E-2,1.8189235207181999E-2,7.3789505266368925E-3,0.17794224119153687,64661.387138364087,54769.56583216774,519.67425059612049,17.374416584493094,23238.048297173671,254.76185755410225,18483.832731963274,10638.516772084948,0,172583.16129648846]
[2004,1,24,11,5.5660733035107532E-2,5.2834295298411521E-2,1.3157184740472609E-3,2.1645422186917965E-2,4.1208209677419508E-4,2.3978135163920954E-2,1.7746236162480004E-2,7.2253777158521205E-3,0.18081800013351157,66709.244719324066,55082.378739101448,508.85864273041898,17.012815299731226,24915.585378442625,254.76185755410225,18510.235045702979,10379.415566707223,0,176377.49276486263]
[2004,1,24,12,5.8715696650051476E-2,5.1370053480282146E-2,1.2874885859294055E-3,2.1110324906857183E-2,4.1208209677419508E-4,2.3982004996286086E-2,1.7743261539188999E-2,7.0703509312085048E-3,0.18169126318657799,70370.610718032447,53555.833870161798,497.94063645822956,16.647790500008078,24299.646273536437,254.76185755410225,18513.222413410116,10377.675769546346,0,177886.33932919952]
[2004,1,24,13,6.1141487127066338E-2,4.9151313779366379E-2,1.2708152964196586E-3,1.9502374488278535E-2,4.1208209677419508E-4,2.3443292004674002E-2,1.7382873603870003E-2,6.978788171507262E-3,0.17928302656795639,73277.914336670059,51242.687459500805,491.49218442450342,16.432197574573422,22448.76872573734,254.76185755410225,18097.355873800414,10166.892135672924,0,175996.30477093472]
[2004,1,24,14,5.714530086756596E-2,4.8155619526984057E-2,1.2255004108921513E-3,2.0081768869390944E-2,4.1208209677419508E-4,2.30886157977459E-2,1.6714966108243998E-2,6.7299376988984227E-3,0.17355379137649565,68488.495430511088,50204.62671489732,473.96649667301909,15.846256286209133,23115.697282072957,254.76185755410225,17823.558937113034,9776.2465140465192,0,170153.19948915424]
[2004,1,24,15,5.4863481578172217E-2,4.7446787364714346E-2,1.2056513970937926E-3,2.0664520620624641E-2,4.1208209677419508E-4,2.2955803262675527E-2,1.6174885607446999E-2,6.6209351844477892E-3,0.17034414711194951,65753.740908226391,49465.633956423451,466.28982235385371,15.589599856817719,23786.490435790027,254.76185755410225,17721.032563633111,9460.3643232584072,0,166923.90346709616]
[2004,1,24,16,5.5709762800296041E-2,4.6111037856612178E-2,1.2194132713079034E-3,2.0331866528615013E-2,4.1208209677419508E-4,2.1540460143377082E-2,1.6117562091583999E-2,6.6965096642748649E-3,0.16813869445284127,66768.006766213177,48073.04870681827,471.61227451375828,15.767546909170493,23403.579381462641,254.76185755410225,16628.439931660945,9426.8369551202122,0,165042.05342025228]
[2004,1,24,17,6.3414516682586033E-2,4.5629345094298959E-2,1.258082434749165E-3,1.9728920337785144E-2,4.1208209677419508E-4,2.0370723912899957E-2,1.5550114779453001E-2,6.9088645998711404E-3,0.17327264993841762,76002.13438561873,47570.860061739128,486.56770640315978,16.2675561044489,22709.54083758486,254.76185755410225,15725.446749764746,9094.9484684071194,0,171860.52762317631]
[2004,1,24,18,7.1247437177465567E-2,4.6015317938615706E-2,1.3053380692537293E-3,2.0550047363527547E-2,4.1208209677419508E-4,2.0273834413357058E-2,1.6074583003331002E-2,7.1683728573233851E-3,0.18304701291964823,85389.869359039731,47973.255934979861,504.84398549300829,16.878592125874317,23654.722702819923,254.76185755410225,15650.65163339147,9401.6993533452951,0,182846.68341874925]
[2004,1,24,19,7.477576142985394E-2,4.5345273682516979E-2,1.3519173801965455E-3,2.0988468967614922E-2,4.1208209677419508E-4,2.0989248435377826E-2,1.6021651704818E-2,7.4241670275387688E-3,0.1873085707246912,89618.556858596057,47274.701496467285,522.85869412043178,17.480882987855797,24159.380492077304,254.76185755410225,16202.924844467603,9370.7409045383629,0,187421.40603080898]
[2004,1,24,20,7.2876761071520774E-2,4.4541248219131753E-2,1.3273337947970825E-3,1.9551742017321388E-2,4.1208209677419508E-4,2.0709742210740706E-2,1.586618744012E-2,7.2891642183324544E-3,0.18257426106873836,87342.609836011427,46436.464990426524,513.35090795905205,17.163006476994237,22505.594639049086,254.76185755410225,15987.156358745042,9279.8129920334723,0,182336.91458825569]
[2004,1,24,21,6.6813779444020796E-2,4.3746325683443679E-2,1.2799017762314074E-3,2.0928543117596191E-2,4.1208209677419508E-4,2.0164588441202572E-2,1.5736989184304998E-2,7.0286873331002388E-3,0.1761108970766741,80076.142021752603,45607.718738930023,495.00641172723397,16.549689732516981,24090.401119920734,254.76185755410225,15566.317776377497,9204.247538304593,0,175311.1451542993]
[2004,1,24,22,6.236970249935541E-2,4.1971646244594783E-2,1.2382039114917881E-3,2.0934470021624099E-2,4.1208209677419508E-4,2.0081397616841634E-2,1.5577796847123E-2,6.7997000317655621E-3,0.16938499926957046,74749.927286740058,43757.527221487566,478.87961919927784,16.010518104846398,24097.223453163395,254.76185755410225,15502.097531473557,9111.1391514038951,0,167967.56663912669]
[2004,1,24,23,5.9066334881026597E-2,3.9845097839403147E-2,1.1933008130045389E-3,2.0093584403036033E-2,4.1208209677419508E-4,1.86904681605864E-2,1.5081553609204998E-2,6.5531109220265515E-3,0.16093553272506242,70790.849731832655,41540.494818571817,461.51319150116581,15.429901403007968,23129.297891697657,254.76185755410225,14428.351345989709,8820.8964914189455,0,159441.59522996907]
[2004,1,24,24,5.0434492976109427E-2,3.8548474994922387E-2,1.1330476319198295E-3,2.0483039959089202E-2,4.1208209677419508E-4,1.8539518087485586E-2,1.5006009039208998E-2,6.2222255536851902E-3,0.15077889033919478,60445.609512835887,40188.701060406413,438.21006659128932,14.650801419816123,23577.591903898359,254.76185755410225,14311.82346280944,8776.7119962607831,0,148008.06066177611]
[2004,1,25,1,4.2276314031671786E-2,3.8526413136759578E-2,1.1468698902230611E-3,2.2366142757355125E-2,4.1208209677419508E-4,1.8351825781380483E-2,1.5647897264347999E-2,6.2981316377730048E-3,0.14502567659628526,50668.05312806349,40165.700476786464,443.55587250523672,14.829529264850247,25745.191507242456,254.76185755410225,14166.931932316151,9152.1394714219587,0,140611.16377515471]
[2004,1,25,2,3.9358463903650345E-2,3.7371016157574398E-2,1.1250854892065419E-3,2.1796167017421014E-2,4.1208209677419508E-4,1.8613825255573528E-2,1.5781764317833E-2,6.1785007830250527E-3,0.14063690502105808,{"$f":"E580*1000000*$N$8826","v":47171.017289140545},{"$f":"F580*1000000*$O$8826","v":38961.141702186796},{"$f":"G580*1000000*$P$8826","v":435.13068052639181},{"$f":"G580*1000000*$Q$8826","v":14.547847432285204},{"$f":"H580*1000000*$R$8826","v":25089.104548562005},{"$f":"I580*1000000*$S$8826","v":254.76185755410225},{"$f":"J580*1000000*$T$8826","v":14369.185853065623},{"$f":"K580*1000000*$U$8826","v":9230.4356107322837},{"$f":"L580*1000000*$V$8826","v":0},{"$f":"SUM(N580:V580)","v":135525.32538920004}]
[2004,1,25,3,3.7780303522761849E-2,3.6994853545491396E-2,1.1172947447121444E-3,2.1429004604866467E-2,4.1208209677419508E-4,1.826837689484203E-2,1.5901310190345002E-2,6.1357172599765687E-3,0.13803894285976964,45279.596150496371,38568.973483623107,432.11758331184575,14.447109698685651,24666.471699973506,254.76185755410225,14102.512472939126,9300.3555801683979,0,132619.23593776516]
[2004,1,25,4,3.7658302173898893E-2,3.6753120966788851E-2,1.0990462357294375E-3,2.1154490583893702E-2,4.1208209677419508E-4,1.8713931293386051E-2,1.5583417506630001E-2,6.035504051184578E-3,0.1374098949082857,45133.377849126657,38316.955256097441,425.05990973200318,14.211148496542398,24350.484445575657,254.76185755410225,14446.464018224689,9114.4265617735073,0,132055.7410465806]
[2004,1,25,5,3.646917660378305E-2,3.7037287629996113E-2,1.1104029060215023E-3,2.1514300202180398E-2,4.1208209677419508E-4,1.857399896385829E-2,1.5572982589433997E-2,6.0978701531076993E-3,0.13678810114515524,43708.213925956101,38613.213125714188,429.4521410069662,14.357995210265672,24764.653648975403,254.76185755410225,14338.44142629481,9108.3233891914533,0,131231.41750990329]
[2004,1,25,6,3.8839090840391895E-2,3.7623658972563402E-2,1.135513299071349E-3,2.1089945356268798E-2,4.1208209677419508E-4,1.8560492102111442E-2,1.5980936237614998E-2,6.2357659704557287E-3,0.13987748487525181,46548.550014847206,39224.534393285212,439.16367183807716,14.682683574446346,24276.187806047357,254.76185755410225,14328.014627715407,9346.9272490553994,0,134432.8223039172]
[2004,1,25,7,4.2684381584621643E-2,3.9608813777401379E-2,1.1662270368367595E-3,2.0926210190376271E-2,4.1208209677419508E-4,1.8930841240916513E-2,1.6854252646131E-2,6.4044330225630714E-3,0.14698724159562085,51157.121035857272,41294.156940500674,451.0423154999001,15.079825636425586,24087.715736987215,254.76185755410225,14613.910489148802,9857.7124004655052,0,141731.5006016499]
[2004,1,25,8,4.6443670373811752E-2,4.1536780205513921E-2,1.2401201269595038E-3,2.1107939222362291E-2,4.1208209677419508E-4,1.9874911960249167E-2,1.7736840896078996E-2,6.8102230887966114E-3,0.15516256797054645,55662.618935975064,43304.15776268937,479.62072211856827,16.035295608901997,24296.900162825121,254.76185755410225,15342.69822827654,10373.920464904051,0,149730.71342995172]
[2004,1,25,9,5.4284189472516411E-2,4.2865337329547781E-2,1.2884831922046803E-3,2.0567264693610563E-2,4.1208209677419508E-4,1.8756899859473222E-2,1.7706778407493001E-2,7.075812894507775E-3,0.16295684794612764,65059.460816446226,44689.244594438307,498.32530385423468,16.66065119413906,23674.541205502279,254.76185755410225,14479.634164794179,10356.337521729703,0,159028.96611551318]
[2004,1,25,10,5.9066598032060096E-2,4.432153929386945E-2,1.3208451366333415E-3,2.0605837955457704E-2,4.1208209677419508E-4,1.8816830014539355E-2,1.7114129099076999E-2,7.2535312109476289E-3,0.1689113928393588,70791.165117666329,46207.407516198735,510.84139710891844,17.079105289118349,23718.942067290889,254.76185755410225,14525.898031813693,10009.708895746644,0,166035.80398866846]
[2004,1,25,11,5.6845489336756011E-2,4.4945936618170854E-2,1.3094286164495367E-3,2.2672481569595729E-2,4.1208209677419508E-4,1.9219728598210389E-2,1.6763110701901004E-2,7.1908364383532321E-3,0.16935909397621096,68129.172085526385,46858.372759637605,506.426018682586,16.93148469011949,26097.811602392387,254.76185755410225,14836.920862919969,9804.40531573726,0,166504.80198714044]
[2004,1,25,12,5.7733812289512736E-2,4.5361113337881863E-2,1.2986410938965571E-3,2.3142786961792821E-2,4.1208209677419508E-4,1.9810861424962446E-2,1.6788404607286003E-2,7.1315958586996011E-3,0.17167929767080622,69193.824849043944,47291.215124423856,502.25390725220728,16.791997305579706,26639.170142412488,254.76185755410225,15293.253579856,9819.199210785886,0,169010.47066863408]
[2004,1,25,13,5.7853333042917524E-2,4.5493855412175072E-2,1.2719425814962586E-3,2.3234050968707148E-2,4.1208209677419508E-4,2.0408890183965585E-2,1.7574935595105999E-2,6.9849787515078778E-3,0.17323406863264967,69337.070163166718,47429.605334221014,491.92816580301547,16.446773863632693,26744.222200839282,254.76185755410225,15754.909701883966,10279.225320206015,0,170308.16951753775]
[2004,1,25,14,5.581189198949478E-2,4.5218917160922634E-2,1.2499485871481208E-3,2.3060921577860143E-2,4.1208209677419508E-4,2.0303796912420562E-2,1.7632495346763002E-2,6.8641968975016966E-3,0.17055425056888515,66890.408335573535,47142.9685427238,483.42191288267242,16.162381897624048,26544.936639120213,254.76185755410225,15673.781576417925,10312.890857894938,0,167319.33210406479]
[2004,1,25,15,5.6211404754583028E-2,4.4938935302352823E-2,1.2064397240397189E-3,2.260544641314018E-2,4.1208209677419508E-4,2.0490208276401231E-2,1.7439242844844001E-2,6.6252643476086446E-3,0.16992902375974381,67369.223352220113,46851.07353992846,466.59471051013071,15.599793269003829,26020.648858713728,254.76185755410225,15817.684266885035,10199.861367677509,0,166995.44774675812]
[2004,1,25,16,6.0156579182206335E-2,4.4730306599281455E-2,1.2269056665651142E-3,2.1822256756749786E-2,4.1208209677419508E-4,2.0069127646254188E-2,1.6580203858584001E-2,6.7376547776084811E-3,0.17173511658402357,72097.504709685236,46633.567748027221,474.50998413522183,15.864426856649995,25119.135892932834,254.76185755410225,15492.625567201738,9697.4267925507138,0,169785.39697894373]
[2004,1,25,17,6.3910445561374804E-2,4.5212684073314149E-2,1.2817110434049745E-3,2.2747812883305577E-2,4.1208209677419508E-4,2.029346576810459E-2,1.5669804364738998E-2,7.0386230746557268E-3,0.17656662886567304,76596.503865403225,47136.470239104434,495.70615202611879,16.573084348355337,26184.523876341118,254.76185755410225,15665.806314443947,9164.95249254587,0,175515.29788176718]
[2004,1,25,18,7.5948259075498528E-2,4.5127357406126264E-2,1.3666310556476572E-3,2.2896875131081056E-2,4.1208209677419508E-4,1.9670880035032819E-2,1.5708414143788998E-2,7.5049684032279917E-3,0.18863546734717748,91023.792257253168,47047.51294778366,528.54925868064299,17.671137246473858,26356.10626124822,254.76185755410225,15185.193115107251,9187.5345735026185,0,189601.12140837612]
[2004,1,25,19,7.9077236585999022E-2,4.4187695004412442E-2,1.4162827632560732E-3,2.2452505514662321E-2,4.1208209677419508E-4,2.0087053941319127E-2,1.6224342301931E-2,7.7776348959346731E-3,0.19163483310428886,94773.863718539593,46067.868192312671,547.75222728010851,18.313155541056155,25844.601841428757,254.76185755410225,15506.464005132057,9489.290546256072,0,192502.9155440444]
[2004,1,25,20,7.2344810558459274E-2,4.3649394577433512E-2,1.4030683028616836E-3,2.3122787758010396E-2,4.1208209677419508E-4,2.1642014471885015E-2,1.6462492626404E-2,7.7050665847465437E-3,0.18674171697657463,86705.068520628323,45506.663243390707,542.64148929676207,18.142286788804153,26616.149484046993,254.76185755410225,16706.836123764275,9628.5798672376986,0,185978.8428727077]
[2004,1,25,21,6.8939676267692068E-2,4.2807191082420357E-2,1.3878761151604317E-3,2.3273237745475354E-2,4.1208209677419508E-4,2.2243163697515937E-2,1.691629738721E-2,7.6216374191333189E-3,0.1836011618113817,82624.023871761121,44628.624241910838,536.76585847888305,17.945845157514142,26789.329266612491,254.76185755410225,17170.901130817609,9894.0011179992689,0,181916.35319029182]
[2004,1,25,22,6.8595194621554445E-2,4.2374194452948891E-2,1.3446071066760175E-3,2.1752078719564721E-2,4.1208209677419508E-4,2.3565276660449493E-2,1.6877725297109E-2,7.3840220509089815E-3,0.18230518100598575,82211.163508980506,44177.203735541014,520.031420706689,17.386357954082658,25038.355446052348,254.76185755410225,18191.523524242682,9871.4410805485568,0,180281.86693158001]
[2004,1,25,23,6.3272152158478479E-2,4.240327637146258E-2,1.2589978611015496E-3,2.0530955954457329E-2,4.1208209677419508E-4,2.5657326309238192E-2,1.7219987829373999E-2,6.9138917400211738E-3,0.1776686703209075,75831.510871335311,44207.523080977211,486.92175069179945,16.279392967547523,23632.746987651321,254.76185755410225,19806.508612183396,10071.623531788713,0,174307.87608514939]
[2004,1,25,24,4.7292846197615507E-2,4.3078337062428598E-2,1.1923262885937648E-3,2.1576792678275489E-2,4.1208209677419508E-4,2.7295959049691797E-2,1.8916314739989996E-2,6.5477592399607824E-3,0.16631241735333013,56680.353966595816,44911.307402158222,461.13629083528951,15.417300376167795,24836.587409851574,254.76185755410225,21071.472587572913,11063.77092468194,0,159294.80773962603]
[2004,1,26,1,3.9883036476439704E-2,4.1954390745107983E-2,1.1088771195913564E-3,2.0831790269792375E-2,4.1208209677419508E-4,2.7824309796833233E-2,1.9952159190168E-2,6.089491169693706E-3,0.15805613686440054,47799.716162171535,43739.537505665758,428.86203786008838,14.338266124420233,23979.030973418332,254.76185755410225,21479.339857037481,11669.615449257588,0,149365.2021090893]
[2004,1,26,2,3.6466513107250929E-2,4.1318968009816957E-2,1.0917278107525799E-3,2.0391433690111295E-2,4.1208209677419508E-4,2.8009524826453913E-2,2.0029031361424001E-2,5.9953143101526205E-3,0.1537145952127365,43705.021732244633,43077.077723301845,422.22948371450366,14.116518060873872,23472.145874885395,254.76185755410225,21622.319021548745,11714.576431613274,0,144282.24864292337]
[2004,1,26,3,3.4991117341460501E-2,4.076687795979933E-2,1.1006040245397123E-3,2.0723570218960138E-2,4.1208209677419508E-4,2.8654950361705171E-2,2.1233810398023002E-2,6.0440587783376744E-3,0.15392707117959969,41936.763719259259,42501.496407010971,425.66238990940673,14.231291387159164,23854.461173259868,254.76185755410225,22120.563704895747,12419.227388155636,0,143527.16793143217]
[2004,1,26,4,3.6554574505634901E-2,4.1131590302015672E-2,1.1158774893832012E-3,1.9941803194815727E-2,4.1208209677419508E-4,2.9301322868545723E-2,2.3867550976696999E-2,6.127934284155063E-3,0.15845273571802146,43810.563090663622,42881.727150154606,431.56945494144287,14.428783967444907,22954.585769217469,254.76185755410225,22619.539415346386,13959.649126639766,0,146926.82464848485]
[2004,1,26,5,3.6239417408353292E-2,4.1883163055610538E-2,1.1413335576011575E-3,2.0511573998987214E-2,4.1208209677419508E-4,3.1640942486652196E-2,2.6567028236464001E-2,6.2677284055140565E-3,0.16466326924595667,43432.848123914438,43665.279099313404,441.41467683210766,14.757942062730489,23610.43683069773,254.76185755410225,24425.639379027092,15538.518923900605,0,151383.6568333022]
[2004,1,26,6,3.8575773632621685E-2,4.5747758762940724E-2,1.2051411198845819E-3,2.1120144754997051E-2,4.1208209677419508E-4,3.2721683195968111E-2,2.7166665739963999E-2,6.6181329546022225E-3,0.17356738225775259,46232.965021726959,47694.312196515835,466.09247088907074,15.583001749332567,24310.949691996902,254.76185755410225,25259.931304405749,15889.234804227286,0,160123.83034906522]
[2004,1,26,7,4.6045831722777847E-2,5.3568719119854905E-2,1.3266934702032751E-3,2.1541031827659457E-2,4.1208209677419508E-4,3.5545032414035747E-2,2.7250041400613E-2,7.2856478224299342E-3,0.19297507987434834,55185.810340696829,55848.052074181949,513.10326022122763,17.154726799949948,24795.423854849723,254.76185755410225,27439.452659392886,15937.999546345076,0,179991.75832004176]
[2004,1,26,8,5.4091147482169213E-2,6.4037084792425411E-2,1.5014020212292575E-3,2.1550708078892391E-2,4.1208209677419508E-4,4.0479426690761135E-2,3.2515095666685999E-2,8.2450743990507645E-3,0.22283202122798837,64828.10048982146,66761.843570768324,580.67239290582813,19.41378477361031,24806.561981962957,254.76185755410225,31248.622857406855,19017.423583560154,0,207517.4005187533]
[2004,1,26,9,5.6788076533260769E-2,6.9507362493165803E-2,1.5731812329608393E-3,2.0907208420276338E-2,4.1208209677419508E-4,4.1377375349544901E-2,3.3956290974670005E-2,8.6392559258263585E-3,0.23316083302647927,68060.362988887806,72464.879949287075,608.4332497900798,20.341921373982945,24065.843203331922,254.76185755410225,31941.806068671365,19860.349648411084,0,217276.77888730742]
[2004,1,26,10,4.9981681301174752E-2,7.1226913915720905E-2,1.5984363836083436E-3,2.3180279084575147E-2,4.1208209677419508E-4,4.1262659174906569E-2,3.5179650356498005E-2,8.7779466915930259E-3,0.23161964900485094,59902.91589045884,74257.597769853674,618.20076611970137,20.668481517211163,26682.326528004574,254.76185755410225,31853.24941730615,20575.867874088093,0,214165.58858490235]
[2004,1,26,11,4.9133440888622301E-2,7.2988938623420541E-2,1.5867467995300437E-3,2.3969670734911366E-2,4.1208209677419508E-4,4.197360743460863E-2,3.5800289999138001E-2,8.7137523658516562E-3,0.23457852894285672,58886.301947805754,76094.596101126663,613.67977929349286,20.517330082631812,27590.978477185257,254.76185755410225,32402.075224753415,20938.867481957226,0,216801.77819975856]
[2004,1,26,12,4.9567162745827363E-2,7.2685870354978296E-2,1.5585107285721325E-3,2.4593540788861695E-2,4.1208209677419508E-4,4.0914791362911471E-2,3.2495404918029998E-2,8.5586916276262966E-3,0.23078605462358143,59406.116472960552,75778.632368633364,602.75938178665785,20.152225336082669,28309.10203513773,254.76185755410225,31584.708310133126,19005.906861859337,0,214962.13951340099]
[2004,1,26,13,5.1379094540719296E-2,7.1640541755119275E-2,1.514699509746188E-3,2.2862430274173264E-2,4.1208209677419508E-4,4.0842900206684088E-2,3.4897946245934001E-2,8.3180986660974076E-3,0.2318677932952477,61577.712047239649,74688.825349933904,585.81524230098341,19.585727115799163,26316.45751863081,254.76185755410225,31529.210991831307,20411.104822158504,0,215383.47355676504]
[2004,1,26,14,4.9516452666057434E-2,7.266149183359305E-2,1.4965789311436428E-3,2.3531356576550245E-2,4.1208209677419508E-4,4.1483564468150186E-2,3.4532983662639002E-2,8.2185879976559816E-3,0.23185309823256375,59345.340573387417,75753.216548464727,578.80704623543988,19.351420109421834,27086.444366419466,254.76185755410225,32023.780147607973,20197.645568960535,0,215259.34752873908]
[2004,1,26,15,5.0047188028792516E-2,7.1330199267782807E-2,1.4770848717197498E-3,2.3053804072130417E-2,4.1208209677419508E-4,3.9904600247943553E-2,3.5321980757498997E-2,8.1115347447517933E-3,0.22965847408739404,59981.425534244154,74365.277882711103,571.26765174078446,19.099353395331779,26536.743829566341,254.76185755410225,30804.87806681744,20659.114054643767,0,213192.56823067303]
[2004,1,26,16,5.4630992920177868E-2,6.8645017558591939E-2,1.4895785514592542E-3,2.2104874599723927E-2,4.1208209677419508E-4,3.8309140543436371E-2,3.431640615124E-2,8.1801448288688957E-3,0.22808823725027247,65475.103852353808,71565.842496025696,576.09962532811005,19.260902138482244,25444.451284579449,254.76185755410225,29573.242081179487,20070.973751194117,0,212979.73585035326]
[2004,1,26,17,6.0637071479276383E-2,6.5848065136842729E-2,1.5085364448860555E-3,2.2451275506280819E-2,4.1208209677419508E-4,3.8044251623351857E-2,3.1661025476888004E-2,8.2842536814900451E-3,0.2288465614457901,72673.373486166834,68649.880586438754,583.4316557802747,19.50603599173737,25843.1860049262,254.76185755410225,29368.757614883529,18517.895157256877,0,215910.79239899828]
[2004,1,26,18,7.2710871003578537E-2,6.3721236462314743E-2,1.5510078472181876E-3,2.2903034590434381E-2,4.1208209677419508E-4,3.7285413522649545E-2,3.0332633508149003E-2,8.5174889290180467E-3,0.23743376796013665,87143.791018230419,66432.555988810331,599.85761663123549,20.055209798786294,26363.19628398271,254.76185755410225,28782.962618333106,17740.945490139882,0,227338.1260834806]
[2004,1,26,19,7.2123293649471981E-2,6.2411571505133809E-2,1.5338921235665943E-3,2.3220829512686416E-2,4.1208209677419508E-4,3.7129669945375324E-2,3.4996722340377998E-2,8.4234965053329898E-3,0.24025155767871928,86439.581077590512,65067.165179955569,593.23805167224577,19.833896006398717,26729.003263852643,254.76185755410225,28662.734326912756,20468.876967356158,0,228235.19462090038]
[2004,1,26,20,7.3698651102007129E-2,6.1835493141727205E-2,1.5234081636215366E-3,2.2723416192497115E-2,4.1208209677419508E-4,3.6074031891874699E-2,3.4374634572962998E-2,8.3659229650543555E-3,0.23900764012651926,88327.642913845761,64466.574854725688,589.18334412400282,19.698333819142661,26156.441364134123,254.76185755410225,27847.82072500404,20105.030380516691,0,227767.15377372355]
[2004,1,26,21,6.9245667351554893E-2,6.0327810073378271E-2,1.4525666463590843E-3,2.2320906962732902E-2,4.1208209677419508E-4,3.58739962511807E-2,3.5092086644283003E-2,7.9768908656488013E-3,0.23270200689191187,82990.753395112202,62894.740323380604,561.78514379909029,18.782322018357128,25693.121545597034,254.76185755410225,27693.400595938496,20524.653625087813,0,220631.9988084877]
[2004,1,26,22,6.4196199015471384E-2,5.8186484266662265E-2,1.4089564934917529E-3,2.194165702921351E-2,4.1208209677419508E-4,3.7168053731218252E-2,3.3802325505745003E-2,7.7374020745982009E-3,0.22485316021317456,76938.978641772002,60662.301744931559,544.91876726409066,18.218423668854815,25256.575008561507,254.76185755410225,28692.36519240915,19770.298351321155,0,212138.41798748242]
[2004,1,26,23,5.9535776911455368E-2,5.5356946678439045E-2,1.3694996757975632E-3,2.0151571933443087E-2,4.1208209677419508E-4,3.6073197651221647E-2,3.2384014817158996E-2,7.5207216699907653E-3,0.21280381143428068,71353.474792297755,57712.36817979662,529.65870738474155,17.708229759604968,23196.046105350666,254.76185755410225,27847.176722021024,18940.757038743493,0,199851.95163290802]
[2004,1,26,24,4.4958968377861099E-2,5.171799753990209E-2,1.2604073408908391E-3,2.1212554482224137E-2,4.1208209677419508E-4,3.577807217974819E-2,3.4900161894944007E-2,6.9216320158182812E-3,0.19716187592816284,53883.207430189286,53918.582845306781,487.46687184551217,16.297618157659905,24417.320564721973,254.76185755410225,27619.350754421703,20412.400710571932,0,181009.38865276895]
[2004,1,27,1,3.89582219429358E-2,5.0325694040175117E-2,1.2221987149471072E-3,2.1104629839852694E-2,4.1208209677419508E-4,3.4697283331411526E-2,3.3734029882525995E-2,6.711806160293164E-3,0.18716594600891559,46691.328333420046,52467.037248671491,472.68955441641651,15.803563913640922,24293.090802963445,254.76185755410225,26785.021667496374,19730.353618912148,0,170710.08664734763]
[2004,1,27,2,3.6370935884061234E-2,4.7835053015365378E-2,1.205018927179992E-3,2.1228635669071825E-2,4.1208209677419508E-4,3.2428936462013419E-2,3.4828749678724999E-2,6.6174619231755168E-3,0.18092687365636656,43590.472677216312,49870.420194221282,466.04521244052296,15.581421744221164,24435.831277076311,254.76185755410225,25033.941634345138,20370.633145782966,0,164037.68742038088]
[2004,1,27,3,3.6050191436214872E-2,4.4735878499751296E-2,1.1678871640156371E-3,2.1025095424623587E-2,4.1208209677419508E-4,3.0676544343167141E-2,3.3254674503939999E-2,6.413549749401181E-3,0.1737359032178879,43206.061285252581,46639.376731193232,451.6843753931575,15.101291806906138,24201.54042819815,254.76185755410225,23681.159618966012,19449.988327200339,0,157899.67391556449]
[2004,1,27,4,3.6818372836682461E-2,4.3898479892207479E-2,1.1605977934407697E-3,2.111399244963931E-2,4.1208209677419508E-4,2.9948754892797511E-2,2.8850163861216003E-2,6.3735195630405519E-3,0.16857596338579828,44126.724708788577,45766.347063705427,448.86518626550463,15.007037057362307,24303.867904074668,254.76185755410225,23119.333034119874,16873.878896994927,0,154908.78568856046]
[2004,1,27,5,3.7822691574752931E-2,4.3652060287749685E-2,1.1861278974586898E-3,2.1061125366982132E-2,4.1208209677419508E-4,3.1458678625573409E-2,2.6161731173512E-2,6.5137202581687717E-3,0.1682682172809718,45330.398121280072,45509.442378882428,458.73904175630975,15.337152467921024,24243.013728984923,254.76185755410225,24284.938407669564,15301.468847150314,0,155398.09953574563]
[2004,1,27,6,3.991891975726148E-2,4.6996453257085208E-2,1.2433485290453906E-3,2.1162186041117581E-2,4.1208209677419508E-4,3.34500923366432E-2,2.6406388841604001E-2,6.827952128062453E-3,0.17641742298759353,47842.72218151667,48996.138267393049,480.86931772318809,16.077040259816194,24359.342522809355,254.76185755410225,25822.236267288015,15444.564182153086,0,163216.71163669729]
[2004,1,27,7,4.6778707053597962E-2,5.391740037112526E-2,1.3603561357915079E-3,2.1287804497549689E-2,4.1208209677419508E-4,3.6220772814338047E-2,2.6919801436850996E-2,7.4705091575825965E-3,0.19436743356361025,56064.159530988632,56211.56960826127,526.12241185571372,17.589999788393712,24503.939257828642,254.76185755410225,27961.099299298956,15744.848852911435,0,181284.09081848717]
[2004,1,27,8,5.3966246468152748E-2,6.4335302635256886E-2,1.5278083078771605E-3,2.2135020941426602E-2,4.1208209677419508E-4,3.9823814097591351E-2,3.3694504266122E-2,8.3900867241549788E-3,0.22428486553735591,64678.40694725779,67072.750493493848,590.8851150407304,19.755229608773725,25479.152097714647,254.76185755410225,30742.514141464861,19707.23588316068,0,208545.46176529545]
[2004,1,27,9,5.4475066435024998E-2,6.9063337176588635E-2,1.6193543362582636E-3,2.2210799344221013E-2,4.1208209677419508E-4,4.0515427492014151E-2,3.5271627263807996E-2,8.8928193728840792E-3,0.23246051351757335,65288.226362800706,72001.96148847838,626.2908562142751,20.938959793454341,25566.379006405172,254.76185755410225,31276.414146782423,20629.663311879536,0,215664.63598990807]
[2004,1,27,10,4.7181328165423385E-2,7.0986127299789273E-2,1.6054257429986168E-3,2.4136407951369263E-2,4.1208209677419508E-4,4.0321099084069931E-2,3.4893226399329007E-2,8.8163293415160111E-3,0.22835202608126973,56546.69989316797,74006.565755531497,620.90392489039891,20.758856990928109,27782.906142838798,254.76185755410225,31126.399790681986,20408.344279084704,0,210767.34050074039]
[2004,1,27,11,4.7184239071146356E-2,7.1901666034293626E-2,1.569936607102646E-3,2.4311009295648413E-2,4.1208209677419508E-4,4.1107504984110574E-2,3.5089844488253003E-2,8.6214377923620206E-3,0.23019772036969086,56550.188606155381,74961.060388978483,607.17837958575001,20.299966942597354,27983.886038865374,254.76185755410225,31733.476110486146,20523.342233253075,0,212634.19358182093]
[2004,1,27,12,5.0311273139482401E-2,7.1286215773520137E-2,1.5457753739805287E-3,2.3214380997173205E-2,4.1208209677419508E-4,4.0546656253666755E-2,3.1354832402168999E-2,8.4887543659060184E-3,0.22715997040267225,60297.930857029423,74319.422903940926,597.83393961950514,19.98755163139791,26721.580514716767,254.76185755410225,31300.521597775762,18338.809004167375,0,211850.84822643531]
[2004,1,27,13,4.8926050223596695E-2,7.009807870970329E-2,1.5051185214405068E-3,2.2932393341010389E-2,4.1208209677419508E-4,3.9848601418685521E-2,3.4309602568467996E-2,8.265483869873743E-3,0.22629741074955234,58637.744771654827,73080.730963914408,582.10976213831009,19.46184074675546,26396.99051771325,254.76185755410225,30761.649038172629,20066.994472867911,0,209800.44322476216]
[2004,1,27,14,4.6805485655728105E-2,7.1559031847109739E-2,1.5128529575739486E-3,2.3296422480616676E-2,4.1208209677419508E-4,3.9824633790484926E-2,3.3769330024810001E-2,8.3079581708625765E-3,0.22548779702396018,56096.253616447655,74603.847219751362,585.10108190069184,19.561850388621359,26816.016722412696,254.76185755410225,30743.146914114681,19750.999960084155,0,208869.68922265398]
[2004,1,27,15,4.7752816020136299E-2,7.0163831391880413E-2,1.4870146909151051E-3,2.2949728778562269E-2,4.1208209677419508E-4,4.0040368402298125E-2,3.5067138173087001E-2,8.1660651748945434E-3,0.22603904472854797,57231.62661035869,73149.281403024768,575.10804344917472,19.227750300340379,26416.944971392491,254.76185755410225,30909.686069259838,20510.06176752847,0,209066.69847286787]
[2004,1,27,16,4.8208815952155239E-2,6.8003914929102544E-2,1.4966655700447765E-3,2.3740172147761522E-2,4.1208209677419508E-4,3.7703400766783385E-2,3.4308396535779002E-2,8.219063782406234E-3,0.22209251178080688,57778.141350613005,70897.461141666456,578.84055412828172,19.352540388305069,27326.807531800794,254.76185755410225,29105.633338225649,20066.289088675367,0,206027.287403052]
[2004,1,27,17,5.6356229076844483E-2,6.6123036943045055E-2,1.5203821036324507E-3,2.3314461421571248E-2,4.1208209677419508E-4,3.6731780142976705E-2,3.0663698000343999E-2,8.3493051042860724E-3,0.22347097488947423,67542.794928235031,68936.552360638918,588.01300502088873,19.659205540034545,26836.780963904923,254.76185755410225,28355.578090018713,17934.578433622166,0,210468.71884453477]
[2004,1,27,18,6.5828266874278729E-2,6.3870265668043186E-2,1.5582323820590941E-3,2.3906189754798489E-2,4.1208209677419508E-4,3.6003124808646141E-2,3.0251286049339E-2,8.5571630645390837E-3,0.23038661069847793,{"$f":"E644*1000000*$N$8826","v":78895.007753408951},{"$f":"F644*1000000*$O$8826","v":66587.92634260717},{"$f":"G644*1000000*$P$8826","v":602.65173031590075},{"$f":"G644*1000000*$Q$8826","v":20.14862619393406},{"$f":"H644*1000000*$R$8826","v":27517.906870346116},{"$f":"I644*1000000*$S$8826","v":254.76185755410225},{"$f":"J644*1000000*$T$8826","v":27793.083074724182},{"$f":"K644*1000000*$U$8826","v":17693.367002366245},{"$f":"L644*1000000*$V$8826","v":0},{"$f":"SUM(N644:V644)","v":219364.8532575166}]
[2004,1,27,19,7.1029565788192681E-2,6.2671612413653446E-2,1.5836256425146281E-3,2.3117161858533221E-2,4.1208209677419508E-4,3.6221183008036353E-2,3.4512529207333005E-2,8.6966122718332983E-3,0.23824437228687081,85128.751061959847,65338.270751248565,612.47266108854171,20.476972157382509,26609.673630744452,254.76185755410225,27961.415953689215,20185.682170645097,0,226111.50505908721]
[2004,1,27,20,7.184223143911872E-2,6.2146612002369969E-2,1.5386569564600672E-3,2.259379214878722E-2,4.1208209677419508E-4,3.5509571203135831E-2,3.4104515779172999E-2,8.4496629824991551E-3,0.23659712460831822,86102.728744726279,64790.931729706434,595.08086717330923,19.895507379613974,26007.233882743214,254.76185755410225,27412.077913847606,19947.043346677274,0,225129.75384980784]
[2004,1,27,21,7.0571863145140537E-2,6.0509233430436557E-2,1.4735652034582436E-3,2.1512086644893704E-2,4.1208209677419508E-4,3.5106325252288656E-2,3.5034761609692995E-2,8.0922061929943265E-3,0.23271212357567922,84580.195626931934,63083.883189944099,569.90640794149192,19.053842545381379,24762.105670234661,254.76185755410225,27100.786928106547,20491.125368676825,0,220861.81889193502]
[2004,1,27,22,6.4825950256873835E-2,5.8792610952544316E-2,1.440437496976724E-3,2.1126694571223129E-2,4.1208209677419508E-4,3.5024847866591005E-2,3.4083305011497998E-2,7.9102826303855487E-3,0.22361621088286676,77693.73387736181,61294.218939758524,557.09415358049387,18.625486812152118,24318.489046230086,254.76185755410225,27037.889394588507,19934.63759651301,0,211109.45035239868]
[2004,1,27,23,6.1232930628594535E-2,5.565899724814339E-2,1.4020395870943893E-3,1.9633445078693548E-2,4.1208209677419508E-4,3.4467017737195543E-2,3.2053299503410002E-2,7.6994173063275138E-3,0.2125592291862331,73387.509136968292,58027.270910775529,542.24362993746411,18.128985044023548,22599.64129629232,254.76185755410225,26607.265130437161,18747.32832269089,0,200184.14926969976]
[2004,1,27,24,4.7547070278515971E-2,5.2575346260669772E-2,1.2903706401541845E-3,2.0622013787785432E-2,4.1208209677419508E-4,3.4455669655770765E-2,3.5400487622856996E-2,7.0861779723136896E-3,0.19938921831484099,56985.040870658639,54812.411497360918,499.05528083696606,16.685056721602692,23737.561724045492,254.76185755410225,26598.504830561695,20705.031136605801,0,183609.05225434524]
[2004,1,28,1,3.9843877083518796E-2,5.0303367134215626E-2,1.262822744025841E-3,2.1100016988652694E-2,4.1208209677419508E-4,3.3366930467826988E-2,3.5684392555578995E-2,6.9348964035506801E-3,0.18890838547414382,47752.783730940828,52443.760339550492,488.40103731112509,16.328850376573556,24287.781047999131,254.76185755410225,25758.038374995533,20871.081405022149,0,171872.93664374994]
[2004,1,28,2,3.7309451883121993E-2,4.7967798705532791E-2,1.2223306518076252E-3,2.1224863400271823E-2,4.1208209677419508E-4,3.0477213506100043E-2,3.7030065685082998E-2,6.7125307025646978E-3,0.18235633663125617,44715.281677034116,50008.814173747014,472.74058145076589,15.805269914950088,24431.489098644994,254.76185755410225,23527.283572278262,21658.138474487041,0,165084.31470511123]
[2004,1,28,3,3.7013322709049591E-2,4.4989638711665038E-2,1.2107965389522317E-3,2.1020136816623586E-2,4.1208209677419508E-4,2.8943786173566154E-2,3.5734954479551995E-2,6.6491901600084103E-3,0.1759739076861912,44360.371627084416,46903.934364120869,468.2797236544618,15.656128791278356,24195.83267993086,254.76185755410225,22343.534287495841,20900.654054454008,0,159443.02472308581]
[2004,1,28,4,3.7800767936313304E-2,4.4341546913066791E-2,1.2292722302099477E-3,2.1110365108839312E-2,4.1208209677419508E-4,2.8716111039022718E-2,3.0776401252868003E-2,6.7506509592079739E-3,0.17113719753630224,45304.122697259256,46228.266453600496,475.42526076012228,15.895027559595789,24299.692549183521,254.76185755410225,22167.777489661032,18000.496292651871,0,156746.43762822999]
[2004,1,28,5,3.8853955181266824E-2,4.4075378170803793E-2,1.2487644001579199E-3,2.1059135712582135E-2,4.1208209677419508E-4,2.9689330123094191E-2,2.7420287270695003E-2,6.8576938358975827E-3,0.16961662679127165,46566.364888977434,45950.772311073692,482.96392449347007,16.147069841935824,24240.723480097717,254.76185755410225,22919.066690175361,16037.572921674813,0,156468.37314388852]
[2004,1,28,6,4.1057345619231522E-2,4.7049708011362601E-2,1.301070910468297E-3,2.1162881695517582E-2,4.1208209677419508E-4,3.1181832913755661E-2,2.5561408272430999E-2,7.1449393990217595E-3,0.17487126891856261,49207.122635478823,49051.65899551475,503.193647164026,16.823415896534101,24360.14327580218,254.76185755410225,24071.22373961431,14950.352091603867,0,162415.27965862857]
[2004,1,28,7,4.8174810531343232E-2,5.4541799073051157E-2,1.4151144241215034E-3,2.1285744449549691E-2,4.1208209677419508E-4,3.4142942810910515E-2,2.7094876946570999E-2,7.7712188641512851E-3,0.19483858919647257,57737.385941637331,56862.536287942145,547.30036810354977,18.298048405072311,24501.56798036478,254.76185755410225,26357.091252571096,15847.246987045308,0,182126.1887236234]
[2004,1,28,8,5.5410414994694665E-2,6.5681055188632084E-2,1.577923421820892E-3,2.2135768355826604E-2,4.1208209677419508E-4,3.9495015048851806E-2,3.3425182099513999E-2,8.6652980513947445E-3,0.22680273925750902,66409.239194692709,68475.764414952442,610.2673076333773,20.403239949942702,25480.012430543244,254.76185755410225,30488.693415484046,19549.714780491002,0,211288.8566413009]
[2004,1,28,9,5.5795967204933697E-2,7.0404099167788406E-2,1.6383985718098756E-3,2.2207863517021014E-2,4.1208209677419508E-4,3.8859797665728765E-2,3.4935041699809002E-2,8.9974023804835542E-3,0.23325065230434847,66871.322522425544,73399.772500835679,633.65627978001862,21.185210088145052,25562.999638119985,254.76185755410225,29998.329048683092,20432.801204866311,0,217174.82826235288]
[2004,1,28,10,4.837325317760037E-2,7.1680833073329717E-2,1.6141034529960547E-3,2.4136546668169261E-2,4.1208209677419508E-4,3.8815456027041319E-2,3.4213012076593004E-2,8.8639837095870512E-3,0.22810927028209096,57975.21894041526,74730.831051666653,624.26005906226408,20.871063576396892,27783.065816798673,254.76185755410225,29964.098940761636,20010.500642526418,0,211363.60837236146]
[2004,1,28,11,4.8364410979298861E-2,7.2980336061679751E-2,1.5656532937927163E-3,2.4311493769248411E-2,4.1208209677419508E-4,4.140952148468021E-2,3.5492375882242001E-2,8.597915620142017E-3,0.23313378918785815,57964.6215885985,76085.627502960342,605.52179343888588,20.244581828190199,27984.44370612823,254.76185755410225,31966.621698122854,20758.77472601406,0,215640.61745464517]
[2004,1,28,12,5.1477003109418412E-2,7.2886904634591534E-2,1.5418489045209852E-3,2.3215333381173205E-2,4.1208209677419508E-4,4.0295015591092886E-2,3.1595194649443006E-2,8.4671918314470386E-3,0.22989057419846129,61695.055213836975,75988.22059663292,596.3153640584585,19.936780664042132,26722.676783695035,254.76185755410225,31106.26429713683,18479.392034177941,0,214862.62292775631]
[2004,1,28,13,5.002483836869602E-2,7.1875793295442927E-2,1.5232682335853947E-3,2.293240576341039E-2,4.1208209677419508E-4,3.9312443603628844E-2,3.4969545609077002E-2,8.3651545275923427E-3,0.22941553149820712,59954.639524368387,74934.086772838768,589.12922570150374,19.696524462576853,26397.004816873832,254.76185755410225,30347.75500052359,20452.981845408318,0,212950.05556773109]
[2004,1,28,14,4.7877607984590627E-2,7.3040989600252348E-2,1.5088944956268208E-3,2.3298954579816678E-2,4.1208209677419508E-4,4.059373226439654E-2,3.4786391686862005E-2,8.2862199469902267E-3,0.22980487265530941,57381.189457303917,76148.861831433009,583.57013313509503,19.510665744409181,26818.931367978836,254.76185755410225,31336.862539957681,20345.85881075824,0,212889.5466638653]
[2004,1,28,15,4.8805866978773427E-2,7.1502927523097309E-2,1.5039162212020787E-3,2.2952780548162268E-2,4.1208209677419508E-4,4.0189311060424691E-2,3.5619036177308001E-2,8.2588813378565561E-3,0.22924480194359853,58493.705463278835,74545.355673555867,581.64476838809014,19.446294478845822,26420.457798509815,254.76185755410225,31024.664302196103,20832.855777694826,0,212172.89193565646]
[2004,1,28,16,4.9214218340579888E-2,6.8997887964427074E-2,1.5003404028603221E-3,2.3745176304561522E-2,4.1208209677419508E-4,3.8150787375932527E-2,3.4734257641792998E-2,8.2392444332511292E-3,0.22499399456017968,58983.113515253906,71933.727431941865,580.26180835224011,19.40005758380051,27332.567710323572,254.76185755410225,29450.999282451001,20315.366659409054,0,208870.19832286958]
[2004,1,28,17,5.7478328907061241E-2,6.6807216666129127E-2,1.5347321489479306E-3,2.3328689210371248E-2,4.1208209677419508E-4,3.7355560701377515E-2,3.2130773741224999E-2,8.4281095747629486E-3,0.22747549304664924,68887.628675326152,69649.843726023391,593.56293437613533,19.844757901965021,26853.158269162894,254.76185755410225,28837.113650395073,18792.641441632466,0,213888.55531237219]
[2004,1,28,18,6.7047550289833335E-2,6.4743711366333903E-2,1.5857414895220643E-3,2.3912278801198492E-2,4.1208209677419508E-4,3.6435837211616404E-2,3.0655492692780003E-2,8.7082316221116715E-3,0.23350092557017008,80356.315776412215,67498.536893756798,613.29097219206938,20.504330984555676,27524.91584222675,254.76185755410225,28127.121073568323,17929.779314739739,0,222325.2260614346]
[2004,1,28,19,7.229053853188816E-2,6.351186674278457E-2,1.6178194981502757E-3,2.3119478636133221E-2,4.1208209677419508E-4,3.6356075553397496E-2,3.5360316853360003E-2,8.8843906814264125E-3,0.24155256859391436,86640.023637017788,66214.277650421907,625.69725229987603,20.919113665455647,26612.340424193764,254.76185755410225,28065.5480183172,20681.53606382382,0,229115.10401729395]
[2004,1,28,20,7.3191683258862147E-2,6.2869282074740199E-2,1.5993438860329129E-3,2.2593255915187221E-2,4.1208209677419508E-4,3.5832015811253601E-2,3.4949420147193003E-2,8.7829303168326968E-3,0.24023001350687595,87720.043263804226,65544.351197211057,618.55174580201924,20.680215920457595,26006.616635644579,254.76185755410225,27660.993246281803,20441.210868709175,0,228267.20903092745]
[2004,1,28,21,7.1872557400200321E-2,6.139750408938506E-2,1.5523312124111799E-3,2.1513614600093704E-2,4.1208209677419508E-4,3.4557097814879686E-2,3.5984986374116998E-2,8.5247562993286327E-3,0.23581492988718983,86139.07433072252,64009.949499387309,600.36943266880417,20.072321489506283,24763.864466986754,254.76185755410225,26676.803624547312,21046.89266611568,0,223511.78819947204]
[2004,1,28,22,6.6065552127030247E-2,5.9353623143210306E-2,1.4949764577117173E-3,2.112720596002313E-2,4.1208209677419508E-4,3.5535755746910209E-2,3.4962634656272001E-2,8.2097878811769123E-3,0.2271616180691087,79179.393515703938,61879.102031110102,578.1872841270058,19.330699427104278,24319.077695007549,254.76185755410225,27432.291414877389,20448.9397685156,0,214111.08426632284]
[2004,1,28,23,6.2509482521490814E-2,5.6364395122244212E-2,1.449646397021577E-3,1.9636581734693549E-2,4.1208209677419508E-4,3.4980819538769053E-2,3.2349557761572001E-2,7.9608540728970424E-3,0.21566341924546245,74917.453282088012,58762.68325314753,560.65572732920737,18.74456191725028,22603.251834340321,254.76185755410225,27003.901151087404,18920.603801974408,0,203042.05546943823]
[2004,1,28,24,4.8629863935891457E-2,5.332837398798676E-2,1.3588113358916224E-3,2.062789786458543E-2,4.1208209677419508E-4,3.4646121515728108E-2,3.5050517593998E-2,7.4620257601140261E-3,0.20151569409096962,58282.766271163753,55597.480328937934,525.52495518405374,17.570024850068986,23744.334759776448,254.76185755410225,26745.526634742957,20500.34072607807,0,185668.30555828742]
[2004,1,29,1,3.860334128952958E-2,4.9248443297109659E-2,1.2102479973824841E-3,2.1103232319852696E-2,4.1208209677419508E-4,3.3543610819809798E-2,3.4119498955861999E-2,6.646177798236153E-3,0.18488663457455656,46266.004787298269,51343.949809133068,468.06757331670428,15.64903590887652,24291.48214739751,254.76185755410225,25894.42908348066,19955.806704492454,0,168490.15099858164]
[2004,1,29,2,3.5994874533564397E-2,4.7041095338287611E-2,1.193236204799092E-3,2.1228892398671824E-2,4.1208209677419508E-4,3.0781233954225769E-2,3.4138593000445E-2,6.5527561206787672E-3,0.17734276364744664,43139.764120360807,49042.679855779985,461.48820405561315,15.429065990655101,24436.126793061758,254.76185755410225,23761.976133440177,19966.97442601727,0,161079.20045626035]
[2004,1,29,3,3.5664267701835714E-2,4.473379735411398E-2,1.1564674782177239E-3,2.1026083005423586E-2,4.1208209677419508E-4,2.9758898214365184E-2,3.3256597205516006E-2,6.3508375925729332E-3,0.1723590306488193,42743.532686797786,46637.207033432365,447.26777265468655,14.953630275132371,24202.677211464747,254.76185755410225,22972.770688101129,19451.11287656875,0,156724.28375684869]
[2004,1,29,4,3.6424728537028613E-2,4.3511471943562044E-2,1.1492494328857396E-3,2.1118617723239311E-2,4.1208209677419508E-4,2.9353834681355627E-2,2.8833470760198002E-2,6.3111990947312922E-3,0.16711465426977481,43654.943032801442,45362.872042756841,444.47616880990523,14.86029779217316,24309.191958199568,254.76185755410225,22660.076596037979,16864.115438931116,0,153565.29739288313]
[2004,1,29,5,3.7409465941276254E-2,4.3052094351882036E-2,1.1745298688759357E-3,2.1067502198982135E-2,4.1208209677419508E-4,3.0633354338663495E-2,2.6185889864171998E-2,6.4500287170658555E-3,0.16638494737769191,44835.148267303011,44883.948072137791,454.2534643327333,15.187184885940937,24250.35396475247,254.76185755410225,23647.818530114768,15315.598778005047,0,153657.07011908587]
[2004,1,29,6,3.9462754362337926E-2,4.61706768821077E-2,1.2311910078465823E-3,2.1171581516317581E-2,4.1208209677419508E-4,3.2677902653091701E-2,2.5770969065480001E-2,6.761188086603297E-3,0.17365834567055899,47296.009134398715,48135.225354986302,476.16735460704984,15.919838193616076,24370.157454599324,254.76185755410225,25226.134341734098,15072.91997234373,0,160847.29530841691]
[2004,1,29,7,4.6219290169187834E-2,5.3492147112926484E-2,1.3470545814389568E-3,2.130372587354969E-2,4.1208209677419508E-4,3.4990778781839912E-2,2.7053541961485E-2,7.3974625626605992E-3,0.19221608313986266,55393.699840515299,55768.221951292595,520.97798998465555,17.418004873172084,24522.266015313191,254.76185755410225,27011.589319031191,15823.070988049063,0,179312.00596661327]
[2004,1,29,8,5.3387570103429594E-2,6.3713842457203157E-2,1.5128694088747689E-3,2.2153145223026603E-2,4.1208209677419508E-4,3.9653479186724877E-2,3.2296464362677003E-2,8.3080485145528779E-3,0.22143750135326309,63984.864819394374,66424.847370995805,585.10744449783681,19.562063111135952,25500.014573009801,254.76185755410225,30611.021879240427,18889.550543923822,0,206269.73055172735]
[2004,1,29,9,5.394578264903889E-2,6.8458411368555544E-2,1.6035201719083413E-3,2.2217656509021012E-2,4.1208209677419508E-4,4.0616262101622433E-2,3.3832145637395998E-2,8.8058647389712922E-3,0.22989172527328774,64653.881112926836,71371.296268493184,620.16693872067435,20.734217123328133,25574.272143048711,254.76185755410225,31354.254742468082,19787.739544812877,0,213637.10682514781]
[2004,1,29,10,4.670372662846068E-2,7.0842695597074554E-2,1.5897277297329947E-3,2.4144600524169262E-2,4.1208209677419508E-4,3.8992938375451133E-2,3.3580277849211998E-2,8.730122392636078E-3,0.2249961711935109,55974.295685205514,73857.031076825122,614.83266429668186,20.555874813867661,27792.336439245344,254.76185755410225,30101.108760877767,19640.427156005819,0,208255.34951482422]
[2004,1,29,11,4.6711346414203062E-2,7.2230131781728532E-2,1.5545857726718354E-3,2.4319895452448413E-2,4.1208209677419508E-4,4.0718045862423301E-2,3.4776117682982999E-2,8.5371374050041311E-3,0.22925934246823651,55983.427978728796,75303.502255588857,601.2413915998527,20.101473939709905,27994.114705071312,254.76185755410225,31432.828047830651,20339.849753129463,0,211929.82746344278]
[2004,1,29,12,4.9844166791586958E-2,7.2852982587900114E-2,1.5306607735025683E-3,2.3224178129973204E-2,4.1208209677419508E-4,3.9756180162608526E-2,3.1907173547369001E-2,8.4057512769993709E-3,0.22793317536671398,59738.105106045281,75952.855177014673,591.98831592694671,19.792113236837878,26732.857786032353,254.76185755410225,30690.303240782247,18661.862198553616,0,212642.52579514607]
[2004,1,29,13,4.8485767376644076E-2,7.1681033671711747E-2,1.490401522094581E-3,2.293849688021039E-2,4.1208209677419508E-4,4.0140276479665893E-2,3.4620934439079001E-2,8.1846642407389751E-3,0.22795365670691883,58110.066917240714,74731.040185449747,576.41791205035327,19.271543508723742,26404.0161719479,254.76185755410225,30986.811416264485,20249.086204018429,0,211331.47220803448]
[2004,1,29,14,4.6375888316798841E-2,7.3013812716179086E-2,1.4980603297284607E-3,2.3303844864616678E-2,4.1208209677419508E-4,4.1173083662476892E-2,3.3977935559365E-2,8.2267232215159254E-3,0.22798143076745511,55581.382315788956,76120.528579082122,579.37998223055013,19.370575241014134,26824.560470862903,254.76185755410225,31784.100428943308,19873.009129399685,0,211037.09333910266]
[2004,1,29,15,4.733085979847123E-2,7.1595504270841326E-2,1.4724747582158324E-3,2.2955683248962269E-2,4.1208209677419508E-4,4.1014896744302608E-2,3.5011651562393005E-2,8.0862179220151723E-3,0.22787937040197564,56725.913168997045,74641.871534188977,569.48467449549241,19.039742611490095,26423.799035700107,254.76185755410225,31661.985968559115,20477.608768170852,0,210774.46475027717]
[2004,1,29,16,4.7805952904384816E-2,6.8878532792622016E-2,1.4820311437643632E-3,2.374701689016152E-2,4.1208209677419508E-4,3.8019346087030607E-2,3.4120041892886997E-2,8.1386976101463625E-3,0.22260370141777089,57295.311028828728,71809.293733324244,573.18063945726374,19.163310856123811,27334.686369283747,254.76185755410225,29349.531460385107,19956.124257406627,0,206592.05265709595]
[2004,1,29,17,5.5906605708995083E-2,6.6662411455202839E-2,1.5055156675155129E-3,2.3331484250371248E-2,4.1208209677419508E-4,3.786068004421024E-2,3.1547635404101999E-2,8.2676648306620037E-3,0.22549407945783312,67003.922483661343,69498.877096742406,582.26335974804158,19.466976019197375,26856.375580294771,254.76185755410225,29227.047133463981,18451.57559090999,0,211894.29007839382]
[2004,1,29,18,6.5339701583121385E-2,6.4616398123621299E-2,1.5429959647932194E-3,2.3924624596398492E-2,4.1208209677419508E-4,3.590538674258107E-2,3.0318803042015004E-2,8.4734910085835016E-3,0.23053348315788816,78309.463514373754,67365.806510698021,596.75899356186108,19.951612655029649,27539.126824655927,254.76185755410225,27717.632896325857,17732.856329476646,0,219536.3585393012]
[2004,1,29,19,7.052429596498451E-2,6.3557862201830836E-2,1.5681409223921136E-3,2.3126443461733221E-2,4.1208209677419508E-4,3.5691263208796759E-2,3.4804794316452996E-2,8.611576640034908E-3,0.23829645881299955,84523.186484425038,66262.230202474617,606.48389235113473,20.276747953946337,26620.357486895718,254.76185755410225,27552.337433936114,20356.622137600967,0,226196.25624319163]
[2004,1,29,20,7.1301507567144096E-2,6.2995382300396585E-2,1.5236119500297747E-3,2.2602636897587222E-2,4.1208209677419508E-4,3.4831955196835088E-2,3.4128404389379002E-2,8.3670420751086102E-3,0.23616262247325459,85454.672581355524,65675.816949701184,589.26215921792186,19.700968866527294,26017.414885080536,254.76185755410225,26888.983375360305,19961.01531292234,0,224861.62809005848]
[2004,1,29,21,7.0050677142157874E-2,6.1220043363877819E-2,1.4591565942817554E-3,2.1522312350493705E-2,4.1208209677419508E-4,3.5170861681434469E-2,3.5486451597321E-2,8.0130801141911796E-3,0.23333466494053201,83955.555549063618,63824.937873160517,564.33382881168222,18.867532927115125,24773.876262590475,254.76185755410225,27150.606668646542,20755.309731264319,0,221298.24930401833]
[2004,1,29,22,6.4329243575374534E-2,5.9090761276138347E-2,1.4263528191564374E-3,2.1134858158423128E-2,4.1208209677419508E-4,3.5414697416621579E-2,3.4847395682025002E-2,7.8329354476370915E-3,0.22448832647215033,77098.432203038537,61605.055470323277,551.64685601623637,18.443365767993129,24327.885977928599,254.76185755410225,27338.838853509958,20381.538816998935,0,211576.60340113769]
[2004,1,29,23,6.0721418899406562E-2,5.6335850778611828E-2,1.3883304698179061E-3,1.9641656285093546E-2,4.1208209677419508E-4,3.4398727285113839E-2,3.2445658757026999E-2,7.624132545622735E-3,0.2129678571174676,72774.463651245314,58732.924356242824,536.94158170454352,17.951720161947581,22609.093041439748,254.76185755410225,26554.547422793592,18976.811335733626,0,200457.4949668757]
[2004,1,29,24,4.7113196712768847E-2,5.2926724058114556E-2,1.2777533332911973E-3,2.063423949978543E-2,4.1208209677419508E-4,3.3974253457187124E-2,3.4558408681356997E-2,7.0168889795389168E-3,0.19791354681881726,56465.044523208184,55178.740314846764,494.17549403465489,16.521909425677197,23751.634481255667,254.76185755410225,26226.86929970522,20212.516149552906,0,182600.2640295832]
[2004,1,30,1,3.6554171156308247E-2,4.934692412243348E-2,1.1335336130407568E-3,2.1917122890032711E-2,4.1208209677419508E-4,3.3843350037551456E-2,3.4891930499583002E-2,6.2248943595359374E-3,0.18432400877525978,43810.079677537855,51446.620964078691,438.39802146040887,14.657085368253862,25228.334282454751,254.76185755410225,26125.81669285411,20407.586333463256,0,167726.25491477142]
[2004,1,30,2,3.3778948211028448E-2,4.7242691302582948E-2,1.1171255327454982E-3,2.1231332345470592E-2,4.1208209677419508E-4,3.1563142887261406E-2,3.6649159695154997E-2,6.1347880183514206E-3,0.17812927008936952,40483.982148592579,49252.853667976626,432.05214000206502,14.444921713951956,24438.935363957655,254.76185755410225,24365.580960749765,21435.354244348731,0,160677.96530489548]
[2004,1,30,3,3.3087532032759326E-2,4.4580010066870214E-2,1.0878341053990601E-3,2.151987867411952E-2,4.1208209677419508E-4,3.0190034125691587E-2,3.5440777250899003E-2,5.9739317025140157E-3,0.17229208005502691,39655.321645505741,46476.8761431768,420.72357978409104,14.066170747738381,24771.074909447023,254.76185755410225,23305.591693602128,20728.595727353226,0,155627.01172717084]
[2004,1,30,4,3.4235351369947042E-2,4.3626830971683662E-2,1.077165689076915E-3,1.9682666946651706E-2,4.1208209677419508E-4,2.9515044134151906E-2,3.1671105087078003E-2,5.9153452046590864E-3,0.16613559150002249,41030.98015524423,45483.13956297416,416.59753309792524,13.928223458854474,22656.299542225686,254.76185755410225,22784.524341554832,18523.790517938123,0,151164.02173404791]
[2004,1,30,5,3.4839836353106723E-2,4.3711773409779345E-2,1.099095292855576E-3,1.8914621628831226E-2,4.1208209677419508E-4,2.9576637884117834E-2,2.8380825787880003E-2,6.0357734524835623E-3,0.16297064590582849,41755.453845616234,45571.696276369934,425.07888274417525,14.211782826638533,21772.218902660486,254.76185755410225,22832.072442415112,16599.372525061732,0,149224.8665152484]
[2004,1,30,6,3.6167972925500336E-2,4.6573019672050367E-2,1.14916188387055E-3,2.0635704821385242E-2,4.1208209677419508E-4,3.0909481283442106E-2,2.8716356823570995E-2,6.3107183120138088E-3,0.17087449781860758,43347.222095822472,48554.687710136423,444.4423089273235,14.859165745117139,23753.321181801941,254.76185755410225,23860.978336553533,16795.617859738817,0,157025.89051627973]
[2004,1,30,7,4.3988597636647829E-2,5.3865753037518671E-2,1.2643306348437294E-3,2.103156089448004E-2,4.1208209677419508E-4,3.3176116583744059E-2,2.9488157017687998E-2,6.9431771117176751E-3,0.1901697750134142,52720.220604212016,56157.724696078476,488.98421926844458,16.348348064325847,24208.982693118149,254.76185755410225,25610.737101555671,17247.028225061385,0,176704.78774491258]
[2004,1,30,8,4.918337366106186E-2,6.4254204564000578E-2,1.4238264018916662E-3,2.189309050404013E-2,4.1208209677419508E-4,3.7693277015803363E-2,3.4611474492620996E-2,7.819061416553778E-3,0.21729039015274657,58946.146246551936,66988.201723595048,550.66975545431478,18.410698087829459,25200.671113777556,254.76185755410225,29097.818176249817,20243.553272154601,0,201300.23284342521]
[2004,1,30,9,4.9018477278472722E-2,6.8907997851230723E-2,1.4794144471422335E-3,2.2056854538962691E-2,4.1208209677419508E-4,3.8581873218486371E-2,3.4992640696393004E-2,8.1243278024438655E-3,0.22357366792990585,58748.518358099027,71840.012521351746,572.16862304354095,19.129475824385764,25389.176413364523,254.76185755410225,29783.78163670818,20466.489696121414,0,207074.03858206695]
[2004,1,30,10,4.5971335421626604E-2,7.0412308333188997E-2,1.4710544856609419E-3,2.2803243885062132E-2,4.1208209677419508E-4,3.7977641689268524E-2,3.3649859899846001E-2,8.0784183768457737E-3,0.22077594418827318,{"$f":"E708*1000000*$N$8826","v":55096.526716260043},{"$f":"F708*1000000*$O$8826","v":73408.330963765358},{"$f":"G708*1000000*$P$8826","v":568.93537920258245},{"$f":"G708*1000000*$Q$8826","v":19.021377866198264},{"$f":"H708*1000000*$R$8826","v":26248.329324206799},{"$f":"I708*1000000*$S$8826","v":254.76185755410225},{"$f":"J708*1000000*$T$8826","v":29317.337205088003},{"$f":"K708*1000000*$U$8826","v":19681.124293860939},{"$f":"L708*1000000*$V$8826","v":0},{"$f":"SUM(N708:V708)","v":204594.36711780404}]
[2004,1,30,11,4.5115691265017091E-2,7.1296885503896401E-2,1.4532425940041573E-3,2.2887772276772356E-2,4.1208209677419508E-4,3.9543202117615299E-2,3.5626794508777003E-2,7.9806028885078938E-3,0.22431627325136441,54071.039405485295,74330.546628149037,562.04656887444912,18.791062317034051,26345.628159146199,254.76185755410225,30525.892053446427,20837.393469275383,0,206946.09920424793]
[2004,1,30,12,4.4530864137879683E-2,7.0708390109105623E-2,1.4411080136150919E-3,2.335724239236632E-2,4.1208209677419508E-4,3.8365835061178723E-2,3.3051812528442998E-2,7.913964828418437E-3,0.21978129916778108,53370.125604761517,73717.010930568576,557.3534781953399,18.634156885537088,26886.025230023301,254.76185755410225,29617.008155648567,19331.338449722756,0,203752.25786335973]
[2004,1,30,13,4.5461755433736643E-2,6.9172627187432917E-2,1.3947847118207608E-3,2.2763434405608386E-2,4.1208209677419508E-4,3.7606220299658252E-2,3.5757527119891996E-2,7.6595765537901452E-3,0.22022800780871335,54485.796417491249,72115.901756550913,539.43778198614598,18.035176333811279,26202.5054786086,254.76185755410225,29030.613605621751,20913.856336469278,0,203560.90841061584]
[2004,1,30,14,4.1345804000105221E-2,6.9734509616651869E-2,1.3674274549095608E-3,2.3162266095063114E-2,4.1208209677419508E-4,3.7713340386164321E-2,3.5109633998374003E-2,7.5093418961851731E-3,0.2163544055442275,49552.839259600652,72701.692114845238,528.8572688328735,17.681435037235989,26661.592158666223,254.76185755410225,29113.306357405338,20534.916718542623,0,199365.6471704843]
[2004,1,30,15,4.3285312475592939E-2,6.8251274687184671E-2,1.353982804906759E-3,2.2545675691656858E-2,4.1208209677419508E-4,3.6660961187506627E-2,3.5831644887970006E-2,7.4355094795673111E-3,0.21577644331115936,51877.335155925008,71155.345983368927,523.65750422717747,17.507589832673649,25951.848051716817,254.76185755410225,28300.908471114621,20957.206323966064,0,199038.5709377054]
[2004,1,30,16,5.0048189724987709E-2,6.4431385035072772E-2,1.344000594797907E-3,2.1638067613816241E-2,4.1208209677419508E-4,3.3375065617992944E-2,3.3723321867029997E-2,7.3806913403543003E-3,0.21235280389082609,59982.626064545781,67172.92117064452,519.79685015289431,17.378515490240339,24907.119685676018,254.76185755410225,25764.31841056437,19724.090716643175,0,198343.01327127111]
[2004,1,30,17,5.3696581857159642E-2,6.1740053874087153E-2,1.3231316992741253E-3,2.1607221335963562E-2,4.1208209677419508E-4,3.2584745028294997E-2,3.1098245378229999E-2,7.2660880603622295E-3,0.20972814933014591,64355.214607776128,64367.074674832314,511.72573307049254,17.108671544093291,24871.613190916578,254.76185755410225,25154.2200948797,18188.736429560355,0,197720.45526013378]
[2004,1,30,18,6.2160139702898062E-2,5.9643222306557372E-2,1.3857071352986925E-3,2.1735445444803488E-2,4.1208209677419508E-4,3.1601246642247803E-2,3.4454915182554995E-2,7.6097262853548784E-3,0.21900248479648951,74498.766816680829,62181.023552120518,535.9269980613052,17.917799299297151,25019.209237036059,254.76185755410225,24394.995652763984,20151.984889702457,0,207054.58680321855]
[2004,1,30,19,6.635037619364377E-2,5.7934278361099864E-2,1.405858583954947E-3,2.154331863056954E-2,4.1208209677419508E-4,3.1858235362619385E-2,3.4530611904998003E-2,7.7203896460471978E-3,0.22175515077970695,79520.754423575752,60399.36455362499,543.72064010140696,18.178366343671232,24798.056145070619,254.76185755410225,24593.381456566189,20196.258375757763,0,210324.47581859448]
[2004,1,30,20,6.2141129564670952E-2,5.687501682905452E-2,1.3775031000973353E-3,2.1405142862526993E-2,4.1208209677419508E-4,3.1230548910618862E-2,3.5117790795389001E-2,7.5646731419254862E-3,0.21612388730105736,74475.983215136439,59295.031760647682,532.75405924512097,17.811717536103661,24639.004955578155,254.76185755410225,24108.830690541017,20539.687464583461,0,203863.86572082207]
[2004,1,30,21,6.2383551520339316E-2,5.5104277432733072E-2,1.3350480006778618E-3,2.1531645708769673E-2,4.1208209677419508E-4,3.0367113075427596E-2,3.4880042810378001E-2,7.3315274232018234E-3,0.21334528806830155,74766.525302604408,57448.947933362142,516.33440360167344,17.262754532845499,24784.619692909564,254.76185755410225,23442.290104836033,20400.633463837446,0,201631.37551323822]
[2004,1,30,22,5.8698964726691005E-2,5.2365037026945276E-2,1.2910640976022954E-3,2.0729538467712152E-2,4.1208209677419508E-4,2.9528076933801519E-2,3.2434998126236E-2,7.0899861517162771E-3,0.20254974762747877,70350.557551118982,54593.153668730592,499.32347788884107,16.694023429690816,23861.331097535607,254.76185755410225,22794.585181698098,18970.576147822801,0,191340.98300577872]
[2004,1,30,23,5.590296539832159E-2,4.7903275496843478E-2,1.2341348014390221E-3,1.8141873138941528E-2,4.1208209677419508E-4,2.8418739483663361E-2,3.4728925021064005E-2,6.7773541745943357E-3,0.19351934961164152,66999.559580725458,49941.545521853142,477.30587689846334,15.957902732236297,20882.724541698291,254.76185755410225,21938.217628229842,20312.247717110582,0,180822.32062680213]
[2004,1,30,24,4.8226136300840237E-2,4.3690926566979899E-2,1.1845983419692457E-3,1.5695986846596319E-2,4.1208209677419508E-4,2.6273583074081074E-2,3.4713969969138996E-2,6.5053205766513475E-3,0.17670260377303132,57798.899743757473,45549.962406653154,458.14748091279188,15.317374646490459,18067.316820996926,254.76185755410225,20282.236081720312,20303.500808902547,0,162730.14257514381]
[2004,1,31,1,4.0271831408836077E-2,4.0914669797111808E-2,1.1130035173669429E-3,1.8587719315804344E-2,4.1208209677419508E-4,2.509344801630781E-2,3.5555251771695995E-2,6.112151627171933E-3,0.16806015755106912,48265.685884031001,42655.576742736361,430.45793638463505,14.391622252341225,21395.928598858773,254.76185755410225,19371.215389088378,20795.549565467009,0,153183.56759637257]
[2004,1,31,2,3.8231298796751481E-2,3.9236521166383445E-2,1.0881181104473179E-3,1.8767314118626192E-2,4.1208209677419508E-4,2.4929514446693578E-2,3.0170583637384001E-2,5.9754913399192415E-3,0.15881092371297945,45820.112821034236,40906.023390388284,420.83341971279589,14.06984305722214,21602.656358871547,254.76185755410225,19244.664725965653,17646.165789486662,0,145909.28820607052]
[2004,1,31,3,3.6258462690856516E-2,3.8601375973618388E-2,1.057597356432E-3,1.9605598442186543E-2,4.1208209677419508E-4,2.4842630846950611E-2,2.2560911831765999E-2,5.8078840741681327E-3,0.14914654331275237,43455.673845782941,40243.852959901698,409.02941317971914,13.675196359533162,22567.587624924709,254.76185755410225,19177.593794808381,13195.422247385244,0,139317.59693989632]
[2004,1,31,4,3.5114757378937697E-2,3.8150760316765876E-2,1.0325447754098111E-3,1.9502846336407042E-2,4.1208209677419508E-4,2.4428118553049945E-2,1.8635240008180003E-2,5.6703057363908359E-3,0.14294665520191541,42084.94598469889,39774.063741812795,399.34024134903848,13.351255530154232,22449.311860088332,254.76185755410225,18857.605608196616,10899.375983690183,0,134732.75653292012]
[2004,1,31,5,3.536341971346646E-2,3.850754537137021E-2,1.047832891111096E-3,1.8650575745259503E-2,4.1208209677419508E-4,2.4826749415703557E-2,1.7301357188995E-2,5.7542616986155223E-3,0.14186382412129553,42382.967150106371,40146.02989363081,405.25297265069077,13.548937552438838,21468.281298711427,254.76185755410225,19165.333916246705,10119.214828904933,0,133955.39085535746]
[2004,1,31,6,3.6745827421925385E-2,4.0087443282568781E-2,1.0625911819360505E-3,1.9428996510273661E-2,4.1208209677419508E-4,2.462076877380032E-2,1.7708502588092003E-2,5.8353080833506051E-3,0.145901519938721,44039.779216654257,41793.15198775992,410.9607923601049,13.739768707353255,22364.304894997975,254.76185755410225,19006.324465744037,10357.345960183089,0,138240.36894396081]
[2004,1,31,7,3.8964086193376997E-2,4.4982498276127533E-2,1.0967946135543767E-3,1.9755639139003491E-2,4.1208209677419508E-4,2.5250098143451961E-2,1.8451736304966E-2,6.0231390802511246E-3,0.15493607384750568,46698.356622421023,46896.490105189856,424.18908711565825,14.182034037070489,22740.29628172527,254.76185755410225,19492.143503537431,10792.048369189324,0,147312.46786076974]
[2004,1,31,8,4.569628524543333E-2,4.9604621372448927E-2,1.1850369180188974E-3,1.8470098594986731E-2,4.1208209677419508E-4,2.6355198435418187E-2,1.864019269969E-2,6.5077290536001524E-3,0.16687124441637041,54766.879790801882,51715.283154900084,458.31710170763665,15.323045626623967,21260.537887303311,254.76185755410225,20345.240127337798,10902.272713052133,0,159718.61567828356]
[2004,1,31,9,4.8748096801195524E-2,5.1306760346636962E-2,1.2313760676688596E-3,1.9459722721096254E-2,4.1208209677419508E-4,2.6326135330698094E-2,1.940002192648E-2,6.7622043580491693E-3,0.17364639964859904,58424.468054725628,53489.84763263676,476.23892712947423,15.922231098054151,22399.673183151259,254.76185755410225,20322.804483537762,11346.68150105516,0,166730.39787088824]
[2004,1,31,10,5.1597803445710078E-2,5.260038354695102E-2,1.2747858470556635E-3,2.0181614124446218E-2,4.1208209677419508E-4,2.6537426363872248E-2,1.9077569598957001E-2,7.0005927814226357E-3,0.17868225780518909,61839.834104743335,54838.514112674588,493.02780853207923,16.483538530819775,23230.627032829474,254.76185755410225,20485.913360035709,11158.085638970933,0,172317.24745387104]
[2004,1,31,11,5.3218694646581841E-2,5.2473177012531347E-2,1.2482545780057373E-3,2.1642556753317967E-2,4.1208209677419508E-4,2.6011258528587791E-2,1.8045421810788997E-2,6.8548941050356332E-3,0.17990633953162349,63782.46802072414,54705.894978314638,482.76674902355705,16.140477618537066,24912.287038734095,254.76185755410225,20079.731217929064,10554.403217438441,0,174788.45355733659]
[2004,1,31,12,5.6325326402292611E-2,5.092140189420867E-2,1.2214722065091944E-3,2.1110531946857185E-2,4.1208209677419508E-4,2.5757998307073794E-2,1.7076249903484001E-2,6.7078164786240095E-3,0.17953287923582367,67505.758152634866,53088.092293475318,472.40857478062003,15.794169841799787,24299.884592879538,254.76185755410225,19884.22367758437,9987.5541183170735,0,175508.47743706772]
[2004,1,31,13,5.8814382719515029E-2,4.8399688729383911E-2,1.2056538108745503E-3,1.9500602225878537E-2,4.1208209677419508E-4,2.5348904817979252E-2,1.6953599789421001E-2,6.6209484399261014E-3,0.17725586262975257,70488.885717286947,50459.080988758782,466.29075589185931,15.589631068058585,22446.728712160391,254.76185755410225,19568.41860821431,9915.8185406143821,0,173615.57481154884]
[2004,1,31,14,5.4721021567642976E-2,4.769196749851759E-2,1.1626624663176324E-3,2.0078555608590943E-2,4.1208209677419508E-4,2.5392566736826543E-2,1.7363873944566E-2,6.3848578863135528E-3,0.17320758780554943,65583.002953713309,49721.246431486776,449.66370559811747,15.033734180646119,23111.998565868013,254.76185755410225,19602.123997515217,10155.779618193919,0,168893.61086411012]
[2004,1,31,15,5.2387146017919023E-2,4.6701531582244396E-2,1.1438312172402615E-3,2.0656953308624642E-2,4.1208209677419508E-4,2.4819423705369242E-2,1.7557937900723998E-2,6.2814445116979667E-3,0.1699603503405937,62785.859137932435,48688.667763618956,442.38065528344566,14.790237894217112,23777.779863799649,254.76185755410225,19159.67873834242,10269.283711627646,0,165393.2019660529]
[2004,1,31,16,5.3488047425609669E-2,4.5400207250227823E-2,1.1568874167143116E-3,2.0327953472615012E-2,4.1208209677419508E-4,2.3869532015336228E-2,1.7143269399103E-2,6.3531437198449323E-3,0.16815112279622516,64105.28663040117,47331.972471031222,447.43018531181571,14.959060263553615,23399.075145878011,254.76185755410225,18426.39742475106,10026.752469433995,0,164006.63524462492]
[2004,1,31,17,6.0796830285972492E-2,4.5002641479272541E-2,1.193573797758681E-3,1.9726464843385146E-2,4.1208209677419508E-4,2.3281546470016394E-2,1.67348409177E-2,6.5546100405676775E-3,0.17370258993144716,72864.844003187085,46917.490395595647,461.61876929323824,15.433431215269078,22706.714370175672,254.76185755410225,17972.49429287939,9787.8708891965071,0,170981.22800909693]
[2004,1,31,18,6.845720901184002E-2,4.5254714918090112E-2,1.2384064811171032E-3,2.0542424150727545E-2,4.1208209677419508E-4,2.2331435177367895E-2,1.615333285787E-2,6.800812459754931E-3,0.18119041715354178,82045.788112282462,47180.28948373707,478.95796369821852,16.013137418695674,23645.947784606898,254.76185755410225,17239.043454176859,9447.7585547778872,0,180308.56034825221]
[2004,1,31,19,7.1867823590654134E-2,4.452107874671031E-2,1.2825974153553689E-3,2.0978377838014921E-2,4.1208209677419508E-4,2.2607486762781001E-2,1.5490651399722999E-2,7.0434906601344318E-3,0.1842035885101474,86133.400872213228,46415.437312994443,496.04895942491174,16.584545525329265,24147.764807294509,254.76185755410225,17452.145085967815,9060.1695370569596,0,183976.31297803132]
[2004,1,31,20,7.0154129268332296E-2,4.3647218823414539E-2,1.2592743280312112E-3,1.9545160215721388E-2,4.1208209677419508E-4,2.2181292236845854E-2,1.5292214794549E-2,6.9154099812195379E-3,0.17940678174488806,84079.542654970952,45504.394911689873,487.02867522722437,16.282967805861034,22498.018467131875,254.76185755410225,17123.138647547123,8944.107969415807,0,178907.27615134281]
[2004,1,31,21,6.4265352830297273E-2,4.2640109076055199E-2,1.21427431228952E-3,2.0922480986396191E-2,4.1208209677419508E-4,2.1420089832268088E-2,1.5185713940362999E-2,6.6682886422959869E-3,0.17272839171673945,77021.859310152446,44454.432946217123,469.62476444779566,15.701097921535844,24083.423129554707,254.76185755410225,16535.518495697721,8881.8177680635381,0,171717.13936960901]
[2004,1,31,22,6.0191773809033185E-2,4.1077648328626364E-2,1.1747145527815377E-3,2.0923430648824098E-2,4.1208209677419508E-4,2.0704904480529952E-2,1.512335432113E-2,6.4510429241339583E-3,0.16605895116183328,72139.685378996888,42825.489961953601,454.32489146809121,15.189572929611991,24084.516265789192,254.76185755410225,15983.421809637006,8845.3448846490046,0,164602.73462297753]
[2004,1,31,23,5.6944291773886671E-2,3.9091699429891567E-2,1.1321138647907034E-3,2.0083064700636033E-2,4.1208209677419508E-4,1.9129341174758171E-2,1.4932814156161E-2,6.2170976936302734E-3,0.15794250489052858,68247.586551129221,40755.039532383846,437.84892894419704,14.638727402452883,23117.188885874642,254.76185755410225,14767.145109224432,8733.9017856022583,0,156328.11137811517]
[2004,1,31,24,4.835923519913967E-2,3.7872178738239878E-2,1.0749502142579563E-3,2.0474400179889204E-2,4.1208209677419508E-4,1.7937764192901828E-2,1.4966734557246E-2,5.9031787399459364E-3,0.14700052391839469,57958.418429451543,39483.628600557735,415.74069059581245,13.899576400506037,23567.646837710716,254.76185755410225,13847.291673649606,8753.7411439781481,0,144295.12880989816]
[2004,2,1,1,3.8196618694021627E-2,3.785381973183622E-2,1.0549828789555278E-3,2.1191252783223046E-2,4.405510488505753E-4,1.8096046018309844E-2,1.5285198206013973E-2,5.7587913570246452E-3,0.13787726071823547,45778.548807523352,39464.488423930256,408.01825502820793,13.641390022319014,24392.800631796461,272.36224148335509,13969.479398914151,8940.0041083154119,0,133239.3432570135]
[2004,2,1,2,3.5842558297155533E-2,3.6549981870861691E-2,1.0349438548986462E-3,2.0468327765835275E-2,4.405510488505753E-4,1.7958953594497826E-2,1.5481693817721971E-2,5.6494051661736345E-3,0.13342641541599515,42957.213504598767,38105.172652480222,400.26809358838244,13.382276677183789,23560.657010970102,272.36224148335509,13863.649109344184,9054.9304280306696,0,128227.63531717286]
[2004,2,1,3,3.4333354757608042E-2,3.6164784962497878E-2,1.027777228842784E-3,1.9958153826418211E-2,4.405510488505753E-4,1.8168592123329112E-2,1.5574344258585971E-2,5.6102850012754247E-3,0.13127784320740798,41148.436962122374,37703.585731034822,397.49637632539947,13.289609067953091,22973.406633701663,272.36224148335509,14025.482313501831,9109.119802011799,0,125643.17966924921]
[2004,2,1,4,3.4100529424746881E-2,3.6088683192553643E-2,1.0109908369062691E-3,1.9666068523385146E-2,4.405510488505753E-4,1.7258211249599115E-2,1.5579680112186975E-2,5.5186538186961058E-3,0.1296633682069247,40869.396402291859,37624.245853572502,391.00418153932168,13.072553678674906,22637.193450024104,272.36224148335509,13322.701891310768,9112.2406351519021,0,124242.21720905248]
[2004,2,1,5,3.3113328256849213E-2,3.6441401328134948E-2,1.0214375834834669E-3,1.9762059818228331E-2,4.405510488505753E-4,1.8364906191462745E-2,1.575231045213997E-2,5.5756790416621451E-3,0.13047167372081139,39686.238353421919,37991.972040181128,395.0444966896207,13.207634680809242,22747.686989101298,272.36224148335509,14177.02952595559,9213.208638811313,0,124496.749920325]
[2004,2,1,6,3.50637000904509E-2,3.7175068817665941E-2,1.0445361222536887E-3,1.908385250891461E-2,4.405510488505753E-4,1.944852631296301E-2,1.6051137965804971E-2,5.7017660787916447E-3,0.13400913894569533,42023.753956375745,38756.856861652886,403.977935962169,13.506308889268636,21967.016971507339,272.36224148335509,15013.544251229298,9387.9868238133022,0,127839.00535091336]
[2004,2,1,7,3.8047929827056924E-2,3.9284999068529676E-2,1.072789136128866E-3,1.8467141809407416E-2,4.405510488505753E-4,1.9690690458786665E-2,1.8536292566508968E-2,5.8559896357420196E-3,0.14139638355101108,45600.34558466728,40956.564012751347,414.90488620049933,13.871632715148023,21257.134394273191,272.36224148335509,15200.486030821166,10841.503620955735,0,134557.17240386771]
[2004,2,1,8,4.1383405568532518E-2,4.1409594908158376E-2,1.1407618465657306E-3,1.8525053888678835E-2,4.405510488505753E-4,2.1009831677921351E-2,2.0186663752837963E-2,6.2270294556155854E-3,0.15032289214716094,49597.904642201065,43171.560769024276,441.19356562385167,14.75054958900424,21323.795757727781,272.36224148335509,16218.814347753772,11806.772437700387,0,142847.15431110348]
[2004,2,1,9,4.8025028352894954E-2,4.2456577033798029E-2,1.1852500365343516E-3,1.8230074473533274E-2,4.405510488505753E-4,2.0300377369560817E-2,1.9148849801447963E-2,6.4698752960472439E-3,0.15625658341266721,57557.872387793228,44263.091670531096,458.39952602610134,15.325801342236307,20984.251223115552,272.36224148335509,15671.141815583731,11199.775991593251,0,150422.22065746854]
[2004,2,1,10,5.2427554549212295E-2,4.4113499101387121E-2,1.2150192053106922E-3,1.8656491474921214E-2,4.405510488505753E-4,2.0583793657319882E-2,1.8957978983572966E-2,6.6323750249762323E-3,0.16302726304555099,62834.288658274738,45990.515275835838,469.91285438436626,15.710729714079029,21475.090769378683,272.36224148335509,15889.928725672324,11088.13950033149,0,158035.94875507487]
[2004,2,1,11,5.0811498175417892E-2,4.475223331994288E-2,1.2045172996880144E-3,2.0160329242508941E-2,4.405510488505753E-4,2.0952216101029791E-2,1.851375565653297E-2,6.5750487076126369E-3,0.16341014955158367,60897.449270053301,46656.427444085588,465.85120628361398,15.574935481362795,23206.126457668655,272.36224148335509,16174.337249628092,10828.322236909638,0,158516.45104159362]
[2004,2,1,12,5.1714940294731324E-2,4.5172963311175464E-2,1.1945941894311478E-3,2.0481117555454113E-2,4.405510488505753E-4,2.1216281175277296E-2,1.7560950433302965E-2,6.5208818365458552E-3,0.16430227984476875,61980.222315622261,47095.05937043341,462.01340928024683,15.446625325863014,23575.379065937141,272.36224148335509,16378.185737355238,10271.045681166373,0,160049.71444660387]
[2004,2,1,13,5.1937374218031906E-2,4.5012387893612775E-2,1.1700347256777311E-3,2.1038427912897176E-2,4.405510488505753E-4,2.1851027380783053E-2,1.7579160368179969E-2,6.3868201087040159E-3,0.1654157836567372,62246.808797945072,46927.651516946935,452.51495224839573,15.129060718434452,24216.887172050923,272.36224148335509,16868.186372432079,10281.696304757797,0,161281.23641858296]
[2004,2,1,14,5.0148475267419099E-2,4.5104123771464555E-2,1.1498028170805719E-3,2.0892920082078402E-2,4.405510488505753E-4,2.1898670597428203E-2,1.7764599476397965E-2,6.2763810269998808E-3,0.16367552408771924,60102.818028019312,47023.290728925742,444.69019204956123,14.867453291835265,24049.396200949039,272.36224148335509,16904.965176638754,10390.155898605848,0,159202.54591996348]
[2004,2,1,15,5.0389909771808461E-2,4.4646558119558456E-2,1.1097799280122887E-3,2.0218406775537219E-2,4.405510488505753E-4,2.2023131259292575E-2,1.7691991855467968E-2,6.0579097396954154E-3,0.16257823849822295,60392.17665768091,46546.255795575293,429.21120212036368,14.349939832146719,23272.978271425836,272.36224148335509,17001.044212364592,10347.689165714299,0,158276.06748619681]
[2004,2,1,16,5.3822690934326026E-2,4.4449616515138152E-2,1.1286062124167104E-3,1.9718991853587768E-2,4.405510488505753E-4,2.1994164057156707E-2,1.7903588028362966E-2,6.1606759988222055E-3,0.16561888464866112,64506.356010903437,46340.934384872351,436.49233233070589,14.593371923183186,22698.112370467792,272.36224148335509,16978.682601818742,10471.447499069822,0,161718.98081286935]
[2004,2,1,17,5.6910379127105629E-2,4.4591054990570159E-2,1.1790205472717342E-3,2.0907237454436161E-2,4.405510488505753E-4,2.1481350278040066E-2,1.6881487440381968E-2,6.4358706409577164E-3,0.16882695152761398,68206.942331589933,46488.391025072138,455.99024963939212,15.245251321599627,24065.876623936132,272.36224148335509,16582.809298026255,9873.641482261577,0,165961.25850333041]
[2004,2,1,18,6.7355883894957308E-2,4.4775093958917489E-2,1.2571368219038419E-3,2.1676228214592422E-2,4.405510488505753E-4,2.1654236921919159E-2,1.6548030654190971E-2,6.8622807146830065E-3,0.18056944223001478,80725.852805441871,46680.260796401628,486.20198738460761,16.2553289167945,24951.045542077478,272.36224148335509,16716.271403923463,9678.6093342767217,0,179526.85943990594]
[2004,2,1,19,7.0309977782236965E-2,4.3835557647607271E-2,1.3028103339964431E-3,2.1455993520526823E-2,4.405510488505753E-4,2.2175541671843487E-2,1.6712373665324971E-2,7.1115968239114672E-3,0.18334440249429801,84266.326696184566,45700.747496443153,503.86637519295078,16.845907403491001,24697.538067106489,272.36224148335509,17118.699423682894,9774.730246476136,0,182351.11645397302]
[2004,2,1,20,6.4505757659945082E-2,4.3310181299965292E-2,1.2906546188502929E-3,2.1698063060327261E-2,4.405510488505753E-4,2.3289399610433453E-2,1.663325652097997E-2,7.0452429249824077E-3,0.1782131067443343,77309.983877296894,45153.016542563062,499.16511057388652,16.688728690341634,24976.179168875497,272.36224148335509,17978.556627334212,9728.4562246447258,0,175934.40852146197]
[2004,2,1,21,6.1421156763501253E-2,4.2085072834559159E-2,1.2766797081660021E-3,2.1855427937677786E-2,4.405510488505753E-4,2.3990335984771027E-2,1.6848947231408971E-2,6.9689586586978575E-3,0.17488713016763263,73613.097673291471,43875.780078882832,493.76026582680925,16.508026983257803,25157.318534203507,272.36224148335509,18519.653628930635,9854.6093704117247,0,171803.08982001359]
[2004,2,1,22,6.1001771044369955E-2,4.1560014696972125E-2,1.2368773439085841E-3,2.0824784853083703E-2,4.405510488505753E-4,2.437637605707052E-2,1.7206480604793968E-2,6.7516911410470531E-3,0.17339854679009647,73110.464972574555,43328.380874800219,478.36656462628622,15.993365005820403,23970.967187154005,272.36224148335509,18817.662311694075,10063.723428590187,0,170057.92094592852]
[2004,2,1,23,5.638808237681165E-2,4.1534688873011906E-2,1.1581271148651861E-3,1.9219947535649439E-2,4.405510488505753E-4,2.7230958260630642E-2,1.7437591589359966E-2,6.3218205266273959E-3,0.16973176732580675,67580.971025939099,43301.977444615761,447.90964283323274,14.975090102827185,22123.673063909293,272.36224148335509,21021.294378322993,10198.895581652876,0,164962.05846885944]
[2004,2,1,24,4.2574084611262178E-2,4.2211624400792E-2,1.0967972321695931E-3,1.9705220420774258E-2,4.405510488505753E-4,2.8671222416187844E-2,1.9242159748878964E-2,5.9870416354814255E-3,0.15992870151439684,51024.930398285243,44007.716376355769,424.19009987409498,14.182067896910491,22682.260366885443,272.36224148335509,22133.125130173055,11254.351097662313,0,151813.11777861617]
[2004,2,2,1,3.7037643366258775E-2,4.1412731050817872E-2,1.0738367327580479E-3,2.0317715076855317E-2,4.405510488505753E-4,2.8670833425209104E-2,2.0506784110094965E-2,5.8617081080832517E-3,0.15532180291892789,44389.519871906821,43174.830353614634,415.31004779803675,13.885178597730388,23387.289946149122,272.36224148335509,22132.824843499471,11994.004377414914,0,145780.02686046407]
[2004,2,2,2,3.4073849139833572E-2,4.1241610233190777E-2,1.0572293141047459E-3,2.0106840792264678E-2,4.405510488505753E-4,2.949756605892289E-2,2.0508218333210964E-2,5.7710538795541499E-3,0.15269691879993236,{"$f":"E772*1000000*$N$8826","v":40837.420149763144},{"$f":"F772*1000000*$O$8826","v":42996.428396449439},{"$f":"G772*1000000*$P$8826","v":408.88707154447729},{"$f":"G772*1000000*$Q$8826","v":13.670437411278225},{"$f":"H772*1000000*$R$8826","v":23144.557039557374},{"$f":"I772*1000000*$S$8826","v":272.36224148335509},{"$f":"J772*1000000*$T$8826","v":22771.031912789043},{"$f":"K772*1000000*$U$8826","v":11994.843225585311},{"$f":"L772*1000000*$V$8826","v":0},{"$f":"SUM(N772:V772)","v":142439.20047458343}]
[2004,2,2,3,3.2682802677377339E-2,4.077047175682362E-2,1.0658249623992538E-3,2.0392716000718361E-2,4.405510488505753E-4,3.0142801023152473E-2,1.9792422751189968E-2,5.8179745889740432E-3,0.15110556480948564,39170.254558871398,42505.243119022278,412.21146807064036,13.781582903038386,23473.621915368054,272.36224148335509,23269.129482343422,11576.188828191633,0,140692.79319625383]
[2004,2,2,4,3.4017898461351344E-2,4.0753391898177241E-2,1.0806158887936264E-3,1.9885516424157999E-2,4.405510488505753E-4,3.0254169808393822E-2,2.1548414294928958E-2,5.8987132064259491E-3,0.15387927103107954,40770.363406174656,42487.436517506045,417.93190969871443,13.972836050138564,22889.795263960103,272.36224148335509,23355.102072683705,12603.232861485038,0,142810.19710904174]
[2004,2,2,5,3.3700061598261472E-2,4.1719642405863032E-2,1.1052675171562575E-3,1.9912853711764805E-2,4.405510488505753E-4,3.2258013456085699E-2,2.4919900978385957E-2,6.0332780294037915E-3,0.1600895687457716,40389.43674702858,43494.800694894773,427.4660117100027,14.291592386272516,22921.262634635554,272.36224148335509,24901.995384446582,14575.147415355672,0,146996.76272194079]
[2004,2,2,6,3.569997555747681E-2,4.5421386319870388E-2,1.1670587088807034E-3,2.0052695970201762E-2,4.405510488505753E-4,3.3673799520993607E-2,2.6589977495047948E-2,6.370575049043853E-3,0.16941601967036565,42786.328459517157,47354.052703743793,451.36396752183782,15.09057951968607,23082.232085797659,272.36224148335509,25994.929954075174,15551.941482329881,0,155508.30147398857]
[2004,2,2,7,4.2075748932838192E-2,5.385269284132236E-2,1.2847700963640307E-3,2.0699395578748659E-2,4.405510488505753E-4,3.5129553835328946E-2,2.9703743772357946E-2,7.0131213257507178E-3,0.19019957743156141,50427.676375356939,56144.108792445637,496.88925127378491,16.612639240994664,23826.634258775091,272.36224148335509,27118.718536587152,17373.120569201837,0,175676.12266436475]
[2004,2,2,8,4.9208196010004007E-2,6.5052002449142193E-2,1.4539578631946144E-3,2.0812049133629738E-2,4.405510488505753E-4,4.0300492236556892E-2,3.3774515840556935E-2,7.9366595828861096E-3,0.21897842416482105,58975.895767619979,67819.945669803143,562.3232016926562,18.800311060490088,23956.307371204424,272.36224148335509,31110.492065230876,19754.033039109872,0,202470.1596672048]
[2004,2,2,9,5.1736252542160258E-2,7.0310327337326645E-2,1.5234688407491121E-3,2.066225612107369E-2,4.405510488505753E-4,4.1713006178280165E-2,3.5152342771024934E-2,8.3160962777787204E-3,0.22985430111724409,62005.764989096555,73302.010707073117,589.20681121167536,19.69911840093939,23783.88381849174,272.36224148335509,32200.900676571553,20559.896218174512,0,212733.72458050348]
[2004,2,2,10,4.5675986091531312E-2,7.206496022559275E-2,1.5479259545042258E-3,2.2855764788388012E-2,4.405510488505753E-4,4.1175317903757475E-2,3.3713974164435945E-2,8.4495993119228924E-3,0.22592407948898319,54742.551307301845,75131.302699209569,598.66568402984603,20.015359578127054,26308.785019626765,272.36224148335509,31785.825180721109,19718.623433951267,0,208578.1309259019]
[2004,2,2,11,4.503167283436129E-2,7.358425669247666E-2,1.5366057247532632E-3,2.3439523843735176E-2,4.405510488505753E-4,4.2517584000099987E-2,3.3893657808512938E-2,8.3878060425250818E-3,0.22883165799531496,53970.343533441781,76715.244775719009,594.28754625942167,19.868984056537524,26980.737659697319,272.36224148335509,32822.005049060601,19823.716772918462,0,211198.56656263649]
[2004,2,2,12,4.5403871732415634E-2,7.3487833813368778E-2,1.5092619644093545E-3,2.4164713938985043E-2,4.405510488505753E-4,4.1620076881768817E-2,3.1527319476818944E-2,8.238545790175817E-3,0.22639217464679295,54416.422951025255,76614.719131984442,583.71225294994474,19.515417276480044,27815.48856350363,272.36224148335509,32129.1626907233,18439.693214840878,0,210291.07646378726]
[2004,2,2,13,4.7075973073526671E-2,7.2275977576891901E-2,1.4668352121452002E-3,2.2546625806997948E-2,4.405510488505753E-4,4.0795694306418974E-2,3.5332347598075929E-2,8.0069526343823031E-3,0.22794095725728949,56420.432087759589,75351.298775605275,567.30356066626257,18.966820814337805,25952.94170929004,272.36224148335509,31492.769779723785,20665.177410584522,0,210741.25238592719]
[2004,2,2,14,4.5440975163759972E-2,7.3738913662230218E-2,1.4492871839467078E-3,2.3132699021094157E-2,4.405510488505753E-4,4.1690822895906754E-2,3.4217285847299939E-2,7.9111639394772726E-3,0.22802169876256559,54460.891317618894,76876.482353214684,560.51680043767647,18.739917135090156,26627.558128306238,272.36224148335509,32183.776001612059,20013.000284805374,0,211013.32704461337]
[2004,2,2,15,4.5935188426769469E-2,7.2534689203494818E-2,1.4304091525009048E-3,2.2571542992067414E-2,4.405510488505753E-4,4.1133353418562439E-2,3.5083953850952941E-2,7.8081152109184156E-3,0.226937803304117,55053.204636324954,75621.01850443412,553.21565688119529,18.495815932177027,25981.623351377111,272.36224148335509,31753.430147528503,20519.896918318107,0,209773.24727227952]
[2004,2,2,16,4.9990647377717329E-2,6.9939865831412609E-2,1.4425080177864881E-3,2.1943631344673645E-2,4.405510488505753E-4,3.888910467835914E-2,3.5047491868114934E-2,7.8741587858676167E-3,0.22556795895278234,59913.661710027438,72915.786175038374,557.89493462125915,18.652259551765944,25258.847601121088,272.36224148335509,30020.952980384496,20498.571040041905,0,209456.72894226969]
[2004,2,2,17,5.5293024347879277E-2,6.7678123713724753E-2,1.4608668070062584E-3,2.2490902219746613E-2,4.405510488505753E-4,3.7535595770080608E-2,3.2056329447178941E-2,7.9743731483878123E-3,0.22492976650285482,66268.546807813284,70557.807607651193,564.99525946188351,18.889646725605555,25888.799472480594,272.36224148335509,28976.094076328191,18749.100475683426,0,211296.59558762755]
[2004,2,2,18,6.5937910700687219E-2,6.5532108179897547E-2,1.5019961472432562E-3,2.2844639809003725E-2,4.405510488505753E-4,3.6424338841517599E-2,3.0731314434340944E-2,8.1988841748714316E-3,0.2316117433364123,79026.415596047911,68320.479755606968,580.90217318410021,19.421467082812697,26295.979292333068,272.36224148335509,28118.244756385342,17974.125921955321,0,220607.93120407886]
[2004,2,2,19,6.5241715023436966E-2,6.3928007372657844E-2,1.4854212489376197E-3,2.3332633894324772E-2,4.405510488505753E-4,3.6315889585841324E-2,3.5016960068314944E-2,8.1084074638175397E-3,0.23386958570618158,78192.02687578206,66648.124939459129,574.49177428679161,19.207146398678642,26857.698911012532,272.36224148335509,28034.525935076839,20480.713606205107,0,221079.15142970448]
[2004,2,2,20,6.6800347917467098E-2,6.3375217067908704E-2,1.4752684915681296E-3,2.2948788677102969E-2,4.405510488505753E-4,3.6640993521265292E-2,3.4726017222602934E-2,8.0529870275662212E-3,0.23446017097433189,80060.044371884069,66071.813572807645,570.5651604731861,19.075866805576329,26415.862840585742,272.36224148335509,28285.494170005943,20310.547004444787,0,222005.76522849032]
[2004,2,2,21,6.2935246892907831E-2,6.1849909034432743E-2,1.4066657652054173E-3,2.2020903768923267E-2,4.405510488505753E-4,3.6714530681819492E-2,3.4620124858337938E-2,7.678508165845691E-3,0.22766644021632296,75427.73078108739,64481.604139348186,544.0328202247797,18.188803550261042,25347.794246151385,272.36224148335509,28342.262142875661,20248.61269657328,0,214682.58787129429]
[2004,2,2,22,5.8437369891876631E-2,5.9955403724400287E-2,1.3644336794183995E-3,2.193929018628436E-2,4.405510488505753E-4,3.6842542278690958E-2,3.5036498017545943E-2,7.4479776278902465E-3,0.22146406645495739,70037.036817535816,62506.488195792037,527.69941587031246,17.642724210805685,25253.850585976012,272.36224148335509,28441.082369322288,20492.140958604403,0,207548.303308795]
[2004,2,2,23,5.4215443462894454E-2,5.7049742217067878E-2,1.3262237187353289E-3,1.9742509950484013E-2,4.405510488505753E-4,3.569901237774277E-2,3.290450639702594E-2,7.2394024976930914E-3,0.20861739167049403,64977.068901548962,59477.191661589481,512.92158222618934,17.148652708023302,22725.183551898062,272.36224148335509,27558.31950625404,19245.1820648137,0,194785.37816252181]
[2004,2,2,24,4.1468505466110465E-2,5.3788672660992937E-2,1.2205785951927895E-3,2.0345261109280005E-2,4.405510488505753E-4,3.5655473889969647E-2,3.5150285402842943E-2,6.6627218363245356E-3,0.1947320500095639,49699.896649556344,56077.364572617713,472.06296753213661,15.782615056657205,23418.997598547299,272.36224148335509,27524.709401185166,20558.692905024662,0,178039.86895100333]
[2004,2,3,1,3.5586135983668485E-2,5.139405710035086E-2,1.152918877915242E-3,1.9951299236816135E-2,4.405510488505753E-4,3.5909303767398579E-2,3.426532253970694E-2,6.2933905392494327E-3,0.18499297909395623,42649.892024460991,53580.858837075168,445.89533928909037,14.907745321238709,22965.516461313717,272.36224148335509,27720.656694863832,20041.095977231496,0,167691.18532103888]
[2004,2,3,2,3.2352835547539587E-2,4.8843741538068898E-2,1.1367129822842665E-3,1.9765043628934525E-2,4.405510488505753E-4,3.2930889167190523E-2,3.519160182261994E-2,6.2049280878161903E-3,0.17686630382330451,38774.789806371722,50922.028111456253,439.62765344468477,14.698196003071574,22751.121590180515,272.36224148335509,25421.430590059881,20582.858045546156,0,159178.91623454564]
[2004,2,3,3,3.1393631769717552E-2,4.6369157148659079E-2,1.1016859759405435E-3,1.9542060178086667E-2,4.405510488505753E-4,3.1232514472437363E-2,3.5249731830577932E-2,6.0137276186726695E-3,0.17134306004294239,37625.186557164234,48342.150897433152,426.0808383329769,14.245281491964036,22494.450079705781,272.36224148335509,24110.348031694055,20616.857114642717,0,153901.68104194824]
[2004,2,3,4,3.2810469431469091E-2,4.4770399612500851E-2,1.0948097954679547E-3,1.9342374511742248E-2,4.405510488505753E-4,3.0646723132318598E-2,3.3250893337476939E-2,5.9761928970532155E-3,0.16833241376687946,39323.262833768837,46675.366706950954,423.4214518977559,14.156369471151619,22264.596153748975,272.36224148335509,23658.138745224984,19447.776799207157,0,152079.08130175315]
[2004,2,3,5,3.3245830543752942E-2,4.4610232348768722E-2,1.1188927429813748E-3,1.9256032003038822E-2,4.405510488505753E-4,3.1887466616231055E-2,2.8380510004361946E-2,6.1076534854271882E-3,0.16504716879341266,39845.042001899848,46508.384374118294,432.73561463572372,14.467772515192346,22165.209127300062,272.36224148335509,24615.946905102272,16599.187829651786,0,150453.33586670653]
[2004,2,3,6,3.4827277506606691E-2,4.7952333854800258E-2,1.1728698479672524E-3,1.9531993173235986E-2,4.405510488505753E-4,3.4601032520151474E-2,2.7372809910846948E-2,6.4022960733501602E-3,0.17230116393580935,41740.402100537081,49992.69129824765,453.61144553983883,15.165720089580475,22482.862164409125,272.36224148335509,26710.719594896334,16009.80437157995,0,157677.61893678291]
[2004,2,3,7,4.0243146854865429E-2,5.5996266739690125E-2,1.2832449811553696E-3,2.0103582385008648E-2,4.405510488505753E-4,3.635574918909968E-2,2.9004044949329948E-2,7.0047962425125905E-3,0.19043138239051238,48231.30752021596,58378.891118172905,496.2994077241238,16.592918834336583,23140.806356226542,272.36224148335509,28065.296077129038,16963.88084145054,0,175565.4364812368]
[2004,2,3,8,4.694017452615102E-2,6.6831537313209816E-2,1.4412051992009089E-3,2.0822229463475801E-2,4.405510488505753E-4,4.1581661306217751E-2,3.3767195692064933E-2,7.8670471440011307E-3,0.21969160169317195,56257.677879623363,69675.199209353159,557.39106505473819,18.63541353766588,23968.025732494396,272.36224148335509,32099.507284745934,19749.751631913841,0,202598.55045820645]
[2004,2,3,9,4.8564046759976214E-2,7.1821458199773827E-2,1.5275618889649509E-3,2.0465223277505863E-2,4.405510488505753E-4,4.2565933026658065E-2,3.5183098117488938E-2,8.3384388305911342E-3,0.22890631114980955,58203.884555896089,74877.439735122694,590.78981167934762,19.752043304467392,23557.083500443958,272.36224148335509,32859.32871246073,20577.884399945855,0,210958.52500033646]
[2004,2,3,10,4.2848670688123563E-2,7.2801873223361041E-2,1.5144228484122151E-3,2.3041346465761052E-2,4.405510488505753E-4,4.2110017134877893E-2,3.4390968118173937E-2,8.2667172939823105E-3,0.22541456682154259,51354.021101893326,75899.571124322087,585.70824257902291,19.582149763752888,26522.404143676798,272.36224148335509,32507.378476955331,20114.583541641663,0,207275.61102231534]
[2004,2,3,11,4.2241403551092502E-2,7.4701220479908806E-2,1.480945377911826E-3,2.3574281908703091E-2,4.405510488505753E-4,4.3817980542639273E-2,3.5487205854562935E-2,8.0839752119842064E-3,0.22982756397565321,50626.213007295344,77879.735037767576,572.76071578138385,19.149271428790129,27135.854803828195,272.36224148335509,33825.863167736978,20755.750881110773,0,211087.68912643241]
[2004,2,3,12,4.4404191435531259E-2,7.3863447157533582E-2,1.4581538081393835E-3,2.3169891278059018E-2,4.405510488505753E-4,4.2159665858990523E-2,3.2018248666387944E-2,7.9595638138120275E-3,0.22547371306730432,53218.308698309913,77006.314711444516,563.94599782395846,18.854566463725106,26670.369344729865,272.36224148335509,32545.705458881213,18726.827795137782,0,209022.68881427433]
[2004,2,3,13,4.4592282227194899E-2,7.283303929165319E-2,1.4198015759975971E-3,2.2555917312756697E-2,4.405510488505753E-4,4.1197645216101322E-2,3.5200958889340932E-2,7.7502120722943045E-3,0.22599040763418954,53443.735026105969,75932.063299485599,549.11314020410691,18.358655328759021,25963.636964066187,272.36224148335509,31803.06104150003,20588.330805127025,0,208570.66117330105]
[2004,2,3,14,4.1184337295516488E-2,7.4053758892863725E-2,1.4270976557163642E-3,2.2952254906944632E-2,4.405510488505753E-4,4.2367950782406259E-2,3.4710425418150941E-2,7.7900388805418426E-3,0.22492641488099083,49359.321831369176,77204.72415411321,551.93492411622617,18.452996830467718,26419.852744077365,272.36224148335509,32706.493729634756,20301.427672527847,0,206834.57029415242]
[2004,2,3,15,4.2608323037386112E-2,7.2520004311286884E-2,1.4027239588804332E-3,2.2238699157863639E-2,4.405510488505753E-4,4.13002126713942E-2,3.573777385648394E-2,7.6569911908803169E-3,0.22390527923302608,51065.965063525196,75605.708774460974,542.50831307830208,18.137834270527527,25598.493888843252,272.36224148335509,31882.239330075507,20902.30305115099,0,205887.71849688809]
[2004,2,3,16,4.4204854731300897E-2,6.9891724170463104E-2,1.4118277325448911E-3,2.2485557587232748E-2,4.405510488505753E-4,3.9994237431110122E-2,3.5305955784891929E-2,7.7066855832168962E-3,0.22144139406961116,52979.404173361247,72865.596100834242,546.02922883801705,18.255550045550095,25882.647379600832,272.36224148335509,30874.074662712206,20649.741371410488,0,204088.11070828591]
[2004,2,3,17,5.0855446664668603E-2,6.8042618233324248E-2,1.4341998586800118E-3,2.269815184819491E-2,4.405510488505753E-4,3.9704454212301364E-2,3.2634048974833935E-2,7.828807381774187E-3,0.22363827822262783,60950.121420860603,70937.811259890863,554.68172552683552,18.544831420940607,26127.360114433555,272.36224148335509,30650.372716927806,19086.996974052519,0,208598.25128459648]
[2004,2,3,18,5.9806874255162748E-2,6.5573242482025965E-2,1.4699046085083916E-3,2.4527639288031564E-2,4.405510488505753E-4,3.8761279101439852E-2,3.0511541814742943E-2,8.0237074212136592E-3,0.2291147400199757,71678.384258235397,68363.36430997093,568.49066026103446,19.006509451716298,28233.244218352203,272.36224148335509,29922.276354472873,17845.585349852809,0,216902.71390208032]
[2004,2,3,19,6.4831209794404279E-2,6.4110226404730991E-2,1.4938585579677632E-3,2.3166053114241813E-2,4.405510488505753E-4,3.8553940670763155E-2,3.5311985744690938E-2,8.1544638532514997E-3,0.23606228918890101,77700.037419501794,66838.097336771054,577.75493255815729,19.316244494500793,26665.951315944923,272.36224148335509,29762.21874116825,20653.268173264776,0,222489.00640518678]
[2004,2,3,20,6.51151177523802E-2,6.3495781618541386E-2,1.4514389132017599E-3,2.2391457146126805E-2,4.405510488505753E-4,3.7838366589738243E-2,3.4642260923110929E-2,7.922909494863838E-3,0.23329788348681374,78040.300373538586,66197.508108959781,561.34898912381777,18.767739935418117,25774.330362068078,272.36224148335509,29209.821970450485,20261.559634345707,0,220335.99941990525]
[2004,2,3,21,6.1920626818170871E-2,6.2317808533996252E-2,1.3900368013155555E-3,2.1973967288451596E-2,4.405510488505753E-4,3.6770487684932171E-2,3.5452198779528939E-2,7.5877363292259151E-3,0.22785341328447187,74211.711243219019,64969.412622478798,537.60151127691711,17.973783774477337,25293.766661174901,272.36224148335509,28385.458883280531,20735.27594906175,0,214423.56289574972]
[2004,2,3,22,5.7865424065731849E-2,6.050358372855253E-2,1.3587869240070354E-3,2.1034858189688265E-2,4.405510488505753E-4,3.7698721253307824E-2,3.5085989450093932E-2,7.4171539179449337E-3,0.22140506857817696,69351.56122276737,63077.993094937039,525.51551380377191,17.569709193724727,24212.778139544142,272.36224148335509,29102.020926595633,20521.087499194986,0,207080.88834752003]
[2004,2,3,23,5.4027962161149301E-2,5.7154687162307337E-2,1.3225655542347047E-3,1.9335716739400672E-2,4.405510488505753E-4,3.7003788427391229E-2,3.3297599425422944E-2,7.2194338266094189E-3,0.2098023043453662,64752.373045845328,59586.601982817105,511.50677453032552,17.101351041129693,22256.932533525989,272.36224148335509,28565.558442722166,19475.094247924069,0,195437.53061988947]
[2004,2,3,24,4.3227873912331717E-2,5.3414328326071035E-2,1.2172264783475912E-3,1.9153742446643331E-2,4.405510488505753E-4,3.682828681941902E-2,3.5871766637560934E-2,6.6444237749048304E-3,0.19679819944412902,51808.495186273467,55687.09199836375,470.76652481907325,15.739270719798382,22047.465793227551,272.36224148335509,28430.077681092615,20980.672725993783,0,179712.67142197338]
[2004,2,4,1,3.5768740002917264E-2,5.0865297855093874E-2,1.1594065961527051E-3,1.9949943124816134E-2,4.405510488505753E-4,3.6791692228221658E-2,3.5080781686178945E-2,6.3288047781513024E-3,0.18638521732038246,42868.742469695258,53029.60104429975,448.40448661950501,14.99163435545675,22963.955469616394,272.36224148335509,28401.82800780343,20518.041583128499,0,168517.92693700164]
[2004,2,4,2,3.2530187191393493E-2,4.871227686750941E-2,1.1431094775041502E-3,1.9765347977734528E-2,4.405510488505753E-4,3.3674839949764473E-2,3.5959723808549934E-2,6.2398443714093274E-3,0.17846588069271588,38987.345293266982,50784.969658539092,442.10151995946376,14.780905483775868,22751.471919614876,272.36224148335509,25995.733126672432,21032.117101094402,0,160280.88176611435]
[2004,2,4,3,3.156345383844205E-2,4.6453131655268425E-2,1.1078854253925995E-3,1.9541575704486665E-2,4.405510488505753E-4,3.1765111004017355E-2,3.4971796635671938E-2,6.0475682966921619E-3,0.17189107360882178,37828.717867722771,48429.698494147749,428.47849671968714,14.325443084712226,22493.892412442918,272.36224148335509,24521.492889985853,20454.298425457553,0,154443.26627104462]
[2004,2,4,4,3.3000071476283574E-2,4.5005245502710442E-2,1.1009705384165474E-3,1.9342449046142247E-2,4.405510488505753E-4,3.1728338227311248E-2,3.0849783830602943E-2,6.0098222894849965E-3,0.16747723195980257,39550.500394561212,46920.205219450909,425.80414041119491,14.236030571881717,22264.681948712492,272.36224148335509,24493.105664062736,18043.41628214674,0,151984.31192140051]
[2004,2,4,5,3.3438100010763916E-2,4.4802047942899166E-2,1.1251889738790512E-3,1.925796782703882E-2,4.405510488505753E-4,3.2846645162121151E-2,2.6583194240290951E-2,6.1420224603164E-3,0.16463571766616003,40075.4764613023,46708.361664328819,435.17070357922199,14.549185534359834,22167.437413158066,272.36224148335509,25356.397328533698,15547.974093449609,0,150577.72909136946]
[2004,2,4,6,3.504013215562686E-2,4.8382166093765555E-2,1.1794697978528695E-3,1.9533177442035986E-2,4.405510488505753E-4,3.4688112333792029E-2,2.5747506364449953E-2,6.4383229465025628E-3,0.17144943818287639,41995.507847386958,50440.812770243021,456.16399884598275,15.251060328093727,22484.225351051668,272.36224148335509,26777.941995938101,15059.197111784535,0,157501.46237706172]
[2004,2,4,7,4.0505350708804427E-2,5.6583252321436385E-2,1.2904660575318249E-3,2.0106480945008647E-2,4.405510488505753E-4,3.7562514465614823E-2,2.8209014460897946E-2,7.044213633121162E-3,0.19174184364126579,48545.558161646317,58990.852760615999,499.09218383577371,16.686290510026431,23144.142827029966,272.36224148335509,28996.874315410827,16498.88354556846,0,176964.45232610073]
[2004,2,4,8,4.7219439247097095E-2,6.6725219163606825E-2,1.4493151380811737E-3,2.0825807114675798E-2,4.405510488505753E-4,4.2100694796579047E-2,3.4817619609174941E-2,7.9113165315535666E-3,0.22148996264961907,56592.375926077671,69564.357254327624,560.5276117952759,18.74027859427456,23972.143890743195,272.36224148335509,32500.181975980271,20364.123392611153,0,203844.8125716128]
[2004,2,4,9,4.8835827300950978E-2,7.2410078401718508E-2,1.5361578511233372E-3,2.0465428247105861E-2,4.405510488505753E-4,4.3176804690099338E-2,3.4949223026756938E-2,8.3853612532867848E-3,0.23019943181989233,58529.612831993356,75491.105550364067,594.11432959344472,19.863192854624771,23557.319436593625,272.36224148335509,33330.89908253985,20441.095576942302,0,212236.37224236462]
[2004,2,4,10,4.3105352772450728E-2,7.3140199261634897E-2,1.5229448095677729E-3,2.3045934472161054E-2,4.405510488505753E-4,4.2952433833316532E-2,3.4192877193809937E-2,8.3132357704680266E-3,0.22671352916225954,51661.653916711752,76252.292834193373,589.00414035089125,19.692342448579307,26527.685300319943,272.36224148335509,33157.693065138439,19998.724155733446,0,208479.10799637978]
[2004,2,4,11,4.2482960320533981E-2,7.4776261728876178E-2,1.4892790207403053E-3,2.358264839510309E-2,4.405510488505753E-4,4.364014590391143E-2,3.3917624799201941E-2,8.1294657230157122E-3,0.22845893694023323,50915.718171305976,77957.969269403111,575.98378079289466,19.257029075286287,27145.485288482949,272.36224148335509,33688.581392502303,19837.734582327001,0,210413.09175537288]
[2004,2,4,12,4.4629158067488919E-2,7.4200205560591925E-2,1.4663590705169295E-3,2.317527638845902E-2,4.405510488505753E-4,4.3112464619162703E-2,3.0212405864018948E-2,8.004353539791953E-3,0.22524077415888097,53487.930625413886,77357.402083691399,567.11941125475221,18.960664094843427,26676.568030843955,272.36224148335509,33281.230923287578,17670.62676623659,0,209332.20074630631]
[2004,2,4,13,4.4829856400261645E-2,7.2841414156644219E-2,1.4277911632674331E-3,2.2562836589556698E-2,4.405510488505753E-4,4.2062729909415356E-2,3.3481308163324938E-2,7.7938245014943655E-3,0.22544031193281525,53728.467058652226,75940.794512473658,552.20314054559253,18.461964186409002,25971.601596512657,272.36224148335509,32470.87448479802,19582.541783078115,0,208537.30678173003]
[2004,2,4,14,4.1384511067583486E-2,7.4656689301819901E-2,1.4351281870353776E-3,2.295957791174463E-2,4.405510488505753E-4,4.2822664807422771E-2,3.2384417220684941E-2,7.8338748093277552E-3,0.22391741435446944,49599.229579957129,77833.309071388401,555.04075970947974,18.556835112580472,26428.282099242882,272.36224148335509,33057.516168372938,18940.992396448815,0,206705.28915171558]
[2004,2,4,15,4.2815730199780452E-2,7.3200465403262027E-2,1.4106174633048939E-3,2.224472402186364E-2,4.405510488505753E-4,4.2517328326175753E-2,3.3453447304598941E-2,7.7000791366308901E-3,0.22378294290446715,51314.542011729915,76315.123282096596,545.56115304904597,18.239900734964916,25605.42898172752,272.36224148335509,32821.807678230871,19566.246528799136,0,206459.31177785137]
[2004,2,4,16,4.442414784798409E-2,7.0817663406650022E-2,1.4197723765322588E-3,2.2492870240032749E-2,4.405510488505753E-4,4.0766496658818027E-2,3.2006765740412939E-2,7.7500526823819429E-3,0.22011832000166259,53242.226407068716,73830.93377419535,549.10184721051166,18.358277766901793,25891.064818799194,272.36224148335509,31470.230273787209,18720.111663360596,0,203994.38930367181]
[2004,2,4,17,5.1090610361605157E-2,6.8662564231530637E-2,1.4422704127058496E-3,2.270650177139491E-2,4.405510488505753E-4,4.0125272097539126E-2,2.8960579466344949E-2,7.8728617808525962E-3,0.2213012111708238,61231.964503993317,71584.135774642578,557.80304003953484,18.649187214156555,26136.971533540858,272.36224148335509,30975.228587241989,16938.458757208093,0,207715.57362536388]
[2004,2,4,18,6.0075482479656446E-2,6.6517854353418129E-2,1.4781761467875E-3,2.4532047169631567E-2,4.405510488505753E-4,3.898954276854575E-2,2.9345221277590948E-2,8.0688589247131168E-3,0.22944773416919403,{"$f":"E836*1000000*$N$8826","v":72000.310521227133},{"$f":"F836*1000000*$O$8826","v":69348.169133572665},{"$f":"G836*1000000*$P$8826","v":571.68970612458645},{"$f":"G836*1000000*$Q$8826","v":19.113464059227624},{"$f":"H836*1000000*$R$8826","v":28238.318037166846},{"$f":"I836*1000000*$S$8826","v":272.36224148335509},{"$f":"J836*1000000*$T$8826","v":30098.48747771659},{"$f":"K836*1000000*$U$8826","v":17163.427993878908},{"$f":"L836*1000000*$V$8826","v":0},{"$f":"SUM(N836:V836)","v":217711.87857522929}]
[2004,2,4,19,6.5117590189470387E-2,6.4555801957391953E-2,1.5022648045985797E-3,2.3179610093441813E-2,4.405510488505753E-4,3.9010659080071196E-2,3.4416220232792935E-2,8.2003506836524753E-3,0.23642304809026995,78043.263583002583,67302.63199574461,581.00607733980371,19.424940939914492,26681.556466531249,272.36224148335509,30114.788490575273,20129.35299411423,0,223144.38678973101]
[2004,2,4,20,6.5414649686269727E-2,6.4235550433251756E-2,1.459606481539967E-3,2.2398270832526806E-2,4.405510488505753E-4,3.8642187046189089E-2,3.5452930600731937E-2,7.9674934619520452E-3,0.23601123959131193,78399.288622336637,66968.753865169914,564.50782425532077,18.873350166122275,25782.173451649567,272.36224148335509,29830.341684837495,20735.703976521596,0,222572.00501642004]
[2004,2,4,21,6.216657399622711E-2,6.2683965967775188E-2,1.3978589270192687E-3,2.1980308923651593E-2,4.405510488505753E-4,3.7863965079818047E-2,3.6289182038561935E-2,7.6304346429091679E-3,0.23045284062481289,74506.478300609946,65351.149945398203,540.62674528204161,18.074927280837937,25301.066382654113,272.36224148335509,29229.583059665845,21224.810574226256,0,216444.15217660056]
[2004,2,4,22,5.8118241202238609E-2,6.0641001460480452E-2,1.3664330834459847E-3,2.1044255735288266E-2,4.405510488505753E-4,3.8256111172133844E-2,3.5231612626767939E-2,7.4588916918650631E-3,0.22255709802107074,69654.561907609794,63221.257910200875,528.47269225110017,17.668577379322969,24223.595454527545,272.36224148335509,29532.305364440461,20606.259557822221,0,208056.48370571464]
[2004,2,4,23,5.4277356191531019E-2,5.7435566782512451E-2,1.3300079451440418E-3,1.9342799577800673E-2,4.405510488505753E-4,3.7691601978696157E-2,3.297494029057594E-2,7.2600592976945245E-3,0.21075288311280535,65051.271146841937,59879.432946736444,514.38514479835476,17.197584410521756,22265.085438253511,272.36224148335509,29096.525109447386,19286.377428407606,0,196382.63704037914]
[2004,2,4,24,4.3458433552502528E-2,5.4010069951687022E-2,1.224076091761564E-3,1.9160411205043332E-2,4.405510488505753E-4,3.7164977721310367E-2,3.5981199881992935E-2,6.6818134760214965E-3,0.19812153292916984,52084.820319268991,56308.182251720726,473.415636353048,15.827839216923774,22055.142059268866,272.36224148335509,28689.990626330153,21044.678023250803,0,180944.4189968929]
[2004,2,5,1,3.6573992940956972E-2,5.1828944486812967E-2,1.1880166352519555E-3,1.9957094286416135E-2,4.405510488505753E-4,3.6168881818649704E-2,3.6758946944950938E-2,6.4849772139087599E-3,0.18940140537579803,43833.836035221313,54034.250551579287,459.4695175905498,15.361574673628608,22972.187019727142,272.36224148335509,27921.041366503912,21499.566592202369,0,171008.07489898158]
[2004,2,5,2,3.3312277300748844E-2,4.9299395920639769E-2,1.1713173759779587E-3,1.9772093340934528E-2,4.405510488505753E-4,3.4199919801769715E-2,3.8658227156792929E-2,6.3938216587863719E-3,0.18324760360450068,39924.678268465883,51397.070451533698,453.01102166122672,15.145645947784308,22759.236363813143,272.36224148335509,26401.075385857141,22610.417277149911,0,163832.99665591214]
[2004,2,5,3,3.231234100907722E-2,4.6850790633922397E-2,1.1352240829173234E-3,1.9551534328486667E-2,4.405510488505753E-4,3.1873136009326473E-2,3.7292777564171931E-2,6.1968006944936368E-3,0.17565315537124623,38726.257206659495,48844.277743241677,439.05181649630299,14.678943883085928,22505.355572846132,272.36224148335509,24604.884205674731,21811.793353324938,0,157218.66108360971]
[2004,2,5,4,3.3836183988682045E-2,4.5577751233796274E-2,1.1281385653624406E-3,1.9352355910142248E-2,4.405510488505753E-4,3.165851339555345E-2,3.3473411504821936E-2,6.1581232732112147E-3,0.1716250289204202,40552.579080217365,47517.070897924794,436.31146822489109,14.587325042245746,22276.085529279924,272.36224148335509,24439.203471960318,19577.923186805612,0,155086.12320093851]
[2004,2,5,5,3.428597981410203E-2,4.5008949128881107E-2,1.1529546482727457E-3,1.9264141759838822E-2,4.405510488505753E-4,3.2474991405010256E-2,2.9170105200282948E-2,6.2935857974187716E-3,0.16809125880265724,41091.658214743788,46924.066433805863,445.90917359781861,14.908207847605423,22174.54409596937,272.36224148335509,25069.494349936242,17061.006132581118,0,153053.94884996515]
[2004,2,5,6,3.5978788541621495E-2,4.8335119940334466E-2,1.208574972407358E-3,1.9540989061235987E-2,4.405510488505753E-4,3.4707556522703742E-2,2.8304781311240947E-2,6.5971981576671487E-3,0.17511355955606173,43120.485100582257,50391.764817074109,467.42052515641052,15.627402964249617,22493.217139866909,272.36224148335509,26792.952191875709,16554.895644591816,0,160108.72506359481]
[2004,2,5,7,4.1661625799912734E-2,5.6948144406000233E-2,1.3223101905333299E-3,2.011261761060865E-2,4.405510488505753E-4,3.7564455081718552E-2,3.0030250391417945E-2,7.2180398833467272E-3,0.19529799441238874,49931.350870609582,59371.270894090194,511.40801174098465,17.09804907678744,23151.206612359514,272.36224148335509,28998.372399393083,17564.087704625705,0,179817.15678337921]
[2004,2,5,8,4.8450950622518946E-2,6.8143378823109668E-2,1.4850790563129643E-3,2.0831090775475798E-2,4.405510488505753E-4,4.2464590570219764E-2,3.4636130946341936E-2,8.1065395511067152E-3,0.22455831139393637,58068.339127385683,71042.859182593136,574.35943011289032,19.202721698383687,23978.225800379161,272.36224148335509,32781.096077772585,20257.974334583152,0,206994.41891600835]
[2004,2,5,9,5.00343338932683E-2,7.309494635659404E-2,1.574064700296942E-3,2.0474769891905862E-2,4.405510488505753E-4,4.3295118828439193E-2,3.5935949902420938E-2,8.592281801238345E-3,0.23344201642301418,59966.019886032518,76205.114431596608,608.7749338193106,20.35334499302375,23568.072405354389,272.36224148335509,33422.233229041609,21018.212222950242,0,215081.14269527106]
[2004,2,5,10,4.42372809721963E-2,7.4147807984658545E-2,1.5605256756673486E-3,2.3052673624161052E-2,4.405510488505753E-4,4.2220986958392576E-2,3.5068538033168936E-2,8.518376888111568E-3,0.22924674118520694,53018.266939287358,77302.775006595504,603.53866950228235,20.178279483262191,26535.442594937911,272.36224148335509,32593.043083572764,20510.880517453395,0,210856.48733231582]
[2004,2,5,11,4.354818733752603E-2,7.5860029665577547E-2,1.5260292005246415E-3,2.3584830596703091E-2,4.405510488505753E-4,4.2898900254577418E-2,3.5567533478316933E-2,8.3300724076669982E-3,0.23175613398974323,52192.389998702456,79087.851207214699,590.19703915631294,19.732224972611938,27147.997174359243,272.36224148335509,33116.367118874296,20802.732887931557,0,213229.6298926945]
[2004,2,5,12,4.5621219590621209E-2,7.487884515470683E-2,1.5025436675922738E-3,2.3179427540459017E-2,4.405510488505753E-4,4.2403494271661429E-2,3.2642698330059935E-2,8.2018729015291003E-3,0.22887065250548036,54676.91379747371,78064.917589278368,581.11392856122984,19.42854676038386,26681.346333673144,272.36224148335509,32733.931991032481,19092.055807455432,0,212122.07023571807]
[2004,2,5,13,4.5877519820857811E-2,7.370627223958133E-2,1.4630239428197332E-3,2.2564186490356696E-2,4.405510488505753E-4,4.1395123403876584E-2,3.5164415379997933E-2,7.986148216330969E-3,0.22859724054267164,54984.088961151276,76842.452047808431,565.8295391530803,18.917539435098487,25973.155438629681,272.36224148335509,31955.506911336466,20566.957243642548,0,211179.26992263991]
[2004,2,5,14,4.2267245557458741E-2,7.5180124665965409E-2,1.4705420356716274E-3,2.2961410215744632E-2,4.405510488505753E-4,4.2606711246582003E-2,3.4686380245656935E-2,8.0271869184752737E-3,0.22764015193440518,50657.184585151437,78379.016453505596,568.73718740762524,19.014751663716105,26430.391225429339,272.36224148335509,32890.807992662354,20287.364136158591,0,209504.87857346202]
[2004,2,5,15,4.3730359693067856E-2,7.3987960018550639E-2,1.445426475998062E-3,2.224613603466364E-2,4.405510488505753E-4,4.2559841641027774E-2,3.5815463317829935E-2,7.8900896528607267E-3,0.2281158278828492,52410.723096099326,77136.125557405336,559.02365836703029,18.689996492831121,25607.054319647475,272.36224148335509,32854.626387655233,20947.742049994507,0,209806.34730714507]
[2004,2,5,16,4.5391196706652398E-2,7.0723657216251193E-2,1.4548074117164858E-3,2.2494187014432749E-2,4.405510488505753E-4,4.0160689298154341E-2,3.5814467058076942E-2,7.9412969782246667E-3,0.22442085273235934,54401.231965399355,73732.927648550583,562.65176750388434,18.811296094428464,25892.58052982132,272.36224148335509,31002.569358472392,20947.159357760844,0,206830.29416508618]
[2004,2,5,17,5.212764103194939E-2,6.8872968055828071E-2,1.4778605212214602E-3,2.2706178788994912E-2,4.405510488505753E-4,3.9593293117294134E-2,3.3575628529492939E-2,8.0671360325050793E-3,0.22686125712613656,62474.843082789674,71803.492218646381,571.56763685193118,19.109382882619691,26136.599755365623,272.36224148335509,30564.560455780091,19637.707862684983,0,211480.24263648468]
[2004,2,5,18,6.1260001409813442E-2,6.6363942060194969E-2,1.5146522626580897E-3,2.4534744900831566E-2,4.405510488505753E-4,3.8533417647266907E-2,3.1753092689571945E-2,8.2679695880267697E-3,0.23266837160721426,73419.953398310245,69187.707918370725,585.79696932724562,19.585116190286509,28241.423338207467,272.36224148335509,29746.375724763217,18571.743412839965,0,220044.94811949247]
[2004,2,5,19,6.6380478414033245E-2,6.4665863689765471E-2,1.5393353989042622E-3,2.3177870957441813E-2,4.405510488505753E-4,3.8273561803786972E-2,3.5354949039020929E-2,8.4027064017838295E-3,0.23823531675358711,79556.831856930614,67417.376821866332,595.34325712080454,19.904279937134646,26679.55458404919,272.36224148335509,29545.776607778906,20678.39653749271,0,224765.54618665905]
[2004,2,5,20,6.6735531612200666E-2,6.4105057453067354E-2,1.4956243763972824E-3,2.2399185949326807E-2,4.405510488505753E-4,3.7356621226103268E-2,3.4635174523820936E-2,8.1641028531943792E-3,0.23533184904296126,79982.362197502836,66832.70844776227,578.43786890592287,19.339077299076276,25783.226823146077,272.36224148335509,28837.932336327543,20257.414942342904,0,222563.78393476998]
[2004,2,5,21,6.3251164923403991E-2,6.2345897578294132E-2,1.4323530937437724E-3,2.1980207474051595E-2,4.405510488505753E-4,3.6715380141790044E-2,3.5356592332324938E-2,7.8187265224868782E-3,0.22934087311494591,75806.357724328031,64998.696847198684,553.9674828393355,18.520951942631228,25300.949606175996,272.36224148335509,28342.917894609869,20679.357666598855,0,215973.13041517674]
[2004,2,5,22,5.9233124027512435E-2,6.0677135209949162E-2,1.400151864645706E-3,2.1042075604088266E-2,4.405510488505753E-4,3.6750617909533753E-2,3.4390485740139934E-2,7.6429510065855119E-3,0.22157709241130535,70990.746092925008,63258.929139887157,541.51354679123165,18.104575967165477,24221.085951844681,272.36224148335509,28370.120150288338,20114.301408459771,0,207787.16310764669]
[2004,2,5,23,5.5377141642605134E-2,5.7299456084218436E-2,1.3628277594479956E-3,1.9341420691400671E-2,4.405510488505753E-4,3.5690958776433315E-2,3.2692284808326942E-2,7.439211459045126E-3,0.2096438522703282,66369.361168189309,59737.530778996166,527.07832080127412,17.621958963238257,22263.49823142845,272.36224148335509,27552.102423391534,19121.057938369871,0,195860.61306162318]
[2004,2,5,24,4.4475162980447951E-2,5.3874094197356497E-2,1.2542819363146188E-3,1.9159549918643333E-2,4.405510488505753E-4,3.5326847303346287E-2,3.5322848163159934E-2,6.8466968689311312E-3,0.19670003241705031,53303.367911507296,56166.420769769167,485.09785056906685,16.218413997539841,22054.150650801563,272.36224148335509,27271.021809590544,20659.621382718145,0,180228.2610304367]
[2004,2,6,1,3.7344208962704614E-2,5.1152848804838655E-2,1.2106016522184457E-3,2.0076858938924271E-2,4.405510488505753E-4,3.4374665834555472E-2,3.4593332878374933E-2,6.608261110831945E-3,0.18580132923129894,44756.937947104147,53329.387200832571,468.20435054023056,15.653608820576668,23110.045565479573,272.36224148335509,26535.97287133948,20232.942607922094,0,168721.50639352202]
[2004,2,6,2,3.4920530080985279E-2,4.8891954436590682E-2,1.1930779535328547E-3,2.0216751497817251E-2,4.405510488505753E-4,3.2689955554341954E-2,3.5251925993965934E-2,6.5126052224315613E-3,0.18011735178851607,41852.165069972012,50972.292454370028,461.42699983439383,15.427019732571361,23271.072916427409,272.36224148335509,25235.438736492062,20618.14043654922,0,162698.32587486104]
[2004,2,6,3,3.4333909015307848E-2,4.6364692023757988E-2,1.1617950091460426E-3,1.9681519711151441E-2,4.405510488505753E-4,3.1739627611366367E-2,3.516405691389294E-2,6.3418423092595367E-3,0.17522799364273275,41149.10123854343,48337.495782804865,449.32821355504842,15.022517580034528,22654.978983827281,272.36224148335509,24501.820651736001,20566.747584048469,0,157946.85721357848]
[2004,2,6,4,3.5460035734092656E-2,4.5140467875025014E-2,1.1504013149982372E-3,1.9214289892549908E-2,4.405510488505753E-4,3.0442656219600482E-2,3.0787773502125949E-2,6.2796480228006664E-3,0.16891582361004348,42498.76120117816,47061.181263207378,444.92166317660508,14.875192131664118,22117.160671197806,272.36224148335509,23500.606622996107,18007.147691849743,0,153917.01654722079]
[2004,2,6,5,3.6065736073420403E-2,4.5310589330331281E-2,1.1738218072352741E-3,1.9048689232429937E-2,4.405510488505753E-4,3.0653308552386377E-2,2.5961740101697953E-2,6.4074924939881428E-3,0.16506192864033992,43224.691492777209,47238.541335484304,453.97961905918606,15.178029339255978,21926.5412713859,272.36224148335509,23663.222446375883,15184.498103327016,0,151979.01453923207]
[2004,2,6,6,3.7434031515807431E-2,4.8011493663510187E-2,1.2272924169184412E-3,1.9608971180754102E-2,4.405510488505753E-4,3.2235254515894596E-2,2.5036269500673957E-2,6.6993702969749738E-3,0.17069323413938425,44864.59004490298,50054.36833909939,474.6595611638578,15.869427707864023,22571.469912597986,272.36224148335509,24884.426322905783,14643.209016737064,0,157780.95486659827]
[2004,2,6,7,4.5182658387011521E-2,5.6021412744174326E-2,1.3502913780404754E-3,1.9759817727447161E-2,4.405510488505753E-4,3.417396312542554E-2,2.7240316346651947E-2,7.37077963295761E-3,0.19153979039055913,54151.299328157489,58405.1070776165,522.22983219705281,17.459858068844746,22745.106166061578,272.36224148335509,26381.037790070339,15932.311558450278,0,178426.91385210544]
[2004,2,6,8,4.9960020207511439E-2,6.6375509745022973E-2,1.5206311670499981E-3,2.0513118740319119E-2,4.405510488505753E-4,3.8332015717616567E-2,3.3997183481414936E-2,8.3006063858586786E-3,0.21943963649364429,59876.955125674045,69199.767804723539,588.10933115380158,19.662426038951473,23612.21494960945,272.36224148335509,29590.90087106837,19884.266850751002,0,203044.23960050248]
[2004,2,6,9,4.9648654144231107E-2,7.1116260386262661E-2,1.5799986512817412E-3,2.1588958509640276E-2,4.405510488505753E-4,3.9186023012635213E-2,3.4355406822899934E-2,8.6246732137682837E-3,0.22654052578956976,59503.783703379639,74142.235965858519,611.06990976113605,20.430073574474388,24850.591239735397,272.36224148335509,30250.16297187284,20093.784457353599,0,209744.42056301894]
[2004,2,6,10,4.6706205740028664E-2,7.2537063263993437E-2,1.5710702262789324E-3,2.2506118663523027E-2,4.405510488505753E-4,3.8363172966902691E-2,3.3864662166908928E-2,8.5759359899102786E-3,0.22456478006639652,55977.266894013905,75623.49358049591,607.6168106990898,20.314625134335792,25906.314797466799,272.36224148335509,29614.953117155106,19806.757807024183,0,207829.07987347268]
[2004,2,6,11,4.5640375169998137E-2,7.3413116933133141E-2,1.5520474327126686E-3,2.265226752820174E-2,4.405510488505753E-4,3.9281586244071194E-2,3.4995375844007935E-2,8.4720970543587168E-3,0.22644741725533413,54699.871709860345,76536.823070873041,600.25967989488834,20.068652093893302,26074.543649018869,272.36224148335509,30323.934258234949,20468.089428789892,0,208995.95269024922]
[2004,2,6,12,4.5012850033082773E-2,7.3226693398207587E-2,1.5390877501795131E-3,2.2992553909025729E-2,4.405510488505753E-4,3.9105615610597104E-2,3.1857613283077936E-2,8.4013545719445869E-3,0.22257631960496579,53947.784454746215,76342.467270371606,595.24747812519445,19.901077730814315,26466.240068766485,272.36224148335509,30188.091426234914,18632.875399664936,0,206464.96941712353]
[2004,2,6,13,4.5999004913553999E-2,7.1751803746867709E-2,1.4896150373338041E-3,2.2365970613814873E-2,4.405510488505753E-4,3.759537348428494E-2,3.4848664129940934E-2,8.1312999228809971E-3,0.22262228289752781,55129.688530839092,74804.821506107444,576.11373636551548,19.261373916797293,25744.993356472398,272.36224148335509,29022.240264630684,20382.280706598711,0,205951.76171641398]
[2004,2,6,14,4.2102025823077524E-2,7.2010561359522302E-2,1.460397772876139E-3,2.2742910676758359E-2,4.405510488505753E-4,3.7685378006939316E-2,3.4148729268305936E-2,7.9718128512033162E-3,0.21856236680753346,50459.16916041122,75074.589177680682,564.81385889971568,18.88358190917074,26178.881050587235,272.36224148335509,29091.720433047438,19972.902924627389,0,201633.32242864621]
[2004,2,6,15,4.3680444228322977E-2,7.0593385442068807E-2,1.4460388750481509E-3,2.1943790366883768E-2,4.405510488505753E-4,3.6351464627766089E-2,3.4937651009646936E-2,7.8934325301974594E-3,0.21728675812878476,52350.899540580496,73597.112849394092,559.26050580482524,18.697915080381879,25259.030648206939,272.36224148335509,28061.988553970528,20434.327337557337,0,200553.67959207794]
[2004,2,6,16,4.9818992088388088E-2,6.6987249460417439E-2,1.4353781543029707E-3,2.0860648216310788E-2,4.405510488505753E-4,3.3100624089116036E-2,3.3014411327357947E-2,7.8352392953008158E-3,0.21349309368004465,59707.933289311026,69837.536861787536,555.13743540950486,18.560067298673793,24012.248742243399,272.36224148335509,25552.459682974189,19309.463241639114,0,199265.70156214677]
[2004,2,6,17,5.3431855775106035E-2,6.3890129614265295E-2,1.4130903765540268E-3,2.0997029706971777E-2,4.405510488505753E-4,3.2134739170855353E-2,3.0077627876626947E-2,7.7135779257864814E-3,0.21009860149501647,64037.941082467667,66608.635493791633,546.51756074899492,18.271876584806368,24169.234577181604,272.36224148335509,24806.832187679793,17591.797840058785,0,198051.59285999663]
[2004,2,6,18,6.1250904801785515E-2,6.1519475848128918E-2,1.4799203389833291E-3,2.1460197598526829E-2,4.405510488505753E-4,3.0657202751412965E-2,3.3945953735789937E-2,8.0783798744296417E-3,0.2188325859979077,73409.051137093746,64137.111119934285,572.36427845213029,19.136017227143242,24702.377291929282,272.36224148335509,23666.228624246021,19854.303605905727,0,206632.93431627168]
[2004,2,6,19,6.4971046160792509E-2,6.0016926070444038E-2,1.5014416915149881E-3,2.1817749833927293E-2,4.405510488505753E-4,3.0672590738824085E-2,3.4086251660602938E-2,8.1958575903462259E-3,0.22170241479530264,77867.630943291166,62570.628299233555,580.6877355252044,19.414297727754629,25113.948069872225,272.36224148335509,23678.107582384881,19936.361032136734,0,210039.14020165484]
[2004,2,6,20,6.1315091122439283E-2,5.8950584337165997E-2,1.4711582922100291E-3,2.1581217931713904E-2,4.405510488505753E-4,3.0110350614622732E-2,3.4988089675779932E-2,8.0305508525237296E-3,0.21688759387530621,73485.978276544542,61458.914044581667,568.97552674228575,19.022720130277825,24841.681225020158,272.36224148335509,23244.078965065564,20463.827895964852,0,204354.84089553269]
[2004,2,6,21,6.132637850704839E-2,5.7078895456700522E-2,1.4258167873529952E-3,2.102277875979883E-2,4.405510488505753E-4,2.9963147262504375E-2,3.4326711311688934E-2,7.7830470574444307E-3,0.21336732619138907,73499.50617783278,59507.585362836886,551.43954387360077,18.436434642340775,24198.873764562028,272.36224148335509,23130.44341215042,20077.001031672175,0,201255.64796905359]
[2004,2,6,22,5.7996349451274562E-2,5.4027743500761845E-2,1.378842471478422E-3,2.0822712205032748E-2,4.405510488505753E-4,2.9451060928822118E-2,3.1760449290517946E-2,7.5266303044745075E-3,0.2034043392012127,69508.474959038722,56326.607805015323,533.27206573095771,17.829036193836021,23968.581406039313,272.36224148335509,22735.13166937514,18576.046140341045,0,191938.3053232177]
[2004,2,6,23,5.545289989857935E-2,4.974196271614565E-2,1.3180425631285767E-3,1.9335710272811724E-2,4.405510488505753E-4,2.7729099704824907E-2,3.4473043068548939E-2,7.1947443623446936E-3,0.19568605363523439,66460.157242220637,51858.468331636366,509.75749217186905,17.042866787994459,22256.925089972905,272.36224148335509,21405.841181275202,20162.587524557213,0,182943.14197010553]
[2004,2,6,24,4.8374460780349647E-2,4.5474473352142025E-2,1.2651381638821579E-3,1.8584244542553596E-2,4.405510488505753E-4,2.4257002823500004E-2,3.3249910153159944E-2,6.9059573088235144E-3,0.17855173817326148,57976.666249189919,47409.398573338636,489.29653390000561,16.358789767966059,21391.92886123055,272.36224148335509,18725.510582777282,19447.201754532256,0,165728.72358621997]
[2004,2,7,1,4.2071657928858926E-2,4.3259131417078052E-2,1.233105479686826E-3,1.7142829139468182E-2,4.405510488505753E-4,2.2781329784389064E-2,3.5113737465294934E-2,6.7311018220036637E-3,0.16877344408563025,50422.773317658641,45099.794502448785,476.90778317242166,15.94459315180589,19732.746229852612,272.36224148335509,17586.345480161199,20537.316753572399,0,154144.19090150122]
[2004,2,7,2,3.994893963459125E-2,4.1365967604176018E-2,1.2055347755095052E-3,1.7704491859384334E-2,4.405510488505753E-4,2.2409568271015999E-2,2.9605822636533947E-2,6.5806027607481559E-3,0.15926147859080977,47878.700926927238,43126.077136324166,466.24471855523404,15.588091888728359,20379.264247894182,272.36224148335509,17299.359317707836,17315.848472055393,0,146753.44515283612]
[2004,2,7,3,3.8252069973773575E-2,4.007343883924061E-2,1.1717205898153721E-3,1.915430878949835E-2,4.405510488505753E-4,2.2375189378729874E-2,2.0809343651273963E-2,6.3960226654645354E-3,0.14867264493664686,45845.007023024024,41778.551659562567,453.16696599892776,15.150859679047889,22048.117698449627,272.36224148335509,17272.820082171929,12170.965350029979,0,139856.14188039946]
[2004,2,7,4,3.7316848572321835E-2,3.986548947786242E-2,1.1439645743294214E-3,1.8888489419878723E-2,4.405510488505753E-4,2.2796884194280588E-2,1.8089075509255963E-2,6.2445120530419109E-3,0.14478581484982142,44724.146589927623,41561.754115140087,442.43223159610443,14.791962259703757,21742.138672408521,272.36224148335509,17598.352910310419,10579.935385119739,0,136935.91410824555]
[2004,2,7,5,3.7601734147115824E-2,3.9902429376107558E-2,1.1609024511481806E-3,1.8404181895143309E-2,4.405510488505753E-4,2.2492998065242041E-2,1.665567475609897E-2,6.3369701398753092E-3,0.14299544187958177,45065.581215194783,41600.265794991785,448.98301368113215,15.010976414761368,21184.662575256658,272.36224148335509,17363.76403852459,9741.5681981607904,0,135692.19805370786]
[2004,2,7,6,3.8944769093882385E-2,4.1972047632120299E-2,1.1772532607692353E-3,1.9146694705498915E-2,4.405510488505753E-4,2.2776463264581232E-2,1.632696921500797E-2,6.4262236273056527E-3,0.14721097184801626,46675.2051285907,43757.945687932079,455.30674550935498,15.222399534198454,22039.353288204893,272.36224148335509,17582.588706547165,9549.3149575961124,0,140347.29915539784]
[2004,2,7,7,4.1427993219898269E-2,4.6834310020319708E-2,1.2151474338920065E-3,1.9260478033503045E-2,4.405510488505753E-4,2.4410042191469378E-2,1.7363908859364969E-2,6.6330749810234128E-3,0.15758550578832137,49651.342827151704,48827.09588446626,469.96244722898615,15.712387765716278,22170.326858461409,272.36224148335509,18843.651324456867,10155.80003915556,0,150406.25401016985]
[2004,2,7,8,4.8119986847226612E-2,5.1686459435419101E-2,1.312911799933407E-3,1.8185994501479362E-2,4.405510488505753E-4,2.5832362478344677E-2,1.8623802113244967E-2,7.1667372777439115E-3,0.17136880550224259,57671.679897883936,53885.702803923923,507.77315186870834,16.976523775938414,20933.511704260043,272.36224148335509,19941.630072193158,10892.686189659938,0,164122.322585049]
[2004,2,7,9,5.0624025967458457E-2,5.3246601700678159E-2,1.3642513751282183E-3,1.9328966297866249E-2,4.405510488505753E-4,2.6532132458463548E-2,1.8673636041807967E-2,7.4469824910102208E-3,0.17765714738126342,60672.764313228356,55512.228655295752,527.62890905939855,17.640366936602746,22249.162243764917,272.36224148335509,20481.826660517381,10921.833049261106,0,170655.44643954682]
[2004,2,7,10,5.2914199840512446E-2,5.4661969315263265E-2,1.4123452738311955E-3,1.9964843847990583E-2,4.405510488505753E-4,2.6434508394533061E-2,1.8777554197714964E-2,7.7095106644062923E-3,0.18231548258310237,{"$f":"E900*1000000*$N$8826","v":63417.531782442224},{"$f":"F900*1000000*$O$8826","v":56987.819737968515},{"$f":"G900*1000000*$P$8826","v":546.22938970958683},{"$f":"G900*1000000*$Q$8826","v":18.262242080729017},{"$f":"H900*1000000*$R$8826","v":22981.10737532872},{"$f":"I900*1000000*$S$8826","v":272.36224148335509},{"$f":"J900*1000000*$T$8826","v":20406.464487557867},{"$f":"K900*1000000*$U$8826","v":10982.612682486379},{"$f":"L900*1000000*$V$8826","v":0},{"$f":"SUM(N900:V900)","v":175612.38993905738}]
[2004,2,7,11,5.4505462338891343E-2,5.4453568560352342E-2,1.382951131891054E-3,2.0684597993042318E-2,4.405510488505753E-4,2.6540815778238587E-2,1.8448816074971966E-2,7.549058078939094E-3,0.18400582100517729,65324.655775043728,56770.551593353681,534.86110426940809,17.882162969896566,23809.601072409983,272.36224148335509,20488.529862785374,10790.34038557066,0,178008.78419788607]
[2004,2,7,12,5.7191222006743855E-2,5.3102275781015923E-2,1.353278744560334E-3,2.0177386438319039E-2,4.405510488505753E-4,2.6256286553307501E-2,1.8868029428044965E-2,7.3870866468798251E-3,0.18477611664772201,68543.531797158939,55361.761710978557,523.3852064679312,17.498486024473138,23225.760633193313,272.36224148335509,20268.883806290924,11035.529819703006,0,179248.7137013005]
[2004,2,7,13,5.9311573985946858E-2,5.1440101197459981E-2,1.3357534259321444E-3,1.9146135791453585E-2,4.405510488505753E-4,2.5707412290026176E-2,1.839478159977697E-2,7.2914219157658557E-3,0.18306773125521214,71084.768165399728,53628.862096725745,516.60722924372567,17.271875989901549,22038.709934127739,272.36224148335509,19845.173140118626,10758.736710974941,0,178162.49139406378]
[2004,2,7,14,5.5822909059396353E-2,5.0571093243553425E-2,1.288122992806605E-3,1.9817352830406674E-2,4.405510488505753E-4,2.4860358036746331E-2,1.7807814551603969E-2,7.0314236427263367E-3,0.17763962540609024,66903.612265383272,52722.878114654697,498.18599549881338,16.655993658388514,22811.333600096645,272.36224148335509,19191.278530822055,10415.431524389414,0,172831.73826598664]
[2004,2,7,15,5.3817025589188335E-2,4.9128698415467326E-2,1.2672596913323891E-3,2.0450361716484212E-2,4.405510488505753E-4,2.4112026601167694E-2,1.7345217654895967E-2,6.9175380028686888E-3,0.17347867872025519,64499.566109394749,51219.109818641322,490.11704193431115,16.386222045748912,23539.976673453275,272.36224148335509,18613.594291828729,10144.867930687609,0,168795.98032946911]
[2004,2,7,16,5.4346701435301709E-2,4.7998775468634368E-2,1.2817247966469927E-3,1.9884350013212954E-2,4.405510488505753E-4,2.3554010978175575E-2,1.7230864803046968E-2,6.9964980742839352E-3,0.17173347661815308,65134.381242318079,50041.108988840795,495.71147113974718,16.57326218378962,22888.452633114801,272.36224148335509,18182.826833469404,10077.985254287287,0,167109.40192683728]
[2004,2,7,17,6.1581445141021728E-2,4.7997717744005644E-2,1.3223698246702382E-3,1.9357085331089232E-2,4.405510488505753E-4,2.3263972986232923E-2,1.6930744156134967E-2,7.2183654057405601E-3,0.17811225163774586,73805.202879576347,50040.006258345922,511.43107544843127,17.098820172258691,22281.529465202155,272.36224148335509,17958.92821223216,9902.4507417333116,0,174789.00969419393]
[2004,2,7,18,6.8733353209117512E-2,4.7871482082547392E-2,1.372040292008662E-3,2.0270801286240567E-2,4.405510488505753E-4,2.2350884574176201E-2,1.6356338043443972E-2,7.4894995290649899E-3,0.18488495006544986,82376.746219183187,49908.399307301122,530.64129943796536,17.741081038354569,23333.288478984639,272.36224148335509,17254.057670418355,9566.4921929407592,0,183259.7284907877]
[2004,2,7,19,7.1993575305799529E-2,4.7261937173726967E-2,1.4209997969145179E-3,2.0872400852602412E-2,4.405510488505753E-4,2.236747100083019E-2,1.6248748595487968E-2,7.7567527511980235E-3,0.18836243652541018,86284.113977881774,49272.918445173542,549.57655626271094,18.374148849257473,24025.776952061489,272.36224148335509,17266.861779404931,9503.565295050772,0,187193.5493961678]
[2004,2,7,20,7.0143814479948691E-2,4.6378988715124338E-2,1.3951599912790768E-3,2.0182939860489264E-2,4.405510488505753E-4,2.1735429546104114E-2,1.579742844467797E-2,7.6157020741406877E-3,0.1836900141606147,84067.180407745866,48352.400794106885,539.5829226067043,18.040028861336015,23232.153059408422,272.36224148335509,16778.949112067432,9239.5972425580403,0,182500.26580883807]
[2004,2,7,21,6.4556442732911085E-2,4.5294874725423005E-2,1.3453041316348936E-3,2.0907209394728545E-2,4.405510488505753E-4,2.1217685706581311E-2,1.5472587359574972E-2,7.3435559575134625E-3,0.17657821105721783,77370.729806280127,47222.158078843822,520.30099750561612,17.395370791645227,24065.844325003141,272.36224148335509,16379.269983664992,9049.6042443496262,0,174897.66504792235]
[2004,2,7,22,6.0262500026008359E-2,4.3718027534406526E-2,1.3014755417938254E-3,2.1033087287019064E-2,4.405510488505753E-4,2.004618797119731E-2,1.5521068818514972E-2,7.1043106489856065E-3,0.16942720887677626,72224.450567290274,45578.216512126841,503.35013972012825,16.828647956538951,24210.73969112441,272.36224148335509,15474.916985017508,9077.9600717493795,0,167358.82485646845]
[2004,2,7,23,5.7264087234984003E-2,4.1481608690881522E-2,1.2542779168320461E-3,2.0592205893155215E-2,4.405510488505753E-4,1.888059746971632E-2,1.5315486583350973E-2,6.8466749279480488E-3,0.1620754897657187,68630.86058492634,43246.638716633635,485.09629602036449,16.218362023872253,23703.250490141279,272.36224148335509,14575.124152841154,8957.7191692637516,0,159887.27001333376]
[2004,2,7,24,4.9485001597744112E-2,3.9577912217105132E-2,1.190945835707886E-3,2.0792001340219281E-2,4.405510488505753E-4,1.813074476792214E-2,1.5411048505606971E-2,6.5009667191463297E-3,0.15152917203230243,59307.646549281155,41261.94052806907,460.60239593625334,15.399450516611449,23933.23078235094,272.36224148335509,13996.265552496354,9013.6114099826846,0,148261.05891011644]
[2004,2,8,1,4.0084198687143233E-2,3.8767995822181982E-2,1.1311752996329891E-3,2.1194484677623044E-2,4.405510488505753E-4,1.8317298311278062E-2,1.5324034582146973E-2,6.1746997688299204E-3,0.14143443819768678,48040.808551911316,40417.562433117811,437.48593564305457,14.626591344481577,24396.520796742283,272.36224148335509,14140.278000191729,8962.7187213352481,0,136682.36327176928]
[2004,2,8,2,3.7514298249994756E-2,3.779329543692795E-2,1.1096890087339468E-3,2.0470835020235275E-2,4.405510488505753E-4,1.8463343988890955E-2,1.5408451640618971E-2,6.0574134423954807E-3,0.13725787783664792,44960.789518423131,39401.388838401108,429.17603877692227,14.348764206114154,23563.543058215069,272.36224148335509,14253.019871131353,9012.0925560333562,0,131906.7208866704]
[2004,2,8,3,3.6078321159653447E-2,3.7206550417133118E-2,1.1020048515164211E-3,1.9960733544818209E-2,4.405510488505753E-4,1.9082770000809272E-2,1.553492839479797E-2,6.0154682515748343E-3,0.13542132766915385,43239.774686108569,38789.677993748432,426.20416455810914,14.249404692620567,22976.376092716713,272.36224148335509,14731.193882398191,9086.0662583515768,0,129535.90472405756]
[2004,2,8,4,3.5944643317195546E-2,3.7003362668445484E-2,1.0840060945391725E-3,1.9670822161785145E-2,4.405510488505753E-4,1.8981658304889765E-2,1.5595153740638973E-2,5.9172191821488121E-3,0.13463741651849348,43079.562137336514,38577.844667210353,419.243083424921,14.016672893137084,22642.665262141723,272.36224148335509,14653.139386310611,9121.2908483102092,0,128780.12429911082]
[2004,2,8,5,3.4891734991966204E-2,3.7387123724599992E-2,1.0952072990077085E-3,1.9771575376628332E-2,4.405510488505753E-4,1.9363443776847546E-2,1.571170357094797E-2,5.9783627331659933E-3,0.13463970252201432,41817.654230187043,38977.934641364991,423.57518775820745,14.161509365769058,22758.640146110269,272.36224148335509,14947.863674695078,9189.4584930958645,0,128401.65012406057]
[2004,2,8,6,3.6991387145504512E-2,3.8192301640648449E-2,1.1199740951644533E-3,1.9090815264114613E-2,4.405510488505753E-4,2.0492519252122254E-2,1.6407167623451967E-2,6.1135562178127392E-3,0.13884827228766955,44334.081910855515,39817.372636584638,433.15383130976818,14.481754871849606,21975.031651015866,272.36224148335509,15819.468254817737,9596.2213889885188,0,132262.17366992726]
[2004,2,8,7,4.0359244327361724E-2,4.0574304297642312E-2,1.150267527988882E-3,1.8474042452607416E-2,4.405510488505753E-4,2.0458073473737716E-2,1.6820302878536971E-2,6.2789177251925E-3,0.14455570373191812,48370.450041015414,42300.728793206392,444.86992059083286,14.873462207121321,21265.077577978784,272.36224148335509,15792.877385683369,9837.8558662108462,0,138299.09528837612]
[2004,2,8,8,4.37362671923721E-2,4.2703943949367794E-2,1.2231493833487969E-3,1.8530604631078834E-2,4.405510488505753E-4,2.0459818921284539E-2,1.7339146305460965E-2,6.676754891181514E-3,0.15111023632294512,52417.803218750916,44520.983974270159,473.0572286887724,15.815856471850191,21330.185099316346,272.36224148335509,15794.224806745546,10141.316920870115,0,144965.74934659706]
[2004,2,8,9,5.070375698813652E-2,4.425891470173178E-2,1.2708505775919682E-3,1.8236792921533271E-2,4.405510488505753E-4,2.033694602603477E-2,1.7301788731696972E-2,6.9371394250038014E-3,0.15948674042057964,60768.321735491903,46142.118266422134,491.50582953917615,16.432653775561629,20991.984685799209,272.36224148335509,15699.371468223979,10119.467229526537,0,154501.56411026185]
[2004,2,8,10,5.4995723513669686E-2,4.5747496551309358E-2,1.3027697038111438E-3,1.8659406598121212E-2,4.405510488505753E-4,2.0308829306667886E-2,1.7481805410451967E-2,7.111375037601373E-3,0.16604795717048318,65912.232526216641,47694.038827858094,503.85066132911663,16.845382037425445,21478.446305729554,272.36224148335509,15677.666398974967,10224.755353759154,0,161780.19769738833]
[2004,2,8,11,5.3075080039064616E-2,4.6090425028603527E-2,1.291509330939197E-3,2.0162596330508941E-2,4.405510488505753E-4,2.1549359087316696E-2,1.7916621567654965E-2,7.0499085064705154E-3,0.16757605093940905,63610.346284704363,48051.558809151538,499.49567341241476,16.699780491460036,23208.736054475623,272.36224148335509,16635.309587822892,10479.070553298227,0,162773.57898483984]
[2004,2,8,12,5.389046874398401E-2,4.6602627091779029E-2,1.2808695479521025E-3,2.048423143705411E-2,4.405510488505753E-4,2.1946782581731005E-2,1.786295538938697E-2,6.9918295636469518E-3,0.16950031540438476,64587.58754064564,48585.554916706904,495.38070076700927,16.562203444121138,23578.963388857392,272.36224148335509,16942.105852169687,10447.682288146081,0,164926.19913222018]
[2004,2,8,13,5.4020901836072027E-2,4.625874489790751E-2,1.2545363786736403E-3,2.1041332684097178E-2,4.405510488505753E-4,2.1726480861061069E-2,1.7607111467098965E-2,6.8480857829004696E-3,0.16919774495666146,64743.911264483584,48227.040638481383,485.19625702608528,16.221704048522515,24220.230792434646,272.36224148335509,16772.041057610139,10298.044338705402,0,165035.04829427309]
[2004,2,8,14,5.2199042482717901E-2,4.6375369271538069E-2,1.2328433830990264E-3,2.0899031902878402E-2,4.405510488505753E-4,2.0640540556387827E-2,1.7496123183950968E-2,6.7296711262126363E-3,0.16601317295563542,62560.417537039626,48348.627344280067,476.80641641611112,15.941204128297532,24056.431387957411,272.36224148335509,15933.735236590775,10233.129530670554,0,161897.4508985662]
[2004,2,8,15,5.2528851347298705E-2,4.6097832707771708E-2,1.1899299190811464E-3,2.0221582769137218E-2,4.405510488505753E-4,2.0159339215107548E-2,1.7023923089435969E-2,6.4954211771226355E-3,0.16415743127380547,62955.692609037797,48059.281682849673,460.20948668856312,15.38631427031593,23276.634090149018,272.36224148335509,15562.265567639717,9956.9492202804613,0,160558.7812123989]
[2004,2,8,16,5.6055445155826555E-2,4.5746095068963516E-2,1.2101158618070726E-3,1.9721708218387771E-2,4.405510488505753E-4,2.0110174097749747E-2,1.6953885886570968E-2,6.605609346828808E-3,0.16684358468498497,67182.306176098646,47692.57771285819,468.01646942868678,15.647327338096872,22701.239120249295,272.36224148335509,15524.31191227323,9915.9858730664437,0,163772.44683279592]
[2004,2,8,17,5.9386920907829176E-2,4.6046634451164137E-2,1.2641712100204588E-3,2.0909765412836161E-2,4.405510488505753E-4,2.0021602243000987E-2,1.6609272045949971E-2,6.9006790378179153E-3,0.17157959635746936,71175.07125658475,48005.904955757709,488.92256117000852,16.346286631636413,24068.786503115411,272.36224148335509,15455.937710583839,9714.4281889978211,0,169197.75970432453]
[2004,2,8,18,7.0110080999583393E-2,4.5931536635887005E-2,1.3479290663722563E-3,2.1677969420992423E-2,4.405510488505753E-4,1.9863244748313739E-2,1.6321204677699968E-2,7.3578845800720055E-3,0.18305040117777135,84026.750918692895,47885.909762913165,521.31620003872456,17.429312345816182,24953.04980775297,272.36224148335509,15333.691571429526,9545.9433960028982,0,182556.45321065935]
[2004,2,8,19,7.2918520090805655E-2,4.4969217097491111E-2,1.3969012473289458E-3,2.1458674688526823E-2,4.405510488505753E-4,2.0180534600874694E-2,1.6472777546620968E-2,7.6252069964388393E-3,0.1854623833169376,87392.657912722119,46882.643816380267,540.25635936970491,18.062544063600246,24700.624302599659,272.36224148335509,15578.627622893475,9634.5953096123485,0,185019.83010912454]
[2004,2,8,20,6.6925873732712554E-2,4.4195969386548024E-2,1.3838675637929615E-3,2.170012724912726E-2,4.405510488505753E-4,2.0938132544386485E-2,1.646184927117797E-2,7.554060567814774E-3,0.17960043136441059,80210.486737106257,46076.494646929888,535.21553745778237,17.894012835190299,24978.555212726224,272.36224148335509,16163.465263880871,9628.203581743308,0,177882.6772341629]
[2004,2,8,21,6.3878073425835125E-2,4.319631793945207E-2,1.3688834491190742E-3,2.1853401016077786E-2,4.405510488505753E-4,2.1348381686786797E-2,1.6875237902601967E-2,7.4722674015009465E-3,0.17643311387022434,76557.705944606132,45034.308330162916,529.42037959850506,17.70026167914498,25154.985387834538,272.36224148335509,16480.162454934911,9869.9862536753826,0,173916.63125397489]
[2004,2,8,22,6.3524660131419899E-2,4.2834333395856711E-2,1.3262064157234482E-3,2.0824832472283703E-2,4.405510488505753E-4,2.1655488943567613E-2,1.6560237382939966E-2,7.2393080464586146E-3,0.17440561783710054,76134.141024443525,44656.921452654584,512.9148902268638,17.148428972512203,23971.022000602916,272.36224148335509,16717.237918409963,9685.7488036963714,0,171967.49676049009]
[2004,2,8,23,5.8783664768303517E-2,4.2834168478512458E-2,1.2417688010833872E-3,1.9218282934049442E-2,4.405510488505753E-4,2.3834280013427231E-2,1.6346790235943969E-2,6.778391935783553E-3,0.16947789821595413,70452.070332132877,44656.74951812673,480.25835250343579,16.056613686372472,22121.756976390756,272.36224148335509,18399.184180822525,9560.9078729257362,0,165959.34608807179]
[2004,2,8,24,4.4562251209247915E-2,4.3526206754453886E-2,1.1760096207117084E-3,1.9705243195174259E-2,4.405510488505753E-4,2.6284246894548002E-2,1.7765528207560968E-2,6.4194350208198062E-3,0.15987947195136712,53407.742928694453,45378.233815438944,454.82576344198941,15.20631872434787,22682.286582013185,272.36224148335509,20290.468157400035,10390.699094729371,0,152891.82490192569]
[2004,2,9,1,3.8265210301593792E-2,4.247532283220197E-2,1.1133311054289218E-3,2.0316352753655315E-2,4.405510488505753E-4,2.7142876357966809E-2,1.9039418044428966E-2,6.0772944048137862E-3,0.15487035684894013,45860.755671962899,44282.635097042628,430.5846321937168,14.395858109253455,23385.721804871508,272.36224148335509,20953.298401553559,11135.771564294097,0,146335.525271511]
[2004,2,9,2,3.5204464262643669E-2,4.211597516673371E-2,1.096112917792771E-3,2.010290703226468E-2,4.405510488505753E-4,2.8083520204042558E-2,1.9631121233213963E-2,5.9833061969284968E-3,0.1526579580624704,42192.459453024487,43907.997296035945,423.92543893647093,14.173219412732859,23140.028972038439,272.36224148335509,21679.440721051142,11481.846823989446,0,143112.23416597201]
[2004,2,9,3,3.3873339882459649E-2,4.1598171423447891E-2,1.1050247383839452E-3,2.0388281203918363E-2,4.405510488505753E-4,2.930161714626198E-2,2.0894486307197962E-2,6.0319527829722601E-3,0.1536334245334926,40597.110322901724,43368.16115855932,427.37211618523844,14.288453150567067,23468.517115038805,272.36224148335509,22619.766586878257,12220.763572041516,0,142988.34156623879]
[2004,2,9,4,3.5271447393229849E-2,4.16372011454504E-2,1.1203596212536191E-3,1.9882957409757998E-2,4.405510488505753E-4,2.9957597206167981E-2,2.2844627758007954E-2,6.1156606731119509E-3,0.1572704022558303,42272.73856195253,43408.851583543343,433.30293485003131,14.486739892792595,22886.849636879357,272.36224148335509,23126.158973573307,13361.361969723921,0,145776.11264189862]
[2004,2,9,5,3.4990785849632985E-2,4.2659842241451279E-2,1.1459178707407959E-3,1.9911764681364803E-2,4.405510488505753E-4,3.1096048585379139E-2,2.5401558902510956E-2,6.2551744312813263E-3,0.16190164361121184,41936.36642716053,44475.005751890581,443.18767569782386,14.817219236578243,22920.009074890833,272.36224148335509,24005.001405365547,14856.859419507893,0,148923.60921523313]
[2004,2,9,6,3.7087070414512882E-2,4.6533374728241129E-2,1.2099816799367087E-3,2.0052228059801763E-2,4.405510488505753E-4,3.2069790172853906E-2,2.6050649232703952E-2,6.6048768938092046E-3,0.17004852223071013,44448.758061523506,48513.355885842051,467.96457412906204,15.64559230782854,23081.693484082251,272.36224148335509,24756.693959215783,15236.499260639301,0,156792.97305922312]
[2004,2,9,7,4.3781754111689081E-2,5.5373061568114487E-2,1.3320223437653042E-3,2.0698443194748659E-2,4.405510488505753E-4,3.5493585705518957E-2,2.8655226900647948E-2,7.2710552120369559E-3,0.19304570008537197,52472.319174017452,57729.168753201222,515.16422038979226,17.223631465693177,23825.53798979682,272.36224148335509,27399.737699890677,16759.864200891396,0,178991.3779111364]
[2004,2,9,8,5.0994437976471463E-2,6.5973671449845256E-2,1.5074326442299729E-3,2.0811407309629736E-2,4.405510488505753E-4,4.0811926218900063E-2,3.3353984690144937E-2,8.2285601558604211E-3,0.22212197149393245,61116.702148912969,68780.831410439525,583.00475708212741,19.491763366506312,23955.568581240805,272.36224148335509,31505.300216857959,19508.072851895635,0,205741.33397127889]
[2004,2,9,9,5.3425906060326635E-2,7.0989550605276841E-2,1.5795002658166646E-3,2.066387103307369E-2,4.405510488505753E-4,4.1286032460108021E-2,3.4085342072490941E-2,8.6219526976670253E-3,0.23109270624361036,64030.810364678175,74010.134721642273,610.87715746927597,20.423629232441755,23785.742709367936,272.36224148335509,31871.292730512596,19935.829032397607,0,214537.47258678367]
[2004,2,9,10,4.7333842635471968E-2,7.2999361928315132E-2,1.6048568324503255E-3,2.285242730358801E-2,4.405510488505753E-4,4.0763778847595585E-2,3.3248943759173935E-2,8.7603655379951198E-3,0.22800412789344063,56729.488091434992,76105.462914522665,620.68389678016945,20.751500728725315,26304.943311815958,272.36224148335509,31468.132223868259,19446.636530183263,0,210968.46071081737]
[2004,2,9,11,4.6582765513979635E-2,7.4569545489303363E-2,1.5931200850833594E-3,2.3439478294935177E-2,4.405510488505753E-4,4.165222552757384E-2,3.2765502366829943E-2,8.6962986411338351E-3,0.22973948696768973,55829.324102054634,77742.457315749489,616.14466938994144,20.599739452196616,26980.685229441835,272.36224148335509,32153.980258319112,19163.881411444632,0,212779.4349673352]
[2004,2,9,12,4.6928909079646391E-2,7.4614094584733809E-2,1.564770593501799E-3,2.4167208770985042E-2,4.405510488505753E-4,4.1316464383289203E-2,3.0968900144516944E-2,8.5415484453225388E-3,0.22854244705084631,56244.17627109665,77788.901961847732,605.1804060670172,20.233168127379109,27818.360311588011,272.36224148335509,31894.785051626208,18113.085011423642,0,212757.08442326004]
[2004,2,9,13,4.8572339217753793E-2,7.3509692900889892E-2,1.5207834922774655E-3,2.2548321464597947E-2,4.405510488505753E-4,4.1299682198091006E-2,3.3013147195281936E-2,8.30143787727043E-3,0.22920595539501301,58213.823045115409,76637.508317132626,588.16824345915541,19.664395670762161,25954.893544710041,272.36224148335509,31881.829824271135,19308.723876287044,0,212876.97348812956]
[2004,2,9,14,4.6889737753239111E-2,7.484355464095048E-2,1.5025901599448517E-3,2.3133918486694157E-2,4.405510488505753E-4,4.2126638176550942E-2,3.2093060833466941E-2,8.2021266874089793E-3,0.229232177787106,56197.229537613362,78028.125474731452,581.13190963841066,19.429147926836151,26628.961829237109,272.36224148335509,32520.20930745859,18770.583922603313,0,213018.03337069243]
[2004,2,9,15,4.734510446487674E-2,7.3326768487541258E-2,1.4830178514752457E-3,2.2571265558467411E-2,4.405510488505753E-4,4.1631905946318687E-2,3.326819557438894E-2,8.0952881376086475E-3,0.22816209706952748,56742.985364876869,76446.800524783204,573.56225205633814,19.176069418362758,25981.30400345735,272.36224148335509,32138.294291812876,19457.896528568301,0,211632.38127645664]
[2004,2,9,16,5.1471497037454919E-2,7.0304272997693748E-2,1.4955616542447956E-3,2.1943894285473647E-2,4.405510488505753E-4,3.9854274623998764E-2,3.3072934759164938E-2,8.163760474377774E-3,0.22674674688125918,61688.456200816014,73295.698757102175,578.41361089783595,19.338266274213051,25259.150266686825,272.36224148335509,30766.028543213059,19343.692416409074,0,211223.14030288259]
[2004,2,9,17,5.6861668243395842E-2,6.8135887542766879E-2,1.5145957165367601E-3,2.2492515061346616E-2,4.405510488505753E-4,3.9039344825064951E-2,3.1595611257709939E-2,8.2676609220557074E-3,0.22834783461772729,68148.562463329101,71035.04915051545,585.77509992043929,19.584385024207236,25890.655980163363,272.36224148335509,30136.932826599139,18479.63569994974,0,214568.5578469848]
[2004,2,9,18,6.7668699470968777E-2,6.6161695065582768E-2,1.5572376781751278E-3,2.2840877892203727E-2,4.405510488505753E-4,3.6902096394354079E-2,3.0600543038656943E-2,8.5004288323489319E-3,0.23467212942114093,81100.761464999101,68976.855374712221,602.26702516939872,20.135764237680007,26291.649029868906,272.36224148335509,28487.055947806493,17897.64037044935,0,223648.72721872648]
[2004,2,9,19,6.7127016734376127E-2,6.4767393584676855E-2,1.5400531650957437E-3,2.3331422710324772E-2,4.405510488505753E-4,3.7124718675190925E-2,3.4844138096771934E-2,8.4066244423722809E-3,0.23758191845765919,80451.556104861287,67523.226783397244,595.62085566274152,19.913560967905994,26856.304742855384,272.36224148335509,28658.912129137098,20379.633521094158,0,224757.52993945911]
[2004,2,9,20,6.8562133597682609E-2,6.4255590151224229E-2,1.529527152702272E-3,2.2946024693102966E-2,4.405510488505753E-4,3.6969758751036128E-2,3.3650915692542943E-2,8.3491665343771553E-3,0.23670366762151884,82171.539957297369,66989.64626714008,591.54988418551557,19.777455024100281,26412.681277355325,272.36224148335509,28539.288788991551,19681.741805712667,0,224678.58767718993]
[2004,2,9,21,6.4541611120426667E-2,6.2570339183168289E-2,1.4584011531248952E-3,2.2019297138523266E-2,4.405510488505753E-4,3.6325797552989453E-2,3.5272593013609937E-2,7.9609139856424739E-3,0.23058950419633556,77352.954157041357,65232.688375138336,564.04165934737421,18.857764742564257,25345.944888048911,272.36224148335509,28042.17451990144,20630.228159458256,0,217459.25176516158]
[2004,2,9,22,6.0025964113718827E-2,6.0632510656648278E-2,1.4146158157512076E-3,2.1937037591084358E-2,4.405510488505753E-4,3.6320081507654721E-2,3.4372564078996935E-2,7.7219047775673264E-3,0.22286522959027225,71940.962887602727,63212.405825208698,547.10752960232981,18.291601180777707,25251.257671523057,272.36224148335509,28037.76194394612,20103.819390360506,0,209383.96909090757]
[2004,2,9,23,5.5844047664624114E-2,5.7462198534060108E-2,1.3750004637421479E-3,1.9742427134484011E-2,4.405510488505753E-4,3.6161785450776314E-2,3.2223600662476939E-2,7.5056580959329032E-3,0.21075526905494707,66928.946829128137,59907.197871336051,531.78615603172977,17.779357353501506,22725.088224160816,272.36224148335509,27915.563232511871,18846.934035432663,0,197145.6579474381]
[2004,2,9,24,4.2805561531273045E-2,5.4503783836705379E-2,1.265469998998824E-3,2.0346333576480007E-2,4.405510488505753E-4,3.6186368458468468E-2,3.533619194193393E-2,6.9077686834343567E-3,0.19779202907614457,51302.354888798873,56822.903514675694,489.42487227208727,16.363080541152847,23420.232092744573,272.36224148335509,27934.54040681677,20667.425889761635,0,180925.60698709413]
[2004,2,10,1,3.6633864418790643E-2,5.2363587794455504E-2,1.1901438831244874E-3,1.9950495921616136E-2,4.405510488505753E-4,3.6357119229270672E-2,3.4388247320412936E-2,6.4965891337862795E-3,0.18782059875030724,43905.591846701464,54591.642771832441,460.29223801784462,15.389080918973638,22964.59178226248,272.36224148335509,28066.353697557552,20112.99220191329,0,170389.2158606874]
[2004,2,10,2,3.3370425927470214E-2,4.9630418866984244E-2,1.1734146549124179E-3,1.9767097465734528E-2,4.405510488505753E-4,3.4531755994648541E-2,3.4979867683925935E-2,6.4052699884625764E-3,0.18029880163098905,{"$f":"E964*1000000*$N$8826","v":39994.369247339659},{"$f":"F964*1000000*$O$8826","v":51742.17832510134},{"$f":"G964*1000000*$P$8826","v":453.8221514987012},{"$f":"G964*1000000*$Q$8826","v":15.172764681653126},{"$f":"H964*1000000*$R$8826","v":22753.48571806409},{"$f":"I964*1000000*$S$8826","v":272.36224148335509},{"$f":"J964*1000000*$T$8826","v":26657.240674978562},{"$f":"K964*1000000*$U$8826","v":20459.019018777744},{"$f":"L964*1000000*$V$8826","v":0},{"$f":"SUM(N964:V964)","v":162347.65014192509}]
[2004,2,10,3,3.2368021316359637E-2,4.65616121209197E-2,1.1372567058928191E-3,1.9541693717286666E-2,4.405510488505753E-4,3.3244579183027825E-2,3.4131822237603936E-2,6.2078960893638966E-3,0.17363343241930504,38792.98991106364,48542.794771121793,439.83794041938802,14.705226587128022,22494.028254468489,272.36224148335509,25663.58770048336,19963.014343406649,0,156183.32038903382]
[2004,2,10,4,3.3898349308886466E-2,4.5327842000861734E-2,1.1301585224117441E-3,1.9343838284542246E-2,4.405510488505753E-4,3.2371922575864444E-2,3.1027749798006942E-2,6.1691495291146346E-3,0.16970956106853877,40627.084055851738,47256.528101978525,437.09269355748103,14.613443970322724,22266.281071504705,272.36224148335509,24989.929019257605,18147.504986675682,0,154011.39561427943]
[2004,2,10,5,3.4349019481584211E-2,4.5683005268309276E-2,1.1550190929956611E-3,1.9256773206238822E-2,4.405510488505753E-4,3.2723174732351722E-2,2.538286599474995E-2,6.3048548963440081E-3,0.16529526372142422,41167.211093331309,47626.803460081974,446.70760469110809,14.934902020758914,22166.062310548368,272.36224148335509,25261.082715424629,14845.926314818811,0,151801.09064240032]
[2004,2,10,6,3.6048578421757099E-2,4.8755852177453221E-2,1.2107389929768766E-3,1.9534885522035986E-2,4.405510488505753E-4,3.5541794178914107E-2,2.4771770533209957E-2,6.6090108071430384E-3,0.17291318168234085,43204.128091592851,50830.399084869889,468.25746755067405,15.655384696649245,22486.191485632262,272.36224148335509,27436.952861438411,14488.508905956494,0,159202.45552322059]
[2004,2,10,7,4.1747595975702323E-2,5.6433174056900751E-2,1.3246778986353302E-3,2.0105818417008647E-2,4.405510488505753E-4,3.7798625255918837E-2,2.824543572475495E-2,7.2309643935219593E-3,0.19332684277129339,50034.385904152776,58834.388710873915,512.32373098862854,17.128664578064928,23143.380205132038,272.36224148335509,29179.143128038508,16520.18560813403,0,178513.29819338128]
[2004,2,10,8,4.8542513806521685E-2,6.7268929647648343E-2,1.4877381414652323E-3,2.08236601098758E-2,4.405510488505753E-4,4.2724103582751881E-2,3.410295968586094E-2,8.1210545891210149E-3,0.22351151061209548,58178.077366820413,70131.202456619838,575.38784043635826,19.237104832355072,23969.672519155229,272.36224148335509,32981.430541922906,19946.133219087478,0,206073.50329035791]
[2004,2,10,9,5.0123443303225518E-2,7.1712578982970884E-2,1.5768832080501872E-3,2.0468444819905861E-2,4.405510488505753E-4,4.2861687489973037E-2,3.4584207660755935E-2,8.6076670728032871E-3,0.23037546358653527,60072.817283614073,74763.927740254905,609.86500138173517,20.389789530949344,23560.791749422624,272.36224148335509,33087.640238538588,20227.605452204283,0,212615.39949643047]
[2004,2,10,10,4.4321440483289051E-2,7.2544952713941957E-2,1.563319934904822E-3,2.3043487259361051E-2,4.405510488505753E-4,4.2240365029802017E-2,3.4515058925234939E-2,8.5336297953075395E-3,0.22720280519069194,53119.131895870014,75631.718724176782,604.6193588678758,20.214410477273752,26524.868365684473,272.36224148335509,32608.002239239751,20187.16175161823,0,208968.07898741774]
[2004,2,10,11,4.3627387681294309E-2,7.4114805022943694E-2,1.5287615070823629E-3,2.357891132310309E-2,4.405510488505753E-4,4.3970429587262778E-2,3.5067401367535937E-2,8.3449871363353214E-3,0.23067323467440806,52287.311406060864,77268.367778744316,591.25376811004469,19.767554891379262,27141.183624339956,272.36224148335509,33943.548201588987,20510.215704652681,0,212034.01027987161]
[2004,2,10,12,4.5694979686633878E-2,7.3959690725466085E-2,1.5052339467642047E-3,2.3173077623659017E-2,4.405510488505753E-4,4.3517806182330143E-2,3.2096948491295942E-2,8.2165582170468619E-3,0.22860484592204669,54765.315081954221,77106.653414366898,582.15440327903457,19.463333246672214,26674.037079420206,272.36224148335509,33594.139644367409,18772.857735248366,0,211786.98293336618]
[2004,2,10,13,4.595541324411296E-2,7.2972239665880678E-2,1.4656434709986734E-3,2.2558555002356696E-2,4.405510488505753E-4,4.283424233082362E-2,3.5200826687758938E-2,8.0004473263329233E-3,0.22942791877711505,55077.444027651683,76077.186607944939,566.84265068113325,18.951411080104474,25966.673152497304,272.36224148335509,33066.453588982666,20588.2534830884,0,211634.16716340958]
[2004,2,10,14,4.2332877281703533E-2,7.3903580494983231E-2,1.4731751612437546E-3,2.2955911233344631E-2,4.405510488505753E-4,4.404415839804994E-2,3.4740978206004934E-2,8.0415602520043806E-3,0.227932792076185,50735.844037071256,77048.155710382431,569.75555777423551,19.04879912896283,26424.061463676546,272.36224148335509,34000.464121362595,20319.29738185407,0,209388.98931273344]
[2004,2,10,15,4.3798363669501954E-2,7.2838835390681173E-2,1.4480144962934613E-3,2.2243645343463639E-2,4.405510488505753E-4,4.3463699910362363E-2,3.4884784576098934E-2,7.9042167720834618E-3,0.22702211120733556,52492.225686138307,75938.106020791238,560.02458411281282,18.723460727122934,25604.187337949959,272.36224148335509,33552.371600075239,20403.406826960025,0,208841.40775823809]
[2004,2,10,16,4.5463097630772456E-2,7.0344540099386371E-2,1.4574122591656273E-3,2.2491870236832748E-2,4.405510488505753E-4,4.1360502326864924E-2,3.5134376628370934E-2,7.9555159511347645E-3,0.22464786618137839,54487.405037170531,73337.679211911527,563.65920120922146,18.84497791117753,25889.913736372007,272.36224148335509,31928.780718134192,20549.388183736712,0,207048.03330792871]
[2004,2,10,17,5.2204744809473652E-2,6.8105181733704334E-2,1.4805066265836577E-3,2.2701799892994912E-2,4.405510488505753E-4,4.0884758613345465E-2,3.2232746956081942E-2,8.0815802182767817E-3,0.22613186989931133,62567.251760922001,71003.036818473905,572.59102719697023,19.143598182228743,26131.559301259018,272.36224148335509,31561.524136312473,18852.283518069558,0,210979.75240189955]
[2004,2,10,18,6.1348071263884717E-2,6.5948908344031887E-2,1.5173643300579708E-3,2.4527715892831564E-2,4.405510488505753E-4,3.9030399368825852E-2,3.0727662641710948E-2,8.2827738380422435E-3,0.23182344672823577,73525.504890848621,68755.014641890535,586.84587071710882,19.620184407891355,28233.332396509151,272.36224148335509,30130.027264659278,17971.990062107456,0,219494.6975526234]
[2004,2,10,19,6.6474375626284402E-2,6.4695643814819417E-2,1.542091650238518E-3,2.3170077971841813E-2,4.405510488505753E-4,3.9070489325743259E-2,3.5461192057727936E-2,8.4177518368123254E-3,0.23927217333231823,79669.367423190095,67448.424082321944,596.40924679917316,19.939919472334822,26670.584243974827,272.36224148335509,30160.975231231336,20740.535936074193,0,225578.59832454723]
[2004,2,10,20,6.6833739740800174E-2,6.4086485362322046E-2,1.4983023035068993E-3,2.2394635210126804E-2,4.405510488505753E-4,3.8317376849241629E-2,3.4765573474055941E-2,8.1787207430210566E-3,0.23651538473192513,80100.064385866746,66813.346120118222,579.47356642116642,19.373704067796726,25777.988563984694,272.36224148335509,29579.600205167088,20333.682658018475,0,223475.89144512755]
[2004,2,10,21,6.3331805328775054E-2,6.2600463988608065E-2,1.4349177767411119E-3,2.1976778891651595E-2,4.405510488505753E-4,3.7639709655674591E-2,3.545551250381293E-2,7.8327262513670365E-3,0.23071246544548096,75903.005041796336,65264.094982026974,554.95938280486951,18.554114415452545,25297.003037854229,272.36224148335509,29056.466152000103,20737.214079553316,0,217103.65903193466]
[2004,2,10,22,5.9316015856827824E-2,6.0309879950175962E-2,1.4026589283097435E-3,2.1039930669688265E-2,4.405510488505753E-4,3.7910390969720119E-2,3.4121902505897944E-2,7.6566362111968548E-3,0.22219796614066731,71090.091736173083,62876.04727880624,542.48316228153988,18.136993396807348,24218.616963450146,272.36224148335509,29265.422132571992,19957.21249242574,0,208240.37300058891]
[2004,2,10,23,5.5458911379383476E-2,5.6832293312774868E-2,1.3652680713523333E-3,1.9339093561800674E-2,4.405510488505753E-4,3.727822271688426E-2,3.2023237994552936E-2,7.4525322885898269E-3,0.21019011037418894,66467.361986431148,59250.490371546337,528.02211981905361,17.653513263433286,22260.819522011985,272.36224148335509,28777.411581775279,18729.74595254023,0,196303.86728887082]
[2004,2,10,24,4.4550757487357893E-2,5.3910964805053807E-2,1.25652782473321E-3,1.9155970197043331E-2,4.405510488505753E-4,3.6744186425340636E-2,3.5277733789606934E-2,6.8589564070448018E-3,0.19819564798503123,53393.967732708195,56204.860210780978,485.96645563538686,16.247454317032936,22050.030109359326,272.36224148335509,28365.155281949188,20633.234895642749,0,181421.82438187621]
[2004,2,11,1,3.7404830414208015E-2,5.1629486427700891E-2,1.2258797662246825E-3,1.9953949348816134E-2,4.405510488505753E-4,3.6798210707491688E-2,3.4517578709796944E-2,6.6916591191274553E-3,0.18866214554221639,44829.592600089585,53826.30561179114,474.11321365194135,15.851161516570055,22968.56694890542,272.36224148335509,28406.86003313,20188.635522781206,0,170982.28733334923]
[2004,2,11,2,3.5077002977068464E-2,4.9057185182056658E-2,1.2086482849345825E-3,1.9767764134534526E-2,4.405510488505753E-4,3.3674787801685147E-2,3.521037746785094E-2,6.5975983457238121E-3,0.18103391524270473,42039.697431613218,51144.553718567768,467.44887902833261,15.62835092728991,22754.253106348875,272.36224148335509,25995.692870280564,20593.839541712518,0,163283.47613996192]
[2004,2,11,3,3.4790254657186895E-2,4.5861829610944919E-2,1.1714045896376066E-3,1.9546153358886667E-2,4.405510488505753E-4,3.237645405856121E-2,3.6011387719518936E-2,6.3942977283789823E-3,0.17659233277196582,41696.030311171788,47813.23672493756,453.04475184389986,15.146773658546504,22499.161653118907,272.36224148335509,24993.427156591861,21062.334280491705,0,158804.74389329762]
[2004,2,11,4,3.5466684503797308E-2,4.4525959688005864E-2,1.1640932824584136E-3,1.9345834150142249E-2,4.405510488505753E-4,3.162461055662482E-2,3.2886664410742936E-2,6.3543877986237483E-3,0.17180878543924588,42506.729734489258,46420.525936880258,450.21707865911515,15.052235259114758,22268.57846997221,272.36224148335509,24413.031732039948,19234.746646932905,0,155581.24407571618]
[2004,2,11,5,3.6367896005508833E-2,4.4475886412455763E-2,1.1897002618438822E-3,1.925957238703882E-2,4.405510488505753E-4,3.230811875109884E-2,2.7901917730683949E-2,6.4941675566711401E-3,0.16843781015415182,43586.829390626081,46368.32205845281,460.12066596258512,15.383344701797366,22169.284388067106,272.36224148335509,24940.674822250527,16319.268862607845,0,154132.24577415211]
[2004,2,11,6,3.8243879608229545E-2,4.7925599080838918E-2,1.2470932891640574E-3,1.9536705403635987E-2,4.405510488505753E-4,3.5279330906200786E-2,2.741517486770095E-2,6.8074564983951298E-3,0.17689579070301595,45835.190891082799,49964.818967661515,482.31761657200946,16.125461645923739,22488.286312658129,272.36224148335509,27234.340905355268,16034.582780287426,0,162328.02517674639]
[2004,2,11,7,4.4375364926533642E-2,5.6291620999883697E-2,1.3644532908484829E-3,2.0107182810608647E-2,4.405510488505753E-4,3.7807611276218948E-2,2.9463724942737947E-2,7.4480846799915802E-3,0.19729859397567354,53183.760201761848,58686.812613676957,527.70700065831318,17.642977795173735,23144.950729603082,272.36224148335509,29186.0800039358,17232.738397249916,0,182252.05416616445]
[2004,2,11,8,5.0818252101122119E-2,6.6783988235026501E-2,1.5324097798084949E-3,2.0825983098675799E-2,4.405510488505753E-4,4.2118976442154211E-2,3.3986789314821943E-2,8.3649018115991673E-3,0.22487185183205879,60905.543832558164,69625.62693213443,592.66475012811986,19.814728653302517,23972.346462184832,272.36224148335509,32514.294731384525,19878.187512374661,0,207780.84119090135]
[2004,2,11,9,5.1304276836604761E-2,7.1471992077514548E-2,1.6242315484214767E-3,2.046866428230586E-2,4.405510488505753E-4,4.2819679478694958E-2,3.4562223890433938E-2,8.8661254978059725E-3,0.23155774466063211,61488.043222181841,74513.103934028943,628.17713478422377,21.002024279776485,23561.044367926312,272.36224148335509,33055.211604816905,20214.747588384267,0,213753.69211788563]
[2004,2,11,10,4.4756878146374801E-2,7.2607000029544969E-2,1.6102610318314843E-3,2.3047874436961054E-2,4.405510488505753E-4,4.2370358356957072E-2,3.3836682296439935E-2,8.7898652173820195E-3,0.2274594705643419,53641.002809939295,75696.406134475081,622.77398946822132,20.821379390253686,26529.918352564808,272.36224148335509,32708.352288297508,19790.392945177344,0,209282.03014079586]
[2004,2,11,11,4.4752228079952841E-2,7.3977071590522206E-2,1.5746650510239542E-3,2.3577664942303088E-2,4.405510488505753E-4,4.3516944807834343E-2,3.5035125139023938E-2,8.5955589108927932E-3,0.2314698095704037,53635.429717348001,77124.773830025457,609.00712152673862,20.361107790487786,27139.748941894479,272.36224148335509,33593.474695059609,20491.337989649637,0,212886.49564477778]
[2004,2,11,12,4.7557073173730577E-2,7.4412344381256018E-2,1.5504310134892981E-3,2.3173425450859018E-2,4.405510488505753E-4,4.2675713836551589E-2,3.1581886191871938E-2,8.4632735736761763E-3,0.22985469867028518,56997.029314726591,77578.567347637611,599.6345242036731,20.047751086393159,26674.437455916617,272.36224148335509,32944.075444462404,18471.608185793571,0,213557.76226531022]
[2004,2,11,13,4.630457521049406E-2,7.3131376043817004E-2,1.5096517327231999E-3,2.2557867629556697E-2,4.405510488505753E-4,4.1533476448341163E-2,3.4758278882178938E-2,8.2406734023312278E-3,0.22847645039829287,55495.913742150515,76243.094191099939,583.8629971851858,19.52045715124348,25965.881932278211,272.36224148335509,32062.310353506618,20329.416198371044,0,210972.36211322609]
[2004,2,11,14,4.4415963058048277E-2,7.4785583303063868E-2,1.5174094454593395E-3,2.2954751809344632E-2,4.405510488505753E-4,4.2296405195574663E-2,3.4522834341612942E-2,8.283020107615573E-3,0.22921651830956985,53232.416957479545,77967.687473780607,586.86331925367608,19.620767769762296,26422.726875355176,272.36224148335509,32651.263178147656,20191.709435817436,0,211344.65024908719]
[2004,2,11,19,6.6118339574620238E-2,6.5184082761808482E-2,1.5883953200019443E-3,2.316787092544181E-2,4.405510488505753E-4,3.897297774369176E-2,3.6115332840010936E-2,8.6705077616251892E-3,0.24025805797605093,79242.659135241658,67957.645960214373,614.31735025292789,20.538646173314948,26668.043759777356,272.36224148335509,30085.699890129436,21123.129684758838,0,225984.39666803126]
[2004,2,11,24,4.5090724030498859E-2,5.5040115411756893E-2,1.2942570067023217E-3,1.9154448453043333E-2,4.405510488505753E-4,3.7601677273272544E-2,3.4440985825624937E-2,7.0649071303839706E-3,0.20012766618013342,54041.116239428695,57382.055837610424,500.55834645916917,16.735309140774955,22048.278462187529,272.36224148335509,29027.106556985844,20143.837889807361,0,183432.05088310313]
[2004,2,12,9,5.2833729421098617E-2,7.2443939178487696E-2,1.6735528675067125E-3,2.0466177731905861E-2,4.405510488505753E-4,4.0352743687535338E-2,3.5867981942289941E-2,9.135353740018122E-3,0.23321402961769283,63321.088192704403,75526.407093043235,647.25232448661109,21.639770506258433,23558.182152615656,272.36224148335509,31150.828256201443,20978.459134072018,0,215476.21916511297]
[2004,2,12,17,5.4270985464205071E-2,6.8508562141391449E-2,1.5712679706470058E-3,2.2701263659394913E-2,4.405510488505753E-4,3.8894089574788855E-2,3.284439575514194E-2,8.5770154089041557E-3,0.22780813102332398,65043.635846603276,71423.580941692722,607.693289013205,20.317182055498606,26130.942054160383,272.36224148335509,30024.801136380021,19210.024562885788,0,212733.35725427425]
[2004,2,12,23,5.8808601626833518E-2,5.7481106498476237E-2,1.4489647546217543E-3,1.9337101837000673E-2,4.405510488505753E-4,3.5652024465320002E-2,3.2532859810496945E-2,7.9094039078721791E-3,0.21361061394947187,70481.957092646073,59926.91036397501,560.39209978787289,18.735747982903842,22258.526889931341,272.36224148335509,27522.046572712439,19027.813472949227,0,200068.74448146825]
[2004,2,13,10,4.6483653643380751E-2,7.3051557709620171E-2,1.5645802603711137E-3,2.2505826737123025E-2,4.405510488505753E-4,3.8182469601066582E-2,3.4699062863911938E-2,8.5405094817433084E-3,0.22546821134606748,55710.538781239673,76159.879610689211,605.10679407443854,20.230707036757035,25905.978767193021,272.36224148335509,29475.456790509616,20294.781943750993,0,208444.33563597707]
[2004,2,13,19,6.4745401307582953E-2,5.9458331010203536E-2,1.4952395387837207E-3,2.1814399926727294E-2,4.405510488505753E-4,3.0527716134879888E-2,3.4462979587214934E-2,8.1620021560484396E-3,0.22110662071029136,77597.19616976926,61988.265186483113,578.28903163596635,19.334101180423954,25110.092062900832,272.36224148335509,23566.269737080078,20156.701597318497,0,209288.51012785154]
[2004,2,13,22,5.7780579567145614E-2,5.408054118917896E-2,1.3731465913077578E-3,2.0826672880232749E-2,4.405510488505753E-4,2.9052522922808268E-2,3.2306356390130936E-2,7.495538439239743E-3,0.20335590902889461,69249.875310443735,56381.652019261295,531.06916449488733,17.755385972132569,23973.140455072855,272.36224148335509,22427.475043222574,18895.336191246533,0,191748.66581119737]
[2004,2,14,4,3.6435498397983372E-2,3.9701106008814276E-2,1.1160770093798294E-3,1.8892768936678725E-2,4.405510488505753E-4,2.2182018047998405E-2,1.8223417745172967E-2,6.0922833570092594E-3,0.14308372055188739,43667.850683327189,41390.37617871799,431.64661998600553,14.431363848261507,21747.064733230443,272.36224148335509,17123.698946959095,10658.509449049494,0,135305.94021660183]
[2004,2,14,12,5.6083052252630453E-2,5.241742962158992E-2,1.3202885325442981E-3,2.0175396783919039E-2,4.405510488505753E-4,2.5951672778788445E-2,1.6910327907197969E-2,7.2070043425940446E-3,0.18050572326811476,67215.393210283408,54647.775552585408,510.6261285641076,17.071908154815869,23223.4703843061,272.36224148335509,20033.733219059664,9890.5096895524293,0,175810.94233398925]
[2004,2,14,21,6.3374998022395726E-2,4.4530963620884503E-2,1.3125084342263749E-3,2.0904515804328547E-2,4.405510488505753E-4,1.854690137100911E-2,1.4724636119162974E-2,7.1645354420613499E-3,0.17099960986291918,75954.771373493961,46425.742785604161,507.61714879491012,16.971308080934243,24062.743790349388,272.36224148335509,14317.523085090121,8612.1426509846169,0,170169.87438388143]
[2004,2,15,2,3.7670943004105589E-2,3.7686859392568967E-2,1.1166927293122454E-3,2.0470048268235275E-2,4.405510488505753E-4,1.6294064530775951E-2,1.4702970686508976E-2,6.0956443619088413E-3,0.13447777402226643,45148.52785146641,39290.423972233024,431.88475178645643,14.439325376273146,23562.637444711279,272.36224148335509,12578.416221805779,8599.4709764453255,0,129898.1627853079]
[2004,2,15,14,5.2391184965061559E-2,4.6380624524392768E-2,1.2406243420114548E-3,2.0896011189278405E-2,4.405510488505753E-4,1.9941400834556915E-2,1.8362207321232966E-2,6.7721447244369218E-3,0.16642474894982159,62790.699805646422,48354.106206569748,479.81572902319181,16.041815330042493,24052.954308741555,272.36224148335509,15394.025184394983,10739.684672520234,0,162099.68996370953]
[2004,2,15,23,5.9008134894947696E-2,4.3418989053891313E-2,1.2496061441228854E-3,1.9227094556449439E-2,4.405510488505753E-4,2.459954515139133E-2,1.7566606204001963E-2,6.8211733157075407E-3,0.17233170036936274,70721.097198901582,45266.454033829919,483.28947186548595,16.15795395954008,22131.899847633176,272.36224148335509,18989.940612845305,10274.353627363947,0,168155.55498788229]
[2004,2,16,1,3.983471819348023E-2,4.3550767016817336E-2,1.1638265487849257E-3,2.0321719230455317E-2,4.405510488505753E-4,2.674514058142434E-2,1.9112733051429964E-2,6.3529317905650865E-3,0.15752238746180777,47741.806824895502,45403.83910960998,450.11391849397438,15.048786276060421,23391.899042244713,272.36224148335509,20646.261066933646,11178.652033029675,0,149099.98302296689]
[2004,2,16,8,5.3278241590250561E-2,6.6318986810984137E-2,1.5758027063369727E-3,2.0815264464829737E-2,4.405510488505753E-4,3.9810592980552249E-2,3.456103526297994E-2,8.6017689828423675E-3,0.22540224384762655,63853.834878846166,69140.839836770392,609.44711362983412,20.375818171239377,23960.008470602796,272.36224148335509,30732.307927249807,20214.052384162587,0,208803.2286709162]
[2004,2,16,22,6.2057065195160813E-2,6.0754914201243709E-2,1.4787761836506338E-3,2.1941377149484357E-2,4.405510488505753E-4,3.5751819988973831E-2,3.5531296439845934E-2,8.0721343210918058E-3,0.22602793452830167,74375.232285494698,63340.017603965913,571.92177244408049,19.121222798294443,25256.252844954477,272.36224148335509,27599.085032405539,20781.538575078197,0,212215.53157862453]
[2004,2,17,1,3.4274978837174355E-2,5.1127635738201546E-2,1.1365795800112781E-3,1.9957322030416134E-2,4.405510488505753E-4,3.7189680014328388E-2,3.6850723761770933E-2,6.2041998903524988E-3,0.18718167090110571,41078.473572321695,53303.101325761549,439.57605965702498,14.696471053338266,22972.449171004551,272.36224148335509,28709.059884502469,21553.245001102299,0,168342.96372688629]
[2004,2,17,8,4.4934960524103763E-2,6.7200272097320601E-2,1.4207802643184946E-3,2.08315193482758E-2,4.405510488505753E-4,4.3135605362843714E-2,3.5083994718098935E-2,7.7555543977064333E-3,0.22080323776151828,53854.434079495652,70059.62354808909,549.49165127653714,18.371310196778175,23978.719121419384,272.36224148335509,33299.094723025948,20519.920820687454,0,202552.0174956742]
[2004,2,17,18,5.7878174502461292E-2,6.5718811392984786E-2,1.4490730579091069E-3,2.4518966382431565E-2,4.405510488505753E-4,3.9461519008212161E-2,3.177536869716794E-2,7.9099950985422711E-3,0.22915245918855967,69366.842588241416,68515.127134492097,560.43398645655816,18.737148391775818,28223.261021069658,272.36224148335509,30462.83570882331,18584.772200346735,0,216004.37202930491]
[2004,2,18,3,2.9820688391208411E-2,4.5832808581436749E-2,1.1009252711455598E-3,1.9546269301286667E-2,4.405510488505753E-4,3.3145918527818514E-2,3.6395677428728936E-2,6.0095751909072671E-3,0.17229241374138268,35740.017982391364,47782.98085931583,425.78663313853036,14.235445246270174,22499.295111951044,272.36224148335509,25587.425317328762,21287.097579784026,0,153609.20117063916]
[2004,2,18,11,4.0004030795085799E-2,7.5068592159124592E-2,1.4799228093957918E-3,2.357519288470309E-2,4.405510488505753E-4,4.4769131536656369E-2,3.5897544863798932E-2,8.0783933595678578E-3,0.22931335945718301,47944.72754042843,78262.738271903479,572.36523389264255,19.136049170656825,27136.903408937844,272.36224148335509,34560.116617509077,20995.749890539944,0,209764.09925386542]
[2004,2,18,20,6.2340771083364957E-2,6.3430381680063139E-2,1.450436735713184E-3,2.2393635206926804E-2,4.405510488505753E-4,3.9001135335183235E-2,3.5869418034091938E-2,7.9174389501047333E-3,0.23284376807429857,74715.253059432158,66129.325422687049,560.96139353504179,18.754781342187879,25776.837481557508,272.36224148335509,30107.43651114959,20979.299075199164,0,218560.22996638608]
[2004,2,18,21,5.9642581421213113E-2,6.1952761648554705E-2,1.3890769549520072E-3,2.1973555278851593E-2,4.405510488505753E-4,3.8575610506356398E-2,3.7236381091425928E-2,7.5824968556261673E-3,0.2287930148058305,71481.479721267388,64588.833101395925,537.23028739626238,17.961372541207247,25293.292405682125,272.36224148335509,29778.947054170512,21778.808194006207,0,213748.91437794297]
[2004,2,19,5,3.2845530356713844E-2,4.4654419514471605E-2,1.1057839751059488E-3,1.9254992662238821E-2,4.405510488505753E-4,3.3090183482494887E-2,2.7721085079901949E-2,6.0360971970284767E-3,0.16514864331680609,39365.283262079814,46554.451690487454,427.66575359741336,14.298270413435233,22164.012764197691,272.36224148335509,25544.399920142096,16213.503492795855,0,150555.97739519709]
[2004,2,19,14,4.0767581194531118E-2,7.4173742035407039E-2,1.4103780054149086E-3,2.2947706238144631E-2,4.405510488505753E-4,4.3593121459265555E-2,3.4408729400481938E-2,7.6987720177622097E-3,0.22544058139985795,48859.840721205408,77329.81254343591,545.4685418869376,18.236804439720348,26414.616868109413,272.36224148335509,33652.280257433282,20124.971757395386,0,207217.5897353894]
[2004,2,19,20,6.4491503695995295E-2,6.3675147318699832E-2,1.4344340720058345E-3,2.2389382605326805E-2,4.405510488505753E-4,3.7462394056482065E-2,3.4363001175976939E-2,7.8300858723576398E-3,0.23208649984569496,77292.900538334259,66384.505765938637,554.77230833572537,18.547859901676837,25771.942402250195,272.36224148335509,28919.585056123145,20098.226241280336,0,219312.8424136473]
[2004,2,20,7,3.762699660187388E-2,5.4172095636515302E-2,1.1777673191789525E-3,1.975464793864716E-2,4.405510488505753E-4,3.504771100164384E-2,2.6964797964929951E-2,6.4290296966608412E-3,0.1816135972083005,45095.858201945986,56477.102080910568,455.50555936643201,15.229046534259863,22739.155332064322,272.36224148335509,27055.538890715557,15771.166414546162,0,167881.91776756666]
[2004,2,20,17,4.6973530876277439E-2,6.1723194612475447E-2,1.2325426002570458E-3,2.0992919962971777E-2,4.405510488505753E-4,3.3226325153092637E-2,3.0589943925165942E-2,6.728029255367818E-3,0.2019070374344587,56297.655379059506,64349.498056688499,476.69008761800882,15.937314874603157,24164.503938221023,272.36224148335509,25649.496263333567,17891.441162766405,0,189117.58444404497]
[2004,2,20,24,4.2261540738952115E-2,4.3846215252788028E-2,1.1034939736254718E-3,1.8578513675353594E-2,4.405510488505753E-4,2.583959175542953E-2,3.3026670096734947E-2,6.0235968607705061E-3,0.17112017340250477,50650.347374912075,45711.858579532316,426.78008765276667,14.268659692759082,21385.332181813486,272.36224148335509,19947.210807189284,19316.633148572353,0,157724.79308084838]
[2004,2,21,7,4.0698089140751979E-2,4.5462785104970968E-2,1.1947089016164057E-3,1.9255368286303046E-2,4.405510488505753E-4,2.5221010220913394E-2,1.9031294770000963E-2,6.5215080112015636E-3,0.1578253154846089,48776.554674313491,47397.212994751164,462.05777461222806,15.448108604587842,22164.44513707365,272.36224148335509,19469.688701297837,11131.020424938197,0,149688.79005707451]
[2004,2,21,9,4.9821003886853288E-2,5.2347685287196938E-2,1.341304857846227E-3,1.9324040816266246E-2,4.405510488505753E-4,2.7695550642362312E-2,1.9056752363917965E-2,7.3217252872836763E-3,0.17734861419057721,59710.344424573224,54575.063617652937,518.75426462001008,17.343658432472868,22243.492626592517,272.36224148335509,21379.94254372477,11145.91005810738,0,169863.21343518668]
[2004,2,21,18,6.7840863495958748E-2,4.6749254261102512E-2,1.3489629137386334E-3,2.0268956559840567E-2,4.405510488505753E-4,2.0731967362072161E-2,1.6972402829882972E-2,7.3635279998816895E-3,0.18171648647132785,81307.09960409037,48738.421028169192,521.71604406160793,17.442680444417235,23331.1650536376,272.36224148335509,16004.313354994298,9926.8160596987418,0,180119.33606657956]
[2004,2,22,6,3.5715146114464906E-2,3.8017999595664355E-2,1.070029715781902E-3,1.9079483964914611E-2,4.405510488505753E-4,1.886613447517603E-2,1.5628921834195973E-2,5.8409269021550761E-3,0.13465919365120343,42804.510332867787,39635.654091791206,413.8376708955721,13.835952203227558,21961.988433367889,272.36224148335509,14563.959255046751,9141.0411250852121,0,128807.18910274099]
[2004,2,22,11,5.1576458276407611E-2,4.5477815472486166E-2,1.2339155421078583E-3,2.0153867524108939E-2,4.405510488505753E-4,2.0853854449886473E-2,1.7055866593900966E-2,6.7355236761985956E-3,0.16352785258394717,61814.251974488674,47412.882899902426,477.22107759841339,15.955067613191144,23198.688510970438,272.36224148335509,16098.405686572854,9975.6323316998951,0,159265.39979032925]
[2004,2,22,20,6.5323617056645994E-2,4.3332618703126415E-2,1.3221550810295214E-3,2.1689974007527257E-2,4.405510488505753E-4,2.0246615936021735E-2,1.6614622094365972E-2,7.2171931935210033E-3,0.17618734712108847,78290.186250954226,45176.408650508522,511.34802260718476,17.096043443065959,24966.868032140494,272.36224148335509,15629.639973826675,9717.5573243988856,0,174581.46653936242]
[2004,2,23,4,3.6720537220234717E-2,4.2148786330016501E-2,1.1663027930410266E-3,1.9878688244958E-2,4.405510488505753E-4,2.7527542432587863E-2,2.1406031869884962E-2,6.3664487625504848E-3,0.15565488870212416,44009.46897527601,43942.204564489228,451.0716144723188,15.080805197278783,22881.935492024597,272.36224148335509,21250.246408838848,12519.956253116006,0,145342.32635489764]
[2004,2,23,10,4.9250307479748186E-2,7.3340732538213257E-2,1.6706680737272638E-3,2.2848224391588012E-2,4.405510488505753E-4,4.162164138493344E-2,3.4090957731896937E-2,9.11960663566669E-3,0.23238268928462436,{"$f":"E1284*1000000*$N$8826","v":59026.366255295419},{"$f":"F1284*1000000*$O$8826","v":76461.358741628952},{"$f":"G1284*1000000*$P$8826","v":646.13662057568865},{"$f":"G1284*1000000*$Q$8826","v":21.602468861023791},{"$f":"H1284*1000000*$R$8826","v":26300.10542915099},{"$f":"I1284*1000000*$S$8826","v":272.36224148335509},{"$f":"J1284*1000000*$T$8826","v":32130.370429403101},{"$f":"K1284*1000000*$U$8826","v":19939.113518309001},{"$f":"L1284*1000000*$V$8826","v":0},{"$f":"SUM(N1284:V1284)","v":214797.4157047075}]
[2004,2,23,21,6.6398551411415818E-2,6.2886959796143671E-2,1.5182066090874313E-3,2.2016849925723267E-2,4.405510488505753E-4,3.6225813619029462E-2,3.6178623795576938E-2,8.2873715517035908E-3,0.23395292775753074,79578.492297594319,65562.781100365639,587.17162502715757,19.631075444113538,25343.127953413441,272.36224148335509,27964.990614408314,21160.147288008277,0,220488.70419574459]
[2004,2,23,22,6.1862363603061993E-2,6.0538795943767057E-2,1.4726257982100304E-3,2.193445787268436E-2,4.405510488505753E-4,3.6163257296934301E-2,3.492437418354994E-2,8.038561466760007E-3,0.22537498721381827,74141.882930458902,63114.703579362627,569.54308973246111,19.041695624672506,25248.28821250801,272.36224148335509,27916.699443403555,20426.561989784102,0,211709.08318235769]
[2004,2,24,9,5.1195030310409048E-2,7.2140503027162683E-2,1.6207087098756763E-3,2.0465163235905862E-2,4.405510488505753E-4,4.2120428074515062E-2,3.5592386234172928E-2,8.8468955249083707E-3,0.23242166616580018,61357.111542821287,75210.059824360695,626.81466486658246,20.956472436663638,23557.014387834461,272.36224148335509,32515.415337971135,20817.268763519231,0,214377.00323529344]
[2004,2,24,15,4.5162809860598251E-2,7.2777495578935231E-2,1.4882584569032363E-3,2.2235458981863639E-2,4.405510488505753E-4,4.1405648047587638E-2,3.5781481312284938E-2,8.1238948134574225E-3,0.22741559810048095,54127.51092053832,75874.156218427233,575.5890742206343,19.243832738528749,25594.764191123701,272.36224148335509,31963.63154769922,20927.866660412608,0,209355.1246866436]
[2004,2,24,23,5.7224925371643233E-2,5.7347731112134252E-2,1.4032121488317803E-3,1.9336379267400672E-2,4.405510488505753E-4,3.6585124404210141E-2,3.3033400534678937E-2,7.6596560531529516E-3,0.21303097994090253,68583.925192903829,59787.859894891073,542.69712222017949,18.144146780108628,22257.695155423917,272.36224148335509,28242.365274392625,19320.569645964082,0,199025.61867405917]
[2004,2,25,8,4.6546456366425473E-2,6.6953249372405529E-2,1.4297712596041717E-3,2.0824881645875801E-2,4.405510488505753E-4,4.2865420982469669E-2,3.4167903293893936E-2,7.8046331713766456E-3,0.22103286714090178,55785.807682531144,69802.090080213995,552.96894961057342,18.48756769803941,23971.078603279533,272.36224148335509,33090.522356901063,19984.117425428707,0,203477.43490714641]
[2004,2,25,17,5.0523905055544271E-2,6.7664260642549545E-2,1.42282153373761E-3,2.2695857844994911E-2,4.405510488505753E-4,4.0121636730898989E-2,3.2233655318242939E-2,7.7666969905604514E-3,0.2228693851653793,60552.769659004298,70543.35466694957,550.28111924141501,18.397704703117796,26124.719536111985,272.36224148335509,30972.422218417796,18852.814800774679,0,207887.12194668621]
[2004,2,25,22,5.7508992649978302E-2,5.9838497369340479E-2,1.3480069349880391E-3,2.1031864391288266E-2,4.405510488505753E-4,3.7350865513174861E-2,3.4565654197216938E-2,7.3583096382606253E-3,0.21944274174309811,68924.379091979383,62384.607510338741,521.34631599355839,17.430319221074143,24209.332041842888,272.36224148335509,28833.489138454475,20216.75390562788,0,205379.70056494133]
[2004,2,26,10,4.1691493376704504E-2,7.2098758630460849E-2,1.4760035607714918E-3,2.3039338177761052E-2,4.405510488505753E-4,4.3393423154209632E-2,3.5452170714008933E-2,8.0569995193891485E-3,0.22564873818215619,49967.147084218886,75166.539216081961,570.8494510144485,19.085371571858779,26520.092446048708,272.36224148335509,33498.120539025505,20735.259534105218,0,206749.45588354996]
[2004,2,26,15,4.1673291025169826E-2,7.234246013801271E-2,1.36713847732587E-3,2.2234512809063637E-2,4.405510488505753E-4,4.2258727624600756E-2,3.632077697671194E-2,7.4627421962285114E-3,0.22410020029596381,49945.33161293812,75420.610149789762,528.74550575899639,17.677698430694338,25593.675071725724,272.36224148335509,32622.17748445586,21243.289816239085,0,205643.8695808216]
[2004,2,26,19,6.3540151066636824E-2,6.377628902860169E-2,1.4559609829655348E-3,2.3161036535041812E-2,4.405510488505753E-4,3.8514086872323765E-2,3.6089830329353929E-2,7.9475939298352116E-3,0.23492549979360935,76152.706870273571,66489.951025304137,563.09791514995197,18.826212275193779,26660.176838261559,272.36224148335509,29731.453080221971,21108.213780694452,0,220996.78796366422]
[2004,2,27,5,3.4448666842253423E-2,4.4642226477155801E-2,1.1287159736524015E-3,1.9046550509229938E-2,4.405510488505753E-4,3.089029440060867E-2,2.7289047778253955E-2,6.1612751479345213E-3,0.16404732817793927,41286.638197611886,46541.739843085772,436.53478286592286,14.594791183964819,21924.07943257166,272.36224148335509,23846.166771408316,15960.813589817762,0,150282.92965002861]
[2004,2,27,12,4.321335640136266E-2,7.2601961429389281E-2,1.4799459846995917E-3,2.2990069429025727E-2,4.405510488505753E-4,3.9682469280983255E-2,3.2389208474738945E-2,8.0785198656390771E-3,0.2208760819146891,51791.095986889239,75691.153143391872,572.37419702105421,19.136348837470692,26463.380236649256,272.36224148335509,30633.401161659647,18943.794704299158,0,204386.69802023107]
[2004,2,27,21,5.9296403712629002E-2,5.6040556255252137E-2,1.3710276051424782E-3,2.1017035470198831E-2,4.405510488505753E-4,3.0512387454681711E-2,3.4039616234233933E-2,7.483971617201505E-3,0.21020154939819019,71066.586632027145,58425.065139357052,530.24963931127274,17.727986554275574,24192.262785984378,272.36224148335509,23554.436561919916,19909.084911950871,0,197967.77589858827]
[2004,2,28,4,3.136292165571801E-2,3.737477503393085E-2,9.5557095029430005E-4,1.8886367259878724E-2,4.405510488505753E-4,2.3044833176924174E-2,1.9736122255696969E-2,5.2161355784529411E-3,0.13701727695974653,37588.380564888459,38965.060517606398,369.57034988163281,12.355950306859963,21739.695899141727,272.36224148335509,17789.76037034432,11543.259804032197,0,128280.44569768495]
[2004,2,28,14,4.8230506084019908E-2,4.6367638940744589E-2,1.0759886948798485E-3,1.9808731684806676E-2,4.405510488505753E-4,2.1932306316385878E-2,1.8527637029849966E-2,5.8734549346098966E-3,0.16225681473414733,57804.136917607102,48340.568090226618,416.14232654619349,13.913004409127254,22801.409982649875,272.36224148335509,16930.930709803928,10836.441172157347,0,157415.90444488355]
[2004,2,28,18,5.9994869163227001E-2,4.4036232474164064E-2,1.1460861119042937E-3,2.0258828163040567E-2,4.405510488505753E-4,1.9940120769400924E-2,1.5866170248667971E-2,6.2560928023540456E-3,0.16793895078160942,{"$f":"E1412*1000000*$N$8826","v":71903.695669785346},{"$f":"F1412*1000000*$O$8826","v":45909.960976766357},{"$f":"G1412*1000000*$P$8826","v":443.2527435461497},{"$f":"G1412*1000000*$Q$8826","v":14.819394668402646},{"$f":"H1412*1000000*$R$8826","v":23319.506471373046},{"$f":"I1412*1000000*$S$8826","v":272.36224148335509},{"$f":"J1412*1000000*$T$8826","v":15393.037021356062},{"$f":"K1412*1000000*$U$8826","v":9279.8029370999539},{"$f":"L1412*1000000*$V$8826","v":0},{"$f":"SUM(N1412:V1412)","v":166536.43745607865}]
[2004,2,28,23,5.0618236291075161E-2,3.8211878612984189E-2,1.047717375653308E-3,2.0576963608355217E-2,4.405510488505753E-4,1.702064085659491E-2,1.5229041830296972E-2,5.7191314549960163E-3,0.14886416107880635,60665.825401043076,39837.782603229825,405.2082966502972,13.547443887048882,23685.705420102109,272.36224148335509,13139.30631928878,8907.1593769058727,0,146926.89710259036]
[2004,2,29,8,3.9536536507955827E-2,4.0726645013092949E-2,1.0760921282147642E-3,1.8515111827878836E-2,4.405510488505753E-4,1.9281030847529395E-2,1.8910574776550969E-2,5.8740195418722722E-3,0.14436056169194558,47384.436845274118,42459.551560472297,416.18232974403293,13.914341847384348,21312.351662872021,272.36224148335509,14884.243936043373,11060.413735849001,0,137803.45665358557]
[2004,2,29,16,5.2070098957554559E-2,4.3474243881997193E-2,1.0646255062761016E-3,1.9709867600787769E-2,4.405510488505753E-4,1.9043850325789168E-2,1.6994706522658967E-2,5.8114271675012161E-3,0.15860937101141556,62405.879055311976,45324.059938322484,411.74757429178015,13.76607341078314,22687.609637017285,272.36224148335509,14701.149330242672,9939.8610397088487,0,155756.43488978921]
[2004,3,1,1,3.5240024904133901E-2,4.0575358117913379E-2,9.4021365148627169E-4,1.9150912737349406E-2,4.2839444892473269E-4,2.6929487358639828E-2,1.8481833529279023E-2,5.4925689008894175E-3,0.14723879364861597,42235.078789964449,42301.827453214362,363.63086177562474,12.157373716747889,22044.208575008372,264.84665659652416,20788.569972645,10809.651628589743,0,138819.97131151083]
[2004,3,1,7,4.8295929636314822E-2,5.495211638130975E-2,1.2581779626975914E-3,2.1590124291319134E-2,4.2839444892473269E-4,3.6049751421339524E-2,2.893144320827604E-2,7.3500625509670134E-3,0.19885599990114861,57882.546875982902,57290.312474774109,486.60465216559908,16.268791322601263,24851.933146245763,264.84665659652416,27829.077098214304,16921.417547579909,0,185543.00724288169]
[2004,3,1,18,5.9171957792032548E-2,6.1983587442250757E-2,1.2364992264810328E-3,2.0032983379404894E-2,4.2839444892473269E-4,3.6782353546399506E-2,2.9544568189387038E-2,7.223419045881304E-3,0.21640376307076178,70917.43851775142,64620.970523381191,478.22032641137042,15.988475782112271,23059.54134154752,264.84665659652416,28394.618890231806,17280.02198150125,0,205031.64671320314]
[2004,3,1,21,6.6062789646491482E-2,5.8576164183490993E-2,1.2513091788979053E-3,1.9018740939159732E-2,4.2839444892473269E-4,3.5479286637231496E-2,3.4107544028209043E-2,7.3099362794270817E-3,0.22223416534183243,79176.082689916278,61068.562425509364,483.9481264190498,16.179974944004414,21892.068427591548,264.84665659652416,27388.699347111113,19948.814508454721,0,210239.2021565426]
[2004,3,2,11,4.2871297171477876E-2,7.2181991689432443E-2,1.3818555162173063E-3,2.2111911810820468E-2,4.2839444892473269E-4,4.1773213395871429E-2,3.4766965637775045E-2,8.0725658704270484E-3,0.22358819554094633,51381.138883728294,75253.313816783877,534.43737114131534,17.867996180066804,25452.551668687822,264.84665659652416,32247.378425630999,20334.496906496021,0,205486.03172524492]
[2004,3,2,18,5.0147543382596256E-2,6.1689005325415006E-2,1.260244179549322E-3,2.1940243580578379E-2,4.2839444892473269E-4,3.7860961165881911E-2,2.9640001901687037E-2,7.3621330398440559E-3,0.21032852702447671,60101.701166467057,64313.854025703578,487.40376863579968,16.295508410155374,25254.948017882249,264.84665659652416,29227.264149015173,17335.839234803083,0,197002.15252751359]
[2004,3,2,20,5.8652995333512842E-2,6.0678253906960467E-2,1.272271722382344E-3,2.1506823038314637E-2,4.2839444892473269E-4,3.6997559408444819E-2,3.4511995992266044E-2,7.4323959078787232E-3,0.2214806897586846,70295.463352176492,63260.095437121236,492.05546217215846,16.451029799239752,24756.046844586133,264.84665659652416,28560.749870078216,20185.370303908076,0,207831.07895643811]
[2004,3,3,5,3.3086370875264025E-2,4.3493393744323226E-2,1.0086525638410911E-3,1.9254304110237222E-2,4.2839444892473269E-4,3.2610365952500345E-2,2.5903868931726033E-2,5.8923774348503466E-3,0.16167772806166703,39653.930001247965,45344.024621554963,390.0998463933542,13.042318785296962,22163.220186624694,264.84665659652416,25173.998502411687,15150.65042334741,0,148153.81255696187]
[2004,3,3,17,4.8636133247520821E-2,6.5102903504577175E-2,1.2773138140930364E-3,2.1624063191540657E-2,4.2839444892473269E-4,4.0437846816690257E-2,2.9242609337887037E-2,7.4618509536354006E-3,0.21421111531486911,58290.280024952102,67873.012549901643,494.005508473882,16.516226250220978,24890.999492876359,264.84665659652416,31216.5247298018,17103.412340162737,0,200149.59752901527]
[2004,3,3,22,5.4385167123405499E-2,5.6295176104195058E-2,1.1649324535642073E-3,1.9554074151356855E-2,4.2839444892473269E-4,3.8143013947592508E-2,3.4507892468349052E-2,6.8053380803065229E-3,0.21128398877769444,65180.482270117951,58690.518986611984,450.54163096900191,15.063086108524677,22508.279108964842,264.84665659652416,29444.998482776587,20182.97023554246,0,196737.7004576879]
[2004,3,4,3,3.3687402455912167E-2,4.4888027570209155E-2,1.0110531820220719E-3,1.8970676510807298E-2,4.2839444892473269E-4,3.2102617506749608E-2,3.4895848549091044E-2,5.9064014396527876E-3,0.1718904216633689,40374.264797633237,46797.999699029315,391.02829372717503,13.073359828288913,21836.742485785486,264.84665659652416,24782.035448959636,20409.877921588344,0,154869.86866314799]
[2004,3,4,15,4.2982781217622515E-2,7.0738604544728786E-2,1.3867198879204806E-3,2.2143535525309867E-2,4.2839444892473269E-4,4.245356816699087E-2,3.5899866828735048E-2,8.1009827060015884E-3,0.22413445332623388,51514.75222496604,73748.510981378073,536.31868361920385,17.930894633624867,25488.953054234385,264.84665659652416,32772.587189439924,20997.107960994021,0,205341.00764586177]
[2004,3,4,24,4.2208494907452467E-2,5.1257109660361934E-2,1.096180757081573E-3,1.9198554838552928E-2,4.2839444892473269E-4,3.4661413070046686E-2,3.5038703529895042E-2,6.4037023144495114E-3,0.19029255352676486,50586.772082926276,53438.084324531475,423.95167601461827,14.174096604406623,22099.048385010425,264.84665659652416,26757.331150094793,20493.430918289334,0,174077.63929006783]
[2004,3,5,6,4.3213289909124611E-2,4.9007451801033573E-2,1.1718747281352314E-3,1.9459297463088956E-2,4.2839444892473269E-4,3.0806609949176316E-2,2.5329529565801031E-2,6.8458936724849241E-3,0.17626234153776937,51791.016296113754,51092.704197077655,453.2265795239968,15.152852754936161,22399.183677698453,264.84665659652416,23781.565464630534,14814.730913391919,0,164612.42663778778]
[2004,3,5,9,4.8757149243760387E-2,6.8787088369175908E-2,1.4873736852643942E-3,2.0365789487527996E-2,4.2839444892473269E-4,3.8128220380159977E-2,3.5179702243716041E-2,8.688985141590215E-3,0.22182270300011964,58435.317383748763,71713.958377048781,575.24688574783545,19.232392254283091,23442.627378391833,264.84665659652416,29433.578394914515,20575.898221875294,0,204460.70569057786]
[2004,3,5,16,4.9492798069468241E-2,6.4167534295451564E-2,1.3067390869784441E-3,1.9859872724833125E-2,4.2839444892473269E-4,3.3289088541509304E-2,3.3560785774930046E-2,7.6337484138510542E-3,0.2097389613559465,59316.990600497011,66897.843661077655,505.38583391415767,16.896707897790858,22860.277346756611,264.84665659652416,25697.947281893401,19629.026634938866,0,195189.21472357202]
[2004,3,6,2,3.2268729810731596E-2,3.8583831723890856E-2,9.6444632217284915E-4,1.7614597314581364E-2,4.2839444892473269E-4,2.2617538487620999E-2,3.0042106287099038E-2,5.6341320585697897E-3,0.14815377645359121,38673.9892981304,40225.562207602896,373.00293046549712,12.470712746899064,20275.788548194116,264.84665659652416,17459.90464642283,17571.021978860699,0,134856.58697901986]
[2004,3,6,13,5.4403018929185441E-2,4.9920517124056353E-2,1.1432785067432285E-3,1.9763342791638019E-2,4.2839444892473269E-4,2.5513094772453816E-2,1.6868587947077022E-2,6.6788393906710231E-3,0.17471907391074962,65201.877613217461,52044.620176125318,442.16689259872948,14.783091105762194,22749.163792521958,264.84665659652416,19695.167190983182,9866.0968288271179,0,170278.72224197607]
[2004,3,6,19,5.9398358902312258E-2,4.3329625451937831E-2,1.0818041514538653E-3,1.8481398466081524E-2,4.2839444892473269E-4,2.1452023338799562E-2,1.5946387026767022E-2,6.3197166194468146E-3,0.16643770840572358,71188.779663417794,45173.28803737837,418.3914743673144,13.988200806022874,21273.544928727424,264.84665659652416,16560.169983717544,9326.7201125330594,0,164219.72905754406]
[2004,3,7,4,3.2141857059792181E-2,3.4416028728558083E-2,8.929583334455546E-4,1.9626910855057984E-2,4.2839444892473269E-4,1.5929124760591572E-2,1.5533551662427019E-2,5.2165113368859749E-3,0.12418533718568307,38521.932633959397,35880.420443106159,345.35470507925697,11.546341787338422,22592.119890358641,264.84665659652416,12296.696193227332,9085.2610353582932,0,118998.17789947291]
[2004,3,7,12,5.6972432586540278E-2,4.468574308321295E-2,1.1496184501038761E-3,2.0011296794908356E-2,4.2839444892473269E-4,1.9557757089284755E-2,1.7447210937000027E-2,6.7158762659397953E-3,0.16696832965591477,68281.313242380769,46587.108067697111,444.61888748754711,14.865069346193575,23034.578375109428,264.84665659652416,15097.866377621442,10204.521744052761,0,163929.71842029181]
[2004,3,7,13,5.1681858980584805E-2,4.4207498902689074E-2,1.0534518611854627E-3,2.1079388600262441E-2,4.2839444892473269E-4,1.9375482635855E-2,1.7338273277770024E-2,6.1540873419405288E-3,0.16131843604921206,61940.574446097351,46088.514740529565,407.42612864263322,13.62159329296049,24264.036148605686,264.84665659652416,14957.157229360053,10140.806304583788,0,158076.98324770856]
[2004,3,8,2,3.2348396052807621E-2,3.9811450327052349E-2,8.9194979747190075E-4,1.9122480090601034E-2,4.2839444892473269E-4,2.7179298601873847E-2,1.8596421369515025E-2,5.2106196405512515E-3,0.14358901032879776,38769.469083406788,41505.415614648169,344.96465032451937,11.533300976115237,22011.480359708316,264.84665659652416,20981.415029097872,10876.671744957604,0,134765.79643971589]
[2004,3,8,6,3.7811301610178219E-2,4.5479608380278987E-2,1.0394962510378045E-3,1.9618937873528763E-2,4.2839444892473269E-4,3.2667479140010877E-2,2.6122859970027036E-2,6.0725610312250917E-3,0.1692406387052115,45316.747278168114,47414.752095384843,402.02874844444563,13.441141150256415,22582.942360796191,264.84665659652416,25218.087774484018,15278.733864314825,0,156491.57991933922]
[2004,3,8,16,5.0850179093801171E-2,6.6956771812630378E-2,1.2658893352568798E-3,2.0259032486638528E-2,4.2839444892473269E-4,4.0557703519163303E-2,3.4435460770155045E-2,7.395111083324914E-3,0.22214854254989494,60943.808250786999,69805.762399215411,489.58705201139395,16.368502742366488,23319.741663923502,264.84665659652416,31309.049678861113,20140.606396310599,0,206289.7706004479]
[2004,3,8,23,4.7840899683218814E-2,5.407274036423039E-2,1.1015813163725338E-3,1.6904045466678466E-2,4.2839444892473269E-4,3.7607651147981924E-2,3.2566055809245043E-2,6.4352514670937538E-3,0.19695661970374564,57337.194652961356,56373.519271547564,426.04036088527312,14.243928197976743,19457.887419754374,264.84665659652416,29031.718167699029,19047.229143010401,0,181952.67960065248]
[2004,3,9,8,4.505111669560416E-2,6.5665625303839487E-2,1.3608957688918402E-3,2.0567342132827099E-2,4.2839444892473269E-4,4.2113337498872486E-2,3.416796406561004E-2,7.9501225766625185E-3,0.21730479849123235,53993.646950899856,68459.677993183286,526.33111681230139,17.596977480389885,23674.630344138364,264.84665659652416,32509.941675367423,19984.152969579613,0,199430.82468405776]
[2004,3,9,15,4.0219156266767211E-2,7.0315955726064513E-2,1.3076397779931087E-3,2.2143746706109867E-2,4.2839444892473269E-4,4.1715575610206605E-2,3.516826098499904E-2,7.6390100982018788E-3,0.21893773961926694,48202.554862370169,73307.878582066041,505.7341792602802,16.908354226528253,25489.196139964351,264.84665659652416,32202.884183152331,20569.206460436828,0,200559.20941807303]
[2004,3,10,1,3.5283199833325389E-2,4.9796272906210678E-2,1.0335239736562517E-3,1.9207226217009942E-2,4.2839444892473269E-4,3.6144227759616412E-2,3.5103730797995045E-2,6.0376719983318266E-3,0.18303424793507028,42286.823831039583,51915.089404022365,399.71894963692552,13.363916991733676,22109.029824431138,264.84665659652416,27902.009343186961,20531.46405571622,0,165422.34598162147]
[2004,3,10,5,3.5405788533971173E-2,4.4982189845794746E-2,1.0544723145814959E-3,1.9261411793437221E-2,4.2839444892473269E-4,3.2921526305434157E-2,2.7552809112606033E-2,6.1600486578382487E-3,0.16776664101258781,42433.746072003349,46896.168551238785,407.82079250144318,13.634788201667133,22171.401689673388,264.84665659652416,25414.202806471792,16115.082273870192,0,153716.90363055712]
[2004,3,10,10,4.3245093091283132E-2,7.1574588758137811E-2,1.4532180827517953E-3,2.3232776148442647E-2,4.2839444892473269E-4,4.32661991574163E-2,3.3528756340176047E-2,8.4894538969041977E-3,0.22521847992403668,{"$f":"E1668*1000000*$N$8826","v":51829.13232775365},{"$f":"F1668*1000000*$O$8826","v":74620.066072684262},{"$f":"G1668*1000000*$P$8826","v":562.0370890633385},{"$f":"G1668*1000000*$Q$8826","v":18.790745375820997},{"$f":"H1668*1000000*$R$8826","v":26742.754782330736},{"$f":"I1668*1000000*$S$8826","v":264.84665659652416},{"$f":"J1668*1000000*$T$8826","v":33399.908310760082},{"$f":"K1668*1000000*$U$8826","v":19610.293264626722},{"$f":"L1668*1000000*$V$8826","v":0},{"$f":"SUM(N1668:V1668)","v":207047.82924919113}]
[2004,3,10,19,5.6975734565845863E-2,6.2064006820687481E-2,1.3054895606690747E-3,2.0909043852142262E-2,4.2839444892473269E-4,3.7572025445358904E-2,3.500628937948904E-2,7.6264488927934339E-3,0.22188743296591076,68285.270656046443,64704.811722284205,504.90257531865763,16.880550976129598,24067.955929938355,264.84665659652416,29004.216440616743,20474.472535552548,0,207323.35706732961]
[2004,3,11,4,3.5000062937782433E-2,4.4466212328718176E-2,1.0413610480242434E-3,1.9053676359508775E-2,4.2839444892473269E-4,3.1039324443647189E-2,2.9800582216013036E-2,6.0834548593651063E-3,0.16691306864198366,41947.484993336337,46358.236345349644,402.74996508934697,13.465253790861203,21932.281847358638,264.84665659652416,23961.21246227025,17429.759421537998,0,152310.0369453296]
[2004,3,11,12,4.691943219613235E-2,7.229680613665343E-2,1.4418086067548152E-3,2.2571268990908031E-2,4.2839444892473269E-4,4.2096885819247233E-2,3.146616103280804E-2,8.4228016706390362E-3,0.22564355890206766,56232.818250692646,75373.013584346336,557.6244350004755,18.643215861238559,25981.307954466789,264.84665659652416,32497.241586112017,18403.922874584478,0,209329.41855766048]
[2004,3,11,18,5.3814690018748945E-2,6.3762208665160594E-2,1.3392192406766769E-3,2.1937593468578376E-2,4.2839444892473269E-4,3.6854063075253178E-2,2.9627860955859044E-2,7.8234919703469748E-3,0.21558752184354854,64496.766934258078,66475.271546615797,517.94764501020256,17.316690490324607,25251.897530290542,264.84665659652416,28449.975998907019,17328.738240487,0,202802.76124265548]
[2004,3,12,5,3.4425756843046079E-2,4.4342637016201988E-2,1.0226255969517262E-3,1.9732464535773365E-2,4.2839444892473269E-4,2.9969441148899979E-2,2.6372135254850035E-2,5.9740055275644341E-3,0.16226746037221235,41259.180622759646,46229.402940297601,395.50396498236603,13.222996214532273,22713.620488552671,264.84665659652416,23135.302060070167,15424.529950200209,0,149435.60967967368]
[2004,3,12,11,4.463313053778116E-2,7.0442557414275103E-2,1.394058879598131E-3,2.1189568241106838E-2,4.2839444892473269E-4,3.856727220953609E-2,3.6009148984527048E-2,8.1438558523219233E-3,0.22080798656807105,53492.691620794561,73439.867134191867,539.15706387893465,18.025791005729499,24390.861591173576,264.84665659652416,29772.510196884919,21061.024889553155,0,202978.98494407925]
[2004,3,12,14,4.073802733443127E-2,6.9539680077469329E-2,1.3241191530196659E-3,2.1368811377238731E-2,4.2839444892473269E-4,3.7658611700532092E-2,3.5244369077880047E-2,7.7352798158707072E-3,0.21403729298536658,48824.420496240753,72498.572637123361,512.10763420103535,17.121439752886644,24597.184555134663,264.84665659652416,29071.057832744453,20613.720548763438,0,196399.03180055707]
[2004,3,12,23,5.1079256032418856E-2,4.5216833919921366E-2,1.05762385571742E-3,1.7055119067918786E-2,4.2839444892473269E-4,2.7014580825932871E-2,3.4880461153866039E-2,6.1784594273539733E-3,0.18291072873205405,61218.356369802284,47140.796660441876,409.03966186944882,13.675539006883122,19631.785030880987,264.84665659652416,20854.258987644716,20400.878144505066,0,169933.63705074778]
[2004,3,13,7,4.6374263422257547E-2,4.4894570879933753E-2,1.1779121849466246E-3,1.8323411874501327E-2,4.2839444892473269E-4,2.522531771193396E-2,1.8594094510209026E-2,6.8811634725673846E-3,0.16189912850527435,55579.434883879832,46804.821424622925,455.56158670006744,15.230919711993,21091.689921364963,264.84665659652416,19473.013925328098,10875.310811885312,0,154559.9101300897]
[2004,3,13,16,5.619703678119873E-2,4.6501803812163643E-2,1.2479020784738263E-3,1.8917370107994783E-2,4.2839444892473269E-4,2.2466859813056052E-2,1.6620479941999024E-2,7.2900325758359658E-3,0.16966987955964674,67352.003373244821,48480.44163674119,482.63041861784376,16.135919645423566,21775.382618603242,264.84665659652416,17343.586272891902,9720.9834613190305,0,165436.01035765998]
[2004,3,13,24,4.5121198673608746E-2,3.7403380922833025E-2,1.1020655725388526E-3,1.9336012635132724E-2,4.2839444892473269E-4,1.6619787782245144E-2,1.5687466287738018E-2,6.4380804095952619E-3,0.1421363867326165,54077.640020451661,38994.883578513691,426.22764862226808,14.250189841996983,22257.273132813512,264.84665659652416,12829.862545855922,9175.2825950439747,0,138040.26636773956]
[2004,3,14,9,5.4884671340695253E-2,4.2292756101539992E-2,1.2463107844026032E-3,1.7880634758038458E-2,4.2839444892473269E-4,1.9234808602184107E-2,1.8624329108160028E-2,7.2807365054013851E-3,0.16187264164934656,65779.136783857466,44092.300206671047,482.01498016559134,16.11534351712919,20582.018594394092,264.84665659652416,14848.562069216267,10892.994418355582,0,156957.98905277372]
[2004,3,14,14,5.278996756144802E-2,4.5101896517479437E-2,1.1082271305989852E-3,2.0098524788015808E-2,4.2839444892473269E-4,1.9000978725033042E-2,1.7570287145752022E-2,6.4740751881528918E-3,0.16257235150540494,63268.639716990605,47020.968705950632,428.61065238289717,14.329861482475781,23134.984663833726,264.84665659652416,14668.054037328671,10276.506535944161,0,159076.94083050967]
[2004,3,15,2,3.1776879656339095E-2,3.9164829552146084E-2,8.7683315462538719E-4,1.9126525652201035E-2,4.2839444892473269E-4,2.705746550424766E-2,1.9756400463615025E-2,5.1223107734619877E-3,0.143309639205561,38084.508158995719,40831.281319437287,339.11823673890223,11.337836172836584,22016.137119672527,264.84665659652416,20887.364375951165,11555.120118805567,0,133989.71382237051]
[2004,3,15,3,3.0580838322649885E-2,3.9007009208211103E-2,8.8655982501732516E-4,1.9377304689231774E-2,4.2839444892473269E-4,2.7471662435799338E-2,2.1457588642670028E-2,5.1791323344119993E-3,0.14438848990691619,36651.055711052293,40666.745767136214,342.88005994922969,11.463606274969738,22304.803538571916,264.84665659652416,21207.10911447306,12550.110769550645,0,133999.01522360483]
[2004,3,15,13,4.6974693141539778E-2,6.9903765818378025E-2,1.2862351328493428E-3,2.1308141954839176E-2,4.2839444892473269E-4,4.1436996387405688E-2,3.4526398756602045E-2,7.5139677867385466E-3,0.22337859342727734,56299.048350973215,72878.150117261393,497.45585917066524,16.631582803484374,24527.349272616102,264.84665659652416,31987.83130862132,20193.794190245662,0,206665.10733828836]
[2004,3,15,20,5.8113982663775376E-2,5.9974697491573525E-2,1.2106536348798693E-3,2.1324992809424376E-2,4.2839444892473269E-4,3.747016167243529E-2,3.5148383359006045E-2,7.0724334774105273E-3,0.2207436995574297,69649.458060265359,62526.602906979868,468.22445501323091,15.654280979123524,24546.745933142829,264.84665659652416,28925.581368849558,20557.580437951165,0,206954.69409977767]
[2004,3,16,3,3.2597646007845989E-2,4.4677924389097436E-2,9.8770804111913361E-4,1.8978202414807296E-2,4.2839444892473269E-4,3.1981655679922415E-2,3.7148700525163045E-2,5.7700230806408065E-3,0.17257025458752087,39068.194510476671,46578.956690488725,381.9994802320831,12.771496946401898,21845.40539390724,264.84665659652416,24688.657384701412,21727.525599430421,0,154568.35721277949]
[2004,3,16,13,4.4765618516091343E-2,7.1204398949668596E-2,1.3817946081613442E-3,2.2057117675379052E-2,4.2839444892473269E-4,4.1840545844701163E-2,3.5606815279679051E-2,8.072210055880576E-3,0.22535689537848586,53651.478120460102,74234.124798739242,534.41381474129548,17.867208612265038,25389.479304100096,264.84665659652416,32299.356590134648,20825.708021183098,0,207217.27451456725]
[2004,3,16,22,5.6193424615500254E-2,5.6758388386777672E-2,1.2004318129435474E-3,1.9565183917756857E-2,4.2839444892473269E-4,3.7408170136795975E-2,3.5087768270221045E-2,7.0127193250057842E-3,0.21365448091392583,67347.674201988775,59173.440813083027,464.27113024098793,15.522108350966644,22521.067324915704,264.84665659652416,28877.726192136131,20522.127895206209,0,199186.67632251832]
[2004,3,17,2,3.4226626093961286E-2,4.6613525607136941E-2,1.0177694787384844E-3,1.8721767378204877E-2,4.2839444892473269E-4,3.3168841161075956E-2,3.676483593529304E-2,5.9456369074801247E-3,0.17688739701081543,41020.52293452077,48596.917160629113,393.62584457008097,13.160204482208709,21550.228474126339,264.84665659652416,25605.120743873027,21503.010943864854,0,158947.43296266292]
[2004,3,17,15,4.2805826599574832E-2,7.1172420634197722E-2,1.3816564586242503E-3,2.2150204283709868E-2,4.2839444892473269E-4,4.2198563502869796E-2,3.603332447244504E-2,8.071403009684305E-3,0.22424179341003056,51302.672572473646,74200.785815522831,534.36038493292369,17.865422278330627,25496.629320275701,264.84665659652416,32575.733003809426,21075.164644785269,0,205468.05782067467]
[2004,3,17,16,4.8035381726211829E-2,6.9042646288586293E-2,1.356944757696054E-3,2.1162164404976466E-2,4.2839444892473269E-4,4.0171701421544019E-2,3.6501429161048045E-2,7.9270414384693677E-3,0.22462570364745679,57570.280878961152,71980.390209388599,524.80304965039863,17.545889177651144,24359.317617907222,264.84665659652416,31011.070311148724,21348.949634867113,0,207077.20424769734]
[2004,3,17,24,4.1999138013854617E-2,5.2304654123140136E-2,1.0921780940802161E-3,1.9205857139352928E-2,4.2839444892473269E-4,3.6278157898187655E-2,3.5393189380874046E-2,6.3803194351568747E-3,0.19308188853357119,50335.858386912121,54530.20149045367,422.40363233935369,14.122340421231906,22107.453908241634,264.84665659652416,28005.398465306323,20700.762542085035,0,176381.04742235588]
[2004,3,18,13,4.089635532279922E-2,7.0620470531271462E-2,1.2939931337699788E-3,2.2051471694579054E-2,4.2839444892473269E-4,4.1379151337986246E-2,3.5800118962558046E-2,7.559288714085643E-3,0.22002924414597441,49014.176181191833,73625.35040103014,500.45629269550028,16.731897148354768,25382.980335613705,264.84665659652416,31943.177066176511,20938.767446111637,0,201686.48627656419]
[2004,3,18,17,4.6594204152938384E-2,6.4390080909285857E-2,1.2326019786729377E-3,2.1629088052340657E-2,4.2839444892473269E-4,3.8863222240518608E-2,3.0711554169330042E-2,7.200651984292733E-3,0.21104979793630396,55843.033281290089,67129.859566676256,476.71305242447335,15.938082663489828,24896.783503333445,264.84665659652416,30000.972693981537,17962.568541540761,0,196590.71537850657]
[2004,3,19,2,2.8252136885791347E-2,4.5279663022118284E-2,8.3719151713461772E-4,1.8862356626563596E-2,4.2839444892473269E-4,3.1526577681046108E-2,3.7009611337419049E-2,4.8907310416447117E-3,0.16708666256064247,33860.113056171074,47206.299122119504,323.78669716789233,10.825252462785905,21712.057769509167,264.84665659652416,24337.353971581811,21646.175139129264,0,149361.457664738]
[2004,3,19,12,4.0295590139552973E-2,6.9000754294743311E-2,1.2055348898456217E-3,2.1774922749183013E-2,4.2839444892473269E-4,3.8247952141671163E-2,3.2300755766767046E-2,7.0425306359209921E-3,0.21029643506660886,48294.160661404378,71936.715723754562,466.24476277512019,15.588093367144353,25064.650722967122,264.84665659652416,29526.006894164235,18892.060499612871,0,194460.27401464197]
[2004,3,19,19,4.9240415374235735E-2,5.5066202497608595E-2,1.0044506986177659E-3,1.8720829627606524E-2,4.2839444892473269E-4,3.0706643790305112E-2,3.4873097667536046E-2,5.8678308499173562E-3,0.19590786495475185,59014.510592399231,57409.252921151841,388.47476057396898,12.987986830270975,21549.149049345655,264.84665659652416,23704.395280849672,20396.571389881774,0,182740.18863762895]
[2004,3,20,2,3.2175402398949123E-2,3.8952614588027137E-2,9.5962741215779607E-4,1.7620348885781366E-2,4.2839444892473269E-4,2.392985454809779E-2,2.9828964430306037E-2,5.6059808024770657E-3,0.14950118751472105,38562.136636260293,40610.036672155009,371.13920045176786,12.408402132851108,20282.409059545495,264.84665659652416,18472.964192864401,17446.359606171696,0,136022.30042617803]
[2004,3,20,4,3.2462933079666613E-2,3.7545647839927872E-2,9.4965512330494697E-4,1.8765906575021751E-2,4.2839444892473269E-4,2.3687177005150346E-2,1.7105790311472024E-2,5.5477243800806661E-3,0.13649322876354894,38906.741414142016,39143.203910320939,367.28238345734889,12.279456076596983,21601.036165347599,264.84665659652416,18285.626089648191,10004.831707080715,0,128585.84778266991]
[2004,3,20,12,5.4799682882223887E-2,5.0428366742884076E-2,1.1674830712111691E-3,1.9487369816329928E-2,4.2839444892473269E-4,2.6222563722509015E-2,1.8596951819746022E-2,6.820238356582682E-3,0.17795105086041152,65677.278335983472,52574.078644129491,451.52809111192659,15.096066710214124,22431.49716680064,264.84665659652416,20242.851026000917,10876.98199459784,0,172534.15798193106]
[2004,3,20,21,6.2757465685355007E-2,4.1570432044075567E-2,1.112724868009306E-3,1.8445119466935105E-2,4.2839444892473269E-4,1.9390434751077681E-2,1.711655799099402E-2,6.5003502082882011E-3,0.16732147946365963,75214.660463208929,43339.241476902847,430.35016778768841,14.388019194279506,21231.784943966155,264.84665659652416,14968.69971026235,10011.129505634992,0,165475.10094355379]
[2004,3,21,6,3.7826977980497306E-2,3.6717235537282886E-2,9.9191491050282677E-4,1.8585105633206069E-2,4.2839444892473269E-4,1.9913031658228636E-2,1.6103316632629022E-2,5.7945988990310742E-3,0.13636057570030255,45335.535367488948,38279.542912313947,383.62650142769292,12.825893607410014,21392.920044377039,264.84665659652416,15372.125227692779,9418.5050735269306,0,130459.92767703127]
[2004,3,21,11,5.4715644573895675E-2,4.5543807281200097E-2,1.209507315762366E-3,2.1131358423399433E-2,4.2839444892473269E-4,2.1836254635882561E-2,1.9077913696950027E-2,7.0657368752868061E-3,0.17100861725130168,65576.558640600939,47481.682640312109,467.78111215396842,15.639458571590822,24323.857507334134,264.84665659652416,16856.782358795946,11158.28689494615,0,166145.43526931136]
[2004,3,21,23,4.8285306857085472E-2,4.1117568651984189E-2,1.0198020645471254E-3,2.0315636905019425E-2,4.2839444892473269E-4,2.6618161619153258E-2,1.7358947378058022E-2,5.9575109294997836E-3,0.161101328854272,57869.815502525009,42867.108883113877,394.41195411875714,13.186486705667116,23384.897806723005,264.84665659652416,20548.237996272434,10152.898168818676,0,155495.40345487394]
[2004,3,22,8,5.1282180464938681E-2,6.421792153182479E-2,1.4262352161611151E-3,1.9407763056831149E-2,4.2839444892473269E-4,4.1772053409016241E-2,3.4241574191215041E-2,8.3318245605735284E-3,0.22110794687948526,61461.560777835446,66950.37485926722,551.60137265352535,18.44184510982987,22339.863518084301,264.84665659652416,32246.482958606863,20027.206047233743,0,203860.37803538746]
[2004,3,22,16,5.4637721566392898E-2,6.7664563389314342E-2,1.3682780238981433E-3,2.0259148429038528E-2,4.2839444892473269E-4,4.0400232124101862E-2,3.5100889628623046E-2,7.9932484600210071E-3,0.22785247607031456,65483.168117456189,70543.670295498523,529.18622931311006,17.692433266255243,23319.875122755639,264.84665659652416,31187.487575902087,20529.802313060631,0,211875.72874384897]
[2004,3,22,22,5.8281195388872345E-2,5.6700775116674512E-2,1.2238245560425101E-3,1.9797943373422784E-2,4.2839444892473269E-4,3.8198839307690913E-2,3.5171296036143045E-2,7.1493757679841957E-3,0.21695164399575503,69849.862079228653,59113.376115592575,473.31835404902876,15.824586750067104,22788.991786735129,264.84665659652416,29488.093599634853,20570.981600630017,0,202565.29477921684]
[2004,3,23,1,3.1430512394279062E-2,4.8537434686868261E-2,9.5188044160220988E-4,1.9214066818609942E-2,4.2839444892473269E-4,3.7101989726930185E-2,3.4674358484033045E-2,5.5607243126542952E-3,0.17789936131390177,37669.387890404374,50602.687995478169,368.14303295853369,12.308230415424946,22116.903895527234,264.84665659652416,28641.366220259206,20280.332850279388,0,159955.97677191882]
[2004,3,23,10,3.8908260305561861E-2,7.0904589269855739E-2,1.3384206480322168E-3,2.3235916945242647E-2,4.2839444892473269E-4,4.3546355733504495E-2,3.4862181871040045E-2,7.8188267273817114E-3,0.22104294594954343,46631.449440124583,73921.558306845545,517.63878655972849,17.306364338166745,26746.370086765593,264.84665659652416,33616.178843791131,20390.186960697116,0,202105.53544571839]
[2004,3,23,21,5.8537961718457536E-2,5.8901465707934621E-2,1.1504200510297135E-3,1.9864800023183443E-2,4.2839444892473269E-4,3.6668003973312012E-2,3.6117192828206038E-2,6.7205590827753292E-3,0.21838879783382345,70157.595861771129,61407.705432387891,444.92890940118519,14.87543439674532,22865.949055151686,264.84665659652416,28306.345241728475,21124.217554335766,0,204586.46414576942]
[2004,3,24,3,2.9896064058346428E-2,4.3837401495881285E-2,9.2983367301331134E-4,1.8974635115607298E-2,4.2839444892473269E-4,3.3210855172364877E-2,3.6687834450239043E-2,5.431930824785801E-3,0.16939694923916279,35830.355524691084,45702.669799908981,359.61636941916043,12.023156055402414,21841.299151625597,264.84665659652416,25637.554009381554,21457.974328477147,0,151106.33899615545]
[2004,3,24,11,4.1008954766441973E-2,7.2232099533816166E-2,1.3361388955333477E-3,2.2112615746820465E-2,4.2839444892473269E-4,4.4175354605892475E-2,3.6655679232617047E-2,7.8054971157609865E-3,0.22575473434580715,49149.126323448967,75305.553734938454,516.75631093707523,17.27686028043048,25453.361954454365,264.84665659652416,34101.742749899327,21439.167390302715,0,206247.83198085788]
[2004,3,24,20,5.6487727293055359E-2,6.0566277820999118E-2,1.2301805339285756E-3,2.1509228843114639E-2,4.2839444892473269E-4,3.8082224813432174E-2,3.5541448593677041E-2,7.1865063142345711E-3,0.2210319886613662,67700.395200582032,63143.354802239883,475.77655034567186,15.906772323924848,24758.81611535298,264.84665659652416,29398.071515610864,20787.476365071827,0,206544.64397812367]
[2004,3,25,5,2.7765580455919658E-2,4.3242597302787629E-2,8.4354007073651511E-4,1.9253333092637222E-2,4.2839444892473269E-4,3.3884094896347756E-2,2.562425535544903E-2,4.9278182164844827E-3,0.15596961383928698,33276.976432195988,45082.556866547398,326.24202209711177,10.907342037402339,22162.102468905545,264.84665659652416,26157.270219496932,14987.110082753486,0,142268.01209063039]
[2004,3,25,10,3.5759481530905426E-2,7.2743889944357223E-2,1.2110390227216934E-3,2.3226422090842646E-2,4.2839444892473269E-4,4.3427088916976123E-2,3.4659852462639043E-2,7.0746848479064104E-3,0.21853085326527327,42857.646214912282,75839.120674163074,468.37350508585939,15.659264212467923,26735.440761690934,264.84665659652416,33524.109264901832,20271.848570971408,0,199977.04491253439]
[2004,3,25,14,3.4908670120347249E-2,7.443489798126246E-2,1.1546548048677113E-3,2.2518271864446583E-2,4.2839444892473269E-4,4.5242868539304357E-2,3.507160324501505E-2,6.7452977974246436E-3,0.22050465880159276,41837.950937792601,77602.080596569358,446.56671500535248,14.930191615942881,25920.304088718192,264.84665659652416,34925.824092628136,20512.673298032867,0,201525.17657695897]
[2004,3,25,24,3.3016639624973927E-2,4.9178247107941386E-2,8.2656128243362278E-4,1.9192896435352928E-2,4.2839444892473269E-4,3.5284003169492845E-2,3.6778784253527048E-2,4.8286310110447058E-3,0.17953415733369116,39570.357277955722,51270.766793139956,319.67541735495894,10.687798878962223,22092.535117363448,264.84665659652416,27237.947720111308,21511.169033844151,0,162277.98581524502]
[2004,3,26,7,3.8812124988945013E-2,5.5692496889639134E-2,1.0635122868975092E-3,1.9709960143993614E-2,4.2839444892473269E-4,3.5248991298600305E-2,2.9071921189225036E-2,6.2128586449399529E-3,0.1862402598911653,46516.2315115659,58062.195951983536,411.31703287032462,13.751678997350748,22687.716161534412,264.84665659652416,27210.919848461559,17003.580285012897,0,172170.55912702248]
[2004,3,26,14,3.4602518809485283E-2,6.8858032344801284E-2,1.1158405893846005E-3,2.1353687105238734E-2,4.2839444892473269E-4,3.9447281081784767E-2,3.5524605111472048E-2,6.5185517248293893E-3,0.20784891121592086,41471.029382797075,71787.920997588764,431.55518374013718,14.428306834324761,24579.77532712106,264.84665659652416,30451.844555302283,20777.624952085127,0,189779.02536206529]
[2004,3,26,24,3.4202961897571452E-2,4.0484863250392952E-2,8.3076307052152806E-4,1.8728137663148622E-2,4.2839444892473269E-4,2.4946038830148932E-2,3.5243068462335048E-2,4.8531771453656381E-3,0.15971740476840893,40992.161456294103,42207.482056184825,321.30047334195535,10.742129836593497,21557.561173716593,264.84665659652416,19257.420939893589,20612.959844966277,0,145224.47473083046]
[2004,3,27,9,4.09891903641562E-2,4.8585557331920479E-2,9.8790401329539252E-4,2.0579996556940264E-2,4.2839444892473269E-4,2.6270870691131275E-2,1.8268863912599024E-2,5.7711679169012223E-3,0.16188194523586857,49125.438738379235,50652.858244664276,382.07527314492205,12.774030952349479,23689.196582749184,264.84665659652416,20280.142222227423,10685.089995668528,0,155092.42174438245]
[2004,3,27,13,4.7610092191516719E-2,4.7610794439794532E-2,9.4855021626601838E-4,1.975863884283802E-2,4.2839444892473269E-4,2.5571351596045993E-2,1.6837192511628022E-2,5.5412697003057029E-3,0.16430628394731972,57060.572470546031,49636.619483426977,366.85505686183262,12.26516914535185,22743.749177046684,264.84665659652416,19740.139307886158,9847.734271919875,0,159672.78159342945]
[2004,3,27,18,5.3886917851088741E-2,4.3648470499783584E-2,8.7931248950240642E-4,1.7257577768924965E-2,4.2839444892473269E-4,2.1770300215275849E-2,1.6549948313085022E-2,5.1367946278698439E-3,0.15955771621445514,64583.331804685906,45505.69984651354,340.077128025511,11.369895057135105,19864.830938092575,264.84665659652416,16805.867981202049,9679.73093428217,0,157055.75518445543]
[2004,3,28,3,3.275396471082407E-2,3.2668545316606512E-2,8.0541314148690579E-4,1.915791151569295E-2,4.2839444892473269E-4,1.6952269729053261E-2,1.559403101665202E-2,4.7050871536544799E-3,0.12306561703289493,39255.542072079836,34058.582135360099,311.49630114530737,10.414344167368462,22052.264719991712,264.84665659652416,13086.52633316876,9120.6341896970462,0,118160.30675220664]
[2004,3,28,11,4.9790618811263107E-2,4.3276539857876314E-2,1.1008494458663129E-3,2.1122114087399432E-2,4.2839444892473269E-4,2.0234386635889518E-2,1.794607425272202E-2,6.4309760035588508E-3,0.1603299535435003,59673.9279899912,45117.943667189058,425.75730745112588,14.23446479224728,24313.216548664626,264.84665659652416,15620.199405644691,10496.296834694878,0,155926.42287502435]
[2004,3,28,20,5.9226669073005014E-2,3.9244205166082458E-2,1.074947728605223E-3,2.0584719426535579E-2,4.2839444892473269E-4,2.0145751801325218E-2,1.6663149432907021E-2,6.2796625584892124E-3,0.16364749963587447,70983.009846626999,40914.034341973078,415.73972926107314,13.89954425992909,23694.632977549765,264.84665659652416,15551.776585862994,9745.9399858518409,0,161583.8796679822]
[2004,3,29,4,3.3615797655740451E-2,3.9007114878036278E-2,9.7005167600372347E-4,1.9511404941901581E-2,4.2839444892473269E-4,2.8872930141163482E-2,2.0711153222471031E-2,5.666877586228608E-3,0.14878372455046987,40288.446629648992,40666.855933180806,375.17082032846184,12.543192423437285,22459.163488949074,264.84665659652416,22288.836046568711,12113.535748852149,0,138469.39851654816]
[2004,3,29,13,4.9554919519771409E-2,7.04139776055306E-2,1.3570081630112363E-3,2.1301808601239175E-2,4.2839444892473269E-4,4.2337007050457662E-2,3.5350942283113057E-2,7.9274118415812254E-3,0.2286714695136291,59391.442998168081,73410.071263145146,524.82757187400648,17.546709036106805,24520.059083910612,264.84665659652416,32682.60631104928,20676.053066783687,0,211487.45366056345]
[2004,3,29,19,5.6214520606378632E-2,5.9918160844104493E-2,1.2138072393882767E-3,2.0689899457656508E-2,4.2839444892473269E-4,3.8887679537784478E-2,3.5831007380342048E-2,7.090856300798809E-3,0.22027432581537798,67372.957692546013,62467.660642094168,469.44412239763756,15.695058464648142,23815.703475638024,264.84665659652416,30019.852824478716,20956.83345861383,0,205382.99393082957]
[2004,3,30,6,3.490717907742219E-2,4.6840310354872891E-2,1.0520530007031095E-3,1.9651415085919794E-2,4.2839444892473269E-4,3.4587761496928729E-2,2.7487821886202038E-2,6.1459154359381953E-3,0.1711008507869117,41836.163926699657,48833.351531457534,406.88511454238284,13.603505415131153,22620.326189635143,264.84665659652416,26700.474854950106,16077.072556023606,0,156752.72433532009]
[2004,3,30,9,4.0898263368272597E-2,6.7837898484735246E-2,1.3736954276364313E-3,2.1926438945804469E-2,4.2839444892473269E-4,4.3064764297010706E-2,3.5934770781710049E-2,8.0248960150734634E-3,0.21948912176916771,49016.462968761414,70724.380747314455,531.28142883167277,17.762482665896229,25239.057796229034,264.84665659652416,33244.408035738015,21017.522579030843,0,200055.72269516785]
[2004,3,30,15,3.9474902761294672E-2,6.9757743815381329E-2,1.286343112795317E-3,2.2140630754109866E-2,4.2839444892473269E-4,4.193249093370939E-2,3.636387961013305E-2,7.5145985872935479E-3,0.21889898402364191,47310.568959157805,72725.914921771837,497.49762078596086,16.632979031410919,25485.609433850659,264.84665659652416,32370.33480412859,21268.499677090764,0,199939.90505241355]
[2004,3,30,24,3.805827044918661E-2,4.9966507448943251E-2,1.016834423894241E-3,1.9195797065752928E-2,4.2839444892473269E-4,3.6871590046774524E-2,3.5453069122831048E-2,5.940174475457363E-3,0.18693063748176472,45612.738793570301,52092.567375561717,393.26420889474036,13.148113814125818,22095.873971360306,264.84665659652416,28463.50617380517,20735.784995303191,0,169671.73028890608]
[2004,3,31,8,4.264874257872061E-2,6.4043754233611569E-2,1.3016469729479276E-3,2.0554785156827099E-2,4.2839444892473269E-4,4.1424889445166355E-2,3.4318731964279044E-2,7.604001146174621E-3,0.21232494594665194,51114.407779373454,66768.796794679394,503.41644130828627,16.830864636337015,23660.176275979225,264.84665659652416,31978.485196215053,20072.334072325972,0,194379.29408111423]
[2004,3,31,17,4.5108770745190721E-2,6.4399300829734038E-2,1.1712195784460582E-3,2.1626350983540658E-2,4.2839444892473269E-4,3.9972408359244774E-2,3.0678753101521038E-2,6.8420663989684294E-3,0.21022726444557044,54062.745180355501,67139.471791978081,452.97319812957704,15.144381382925024,24893.632921617638,264.84665659652416,30857.223425187065,17943.383858619589,0,195629.42141386689]
[2004,3,31,22,5.1046019566830664E-2,5.5050605181874955E-2,1.0765680063104849E-3,1.9552678701756858E-2,4.2839444892473269E-4,3.730660994058943E-2,3.5293152583741043E-2,6.2891279464046693E-3,0.20604315637643286,61178.522551675429,57392.991944305249,416.36637723342375,13.920495159287599,22506.672836592337,264.84665659652416,28799.325470386113,20642.2530373146,0,191214.89936926294]
[2004,4,1,10,3.2560641995700954E-2,6.9791198156189532E-2,1.1461621418208813E-3,1.9721673850549026E-2,3.8733150000000097E-4,4.4102848738273845E-2,3.3010813282485965E-2,6.9805581274081079E-3,0.20770122779242833,39023.8452975365,72760.792734761621,443.28214837774919,14.820377768475856,22701.199560160643,239.46027551710969,34045.770897099326,19307.358817770746,0,188536.53010899221]
[2004,4,1,12,3.5377186116978501E-2,7.1153171470795862E-2,1.1005903314228729E-3,1.9384422062512476E-2,3.8733150000000097E-4,4.3981991422438679E-2,3.1229757468794965E-2,6.7030086779478991E-3,0.20931745905089125,42399.46614914418,74180.717605983475,425.65709404939781,14.231114329169737,22312.996195666532,239.46027551710969,33952.473511468284,18265.655198561424,0,191790.65714471956]
[2004,4,1,19,4.4525692539746593E-2,5.8870154888500975E-2,9.4621040113029181E-4,1.8372213550845409E-2,3.8733150000000097E-4,3.746302442834936E-2,3.5145357044210963E-2,5.7627768924166448E-3,0.20147276124520022,53363.927457762045,61375.062346965162,365.95012531477948,12.234914312327287,21147.864493663074,239.46027551710969,28920.071679930628,20555.810407472236,0,185980.38170093735]
[2004,4,2,4,2.4231200294179304E-2,4.0987748589629801E-2,7.7093062487981713E-4,1.4772048145189853E-2,3.8733150000000097E-4,3.1249442709838333E-2,3.0775896389953972E-2,4.6952571916422858E-3,0.14786985544531339,29041.030940929319,42731.765015988363,298.16006931097195,9.9684701466885315,17003.790621297605,239.46027551710969,24123.416005957246,18000.201008517197,0,131447.7924076645]
[2004,4,2,11,3.3988007530857726E-2,6.6931722821693324E-2,1.1041630696494334E-3,1.8238731886287086E-2,3.8733150000000097E-4,4.0888880117303905E-2,3.5569069421592964E-2,6.7247679962454806E-3,0.20383267434362992,40734.539203214023,69779.647581216355,427.03886284010747,14.277311396978467,20994.216586912167,239.46027551710969,31564.705785197631,20803.631230171726,0,184557.51683646609]
[2004,4,2,21,4.8453837976137538E-2,4.9486625126955688E-2,9.3341242048505205E-4,1.3765974057058511E-2,3.8733150000000097E-4,3.0994015639649226E-2,3.4980714258123963E-2,5.6848323812974657E-3,0.18468674335970747,58071.799613236857,51592.266204501844,361.00046230610087,12.069430825379472,15845.720123831163,239.46027551710969,23926.235738437957,20459.514162949665,0,170508.06601160608]
[2004,4,3,8,3.2889693557673988E-2,4.471194373847022E-2,8.4372860912935999E-4,1.6895983355060065E-2,3.8733150000000097E-4,2.466210942374578E-2,1.8094506146694979E-2,5.1386242704089561E-3,0.14362392060118334,39418.212744316072,46614.423552988279,326.31493996866106,10.909779921279206,19448.607294440848,239.46027551710969,19038.237921156702,10583.111655414779,0,135679.27816372373]
[2004,4,3,14,3.9413766869788223E-2,4.458201449072563E-2,8.1081281561532262E-4,1.7415631361253032E-2,3.8733150000000097E-4,2.3606482864000862E-2,1.5485388728998985E-2,4.9381547194172707E-3,0.14663958334979935,47237.297751157988,46478.965854666923,313.5846436763054,10.484164315399759,20046.763068591721,239.46027551710969,18223.333192003025,9057.0915071054169,0,141606.9804570339]
[2004,4,3,22,4.4404034013647356E-2,3.681235499246082E-2,7.8149156712317138E-4,1.6546846742786264E-2,3.8733150000000097E-4,1.860317023161066E-2,1.4575364519500984E-2,4.7595772983008563E-3,0.1368701708654301,53218.120028588812,38378.709671820739,302.24455002771424,10.105027748729819,19046.723561394258,239.46027551710969,14360.960567962258,8524.8367033451577,0,134081.16038640478]
[2004,4,4,7,2.7143204300061424E-2,3.6560119048336233E-2,7.5596481753573597E-4,1.7145593187761449E-2,3.8733150000000097E-4,1.9363175020624249E-2,1.8693765058280985E-2,4.6041098013411361E-3,0.12465326273394121,32531.060217574242,38115.741163820152,292.37199187443019,9.7749557124243296,19735.927867089642,239.46027551710969,14947.656204813487,10933.606104967659,0,116805.59878136915]
[2004,4,4,8,3.2009473047541662E-2,3.8648633555374665E-2,8.3471733860743919E-4,1.7878753700662688E-2,3.8733150000000097E-4,1.9418262762193324E-2,1.835809898043398E-2,5.0837422468410394E-3,0.13261901313165481,38363.270737347731,40293.121337607714,322.82980011730979,10.793260252345954,20579.853349233104,239.46027551710969,14990.181907400851,10737.281786857498,0,125536.79245433367]
[2004,4,4,21,4.6703224794186267E-2,3.8394547691260002E-2,8.4521899110517895E-4,1.9666513908610551E-2,3.8733150000000097E-4,2.2027325205923196E-2,1.7208346691827983E-2,5.1477012566700075E-3,0.15038021003958316,55973.694238124335,40028.224196075542,326.89135032112216,10.929051212046039,22637.706123489836,239.46027551710969,17004.281784318009,10064.814865254975,0,146286.00188431298]
[2004,4,5,1,3.1199156914235662E-2,3.8513766048630341E-2,8.4946863627929122E-4,1.6197967188536621E-2,3.8733150000000097E-4,2.8710869752130431E-2,1.8297671400616982E-2,5.1735831926338167E-3,0.13932981463306313,37392.10894537795,40152.515258845226,328.53491520072191,10.984000982732294,18645.13572237518,239.46027551710969,22163.731409694639,10701.938914325629,0,129634.40944231919]
[2004,4,5,7,4.2942094626390995E-2,5.8372484668516966E-2,1.1367445460793546E-3,1.397217522631666E-2,3.8733150000000097E-4,4.0514782266347416E-2,3.4470140410875962E-2,6.9232014305713767E-3,0.19871895467509873,51465.989450506233,60856.216408176697,439.63986085093825,14.698604136746507,16083.073906696678,239.46027551710969,31275.916056390186,20160.889818634678,0,180535.88438090927]
[2004,4,5,18,5.3075554615790492E-2,5.8521027448311801E-2,1.1171581898192073E-3,1.5369020168833769E-2,3.8733150000000097E-4,3.79564509842314E-2,3.4508264673500967E-2,6.8039131611465362E-3,0.20773872074163416,63610.91506368405,61011.079638762152,432.06477023758345,14.445343984197606,17690.952428316141,239.46027551710969,29300.978763185005,20183.187930827949,0,192483.08421451421]
[2004,4,6,4,3.0425204849262907E-2,4.1948087739630477E-2,9.3192375042781394E-4,1.69907933150731E-2,3.8733150000000097E-4,3.2594457750789799E-2,2.5765954839020975E-2,5.6757658212638444E-3,0.15471951956546892,36464.529395343481,43732.966309192976,360.4247140440358,12.0501816704686,19557.741024105831,239.46027551710969,25161.717958040594,15069.987252431334,0,140598.87711034584]
[2004,4,6,11,4.0725215943981236E-2,7.0623168454802501E-2,1.3141309591430605E-3,2.0189301428421159E-2,3.8733150000000097E-4,4.1759288532384684E-2,3.1744599953726971E-2,8.0035513411315321E-3,0.21474658811359118,48809.066077890086,73628.163120399389,508.24466588400378,16.992288037719277,23239.475725031629,239.46027551710969,32236.628945141507,18566.776182953796,0,197244.80728085522]
[2004,4,6,20,5.5644789282823015E-2,5.8378518152532644E-2,1.2099178079780111E-3,1.8876454563678473E-2,3.8733150000000097E-4,3.7721768018219339E-2,3.5559127396945965E-2,7.3688540912360788E-3,0.21514676081341352,66690.136173408566,60862.506615130165,467.93987142947054,15.644766415468141,21728.285605252557,239.46027551710969,29119.812178193759,20797.816340499303,0,199921.60182584639]
[2004,4,7,3,3.1345259737924194E-2,4.2491378012911765E-2,9.4540438325521462E-4,1.7535677411546567E-2,3.8733150000000097E-4,3.2262377026485385E-2,2.915919949476397E-2,5.7578679406868599E-3,0.15988449550757397,37567.212802049675,44299.373420882977,365.63839513083934,12.224492148690116,20184.945525353458,239.46027551710969,24905.363899687003,17054.627605405371,0,144628.8464161751]
[2004,4,7,5,3.3548771215313113E-2,4.4154709627296305E-2,9.9487237693647243E-4,1.6509465916198503E-2,3.8733150000000097E-4,3.414870443693524E-2,2.8467771705035973E-2,6.0591466103781166E-3,0.16427077338809376,40208.11561398823,46033.479297279606,384.77031173744433,12.864134941846853,19003.695286485996,239.46027551710969,26361.539015136201,16650.22543819372,0,148894.14937328015]
[2004,4,7,17,4.8050064942978039E-2,6.128308915144004E-2,1.2598632476848392E-3,1.9947732958111426E-2,3.8733150000000097E-4,3.9717110175725871E-2,3.035417623201497E-2,7.6730405866289398E-3,0.20867240879458412,57587.8786763151,63890.666240100843,487.25644192772569,16.290582794546822,22961.411393702503,239.46027551710969,30660.142653418527,17753.545394784251,0,193596.65165856059]
[2004,4,7,22,5.3769100222607988E-2,5.4374229062811134E-2,1.1490172186821559E-3,1.7589095799552819E-2,3.8733150000000097E-4,3.7190429100578695E-2,3.2507081788030967E-2,6.9979466183215161E-3,0.20396423131058525,64442.127681383834,56687.836223954851,444.38635916841343,14.857295160961796,20246.434296311825,239.46027551710969,28709.638151430561,19012.736427585209,0,189797.4767105128]
[2004,4,8,7,4.1382018360131861E-2,5.857491373391966E-2,1.149164918715109E-3,1.5554354785761238E-2,3.8733150000000097E-4,4.0429753176283521E-2,3.2956728104844971E-2,6.998846167022202E-3,0.19743311074667855,49596.24207651733,61067.258769683292,444.44348266388931,14.859204986984579,17904.287166338865,239.46027551710969,31210.27673823449,19275.725488337099,0,179752.55320227909]
[2004,4,8,16,4.2143922480223105E-2,6.0268715204399859E-2,1.2108078711961915E-3,2.0227682592401635E-2,3.8733150000000097E-4,3.4271305211346269E-2,3.1032809176364973E-2,7.3742749106863745E-3,0.19691684894661843,50509.382195742306,62833.130985426506,468.28410643876884,15.656275322148922,23283.655467049204,239.46027551710969,26456.182286417283,18150.464115023031,0,181956.21570693637]
[2004,4,8,24,3.6543255414491542E-2,4.0708064693956172E-2,9.7455536307050389E-4,1.7471214132591152E-2,3.8733150000000097E-4,2.3376068904298983E-2,3.2670673224233962E-2,5.9354083615807546E-3,0.15806657159422305,43796.997189176007,42440.180654321193,376.91263678334127,12.601427066901119,20110.743215196686,239.46027551710969,18045.46212226653,19108.417758767722,0,144130.77527909548]
[2004,4,9,6,3.6331608602653616E-2,4.1128645220485135E-2,1.0119545369039504E-3,1.7256797937518154E-2,3.8733150000000097E-4,2.2583904372578054E-2,1.5340248328472984E-2,6.1631833833997989E-3,0.14020367388201169,43543.339032068092,42878.656756287026,391.37689582622448,13.085014741119723,19863.933290736499,239.46027551710969,17433.940351420613,8972.2018145089223,0,133335.9934311056]
[2004,4,9,9,4.311954483898485E-2,5.2780192419835677E-2,1.2843988681173514E-3,1.9316336877556246E-2,3.8733150000000097E-4,2.1293661083096986E-2,1.5364970241849983E-2,7.8224717346069023E-3,0.16136890756404801,51678.66307178163,55025.973799246414,496.74567747325347,16.607839097408196,22234.624786500426,239.46027551710969,16437.920169235178,8986.6611629698964,0,155116.65678182134]
[2004,4,9,20,5.3039133195394009E-2,4.399669297911489E-2,1.092229509295359E-3,2.0399581335930013E-2,3.8733150000000097E-4,1.8734840784901625E-2,1.3965414754593985E-2,6.65208812951545E-3,0.15826731218874532,63567.264085449147,45868.739088045208,422.42351735055433,14.12300524245018,23481.524456798768,239.46027551710969,14462.605373671786,8168.089389333285,0,156224.22919140832]
[2004,4,10,2,2.8788219269372285E-2,3.3875722501357092E-2,8.6978257586215379E-4,1.6887469156829232E-2,3.8733150000000097E-4,1.7880990410373544E-2,1.5553969938000987E-2,5.297302717891866E-3,0.11954078806968714,34502.606407695268,35317.124347763427,336.39140116526562,11.246669105852929,19438.806781837426,239.46027551710969,13803.464409692338,9097.2032728782597,0,112746.30356565496]
[2004,4,10,11,5.3770496307339405E-2,4.488371971681205E-2,1.0818316653892607E-3,1.6884845218867611E-2,3.8733150000000097E-4,2.0986440131272859E-2,1.7361217817519984E-2,6.5887613530168608E-3,0.16194464371021802,64443.800885327051,46793.508547760393,418.40211547641002,13.988556573240771,19435.786422624933,239.46027551710969,16200.756937384445,10154.226103062252,0,157699.92984372584]
[2004,4,10,19,5.385927754946343E-2,3.9461004674348092E-2,9.7562129679336319E-4,1.6114709283372126E-2,3.8733150000000097E-4,1.7059981169428657E-2,1.5753539025023983E-2,5.941900298489928E-3,0.14955336479691961,64550.204974608489,41140.058604382379,377.32489031489376,12.615210056124472,18549.299317492765,239.46027551710969,13169.67558830599,9213.9272063092558,0,147252.566066987]
[2004,4,11,4,2.8061645507944995E-2,3.180088239695239E-2,7.9904063271699934E-4,1.8568926831897783E-2,3.8733150000000097E-4,1.5659809197901883E-2,1.5327854216211982E-2,4.8664577020322139E-3,0.11547194798565825,33631.809632037977,33154.000418346077,309.03171147251248,10.331944841952861,21374.296970092022,239.46027551710969,12088.794522277007,8964.952748252872,0,109772.67822283754]
[2004,4,11,9,4.8014685240686007E-2,3.8578925979249487E-2,1.0531431545526906E-3,1.9315136045556246E-2,3.8733150000000097E-4,1.6535347208583046E-2,1.6955462953275983E-2,6.4140375419814476E-3,0.14725406962388493,57545.476194536655,40220.447724996338,407.30673529120367,13.617601581185708,22233.242534310437,239.46027551710969,12764.677540633696,9916.9082675707159,0,143341.13687443733]
[2004,4,11,21,5.6053371080411959E-2,3.7469209308783842E-2,1.0058066160226241E-3,1.9655983854210551E-2,3.8733150000000097E-4,1.8947892565718976E-2,1.4890709510132986E-2,6.1257402350799418E-3,0.15453604467036089,67179.820402073514,39063.512942570633,388.99916629137772,13.00551943532712,22625.585201699665,239.46027551710969,14627.073482341411,8709.2756274460953,0,152846.73261737515]
[2004,4,12,2,2.864959769962842E-2,3.7314392204201366E-2,8.1037277187372061E-4,1.9135669286868134E-2,3.8733150000000097E-4,2.4486598097561652E-2,2.1634307883939979E-2,4.935474687679374E-3,0.13735374413175266,34336.468814545209,38902.108416557028,313.41445524655353,10.478474357367437,22026.662163178269,239.46027551710969,18902.749657426353,12653.470289111872,0,127384.81254593976]
[2004,4,12,6,3.3613082204933864E-2,4.7027166358530367E-2,9.4442474456950991E-4,1.7259390078318153E-2,3.8733150000000097E-4,3.1471216307414403E-2,2.8714919405492971E-2,5.7519015729803188E-3,0.16516943217223959,40285.192168873822,49028.1582021059,365.25951650155287,12.211824992038361,19866.917048912135,239.46027551710969,24294.617035144907,16794.777142899577,0,150886.59321494703]
[2004,4,12,15,4.1901003630818334E-2,6.6113123887217337E-2,1.1684474587232382E-3,2.035714279648378E-2,3.8733150000000097E-4,3.8679206313709968E-2,3.4395814223739968E-2,7.116284081309771E-3,0.2101183538920024,50218.244582415187,68926.217507254769,451.90107129738232,15.108536662520661,23432.674356127223,239.46027551710969,29858.919192568883,20117.417931034965,0,193259.94345287804]
[2004,4,12,22,4.8449809716327112E-2,5.2860614367392117E-2,1.0286910865024335E-3,1.891374067135412E-2,3.8733150000000097E-4,3.6593087929501417E-2,3.3531500312660972E-2,6.2651152594071962E-3,0.1980298908431454,58066.971754262777,55109.817676584418,397.84981391673131,13.301425647168578,21771.204851234455,239.46027551710969,28248.512821894808,19611.89815878365,0,183459.01677784111]
[2004,4,13,8,3.8930160378424832E-2,6.5283937109922308E-2,1.2076126603127956E-3,1.734547709594169E-2,3.8733150000000097E-4,4.2422487291256514E-2,3.600690663243996E-2,7.3548148757689447E-3,0.20893872754406709,46657.696620862669,68061.749080933325,467.04834764581,15.614959847999128,19966.009985009776,239.46027551710969,32748.593900915348,21059.713383048584,0,189215.88655378058]
[2004,4,13,15,3.381489340169419E-2,6.6596175960136672E-2,1.1639794050047362E-3,2.0477997644998514E-2,3.8733150000000097E-4,4.083629370958685E-2,3.5782420291015964E-2,7.0890719552410856E-3,0.20614816386767801,40527.062366725739,69429.823301199183,450.17303616244214,15.050762773834332,23571.787803329356,239.46027551710969,31524.111019991848,20928.415850131962,0,186685.88441583148]
[2004,4,14,1,2.7603058498428788E-2,4.5663889153713437E-2,8.6642038569519043E-4,1.6803317022233356E-2,3.8733150000000097E-4,3.4366022299851529E-2,3.8587342318679961E-2,5.276825716393106E-3,0.16955420689499537,33082.194286088001,47606.873960535493,335.09106256038177,11.203194516538113,19341.941048464534,239.46027551710969,26529.300381677462,22568.958165177268,0,149715.02237453678]
[2004,4,14,10,3.427705596608651E-2,6.8897997893512128E-2,1.2182569577540666E-3,1.9718164522549025E-2,3.8733150000000097E-4,4.3852650114195653E-2,3.600915264905296E-2,7.4196426469045097E-3,0.21178025225005487,41080.96300595576,71829.587068427296,471.16506627188704,15.752595269204926,22697.160047295063,239.46027551710969,33852.626796937308,21061.027032860442,0,191247.74188853407]
[2004,4,14,11,3.6106528382894437E-2,6.8549671010734198E-2,1.2070906416636518E-3,2.0184953588421161E-2,3.8733150000000097E-4,4.2784425381198914E-2,3.2258300624890969E-2,7.3516355860410955E-3,0.20882993671584443,43273.5809702775,71466.438981113592,466.84645513877064,15.608209918560512,23234.471018826487,239.46027551710969,33027.996743172538,18867.229343505136,0,190591.63199746973]
[2004,4,14,19,4.6490636609113269E-2,5.7990235031219792E-2,1.0944136843685013E-3,1.835755304844541E-2,3.8733150000000097E-4,3.780381004351633E-2,3.5003038659503966E-2,6.6653905764400044E-3,0.20379240915260727,55718.907847626622,60457.702163299087,423.26825456837719,14.15124758139625,21130.989100978019,239.46027551710969,29183.145592635341,20472.571255004543,0,187640.19573721051]
[2004,4,15,4,2.9417097187330266E-2,4.1758154938709373E-2,9.132037235617522E-4,1.69798595326731E-2,3.8733150000000097E-4,3.323910874840226E-2,2.6486558059824975E-2,5.5617538233823033E-3,0.15474306751388406,35256.314967393482,43534.951924478941,353.1846793019235,11.808123535874927,19545.155379596614,239.46027551710969,25659.364726927281,15491.453540772849,0,140091.69361752406]
[2004,4,15,12,4.0138093049271448E-2,6.8076592118587798E-2,1.2643693310920249E-3,1.9379631156912477E-2,3.8733150000000097E-4,4.2683003034095987E-2,3.5270924316944965E-2,7.7004843277918072E-3,0.21490042883469651,48105.400805662903,70973.230723796951,488.99918517549446,16.348848423740137,22307.48148606715,239.46027551710969,32949.702435840962,20629.252172438701,0,195709.87593292299]
[2004,4,15,18,4.6239472798547149E-2,5.9273326730789798E-2,1.1744054193825605E-3,1.8352693703464318E-2,3.8733150000000097E-4,3.8567044131177994E-2,3.3986771879103962E-2,7.1525703004978666E-3,0.20513361646296366,55417.888669651998,61795.389030390463,454.20533306336483,15.185575699563531,21125.395612261826,239.46027551710969,29772.334128813392,19878.17731457491,0,188698.03593997264]
[2004,4,16,5,2.9819205934632154E-2,4.3155746268129125E-2,9.0872164286639665E-4,1.5611721913588519E-2,3.8733150000000097E-4,3.2528176751218718E-2,2.6820247611688972E-2,5.5344562677537793E-3,0.15476560788987767,35738.241262015283,44992.010346376686,351.4512191854663,11.750168272243176,17970.321247769738,239.46027551710969,25110.551473543881,15686.621828704656,0,140100.40782138504]
[2004,4,16,14,3.566800572448485E-2,6.5163607999021822E-2,1.1766337099701266E-3,1.7986358889477569E-2,3.8733150000000097E-4,4.003608156367832E-2,3.6168874080127963E-2,7.1661414274821781E-3,0.20375303489424285,42748.012697284001,67936.30000240347,455.06713210804185,15.214388471405046,20703.715394793064,239.46027551710969,30906.376788120455,21154.444876106645,0,184158.59155480418]
[2004,4,16,17,4.4632708250563466E-2,5.4981701903386131E-2,1.0763124398845629E-3,1.6786428005249397E-2,3.8733150000000097E-4,3.339920425212637E-2,3.5143082189626959E-2,6.5551471957802504E-3,0.19296191573661714,53492.185510655319,57321.156851953754,416.26753603966733,13.917190573628289,19322.500460011783,239.46027551710969,25782.952544888725,20554.47989091284,0,177142.92026055281]
[2004,4,16,23,4.4957642886949409E-2,4.0410345001263039E-2,9.3982170024500616E-4,1.375768582976067E-2,3.8733150000000097E-4,2.4067213590136704E-2,3.423691954055396E-2,5.7238673033967961E-3,0.1644808273523056,53881.618832756598,42129.79307787319,363.4792732857,12.152305615778204,15836.17972156541,239.46027551710969,18579.000301861674,20024.483635952452,0,151066.1674244279]
[2004,4,17,7,3.6687838923835765E-2,4.2602699620768486E-2,9.1824591533540745E-4,1.62259254103998E-2,3.8733150000000097E-4,2.4869189686659673E-2,1.9100352493867979E-2,5.5924626659459064E-3,0.146384046216813,43970.280151531872,44415.431729812364,355.13476430334191,11.873321280714023,18677.317837274397,239.46027551710969,19198.096238480295,11171.410894643663,0,138039.00521284377]
[2004,4,17,16,4.6334739858203133E-2,4.3054865740270482E-2,9.7280691160935105E-4,1.6820352500601408E-2,3.8733150000000097E-4,2.1751982176779459E-2,1.4688198506104984E-2,5.9247596351814169E-3,0.14993503682875023,55532.065994486598,44886.837382272119,376.23641717029182,12.578818824822068,19361.550225503281,239.46027551710969,16791.727131806281,8590.8310261011738,0,145791.28727168165]
[2004,4,18,4,2.7055545055652132E-2,3.1850561919992089E-2,7.7558920348456712E-4,1.8564812947097782E-2,3.8733150000000097E-4,1.7820950809647594E-2,1.4934626481354985E-2,4.7236296858601586E-3,0.11611304760308933,32426.000839654764,33205.793790211734,299.96179060061377,10.028707605480223,21369.561564744588,239.46027551710969,13757.11605466431,8734.9617780512563,0,110042.88480104983]
[2004,4,18,9,4.570810750026192E-2,4.0134699264704594E-2,1.0222339447256113E-3,1.9314587389556246E-2,3.8733150000000097E-4,1.9774506142590239E-2,1.8803530738939981E-2,6.2257888396404322E-3,0.151370785320419,54781.048732666117,41842.418697782094,395.35249213757868,13.217931979959259,22232.610988051216,239.46027551710969,15265.188644144275,10997.805837468177,0,145767.10359974654]
[2004,4,18,18,5.2304816052168093E-2,3.8718956851393337E-2,9.3970196453651547E-4,1.8661443929122855E-2,3.8733150000000097E-4,2.0717481564072014E-2,1.6391439362480983E-2,5.7231380679400069E-3,0.15384430929171383,62687.186886714531,40366.436868809637,363.43296508883969,12.150757380700931,21480.79143413949,239.46027551710969,15993.130853770817,9587.0222464061226,0,150729.61228782724]
[2004,4,19,3,2.6421210534986764E-2,3.7202042458128602E-2,7.9409424564340087E-4,1.5891713757839022E-2,3.8733150000000097E-4,2.9343840759686914E-2,2.1490445527039978E-2,4.8363323460916844E-3,0.13636701112941638,31665.752555711202,38784.978222438433,307.11867926817769,10.267985893785744,18292.613908104508,239.46027551710969,22652.361657497029,12569.328098452421,0,124521.88138288268]
[2004,4,19,11,4.0182336197377724E-2,6.7911133204230686E-2,1.1954233518708353E-3,1.7815458875152887E-2,3.8733150000000097E-4,4.3208252451017323E-2,3.2784999523287971E-2,7.2805774070833773E-3,0.21076551251002082,48158.426104347222,70800.731582190114,462.33409070411142,15.457346758842887,20506.996021000617,239.46027551710969,33355.175592880361,19175.284904973862,0,192713.86591837223]
[2004,4,19,17,4.6109934609154246E-2,6.0763532439350315E-2,1.0998112560988641E-3,1.7081123702196093E-2,3.8733150000000097E-4,3.8704719558601983E-2,3.1377745652711966E-2,6.6982638164780964E-3,0.20222246253459153,55262.63748438179,63349.00254552273,425.35578398970063,14.221040544501221,19661.718412636092,239.46027551710969,29878.614475646624,18352.210502219808,0,187183.22052045836]
[2004,4,19,20,5.1383415798737876E-2,5.6996096819897764E-2,1.0843859913186986E-3,1.7356232357473592E-2,3.8733150000000097E-4,3.6796105181463111E-2,3.6274796815272965E-2,6.6043181577447319E-3,0.20688268262190876,61582.891063809104,59421.263668836968,419.39000981032984,14.021585124644453,19978.390137942417,239.46027551710969,28405.234644774431,21216.396947293251,0,191277.04833310825]
[2004,4,20,5,2.6946085767732376E-2,4.3360310941339769E-2,8.9821480083536725E-4,1.6503467967398502E-2,3.8733150000000097E-4,3.3962124436475984E-2,2.7424053807355971E-2,5.47046565171705E-3,0.15495205487285502,32294.814165917709,45205.279185163832,347.38766191181469,11.614310209608011,18996.791175116326,239.46027551710969,26217.506143533879,16039.775892991855,0,139352.62881036213]
[2004,4,20,16,3.9514290724719528E-2,6.4004348114556076E-2,1.1497603885305893E-3,2.0227446566801633E-2,3.8733150000000097E-4,4.2062542073545622E-2,3.0161278318344968E-2,7.0024728019531662E-3,0.20450947048845158,47357.77533154688,66727.713957060521,444.67378266200376,14.866904672127838,23283.383782998066,239.46027551710969,32470.729482441704,17640.723296081156,0,188179.32681297959]
[2004,4,20,22,4.7946964717552942E-2,5.3060871433022454E-2,1.0373835637254845E-3,1.7598828749952819E-2,3.8733150000000097E-4,3.6777351272655953E-2,3.3332451552983963E-2,6.3180557119947162E-3,0.19645923850188834,57464.313322546535,55318.595620378866,401.21165936386598,13.413823179322995,20257.637688631054,239.46027551710969,28390.757319591594,19495.478554321642,0,181580.86826352996]
[2004,4,21,6,2.9930012020890098E-2,4.9179330535483401E-2,9.3924265050722303E-4,1.5984034252163166E-2,3.8733150000000097E-4,3.68394780338792E-2,2.8732141525569972E-2,5.7203406729090418E-3,0.16771191119140211,35871.042070080628,51271.89632019939,363.25532380908032,12.144818249420902,18398.88206673176,239.46027551710969,28438.71688546312,16804.850013539992,0,151400.2477735905]
[2004,4,21,15,3.4059311126622929E-2,6.6968531662242411E-2,1.1484101239535899E-3,2.0473832000198516E-2,3.8733150000000097E-4,4.1143313550999427E-2,3.4692005839046969E-2,6.9942491833016639E-3,0.20586698498636552,40819.996378495358,69818.022626906284,444.15156319520145,14.849445160608173,23566.992818146144,239.46027551710969,31761.119002030096,20290.65443225687,0,186955.24654170766]
[2004,4,21,23,4.0595405010764342E-2,5.1305147929570326E-2,9.9076933831852322E-4,1.6058200696726636E-2,3.8733150000000097E-4,3.6795529809800477E-2,3.5890183084151962E-2,6.0341575634304551E-3,0.18805672493276271,48653.488009851564,53488.166607706866,383.18344744741302,12.811080858050255,18484.253484566867,239.46027551710969,28404.790479094274,20991.444134121131,0,170657.59751916328]
[2004,4,21,24,3.0900267404322397E-2,4.8548463327723695E-2,9.0780054104064789E-4,1.7470123031791154E-2,3.8733150000000097E-4,3.6774278776840731E-2,3.4350359365580965E-2,5.5288464115202758E-3,0.17486747035881986,37033.890640055477,50614.185901698846,351.09497988799319,11.738258022791783,20109.487272258539,239.46027551710969,28388.385466262382,20090.832301381535,0,156839.07509508467]
[2004,4,22,9,3.5241030918068718E-2,6.8556548932683065E-2,1.150243024089449E-3,1.9325035951692472E-2,3.8733150000000097E-4,4.3585219688466695E-2,3.4252462070529968E-2,7.0054122338625308E-3,0.20950328431939286,42236.284495065855,71473.609556581403,444.86044362349293,14.873145360984855,22244.638105828777,239.46027551710969,33646.180382119201,20033.57414822232,0,190333.48055231912]
[2004,4,22,22,4.5489738991792698E-2,5.2267260805649446E-2,9.4660899134604837E-4,1.7587039892352819E-2,3.8733150000000097E-4,3.5880635634052263E-2,3.2798818069224966E-2,5.7652044566054994E-3,0.19112263834102375,54519.334639513967,54491.217098503315,366.10428145091066,12.240068258140701,20244.067785234824,239.46027551710969,27698.525954381545,19183.367093754317,0,176754.31719661411]
[2004,4,23,2,2.6009908856541964E-2,4.2266136929934223E-2,7.9628430039501981E-4,1.4751433485595428E-2,3.8733150000000097E-4,2.9312803886002353E-2,3.5872654666945968E-2,4.8496706024675181E-3,0.15424622422788248,31172.808556868484,44064.548397286097,307.9656904718633,10.296304259545996,16980.061524829216,239.46027551710969,22628.402336930289,20981.192116468377,0,136384.73520263098]
[2004,4,23,12,3.7435762199549999E-2,6.5146274508912375E-2,1.1466295314451547E-3,1.7627557015692828E-2,3.8733150000000097E-4,3.7493753143949378E-2,3.5372574138963962E-2,6.9834047058470053E-3,0.20159328674436072,44866.664264896492,67918.228977481383,443.462912921628,14.826421320730857,20290.70618466863,239.46027551710969,28943.793113833661,20688.705102928136,0,183405.84725356777]
[2004,4,23,19,4.6065671401764964E-2,5.1582948135888526E-2,9.5537080575308663E-4,1.4544796544931904E-2,3.8733150000000097E-4,3.0751068435074011E-2,3.3813655502073971E-2,5.8185671986977529E-3,0.18391940952418423,55209.588144698617,53777.787129600714,369.49294329230486,12.353362350408734,16742.206134761847,239.46027551710969,23738.689466401331,19776.925037633166,0,169866.50249425549]
[2004,4,24,2,2.585687780625557E-2,3.5395626792183457E-2,7.3381434783258929E-4,1.688503229602923E-2,3.8733150000000097E-4,2.2913333050789419E-2,2.3381679877156981E-2,4.4692051175530623E-3,0.13002290078780032,30989.401238521252,36901.700110942016,283.80522157264022,9.4885404516408212,19436.001763169112,239.46027551710969,17688.247128107014,13675.472921172541,0,119223.57719945331]
[2004,4,24,12,4.3071816444837326E-2,4.6973196331226597E-2,8.927588266889159E-4,1.7451423431580258E-2,3.8733150000000097E-4,2.4346765770677944E-2,2.3966769805530974E-2,5.4372367190195937E-3,0.1625272988295616,51621.460714722496,48971.891766304769,345.27754515530575,11.543762077720677,20087.962559939511,239.46027551710969,18794.804263845472,14017.680218251584,0,154090.08110581397]
[2004,4,24,13,4.2994212592509622E-2,4.6491013563156935E-2,8.6988166099258009E-4,1.735849563028511E-2,3.8733150000000097E-4,2.3554126504406622E-2,2.3994336406315975E-2,5.297906183568549E-3,0.16094730404123539,51528.452698230401,48469.19226587101,336.42972268007145,11.247950319924286,19980.995343167018,239.46027551710969,18182.916015454412,14033.803366996442,0,152782.49763823638]
[2004,4,25,1,3.1605837764913366E-2,3.3159302895271907E-2,7.6400213186608962E-4,1.8662679588251629E-2,3.8733150000000097E-4,1.6897960955377371E-2,1.5371852280046984E-2,4.6530600657270736E-3,0.12150202718145442,37879.514894081687,34570.221302012222,295.4804508206368,9.8788817018402675,21482.213775097123,239.46027551710969,13044.601965034528,8990.6863282916347,0,116512.05787255676]
[2004,4,25,6,2.8574216920752842E-2,3.4874566262308768E-2,7.8952668553702073E-4,1.7254721326318154E-2,3.8733150000000097E-4,1.8659165815140544E-2,1.6912988444034983E-2,4.8085141887301407E-3,0.12226103114282244,34246.125145841237,36358.468611582597,305.35215969566411,10.208925343984969,19861.542947725186,239.46027551710969,14404.187091024778,9892.0657838818988,0,115317.41094061248]
[2004,4,25,15,4.1656701559587186E-2,4.2018156556744443E-2,8.5669671504466952E-4,2.034328975008378E-2,3.8733150000000097E-4,2.0009878780575599E-2,1.8560415500539978E-2,5.2176049083494033E-3,0.14905007527092506,49925.449181303287,43806.016533489019,331.33039951035914,11.077463202373419,23416.728408880266,239.46027551710969,15446.887630435409,10855.612638479433,0,144032.56253081729]
[2004,4,25,23,3.7709394346542788E-2,3.8744437788372173E-2,8.1172378933637814E-4,1.7960159081760244E-2,3.8733150000000097E-4,2.8167824900279831E-2,1.6378666262254982E-2,4.9437028916874404E-3,0.14510324056023383,45194.611686021941,40393.002012025201,313.93696589447217,10.495943604027934,20673.557353039818,239.46027551710969,21744.520833918155,9579.5515177340258,0,138149.13658775474]
[2004,4,26,5,2.6638911688289923E-2,4.1269132638446761E-2,8.3239960699621615E-4,1.5114824020584497E-2,3.8733150000000097E-4,3.2895491681885339E-2,2.6120025142760971E-2,5.0696263904141557E-3,0.14832774266937787,31926.666825421224,43025.12187180591,321.9334094492724,10.763290968951466,17398.352645328134,239.46027551710969,25394.105038320908,15277.075831029068,0,133593.47918784057]
[2004,4,26,16,4.3357731116992537E-2,6.3155240548128683E-2,1.0949398169999944E-3,1.679565500775404E-2,3.8733150000000097E-4,4.210264584887604E-2,3.0400787888622972E-2,6.6685949218662352E-3,0.20396292664924048,51964.128710517973,65842.477117995557,423.47173817223222,14.158050706425891,19333.121466463235,239.46027551710969,32501.688116318415,17780.807612516368,0,188099.3130882073]
[2004,4,27,1,2.6279666323776468E-2,4.4635416362506411E-2,7.5433610178307403E-4,1.6798998167833354E-2,3.8733150000000097E-4,3.3631844048642119E-2,3.5017759409423969E-2,4.5941903103985894E-3,0.16209954222436401,31496.112184315523,46534.639960097724,291.74208045824116,9.7538957054225541,19336.969706967418,239.46027551710969,25962.541878465021,20481.181124696024,0,144352.40110622247]
[2004,4,27,4,2.4076459156201182E-2,4.0810545845461538E-2,7.4014703940262984E-4,1.6977840892673103E-2,3.8733150000000097E-4,3.3455389119090358E-2,2.593890893090697E-2,4.507773588796918E-3,0.14689439607253271,28855.574086902292,42547.022348129256,286.254411806512,9.5704249232480763,19542.831766001371,239.46027551710969,25826.325187773804,15171.14461206586,0,132478.18311311945]
[2004,4,27,10,3.2161717693059463E-2,7.2022790468615261E-2,1.1254084363470768E-3,1.9715299088949024E-2,3.8733150000000097E-4,4.5575674579959764E-2,3.5191577323513967E-2,6.8541602626270874E-3,0.21303395935307165,{"$f":"E2820*1000000*$N$8826","v":38545.735551611819},{"$f":"F2820*1000000*$O$8826","v":75087.338631702849},{"$f":"G2820*1000000*$P$8826","v":435.25558144315153},{"$f":"G2820*1000000*$Q$8826","v":14.552023280053453},{"$f":"H2820*1000000*$R$8826","v":22693.861707586533},{"$f":"I2820*1000000*$S$8826","v":239.46027551710969},{"$f":"J2820*1000000*$T$8826","v":35182.738068425155},{"$f":"K2820*1000000*$U$8826","v":20582.843716513249},{"$f":"L2820*1000000*$V$8826","v":0},{"$f":"SUM(N2820:V2820)","v":192781.78555607991}]
[2004,4,27,18,4.1467103881795378E-2,6.0767191488442396E-2,9.510532574629084E-4,1.8345528049064315E-2,3.8733150000000097E-4,3.9664560602042279E-2,3.434306854771297E-2,5.7922717072417191E-3,0.20171810903376197,49698.216854376311,63352.817286057769,367.82311664914391,12.297534562734276,21117.147379797065,239.46027551710969,30619.576322726622,20086.568049075846,0,185493.9068187626]
[2004,4,28,3,2.2907917499875707E-2,4.1945509006265487E-2,7.3721230006833596E-4,1.7535130825946568E-2,3.8733150000000097E-4,3.2878348033071186E-2,3.2312221491981964E-2,4.4898999234887242E-3,0.15319357058069796,27455.079931222161,43730.277851495652,285.11939128056116,9.532477460145568,20184.316362287671,239.46027551710969,25380.870774399988,18898.766571012446,0,136183.42363467574]
[2004,4,28,12,3.4238410991530598E-2,7.1867545490448687E-2,1.1142099164689076E-3,1.9378763659312476E-2,3.8733150000000097E-4,4.529143955365162E-2,3.5337891910166966E-2,6.7859570685953035E-3,0.21440155009017459,41034.647103806281,74925.48802621229,430.92451538441799,14.407221520349029,22306.482928019555,239.46027551710969,34963.319122405468,20668.420166890563,0,194583.14935975606]
[2004,4,28,17,3.8717250571589618E-2,6.4947957208575421E-2,1.0230152070031997E-3,1.9950623236511426E-2,3.8733150000000097E-4,4.0658978996713252E-2,3.1234776234598971E-2,6.2305470204793078E-3,0.2031504799754712,46402.524767513998,67711.473335412564,395.65464800909058,13.228034042894024,22964.738331732209,239.46027551710969,31387.230608320384,18268.590573445137,0,187382.90057399339]
[2004,4,29,5,2.5826437268706471E-2,4.3437068928178203E-2,8.4857386752574442E-4,1.6502730904998503E-2,3.8733150000000097E-4,3.5610256920403677E-2,2.6822774504720974E-2,5.1681337147049793E-3,0.15460330760923857,30952.918332924775,45285.303201352661,328.18886030944503,10.972431231421258,18995.942758254889,239.46027551710969,27489.803570143733,15688.099757468346,0,138990.68918720237]
[2004,4,29,10,3.3654243082126077E-2,6.9296732305016262E-2,1.2182658489751778E-3,1.9715121034549025E-2,3.8733150000000097E-4,4.50278771570011E-2,3.5844856051565961E-2,7.4196967977820556E-3,0.21256412377701567,40334.523373832002,72245.287509717062,471.16850498221606,15.752710236582473,22693.656752951465,239.46027551710969,34759.858683223749,20964.933267066939,0,191724.64107752714]
[2004,4,29,14,3.249084311457532E-2,6.9006773563701079E-2,1.1615451553749206E-3,1.9960074104683926E-2,3.8733150000000097E-4,4.3599918113593067E-2,3.6234886332358968E-2,7.0742464602979744E-3,0.20991561834458525,38940.191518862615,71942.991110803661,449.23158175017358,15.019286861500214,22975.617025195374,239.46027551710969,33657.527023633687,21193.054110883342,0,189413.09193350747]
[2004,4,29,24,3.0543551850818501E-2,4.6788019308424786E-2,8.3149376006797871E-4,1.7468889073391152E-2,3.8733150000000097E-4,3.4575465652191259E-2,3.6587535670790955E-2,5.0641094422386995E-3,0.17224639625792335,36606.367970907893,48778.835516644613,321.58307003585173,10.751577971996634,20108.066888973652,239.46027551710969,26690.982916789773,21399.311595535142,0,154155.35981237603]
[2004,4,30,7,4.0854239851988799E-2,5.6115599182666634E-2,1.0712580047560309E-3,1.5687927008470826E-2,3.8733150000000097E-4,3.6994440783840406E-2,3.4212768260989963E-2,6.5243637865848659E-3,0.19184792837929751,48963.700898248833,58503.301120857126,414.31271587866286,13.851834516855998,18058.03931265276,239.46027551710969,28558.342407026885,20010.358039698276,0,174761.36660439652]
[2004,4,30,16,3.9337007901387527E-2,5.751910964755709E-2,1.0472398318811639E-3,1.7666057654707374E-2,3.8733150000000097E-4,3.503661082786072E-2,3.0559882373572968E-2,6.3780840886698857E-3,0.18793132382563671,47145.302325869299,59966.530535667029,405.02360495482372,13.541269037220994,20335.023451858331,239.46027551710969,27046.969966386412,17873.858767620375,0,173025.7101969106]
[2004,4,30,23,4.2745678348019941E-2,3.9956727301468473E-2,8.9775506554862303E-4,1.3757841109760671E-2,3.8733150000000097E-4,2.4301330683128265E-2,3.3283892959375963E-2,5.4676656910699123E-3,0.16079822265837182,51230.585048403787,41656.874080814181,347.20985770928775,11.608365631284892,15836.358461072736,239.46027551710969,18759.730053773786,19467.077612410481,0,147548.90375533266]
[2004,5,1,9,3.9267854309641255E-2,4.7233720923780358E-2,9.4113316216527668E-4,1.6795158172811357E-2,4.1971962365591558E-4,2.7803465379377258E-2,1.9451370849882993E-2,6.0237128130863661E-3,0.15793613523440078,47062.421924849201,49243.501602242672,363.98648569162498,12.169263391975994,19332.549570321567,259.48361215285325,21463.248736361784,11376.71445057882,0,149114.07564559049]
[2004,5,1,13,4.6115517759692845E-2,4.6292005153296512E-2,9.0364250981932453E-4,1.602280693892532E-2,4.1971962365591558E-4,2.4993067950056326E-2,1.7396442191088993E-2,5.7837542907581323E-3,0.15792695641729337,55269.32887587585,48261.716107775494,349.48684701956518,11.684492860582509,18443.512482301012,259.48361215285325,19293.725684091889,10174.828128641213,0,152063.76623071847]
[2004,5,2,2,2.6771995973915792E-2,3.2356443672320885E-2,6.6517317513052458E-4,1.8120505430595121E-2,4.1971962365591558E-4,1.7187080697856308E-2,1.4169545438082996E-2,4.2574338457445921E-3,0.11394789785730214,32086.167997863795,33733.200659586844,257.25801207032669,8.6009800683431745,20858.128626818503,259.48361215285325,13267.791731588633,8287.481308523902,0,108758.11292867319]
[2004,5,2,3,2.6514899614525713E-2,3.2061223480223666E-2,6.4441134284765956E-4,1.7935210588522602E-2,4.1971962365591558E-4,1.7387506612999083E-2,1.4267586272016995E-2,4.1245479586319656E-3,0.11335510549342361,31778.038675452921,33425.418936736489,249.22830206438826,8.3325204967253548,20644.839672785853,259.48361215285325,13422.513138119239,8344.823414680417,0,108132.67827248888]
[2004,5,2,11,4.1050152684332084E-2,4.2260224952912637E-2,8.8079003560354995E-4,2.0862779199884184E-2,4.1971962365591558E-4,2.1017180790167511E-2,1.7427622898703993E-2,5.6374872721488009E-3,0.14955595745740868,49198.501921587864,44058.384867412911,340.64857405931696,11.389000374428607,24014.701672137973,259.48361215285325,16224.487591069976,10193.065095569689,0,144300.66233436498]
[2004,5,2,20,4.8904679672319311E-2,3.8338314599810318E-2,8.6006602908738391E-4,2.0610988346427501E-2,4.1971962365591558E-4,2.1454535213314897E-2,1.5501992863219991E-2,5.5048434884543617E-3,0.15159513983628967,58612.132221168824,39969.598403426906,332.63349329867862,11.121029906517325,23724.870572858126,259.48361215285325,16562.109058102033,9066.8029302842406,0,148538.75132119816]
[2004,5,3,2,2.5681790721801483E-2,3.7655407491841361E-2,6.9974415896012401E-4,1.4115359367670456E-2,4.1971962365591558E-4,2.859923924021877E-2,1.965607232684299E-2,4.4787050607299891E-3,0.13130603799172108,30779.559820215218,39257.633802549535,270.62845890708161,9.0479980089013647,16247.890128248393,259.48361215285325,22077.556776028126,11496.440215356966,0,120398.24081146707]
[2004,5,3,13,3.8573304892743472E-2,6.9153637676570484E-2,1.0264615265508025E-3,1.2998900603985335E-2,4.1971962365591558E-4,4.3619043363370399E-2,3.3696693266818983E-2,6.5698561034643645E-3,0.20605761705715975,46230.006243361968,72096.104247688781,396.98752394113859,13.272596461894546,14962.758177118361,259.48361215285325,33672.291010335153,19708.516185513348,0,187339.41959657351]
[2004,5,3,23,3.8518923462808045E-2,5.0691564641753714E-2,8.642023440873245E-4,1.1158172492050058E-2,4.1971962365591558E-4,3.5762918399282244E-2,3.5657180218691978E-2,5.5313179286991176E-3,0.17860399911102839,46164.830240101983,52848.475534766338,334.23322734383549,11.174514268486519,12843.935174481741,259.48361215285325,27607.652595397321,20855.165458085256,0,160924.95035659781]
[2004,5,4,6,2.8882869703215103E-2,4.9914908672503019E-2,8.81209979492948E-4,1.6257414993376022E-2,4.1971962365591558E-4,3.7088416980086539E-2,2.9243779098940985E-2,5.6401751185546425E-3,0.16832849416982518,34616.044708086105,52038.773086638168,340.81098880213403,11.394430432581247,18713.564826887279,259.48361215285325,28630.888560817628,17104.096509807587,0,151715.05672362435]
[2004,5,4,15,3.3147934196976245E-2,6.776365503931786E-2,1.0724377536434555E-3,1.9469117241394409E-2,4.1971962365591558E-4,4.2415475151933738E-2,3.5401419974443987E-2,6.8641264568734461E-3,0.20655388543823908,39727.713483244959,70646.978265531026,414.76898781636004,13.867089185934313,22410.487015774012,259.48361215285325,32743.180788254565,20705.576450242286,0,186922.055692202]
[2004,5,4,22,4.5613222710521352E-2,5.3421327108312364E-2,9.2024349101714204E-4,1.5464526578096525E-2,4.1971962365591558E-4,3.7836195240361907E-2,3.2968402230305983E-2,5.8900086946737573E-3,0.19253364567694495,54667.329557337383,55694.388576693251,355.90733356508673,11.899150807919829,17800.887825908565,259.48361215285325,29208.145768900715,19282.553448836909,0,177280.59527420267]
[2004,5,4,24,3.0069645375165439E-2,4.7964592526519079E-2,7.7503596655294162E-4,1.5701611620009895E-2,4.1971962365591558E-4,3.6869895777243047E-2,3.6456866591023991E-2,4.9606094759073616E-3,0.17321797695607766,36038.392284377274,50005.471572776543,299.74782431550926,10.021554009995787,18073.791378111597,259.48361215285325,28462.198260281286,21322.885886545202,0,154471.99237257024]
[2004,5,5,12,3.6160353823142692E-2,6.92369653247107E-2,1.092025555189186E-3,1.8643129609810113E-2,4.1971962365591558E-4,4.2950915190871262E-2,3.4915525586296979E-2,6.9894979727169061E-3,0.21040813268639377,43338.090621334042,72182.977462300143,422.34463739888253,14.120368026657905,21459.710210472691,259.48361215285325,33156.52072924075,20421.386623738592,0,191254.63426466464]
[2004,5,5,17,4.048395773412472E-2,6.2100616081875171E-2,1.0314405430239405E-3,1.8563962907278839E-2,4.1971962365591558E-4,3.8403717364089207E-2,3.0872906353902989E-2,6.6017242455419494E-3,0.19847804485349274,48519.918736770567,64742.978696570703,398.91317567791157,13.336977322468199,21368.583101977674,259.48361215285325,29646.251894836452,18056.940179613488,0,183006.40637492214]
[2004,5,5,22,4.600891579785709E-2,5.4009303200763623E-2,9.4069168848925433E-4,1.5464439621296525E-2,4.1971962365591558E-4,3.7442075392888532E-2,3.2637529338534983E-2,6.0208871655098029E-3,0.19294356182899572,55141.566700067342,56307.382875775176,363.81574422982061,12.163554944266238,17800.787731784461,259.48361215285325,28903.899798017803,19089.03256857779,0,177878.13258554952]
[2004,5,6,10,3.3231260261007797E-2,7.0134887697646572E-2,1.1468449558143131E-3,1.93841223663123E-2,4.1971962365591558E-4,4.4479036740767218E-2,3.5445525323255983E-2,7.3403689644387995E-3,0.2115817659328989,39827.579555678327,73119.106163270117,443.54622903693939,14.829206852040059,22312.651221740936,259.48361215285325,34336.174145722398,20731.372779100013,0,191044.74291355367]
[2004,5,6,19,4.5259995536400782E-2,5.9108430677176756E-2,9.4677407512405525E-4,1.6747939503032393E-2,4.1971962365591558E-4,3.9113139371278756E-2,3.453872111101499E-2,6.0598174165934016E-3,0.20219453731427706,54243.987701866994,61623.47669908376,366.16812816954416,12.242202863589824,19278.197163231755,259.48361215285325,30193.899491695087,20201.001286783834,0,186178.45628584744]
[2004,5,7,1,2.8121989133762872E-2,4.5670960551222599E-2,7.8038304942495312E-4,1.5667895104920997E-2,4.1971962365591558E-4,3.3919358177930008E-2,3.6801616952213984E-2,4.9948334230634321E-3,0.16637675601619475,33704.131311657198,47614.246243890731,301.81582699730569,10.090694130080946,18034.981014280085,259.48361215285325,26184.492170916757,21524.523418740831,0,147633.76429276582]
[2004,5,7,4,2.5386085981264312E-2,4.1116116595720585E-2,7.5573387222621245E-4,1.6114547986276831E-2,4.1971962365591558E-4,3.0524562577355124E-2,2.7700913417112987E-2,4.8370666260859662E-3,0.14685474667969795,30425.158452760777,42865.595042291156,292.28267298207811,9.7719694885681161,18549.113651834949,259.48361215285325,23563.835307103996,16201.705494119336,0,132166.94620273373]
[2004,5,7,18,4.4485253658595555E-2,5.39549114760456E-2,9.0761584827034076E-4,1.6239772588899342E-2,4.1971962365591558E-4,3.2529895832118044E-2,3.3478942940189979E-2,5.8091856013317055E-3,0.18782529756910649,53315.461563193625,56250.676799461122,351.02354932417995,11.735869864496211,18693.257030105869,259.48361215285325,25111.878540527676,19581.158411776112,0,173574.67537640594]
[2004,5,7,21,5.0530198640994832E-2,5.0125852941884291E-2,9.1501274938417102E-4,1.6151253478184094E-2,4.1971962365591558E-4,2.9249247089412938E-2,3.1870914261085986E-2,5.8565293883830515E-3,0.18511872817298528,60560.312504904628,52258.692971502256,353.884326257422,11.83151503093738,18591.364563347583,259.48361215285325,22579.338836554656,18640.654873403771,0,173255.56320315413]
[2004,5,8,8,3.7243132150589831E-2,4.7420768369869096E-2,8.8938083917122421E-4,1.5668966639068693E-2,4.1971962365591558E-4,2.7011825350475749E-2,2.8065751917925985E-2,5.6924726191811478E-3,0.16241201750993767,44635.797648959648,49438.50786114041,343.97109687072299,11.500083221751964,18036.214434460679,259.48361215285325,20852.131862327202,16415.092173976489,0,149992.69877310976]
[2004,5,8,14,4.2724707978703903E-2,4.5433219579879738E-2,8.5468405975443207E-4,1.5790803202669068E-2,4.1971962365591558E-4,2.3671945008105155E-2,2.5954091052002991E-2,5.470396250875407E-3,0.16031956675564665,51205.452114964413,47366.389465422391,330.55199815818838,11.051438689234594,18176.457913030288,259.48361215285325,18273.86755031248,15180.02432845174,0,150803.27842118157]
[2004,5,8,23,4.0040105684499401E-2,3.5490265818161101E-2,7.826520092405467E-4,1.5980001258823463E-2,4.1971962365591558E-4,1.6848441342294636E-2,1.6373553165351995E-2,5.0093558762751792E-3,0.13094409477830224,47987.963202175772,37000.365999129928,302.69335500572623,10.120032772827569,18394.239773824822,259.48361215285325,13006.374652056791,9576.5609704933013,0,126537.80159761202]
[2004,5,9,7,2.92291498677546E-2,3.6974861768209258E-2,7.3762875364453355E-4,1.8444198613663972E-2,4.1971962365591558E-4,1.9647330288787374E-2,1.7171959449782993E-2,4.7211850068133096E-3,0.12734603337231196,35031.060590524139,38548.131062205299,285.28045613274963,9.5378623870220345,21230.724969339655,259.48361215285325,15167.013580489989,10043.532701360986,0,120574.7648345927]
[2004,5,9,16,4.0473784525367658E-2,4.3215275073751246E-2,7.8146565184222545E-4,1.971073679455438E-2,4.1971962365591558E-4,1.9988420203132018E-2,1.7366062845018994E-2,5.0017626083419513E-3,0.14695722732566438,48507.726172362054,45054.072084848718,302.23452720372245,10.104692652813123,22688.610147486215,259.48361215285325,15430.322400924782,10157.059861915899,0,142409.61349954706]
[2004,5,9,21,4.823314181143535E-2,3.8971629092498045E-2,8.2471802177622275E-4,2.0137466878566546E-2,4.1971962365591558E-4,2.2122627325113525E-2,1.7211101214981993E-2,5.2785989429243434E-3,0.15319900291095193,57807.295830103983,40629.860238096167,318.96252995934628,10.663964712510836,23179.810076503123,259.48361215285325,17077.851501667039,10066.42593028543,0,149350.35368348044]
[2004,5,10,1,2.6266545173813462E-2,3.8144381336142813E-2,6.9716622032808481E-4,1.4080902372462423E-2,4.1971962365591558E-4,2.7772962203766061E-2,2.0077439553810993E-2,4.4622049918837938E-3,0.13192132147586355,31480.386519988951,39767.413337474769,269.63143227926014,9.0146641349260204,16208.22741349159,259.48361215285325,21439.701411002923,11742.889406884053,0,121176.74779740933]
[2004,5,10,11,3.5904552569546264E-2,6.9513687968291382E-2,1.0409032401442258E-3,1.4064149216816268E-2,4.1971962365591558E-4,4.4799588360671765E-2,3.3522837038101987E-2,6.6622901380014986E-3,0.20592772815522931,43031.513479870402,72471.474571484723,402.57290631799714,13.459334134750009,16188.943212136885,259.48361215285325,34583.628161147331,19606.831184243645,0,186557.90646148857]
[2004,5,10,18,4.4555619426961714E-2,5.9864846392129661E-2,9.168613884762949E-4,1.1989261981734292E-2,4.1971962365591558E-4,4.0402154393766446E-2,3.5080814837924981E-2,5.8683615832664827E-3,0.19909763962791577,{"$f":"E3140*1000000*$N$8826","v":53399.794754760478},{"$f":"F3140*1000000*$O$8826","v":62412.077676155874},{"$f":"G3140*1000000*$P$8826","v":354.59929378115288},{"$f":"G3140*1000000*$Q$8826","v":11.855418742902009},{"$f":"H3140*1000000*$R$8826","v":13800.58462019543},{"$f":"I3140*1000000*$S$8826","v":259.48361215285325},{"$f":"J3140*1000000*$T$8826","v":31188.971497110695},{"$f":"K3140*1000000*$U$8826","v":20518.060972916042},{"$f":"L3140*1000000*$V$8826","v":0},{"$f":"SUM(N3140:V3140)","v":181945.42784581543}]
[2004,5,11,3,2.3786401546427062E-2,4.2484253647152401E-2,7.1454735691730349E-4,1.5393711410568264E-2,4.1971962365591558E-4,3.2721520833575948E-2,3.5360649761157978E-2,4.5734527720997179E-3,0.1554542569515546,28507.940791075605,44291.945915494347,276.35364660425574,9.2394098326756104,17719.373991833043,259.48361215285325,25259.805966633612,20681.730774879667,0,137005.87410850605]
[2004,5,11,10,3.2880488004758839E-2,7.0541600012371863E-2,1.1246718129405587E-3,1.93877911151123E-2,4.1971962365591558E-4,4.5755908207280385E-2,3.4429203214748981E-2,7.198449998872084E-3,0.21173783198974094,39407.179912933738,73543.123965173669,434.97068980847592,14.542498417244467,22316.874240500703,259.48361215285325,35321.871774279993,20136.946478376645,0,191434.99317164329]
[2004,5,11,20,4.7966010701059034E-2,5.9207596493800439E-2,9.3781641940062714E-4,1.7233762056139648E-2,4.1971962365591558E-4,3.9015799782820965E-2,3.7967488998223983E-2,6.0024840362327648E-3,0.20875067811133341,57487.139884565171,61726.861991503887,362.70372402581529,12.126376457449547,19837.417177338593,259.48361215285325,30118.756923297326,22206.418461292429,0,192010.90815063356]
[2004,5,11,24,2.9956226079096832E-2,4.8799361113374656E-2,7.6761369194495641E-4,1.5703120941609895E-2,4.1971962365591558E-4,3.765880639553694E-2,3.9776752473078984E-2,4.9131032860760503E-3,0.17799470360437422,35902.459551106193,50875.759312983537,296.87723409617928,9.9255807531780817,18075.528726122811,259.48361215285325,29071.208130099825,23264.62017253126,0,157755.86231984579]
[2004,5,12,5,2.5178956711868185E-2,4.455174057029708E-2,7.7846297934103356E-4,1.600616091564298E-2,4.1971962365591558E-4,3.5826278330265068E-2,2.8447344375154986E-2,4.9825440348753459E-3,0.15619120754110061,30176.914558596363,46447.403787991396,301.07323329194782,10.065866784152009,18424.351598733061,259.48361215285325,27656.564122793177,16638.277904992214,0,139914.13468533516]
[2004,5,12,14,3.1769144251088975E-2,7.1545225994131101E-2,1.0655759904076678E-3,1.9289461337198215E-2,4.1971962365591558E-4,4.5902106278699575E-2,4.1750435251713978E-2,6.8202078141293282E-3,0.21856187654102477,38075.237295791172,74589.453931863449,412.1151772970324,13.778363586299124,22203.688923268019,259.48361215285325,35434.731287611517,24418.987417999226,0,195407.47600956957]
[2004,5,12,23,3.9286506117875021E-2,5.2137377564507516E-2,8.2450022843101535E-4,1.4185192671442715E-2,4.1971962365591558E-4,3.8748966046750224E-2,4.0575228278869988E-2,5.2772049589305025E-3,0.19145469549046293,47084.776068822459,54355.807364351778,318.87829763440442,10.661148549305247,16328.273759825144,259.48361215285325,29912.771130864887,23731.632565040076,0,172002.28394724091]
[2004,5,13,7,3.8635929284058096E-2,6.0562337209827621E-2,1.0090465335137726E-3,1.720645611915736E-2,4.1971962365591558E-4,4.4079777353235899E-2,3.5805788423964979E-2,6.458391625413654E-3,0.20417744617282729,46305.06141453571,63139.246519243286,390.25221551856765,13.047412985467618,19805.985893700625,259.48361215285325,34027.960639672601,20942.083399728122,0,184883.12110753724]
[2004,5,13,13,3.5888023614569206E-2,7.2025894808043917E-2,1.1041855970976668E-3,1.9008566374997728E-2,4.1971962365591558E-4,4.5782380570092485E-2,4.0714561320562982E-2,7.0673281918574773E-3,0.22201066010087739,43011.703570040001,75090.575059844414,427.04757540815183,14.277602686736522,21880.35670305794,259.48361215285325,35342.307460980279,23813.125650597147,0,199838.87723476754]
[2004,5,13,24,3.0708024899546306E-2,4.9473279157278144E-2,8.5572717833509054E-4,1.5703944960809894E-2,4.1971962365591558E-4,3.5753166425429007E-2,4.0578438047510983E-2,5.4770727202768515E-3,0.17896937301284221,36803.488494821868,51578.352367811734,330.95542785506569,11.064926668691074,18076.477237108356,259.48361215285325,27600.124431636923,23733.509893972972,0,158393.45639202846]
[2004,5,14,6,3.0133347901770319E-2,5.0611035857670142E-2,8.8451529162409217E-4,1.7883200188443259E-2,4.1971962365591558E-4,3.5741247614507587E-2,2.8585711075638988E-2,5.6613307337598437E-3,0.16992010828707013,36114.739597910571,52764.520275038965,342.08932963114177,11.437169564017275,20584.971606801584,259.48361215285325,27590.923549662049,16719.205797068505,0,154387.37093782969]
[2004,5,14,17,4.0710551202791379E-2,5.7371001278455874E-2,9.6831721004871725E-4,1.8089586289854236E-2,4.1971962365591558E-4,3.4383502852043647E-2,4.0050176447660985E-2,6.1977040229703054E-3,0.19819055892748105,48791.490423466654,59812.1201998201,374.50000965799092,12.520765020069279,20822.538261137248,259.48361215285325,26542.794722567305,23424.540339946117,0,180039.98833376833]
[2004,5,14,18,4.5247108297337649E-2,5.5351777284723666E-2,9.3452279749979333E-4,1.6247277788899339E-2,4.1971962365591558E-4,3.3753739795256525E-2,3.9533825723970989E-2,5.9814032442225586E-3,0.19746937455556643,54228.542379149505,57706.97882992692,361.42990443356621,12.083788485804162,18701.896106293316,259.48361215285325,26056.640894317559,23122.537217127337,0,180449.59273188686]
[2004,5,15,2,2.4741103323666254E-2,3.7267681479883838E-2,7.0714713128955246E-4,1.5108820793133014E-2,4.1971962365591558E-4,2.3421412811228521E-2,2.6229479816154991E-2,4.5260877065323168E-3,0.13242145268554439,29652.148404217398,38853.41016490999,273.49158390382655,9.1437216788154672,17391.442457814952,259.48361215285325,18080.465944265961,15341.093661653722,0,119860.67955059752]
[2004,5,15,11,4.2842719847747512E-2,4.8056693529943816E-2,8.7954643292270651E-4,1.5414432847254182E-2,4.1971962365591558E-4,2.7617881999586751E-2,2.714249635774799E-2,5.6295276063925226E-3,0.16800301824525141,51346.889035079155,50101.49144631208,340.16760644751218,11.372920047874887,17743.225997141766,259.48361215285325,21319.985219119328,15875.098620097102,0,156997.71445639766]
[2004,5,15,19,4.6038141152857828E-2,4.0629716090401016E-2,7.9319565070818917E-4,1.4367319078693416E-2,4.1971962365591558E-4,2.2041012849762641E-2,1.7448448537752993E-2,5.0768403415543586E-3,0.14681439332538637,55176.593212519554,42358.498341150742,306.77114458798911,10.256366668272397,16537.915595883504,259.48361215285325,17014.848139998208,10205.245591769148,0,141869.61200473024]
[2004,5,16,4,2.2881154447917683E-2,3.2270518332067837E-2,6.6701056781913362E-4,1.8272694616477327E-2,4.1971962365591558E-4,1.7092490390066155E-2,1.5399798696170993E-2,4.2691940581417211E-3,0.11127258073231676,27423.004482604232,33643.619221841291,257.96863000883775,8.6247383593917348,21033.310363713223,259.48361215285325,13194.771506359624,9007.0316233669091,0,104827.81417840636]
[2004,5,16,9,3.5826957292739527E-2,4.0358053417898762E-2,8.7912629642922756E-4,1.9294115204135084E-2,4.1971962365591558E-4,2.0270607629497985E-2,1.7360333679045995E-2,5.6268385272263055E-3,0.14003575167062882,42938.515741118033,42075.276503298475,340.00511721440478,11.367487499267245,22209.045890575198,259.48361215285325,15648.160675388905,10153.70898830304,0,133635.56401555019]
[2004,5,16,21,4.7000475575407742E-2,3.8810820533560511E-2,8.3961143381014469E-4,2.0138075576166547E-2,4.1971962365591558E-4,2.2519689339255741E-2,1.776053571903299E-2,5.3739240685345222E-3,0.15286285186942411,56329.948531344053,40462.209323139185,324.72260826081902,10.856543043752545,23180.510735371841,259.48361215285325,17384.368716590056,10387.77908889436,0,148339.87915879695]
[2004,5,17,6,2.6583675379931782E-2,4.8322127154358165E-2,7.4274895728316658E-4,1.242099109790063E-2,4.1971962365591558E-4,3.6561120552695614E-2,2.9938057834624984E-2,4.7539568158447591E-3,0.15974239741629501,31860.466252580562,50378.219191945951,287.26071249112056,9.6040688593938341,14297.538828864232,259.48361215285325,28223.835187273733,17510.166137801607,0,142826.57399196943]
[2004,5,17,8,3.4923096626908311E-2,6.3762199959574203E-2,9.4282622740446062E-4,1.1929513201921699E-2,4.1971962365591558E-4,4.4513942427703471E-2,3.4387168026593987E-2,6.0345492591756733E-3,0.1969130153529377,41855.241068628995,66475.262470609305,364.64128449293321,12.191155465981788,13731.809069789297,259.48361215285325,34363.120047278331,20112.360944729353,0,177174.10965314702]
[2004,5,17,15,3.6618116711677917E-2,6.8587024574733119E-2,9.1893312171290032E-4,1.3240389814112345E-2,4.1971962365591558E-4,4.4653191761048885E-2,3.7714206302333984E-2,5.8816216898532328E-3,0.20803320359912833,43886.71826041778,71505.381928073009,355.40054373216685,11.882207159725148,15240.73127373593,259.48361215285325,34470.615391372456,22058.278521508666,0,187788.49173815257]
[2004,5,17,22,4.3149841818789926E-2,5.381162451367727E-2,8.0902075567484087E-4,1.3122998548473491E-2,4.1971962365591558E-4,3.9847945371544395E-2,3.6150237093679989E-2,5.178128757889343E-3,0.19248951648338514,51714.973923792837,56101.293019759512,312.89155833396768,10.460992196610791,15105.604683159379,259.48361215285325,30761.142594001707,21143.54447866555,0,175409.39486206241]
[2004,5,18,8,3.557852152295523E-2,6.7247530710524583E-2,1.0884228456087303E-3,1.7798948730423047E-2,4.1971962365591558E-4,4.4468986037894606E-2,3.5356618095987988E-2,6.9664388682946464E-3,0.20892518643534477,42640.76611297136,70108.893001130607,420.95127708402487,14.073783416135319,20487.991544346176,259.48361215285325,34328.415374188466,20679.372735245684,0,188939.9474405353]
[2004,5,18,17,3.8626440210053119E-2,6.3368695846228229E-2,9.7936091032938119E-4,1.8566548836878839E-2,4.1971962365591558E-4,4.1995832827273455E-2,3.4101936536807986E-2,6.2683891093734548E-3,0.20432692390060039,46293.688783859812,66065.014875097826,378.77119870518402,12.663564894667511,21371.559710573019,259.48361215285325,32419.232407303127,19945.53479984466,0,186745.94895243118]
[2004,5,18,21,4.9031901818061809E-2,5.7671132099673617E-2,9.5076772911857632E-4,1.6398102934002769E-2,4.1971962365591558E-4,3.9962246505617034E-2,3.712703885785499E-2,6.0853787565875025E-3,0.20764628832457219,58764.607634108514,60125.021497589281,367.71268758044585,12.29384255636606,18875.507724841998,259.48361215285325,30849.378849373992,21714.856127166018,0,190968.86197536945]
[2004,5,19,10,3.1659769044062522E-2,7.0218468137636172E-2,1.1195875006537236E-3,1.93862362447123E-2,4.1971962365591558E-4,4.5997961159987326E-2,3.4727985202628986E-2,7.1659079120567825E-3,0.21069563482539375,37944.151392787477,73206.242925948318,433.00431455379237,14.476756035748519,22315.084462234005,259.48361215285325,35508.727716891131,20311.698036265305,0,189992.86921686862]
[2004,5,19,18,4.0848468726746086E-2,6.1058935417040314E-2,9.4613409363320108E-4,1.7318863150509751E-2,4.1971962365591558E-4,4.1480957836684006E-2,3.6930125923996984E-2,6.0557212218554255E-3,0.20505892599412168,48956.784219557594,63656.974831438092,365.92061312796631,12.233927623016774,19935.375238136257,259.48361215285325,32021.767924355969,21599.685724143153,0,186808.22609053491]
[2004,5,19,19,4.3460958834593603E-2,6.0382922683206428E-2,9.2427183886852223E-4,1.6747649647032393E-2,4.1971962365591558E-4,4.0982704819146509E-2,3.5974231255054979E-2,5.9157920923303643E-3,0.2048082507938887,52087.84686333,62952.197958250326,357.46531094439177,11.951239107438637,19277.86351615141,259.48361215285325,31637.134990902199,21040.602213921084,0,187624.54570475972]
[2004,5,20,8,3.5266466183054089E-2,6.6758700939993809E-2,1.0824724597621675E-3,1.7801304845623048E-2,4.1971962365591558E-4,4.5536583530644013E-2,3.396504631527298E-2,6.9283534868548064E-3,0.20775864738486083,42266.768594427958,69599.26367027183,418.64994490291616,13.996842324734278,20490.703618470678,259.48361215285325,35152.561221640739,19865.470470523127,0,188066.89797471481]
[2004,5,20,12,3.4016187753686901E-2,7.0517160987550495E-2,1.0608327213297269E-3,1.8647541632210114E-2,4.1971962365591558E-4,4.5863803613995877E-2,3.7233999914951986E-2,6.7898485707519364E-3,0.21454909481813297,40768.313127459158,73517.645067165809,410.28070167575333,13.717031042649639,21464.788795674202,259.48361215285325,35405.163044639521,21777.415491918033,0,193616.80687172798]
[2004,5,20,21,4.8780502609256218E-2,5.8140005693435221E-2,9.4556995627982578E-4,1.6398889686002768E-2,4.1971962365591558E-4,3.9581914728045599E-2,3.7936748447368981E-2,6.052110466714198E-3,0.20825546121075875,58463.306331952132,60613.84552233437,365.70243106727889,12.226633080311805,18876.413338345788,259.48361215285325,30555.776759383687,22188.43893317434,0,191335.19356149074]
[2004,5,21,7,3.0109747484080913E-2,5.9876576966095635E-2,9.5155841911580144E-4,1.726996271923311E-2,4.1971962365591558E-4,4.2810684027237797E-2,3.2670913959859986E-2,6.0904395595205389E-3,0.19019960275879971,36086.45455829156,62424.307382530707,368.01848965493593,12.30406652383895,19879.086991134442,259.48361215285325,33048.267448414575,19108.558560179434,0,171186.48110888232]
[2004,5,21,14,2.8337410253902722E-2,6.8764059309288125E-2,9.9837817671660951E-4,1.9576892109858218E-2,4.1971962365591558E-4,4.2237370247730999E-2,3.681625130201898E-2,6.3901089209918932E-3,0.20354018994416348,33962.312967512429,71689.94943756015,386.12619185389326,12.909466466267759,22534.544375971098,259.48361215285325,32605.69037805179,21533.082754747851,0,182984.09918431632]
[2004,5,21,21,4.3508319429095936E-2,5.0561298142907718E-2,8.8856554609616841E-4,1.6152118905384094E-2,4.1971962365591558E-4,3.1643178367632668E-2,3.2524955750646983E-2,5.6872543445096492E-3,0.18138541010992915,52144.608413464739,52712.666235410215,343.6557794713068,11.489541125722555,18592.360738201751,259.48361215285325,24427.365396592668,19023.19054777818,0,167514.82026419742]
[2004,5,22,7,2.9505010659134957E-2,4.1707781162483686E-2,7.3058221610230165E-4,1.4492460933185463E-2,4.1971962365591558E-4,2.592157468592482E-2,1.6373970308315992E-2,4.6760837180824149E-3,0.13382718330688556,35361.679036189438,43482.434759162163,282.5551835152275,9.4467475747933616,16681.963724540365,259.48361215285325,20010.498602625801,9576.8049489986261,0,125664.86661475926]
[2004,5,22,14,3.895103283751724E-2,4.3869970982337039E-2,7.7861906401349289E-4,1.578773279946907E-2,4.1971962365591558E-4,2.4658849330703472E-2,1.5741603119105992E-2,4.98354305316438E-3,0.1451910708099666,46682.712209152014,45736.625108258624,301.1335995755756,10.067885027230638,18172.923637172087,259.48361215285325,19035.721249694496,9206.9461357006112,0,139405.61343673349]
[2004,5,22,16,3.9986554058036743E-2,4.2437308158522487E-2,7.7399246276412101E-4,1.5946991568136067E-2,4.1971962365591558E-4,2.2889157536232805E-2,1.5285708131550993E-2,4.9539305409851651E-3,0.14269336207988431,47923.781716233752,44243.002910383751,299.34424563805106,10.008061049629299,18356.243020537426,259.48361215285325,17669.584523457634,8940.3023534761523,0,137701.75044292925]
[2004,5,23,1,2.8184289395315736E-2,3.2093779853606681E-2,6.7775686227639564E-4,1.7968117682807646E-2,4.1971962365591558E-4,1.8357998188335188E-2,1.4172092196598993E-2,4.3379756017295351E-3,0.11621172940432609,33778.798014148997,33459.360574056082,262.12479633147262,8.763692646622756,20682.718329535313,259.48361215285325,14171.696802592684,8288.9708562084688,0,110911.9166776725]
[2004,5,23,13,3.7071009687556153E-2,4.0855789928731706E-2,7.7586524435909929E-4,2.0818275855360505E-2,4.1971962365591558E-4,1.9916988522799772E-2,1.4950183691889996E-2,4.9659172597018107E-3,0.13977374981405494,44429.509321765603,42594.191553591634,300.06855035775277,10.032276934714575,23963.474818231836,259.48361215285325,15375.179781049621,8744.0608766839596,0,135676.00079076798]
[2004,5,23,18,4.5014071314740986E-2,3.7496902712695082E-2,7.9682174912335598E-4,1.8761789204419836E-2,4.1971962365591558E-4,1.9145429296473185E-2,1.4018563569544994E-2,5.1000491459648831E-3,0.14075334661661823,53949.248157657879,39092.38469252392,308.17355061507237,10.303253706656921,21596.296747567674,259.48361215285325,14779.564545196119,8199.1750591172186,0,138194.62961853741]
[2004,5,24,3,2.2498514326497871E-2,3.2739809611045348E-2,7.0122683355008507E-4,1.7935169180522601E-2,4.1971962365591558E-4,1.7681431826614406E-2,1.2954523082712993E-2,4.4881949037025156E-3,0.10941858938830175,26964.411285796599,34132.878704183131,271.20188840156737,9.0671696397982231,20644.792008917229,259.48361215285325,13649.41255096701,7576.8392414534783,0,103508.08646151167]
[2004,5,24,11,3.4509269939010816E-2,5.3637605560733784E-2,1.055621533198027E-3,2.0859501756684183E-2,4.1971962365591558E-4,2.1324702558126525E-2,1.4636390189785995E-2,6.7564944164385304E-3,0.15319930557763375,41359.270852481663,55919.869612488234,408.26525675192198,13.649648100990362,24010.929076936667,259.48361215285325,16461.883041870355,8560.5293869275047,0,146993.88048771018]
[2004,5,24,20,4.546145281094878E-2,4.6571431574657748E-2,9.575696343556119E-4,2.06059013736275E-2,4.1971962365591558E-4,2.0347322344821953E-2,1.4589310217561994E-2,6.1289142788460782E-3,0.15508162185847557,54485.433724861949,48553.032039675396,370.34334781298929,12.381794165898455,23719.015066598109,259.48361215285325,15707.381603221838,8532.9932608381259,0,151640.06444932712]
[2004,5,25,2,2.2286395035521898E-2,3.9541097518475295E-2,6.8923731324605126E-4,1.5447848351456668E-2,4.1971962365591558E-4,2.9379922317410725E-2,2.0044200927461991E-2,4.4114561062808984E-3,0.13221987719350944,26710.186863662588,41223.5593750388,266.56490020900031,8.9121398986428382,17781.689873740299,259.48361215285325,22680.215287886425,11723.448804798965,0,120654.06085738758]
[2004,5,25,5,2.217387476487704E-2,4.2787771841878465E-2,7.3987049766606645E-4,1.6002595686842983E-2,4.1971962365591558E-4,3.4297114404964212E-2,2.6667080831022989E-2,4.7355332656241027E-3,0.14782356091653176,26575.331610038851,44608.378718500091,286.14745833926065,9.5668491176486086,18420.247739644848,259.48361215285325,26476.106030984665,15597.037668266841,0,132232.29968704504]
[2004,5,25,16,3.4056922970323138E-2,6.7922066086268398E-2,9.8407983592629662E-4,1.8596826562309841E-2,4.1971962365591558E-4,4.4518777182328412E-2,3.2210519059737985E-2,6.2985925425589791E-3,0.20500750386310898,40817.134179340879,70812.129655084049,380.59625940149368,12.724582666460698,21406.411756725167,259.48361215285325,34366.852299343976,18839.282869863637,0,186894.61521457855]
[2004,5,25,22,4.11283778351621E-2,5.4998029820165217E-2,8.6080739569168092E-4,1.5465572130096526E-2,4.1971962365591558E-4,3.9310714823415777E-2,3.2980095802556987E-2,5.509588597534594E-3,0.19067290602827877,49292.254562729584,57338.179516701464,332.92021938140039,11.130616100948036,17802.091338591232,259.48361215285325,30346.420446027692,19289.392783371917,0,174671.87309505706]
[2004,5,26,6,2.5181825787438272E-2,5.1724582921650365E-2,8.3366386165798336E-4,1.6254708980576019E-2,4.1971962365591558E-4,3.907700264186207E-2,2.7703799245095986E-2,5.3358566961158272E-3,0.16653115975805241,30180.353138253635,53925.448433076068,322.42236428569237,10.779638334650686,18710.449993072929,259.48361215285325,30166.003270795798,16203.393356695678,0,149778.3338066673]
[2004,5,26,15,3.068129800120295E-2,7.2403535238593747E-2,1.0145738435610977E-3,1.9473133817394409E-2,4.1971962365591558E-4,4.5888044014351141E-2,3.6390657817534984E-2,6.4937691146919737E-3,0.21276473147098621,36771.456376217706,75484.28397760808,392.38992167996258,13.118883521752048,22415.110411030193,259.48361215285325,35423.875738729803,21284.161710448789,0,192043.88063138915]
[2004,5,26,24,2.7833457123537905E-2,4.9705166453678402E-2,7.3321847190044461E-4,1.5701781392809894E-2,4.1971962365591558E-4,3.8710048954343421E-2,3.7662221648656978E-2,4.6929570453311444E-3,0.17545857071391413,33358.326442948128,51820.106399221884,283.57476450750977,9.4808355152314761,18073.986799972939,259.48361215285325,29882.728572391483,22027.873746171248,0,155715.56117288125]
[2004,5,27,5,2.2384298551186604E-2,4.4726717922814116E-2,7.4535219404254637E-4,1.6004121571642983E-2,4.1971962365591558E-4,3.6650929657203173E-2,2.5110679233524988E-2,4.7706188050864263E-3,0.15081243755915677,26827.523974211232,46629.82637445104,288.26752325665547,9.6377298492198449,18422.00415320351,259.48361215285325,28293.164500096209,14686.729768540279,0,135416.63763576097]
[2004,5,27,9,3.0886342469564034E-2,7.111981589382918E-2,1.0537335442547368E-3,1.8934988435610697E-2,4.1971962365591558E-4,4.5554632809467442E-2,3.4012845453596979E-2,6.7444103632504603E-3,0.20872648859322945,37017.201641728592,74145.942759207101,407.53507053798415,13.625235578240471,21795.662701022007,259.48361215285325,35166.494598491903,19893.427222357877,0,188699.37284107658]
[2004,5,27,19,4.1172447308236416E-2,6.1944784645507553E-2,8.8339639589867891E-4,1.6746595813432394E-2,4.1971962365591558E-4,4.1310224496799122E-2,3.5412326318193979E-2,5.654169253547869E-3,0.20354366385527192,49345.071712336859,64580.51667925829,341.65659286304026,11.422701752937932,19276.650470695022,259.48361215285325,31889.968089639784,20711.955350706474,0,186416.72520940527]
[2004,5,28,2,2.3206813603651785E-2,4.5842257027667428E-2,7.5858653127054319E-4,1.5914070665738054E-2,4.1971962365591558E-4,3.5485499260545214E-2,3.7307635727583985E-2,4.8553250400145192E-3,0.16378990748012745,27813.306139272176,47792.83133410375,293.3859486737278,9.808855617623534,18318.348469562632,259.48361215285325,27393.495262931971,21820.483593396115,0,143701.14321571088]
[2004,5,28,9,3.479453238666623E-2,6.9373418664212871E-2,1.1094955576265797E-3,1.9450200813678323E-2,4.1971962365591558E-4,4.4368550423703607E-2,3.3048149934835985E-2,7.1013145378506478E-3,0.20966538194223017,41701.157158899434,72325.236850529356,429.10122089614367,14.346262798689935,22388.712717922703,259.48361215285325,34250.882788233568,19329.196272601304,0,190698.1168840341]
[2004,5,28,19,4.4306837097804995E-2,5.5984275782175491E-2,9.101415828223268E-4,1.6131972431836981E-2,4.1971962365591558E-4,3.6441596367591866E-2,3.4579181945624982E-2,5.8253515385177351E-3,0.19459907637003029,53101.62977610145,58366.389949007404,352.00038584458503,11.768528716884981,18569.170560740531,259.48361215285325,28131.566929346594,20224.666012799418,0,179016.67575470972]
[2004,5,29,4,2.3330498546838795E-2,3.5689061090333637E-2,6.5641210955520821E-4,1.4960028530163816E-2,4.1971962365591558E-4,2.4133668606130816E-2,1.7221006616398995E-2,4.2013587385398843E-3,0.12061175386161707,27961.542224088982,37207.619950592765,253.8696398421751,8.4876956587968078,17220.170846679488,259.48361215285325,18630.301120612079,10072.219399769368,0,111613.69448939651]
[2004,5,29,8,3.3752003129358589E-2,4.7155886200480029E-2,7.9441388826896836E-4,1.5670457327068694E-2,4.1971962365591558E-4,2.8213177454654022E-2,1.8409015069848992E-2,5.0846376581289501E-3,0.14949931035146413,40451.688537835376,49162.355034777989,307.24230215241425,10.272119012730233,18037.930333731016,259.48361215285325,21779.531331425591,10767.061580512413,0,140775.56485160039]
[2004,5,29,21,5.3073362668853097E-2,3.8540738371561342E-2,7.6912780287057979E-4,1.5066895612187804E-2,4.1971962365591558E-4,2.089933440596118E-2,1.5447310800076995E-2,4.9227943369812453E-3,0.14913928362214818,63608.288020943415,40180.635246038531,297.46282170154751,9.9451588696437554,17343.183273201848,259.48361215285325,16133.514533489266,9034.8204945604302,0,146867.33316095753]
[2004,5,29,22,4.7454816033716443E-2,3.674203148743458E-2,7.358144901938304E-4,1.531128917621434E-2,4.1971962365591558E-4,1.961362517863274E-2,1.5226273353447993E-2,4.7095728328578499E-3,0.14021314217615372,56874.474396644604,38305.393922718031,284.57878350650736,9.5144031671351836,17624.499509857433,259.48361215285325,15140.994479882771,8905.5401506406943,0,137404.47925857003]
[2004,5,30,6,2.6719741344434021E-2,3.3917369624239004E-2,7.2630131405613098E-4,1.7758288572738243E-2,4.1971962365591558E-4,1.8899454760448405E-2,1.5087941310800995E-2,4.6486838499832416E-3,0.11817750040035596,32023.540959452021,35360.543543250351,280.89952993291104,9.3913936390811781,20441.188501118449,259.48361215285325,14589.681285053055,8824.6325292341717,0,111789.36135383288]
[2004,5,30,15,4.3005759195786961E-2,4.2320125609453349E-2,7.8809237110641654E-4,1.9781390292806102E-2,4.1971962365591558E-4,2.0413912208452765E-2,1.6244694973660993E-2,5.0441768546411626E-3,0.14801787112956366,51542.291272422721,44120.834278948751,304.79743365905176,10.190379031098942,22769.937887494001,259.48361215285325,15758.786519369041,9501.1944134110126,0,144267.51579648856]
[2004,5,30,23,3.8061978690430959E-2,3.9805481251745066E-2,7.4672088888698223E-4,1.81361853564363E-2,4.1971962365591558E-4,2.7652339017046248E-2,1.8380343280617991E-2,4.7793791219077619E-3,0.14798214723072722,45617.183111119826,41499.192556974333,288.79687069274445,9.6554276721579502,20876.177456157562,259.48361215285325,21346.584764404604,10750.292029338583,0,140647.36582851264]
[2004,5,31,8,3.5912684249676183E-2,5.3330395614663156E-2,8.3735084808503118E-4,1.1930680907521699E-2,4.1971962365591558E-4,4.1599617427996539E-2,3.4912167923244981E-2,5.3594552135999909E-3,0.18430207180844349,43041.259277494442,55599.58797522392,323.84831896067828,10.827312681658242,13733.15319088439,259.48361215285325,32113.368747798108,20419.42279434792,0,165500.95122954398]
[2004,5,31,14,4.1409385597640576E-2,5.7543328288695017E-2,7.894281641493559E-4,1.2801036120460569E-2,4.1971962365591558E-4,4.1642805651991716E-2,3.5354431672202986E-2,5.0527265838313153E-3,0.19501286170262744,49629.041639956587,59991.779672731718,305.31405621030922,10.207651419354073,14735.00057599371,259.48361215285325,32146.708462162551,20678.093940076858,0,177755.62961070391]
[2004,6,1,1,2.7108090727292145E-2,4.3678926010978981E-2,6.4223116131105116E-4,1.5728393605481155E-2,4.1473151388888988E-4,3.5717579319673537E-2,3.7774871980568066E-2,4.5121644289621175E-3,0.16557698874815596,32488.976691341155,45537.451230588653,248.38510936054806,8.3043297959532456,18104.619552302473,256.3998089013192,27572.652499911343,22093.760653001933,0,146310.54987520337]
[2004,6,1,4,2.1948206241797968E-2,3.9873606399938144E-2,6.1879376813865215E-4,1.7165265841737883E-2,4.1473151388888988E-4,3.5302731775547477E-2,2.896559593620605E-2,4.3474988410074416E-3,0.14863643031826249,26304.8684682395,41570.216409819055,239.32061698311733,8.0012740518755177,19758.572640914688,256.3998089013192,27252.405512503406,16941.392789241108,0,132331.17752065405]
[2004,6,1,10,2.8870937340977936E-2,6.8379234885294529E-2,9.5627994687436189E-4,2.2254678874302831E-2,4.1473151388888988E-4,4.6895807749953722E-2,3.7107551433670061E-2,6.718597010471828E-3,0.21159781875543415,34601.743802777208,71288.750849583346,369.84455674620693,12.365117942720264,25616.88780076725,256.3998089013192,36201.832134797136,21703.458325847012,0,190051.28239736226]
[2004,6,1,19,3.5141650383096058E-2,5.7107198263128656E-2,8.2194386265241283E-4,2.0806765851263447E-2,4.1473151388888988E-4,4.1781051830151364E-2,3.5884742008547056E-2,5.774783416134628E-3,0.19773286712886251,42117.177180693136,59537.092445201641,317.88961438180809,10.62809362175974,23950.22589717546,256.3998089013192,32253.42940749093,20988.261758753411,0,179431.10420621949]
[2004,6,2,3,2.3214769016965873E-2,4.0740854589667801E-2,6.0400124697301979E-4,1.6917776098325683E-2,4.1473151388888988E-4,3.3936358374991656E-2,3.1009135373136053E-2,4.2435700816461242E-3,0.1510811962955951,27822.840681572907,42474.365750274541,233.59955857177644,7.8100002836854774,19473.692457981488,256.3998089013192,26197.615695381159,18136.617785045924,0,134602.9417380128]
[2004,6,2,12,4.0712792547703956E-2,6.7968703350048079E-2,9.5285346922025069E-4,2.0747209376750671E-2,4.1473151388888988E-4,4.6795013976755034E-2,3.5485805159917054E-2,6.6945233878902763E-3,0.21977163278217421,48794.1766695529,70860.751320469339,368.51935473467501,12.320812088080453,23881.671705312248,256.3998089013192,36124.02306331195,20754.93164306624,0,201052.79437743674]
[2004,6,2,17,4.8777099709858183E-2,6.1760279804326738E-2,8.8147172145703982E-4,1.9768784092725242E-2,4.1473151388888988E-4,4.228894261516767E-2,3.1143861940320049E-2,6.1930120901874377E-3,0.21122818348793121,58459.227965816433,64388.161212345782,340.9122184065065,11.397814870649965,22755.427158541701,256.3998089013192,32645.502341600666,18215.416636581278,0,197072.44515706433]
[2004,6,3,5,2.3765584081323579E-2,4.4256390459636266E-2,6.3236211431951384E-4,1.6997208724285749E-2,4.1473151388888988E-4,3.7470453963254435E-2,2.8330531601582044E-2,4.4428268361052627E-3,0.15631008929439572,28482.991112939886,46139.486618581475,244.56822151089395,8.1767187021187731,19565.125665282845,256.3998089013192,28925.807006570212,16569.956469995384,0,140192.51162248413]
[2004,6,3,14,4.3709501930244095E-2,7.1505622306864816E-2,9.3497380869989532E-4,2.2078021975831214E-2,4.1473151388888988E-4,4.5535010159734102E-2,3.5862467957721057E-2,6.5689051166790604E-3,0.22660923476966313,52385.725121249976,74548.165119565558,361.60433456559451,12.089620257871513,25413.541800003146,256.3998089013192,35151.346637388982,20975.234115721938,0,209104.10655765439]
[2004,6,3,22,5.0139022481607565E-2,5.2050737849103239E-2,7.6063118430141202E-4,1.856541705881725E-2,4.1473151388888988E-4,3.9125048764990726E-2,3.2863992642194056E-2,5.3440150215661956E-3,0.19926359651646933,60091.488888649495,54265.481155006273,294.1767252620827,9.8352938755429555,21370.256944903704,256.3998089013192,30203.093103931958,19221.486386827801,0,185712.21830735818]
[2004,6,3,23,3.9238327841010431E-2,4.9153474281639957E-2,6.8872917416325165E-4,1.7828424686037615E-2,4.1473151388888988E-4,3.7813440271537803E-2,3.8261428033361064E-2,4.8388484833154178E-3,0.18823740428495442,47027.034528489392,51244.939890499045,266.36837567195687,8.9055694380672925,20521.920690305262,256.3998089013192,29190.579773108617,22378.337473810425,0,170894.48611022407]
[2004,6,4,13,4.7031553537875498E-2,6.8889571720415751E-2,9.1644990647573763E-4,1.7579803789721855E-2,4.1473151388888988E-4,4.3416863769994193E-2,3.4659458254598062E-2,6.4387605554422772E-3,0.21934719304841227,56367.195389058485,71820.802364189367,354.44015170293346,11.850098100672893,20235.738461308865,256.3998089013192,33516.215828956185,20271.618006639925,0,202834.26010885776]
[2004,6,4,16,5.6927756453077474E-2,6.0649916656519379E-2,8.5314419244981955E-4,1.5190424138058517E-2,4.1473151388888988E-4,3.9874337641841007E-2,3.1430373207596049E-2,5.9939895630247205E-3,0.21133467336645584,68227.769011865457,63230.552445161091,329.95644918470646,11.031527531524024,17485.374333576037,256.3998089013192,30781.516452237145,18382.991297505094,0,198705.59132596242]
[2004,6,5,3,2.3096641360413631E-2,3.3583387810752124E-2,5.6966242246226436E-4,1.7125182509499581E-2,4.1473151388888988E-4,2.4474848787619231E-2,2.3859460973224039E-2,4.0023136122877964E-3,0.12712622899014756,27681.264990428244,35012.350903629595,220.31890014965154,7.3659842646549647,19712.433569197274,256.3998089013192,18893.679623949094,13954.917446794352,0,115738.73122731417]
[2004,6,5,9,2.8931058037776562E-2,4.6813735495373633E-2,6.9515436613881774E-4,1.9483613077301187E-2,4.1473151388888988E-4,2.9767770935454945E-2,2.7411573466871043E-2,4.8839903643512405E-3,0.15840162725715631,34673.798302542884,48805.645919645955,268.8533407556435,8.9886499803731041,22427.172864358916,256.3998089013192,22979.620101191165,16032.476393586965,0,145452.95538096322]
[2004,6,5,17,4.2372546701913455E-2,4.2003894022790915E-2,6.9990657201948931E-4,1.9047484826602273E-2,4.1473151388888988E-4,2.3577643452146656E-2,1.5796183748983027E-2,4.9173782402837903E-3,0.14882976907862852,50783.387734689968,43791.147132987498,270.69127271609966,9.050098080790411,21925.154905438849,256.3998089013192,18201.070230836453,9238.8692451532024,0,144475.77042880416]
[2004,6,6,2,2.5394956783463509E-2,3.0610598978676264E-2,5.4888218174065106E-4,1.8323053061884462E-2,4.1473151388888988E-4,1.8236897237815554E-2,1.5465077023586026E-2,3.8563165497691792E-3,0.11285051333082453,30435.790086275018,31913.070797120887,212.28207061674672,7.0972866638731871,21091.276899788707,256.3998089013192,14078.211339980506,9045.2116003229639,0,107039.33988967002]
[2004,6,6,11,3.569716981355936E-2,4.2702265721908085E-2,7.2488697897642954E-4,2.146805634457237E-2,4.1473151388888988E-4,2.3423063304180862E-2,1.656342541581203E-2,5.0928846785917754E-3,0.14608648377148983,42782.965782681931,44519.234338734685,280.35253097894099,9.3731056679403046,24711.423327454686,256.3998089013192,18081.740063887035,9687.6134198164618,0,140329.102378123]
[2004,6,6,16,4.6895893510479375E-2,4.2286561683918492E-2,7.0035456832780825E-4,2.0672325242462743E-2,4.1473151388888988E-4,2.3226294528995134E-2,1.6920226543026027E-2,4.9205257565185625E-3,0.15603691334761699,56204.607196759796,44085.842218435027,270.86453682836691,9.0558908689884419,23795.474170090725,256.3998089013192,17929.841834377377,9896.2992019798658,0,152448.38485824145]
[2004,6,6,20,4.745471285884327E-2,3.7254220449705937E-2,6.6338728457375549E-4,2.0072594318229321E-2,4.1473151388888988E-4,2.2999412918871059E-2,1.6790177436218027E-2,4.6608023534219657E-3,0.15031003913375224,56874.3507418257,38839.376371929699,256.56731275834761,8.5778877223837942,23105.13665124754,256.3998089013192,17754.697608096456,9820.2361026679555,0,146915.34248514939]
[2004,6,7,9,3.7611238454442843E-2,6.7152948607755614E-2,9.1420234803885373E-4,1.84458660338527E-2,4.1473151388888988E-4,4.6073267887891609E-2,3.7393446641887061E-2,6.4229697407919596E-3,0.21442867122854953,45076.972102967782,70010.28645821684,353.57090075129793,11.821036187112892,21232.64430127577,256.3998089013192,35566.861730420613,21870.672666253933,0,194379.22900497468]
[2004,6,7,13,5.6381471068321851E-2,7.2617693849468423E-2,9.7583177107283658E-4,1.8115573914407695E-2,4.1473151388888988E-4,4.7190296600863116E-2,3.9928331806665066E-2,6.8559635086803301E-3,0.24247989403336817,67573.047389797212,75707.554973233404,377.40629196600304,12.61793158060912,20852.452063360794,256.3998089013192,36429.166654825778,23353.275867192919,0,224561.92098085806]
[2004,6,7,22,5.19952992588983E-2,5.4224821162930453E-2,7.8072313833193216E-4,1.8506768273895857E-2,4.1473151388888988E-4,3.9760201228471584E-2,3.6731237353942063E-2,5.4851763443830217E-3,0.20789895827474211,62316.231809749384,56532.071062683011,301.94735755116403,10.095091628386282,21302.747575235044,256.3998089013192,30693.407355166059,21483.359811359871,0,192896.25987227427]
[2004,6,8,5,2.6918205290532148E-2,4.5707135061610928E-2,6.7247933047206586E-4,1.6998684919485748E-2,4.1473151388888988E-4,3.7751741768406982E-2,2.8038188447968047E-2,4.7246809201441078E-3,0.16122584725250891,32261.399486034345,47651.959968861556,260.08369276418972,8.695451852260927,19566.824882199166,256.3998089013192,29142.950806672645,16398.970856389227,0,145547.28495367471]
[2004,6,8,15,5.608930274692378E-2,7.3245119170453357E-2,9.7076001820017117E-4,2.1635182696324591E-2,4.1473151388888988E-4,4.6738221307313726E-2,4.3641797805530076E-2,6.8203305710666969E-3,0.24955544582970129,67222.884411543142,76361.677053707783,375.44477410792371,12.552351597831256,24903.79891847396,256.3998089013192,36080.181219355152,25525.207224476912,0,230738.14576216403]
[2004,6,8,22,5.5545819451584828E-2,5.6118111636905027E-2,8.0888578039070634E-4,1.8571259727617251E-2,4.1473151388888988E-4,3.9946386157402522E-2,4.1973888811099071E-2,5.6830404147962098E-3,0.21906212349368448,66571.521086400389,58505.92047927087,312.83935617883981,10.459246907155405,21376.982316766043,256.3998089013192,30837.135246135029,24549.680897533857,0,202420.93843809352]
[2004,6,8,24,3.9647944568408935E-2,5.0890318827325511E-2,6.8588982593689122E-4,1.6836540807671437E-2,4.1473151388888988E-4,3.8940831998802029E-2,4.3944190787371065E-2,4.8188998933991842E-3,0.19617934822280397,47517.95911785691,53055.686651405878,265.27024798491425,8.868855423709725,19380.184241668583,256.3998089013192,30060.884561933133,25702.070779894893,0,176247.32426506933]
[2004,6,9,12,5.4534890912002615E-2,7.3611732219124232E-2,1.0159035486985619E-3,2.0756577936750672E-2,4.1473151388888988E-4,4.6526041750323113E-2,4.4050971095129073E-2,7.1374983523633598E-3,0.24804834732828049,65359.925843876314,76743.889377796309,392.90418971284987,13.136077190726837,23892.455655587619,256.3998089013192,35916.386435276247,25764.524428004483,0,228339.6218163459]
[2004,6,9,17,6.6198947064525254E-2,6.6461571458160229E-2,9.8586476075652237E-4,1.9769986995125242E-2,4.1473151388888988E-4,4.3763593657151142E-2,4.0752809541016073E-2,6.9264529241650219E-3,0.24527395791478837,79339.267003608984,69289.491417978672,381.28658521541234,12.747662525153512,22756.811793925128,256.3998089013192,33783.878500167681,23835.496263223671,0,229655.37903554604]
[2004,6,10,2,3.044281227710564E-2,4.4138666648369719E-2,6.2921735248573987E-4,1.645014779354579E-2,4.1473151388888988E-4,3.4887449543039017E-2,3.6538940530201063E-2,4.4207324823293649E-3,0.16792269814096519,36485.631852116698,46016.753694404681,243.35197406129922,8.136055556244516,18935.415456382438,256.3998089013192,26931.822961713457,21370.889278031478,0,150248.4010811676]
[2004,6,10,11,4.3048219503466684E-2,7.2522549962854205E-2,9.789473142661825E-4,2.2429129092846518E-2,4.1473151388888988E-4,4.5905953346623472E-2,3.1981633553606045E-2,6.8778525791907252E-3,0.22415901686674272,51593.179841462545,75608.362742740035,378.61123900597073,12.658216916683854,25817.6937391721,256.3998089013192,35437.701082010506,18705.412354246229,0,207810.01902445537]
[2004,6,10,19,5.0698551702457392E-2,6.0905890024719224E-2,8.2459944641934959E-4,2.0807186142463446E-2,4.1473151388888988E-4,4.0053915249692047E-2,3.4544716089538061E-2,5.7934409203685248E-3,0.21404303108954689,60762.083214055543,63497.417403511943,318.91667053246289,10.662431481287461,23950.709685441951,256.3998089013192,30920.143735282472,20204.507628795443,0,199920.84057800245]
[2004,6,11,1,3.3647294750421469E-2,4.561608804893616E-2,6.5701909064968882E-4,1.5354474650143182E-2,4.1473151388888988E-4,3.5173472161350368E-2,3.8124794326557063E-2,4.6160609272316699E-3,0.17360393546917846,40326.195816238003,47557.038933066724,254.10439186701393,8.495544189812005,17674.209390934866,256.3998089013192,27152.621862759635,22298.423174780823,0,155527.48892273818]
[2004,6,11,12,4.6063901812026929E-2,6.8816631849026838E-2,9.4557499699556339E-4,1.8966383794440739E-2,4.1473151388888988E-4,4.3114605787223273E-2,3.5190038760496055E-2,6.6433865613893953E-3,0.22015525507548769,55207.467295970077,71744.758923118861,365.70438058141832,12.226698258970853,21831.801231223071,256.3998089013192,33282.8838259759,20581.943842038898,0,203283.18600606851]
[2004,6,11,15,4.8685847030460444E-2,6.5763640573714172E-2,8.8667081947536007E-4,1.8764810159889563E-2,4.1473151388888988E-4,4.0773582893078135E-2,3.338952749267305E-2,6.229539724712462E-3,0.21490835020789206,58349.861865348466,68561.863783434848,342.92298743742748,11.465041481855627,21599.774105194632,256.3998089013192,31475.700585003942,19528.86112014965,0,200126.84929695216]
[2004,6,11,21,5.3351024860389659E-2,5.0270185901988604E-2,7.8217378252867255E-4,1.5193584194621707E-2,4.1473151388888988E-4,3.3366171652129628E-2,3.2433933694909052E-2,5.4953682278323559E-3,0.19130717382828857,63941.065440041246,52409.167255830231,302.50839918096443,10.113849092290284,17489.011807514915,256.3998089013192,25757.45259729353,18969.953583410635,0,179135.67274126515]
[2004,6,12,6,2.1061374342590464E-2,3.8889995691333258E-2,5.7788828835203597E-4,1.7106661324814226E-2,4.1473151388888988E-4,2.6991497075099308E-2,1.6916979188379026E-2,4.0601066028824453E-3,0.12601923402733967,25242.002728547897,40544.753360161623,223.50028205962485,7.4723483081973194,19691.114227197249,256.3998089013192,20836.439184280334,9894.3998897502133,0,116696.08182920645]
[2004,6,12,14,3.8274834423395653E-2,4.4120875731568664E-2,7.2744321784291724E-4,1.9233530257453103E-2,4.1473151388888988E-4,2.6111644711401066E-2,1.7864392329765031E-2,5.1108442090227659E-3,0.15185829639433809,45872.290157074407,45998.205779422256,281.34116514784068,9.4061589544566626,22139.307846259497,256.3998089013192,20157.22564468543,10448.522725588247,0,145162.69928603346]
[2004,6,12,23,3.7416351409214746E-2,3.2612774605786238E-2,6.1968847382533614E-4,1.8318417711502839E-2,4.1473151388888988E-4,2.052916171279914E-2,1.5497776108164024E-2,4.3537848318111333E-3,0.12976268636699234,44843.400482835743,34000.438397498161,239.66664748306823,8.0128429877044347,21085.94124649468,256.3998089013192,15847.754881577712,9064.3366353094534,0,125345.95094308784]
[2004,6,13,4,2.1582734605042796E-2,2.9978208972121195E-2,5.4682511939679478E-4,1.8718666004005513E-2,4.1473151388888988E-4,2.0842101412769605E-2,1.4824802355736024E-2,3.8418641156687254E-3,0.11074993409862954,25866.851655940332,31253.772785192326,211.48649468393592,7.0706879481096188,21546.6585482091,256.3998089013192,16089.332775854533,8670.727862272568,0,103902.30061900223]
[2004,6,13,16,4.9625562949923374E-2,4.3141014241672951E-2,7.2111702809414416E-4,2.0672495015262742E-2,4.1473151388888988E-4,2.5057792286837355E-2,1.7584522513174029E-2,5.066397894245689E-3,0.16228363344309918,59476.108966667773,44976.651476607156,278.89448951569472,9.3243585542419716,23795.669591952068,256.3998089013192,19343.690482388494,10284.832515203367,0,158421.57168979009]
[2004,6,13,21,5.3608183044627174E-2,3.8344173623052459E-2,6.9658356657964341E-4,2.000784576940735E-2,4.1473151388888988E-4,2.4986950289988086E-2,1.815842812383903E-2,4.8940315890370466E-3,0.16111092752041967,64249.268859372009,39975.706726353179,269.40608893912923,9.0071301671346902,23030.605973011148,256.3998089013192,19289.003076390385,10620.498330456692,0,157699.895993591]
[2004,6,14,1,3.2634039677346953E-2,3.7842961592681322E-2,5.7671825580496233E-4,1.623269145267461E-2,4.1473151388888988E-4,3.0788178386611319E-2,3.0065676910106046E-2,4.0518862305964657E-3,0.15260688401971059,39111.812229335002,39453.168274206408,223.04776794995911,7.45721927564919,18685.106084716117,256.3998089013192,23767.33697884524,17584.807960807291,0,139089.13632403698]
[2004,6,14,10,4.0760819492656225E-2,7.0947294850734421E-2,9.4422730719511869E-4,1.9445241388314688E-2,4.1473151388888988E-4,4.6618726290495037E-2,3.8812004609705061E-2,6.6339180112081359E-3,0.22457696346419756,{"$f":"E3972*1000000*$N$8826","v":48851.736838980098},{"$f":"F3972*1000000*$O$8826","v":73966.080997399986},{"$f":"G3972*1000000*$P$8826","v":365.18315691829952},{"$f":"G3972*1000000*$Q$8826","v":12.209272040438123},{"$f":"H3972*1000000*$R$8826","v":22383.004028805502},{"$f":"I3972*1000000*$S$8826","v":256.3998089013192},{"$f":"J3972*1000000*$T$8826","v":35987.935478267158},{"$f":"K3972*1000000*$U$8826","v":22700.358607466442},{"$f":"L3972*1000000*$V$8826","v":0},{"$f":"SUM(N3972:V3972)","v":204522.90818877926}]
[2004,6,14,17,6.4443015593835057E-2,6.4202893407970002E-2,8.9725602394870373E-4,1.8007545801693187E-2,4.1473151388888988E-4,4.3684817231684714E-2,3.7888883912290061E-2,6.3039088708629074E-3,0.23584305235617353,77234.787673184925,66934.707293243438,347.01685165502158,11.601912805141778,20728.103199089757,256.3998089013192,33723.06600822552,22160.443932096776,0,221396.12667920193]
[2004,6,15,3,2.3404142271926814E-2,4.1820634108279103E-2,6.0267760524827763E-4,1.6918637384725682E-2,4.1473151388888988E-4,3.4982084481260362E-2,3.342443744502005E-2,4.2342704875640196E-3,0.1558016152979132,28049.804038316986,43600.089564000897,233.08763558460294,7.7928850172890218,19474.683866448791,256.3998089013192,27004.877639987539,19549.27924709814,0,138176.01468535556]
[2004,6,15,10,3.1039871831151034E-2,7.065322135067624E-2,9.420272661719095E-4,2.2253728560702832E-2,4.1473151388888988E-4,4.7329308408141327E-2,3.5962245651911057E-2,6.618461042681544E-3,0.21521359562532485,37201.206184882001,73659.494757991473,364.33228348974779,12.180824547818707,25615.793914982412,256.3998089013192,36536.478637565757,21033.592076407451,0,194679.47848876799]
[2004,6,15,20,4.135545133673689E-2,5.7882008081544076E-2,7.9773179856764981E-4,2.0401260455355955E-2,4.1473151388888988E-4,3.9534688837999279E-2,4.0398588100139063E-2,5.6046751733455392E-3,0.20638913529757733,49564.401567625697,60344.870189329427,308.52551536602431,10.315021043982336,23483.457255478155,256.3998089013192,30519.32011590312,23628.319287563132,0,188115.60876121087]
[2004,6,16,5,2.4369698730475318E-2,4.4112750821522183E-2,6.2920654684311093E-4,1.6996606237885747E-2,4.1473151388888988E-4,3.8020769364979362E-2,2.5621131605282042E-2,4.4206565644368057E-3,0.15458555138531346,29207.020958960289,45989.735156886767,243.34779494186716,8.1359158345594693,19564.432155994418,256.3998089013192,29350.630178412459,14985.283064290928,0,139604.98503422263]
[2004,6,16,13,4.6728735195786929E-2,7.3802584824681175E-2,9.4242105150780023E-4,2.1282390557450449E-2,4.1473151388888988E-4,4.91418179086133E-2,3.8505256699233062E-2,6.6212276854299684E-3,0.23743916543659158,56004.268388525728,76942.862704557963,364.48458132207367,12.185916364434037,24497.707386460574,256.3998089013192,37935.66905195576,22520.947942136772,0,218534.52578022465]
[2004,6,16,14,4.4752613652278429E-2,7.3133677540203987E-2,9.303081621848076E-4,2.2080075812631213E-2,4.1473151388888988E-4,4.8666436503100846E-2,4.0419156620497061E-2,6.5361253864017034E-3,0.23693312519118692,53635.891824783932,76245.493615468891,359.79987973733296,12.029291407907998,25415.905927886717,256.3998089013192,37568.692158538615,23640.349400226642,0,217134.56190695136]
[2004,6,16,23,4.0246476207171498E-2,5.1327584822369307E-2,6.8529235537969008E-4,1.7829751812437615E-2,4.1473151388888988E-4,3.9935451636497379E-2,3.9228258976049063E-2,4.8147022064011693E-3,0.19448224953019461,48235.297740351984,53511.558183574438,265.03917419306151,8.8611298681009902,20523.448317294547,256.3998089013192,30828.694199711583,22943.817389947621,0,176573.11594384268]
[2004,6,17,7,2.8518769809860248E-2,6.2244542131677072E-2,8.1944903090513574E-4,1.8916175868034641E-2,4.1473151388888988E-4,4.6620560460614503E-2,3.6106212781476063E-2,5.7572553176173762E-3,0.19939769691407391,34179.671926707735,64893.028756684769,316.92472962735519,10.595834356151217,21774.007954370205,256.3998089013192,35989.351389879674,21117.795546485264,0,178537.77594701244]
[2004,6,17,13,4.7904787973226511E-2,7.3261634720792237E-2,9.5547471708682535E-4,2.127868661185045E-2,4.1473151388888988E-4,4.761914145596019E-2,3.6873545840598064E-2,6.7129396561991924E-3,0.23502094248960234,57413.764603452932,76378.895335767054,369.53313135783219,12.354705969399662,24493.443853412482,256.3998089013192,36760.219049506217,21566.593174657191,0,217251.20366302447]
[2004,6,17,24,3.6705555458457217E-2,4.9004872509924385E-2,6.5064316753093011E-4,1.6832331684471437E-2,4.1473151388888988E-4,3.9027911599028159E-2,3.6933934536687064E-2,4.571265197545288E-3,0.18414124566753337,43991.513372497458,51090.015157904287,251.63848168306336,8.4131007153724777,19375.339209423317,256.3998089013192,30128.106798226836,21601.913304880894,0,166703.33923423255]
[2004,6,18,9,3.7083412862912543E-2,6.9354558100796868E-2,9.4159908401589547E-4,1.9613148996696663E-2,4.1473151388888988E-4,4.5301373619214276E-2,3.6524979051734061E-2,6.6154527360002876E-3,0.21584925596525945,44444.374495381337,72305.573775788886,364.16668256899732,12.175287965275711,22576.278907724685,256.3998089013192,34970.987854242492,21362.723490897355,0,196292.68030347041]
[2004,6,18,12,4.8954282772897276E-2,6.9480677805076788E-2,9.6161237540486717E-4,1.8968416927240737E-2,4.1473151388888988E-4,4.6286991886107548E-2,3.9070254966804066E-2,6.7560613936795983E-3,0.23089302964109973,58671.581409040744,72437.059835712134,371.90689181105034,12.43406857576066,21834.141527172334,256.3998089013192,35731.848766102899,22851.40403208715,0,212166.77633940341]
[2004,6,19,2,3.2564503777133484E-2,3.7866956342798103E-2,6.5527070112046605E-4,1.6687017721217522E-2,4.1473151388888988E-4,2.7337311080181052E-2,2.486018464421004E-2,4.6037771554109062E-3,0.14498975293596048,39028.473632604822,39478.183993754057,253.42819620635132,8.4729367485398974,19208.071395154442,256.3998089013192,21103.394828345201,14540.220536052517,0,133876.64532776727]
[2004,6,19,9,3.8358893673668633E-2,5.0077951983937934E-2,7.6911349192562543E-4,1.9479644120501186E-2,4.1473151388888988E-4,3.0686282305924122E-2,2.8942367633609047E-2,5.4036097112093425E-3,0.17413259443466478,45973.034951323636,52208.753842141974,297.4572868943913,9.9449738228665954,22422.604282551649,256.3998089013192,23688.676966677409,16927.807023597281,0,161784.67913591053]
[2004,6,19,11,4.6808871961857498E-2,5.0878610790059113E-2,8.1300362879881756E-4,2.0251943739011055E-2,4.1473151388888988E-4,3.0674674671221477E-2,2.5567441198770042E-2,5.7119714449770063E-3,0.18112124894858389,56100.31209559377,53043.480440660445,314.43194820612615,10.512492488015868,23311.581957209844,256.3998089013192,23679.716301254441,14953.88062852758,0,171670.31567284156]
[2004,6,19,23,4.7497894171685928E-2,3.5695454365278767E-2,6.8293492815362314E-4,1.8318239657102837E-2,4.1473151388888988E-4,2.167176559217928E-2,1.6361994978981026E-2,4.7981394795916961E-3,0.14544115468686206,56926.103433690281,37214.285257471987,264.12743110952624,8.8306473030456676,21085.736291859608,256.3998089013192,16729.80289018523,9569.8008204286143,0,142055.0865809496]
[2004,6,20,4,2.4745936471575993E-2,3.2407572164784945E-2,5.9067103613838273E-4,1.8717792295205513E-2,4.1473151388888988E-4,2.0643235252458557E-2,1.5133710948027025E-2,4.149915169237595E-3,0.11680356485131692,29657.94091949872,33786.504654091892,228.44405370776246,7.637634827617549,21545.652840581206,256.3998089013192,15935.815442466044,8851.4022668144025,0,110269.79762088896]
[2004,6,20,13,4.7198626012063441E-2,4.6601036352243774E-2,7.887607697748077E-4,2.1856514283414143E-2,4.1473151388888988E-4,2.4199713736181416E-2,1.5508685837993022E-2,5.5416468442192725E-3,0.16210971534977878,56567.431317669711,48583.896491680862,305.05593914172852,10.199021718205817,25158.569003688972,256.3998089013192,18681.285522547558,9070.717516222956,0,158633.55462157133]
[2004,6,20,22,6.1552645214451918E-2,3.9428999273775647E-2,7.2424860079963534E-4,1.6983943337805337E-2,4.1473151388888988E-4,2.7181146431462144E-2,1.6777504103411025E-2,5.0883995843218613E-3,0.16815161805991646,73770.686241999327,41106.691383601428,280.10563602458734,9.3648511589192598,19549.856160877869,256.3998089013192,20982.841485316007,9812.8237259467915,0,165768.76929382628]
[2004,6,21,6,2.8768782843091735E-2,5.0337427043494885E-2,7.0370331236672815E-4,1.6805710840914499E-2,4.1473151388888988E-4,3.8372480794939337E-2,2.8706536584849049E-2,4.9440532410823254E-3,0.16905342617462743,34479.31190102033,52479.269487768397,272.15967509700778,9.0991915939869834,19344.696522264741,256.3998089013192,29622.138416743481,16789.87420019737,0,153252.94920358664]
[2004,6,21,12,5.9543832789576201E-2,7.1912834014380617E-2,9.7325432451450837E-4,1.8600810275350901E-2,4.1473151388888988E-4,4.6148393031210586E-2,3.7814670648706063E-2,6.837854978016234E-3,0.24224638157564399,71363.129741409764,74972.703563273273,376.40945564938085,12.584604069362067,21410.997324127857,256.3998089013192,35624.855567354556,22117.038091204809,0,226134.11815599032]
[2004,6,21,15,6.3763437920132532E-2,7.1538106009318952E-2,9.5417431625095112E-4,1.8657328992534521E-2,4.1473151388888988E-4,4.5716241334576115E-2,3.6399996423800055E-2,6.7038033471122178E-3,0.24414781985761422,76420.315587231322,74582.030993830034,369.03019686432094,12.337891217860689,21476.054818100856,256.3998089013192,35291.250413099711,21289.62367288136,0,229697.04338212684]
[2004,6,21,24,4.4979112307801272E-2,4.9814311527276715E-2,6.6220976651103409E-4,1.4252649664723883E-2,4.1473151388888988E-4,4.0851262874203979E-2,3.5272475459504057E-2,4.6525293896713029E-3,0.19089928250358112,53907.34987817215,51933.895563012062,256.11190359977297,8.562661898844544,16405.922070907094,256.3998089013192,31535.66666239718,20630.15940443295,0,174934.06795332136]
[2004,6,22,11,5.5384467805935395E-2,7.5798627310886435E-2,1.125936707012035E-3,2.2432207777646516E-2,4.1473151388888988E-4,4.9288240255167717E-2,3.3090181243881057E-2,7.9105653302018082E-3,0.24544495794461985,66378.141556010363,79023.83620072194,435.45989193879888,14.558854050790869,25821.237547804027,256.3998089013192,38048.701697411176,19353.779537435446,0,229332.11509427388]
[2004,6,22,17,7.6136710757385775E-2,6.8660849532196908E-2,1.0705370301299997E-3,1.9760243692725242E-2,4.1473151388888988E-4,4.6351303922245332E-2,3.211575065926605E-2,7.5213402871615086E-3,0.25203146739499971,91249.651111049709,71582.348115365778,414.0338764636345,13.84251199962271,22745.596485638744,256.3998089013192,35781.495283525539,18783.854744029835,0,240827.22193697418]
[2004,6,23,1,4.0208185331292244E-2,4.7571731597024512E-2,7.1891704037572611E-4,1.5726989874281155E-2,4.1473151388888988E-4,3.8578243043864459E-2,3.8478103632877063E-2,5.0509413002259671E-3,0.18674784333383002,48189.406224551516,49595.894528396704,278.04363670295413,9.2959117508768152,18103.003747156243,256.3998089013192,29780.979275930367,22505.066661337911,0,168718.08979472786]
[2004,6,23,10,4.6413727281221256E-2,7.4009474371704034E-2,1.0622165253913252E-3,2.225380930630283E-2,4.1473151388888988E-4,4.9432271594602811E-2,3.6943867327645055E-2,7.4628823863704353E-3,0.23799298030712662,55626.732216876109,77158.555339841711,410.81589265351903,13.734924234373679,25615.886859526221,256.3998089013192,38159.888573649267,21607.722793954876,0,218849.73640963738]
[2004,6,23,18,6.4227235044430189E-2,6.6271113376782986E-2,9.9855618220597736E-4,2.1332039350220065E-2,4.1473151388888988E-4,4.5328084781111375E-2,3.7046983727711057E-2,7.0156198532506419E-3,0.24263436382960119,76976.175242284313,69090.929402282432,386.19503608881507,12.911768155096098,24554.857056469576,256.3998089013192,34991.607885019665,21668.033496361211,0,227937.10969556245]
[2004,6,24,3,3.0428242106591528E-2,4.2824532686722545E-2,6.4823978396006689E-4,1.6917709845525684E-2,4.1473151388888988E-4,3.6380018039106204E-2,3.2304207482948051E-2,4.5543795923132678E-3,0.16447206105105625,36468.169540403789,44646.703726282147,250.70896482519936,8.3820239146799054,19473.616195791699,256.3998089013192,28084.030733299696,18894.079338781525,0,148082.09033220005]
[2004,6,24,4,2.8428029506071463E-2,4.2677945566242631E-2,6.5493623640196772E-4,1.7164522568137882E-2,4.1473151388888988E-4,3.7745450342937845E-2,2.5468861113537036E-2,4.6014272853073281E-3,0.157155904132525,34070.91990708316,44493.879367729729,253.29884082672154,8.4686119734513579,19757.717074472952,256.3998089013192,29138.094058497274,14896.22312516368,0,142875.00079464828]
[2004,6,24,17,6.896910377235474E-2,6.726039819823787E-2,9.9507671958963062E-4,1.9772357603125242E-2,4.1473151388888988E-4,4.4898497478932368E-2,3.2711030229102052E-2,6.9911739708407427E-3,0.24201236948607149,82659.292660060819,70122.307996592193,384.84934196099834,12.866777181721577,22759.540550403643,256.3998089013192,34659.98234860399,19132.02175686165,0,229987.26124056632]
[2004,6,24,21,6.2029312263078423E-2,5.8857631971046168E-2,8.9681291645121481E-4,1.8719577013497028E-2,4.1473151388888988E-4,4.1998855925898484E-2,3.6478845058092062E-2,6.3007957022581731E-3,0.22569656236421043,74341.970468105486,61362.006583123359,346.8454783071486,11.596183231405904,21547.707191870115,256.3998089013192,32421.566127825299,21335.74064859897,0,211623.83248996307]
[2004,6,25,7,3.020210093172037E-2,6.0868126453668008E-2,8.365755708786241E-4,1.7081056253025535E-2,4.1473151388888988E-4,4.2975381605352587E-2,3.2786936146652061E-2,5.8775823417714472E-3,0.19104249081695754,36197.139926652919,63458.047003822969,323.54847783601991,10.817288008311426,19661.640773329578,256.3998089013192,33175.407897891651,19176.4175969153,0,172259.41877335808]
[2004,6,25,14,5.1648421207403372E-2,6.8836235020696163E-2,9.202581530428582E-4,1.7635363252512217E-2,4.1473151388888988E-4,4.3772979282477059E-2,3.5175082458115056E-2,6.4655163962236565E-3,0.22486858728435927,61900.49936134016,71765.196203871426,355.91300415393442,11.899340394324787,20299.691777939959,256.3998089013192,33791.123856391001,20573.196202464376,0,208953.91955545652]
[2004,6,25,21,5.4836195621683764E-2,5.0981033234115729E-2,7.8810525791519776E-4,1.5194016908221707E-2,4.1473151388888988E-4,3.379695332529177E-2,3.2486210841627054E-2,5.5370413727412826E-3,0.19403428807548542,65721.038759879899,53150.260929035394,304.80241767664739,10.190545663172536,17489.509894941999,256.3998089013192,26090.00014401061,19000.529432027768,0,182022.73193213684]
[2004,6,26,7,2.9801967760149987E-2,4.4442581945534826E-2,6.9131765481331294E-4,1.6988059585337813E-2,4.1473151388888988E-4,2.6192484106383543E-2,1.9206472258196033E-2,4.8570345369015125E-3,0.14259464936120589,35717.581354440583,46333.600496439314,267.36947946148746,8.9390396249462221,19554.594285916439,256.3998089013192,20219.63067292672,11233.478204225097,0,133591.59334193589]
[2004,6,26,16,5.5812447769927692E-2,4.5830305200330768E-2,7.9493973930586006E-4,1.9187584212081318E-2,4.1473151388888988E-4,2.4910038198822926E-2,1.5719047129428024E-2,5.5850588245235913E-3,0.16825415258830906,66891.07443698628,47780.370960093569,307.44567684858919,10.278918496618525,22086.420330073543,256.3998089013192,19229.629781695399,9193.7535923216965,0,165755.37350541705]
[2004,6,26,20,5.9141538124183324E-2,4.1250447092603851E-2,7.1546139738597788E-4,1.7210214435318432E-2,4.1473151388888988E-4,2.3036462038898461E-2,1.4488183984519024E-2,5.0266627688857817E-3,0.16128370135568373,70880.980624436328,43005.641261583834,276.70715489760636,9.2512287756917413,19810.312011545855,256.3998089013192,17783.298160860693,8473.8465669792986,0,160496.43681798066]
[2004,6,27,1,3.4157784465698636E-2,3.3863564845154494E-2,6.3822056214239459E-4,1.8007189530823337E-2,4.1473151388888988E-4,2.0354778951493908E-2,1.5273502510713025E-2,4.4839869066028862E-3,0.12719375928651758,40938.0164209297,35304.449386930712,246.83399634529897,8.2524709946644528,20727.693103264461,256.3998089013192,15713.137828265932,8933.1635320513142,0,122127.9465476834]
[2004,6,27,10,4.2898217988148656E-2,4.4277904976456103E-2,8.0674947666757092E-4,2.0949180727012857E-2,4.1473151388888988E-4,2.1702168108014598E-2,1.6698613461473027E-2,5.6680312494836564E-3,0.15341559750114536,51413.403412946813,46161.916571648253,312.01313337019388,10.431623565701491,24114.156633441678,256.3998089013192,16753.27250991359,9766.6821808043915,0,148788.27587459196]
[2004,6,27,18,6.1098216797255474E-2,4.2170737410862316E-2,7.7250918225545975E-4,1.9887722328172826E-2,4.1473151388888988E-4,2.1296907678357162E-2,1.5696714266092027E-2,5.4274670293232297E-3,0.16676500620620741,{"$f":"E4292*1000000*$N$8826","v":73226.054958199093},{"$f":"F4292*1000000*$O$8826","v":43965.08965725053},{"$f":"G4292*1000000*$P$8826","v":298.77058180242517},{"$f":"G4292*1000000*$Q$8826","v":9.9888815839386496},{"$f":"H4292*1000000*$R$8826","v":22892.334433182277},{"$f":"I4292*1000000*$S$8826","v":256.3998089013192},{"$f":"J4292*1000000*$T$8826","v":16440.426420907934},{"$f":"K4292*1000000*$U$8826","v":9180.6915510394501},{"$f":"L4292*1000000*$V$8826","v":0},{"$f":"SUM(N4292:V4292)","v":166269.75629286698}]
[2004,6,28,3,2.8272937420563568E-2,3.8379442718258029E-2,5.7294563206815752E-4,1.6496004247599023E-2,4.1473151388888988E-4,3.0380839312666705E-2,2.0667990491123032E-2,4.025380667405919E-3,0.13921027200357333,33885.042443348524,40012.476510996385,221.58869275103919,7.4084376007729436,18988.199845905983,256.3998089013192,23452.886253195862,12088.290737935287,0,128912.29273063516]
[2004,6,28,9,4.1315272599367417E-2,6.8545076220419568E-2,9.2734175818165758E-4,1.8441029579452702E-2,4.1473151388888988E-4,4.4961655808569347E-2,3.2408852130876062E-2,6.5152841326113703E-3,0.21352924374336701,49516.247454707292,71461.648683847248,358.65261279185205,11.990934506788616,21227.077161420904,256.3998089013192,34708.738247204208,18955.283882535594,0,196496.03878591518]
[2004,6,28,20,5.8239146366165034E-2,5.9058072920805879E-2,8.3852799591778383E-4,1.9271328460134567E-2,4.1473151388888988E-4,4.0300662187036207E-2,3.4175992783666058E-2,5.8912996188869443E-3,0.21818976184650135,69799.46643416553,61570.976235261813,324.30358493153983,10.842533717962077,22182.816553917364,256.3998089013192,31110.623260726134,19988.848804820864,0,205244.27721644251]
[2004,6,28,23,4.8005848593448155E-2,5.1062243373452644E-2,7.2806229968537626E-4,1.7205631175506782E-2,4.1473151388888988E-4,3.812035712459548E-2,3.4203347394527059E-2,5.1151937318058985E-3,0.1948554152069103,57534.88549565534,53234.926535478065,281.58059717855753,9.4141639534354908,19805.036318599668,256.3998089013192,29427.508251939333,20004.847964935288,0,180554.59913664102]
[2004,6,29,5,2.7170928973465101E-2,4.5162344324828137E-2,6.555162839074881E-4,1.6996034807485749E-2,4.1473151388888988E-4,3.6481095936785453E-2,2.4465147862231043E-2,4.6055025620599759E-3,0.15595130226465184,32564.288167010021,47083.988549397465,253.52317619344353,8.4761122413818786,19563.774394607459,256.3998089013192,28162.05913839367,14309.171490680084,0,142201.68083742485]
[2004,6,29,13,5.5495020539924014E-2,7.48486500538737E-2,1.0483308481747805E-3,2.1279897795850451E-2,4.1473151388888988E-4,4.6683116665335339E-2,3.4682577941275057E-2,7.3653248983771092E-3,0.24181765025669932,66510.638722035568,78033.437695948451,405.44555925684,13.555376355054117,24494.838021569627,256.3998089013192,36037.642470275787,20285.140245023071,0,226037.0978993657]
[2004,6,29,22,5.6424533477896686E-2,5.5476447420593891E-2,8.5422452064864139E-4,1.856637772441725E-2,4.1473151388888988E-4,4.0138055837008038E-2,3.4045689220532055E-2,6.0015796937502022E-3,0.21192163940873562,67624.657576402547,57836.953642738808,330.37426982931964,11.045496647617004,21371.362746655697,256.3998089013192,30985.09716212135,19912.636879136589,0,198328.52758243325]
[2004,6,30,7,3.1358744343426212E-2,6.1958601936864428E-2,8.6395093163448228E-4,1.8914016440834638E-2,4.1473151388888988E-4,4.3151124155607172E-2,3.106504481959705E-2,6.0699151597250799E-3,0.19379612930157794,37583.374066900615,64594.921892224018,334.13599271344737,11.171263395515874,21771.522283621653,256.3998089013192,33311.074658067322,18169.31809251451,0,176031.9180583384]
[2004,6,30,12,5.5832219152736853E-2,7.3040595550474985E-2,1.0415004255632031E-3,2.0753178339950672E-2,4.1473151388888988E-4,4.6497018382657782E-2,3.4240907325617062E-2,7.3173359626178694E-3,0.23913748665350729,66914.770388195262,76148.451014955644,402.80386983166153,13.467056003396802,23888.542451973881,256.3998089013192,35893.98146701535,20026.816010997034,0,223545.23206787359]
[2004,6,30,24,4.19762011292827E-2,4.8966706257802917E-2,7.1650285116223406E-4,1.6833578065271436E-2,4.1473151388888988E-4,3.634420364587742E-2,3.5814549502924058E-2,5.0339797771013876E-3,0.18610045274331102,50308.368590019905,51050.22494318612,277.10994072565813,9.2646952284991961,19376.77389186879,256.3998089013192,28056.383344036432,20947.207578088899,0,170281.73279205564]
[2004,7,1,5,2.7702669365588222E-2,4.3807917604678788E-2,7.0004168881687516E-4,1.6997976857449974E-2,4.6221673387096936E-4,3.5203253249105018E-2,1.5351920880970989E-2,4.7080021110456217E-3,0.14493399849152647,33201.577652991407,45671.931377966459,270.74352960196398,9.0518452000740268,19566.009847040539,285.75663596005131,27175.611762953573,8979.0288550143996,0,135159.71150672846]
[2004,7,1,17,6.7680901541912475E-2,5.828520398235864E-2,9.5228972434536477E-4,1.8741758277029279E-2,4.6221673387096936E-4,3.4330503263880763E-2,1.5568891897608987E-2,6.4044500551421364E-3,0.20242621547614864,81115.385615495878,60765.221954963534,368.3013244663926,12.313522620294004,21573.239572831186,285.75663596005131,26501.880997312452,9105.9308260575926,0,199728.03044970741]
[2004,7,1,19,5.3850163009153434E-2,5.4189593292167798E-2,8.7666581482402303E-4,1.9561002669891834E-2,4.6221673387096936E-4,3.2782631184369596E-2,1.5317464115270987E-2,5.8958553080582432E-3,0.18293559212760693,64539.281221598256,56495.344256570403,339.05351749547998,11.335672396018778,22516.254379376005,285.75663596005131,25306.980901180556,8958.8757877943699,0,178452.88237237112]
[2004,7,2,2,2.8537702864728856E-2,3.5273457232559244E-2,6.6257301798577808E-4,1.9390105789409331E-2,4.6221673387096936E-4,2.3867017845237155E-2,1.3222661986293989E-2,4.4560134306728671E-3,0.1258717489007582,34202.363144046132,36774.332273146472,256.25239235633762,8.5673588992812437,22319.538612882676,285.75663596005131,18424.456578260681,7733.6682774466226,0,120004.93527299825]
[2004,7,2,11,3.784592208588592E-2,5.651247022946404E-2,9.9720559729396096E-4,2.438670530896514E-2,4.6221673387096936E-4,2.6360837758407502E-2,1.8238258001234988E-2,6.7065235288217371E-3,0.17151013924394423,45358.239828847021,58917.058911829983,385.67269273134377,12.894304501504568,28071.018110779423,285.75663596005131,20349.593476475136,10667.18921547285,0,164047.42317659731]
[2004,7,2,18,5.6124469902823951E-2,4.799641992463205E-2,8.378861641511067E-4,1.8326369970612981E-2,4.6221673387096936E-4,2.3256008098672031E-2,1.4882289977907989E-2,5.6350498729672745E-3,0.16752071064563837,67265.032157020134,50038.653217146682,324.05535428942687,10.834234552513415,21095.094922921002,285.75663596005131,17952.779613108134,8704.3512128806397,0,165676.55734787858]
[2004,7,3,4,2.4786700038671811E-2,3.1799272752828907E-2,6.0956527145003439E-4,1.9486009709848096E-2,4.6221673387096936E-4,2.015841393470692E-2,1.4483699594610988E-2,4.0995195438390288E-3,0.11588539757982674,29706.795949332987,33152.322284347239,235.7514641650628,7.8819455536028729,22429.931577140193,285.75663596005131,15561.551285332867,8471.2237377780802,0,109851.21487961008]
[2004,7,3,8,2.9335782697063412E-2,4.0370461464856941E-2,7.3944248011054375E-4,2.149823267575178E-2,4.6221673387096936E-4,2.2919885166273919E-2,1.5432170828978988E-2,4.9729849135712358E-3,0.13573117696047779,35158.859760919338,42088.212508938421,285.98192107831602,9.561314663461955,24746.158660839086,285.75663596005131,17693.305119349268,9025.9654308581667,0,129293.8013526061]
[2004,7,3,21,4.9149916326476896E-2,3.6963958415589873E-2,7.3318027350589344E-4,2.0300973278560237E-2,4.6221673387096936E-4,1.7641850500556701E-2,1.341488825972899E-2,4.9308695904619433E-3,0.14359785337875153,58906.047717503163,38536.763775197593,283.55999114710693,9.4803415932838391,23368.018817999826,285.75663596005131,13618.857228639394,7846.0975473241251,0,142854.58205536453]
[2004,7,4,5,2.3986425058530905E-2,3.1330698610291842E-2,6.183335954511942E-4,1.6998347459049972E-2,4.6221673387096936E-4,1.757961921443698E-2,1.4490506046903988E-2,4.1584893003081911E-3,0.10962463601884405,28747.668453485974,32663.810452386602,239.14264361436076,7.9953238177698731,19566.436438664692,285.75663596005131,13570.816973406965,8475.204694429236,0,103556.83161576564]
[2004,7,4,6,2.3601125249696944E-2,3.2645014727120863E-2,6.2482737184547357E-4,1.6998709936162041E-2,4.6221673387096936E-4,1.789487662676241E-2,1.8049158257988987E-2,4.2021620036076122E-3,0.1144780909070553,28285.887628184919,34034.05032633942,241.65413395774945,8.0792911866050847,19566.853678363485,285.75663596005131,13814.184056049164,10556.588590036703,0,106793.0543400781]
[2004,7,4,15,5.1033169747788772E-2,4.4190842333612861E-2,7.9475648760631457E-4,2.0534443649885381E-2,4.6221673387096936E-4,2.1053097108342779E-2,1.5937426211899988E-2,5.3449891359206364E-3,0.15935094140892769,61163.122076756714,46071.149439427922,307.37480362384684,10.276548971998155,23636.761599723155,285.75663596005131,16252.213662628734,9321.4791126686541,0,157048.1338797611]
[2004,7,5,4,2.2994671015149692E-2,3.374870346436936E-2,5.8313915246979708E-4,1.7396340321964628E-2,4.6221673387096936E-4,2.9462832412704518E-2,2.1409689105625983E-2,3.9217955226368492E-3,0.12997938772879181,27559.053795113308,35184.700688795005,225.53107180745491,7.5402442777086875,20024.55756332236,285.75663596005131,22744.218820315375,12522.095296529713,0,118553.45411612098]
[2004,7,5,8,2.9064875707136305E-2,5.0436100061817604E-2,6.9336275661749749E-4,1.8157660999465284E-2,4.6221673387096936E-4,3.8836547313207008E-2,3.5967369088099971E-2,4.6630841763047005E-3,0.17828121683651932,34834.178433495494,52582.141013467459,268.16042961446482,8.9654836857008853,20900.897612356177,285.75663596005131,29980.380634966554,21036.588670887959,0,159897.06891443385]
[2004,7,5,18,5.5697640567918816E-2,4.6454072165111555E-2,7.5435853764586761E-4,1.9026854605654894E-2,4.6221673387096936E-4,3.720406867485522E-2,3.3739366265577969E-2,5.0733001254887828E-3,0.19841187767612409,{"$f":"E4484*1000000*$N$8826","v":66753.478302032046},{"$f":"F4484*1000000*$O$8826","v":48430.679022403012},{"$f":"G4484*1000000*$P$8826","v":291.75075760530171},{"$f":"G4484*1000000*$Q$8826","v":9.7541858109408146},{"$f":"H4484*1000000*$R$8826","v":21901.407896627854},{"$f":"I4484*1000000*$S$8826","v":285.75663596005131},{"$f":"J4484*1000000*$T$8826","v":28720.167399182974},{"$f":"K4484*1000000*$U$8826","v":19733.474761717443},{"$f":"L4484*1000000*$V$8826","v":0},{"$f":"SUM(N4484:V4484)","v":186126.46896133962}]
[2004,7,6,1,3.7909850194940004E-2,4.3290749343222433E-2,7.0210167115698752E-4,1.7851934887083056E-2,4.6221673387096936E-4,3.4193361196378738E-2,3.3785341475944974E-2,4.7218561448280332E-3,0.17291741164742522,45434.857502362793,45132.757761880814,271.54023485336455,9.0784816726662481,20548.982782989508,285.75663596005131,26396.012384646703,19760.36473488115,0,157839.35051924706]
[2004,7,6,10,4.2815491200311001E-2,7.0855064733358786E-2,1.0454268822025622E-3,2.4481737847849627E-2,4.6221673387096936E-4,4.5598182802840198E-2,3.4749615605203975E-2,7.0308269449950202E-3,0.22703856275063217,51314.255571483329,73869.926516153602,404.32244043445786,13.517826804981992,28180.408046252142,285.75663596005131,35200.113585458894,20324.349222417983,0,209592.64984496543]
[2004,7,6,17,7.0164266733300618E-2,6.3155227842851325E-2,9.7608088018330519E-4,2.0760188719539892E-2,4.6221673387096936E-4,4.1446249098418028E-2,3.1202197968987974E-2,6.5644531145292746E-3,0.23473088109168141,84091.692380541033,65842.46387211245,377.50263577081029,12.621152670355507,23896.61195090452,285.75663596005131,31994.974059901917,18249.536203035368,0,224751.15889089648]
[2004,7,6,19,5.6132532762256368E-2,5.8986111630316529E-2,8.9856762387141077E-4,2.2877194800232092E-2,4.6221673387096936E-4,3.9973137274633905E-2,3.198486131251297E-2,6.0431519117863583E-3,0.21735777404948065,67274.695473216067,61495.95301341507,347.5241174338633,11.618872365771429,26333.452650738389,285.75663596005131,30857.786120955065,18707.300205322783,0,205314.08708940708]
[2004,7,7,7,2.9119460507287639E-2,5.9288846208305816E-2,8.8470751932949866E-4,2.1268843743868972E-2,4.6221673387096936E-4,4.3261345937962749E-2,3.2550552042673979E-2,5.9499383182460668E-3,0.19278591101154569,34899.598175433748,61811.568857026592,342.16367435700658,11.439655152319087,24482.113937301652,285.75663596005131,33396.161804528485,19038.161302674176,0,174266.96404243403]
[2004,7,7,12,4.7106894411042662E-2,6.8717324714888367E-2,1.0127638256338071E-3,2.2526146574179406E-2,4.6221673387096936E-4,4.4453908502255501E-2,3.660442566179397E-2,6.8111575428215602E-3,0.22769483796648624,56457.491230874039,71641.226300166018,391.6898910244945,13.095479198339705,25929.368499704698,285.75663596005131,34316.776073355359,21409.190210579662,0,210444.59432086267]
[2004,7,7,24,3.6023961167504587E-2,4.5673925551562133E-2,7.024584709765982E-4,1.907238057106592E-2,4.6221673387096936E-4,3.7880562312336788E-2,3.4852073090141981E-2,4.7242557366391821E-3,0.17939183363409814,43174.624375980398,47617.337404106678,271.67822841012827,9.0830952503804383,21953.811867700315,285.75663596005131,29242.395510381048,20384.274538657133,0,162938.96165644613]
[2004,7,8,5,2.6086128811683575E-2,4.272198552564694E-2,6.7938066881081764E-4,1.8822057520936353E-2,4.6221673387096936E-4,3.7214716019939739E-2,2.4649481564799982E-2,4.5690502066679378E-3,0.15520501705235634,31264.157976158931,44539.793214216399,262.7528090906315,8.7846891752856386,21665.670325630279,285.75663596005131,28728.386756475771,14416.984555061477,0,141172.28696176881]
[2004,7,8,14,4.801634814054058E-2,7.0824996408675275E-2,1.0044927322466486E-3,2.3811461429627399E-2,4.6221673387096936E-4,4.5787244692837362E-2,3.480945762601597E-2,6.7555318197403975E-3,0.2314717495835546,57547.469175715545,73838.578793260487,388.49101722443351,12.988530343475862,27408.867108812443,285.75663596005131,35346.062384150209,20359.34961329932,0,215187.56325876599]
[2004,7,8,20,5.1842973597104096E-2,5.5672194706555669E-2,8.3822320461676583E-4,2.2467298455277777E-2,4.6221673387096936E-4,3.8762418353132329E-2,3.4189248204966972E-2,5.6373165768638846E-3,0.20987188983238847,62133.669897687367,58041.02991709052,324.18570584812545,10.838592633139248,25861.629680928487,285.75663596005131,29923.155814716956,19996.601633360631,0,196576.86787822525]
[2004,7,9,7,3.1668703903901037E-2,5.8399934762883E-2,8.9248888409803565E-4,2.1667879987129927E-2,4.6221673387096936E-4,4.1338995854741545E-2,3.2128324592510978E-2,6.0022704612345849E-3,0.19256081518037005,37954.859799216916,60884.834495836505,345.17314393033251,11.540271601961035,24941.436074897571,285.75663596005131,31912.178515699092,18791.208983952161,0,175126.98792109458]
[2004,7,9,13,5.4840131730361924E-2,6.8431974398356354E-2,1.0058668928277005E-3,2.2387189365772268E-2,4.6221673387096936E-4,4.2103971777659788E-2,3.3977456069213971E-2,6.7647734849438533E-3,0.22997358045300687,65725.75617596005,71343.734413130078,389.02247855294758,13.006298840778856,25769.417810819057,285.75663596005131,32502.711684384623,19872.728685282291,0,215902.13418292985]
[2004,7,9,16,6.6425810231991594E-2,6.0026794393373911E-2,9.3638452666947166E-4,1.9386635392121279E-2,4.6221673387096936E-4,3.8334303098623589E-2,3.0068117255508977E-2,6.2974825624471532E-3,0.22193774419460699,79611.161923619598,62580.91651634845,362.1499345897895,12.107861458196524,22315.543912332098,285.75663596005131,29592.666644753004,17586.235269608518,0,212346.53869866973]
[2004,7,10,3,3.1099202879369715E-2,3.4810774957031443E-2,6.726196656018737E-4,2.0014093399443617E-2,4.6221673387096936E-4,2.5394089036058824E-2,2.0196198671165986E-2,4.5235803183898684E-3,0.13717277566093228,37272.314292865012,36291.963005371676,260.1379678580567,8.6972664468649992,23037.797487144588,285.75663596005131,19603.299156317469,11812.349219098711,0,128572.31503106243]
[2004,7,10,9,4.0652291601376289E-2,4.8317674690794191E-2,8.2079221586522379E-4,2.2400532490962962E-2,4.6221673387096936E-4,2.5723530345110712E-2,2.5769406348713979E-2,5.5200876558569529E-3,0.16966653208255128,48721.666441709203,50373.577277390876,317.44421102798026,10.61320232512794,25784.776798601008,285.75663596005131,19857.61568354641,15072.005970829321,0,160423.45622138996]
[2004,7,10,18,6.5312827306964194E-2,4.3134928525866929E-2,8.134904458723687E-4,1.9026770112263287E-2,4.6221673387096936E-4,2.4581222116251723E-2,1.4437392225390989E-2,5.4709809396571926E-3,0.17323982840613764,78277.254763840523,44970.306815416297,314.6202263827966,10.518787245686637,21901.310638080784,285.75663596005131,18975.795906225452,8444.1394916013323,0,173179.7032647529]
[2004,7,11,2,3.3745615774211937E-2,3.2709180394432685E-2,6.6848637770581046E-4,1.6816444135926346E-2,4.6221673387096936E-4,2.0141596510392594E-2,1.4062277419865989E-2,4.4957826479781063E-3,0.12310159999438443,{"$f":"E4612*1000000*$N$8826","v":40444.033309196573},{"$f":"F4612*1000000*$O$8826","v":34100.946223577273},{"$f":"G4612*1000000*$P$8826","v":258.5394045557303},{"$f":"G4612*1000000*$Q$8826","v":8.6438212266728467},{"$f":"H4612*1000000*$R$8826","v":19357.051390003071},{"$f":"I4612*1000000*$S$8826","v":285.75663596005131},{"$f":"J4612*1000000*$T$8826","v":15548.568854681218},{"$f":"K4612*1000000*$U$8826","v":8224.7424084045961},{"$f":"L4612*1000000*$V$8826","v":0},{"$f":"SUM(N4612:V4612)","v":118228.28204760517}]
[2004,7,11,11,4.8472732413253249E-2,4.6330790709451862E-2,8.8284344975398039E-4,1.9723077537472516E-2,4.6221673387096936E-4,2.4969126168337005E-2,1.9596887300628987E-2,5.9374018598652694E-3,0.16637507617263383,58094.444547298197,48302.151977728696,341.44273904077937,11.415551917455637,22702.815314341129,285.75663596005131,19275.243512563204,11461.824087363562,0,160475.09436621307]
[2004,7,11,16,6.401565532450107E-2,4.6231782114479009E-2,8.5296529784829596E-4,1.9457838516450773E-2,4.6221673387096936E-4,2.5026572546206993E-2,1.6534262855152988E-2,5.7364618237313626E-3,0.17831775521224147,76722.59749465574,48198.930596693543,329.88726108260198,11.029214346086656,22397.504315235001,285.75663596005131,19319.589995291259,9670.5568263338682,0,176935.85233959815]
[2004,7,11,20,6.4233957646828377E-2,4.0414934050085997E-2,8.0794265059824343E-4,1.9371381496864043E-2,4.6221673387096936E-4,2.4766827758354461E-2,1.6772616295732987E-2,5.4336702590513358E-3,0.17226354689138643,76984.232263887825,42134.577389349113,312.47459748951695,10.447051826460454,22297.985477742393,285.75663596005131,19119.076609150998,9809.9649458293625,0,170954.51497123571]
[2004,7,12,5,3.0218961419783363E-2,4.3306514215493246E-2,6.8777667247077727E-4,1.7973825566173784E-2,4.6221673387096936E-4,3.4976115929251317E-2,2.7815077422547976E-2,4.6255159909017922E-3,0.16006600395049322,36217.347178030148,45149.193424745055,265.99999236808793,8.8932531746063859,20689.288552749771,285.75663596005131,27000.27013820249,16268.477718061384,0,145885.2268932916]
[2004,7,12,15,7.3652124736425462E-2,7.2427965982972464E-2,1.0399467688648972E-3,1.8762603942801909E-2,4.6221673387096936E-4,4.3700730202948519E-2,3.888105837527997E-2,6.9939714468516163E-3,0.25592061819001583,88271.881184916856,75509.75424284293,402.20298776276655,13.446966542794977,21597.234575600978,285.75663596005131,33735.350234515638,22740.7467620467,0,242556.37359018874]
[2004,7,12,22,6.7739390023409715E-2,5.4968089040734525E-2,8.6691791880099181E-4,1.853491533310881E-2,4.6221673387096936E-4,4.0217896112599204E-2,3.879341612091898E-2,5.8302976194408024E-3,0.227413138902884,81185.483909440358,57306.964766073477,335.28348519936225,11.209627837192542,21335.147056793608,285.75663596005131,31046.730907081212,22689.486575329523,0,214196.06296371482]
[2004,7,13,5,3.0904548651529216E-2,4.5566287152609505E-2,7.4145549094078533E-4,1.8822535783336352E-2,4.6221673387096936E-4,3.752016124339172E-2,2.6084562711850983E-2,4.9865230490704973E-3,0.16508829081660001,37039.021703770428,47505.119023517102,286.76045993680555,9.587343773888529,21666.220843312847,285.75663596005131,28964.179191585175,15256.334570513296,0,151012.97977236961]
[2004,7,13,15,6.7512482074961438E-2,7.3423857513294027E-2,1.1384777794112434E-3,2.3012793176085056E-2,4.6221673387096936E-4,4.6305076385923523E-2,4.2156376560355965E-2,7.6566237046616576E-3,0.26166790392856387,80913.535319538612,76548.020659502887,440.31019480018125,14.721015601758516,26489.537058867169,285.75663596005131,35745.809332259909,24656.414301058318,0,245094.10451758886]
[2004,7,13,19,6.4359527355363808E-2,6.1438496709846427E-2,1.0054233896188624E-3,2.2879842841832091E-2,4.6221673387096936E-4,4.1915292853903538E-2,4.1617503368111972E-2,6.7617907853749276E-3,0.2404400940379226,77134.727235104627,64052.686343571717,388.85095216234998,13.000564150322173,26336.500755136662,285.75663596005131,32357.058521491726,24341.238240689872,0,224909.81924826733]
[2004,7,14,8,4.0203307216756939E-2,6.8688542176983974E-2,1.033169499034277E-3,2.2139311664313977E-2,4.6221673387096936E-4,4.6277003985617918E-2,3.6290432386435971E-2,6.9483921603899603E-3,0.22204237582340397,48183.559816885638,71611.219073894375,399.58185535834059,13.359333479841847,25484.091057625541,285.75663596005131,35724.138475689891,21225.541877476629,0,202927.24812637031]
[2004,7,14,9,4.5306769021958973E-2,7.1201839935466207E-2,1.0863341315608349E-3,2.3799335885167118E-2,4.6221673387096936E-4,4.5315245651103564E-2,3.560520493011797E-2,7.3059411552091466E-3,0.23008288744445479,54300.045603449231,74231.456899248995,420.14345974587155,14.046775429995632,27394.909652328053,285.75663596005131,34981.696550689354,20824.766160207673,0,212452.82173705922]
[2004,7,14,18,6.8661136247356522E-2,6.3283544242710155E-2,1.0660864592018583E-3,2.3168749864436618E-2,4.6221673387096936E-4,4.3518323861003454E-2,3.7521879985519972E-2,7.1697691446951286E-3,0.24485170653879473,82290.194377115971,65976.240096353577,412.31260285796486,13.784964171061855,26669.055487771315,285.75663596005131,33594.539273189905,21945.790738276781,0,231187.67417569665]
[2004,7,15,2,3.757551289910023E-2,4.3563939092786844E-2,7.3401028115648557E-4,1.8530436721268754E-2,4.6221673387096936E-4,3.5629995773288223E-2,3.5901424305671968E-2,4.9364516548355327E-3,0.17733398746197901,45034.155117201874,45417.571653466861,283.88099945919436,9.4910739552103625,21329.991821903099,285.75663596005131,27505.041235789027,20998.018897838087,0,160863.90743557338]
[2004,7,15,8,3.9828581089785736E-2,6.742658998852831E-2,1.0266543235056351E-3,2.2135676041913979E-2,4.6221673387096936E-4,4.6531055958190376E-2,3.2299697225260979E-2,6.9045755411333001E-3,0.21661504690218927,47734.451521975483,70295.571197783836,397.0620888261758,13.275089410840401,25479.906169960672,285.75663596005131,35920.257218619343,18891.441380038134,0,199017.72130257453]
[2004,7,15,19,6.5524806609259897E-2,6.0115748201837974E-2,1.016770883233838E-3,2.287457574423209E-2,4.6221673387096936E-4,4.0676826602866062E-2,3.3376278205504976E-2,6.8381062745062563E-3,0.23088532925531211,78531.311409902948,62673.655282720349,393.23963432590318,13.14729220559726,26330.437911048142,285.75663596005131,31401.008301315826,19521.111879340446,0,219149.66834681929]
[2004,7,16,1,3.9845614657807359E-2,4.5832966216509632E-2,7.2678182574580259E-4,2.0253788907684301E-2,4.6221673387096936E-4,3.466951460696658E-2,4.0113908058747968E-2,4.8878380024249017E-3,0.18679262900975749,47754.866209235908,47783.145201713851,281.08536948069082,9.3976068653807214,23313.70589164822,285.75663596005131,26763.585237478717,23461.815673721183,0,169653.35782610398]
[2004,7,16,12,5.5032552521226213E-2,6.9279602126133266E-2,1.0459767825633621E-3,2.3629720041243876E-2,4.6221673387096936E-4,4.3409801532394932E-2,3.4338362931332973E-2,7.034525199114551E-3,0.23423275786788014,65956.371996609698,72227.428446853199,404.53511628932586,13.524937257146403,27199.66845978803,285.75663596005131,33510.764042275645,20083.815828973606,0,219681.8654640067]
[2004,7,16,21,6.3711313458480495E-2,5.0737486440999409E-2,8.6522549323998581E-4,1.8728772282488707E-2,4.6221673387096936E-4,3.3803726372778911E-2,3.5019065677252978E-2,5.8189155214296538E-3,0.20914672198054113,76357.84455462714,52896.351292816027,334.62893379578833,11.187744034505352,21558.291670549326,285.75663596005131,26095.228686601833,20481.945134400088,0,198021.23465278477]
[2004,7,17,4,2.7847204767343384E-2,3.4413276880030125E-2,6.3803818073697818E-4,1.9484303700248094E-2,4.6221673387096936E-4,2.4130030119788971E-2,1.7488859469946987E-2,4.2910088782200963E-3,0.12875493873018559,33374.802958526088,35877.551504247538,246.76345970980282,8.2501127233277973,22427.967825753032,285.75663596005131,18627.492343493352,10228.881130868211,0,121077.46597128139]
[2004,7,17,6,2.6662097561011115E-2,3.8985336735118101E-2,6.5693020563574228E-4,1.9501162035746682E-2,4.6221673387096936E-4,2.504544652314665E-2,1.6253514990884985E-2,4.4180637301327432E-3,0.13198476851554697,31954.45503396698,40644.151136804168,254.07001528232041,8.4943948677077596,22447.373097400141,285.75663596005131,19334.16000863933,9506.3530635740753,0,124434.81338649477]
[2004,7,17,14,4.8713309445441826E-2,4.4822958015405506E-2,8.269408266819079E-4,2.2542618951150478E-2,4.6221673387096936E-4,2.6227796363915465E-2,1.604133616486899E-2,5.561439011308184E-3,0.16519861551264334,58382.775498742791,46730.161454157584,319.82220739769838,10.692706552086465,25948.329502694822,285.75663596005131,20246.890431971446,9382.2539481609565,0,161306.68238563742]
[2004,7,17,23,4.6668350256390073E-2,3.4133028462911767E-2,7.0444771318978368E-4,1.9904407879314117E-2,4.6221673387096936E-4,2.1298607833760457E-2,1.3521181811884988E-2,4.7376340206595046E-3,0.14142987471198165,55931.897194688849,35585.37860091724,272.44757467426479,9.1088170221932589,22911.540816428453,285.75663596005131,16441.738878107546,7908.2665019005972,0,139346.13501969917]
[2004,7,18,8,3.1869926515040684E-2,3.8565555735405176E-2,7.2898674007753337E-4,1.7871997333816874E-2,4.6221673387096936E-4,2.2623422136538188E-2,1.5269107267793987E-2,4.9026667497613745E-3,0.13229387921230476,38196.024578723314,40206.508581280941,281.93812767806565,9.4261173720106672,20572.07623897204,285.75663596005131,17464.446606155692,8930.5928431257507,0,125946.76972926786]
[2004,7,18,13,4.7810271615504739E-2,4.392785299785916E-2,8.1871165428095457E-4,2.014729764520818E-2,4.6221673387096936E-4,2.4582485853541391E-2,1.639592429698699E-2,5.5060952201386537E-3,0.15965085601739101,57300.486992946724,45796.969986205127,316.63954668315915,10.586299753908426,23191.126063018884,285.75663596005131,18976.771464754416,9589.6453941317086,0,155467.98238345399]
[2004,7,19,1,3.745221172799406E-2,3.8000317819274765E-2,6.2638850018897766E-4,1.735506186141917E-2,4.6221673387096936E-4,2.8673961506583842E-2,1.364129684140899E-2,4.2126610862397518E-3,0.14042411607698052,44886.378982232316,39617.219961112067,242.25790571110934,8.0994772588470543,19977.042804814548,285.75663596005131,22135.239606828338,7978.5193597923917,0,135130.51473370966]
[2004,7,19,3,2.9199068253650051E-2,3.7893200976733474E-2,6.1232497268818979E-4,1.7806719334574915E-2,4.6221673387096936E-4,3.0367199861723197E-2,1.3779223445850988E-2,4.1180794088622802E-3,0.13423803298795406,34995.007853748517,39505.545329002918,236.81878810562392,7.9176296975692892,20496.936121611339,285.75663596005131,23442.357100651985,8059.1898485710262,0,127029.529307349]
[2004,7,19,10,4.7114902218624959E-2,6.9684121651289788E-2,1.0255494558625657E-3,1.9524503242273908E-2,4.6221673387096936E-4,4.3411726512863888E-2,1.8213266136709989E-2,6.8971449562422946E-3,0.2063334309077384,56467.08856756983,72649.160156648562,396.63477746714352,13.260802989000956,22474.240664086665,285.75663596005131,33512.250056125151,10652.571978030681,0,196450.96363887709]
[2004,7,19,24,4.535213872750072E-2,4.697613108396112E-2,7.0463486952698317E-4,1.5917633534526451E-2,4.6221673387096936E-4,3.5119749515416951E-2,1.364216111180399E-2,4.738892706313098E-3,0.16291355828292028,54354.421078309024,48974.951391889168,272.51995803104228,9.1112370354861891,18322.449612091659,285.75663596005131,27111.149963602071,7979.0248541129658,0,157309.38473103146]
[2004,7,20,3,3.0243253539662254E-2,4.1799318284404308E-2,6.5812096497673545E-4,1.8827821383264689E-2,4.6221673387096936E-4,3.3443425738088131E-2,1.3575193513270989E-2,4.4260719639003894E-3,0.14343542212143848,36246.46122093594,43577.866758204465,254.53054555078464,8.5097919067661465,21672.304985038223,285.75663596005131,25817.089899342129,7939.856856554813,0,135802.37669349316]
[2004,7,20,12,5.4338714186611708E-2,7.0964980406378039E-2,1.0382311322121749E-3,2.2531807047779403E-2,4.6221673387096936E-4,4.4816182644442537E-2,1.6787909330070988E-2,6.9824332468960458E-3,0.21792247472826187,65124.808545401582,73984.519068139271,401.53945938968133,13.424782610540513,25935.884150545106,285.75663596005131,34596.438335537969,9818.9095331332101,0,210161.28051071742]
[2004,7,20,23,4.5529288103145063E-2,5.0107005676389767E-2,7.689776555454814E-4,2.00996230357861E-2,4.6221673387096936E-4,3.7644443344049483E-2,1.7569793042082987E-2,5.1716183242939565E-3,0.17735296591516383,54566.73414727777,52239.04376050584,297.40475170742167,9.9432173990632062,23136.248833497455,285.75663596005131,29060.1203846522,10276.217544674857,0,169871.46927567464]
[2004,7,21,5,2.8617103580265386E-2,4.4679420839006855E-2,7.149589925853116E-4,1.8822072013736351E-2,4.6221673387096936E-4,3.6260718066049288E-2,1.5111979863661988E-2,4.8083257042756226E-3,0.14947679579345177,34297.524696451037,46580.516813893599,276.51284811389002,9.2447324618920739,21665.687007984296,285.75663596005131,27991.935558794543,8838.6921939136064,0,139945.87048757289]
[2004,7,21,13,5.6198592194704751E-2,7.4364445510434904E-2,1.0708604748956819E-3,2.2904594287340992E-2,4.6221673387096936E-4,4.6606682477475223E-2,2.1196093508956987E-2,7.2018759125115888E-3,0.23000536110019112,67353.867532312725,77528.630394209118,414.15896983863058,13.846694281901751,26364.991617938569,285.75663596005131,35978.638099287549,12397.167540539765,0,220337.0574843683]
[2004,7,21,22,5.9314080040367201E-2,5.3763693998990621E-2,8.5998208220463635E-4,2.0439286373366079E-2,4.6221673387096936E-4,3.7992855813275231E-2,1.9237376022865984E-2,5.7836519212500319E-3,0.19785314298619075,71087.77166514704,56051.323076028493,332.60102655320156,11.119944436609178,23527.228081410463,285.75663596005131,29329.081947097897,11251.553192811314,0,191876.43556944508]
[2004,7,22,3,3.114384439640501E-2,4.2730441298756708E-2,6.7170620952617017E-4,1.882867852886469E-2,4.6221673387096936E-4,3.4446619768182717E-2,1.8087655546279988E-2,4.5174370369232631E-3,0.15088859951880951,37325.817035681408,44548.608777939415,259.78468558069642,8.6854550603055642,21673.291627118662,285.75663596005131,26591.518651476177,10579.104877417598,0,141272.5677462343]
[2004,7,22,7,3.2374596247653473E-2,6.1998772018096102E-2,9.2567638343671137E-4,2.1278562201468971E-2,4.6221673387096936E-4,4.3741822840438149E-2,1.9420531292255985E-2,6.2254669071646548E-3,0.18642764462438502,38800.86994923016,64636.801198380868,358.00852338437869,11.969400482983771,24493.30064726686,285.75663596005131,33767.072233469313,11358.677015396879,0,173712.45560357149]
[2004,7,22,16,7.0734113504286711E-2,6.7595679826115806E-2,1.0181098213316632E-3,2.0978878441969894E-2,4.6221673387096936E-4,4.1820600521628774E-2,2.2030450787785986E-2,6.8471110573525102E-3,0.2314871606943423,84774.652263125579,70471.85575731704,393.75747323794906,13.164605260787557,24148.341041866104,285.75663596005131,32283.959537127463,12885.166282852399,0,225256.65359674738]
[2004,7,23,2,3.3638088863505333E-2,4.2406569144415228E-2,6.9394318149064655E-4,1.9389244503009329E-2,4.6221673387096936E-4,3.3687628307490627E-2,1.5701570078769989E-2,4.6669877174390969E-3,0.15064624852999123,40315.162584556354,44210.955960432788,268.38491092941445,8.972988833159885,22318.547204415368,285.75663596005131,26005.605266675873,9183.5316179267156,0,142596.91716972974]
[2004,7,23,9,3.920218087612292E-2,6.7843677793036711E-2,1.0069747612689217E-3,2.4172856924801461E-2,4.6221673387096936E-4,4.0044726573016054E-2,2.0792812382146985E-2,6.7722242511529997E-3,0.20029767029541704,46983.71248447281,70730.405963453217,389.45095048098062,13.020624064250804,27824.861781387415,285.75663596005131,30913.050416145306,12161.296544174867,0,189301.5554001389]
[2004,7,23,16,6.9158766493417095E-2,6.1111155333405782E-2,9.4739742309160005E-4,1.9387627113721276E-2,4.6221673387096936E-4,3.903954917405919E-2,1.8703747302165983E-2,6.3715477794654939E-3,0.2151820073531974,82886.602941179488,63711.416689604659,366.40921013880308,12.250263025431803,22316.685461985551,285.75663596005131,30137.090576477887,10939.444518061116,0,210655.65629643301]
[2004,7,24,2,3.6698016573540999E-2,3.7490624899274905E-2,7.1795476481032394E-4,1.9871799233270239E-2,4.6221673387096936E-4,2.4882815573973201E-2,1.6891162006960985E-2,4.8284732214662167E-3,0.14184306300716781,43982.478038405294,39085.839760022958,277.67147332013189,9.2834691069643434,22874.005697105502,285.75663596005131,19208.614920402619,9879.2999411050205,0,135602.94993542854]
[2004,7,24,9,4.3421463110507603E-2,4.8943517872831674E-2,8.4268790033277671E-4,2.2400834769362964E-2,4.6221673387096936E-4,2.9237685802894833E-2,2.4418368810305978E-2,5.6673430698455816E-3,0.17539411806995239,52040.51134006698,51026.049899379446,325.91244226405871,10.896323101384741,25785.124744841934,285.75663596005131,22570.413950218925,14281.8113668036,0,166326.47670263637]
[2004,7,24,11,5.2983713517256149E-2,4.9456775268012579E-2,8.9077663359186173E-4,2.3304219797055284E-2,4.6221673387096936E-4,2.9140336082776351E-2,2.1172506074913982E-2,5.9907550341871899E-3,0.18340129914166439,63500.843744401303,51561.146243000956,344.51092516106496,11.518131454062372,26824.99204762332,285.75663596005131,22495.26356055318,12383.371726157318,0,177407.40301431125]
[2004,7,24,20,6.7266128500724165E-2,4.2872247393612971E-2,7.8628229101746058E-4,1.8171238334172533E-2,4.6221673387096936E-4,2.3440956940593286E-2,1.4807895486419989E-2,5.2879974794706203E-3,0.17309496315988199,80618.281197374803,44696.44867965985,304.09737896234589,10.166973903909078,20916.526193734211,285.75663596005131,18095.553290543405,8660.8393754432236,0,173587.6697255818]
[2004,7,25,5,2.7256095632277967E-2,3.3148285016142719E-2,6.6642182037835178E-4,1.6997119711849973E-2,4.6221673387096936E-4,2.1744845634537789E-2,1.5763791401334989E-2,4.4818978459565612E-3,0.12052067379634931,32666.360187532846,34558.73461542603,257.74092991224666,8.6171255974933629,19565.023204960096,285.75663596005131,16786.217984685212,9219.9236144097613,0,113348.37429848373]
[2004,7,25,13,5.4249182162773746E-2,4.6809889500182417E-2,8.7727701837548504E-4,2.014832456360818E-2,4.6221673387096936E-4,2.5933735246232548E-2,1.7284029238361986E-2,5.8999658455541242E-3,0.17166462030895946,65017.504646175963,48801.636278511251,339.28990257007138,11.343575525249436,23192.308126960674,285.75663596005131,20019.886106201233,10109.080060107046,0,167776.80533201154]
[2004,7,25,22,7.0000612135664067E-2,4.0189322514573869E-2,8.0552517153184577E-4,1.692391472086523E-2,4.6221673387096936E-4,2.6832881685245107E-2,1.5762654464035988E-2,5.4174119465396284E-3,0.17639453937232674,83895.552768145091,41899.366150573245,311.53962915030053,10.415792764845946,19480.758495902548,285.75663596005131,20713.993959578922,9219.2586427170845,0,175816.64207479209]
[2004,7,26,6,3.1531980251333705E-2,4.860984186716609E-2,7.5898775253050539E-4,1.776864104734821E-2,4.6221673387096936E-4,3.5326050937285122E-2,2.6855775514410974E-2,5.1044330619945972E-3,0.16641792716594017,37790.996854898862,50678.176079611192,293.54112237524993,9.8140435839892159,20453.105014586999,285.75663596005131,27270.407044394091,15707.401382362621,0,152489.19817777304]
[2004,7,26,15,6.9926862526105554E-2,6.8532254302459225E-2,1.0291362295443776E-3,1.8761206422801911E-2,4.6221673387096936E-4,4.0296089045021299E-2,3.4759701648563977E-2,6.9212671454427013E-3,0.24068873405381,83807.164051652799,71448.281197117962,398.02197451841971,13.307181541384503,21595.625920035043,285.75663596005131,31107.092963936386,20330.248345730601,0,228985.49827049262]
[2004,7,26,21,6.7592585053145887E-2,5.4790998451193937E-2,9.1826808510946144E-4,1.9135875988538262E-2,4.6221673387096936E-4,3.7321813791775717E-2,3.4030515463078975E-2,6.1756437541708722E-3,0.2204279173208841,81009.538531912447,57122.339024987865,355.14333853966775,11.873607945588509,22026.900093077042,285.75663596005131,28811.062282157931,19903.762054476763,0,209526.37556905736]
[2004,7,26,24,4.926109251088661E-2,4.6483465834168493E-2,7.1423432442831647E-4,1.5917296059326451E-2,4.6221673387096936E-4,3.5606795042429293E-2,3.6042148736107969E-2,4.8034520813650975E-3,0.18929070132258319,59039.292087247093,48461.323383274706,276.23258021306452,9.2353621856880519,18322.0611515624,285.75663596005131,27487.131128164099,21080.325778604813,0,174961.35810721191]
[2004,7,27,11,4.5768493518832415E-2,6.8781170330466018E-2,1.038465268258147E-3,2.4398594055044718E-2,4.6221673387096936E-4,4.2747045999223528E-2,3.1668859341062977E-2,6.9840078859730011E-3,0.22184885313273178,54853.421219889809,71707.788527564277,401.63001231032331,13.427810092014477,28084.702993681243,285.75663596005131,32999.141240378121,18522.477026393561,0,206868.34546626938]
[2004,7,27,17,6.7461778651198415E-2,6.0734559819152226E-2,9.501905840490401E-4,2.0756211481139892E-2,4.6221673387096936E-4,3.8542595134148747E-2,3.1797838477026975E-2,6.390332671700044E-3,0.22709572355228635,80852.767397172545,63318.797149012717,367.48947474081814,12.286379818202199,23892.033836323531,285.75663596005131,29753.46040579243,18597.914321341523,0,217080.50560016179]
[2004,7,28,1,3.6724800595868995E-2,4.3349733542800674E-2,6.8666630336442923E-4,1.7851659523883057E-2,4.6221673387096936E-4,3.3206809871617692E-2,3.7580912677451971E-2,4.6180484069275269E-3,0.17448084765578531,44014.57861995745,45194.251721484907,265.57055329922088,8.8788956164406816,20548.665818263184,285.75663596005131,25634.431186561967,21980.317769021425,0,157932.45120016462]
[2004,7,28,10,4.1387454111384732E-2,6.884550828989848E-2,1.0224437199631976E-3,2.4473715047849627E-2,4.6221673387096936E-4,4.1673253241998401E-2,3.5293802194848969E-2,6.876257898508222E-3,0.22003465123832261,49602.756810348306,71774.864047900905,395.43362343183514,13.220644465526583,28171.173171706934,285.75663596005131,32170.212877487014,20642.632981748124,0,203056.05079304869]
[2004,7,28,19,5.4073925432289643E-2,5.826301137706115E-2,8.7881312366991848E-4,2.2876029165032091E-2,4.6221673387096936E-4,3.6607660255681108E-2,3.7747065939515975E-2,5.9102966402546564E-3,0.21681901866737552,64807.459907541313,60742.085060957485,339.88399657318433,11.363438038523077,26332.110912836721,285.75663596005131,28259.762119678169,22077.497460474675,0,202855.9195320601]
[2004,7,28,24,4.1139953215222971E-2,4.6780596986139414E-2,7.157507277611129E-4,1.9071339159865922E-2,4.6221673387096936E-4,3.3863959203140268E-2,3.9152536628268966E-2,4.8136503741325878E-3,0.18600000302840222,49306.127625822606,48771.097376769038,276.81905441478722,9.2549699439810595,21952.613121404509,285.75663596005131,26141.726207774132,22899.528916149549,0,169642.92390823865]
[2004,7,29,12,5.6269235264761297E-2,6.9658766132919936E-2,1.0664704055861716E-3,2.2530057559779403E-2,4.6221673387096936E-4,4.1279846478658851E-2,3.7532434160550972E-2,7.1723513057531793E-3,0.23597137804188076,67438.533069238969,72622.725768566248,412.46109544194593,13.789928765730217,25933.870352095892,285.75663596005131,31866.517381227517,21951.96366236094,0,220525.6178936573]
[2004,7,29,14,5.607393700728832E-2,7.1371631237815092E-2,1.0723076958929418E-3,2.3815057714427396E-2,4.6221673387096936E-4,4.0752867805945323E-2,3.9987636411222972E-2,7.2116089321575547E-3,0.24074726353862061,67204.468612293975,74408.472770659078,414.71868753426452,13.865407482339334,27413.006715802123,285.75663596005131,31459.7093025627,23387.961934147621,0,224587.96006644215]
[2004,7,29,21,6.3815995419438443E-2,5.531185968595858E-2,9.1942581107407669E-4,2.0607776794767239E-2,4.6221673387096936E-4,3.499888148942789E-2,3.7095564704648969E-2,6.1834298280183213E-3,0.21939515046720451,76483.305614344732,57665.362749289998,355.59109303626286,11.888577848643159,23721.173824007605,285.75663596005131,27017.84431012765,21696.447529830533,0,207237.37033444547]
[2004,7,30,4,2.8418580575684044E-2,4.0189642378132058E-2,6.8190442204564658E-4,1.893296479206372E-2,4.6221673387096936E-4,3.1176097731137845E-2,2.9344990413594979E-2,4.5860232466270493E-3,0.15379242029315632,34059.595388429188,41899.69962423003,263.72887932981513,8.8173224083770396,21793.333327950197,285.75663596005131,24066.796390383017,17163.292966184494,0,139541.02053487516]
[2004,7,30,14,5.5606530556988026E-2,6.6531433793085445E-2,9.8874059987321197E-4,2.2685738683497818E-2,4.6221673387096936E-4,3.7707467849073785E-2,3.9457111062795966E-2,6.6495937396912688E-3,0.2300888330188765,66644.283189353082,69362.326374330689,382.39882587973028,12.78484838268235,26113.071584408299,285.75663596005131,29108.772975592394,23077.668359240834,0,214987.06279314778]
[2004,7,30,23,5.3037877778131043E-2,4.0265081179003875E-2,7.5848363483877823E-4,1.7795999105297385E-2,4.6221673387096936E-4,2.4502428654715108E-2,3.741736898875897E-2,5.1010427108272574E-3,0.17934049878544339,63565.759471103389,41978.348323484475,293.34615312502763,9.807525121758994,20484.596293562056,285.75663596005131,18914.970263066105,21884.664364394379,0,167417.24902981723]
[2004,7,31,3,3.2744658398757162E-2,3.5505930378977708E-2,6.8806310111405359E-4,2.0014472282643619E-2,4.6221673387096936E-4,2.2851119482715593E-2,1.6845753613222988E-2,4.6274423142604595E-3,0.13373965630556256,39244.388481114474,37016.697082317638,266.11076963049749,8.8969568222336957,23038.23361154247,285.75663596005131,17640.220550551847,9852.7414875541872,0,127353.04557549339]
[2004,7,31,16,6.3066740279232689E-2,4.6886075210994999E-2,8.7046578049365263E-4,2.071038422598374E-2,4.6221673387096936E-4,2.3465266288717406E-2,1.6036037233271988E-2,5.8541581131879312E-3,0.17735134386575338,75585.325264828469,48881.063668500727,336.65563290507106,11.255503240538182,23839.283057029748,285.75663596005131,18114.31920976561,9379.1547099562304,0,176432.81368218645]
[2004,7,31,24,4.6749937919243881E-2,3.4327211613574458E-2,7.039713733782173E-4,1.9364727141590807E-2,4.6221673387096936E-4,1.8162504697348307E-2,1.4372752789800989E-2,4.7344304845355059E-3,0.13887775275334313,56029.679797802593,35787.824186481354,272.26334861468342,9.10265774010219,22290.325790834137,285.75663596005131,14020.783045399548,8406.3331895864576,0,137102.06865241894]
[2004,8,1,1,3.608699211519955E-2,3.3923387357201684E-2,7.8355035647731624E-4,1.650327713692509E-2,3.9705381720430246E-4,1.8365090715658842E-2,1.4147554582368988E-2,4.6167360277433638E-3,0.12482364210877914,43250.166803925458,35366.817328948237,303.04079388769082,10.131648795491726,18996.571514214727,245.47091177160166,14177.171971822127,8274.619300601018,0,120623.99027396634]
[2004,8,1,10,4.5107316148196429E-2,4.3656061872072785E-2,9.9045508334961877E-4,1.893143848591199E-2,3.9705381720430246E-4,2.3526218108468569E-2,1.6302215850096988E-2,5.8358338163733824E-3,0.15474659318167405,{"$f":"E5124*1000000*$N$8826","v":54061.001849616419},{"$f":"F5124*1000000*$O$8826","v":45513.614229419974},{"$f":"G5124*1000000*$P$8826","v":383.0619082579114},{"$f":"G5124*1000000*$Q$8826","v":12.807017403862714},{"$f":"H5124*1000000*$R$8826","v":21791.576429382512},{"$f":"I5124*1000000*$S$8826","v":245.47091177160166},{"$f":"J5124*1000000*$T$8826","v":18161.371764200911},{"$f":"K5124*1000000*$U$8826","v":9534.8372137673323},{"$f":"L5124*1000000*$V$8826","v":0},{"$f":"SUM(N5124:V5124)","v":149703.74132382052}]
[2004,8,1,23,5.1164725062087427E-2,3.742902226053231E-2,8.3553575035389066E-4,1.6785940641039901E-2,3.9705381720430246E-4,2.217836145091668E-2,1.5672556749652986E-2,4.9230377719036425E-3,0.14938623350369112,61320.790781014366,39021.615947452308,323.14632367360895,10.803842674160464,19321.939465429783,245.47091177160166,17120.87618901785,9166.5623069628673,0,146531.20576799655]
[2004,8,2,3,2.854514544456483E-2,3.4551932069452201E-2,7.1765689856131162E-4,1.7078511864133439E-2,3.9705381720430246E-4,2.2407439130755387E-2,1.4690109989815988E-2,4.2284869526984766E-3,0.12261633616718592,34211.283056748471,36022.106430451284,277.55627252438615,9.2796175660926252,19658.711981360106,245.47091177160166,17297.715700036995,8591.9490143666208,0,116314.07298482553]
[2004,8,2,9,4.1905880045868316E-2,5.4734621805473747E-2,1.1615643260111219E-3,1.7940096988967865E-2,3.9705381720430246E-4,2.7159492371209359E-2,1.8039606899393986E-2,6.8440219931062375E-3,0.16818233824723494,50224.088953252292,57063.5635698775,449.23899605962515,15.019534746210587,20650.464304471749,245.47091177160166,20966.125350294129,10551.002193057844,0,160164.97381353096]
[2004,8,2,20,5.8480194439344151E-2,5.0114358354581681E-2,1.0503184272510121E-3,1.838927701559007E-2,3.9705381720430246E-4,2.6330421092852711E-2,1.5737882338556986E-2,6.1885530184592214E-3,0.17668805850384015,70088.36192702016,52246.709292952633,406.21426229704235,13.581076621778745,21167.505885225055,245.47091177160166,20326.112933685767,9204.7699262104943,0,173698.72621578455]
[2004,8,2,23,4.8679213388267764E-2,4.3754512341387622E-2,9.1195198761898273E-4,1.6786205652239903E-2,3.9705381720430246E-4,3.0543177209637513E-2,2.0696784260081983E-2,5.3732878327579624E-3,0.16714218648919602,58341.91146232139,45616.253736717517,352.70056612311004,11.791938042687416,19322.244514188955,245.47091177160166,23578.205115951969,12105.131632591505,0,159573.70987770872]
[2004,8,3,13,4.9094763015787905E-2,7.4311841735693149E-2,1.2103619500053668E-3,2.162159929389447E-2,3.9705381720430246E-4,4.9401722633477953E-2,4.2845036178241973E-2,7.1315411638910526E-3,0.24601391978819617,58839.946617154514,77473.788344607325,468.1116448853258,15.650509366127643,24888.163352669104,245.47091177160166,38136.305903564316,25059.197420397228,0,225126.63470441554]
[2004,8,3,14,4.6938556900859726E-2,7.3347978871977068E-2,1.1948052692308279E-3,2.2713727956028412E-2,3.9705381720430246E-4,4.9431854293598906E-2,4.2779962248303965E-2,7.0398800625844195E-3,0.24384381941978761,56255.739159891564,76468.913404724095,462.09504511837758,15.449354679988758,26145.289441070759,245.47091177160166,38159.566432681495,25021.13699140252,0,222773.6607413404]
[2004,8,3,22,5.5707523973723069E-2,5.4623374532658281E-2,9.7201239115820193E-4,1.8341385204111788E-2,3.9705381720430246E-4,4.0873709227332709E-2,3.6833887264750967E-2,5.7271681246474681E-3,0.21347611453558679,66765.323538350436,56947.582758923105,375.92913365457923,12.568545327904692,21112.378639033639,245.47091177160166,31552.994418266899,21543.397673609423,0,198555.64561893759]
[2004,8,4,7,3.1493981588017868E-2,6.188298402695009E-2,1.0369323853099562E-3,1.9952570706551452E-2,3.9705381720430246E-4,4.6428303147153641E-2,3.6182452776922974E-2,6.1096814799712611E-3,0.20348395992808155,37745.455555100591,64516.086462890948,401.03716456069679,13.407989245087052,22966.980023099331,245.47091177160166,35840.935842253151,21162.386781962025,0,182891.76073088343]
[2004,8,4,19,4.8533249868272156E-2,6.1059405711852394E-2,1.0108951688535305E-3,2.1098919937143981E-2,3.9705381720430246E-4,4.3062305485005538E-2,3.7602068734401965E-2,5.9562682956330396E-3,0.21872016701836691,58166.974560765688,63657.465137153558,390.96718159105802,13.071316648912513,24286.518255326675,245.47091177160166,33242.509923652251,21992.69151998622,0,201995.66880689596]
[2004,8,4,24,3.8503076196947192E-2,4.8771460280836884E-2,8.2332517089567041E-4,1.7072641759215076E-2,3.9705381720430246E-4,4.0373579563247261E-2,3.7995219728297967E-2,4.8510921443656379E-3,0.18878744866100999,46145.837332915929,50846.671308377787,318.42384009325093,10.645954541461089,19651.955028365104,245.47091177160166,31166.912782966105,22222.637605947712,0,170608.55476497894]
[2004,8,5,9,3.9559681850564896E-2,7.1033889175848408E-2,1.1887557959565345E-3,2.264534760846881E-2,3.9705381720430246E-4,4.9680701500875564E-2,3.4156446559069971E-2,7.0042361234509297E-3,0.22566611243143941,47412.176478585221,74056.359885111931,459.75539053397267,15.371132344811214,26066.578276505967,245.47091177160166,38351.667288968623,19977.416612327452,0,206584.79597614959]
[2004,8,5,17,7.0552059868424083E-2,6.6732875457418128E-2,1.131999685867677E-3,1.9580646060176267E-2,3.9705381720430246E-4,4.3727489037496806E-2,3.186470521871497E-2,6.6698249703250195E-3,0.24065665411562731,84556.461450957475,69572.339321147476,437.8047698532169,14.637251019041928,22538.865468387223,245.47091177160166,33756.007066819395,18637.023329765449,0,229758.60956972089]
[2004,8,6,2,3.3987786197732184E-2,4.3996027260323145E-2,8.1471707946753917E-4,1.6106550298279759E-2,3.9705381720430246E-4,3.6324644535958267E-2,3.5665500306215972E-2,4.8003726398719746E-3,0.17209265213505315,40734.273936034966,45868.045043118262,315.09463114238469,10.534648154541165,18539.907683182526,245.47091177160166,28041.284433324105,20860.031709451025,0,154614.64299617941]
[2004,8,6,8,3.4693063749737463E-2,6.6719250628381105E-2,1.1521048339048004E-3,2.0478445476923554E-2,3.9705381720430246E-4,4.4926218090849485E-2,3.4540268736003972E-2,6.788285973525124E-3,0.20969469130652979,41579.54725972782,69558.134759715671,445.58050496970753,14.897219376161042,23572.30329313903,245.47091177160166,34681.381637526531,20201.906461422277,0,190299.2220476488]
[2004,8,6,11,4.6052396013945632E-2,7.1530993362300704E-2,1.2261900284253958E-3,2.2049108943083422E-2,3.9705381720430246E-4,4.6990291178373611E-2,3.2238512935057972E-2,7.224801359981348E-3,0.22770934763837239,55193.677626699777,74574.615705811448,474.23320862461952,15.855173342518645,25380.260622590366,245.47091177160166,36274.769853098413,18855.655922865324,0,211014.53902480405]
[2004,8,6,22,6.1098644210490084E-2,4.6494605461285893E-2,9.6543455245632357E-4,1.5468705782030549E-2,3.9705381720430246E-4,3.2433234703252364E-2,3.4472262047597971E-2,5.688411017757522E-3,0.19701835159207498,73226.567211856367,48472.936998189551,373.38513192475534,12.483490996667522,17805.698418722735,245.47091177160166,25037.259717885503,20162.130721157202,0,185335.93260250441]
[2004,8,7,4,3.0957518780684732E-2,3.7330895929490349E-2,7.7744620467367514E-4,1.7844264653186139E-2,3.9705381720430246E-4,2.7416367137596195E-2,1.7884616953431985E-2,4.5807699187144788E-3,0.13718893339498187,37102.506266692377,38919.314370414068,300.6799921940987,10.052719443016025,20540.153739791323,245.47091177160166,21164.423185827429,10460.351700014013,0,128742.95288614792]
[2004,8,7,12,5.1995475564342558E-2,4.9749521283919379E-2,9.852597514591133E-4,2.2949900408058777E-2,3.9705381720430246E-4,3.1051343495186567E-2,1.6036633782570989E-2,5.8052225407652465E-3,0.17897041064350697,62316.443111368768,51866.348514205019,381.05259578986914,12.739839490336816,26417.142530457721,245.47091177160166,23970.490726301188,9379.5036196080382,0,174589.19184899254]
[2004,8,7,21,6.125689301878752E-2,4.2330591532831321E-2,9.3510614642251452E-4,1.9900462023144931E-2,3.9705381720430246E-4,2.5933910848601513E-2,1.5339472501930986E-2,5.5097138304704037E-3,0.1716032037193935,73416.227999697541,44131.745524231832,361.65551663473946,12.091331442502963,22906.998825266284,245.47091177160166,20020.02166474663,8971.7480492139421,0,170065.95982300505]
[2004,8,8,6,2.5696495126720478E-2,3.5684295075669691E-2,7.5999749764284045E-4,2.0110285270014377E-2,3.9705381720430246E-4,2.4159128993968465E-2,1.6721226259317989E-2,4.477960860278264E-3,0.12800644290081639,30797.183011515528,37202.651143432326,293.93164476852905,9.8271000299043667,23148.521904678306,245.47091177160166,18649.955599995392,9779.9079501342858,0,120127.44926632586]
[2004,8,8,11,4.7538397043742658E-2,4.7103175406119899E-2,1.0119813792417031E-3,2.3110030891264694E-2,3.9705381720430246E-4,2.757596126683582E-2,1.9153705511780989E-2,5.9626683267112344E-3,0.17185297364290131,56974.646021193825,49107.401411905099,391.38727719262312,13.085361824286379,26601.465325899411,245.47091177160166,21287.62396119818,11202.61599862103,0,165823.69626960607]
[2004,8,8,15,5.5730594574997482E-2,4.7841128488543015E-2,9.66687674720746E-4,2.27552927468101E-2,3.9705381720430246E-4,2.6647981412326171E-2,1.7943991654132987E-2,5.6957945058224574E-3,0.17797852487455729,66792.973594365074,49876.754176962982,373.86978126823368,12.499694415600313,26193.133788227184,245.47091177160166,20571.257775620219,10495.078764788883,0,174561.03848741981]
[2004,8,9,4,2.5346881561556761E-2,3.9162796862734231E-2,7.3711014604503416E-4,1.6354105407141113E-2,3.9705381720430246E-4,3.4163856948652975E-2,2.2524143441512982E-2,4.3431069101425388E-3,0.14302905509498992,30378.172057042626,40829.162139699765,285.07988286088619,9.5311565639471496,18824.86310689482,245.47091177160166,26373.236194733807,13173.917157592638,0,130119.43260716007]
[2004,8,9,8,3.246457208504433E-2,6.4904197144948966E-2,1.1030269509731149E-3,1.7672900556743941E-2,3.9705381720430246E-4,4.580708021937336E-2,3.5651332978359977E-2,6.4991154965761506E-3,0.20449927924922415,38908.705757852134,67665.851294185268,426.59946503653805,14.262620885611456,20342.900170938057,245.47091177160166,35361.374678285123,20851.745525161528,0,183816.91042411586]
[2004,8,9,17,6.7787126641181486E-2,6.4482924180072967E-2,1.1304501315974453E-3,1.7215344805555231E-2,3.9705381720430246E-4,4.4455053937104388E-2,3.641783849073197E-2,6.6606948831938184E-3,0.2385464868866416,81242.696122491907,67226.653290828122,437.20547441248198,14.6172146046293,19816.217471672902,245.47091177160166,34317.660306767903,21300.059137932079,0,224600.57993048162]
[2004,8,9,24,4.1435591220735049E-2,4.8702332148107E-2,8.1737071197692576E-4,1.349199030795006E-2,3.9705381720430246E-4,4.0936323558261212E-2,3.9549889170656972E-2,4.8160080367666358E-3,0.19014655897165814,49660.449011521901,50774.601794304624,316.12093263747437,10.568960783455376,15530.343254104724,245.47091177160166,31601.330369949246,23131.932403073301,0,171270.81763814631]
[2004,8,10,10,4.1786173785442332E-2,7.3898938214721072E-2,1.1908818862184627E-3,2.323202943285884E-2,3.9705381720430246E-4,4.920908968418345E-2,4.0106668166344971E-2,7.0167632028266674E-3,0.2368375981898001,50080.621309443944,77043.315902485498,460.57766325138715,15.398623621744855,26741.8952538946,245.47091177160166,37987.600378943142,23457.581206692739,0,216032.46125010465]
[2004,8,10,17,6.8693684842791952E-2,6.6626249713998942E-2,1.1118875165882973E-3,1.9605836616976267E-2,3.9705381720430246E-4,4.5424553913677099E-2,3.6514517368597968E-2,6.5513225974518441E-3,0.24492510638728665,82329.203784642144,69461.176684280988,430.02631924714757,14.377191874189695,22567.861782862452,245.47091177160166,35066.078493606998,21356.604663456848,0,231470.79983174239]
[2004,8,11,3,3.1556674706923186E-2,4.3435512843252026E-2,7.8378553419723772E-4,1.7671410098494315E-2,3.9705381720430246E-4,3.7789314131476404E-2,3.3937880685096976E-2,4.618121712075594E-3,0.17018975352872004,37820.593096114193,45283.680905478941,303.1317496793136,10.134689746265435,20341.184536128494,245.47091177160166,29171.955283746578,19849.581841399373,0,153025.73301406475]
[2004,8,11,7,3.2742214013242663E-2,6.3139267204706848E-2,1.0801326556088293E-3,1.995806968895145E-2,3.9705381720430246E-4,4.6057449685591348E-2,3.4599408454241976E-2,6.3642206332602978E-3,0.20433781615280772,39241.458891391456,65825.824113595256,417.74501760333948,13.9665876337168,22973.309784852125,245.47091177160166,35554.650662271371,20236.496089694439,0,184508.9220588133]
[2004,8,11,12,5.6659764844315584E-2,7.3666406930498612E-2,1.2364755672620094E-3,2.1088146717012635E-2,3.9705381720430246E-4,5.0130198487282777E-2,3.8013763500245969E-2,7.2854045073339107E-3,0.24847721437115583,67906.581761234993,76800.890481764203,478.21117612708264,15.988169858062925,24274.117430631948,245.47091177160166,38698.662366519602,22233.483484108034,0,230653.4057820155]
[2004,8,11,21,6.4196869927567263E-2,5.9187692756074842E-2,1.0659907503066243E-3,1.8261257524431876E-2,3.9705381720430246E-4,4.3629422988970733E-2,3.7373963223056972E-2,6.2808954925467472E-3,0.23039314648015935,76939.782728185324,61706.111355699388,412.27558711372575,13.783726613188133,21020.145370169612,245.47091177160166,33680.303698070675,21859.277207586179,0,215877.15058520969]
[2004,8,12,6,2.7724571386753293E-2,5.2652436645137593E-2,9.0311965223990539E-4,1.8813867968947778E-2,3.9705381720430246E-4,4.3073813131200525E-2,2.888455351706298E-2,5.3212470664988267E-3,0.1777706631850452,33227.827168764532,54892.782054598705,349.284630053358,11.677732083408527,21656.243506415554,245.47091177160166,33251.393401638998,16893.992713015614,0,160528.67211834175]
[2004,8,12,14,4.9699981742526787E-2,7.3757513180152875E-2,1.1856080035749395E-3,2.2702676160828415E-2,3.9705381720430246E-4,4.9350185712202753E-2,3.7183094237169971E-2,6.9856891004346925E-3,0.24126180195409477,59565.299697310264,76895.873275054269,458.53797100959042,15.330430012628215,26132.567954535974,245.47091177160166,38096.521303143374,21747.641787817243,0,223157.24333065495]
[2004,8,12,20,5.3698489102465843E-2,6.0153550866450127E-2,9.8935919817384104E-4,2.0443872336003921E-2,3.9705381720430246E-4,4.2954842390349718E-2,3.7586961372641975E-2,5.8293767807387764E-3,0.2220535058640285,64357.500436347429,62713.066439389571,382.63807089898211,12.79284712925384,23532.506885522431,245.47091177160166,33159.552382241316,21983.855528827989,0,206387.38350212859]
[2004,8,13,7,3.4018747222852641E-2,6.2043981079577953E-2,1.0655654567153564E-3,1.8802221260402281E-2,3.9705381720430246E-4,4.437133871856333E-2,3.463545794147297E-2,6.2783896315909788E-3,0.20161275512837978,40771.380644640813,64683.93389188833,412.11110335532044,13.778227381050618,21642.837227774398,245.47091177160166,34253.035248918161,20257.580707610676,0,182280.12796334032]
[2004,8,13,10,4.1706657396947885E-2,7.097728004163209E-2,1.2260144005242766E-3,2.1765301496738443E-2,3.9705381720430246E-4,4.648430078919627E-2,3.5793332202015971E-2,7.2237665475383813E-3,0.2255737066917976,49985.321123297865,73997.342049189567,474.16528393012612,15.852902396946204,25053.575903790112,245.47091177160166,35884.16395441151,20934.798006768389,0,206590.69013555613]
[2004,8,13,16,7.1185041069070101E-2,6.3929509494459844E-2,1.1179735584291542E-3,1.6394918056077203E-2,3.9705381720430246E-4,4.1798659085810291E-2,3.2330431950738973E-2,6.587182001255013E-3,0.23374076903304492,85315.08778435472,66649.690976093902,432.38011685037844,14.455887056926194,18871.841679560508,245.47091177160166,32267.021558779114,18909.417501010717,0,222705.36641547788]
[2004,8,14,1,4.1305585218335446E-2,3.9544545508171443E-2,8.5146305587482202E-4,1.6959702322240616E-2,3.9705381720430246E-4,2.8478132650667461E-2,3.0460517725989972E-2,5.016882621332268E-3,0.16301388291981633,49504.637153571952,41227.154075663821,329.30626383527812,11.009789700363168,19521.95284313487,245.47091177160166,21984.066960291693,17815.742389563609,0,150639.34038753319]
[2004,8,14,9,4.3283459993897072E-2,5.1511234275588409E-2,9.8096441692768093E-4,2.0808137107896099E-2,3.9705381720430246E-4,3.2427268537513321E-2,1.7572222253468984E-2,5.779914115443833E-3,0.17276025451793972,51875.114961399187,53703.021866023657,379.39136039426489,12.684298936278145,23951.804321537504,245.47091177160166,25032.654058212793,10277.638341414164,0,165477.78011968944]
[2004,8,14,18,6.9458432043651652E-2,4.5596425268659445E-2,9.722378166147419E-4,1.8989814063344879E-2,3.9705381720430246E-4,2.7037789263074596E-2,1.5155165111454989E-2,5.728496347930343E-3,0.18333541373193496,{"$f":"E5444*1000000*$N$8826","v":83245.751328821818},{"$f":"F5444*1000000*$O$8826","v":47536.53950737838},{"$f":"G5444*1000000*$P$8826","v":376.01631772481494},{"$f":"G5444*1000000*$Q$8826","v":12.571460177647719},{"$f":"H5444*1000000*$R$8826","v":21858.771315718528},{"$f":"I5444*1000000*$S$8826","v":245.47091177160166},{"$f":"J5444*1000000*$T$8826","v":20872.175044235439},{"$f":"K5444*1000000*$U$8826","v":8863.9503742449633},{"$f":"L5444*1000000*$V$8826","v":0},{"$f":"SUM(N5444:V5444)","v":183011.24626007324}]
[2004,8,14,23,5.3596921205118497E-2,3.7409174267215725E-2,8.7104811870798672E-4,1.9738674689530153E-2,3.9705381720430246E-4,2.2401821288774056E-2,1.4905883729746987E-2,5.1322792444593313E-3,0.15445285636075703,64235.771573820632,39000.923427964728,336.88085421130125,11.263033128335508,22720.768864537411,245.47091177160166,17293.378933444717,8718.1507224145244,0,152562.60832129323]
[2004,8,15,11,4.3818714147938503E-2,4.5585973407063808E-2,9.6733181801201304E-4,2.3063622875264696E-2,3.9705381720430246E-4,2.5342922369955851E-2,1.8721221195805986E-2,5.6995898452224568E-3,0.1635964294764676,52516.615681960364,47525.642922202256,374.11890590042782,12.508023470072869,26548.046045143088,245.47091177160166,19563.800379219232,10949.66464597993,0,157735.86751564697]
[2004,8,15,20,5.8233813222095851E-2,3.9596249883793601E-2,8.8526294808493255E-4,2.1949127670229971E-2,3.9705381720430246E-4,2.3999948341953545E-2,1.6262671622469988E-2,5.2160340591566436E-3,0.16654016156498883,69793.074674779069,41281.058456982864,342.3784883375036,11.446837089043962,25265.1743046376,245.47091177160166,18527.074013776051,9511.708592686944,0,164977.38628006069]
[2004,8,15,22,6.3507834703902755E-2,3.9662202049225069E-2,8.6897611622260937E-4,1.8883547535010706E-2,3.9705381720430246E-4,2.7531517609806707E-2,1.6365865042304986E-2,5.12007085422029E-3,0.17233706772789742,76113.975793039906,41349.81686730028,336.07950012739917,11.236241230007989,21736.450173782985,245.47091177160166,21253.315098883591,9572.0643424025748,0,170618.40892853835]
[2004,8,16,5,2.3790822064240099E-2,4.197493725403019E-2,7.8005373909597459E-4,1.6951898756830255E-2,3.9705381720430246E-4,3.7341389864450368E-2,2.7789501971131975E-2,4.5961337023073204E-3,0.15362179116929048,28513.238770252236,43760.958262388776,301.68846509554135,10.086436003503174,19512.970324865688,245.47091177160166,28826.174287491223,16253.519152418372,0,137424.10661028692]
[2004,8,16,19,5.1273450212224979E-2,6.1359290780244463E-2,1.0261097553364163E-3,1.9728493721391557E-2,3.9705381720430246E-4,4.3486856577682025E-2,3.9483562865968963E-2,6.0459137523443977E-3,0.22280073148239712,61451.097592516402,63970.110225387944,396.85147521473169,13.268047906245171,22709.049768522476,245.47091177160166,33570.24769227473,23093.139485349351,0,205449.23519894347]
[2004,8,16,22,5.4487686682962326E-2,5.400518846513707E-2,9.8322993453410393E-4,1.8022981969504533E-2,3.9705381720430246E-4,4.1094123239242344E-2,3.6816054505460973E-2,5.7932627109343413E-3,0.21159958132498,65303.351697343787,56303.093059380109,380.26755711645581,12.71359306975474,20745.87144374206,245.47091177160166,31723.145897517577,21532.96765241072,0,196246.88181235211]
[2004,8,17,5,2.7094991067658787E-2,4.5133587889089076E-2,8.010740503754443E-4,1.7543862406683541E-2,3.9705381720430246E-4,3.8309389417899797E-2,2.8269441657584975E-2,4.7199869142879819E-3,0.16226938722078391,32473.276783119138,47054.008535930465,309.81814274195989,10.358237821593045,20194.367099273171,245.47091177160166,29573.434203076515,16534.22619401534,0,146394.96010774979]
[2004,8,17,15,5.5247301380714486E-2,7.2791538815321549E-2,1.1563932924610579E-3,2.1962676681237032E-2,3.9705381720430246E-4,4.7848857668686157E-2,3.6489371029185973E-2,6.8135538850977364E-3,0.24270674656990832,66213.747949811092,75888.796990315735,447.23908105827621,14.952671020853492,25280.770283206402,245.47091177160166,36937.551484338946,21341.897076769237,0,226370.42644829213]
[2004,8,17,24,3.9901339911909091E-2,5.028959146104886E-2,8.170489357076906E-4,1.7071786684015076E-2,3.9705381720430246E-4,4.0734164172898629E-2,4.0309674839457965E-2,4.8141121074459859E-3,0.19433477192968757,47821.652782286859,52429.398515616398,315.99648455921471,10.564800075565111,19650.970769478092,245.47091177160166,31445.270788410697,23576.31571488718,0,175495.6407670856]
[2004,8,18,8,3.3699183623822987E-2,6.8450947306278584E-2,1.1206990884592414E-3,2.063998837624046E-2,3.9705381720430246E-4,4.8066115370164267E-2,3.7614559126461972E-2,6.6032410236019252E-3,0.21659178773223375,40388.384496932682,71363.514612601866,433.43422495875279,14.491129352227489,23758.251890743384,245.47091177160166,37105.266408471158,21999.99689835462,0,195308.81057318629]
[2004,8,18,17,6.2936727140373544E-2,6.5959649397783843E-2,1.0950956685605673E-3,1.9582830332176265E-2,3.9705381720430246E-4,4.6352493159329239E-2,3.6612815068540971E-2,6.4523838003201018E-3,0.23938904838428882,75429.504853850201,68766.212724262601,423.53201429903652,14.160065935265875,22541.379737456948,245.47091177160166,35782.41333064629,21414.097005360709,0,224616.77064358263]
[2004,8,18,18,5.3050532609622614E-2,6.2924906621102353E-2,1.0620457224991666E-3,2.1567466731856059E-2,3.9705381720430246E-4,4.579822579943528E-2,4.0065086981897972E-2,6.2576511000726996E-3,0.23112296938369048,63580.926253946876,65602.342551360955,410.74983404782745,13.732715678277319,24825.852511162997,245.47091177160166,35354.539393008483,23433.261210656408,0,213466.87538163344]
[2004,8,19,2,2.7843883992288515E-2,4.427517381171673E-2,7.9259186676878808E-4,1.719826286452408E-2,3.9705381720430246E-4,3.7602868180644539E-2,4.1199935462639968E-2,4.6700092678903212E-3,0.17397977926367725,33370.823018203468,46159.069196667217,306.53762907386778,10.248559477870657,19796.554812450282,245.47091177160166,29028.025893507325,24097.011195668521,0,153013.74121682014]
[2004,8,19,15,4.5352769786540806E-2,6.985275801890585E-2,1.1973324128504148E-3,2.1964320578837033E-2,3.9705381720430246E-4,4.6350505815421071E-2,3.6103771975669968E-2,7.0547701776859963E-3,0.22827328258311547,54355.177400937951,72824.971951198881,463.07242660052106,15.482031752237866,25282.662538790632,245.47091177160166,35780.879174524249,21116.367968403516,0,210084.08440397959]
[2004,8,19,19,4.1220766028529615E-2,6.0271939830881666E-2,1.0387044015882719E-3,2.1096354711543981E-2,3.9705381720430246E-4,4.1967112962966305E-2,3.7059561824954977E-2,6.1201223295302195E-3,0.20917161590719935,49402.981573756231,62836.492818799314,401.72249794778992,13.430902190558102,24283.565478665638,245.47091177160166,32397.061732429043,21675.390171722556,0,191256.11608728277]
[2004,8,20,4,2.3926700970187453E-2,4.0759280797625148E-2,7.561423223673146E-4,1.6255988142255397E-2,3.9705381720430246E-4,3.5066099344371195E-2,3.0017393232792976E-2,4.4552458854962944E-3,0.15163390451230008,28676.089287929008,42493.575987861688,292.44064247823098,9.7772509275284918,18711.92240889186,245.47091177160166,27069.734012381919,17556.567811891618,0,135055.57831413345]
[2004,8,20,14,4.4163791904906699E-2,6.7003875818333766E-2,1.0963832869145284E-3,1.9423723158570098E-2,3.9705381720430246E-4,4.4287396051534374E-2,3.7573773545739972E-2,6.4599705418684587E-3,0.22040596812507221,52930.190482031132,69854.870666253482,424.03000512372716,14.176715403723289,22358.234851943787,245.47091177160166,34188.234609233426,21976.142234888674,0,201991.35047664956]
[2004,8,20,21,4.7591802864809088E-2,4.8642844091534763E-2,9.389380595961112E-4,1.6015425791655945E-2,3.9705381720430246E-4,3.4972111980588659E-2,3.4517217006533978E-2,5.5322917432458667E-3,0.18860768535516872,57038.652759745222,50712.582538742339,363.13752222715101,12.1408797557272,18435.016200574886,245.47091177160166,26997.17923766539,20188.423969838721,0,173992.60402032101]
[2004,8,21,4,2.5857055120855857E-2,3.591227178814263E-2,7.2384202223598957E-4,1.7827198345986138E-2,3.9705381720430246E-4,2.7365052084658725E-2,1.6831112577107989E-2,4.2649301539157049E-3,0.12917851591010734,30989.61374961153,37440.328196740302,279.94839036744941,9.3595939202739302,20520.509076339418,245.47091177160166,21124.809859571578,9844.1782408593172,0,120454.21801918147]
[2004,8,21,6,2.4525804325015759E-2,4.0345562358024251E-2,7.4527469833650405E-4,1.7457006421133021E-2,3.9705381720430246E-4,3.005082229586397E-2,1.9387820635763987E-2,4.3912130495920654E-3,0.13730055760093385,29394.113110651604,42062.253952567466,288.23755152594561,9.6367277958479214,20094.389020540169,245.47091177160166,23198.125300839074,11339.545212231309,0,126631.77178792303]
[2004,8,21,15,4.8749061386421426E-2,4.6218173556498862E-2,9.1007409100744775E-4,2.0492426570388633E-2,3.9705381720430246E-4,2.7626089155122362E-2,1.7553700656532986E-2,5.3622231285290877E-3,0.16730880236170509,58425.624107626449,48184.742998647213,351.97428315317177,11.767656018201009,23588.396632640801,245.47091177160166,21326.320840175023,10266.805432971065,0,162401.10286300353]
[2004,8,22,3,2.3552890620480431E-2,3.1387103682005951E-2,6.6423552021855411E-4,1.9784961164663682E-2,3.9705381720430246E-4,2.0682651087600003E-2,1.5624774975741986E-2,3.9137242830016277E-3,0.11600739515091654,28228.078549703674,32722.615543008418,256.89537080985468,8.5888557802474335,22774.048242185847,245.47091177160166,15966.243011916426,9138.6157112230176,0,109340.55619639906]
[2004,8,22,8,2.7482118283690599E-2,3.802001116623515E-2,7.8383606777253617E-4,2.1407061077304987E-2,3.9705381720430246E-4,2.3627162159777927E-2,1.9337803560073984E-2,4.6184194595984716E-3,0.13567346559165797,32937.247751224924,39637.751254087314,303.15129371327367,10.135343167494934,24641.212971835015,245.47091177160166,18239.296844839089,11310.291233569875,0,127324.5576042086]
[2004,8,22,17,5.5223059189221838E-2,4.2664624291798708E-2,8.6502886098657381E-4,2.0857747157744431E-2,3.9705381720430246E-4,2.4055219214823113E-2,1.7246679792012987E-2,5.0968133375740941E-3,0.16640622566136604,66184.693745947181,44479.991277048037,334.55288559584136,11.185201493471496,24008.909395393348,245.47091177160166,18569.741086965976,10087.235122324559,0,163921.77962654002]
[2004,8,23,1,3.5055765735570801E-2,3.8683355821714158E-2,7.28841640630288E-4,1.6503188109725092E-2,3.9705381720430246E-4,3.2211935760715932E-2,2.2258261372341982E-2,4.2943882712850826E-3,0.15013279052918765,42014.244652553745,40329.321025980375,281.88200996805199,9.4242411726984496,18996.469036897193,245.47091177160166,24866.425104863618,13018.408098522608,0,139761.64508172989]
[2004,8,23,7,3.111447745260186E-2,5.9976457264048842E-2,1.009404505858E-3,1.6262582370125823E-2,3.9705381720430246E-4,4.5652442195780206E-2,3.4473513242309975E-2,5.947485200201076E-3,0.19483341604813006,37290.620829415355,62528.437557246943,390.39066255325753,13.052041724437906,18719.512884424825,245.47091177160166,35241.999833488218,20162.862519706028,0,174592.34724033065]
[2004,8,23,18,5.7529552573879636E-2,6.3250826724515208E-2,1.0737182617421969E-3,1.9021987053153489E-2,3.9705381720430246E-4,4.5508257666957479E-2,3.9003849494836963E-2,6.3264265552978359E-3,0.23211167214758713,68949.020107649805,65942.130457558582,415.2642287254024,13.883646715682062,21895.804960409492,245.47091177160166,35130.694700698812,22812.564811018565,0,215404.83382454797]
[2004,8,23,19,5.2017801210170966E-2,6.166561873839109E-2,1.0277590596690425E-3,1.9725872594991558E-2,3.9705381720430246E-4,4.4325337041568727E-2,3.8486197323765972E-2,6.0556315741413036E-3,0.22370127135990292,62343.200340206284,64289.472346406248,397.48934933499686,13.289374132590311,22706.032645638803,245.47091177160166,34217.523652714139,22509.800497878532,0,206722.27911808318]
[2004,8,24,6,2.8664416979327E-2,5.3246958375241293E-2,9.0915766878373158E-4,1.8813855546547777E-2,3.9705381720430246E-4,4.3599639062347963E-2,2.9074077317783976E-2,5.3568235017381867E-3,0.18006198226897424,34354.229682972029,55512.600506254719,351.61985370787124,11.755806278050523,21656.229207254964,245.47091177160166,33657.311606375355,17004.841361115097,0,162794.05893572967]
[2004,8,24,12,5.2882942563701865E-2,7.3205053621544336E-2,1.1870373444932774E-3,2.1072471718612634E-2,3.9705381720430246E-4,4.9742878439899031E-2,3.4586543886265968E-2,6.9941108817012931E-3,0.24006809227342268,63380.070016951249,76319.906727692607,459.09077352323698,15.348912015825475,24256.07427316569,245.47091177160166,38399.6655902493,20228.971863380386,0,223304.59906874987]
[2004,8,24,20,5.5347561831424634E-2,6.0605592813702445E-2,9.9597382818514052E-4,2.0443029683203922E-2,3.9705381720430246E-4,4.3465628592779471E-2,3.6777409404398977E-2,5.8683506647156164E-3,0.22390060063561451,66333.909840921537,63184.342636107613,385.19630179419784,12.878377188212527,23531.536925796005,245.47091177160166,33553.860471692031,21510.364912321642,0,208757.56037759286]
[2004,8,25,5,3.0108373372990656E-2,4.775741087248804E-2,8.6880713186933531E-4,1.754176302108354E-2,3.9705381720430246E-4,4.0742918720522908E-2,2.7610816229174981E-2,5.119075186047292E-3,0.17014621835138108,36084.807689700494,49789.474401418905,336.0141448478725,11.234056188414744,20191.950541134116,245.47091177160166,31452.028975948488,16149.009466272177,0,154259.99018728206]
[2004,8,25,13,6.1693763437143237E-2,7.6776854139465639E-2,1.3012930125389389E-3,2.1601363204294469E-2,3.9705381720430246E-4,5.2835942827617673E-2,4.1119733281686971E-2,7.6673136371843888E-3,0.26339331735713561,73939.816067255728,80043.686287871096,503.27954590334127,16.826287773443983,24864.870020074311,245.47091177160166,40787.397098006935,24050.102557811701,0,244451.4487764682]
[2004,8,25,22,6.2812652255689244E-2,5.8705636935302612E-2,1.0450368648211316E-3,1.8337169869711789E-2,3.9705381720430246E-4,4.2482393558594927E-2,4.1828064915990969E-2,6.1574336662041504E-3,0.23176544188351914,75280.801425156475,61203.54420413253,404.17159987147215,13.512783709665751,21107.526457208081,245.47091177160166,32794.839327491027,24464.391442743265,0,215514.25815208413]
[2004,8,26,7,3.1105915579232347E-2,6.3699688569948371E-2,1.0470919485337904E-3,1.9948527215351453E-2,3.9705381720430246E-4,4.8284151283297133E-2,4.1314946929365964E-2,6.1695423697964947E-3,0.21196691771272985,37280.35944630525,66410.091240077512,404.96641056186559,13.539356840862578,22962.325646328551,245.47091177160166,37273.58208326836,24164.279082625282,0,188754.61417777929]
[2004,8,26,12,5.4370847845021546E-2,7.3827305366844356E-2,1.198652396710058E-3,2.1076223283412635E-2,3.9705381720430246E-4,4.9709366375308976E-2,4.0185926319990975E-2,7.0625476191618075E-3,0.24782792302365464,65163.320651974755,76968.635098386207,463.5829348957933,15.499099720838819,24260.3926196627,245.47091177160166,38373.795513690471,23503.937702019964,0,228994.63453212238]
[2004,8,26,16,6.8880469767988062E-2,7.0113697612530126E-2,1.1516492472848753E-3,2.0134441934787566E-2,3.9705381720430246E-4,4.7941518645928868E-2,3.6880139806510968E-2,6.7856016238281597E-3,0.25228457245606289,82553.065034851141,73097.014446378555,445.40430527833433,14.891328441914318,23176.328128018158,245.47091177160166,37009.082337618471,21570.449852310761,0,238111.70634466893]
[2004,8,27,2,3.1645065615922396E-2,4.4504347818483544E-2,7.9843962217418659E-4,1.6104542010279759E-2,3.9705381720430246E-4,3.7352079803569443E-2,4.0835741846792964E-2,4.7044646705818724E-3,0.17634173520500843,37926.529372154124,46397.994488782671,308.79926857905548,10.324173512781956,18537.595985554435,245.47091177160166,28834.42652580607,23884.001696019812,0,156145.14242218054]
[2004,8,27,9,3.6488001258883448E-2,7.0258414186215298E-2,1.1586085573418725E-3,2.155916695833543E-2,3.9705381720430246E-4,4.467777664585891E-2,4.0822776975481971E-2,6.82660638785229E-3,0.22218840478717353,43730.775226452395,73247.888666930361,448.09584236609015,14.981315364609909,24816.298818285621,245.47091177160166,34489.594014743037,23876.418804308374,0,200869.52360022211]
[2004,8,27,16,6.5053084724226842E-2,6.3579196702747476E-2,1.090059917400949E-3,1.6414187268877202E-2,3.9705381720430246E-4,4.0920826857999512E-2,4.0251894900742977E-2,6.4227127860538571E-3,0.2341290169752531,77965.953949585586,66284.472480015422,421.58442022723705,14.094951470383082,18894.022060823012,245.47091177160166,31589.367489503544,23542.521394229501,0,218957.48765762631]
[2004,8,28,2,3.1850013468032491E-2,3.7746371696834029E-2,7.8884403418176519E-4,1.8004318618524671E-2,3.9705381720430246E-4,2.7001359718799585E-2,2.648860438719098E-2,4.6479267640825907E-3,0.1469244925048504,{"$f":"E5764*1000000*$N$8826","v":38172.158843337849},{"$f":"F5764*1000000*$O$8826","v":39352.468507220197},{"$f":"G5764*1000000*$P$8826","v":305.08814193734776},{"$f":"G5764*1000000*$Q$8826","v":10.200098363403518},{"$f":"H5764*1000000*$R$8826","v":20724.388457142351},{"$f":"I5764*1000000*$S$8826","v":245.47091177160166},{"$f":"J5764*1000000*$T$8826","v":20844.052781076585},{"$f":"K5764*1000000*$U$8826","v":15492.650396372132},{"$f":"L5764*1000000*$V$8826","v":0},{"$f":"SUM(N5764:V5764)","v":135146.47813722148}]
[2004,8,28,11,4.5687591519685357E-2,5.1478315386096082E-2,9.7872993805426536E-4,2.2651493677699832E-2,3.9705381720430246E-4,3.2109651908162104E-2,1.8063878656283984E-2,5.7667484024391084E-3,0.17713346330562502,54756.460382956895,53668.702287642875,378.52716800876283,12.655406147194144,26073.652886155298,245.47091177160166,24787.46574713174,10565.198254069815,0,170488.13304388418]
[2004,8,28,15,5.273150225489627E-2,4.7803867245611989E-2,9.362257488704091E-4,2.0494107735188633E-2,3.9705381720430246E-4,2.8136654269171085E-2,1.458431104941999E-2,5.5163106100075644E-3,0.17060003273037022,63198.569198158402,49837.907479305257,362.08852673019004,12.105808391813074,23590.331785706789,245.47091177160166,21720.458257558428,8530.0693482316092,0,167497.00131585408]
[2004,8,28,20,5.8768015833798884E-2,4.3160027384132708E-2,8.6391812951510196E-4,1.793709909313166E-2,3.9705381720430246E-4,2.4798490331888967E-2,1.2136878724583989E-2,5.0902688264790486E-3,0.16315175214073466,70433.315124564775,44996.473622583995,334.12330638101702,11.17083924976626,20647.013490298777,245.47091177160166,19143.518946900323,7098.6155493368669,0,162909.70179108711]
[2004,8,29,5,2.4642393643035516E-2,3.4431305178322484E-2,7.2918942939152243E-4,2.0052758455035544E-2,3.9705381720430246E-4,2.2792154334714883E-2,1.2832437523670991E-2,4.2964374681117596E-3,0.12017372984948702,29533.845107040033,35896.346901232631,282.01651846701247,9.428738233486845,23082.304010761633,245.47091177160166,17594.70163335765,7505.4338605947569,0,114149.5476814588]
[2004,8,29,13,4.8696241772042015E-2,4.6786508127747435E-2,9.5990428309903014E-4,2.326471845753399E-2,3.9705381720430246E-4,2.6466848065184928E-2,1.6267663091904989E-2,5.6558262660898334E-3,0.16849476388080653,58362.319936274733,48777.260035682055,371.24628124005727,12.411982195210946,26779.52289535146,245.47091177160166,20431.429519282578,9514.6280024750267,0,164494.28956427271]
[2004,8,29,22,6.4837475957654614E-2,4.0949251857906842E-2,8.8139438886899611E-4,1.8883272171810708E-2,3.9705381720430246E-4,2.9309049429663486E-2,1.5879984415655985E-2,5.1932402252185574E-3,0.1763307222639835,77707.547399966003,42691.630259860642,340.88230976224332,11.396814926465105,21736.133209056658,245.47091177160166,22625.50403525561,9287.8825647214799,0,174646.44750532071]
[2004,8,30,4,2.6986408906454561E-2,3.9826447308630809E-2,7.4353156115392245E-4,1.6329805122341112E-2,3.9705381720430246E-4,3.507618206284846E-2,2.5252422542426982E-2,4.3809423577780716E-3,0.14899279367883822,32343.141343484218,41521.050713301083,287.56338722840189,9.614188269715001,18796.891565594935,245.47091177160166,27077.517498780588,14769.63257076966,0,135050.88217920021]
[2004,8,30,15,6.2205740579989531E-2,7.169599299980664E-2,1.1880049588363934E-3,1.8140877544577161E-2,3.9705381720430246E-4,4.6586144259896933E-2,3.6257523709802973E-2,6.9998121362050986E-3,0.24347115000631905,74553.419350045617,74746.636028474648,459.46500169669253,15.361423692468703,20881.578534188095,245.47091177160166,35962.783353612162,21206.294256324916,0,228071.0088598062]
[2004,8,30,18,6.0168534513730818E-2,6.3100110500473774E-2,1.0797492570437672E-3,1.9017537763553489E-2,3.9705381720430246E-4,4.4025976326126648E-2,3.6584520143842968E-2,6.361961620864125E-3,0.23073544394283993,{"$f":"E5828*1000000*$N$8826","v":72111.833143625641},{"$f":"F5828*1000000*$O$8826","v":65785.001303324796},{"$f":"G5828*1000000*$P$8826","v":417.59673689033696},{"$f":"G5828*1000000*$Q$8826","v":13.961630122590943},{"$f":"H5828*1000000*$R$8826","v":21890.683477726227},{"$f":"I5828*1000000*$S$8826","v":245.47091177160166},{"$f":"J5828*1000000*$T$8826","v":33986.428233141211},{"$f":"K5828*1000000*$U$8826","v":21397.547874650376},{"$f":"L5828*1000000*$V$8826","v":0},{"$f":"SUM(N5828:V5828)","v":215848.52331125279}]
[2004,8,31,8,3.3761393465169931E-2,6.8491028768891876E-2,1.1203264106047688E-3,2.0645669553840458E-2,3.9705381720430246E-4,4.8752607293293448E-2,3.5664234556367969E-2,6.6010451784169122E-3,0.21543335904378969,40462.942831041328,71405.301529444667,433.29009051742412,14.486310464578265,23764.791373518103,245.47091177160166,37635.212827040763,20859.291397896752,0,194820.78727169518]
[2004,8,31,15,5.4098735435207115E-2,7.2485486032351512E-2,1.16170367587984E-3,2.1965258470037032E-2,3.9705381720430246E-4,4.6842576453932409E-2,3.9337940488215969E-2,6.8448430527280647E-3,0.24313359742555626,64837.194631930666,75569.721753095379,449.29289010037871,15.021336600957863,25283.742125414883,245.47091177160166,36160.7395396305,23007.967893994901,0,225569.15108253932]
[2004,8,31,17,6.30330858528627E-2,6.666565354510906E-2,1.0947315517794106E-3,1.9576925551376266E-2,3.9705381720430246E-4,4.5536473082170174E-2,3.5004934320892973E-2,6.4502383976054265E-3,0.23775909611900034,75544.99052178461,69502.257136603119,423.39119088224226,14.155357746038817,22534.58286979168,245.47091177160166,35152.47595949682,20473.679989113007,0,223891.00393718912]
[2004,9,1,2,2.9642074486277103E-2,4.4181882849460369E-2,9.035624750470192E-4,1.616033187314761E-2,4.304068611111122E-4,3.5774809561848551E-2,3.6828754591687059E-2,4.6158160900748504E-3,0.16853763878865366,35525.949678856421,46061.808731908168,349.45589329624988,11.683457975973342,18601.814510817279,266.09079185690047,27616.832133862859,21540.395676667053,0,149974.03087524092]
[2004,9,1,14,4.6452493259820843E-2,7.5408388369098342E-2,1.3237326282425866E-3,1.9700662252606714E-2,4.304068611111122E-4,4.8200649659332032E-2,3.6927786538550063E-2,6.762240058808603E-3,0.23520635962757031,55673.193142059266,78616.992708840175,511.95814441478865,17.116441818472154,22677.013556397433,266.09079185690047,37209.121912545095,21598.317464783704,0,216569.80416271582]
[2004,9,1,19,6.0074578170579242E-2,6.2926251664755392E-2,1.247243699068865E-3,1.9161304702396183E-2,4.304068611111122E-4,4.2002847402075022E-2,3.750193747097906E-2,6.3714991418905029E-3,0.22971606911285541,71999.226709134775,65603.744826218579,482.37578811974049,16.127406511774769,22056.170545079316,266.09079185690047,32424.647400063612,21934.126763788328,0,214782.51023077301]
[2004,9,1,24,3.5394406928681545E-2,5.0100949819814451E-2,9.6902817725493667E-4,1.7035721902911607E-2,4.304068611111122E-4,3.8671013192417815E-2,3.8478902791461066E-2,4.9502452523567725E-3,0.1860306749260093,42420.105247472959,52232.730229047011,374.77497866900569,12.52995813698765,19609.457366552582,266.09079185690047,29852.594405430977,22505.534073073621,0,167273.81705024006]
[2004,9,2,12,4.4936353073775533E-2,7.2695282307517012E-2,1.3382095822370259E-3,1.977909297157051E-2,4.304068611111122E-4,4.7199282668021952E-2,3.7226327835353061E-2,6.8361950525452891E-3,0.2304411503521315,53856.103046679025,75788.444796933662,517.55715613788198,17.303635165125169,22767.293489852189,266.09079185690047,36436.103566896272,21772.928247316475,0,211421.82473083751]
[2004,9,2,14,4.6426335366417132E-2,7.4812323402952602E-2,1.325125110636615E-3,1.9701405526206715E-2,4.304068611111122E-4,4.7966578779485396E-2,3.7682209972708061E-2,6.7693535045492172E-3,0.23511373852406686,55641.842974405001,77995.565356910753,512.49669176745419,17.134447224829991,22677.869122839169,266.09079185690047,37028.42783547462,22039.56451371816,0,216178.99173419687]
[2004,9,2,21,6.6802254989863905E-2,5.8306369783399176E-2,1.1540443784164875E-3,1.5660661139879344E-2,4.304068611111122E-4,4.1021215983855427E-2,3.9994204441413064E-2,5.895393796956935E-3,0.22926455137489546,80062.329993223917,60787.288354499033,446.33063047694952,14.922298534958164,18026.654150887742,266.09079185690047,31666.864188180167,23391.803442520071,0,214662.28385017969]
[2004,9,3,6,3.1136106898964396E-2,5.1697853438946798E-2,1.0259935823480055E-3,1.932101218044719E-2,4.304068611111122E-4,3.729739178518697E-2,2.7609460242394045E-2,5.2412509555236023E-3,0.17375947594492214,37316.543664991957,53897.58161888914,396.80654491210936,13.266545738696689,22240.006428278695,266.09079185690047,28792.209394760514,16148.21637695603,0,159070.72136638401]
[2004,9,3,13,4.6587361160391305E-2,7.1641803628544748E-2,1.2936849221687596E-3,1.9298329664652447E-2,4.304068611111122E-4,4.4053970321069863E-2,3.6580340976171057E-2,6.6087424435405575E-3,0.22649463997764988,55834.831972404208,74690.14091569568,500.33709079922551,16.727911837554469,22213.897066493028,266.09079185690047,34008.038563666283,21395.103563778339,0,208925.16787653122]
[2004,9,3,23,4.5821904957772774E-2,4.2529101918356335E-2,9.6942185931940181E-4,1.6422800096480759E-2,4.304068611111122E-4,2.618422885485059E-2,3.9902524055966067E-2,4.9522563628861659E-3,0.17721264496674319,54917.434691448587,44338.702467205629,374.92723656075276,12.535048618258283,18903.936103600885,266.09079185690047,20213.257923536843,23338.181434385064,0,162365.06569721294]
[2004,9,4,10,4.8933024188524972E-2,5.1815019709913888E-2,1.1921144651838385E-3,1.855646415608048E-2,4.304068611111122E-4,2.9711565924381081E-2,1.8650902154325029E-2,6.0898734526577099E-3,0.17537937091217809,58646.103050601159,54019.733279593725,461.05436740333982,15.414561406836349,21359.95144886872,266.09079185690047,22936.231907797002,10908.536457044493,0,168613.11586457217]
[2004,9,4,16,4.6464336153421035E-2,4.8326498732940787E-2,1.0707649287470756E-3,2.1114475231707328E-2,4.304068611111122E-4,2.6138082551797968E-2,1.7560143904904027E-2,5.469963752690603E-3,0.16657467211731991,55687.386819437932,50382.776779887943,414.12201703720922,13.845458828413104,24304.423624251016,266.09079185690047,20177.634681355794,10270.573958974564,0,161516.85413162975]
[2004,9,5,1,3.6514698905108001E-2,3.5581510207553312E-2,8.4620281742936367E-4,1.5884486868594696E-2,4.304068611111122E-4,1.9874255140741641E-2,1.5566195844284026E-2,4.3227963622038132E-3,0.12902055300702597,43762.772286467763,37095.492809962416,327.27184853398614,10.941772516694808,18284.295189512068,266.09079185690047,15342.191187867274,9104.3539588507356,0,124193.40984556783]
[2004,9,5,9,4.2374139352712802E-2,4.1974230013710777E-2,1.0119259926896827E-3,1.6626405652844622E-2,4.304068611111122E-4,2.4518167950922244E-2,1.7004305263320026E-2,5.1693871846315255E-3,0.14910896827194278,50785.296522557699,43760.220929205585,391.36585625323335,13.084645651945413,19138.302131636836,266.09079185690047,18927.120418624756,9945.4751495023866,0,143226.95644528937]
[2004,9,5,10,4.4902726440403863E-2,4.3668333216677686E-2,1.0383742245554423E-3,1.7572329945720503E-2,4.304068611111122E-4,2.478119277438396E-2,1.7439835954091029E-2,5.3044970166258769E-3,0.15513769643356945,53815.801613471835,45526.407716062458,401.59480084533186,13.426632857120483,20227.13547834495,266.09079185690047,19130.165871152545,10200.208265312309,0,149580.83116990345]
[2004,9,5,23,4.4477937450037829E-2,3.7313747932881232E-2,9.1332796660493468E-4,1.6797004494640475E-2,4.304068611111122E-4,1.8351587517509989E-2,1.3769126159887022E-2,4.665702749055649E-3,0.13671884113172822,53306.693106141734,38901.436731685186,353.23273072597021,11.809730052761049,19334.674832133151,266.09079185690047,14166.748001405111,8053.2841496861292,0,134393.97007368694]
[2004,9,6,3,2.9399530402165721E-2,3.2371321307604679E-2,7.8624715724816339E-4,1.5576979831143525E-2,4.304068611111122E-4,1.7510831728816685E-2,1.2777344570449021E-2,4.0165150495131297E-3,0.11286917690805202,35235.26122076506,33748.711333795996,304.08379085629491,10.16651960890629,17930.330375154357,266.09079185690047,13517.715574222659,7473.2111035519429,0,108485.57070981212]
[2004,9,6,13,4.4382543894707353E-2,4.4270391944808168E-2,9.659888195427326E-4,1.8016869246677759E-2,4.304068611111122E-4,2.025526089855843E-2,1.4241123156391021E-2,4.93471880386105E-3,0.14749730362565763,53192.364176568117,46154.083862753898,373.59949662576366,12.490657912503849,20738.835218429846,266.09079185690047,15636.313565722858,8329.345672146339,0,144703.12344201622]
[2004,9,6,20,5.0835414162521769E-2,3.9931983032530684E-2,1.0201411889043906E-3,2.05967257236341E-2,4.304068611111122E-4,2.1460914507759336E-2,1.3191179433492023E-2,5.2113542161519493E-3,0.15267811912610538,60926.112518800139,41631.076950644179,394.54311162969788,13.190871731922805,23708.453170930788,266.09079185690047,16567.033637882112,7715.2547673569006,0,151221.75582083265]
[2004,9,7,5,2.4006076794489652E-2,4.4181330600757331E-2,9.3502139182830859E-4,1.6958649372251829E-2,4.304068611111122E-4,3.6562917942508148E-2,3.0152180330251049E-2,4.7765228239925522E-3,0.15800310611718998,28771.221008253884,46061.232985188224,361.62273750407928,12.090235528532405,19520.740814784564,266.09079185690047,28225.222705847271,17635.402066363305,0,140853.62334532675]
[2004,9,7,12,3.6973135966874952E-2,7.3336650673515788E-2,1.3547491693444819E-3,1.9775451137970509E-2,4.304068611111122E-4,4.6922838250758728E-2,3.7616008684302066E-2,6.9206869326334007E-3,0.22332992767651105,44312.207920427696,76457.103194811163,523.95389830790896,17.517499260023374,22763.101452607025,266.09079185690047,36222.698683420844,22000.844715495819,0,202563.51815618738]
[2004,9,7,22,4.3263449471140192E-2,5.5998575424700631E-2,1.1241632036446455E-3,1.7177128071611664E-2,4.304068611111122E-4,3.9869096005401547E-2,3.6134116413265055E-2,5.7427469007973429E-3,0.19973968235167219,51851.132401580799,58381.298037039145,434.77398341489442,14.535921876607715,19772.227001575644,266.09079185690047,30777.470102433243,21134.115817866001,0,182631.64405764322]
[2004,9,8,2,2.6721130636754822E-2,4.4963801167753448E-2,9.1953948084034945E-4,1.616045816754761E-2,4.304068611111122E-4,3.5540919287575565E-2,3.5715788401721058E-2,4.6974340439504096E-3,0.16514947804725438,32025.206022708669,46876.997440454368,355.63505520911821,11.89004764843461,18601.959885616576,266.09079185690047,27436.277477627071,20889.444202135477,0,146463.50092325662]
[2004,9,8,7,2.9454253995577311E-2,6.2924542463096214E-2,1.2173464330162275E-3,1.8972954688589099E-2,4.304068611111122E-4,4.5265691154679655E-2,3.4046461080617055E-2,6.2187700440073362E-3,0.19853042672069399,35300.847306067095,65601.962898540718,470.81291769952259,15.740821786126102,21839.364847804558,266.09079185690047,34943.442309060163,19913.08832453088,0,178351.35021734599]
[2004,9,8,16,3.8453650048463052E-2,7.0470039359833397E-2,1.311315541167743E-3,2.1242335609592978E-2,4.304068611111122E-4,4.5197434583099695E-2,3.3899247279894053E-2,6.6988078204247101E-3,0.21770323710358672,46086.60022167123,73468.518428302617,507.15579330381433,16.955883451973605,24451.600987400587,266.09079185690047,34890.750755913032,19826.985941982348,0,199514.65880388248]
[2004,9,8,24,3.0136801202367704E-2,5.0301039876228651E-2,9.8616280808647106E-4,1.7035123557311606E-2,4.304068611111122E-4,4.0098012886426893E-2,3.8022911434552067E-2,5.0377768916997781E-3,0.18204823551778429,36118.878369753453,52441.334057433203,381.4018560448327,12.751516407480935,19608.768623651016,266.09079185690047,30954.185482705354,22238.833926357904,0,162022.24462421017]
[2004,9,9,9,3.5262594428075986E-2,7.0408329277720713E-2,1.3709997914917265E-3,1.8944689117099327E-2,4.304068611111122E-4,4.7387640670281471E-2,3.467615453262806E-2,7.0037026457162995E-3,0.21548451732412471,42262.128306091035,73404.182600678658,530.23888228623275,17.727626911607036,21806.82894928327,266.09079185690047,36581.508990242488,20281.383322873971,0,195150.08947022416]
[2004,9,9,15,3.5156971998194841E-2,7.2670665410981661E-2,1.3139126093077416E-3,2.1512258561660932E-2,4.304068611111122E-4,4.6700222260265052E-2,3.6013591940777051E-2,6.7120748487029726E-3,0.22051010449100139,42135.540096799101,75762.780458823661,508.16021833459837,16.989464678853167,24762.303559971107,266.09079185690047,36050.847358002917,21063.623485043561,0,200566.33543351069]
[2004,9,10,2,2.7478333463358692E-2,4.3441177868387221E-2,9.1368518227519571E-4,1.6343274861425981E-2,4.304068611111122E-4,3.4561384420820546E-2,3.770970764390106E-2,4.6675275723345611E-3,0.16554549787361436,32932.711653836835,45289.586975736915,353.37088511440248,11.814349007606022,18812.396295939125,266.09079185690047,26680.112726067142,22055.647346935053,0,146401.73102449399]
[2004,9,10,8,3.2793636947293731E-2,6.6686800780738201E-2,1.2522591521699415E-3,2.0181264688406534E-2,4.304068611111122E-4,4.3716686332798224E-2,3.4916999683258051E-2,6.3971204019165583E-3,0.20637517484769233,39303.08914497857,69524.304180774518,484.31553184762265,16.19225851388325,23230.224804431899,266.09079185690047,33747.6677776406,20422.248793316663,0,186994.13328336063]
[2004,9,10,11,3.6552067289119111E-2,7.152526424274383E-2,1.3233385479323762E-3,2.0638077019316612E-2,4.304068611111122E-4,4.4341286831392185E-2,3.3917686811747061E-2,6.7602269138552816E-3,0.21548835451721757,43807.558198147912,74568.642813933329,511.80573250013066,17.111346187709866,23756.051768416663,266.09079185690047,34229.836301572926,19837.770852213765,0,196994.86780482929]
[2004,9,10,22,3.9543056651645057E-2,4.814094487757261E-2,1.0614871267763458E-3,1.7485471482151408E-2,4.304068611111122E-4,3.1364403198472571E-2,3.7350866527370068E-2,5.4225684382550468E-3,0.18079920516335424,47392.251220638085,50189.327663548589,410.53379523180683,13.725492791279056,20127.154547217437,266.09079185690047,24212.161258706943,21845.768416169383,0,164457.01318616042]
[2004,9,11,4,2.5942438846971588E-2,3.7700580645976707E-2,8.5633940944163784E-4,1.6198573116142052E-2,4.304068611111122E-4,2.5399410571893745E-2,2.3112359287770039E-2,4.374578774378848E-3,0.1340146875136857,31091.945924735948,39304.729060863647,331.19221034011866,11.072843084658389,18645.833192762031,266.09079185690047,19607.40718550469,13517.952740987645,0,122776.22395013564]
[2004,9,11,13,4.1305899254917344E-2,4.9220713525799945E-2,1.047514470293017E-3,1.9027366692427893E-2,4.304068611111122E-4,2.8231328905271649E-2,2.8827381761566049E-2,5.3511896300398425E-3,0.17344180110142685,49505.013525603914,51315.040144359395,405.12982230470044,13.544820231999534,21901.997348827197,266.09079185690047,21793.543581129576,16860.554106454329,0,162060.91414076803]
[2004,9,11,21,4.8447039529581709E-2,4.1510580173363232E-2,9.8858496023703315E-4,1.8099282571638474E-2,4.304068611111122E-4,2.1524271635571461E-2,1.6474482958655029E-2,5.0501503679982393E-3,0.15252479905815627,58063.651692606378,43276.842927017773,382.33863171541378,12.782835894117465,20833.699444992308,266.09079185690047,16615.943001333682,9635.5927707106875,0,149086.94209612723]
[2004,9,12,6,2.5834712921603459E-2,3.6221560667932785E-2,8.2060887650456523E-4,1.5346649350830582E-2,4.304068611111122E-4,2.1982613010973782E-2,1.6479168650746029E-2,4.1920506444569992E-3,0.1213077709841593,30962.836681538134,37762.777225731246,317.37330390000113,10.610831667011043,17665.201855232801,266.09079185690047,16969.765620643684,9638.3333374981921,0,113592.98964806797]
[2004,9,12,11,4.0241879019093922E-2,4.5397324950601239E-2,1.051526763888128E-3,1.7550362519409599E-2,4.304068611111122E-4,2.4713273623382138E-2,1.7592336695331032E-2,5.3716862861603312E-3,0.1523487967189775,48229.788022319808,47328.967530418791,406.68159064520552,13.596700942963441,20201.84924086399,266.09079185690047,19077.734794233773,10289.402872724751,0,145814.11154400618]
[2004,9,12,23,3.7343445717209017E-2,4.15580733585596E-2,8.9478452530380916E-4,1.6797807809840474E-2,4.304068611111122E-4,2.8581463905314346E-2,2.1856336905710035E-2,4.5709742525909857E-3,0.15203329333563936,44756.023199349846,43326.356933019691,346.06099105812467,11.569955246751807,19335.599511184384,266.09079185690047,22063.834873768104,12783.330585330248,0,142888.86684081407]
[2004,9,12,24,3.3292819742230875E-2,4.0883029723213046E-2,8.4083663898733665E-4,1.5631817155484454E-2,4.304068611111122E-4,2.9670431419890668E-2,2.3101294631240037E-2,4.2953834345104266E-3,0.14814601960666793,39901.358434859001,42622.590393169645,325.19646057484357,10.87238548253789,17993.452453566282,266.09079185690047,22904.477589064507,13511.481246571799,0,137535.51975514553]
[2004,9,13,10,3.6131239812600191E-2,7.4129924381555218E-2,1.4191075223487079E-3,1.9528844236062382E-2,4.304068611111122E-4,4.7351884372678843E-2,3.7660350440838056E-2,7.2494592417226686E-3,0.22390121686891717,43303.197554927327,77284.130461536406,548.84471256953123,18.34968091153408,22479.237489763244,266.09079185690047,36553.906448657661,22026.779314462659,0,202480.53645468524]
[2004,9,13,17,4.5753406126539616E-2,6.9084591714577898E-2,1.3174484503037267E-3,1.9951427952327992E-2,4.304068611111122E-4,4.1613754917983921E-2,3.6200988280319056E-2,6.7301375640236426E-3,0.22108216186718696,54835.339019211606,72024.120400693195,509.5277169945457,17.035184649333534,22965.664623003398,266.09079185690047,32124.282368095668,21173.227824013116,0,203915.28792851779]
[2004,9,13,24,3.1233891247959594E-2,5.1146029672690843E-2,1.0023169363659354E-3,1.5791149777387443E-2,4.304068611111122E-4,3.9017944639793335E-2,3.8818277049041068E-2,5.1202996693633859E-3,0.18256031585371271,37433.737954595112,53322.277916654246,387.6495206880868,12.960396351152546,18176.856847821724,266.09079185690047,30120.412673689367,22704.027230710792,0,162424.01333236735]
[2004,9,14,10,3.9724174030755406E-2,7.6930823755371275E-2,1.4248938931057679E-3,2.0291319643478127E-2,4.304068611111122E-4,4.9512574922115526E-2,3.7470106699375061E-2,7.2790187065977308E-3,0.23306331851191001,47609.319931507816,80204.207264818499,551.08261135095927,18.424501216095752,23356.906723857071,266.09079185690047,38221.879777596143,21915.509587545326,0,212143.42118974883]
[2004,9,14,14,4.5941816883011202E-2,7.9446233792109452E-2,1.3747892181569705E-3,1.9702287516606715E-2,4.304068611111122E-4,4.9353750167804564E-2,3.9409403086052064E-2,7.023060794219182E-3,0.24268174831907127,55061.148824003227,82826.647245236207,531.704456075488,17.776625855696771,22678.884363240781,266.09079185690047,38099.272931264095,23049.764925975436,0,222531.29016350789]
[2004,9,15,3,2.7478919324105653E-2,4.4633212857364726E-2,9.0626359296056263E-4,1.6517389781689342E-2,4.304068611111122E-4,3.5713718209934367E-2,3.6921636355517054E-2,4.6296146528426044E-3,0.16723116163552543,32933.413806428245,46532.342696472224,350.50055993463224,11.718384611931072,19012.816279620682,266.09079185690047,27569.671865749398,21594.720346784907,0,148271.27473145895]
[2004,9,15,12,4.4718734260334542E-2,7.6166245733872193E-2,1.3857527405511545E-3,1.9779763781170509E-2,4.304068611111122E-4,4.801974403697961E-2,3.9907511593243059E-2,7.0790675502194651E-3,0.23748722655748167,53595.287461081047,79407.096677501337,535.94463604946679,17.91838899515697,22768.065644523838,266.09079185690047,37069.469451336554,23341.098544333243,0,217000.97159567755]
[2004,9,15,13,4.5081733258977998E-2,7.8341896598393662E-2,1.3973540696517576E-3,1.9833389026944592E-2,4.304068611111122E-4,4.9093051605097561E-2,3.9306493972124067E-2,7.138332518616953E-3,0.24062265791091769,54030.340822992439,81675.32083468487,540.43148995966703,18.068399254276329,22829.79252506173,266.09079185690047,37898.023266150674,22989.575461049986,0,220247.64359101059]
[2004,9,15,21,6.2367892462239824E-2,6.1708030252773063E-2,1.1950446066912054E-3,1.5664023469479343E-2,4.304068611111122E-4,4.2997340345074721E-2,4.0212024584802067E-2,6.1048419741373088E-3,0.23067960455630865,74747.757961934039,64333.688458022618,462.18760970392123,15.452449418025829,18030.524457019721,266.09079185690047,33192.359234214739,23519.202050671935,0,214567.2630128419]
[2004,9,16,10,3.6513688995701621E-2,7.470004356112836E-2,1.4035894786318989E-3,2.0291491486678127E-2,4.304068611111122E-4,4.9303395267414674E-2,3.9331004329478059E-2,7.1701858789473896E-3,0.22914380585909125,43761.561912653742,77878.508041445515,542.84305581747822,18.149025819449584,23357.104528911845,266.09079185690047,38060.400807325015,23003.91107466046,0,206888.5692384904]
[2004,9,16,14,4.4123403470298361E-2,7.7306145369445467E-2,1.3542340438544547E-3,1.9699256451006713E-2,4.304068611111122E-4,4.8966692114556273E-2,4.0601750393269069E-2,6.9180554327748526E-3,0.23939994413631632,52881.785047513789,80595.498701159988,523.75467175385381,17.510838462146864,22675.395368057765,266.09079185690047,37800.478404793233,23747.14481476646,0,218507.65863836414]
[2004,9,16,20,5.5623956426438213E-2,6.299452360718627E-2,1.2482345452469177E-3,1.880768402549491E-2,4.304068611111122E-4,4.1684684492668302E-2,4.0125393384797065E-2,6.3765608436075951E-3,0.2272914441865504,66665.16804886196,65674.921719351943,482.7590012852192,16.140218586204188,21649.125300554522,266.09079185690047,32179.037380949016,23468.533209253292,0,210401.77567069908]
[2004,9,17,7,3.13327969907293E-2,6.2317753644264257E-2,1.2805708081688096E-3,1.8868636058873314E-2,4.304068611111122E-4,4.3604902208044923E-2,3.4026667220011055E-2,6.5417494684229319E-3,0.19840348325962567,37552.276231739423,64969.355397205152,495.26516212887771,16.55834060806913,21719.28589056358,266.09079185690047,33661.374560531905,19901.511294730415,0,178581.71766936433]
[2004,9,17,16,4.9415489144028074E-2,6.5459404677086497E-2,1.2567427319328855E-3,1.7939227654447654E-2,4.304068611111122E-4,3.9062634591928075E-2,3.0643393499317051E-2,6.4200246063102319E-3,0.21062732376616158,59224.336053117564,68244.682740526536,486.04957173362288,16.25023316111454,20649.463631984348,266.09079185690047,30154.91166673199,17922.702740539771,0,196964.48742965184]
[2004,9,17,23,3.8124045994928649E-2,4.3589761230871785E-2,1.0232396699646951E-3,1.6412607517280759E-2,4.304068611111122E-4,2.682270374899989E-2,3.5796305606320064E-2,5.2271826941243226E-3,0.16742625332360123,45691.570615182944,45444.492515793398,395.74145983105922,13.230936447155177,18892.20364233997,266.09079185690047,20706.136968578947,20936.53709096841,0,152346.00402099878]
[2004,9,18,1,3.2832788761286008E-2,3.83761382693244E-2,9.171246262739877E-4,1.6209135683977832E-2,4.304068611111122E-4,2.4633875659905453E-2,3.1815209158700057E-2,4.6850978470958154E-3,0.14989977686767464,39350.012492882903,40009.031458750345,354.70110190431262,11.858822522753393,18657.991540077015,266.09079185690047,19016.442497895612,18608.074082662806,0,136274.20278855265]
[2004,9,18,9,3.7518210240231359E-2,5.1253730285944848E-2,1.0872588682813854E-3,1.8267672704391676E-2,4.304068611111122E-4,2.8642949669724308E-2,1.8870466101724031E-2,5.5542224438090305E-3,0.16162491717521776,44965.478028613412,53434.561158745084,420.50110485140453,14.058732680226536,21027.529747458546,266.09079185690047,22111.299613766132,11036.954980987006,0,153276.47415895871]
[2004,9,18,18,5.8308573864051902E-2,4.4298466987107113E-2,1.0489673891697655E-3,1.7594233434363688E-2,4.304068611111122E-4,2.2684534807358735E-2,1.4953461200927025E-2,5.3586118133576253E-3,0.16467725635744696,69882.675110987373,46183.353489693989,405.69174367481349,13.563607108510874,20252.348118535669,266.09079185690047,17511.623331677743,8745.9778256080863,0,163261.3240191431]
[2004,9,19,3,3.0539173355156709E-2,3.2288338406230764E-2,8.3596949475454147E-4,1.5576563680743526E-2,4.304068611111122E-4,1.8821280411350425E-2,1.5109095483940025E-2,4.2705198049520143E-3,0.11787134749823909,36601.12035517094,33662.197534822611,323.31407581159345,10.809451178959264,17929.851353274724,266.09079185690047,14529.333573837974,8837.0051783959298,0,112159.72231434962]
[2004,9,19,8,3.7229659024367125E-2,3.9472541066858935E-2,9.7866697284880975E-4,1.5241483671929861E-2,4.304068611111122E-4,2.3384521884543541E-2,1.742378722456803E-2,4.9994846896063401E-3,0.13916055139583375,44619.650141995298,41152.08586693932,378.50281599910466,12.65459197954973,17544.147877680149,266.09079185690047,18051.987510921394,10190.821687138112,0,132215.94128450981]
[2004,9,19,20,5.298278627816267E-2,3.9191213788350124E-2,1.0846549761467218E-3,2.0596344770034102E-2,4.304068611111122E-4,2.3338144954573294E-2,1.5897699724766026E-2,5.5409205554018412E-3,0.15906217190854588,63499.732450743686,40858.788196989539,419.49404061722566,14.025063216111475,23708.014663339483,266.09079185690047,18016.186233274955,9298.2438916790543,0,156080.57533171694]
[2004,9,20,5,2.5908590993664545E-2,4.1583183603186732E-2,8.6995674461284595E-4,1.589889900587263E-2,4.304068611111122E-4,3.4681958239192991E-2,2.7155205508302045E-2,4.4441424365749055E-3,0.1509723433925178,31051.379360007824,43352.535611035011,336.45876152831551,11.24892118397219,18300.884694384429,266.09079185690047,26773.191262124023,15882.531945896028,0,135974.32134801647]
[2004,9,20,13,3.9493373225030604E-2,7.0275585418023589E-2,1.2710296581263589E-3,1.9699179358581339E-2,4.304068611111122E-4,4.70032167270302E-2,3.6508285021781064E-2,6.4930088499267173E-3,0.22117408511961101,47332.705762218997,73265.790529509177,491.57508955145613,16.434969365192284,22675.306628605616,266.09079185690047,36284.7478994349,21352.959489518205,0,201685.61116006042]
[2004,9,20,19,5.0117913499041933E-2,6.1054344254252414E-2,1.1760309555620991E-3,1.913007807337971E-2,4.304068611111122E-4,4.1608451304653751E-2,3.6522638028466052E-2,6.0077114278425086E-3,0.21604757440430961,60066.189827588656,63652.188316048647,454.83401476871836,15.206594593294232,22020.226236180082,266.09079185690047,32120.1881744204,21361.354273609395,0,199956.27822906611]
[2004,9,20,22,5.209687814108465E-2,5.5055678919256307E-2,1.0459368143907581E-3,1.5026780063067421E-2,4.304068611111122E-4,3.9597346053327764E-2,3.5612452074644058E-2,5.3431302321571778E-3,0.20420860915903927,62437.973837577338,57398.281567692553,404.51965846117736,13.524420451194528,17297.007117316283,266.09079185690047,30567.689172758903,20829.004868856628,0,189214.09143497096]
[2004,9,21,7,3.2436142209472905E-2,6.2067639594246354E-2,1.1948168962320018E-3,1.8981451610189101E-2,4.304068611111122E-4,4.5680424632920255E-2,3.382795401660306E-2,6.1036787235259826E-3,0.20072251454430076,38874.632625440499,64708.599069269978,462.09954190105043,15.449505022199014,21849.145473645469,266.09079185690047,35263.601241815973,19785.287950361544,0,181224.90619931361]
[2004,9,21,18,4.8962900413774643E-2,6.3415251693631769E-2,1.2337597331687849E-3,1.8532244985049837E-2,4.304068611111122E-4,4.4547619479582343E-2,3.9260920710283059E-2,6.3026167917725751E-3,0.22268572066837414,58681.90962936492,66113.551659864563,477.16081795562042,15.953052935465786,21332.073275904564,266.09079185690047,34389.117487932606,22962.920579471309,0,204238.77729528595]
[2004,9,21,24,3.1864305451159716E-2,4.9514642692977083E-2,9.6791178679648377E-4,1.7035699128511606E-2,4.304068611111122E-4,3.8883010276365024E-2,3.8876754964091063E-2,4.9445422122425123E-3,0.1825172733732546,38189.287748186391,51621.475909565983,374.3432108215132,12.515522720105787,19609.43115142484,266.09079185690047,30016.248327057499,22738.229783647726,0,162827.62244528095]
[2004,9,22,8,3.5240353915204713E-2,6.7012455278106536E-2,1.3503699730204374E-3,1.9897069729943526E-2,4.304068611111122E-4,4.4972629474413869E-2,3.4773477397946055E-2,6.8983159672465627E-3,0.21057507859699282,42235.473108882674,69863.815179469981,522.26022907572985,17.460874336309217,22903.094028669646,266.09079185690047,34717.209512075577,20338.305503669351,0,190863.70922803617]
[2004,9,22,17,4.5130654996898348E-2,6.5798591149441324E-2,1.3090041551514057E-3,2.0492476103871695E-2,4.304068611111122E-4,4.3322605355344296E-2,3.5843464428466067E-2,6.68700018890036E-3,0.21901420323918461,54088.973399479793,68598.301495691238,506.26185681641249,16.925996219896238,23588.453649580253,266.09079185690047,33443.451812977575,20964.119334786665,0,201472.57833740875]
[2004,9,22,22,4.6746341195446905E-2,5.5713350508445801E-2,1.1400240831312854E-3,1.7177631178811666E-2,4.304068611111122E-4,4.0338084840564316E-2,3.6157061921796053E-2,5.8237716276524068E-3,0.20352667221695955,56025.369133625587,58083.936886024618,440.90823307945624,14.741009985135562,19772.806117579385,266.09079185690047,31139.512167561625,21147.536182964952,0,186890.90052267766]
[2004,9,23,2,2.7680965701935727E-2,4.459817768114669E-2,9.0786226978014208E-4,1.6160719037947611E-2,4.304068611111122E-4,3.5621152126549996E-2,3.6011402217026055E-2,4.6377814353180061E-3,0.16604846733081532,33175.565868184567,46495.816783999406,351.11885369019029,11.739056202390545,18602.260167988883,266.09079185690047,27498.214267024916,21062.34275979119,0,147463.14854873842]
[2004,9,23,11,3.4151019690584608E-2,7.3976667483422284E-2,1.3889046080681443E-3,2.110242023685004E-2,4.304068611111122E-4,4.7980891908370397E-2,3.4009477436464056E-2,7.0951687509670383E-3,0.22013495697583774,40929.908855435227,77124.35252828947,537.16363164647146,17.959144020622883,24290.547375915008,266.09079185690047,37039.477042516352,19891.457337074127,0,200096.95670675416]
[2004,9,23,21,5.544125211154257E-2,5.8833590918831669E-2,1.1583176413722451E-3,1.5661613523879344E-2,4.304068611111122E-4,4.1260903204640174E-2,3.8145303405753068E-2,5.9172236055789465E-3,0.21684861127270913,66446.197399554076,61336.942591337596,447.98332961478872,14.977553693890346,18027.750419866014,266.09079185690047,31851.893873092973,22310.41852150769,0,200702.25448052393]
[2004,9,24,4,2.7337062498551855E-2,4.2131327793411721E-2,8.929539510630001E-4,1.6753588269631747E-2,4.304068611111122E-4,3.3593414783494945E-2,2.7864991515267046E-2,4.5616228305608011E-3,0.15356536850309224,32763.398767549654,43924.003172380879,345.35301017773924,11.546285121215353,19284.699338392566,266.09079185690047,25932.8759046249,16297.671464060422,0,138825.6387341643]
[2004,9,24,11,3.7777767829203696E-2,7.1203095935061675E-2,1.3464992504061311E-3,2.0640822369716611E-2,4.304068611111122E-4,4.4241390026475355E-2,3.6239786826560053E-2,6.8785425213402336E-3,0.21875831161987486,45276.557128318971,74232.766341251059,520.7632137987132,17.410824200043272,23759.211882906191,266.09079185690047,34152.719656484209,21195.920311092199,0,199421.44014990825]
[2004,9,24,21,4.3645435914951937E-2,5.2713900324217931E-2,1.108447414770128E-3,1.8449578122241163E-2,4.304068611111122E-4,3.3833040784010393E-2,3.7011704145992058E-2,5.6624633640652072E-3,0.19285497693135994,52308.942167464214,54956.860994815099,428.69584804333198,14.332709853150078,21236.917207314578,266.09079185690047,26117.858329750132,21647.399180648943,0,176977.09722974632]
[2004,9,25,6,2.7739496219515047E-2,4.3471026071598307E-2,9.3462302768548497E-4,1.6263757466769169E-2,4.304068611111122E-4,2.8196672104669293E-2,2.6610177587313048E-2,4.7744877952358988E-3,0.14842064713389735,33245.714542264817,45320.705211054883,361.46866880243209,12.085084505940889,18720.865513192806,266.09079185690047,21766.78981063424,15563.756108833531,0,135257.47573114556]
[2004,9,25,10,3.9136544330028666E-2,5.1773663625675787E-2,1.1571348945618829E-3,1.8553292303280483E-2,4.304068611111122E-4,3.0245597820045864E-2,3.1095525202453046E-2,5.9111815864507505E-3,0.17830334662360758,46905.047253578865,53976.617506357739,447.52589822008974,14.962260260357302,21356.300396532399,266.09079185690047,23348.484814166935,18187.145453617908,0,164502.17437459121]
[2004,9,25,15,3.9494263503669462E-2,4.6122201645311597E-2,1.0493173718362175E-3,2.0820485004155277E-2,4.304068611111122E-4,2.5576415495203283E-2,2.3748137373956039E-2,5.3603996870992526E-3,0.16260162694234223,47333.772758867257,48084.687511383214,405.82710067415854,13.568132537453238,23966.017722451237,266.09079185690047,19744.048451070499,13889.806519124682,0,153703.81898796541]
[2004,9,25,24,3.9830003042170131E-2,3.4759679015151874E-2,9.0964571109880836E-4,1.5984835054428215E-2,4.304068611111122E-4,1.801336237451991E-2,1.5567908082123025E-2,4.6468920805270994E-3,0.13014273222113015,47736.155728233956,36238.692946468742,351.80860575091361,11.76211687863008,18399.803853196991,266.09079185690047,13905.650678685326,9105.3554122246969,0,126015.32013329616]
[2004,9,26,8,3.3240039767842504E-2,4.0398004991743251E-2,9.1622289027232663E-4,1.5241417419129861E-2,4.304068611111122E-4,2.2806017072056282E-2,1.8516245236352029E-2,4.680491361478703E-3,0.13622884559998605,39838.101771934133,42116.928004644251,354.35235240587701,11.847162681877109,17544.071615490357,266.09079185690047,17605.403154756706,10829.778341927735,0,128566.57319569786]
[2004,9,26,17,5.273193026932263E-2,4.3825418178973327E-2,9.7650733998828226E-4,1.8171947048627873E-2,4.304068611111122E-4,2.2257137035254775E-2,1.8099279435690029E-2,4.98845228356739E-3,0.16148107845253543,63199.082172342431,45690.176596455683,377.66757056637653,12.626666982146324,20917.341979879129,266.09079185690047,17181.688031639991,10585.903455864522,0,158230.57726558717]
[2004,9,27,1,2.871095051407533E-2,3.9478455926426737E-2,9.2312984921326467E-4,1.5512453857708568E-2,4.304068611111122E-4,3.1028358758632892E-2,2.1410338329189031E-2,4.7157753103959149E-3,0.14220986940675284,34410.000004128655,41158.252402010192,357.02364251953566,11.936472681746265,17856.055898714836,266.09079185690047,23952.747358305154,12522.475014296055,0,130534.58158451306]
[2004,9,27,10,3.3844976455724811E-2,7.0889396074195532E-2,1.3374991764075524E-3,1.9525028488862381E-2,4.304068611111122E-4,4.6675145863795273E-2,3.6056040728819065E-2,6.8325659701644649E-3,0.21559105961908021,40563.116829249033,73905.718645260466,517.2824042412534,17.29444930705364,22474.845264269872,266.09079185690047,36031.489305778188,21088.450924921919,0,194864.28861488469]
[2004,9,27,16,4.0245497325849824E-2,6.8160839316737623E-2,1.2561510679159444E-3,2.0782687881479016E-2,4.304068611111122E-4,4.3372117115937012E-2,3.235934120686406E-2,6.4170021121665111E-3,0.21302404288806109,48234.124553617308,71061.062614995404,485.82074364117619,16.242582686610859,23922.510257964401,266.09079185690047,33481.673064122944,18926.325941780884,0,196393.85055066561]
[2004,9,28,3,2.6025756602071969E-2,4.3019882565198869E-2,8.7630957150750075E-4,1.6516652719289343E-2,4.304068611111122E-4,3.4589089620611149E-2,3.166622499851305E-2,4.4765956220574939E-3,0.15760091856036049,31191.802038936781,44850.365683578915,338.91573916819874,11.331066014132906,19011.967862759244,266.09079185690047,26701.500117397052,18520.936252574236,0,140892.90955228545]
[2004,9,28,6,2.7923442395059672E-2,5.3039064382603467E-2,1.0689802496375788E-3,1.7339524698036075E-2,4.304068611111122E-4,4.0941644699251614E-2,2.8309618398111046E-2,5.4608467842720033E-3,0.17451352846808257,33466.17355835162,55295.860686495922,413.43178625662716,13.822382146996782,19959.158306306395,266.09079185690047,31605.438094331079,16557.724759131783,0,157577.70036487732]
[2004,9,28,12,3.8303609369415709E-2,7.2577747281653129E-2,1.339950572711908E-3,1.9778034997170509E-2,4.304068611111122E-4,4.7654289293150992E-2,3.6551775637500061E-2,6.8450888391605519E-3,0.22348090285187397,45906.776855527096,75665.908690921846,518.23049018884353,17.326146933388671,22766.07567800894,266.09079185690047,36787.351882118186,21378.396273389808,0,203306.156808945]
[2004,9,28,20,5.1737710766459603E-2,6.0521896518521377E-2,1.2229929656996455E-3,1.8805957311894907E-2,4.304068611111122E-4,3.8907173483595743E-2,3.7948498840320061E-2,6.2476151511615457E-3,0.215822251898764,62007.512667151379,63097.085088634238,472.99673362526431,15.813833923237308,21647.13771723305,266.09079185690047,30034.901430905691,22195.311500990676,0,199736.84976432042]
[2004,9,29,5,2.6309792946755124E-2,4.4219746484874409E-2,9.5843887670068399E-4,1.695766179145183E-2,4.304068611111122E-4,3.6731077220882778E-2,2.6811713732287044E-2,4.8961501950355677E-3,0.15731498810909855,31532.218864110462,46101.283453668642,370.67953027803941,12.393033849583922,19519.604031517967,266.09079185690047,28355.035460114905,15681.630534781943,0,141838.93570017844]
[2004,9,29,14,4.2972134223293823E-2,7.1538822462130391E-2,1.375100700146897E-3,1.9697202614206714E-2,4.304068611111122E-4,4.5215022281240899E-2,3.6601213689538052E-2,7.0246519886529666E-3,0.22485455482032088,51501.991829774161,74582.777931494013,531.82492280583756,17.780653454053365,22673.031240174198,266.09079185690047,34904.327809519615,21407.311592796847,0,205885.13677187564]
[2004,9,29,19,5.1226276856798626E-2,6.1188279779257976E-2,1.2956435270350284E-3,1.9161025198396187E-2,4.304068611111122E-4,3.9305019195268555E-2,3.6267955733429058E-2,6.6187479053713538E-3,0.21549335505666789,61394.560447930417,63791.822757528527,501.09458796412349,16.753237455072391,22055.848813966128,266.09079185690047,30342.023631387299,21212.39573651629,0,199580.59000460475]
[2004,9,30,7,3.3776405794973853E-2,6.1340506390129702E-2,1.2227284659442823E-3,1.8973731088589098E-2,4.304068611111122E-4,4.4242065661583431E-2,3.4390108397480051E-2,6.2462639637668252E-3,0.20062221662357835,40480.935069520572,63950.526565099863,472.89443743563749,15.810413825721326,21840.258545341188,266.09079185690047,34153.241221842407,20114.080708349495,0,181293.8377532718]
[2004,9,30,9,3.8001501069352371E-2,6.8811211731513139E-2,1.3888190390498674E-3,1.8944297811499328E-2,4.304068611111122E-4,4.5847185055487898E-2,3.4539554921284049E-2,7.0947316247446891E-3,0.21505770811404248,45544.700838526878,71739.108181228323,537.1305375345022,17.9580375757929,21806.378525724809,266.09079185690047,35392.33413104801,20201.488965591168,0,195505.19000908633]
[2004,9,30,16,4.1624190274456054E-2,6.7810487927842222E-2,1.3171129982252842E-3,2.1244381164792978E-2,4.304068611111122E-4,4.3403395252026591E-2,3.5247697092780056E-2,6.7284239192631698E-3,0.21780609549049745,49886.484490080402,70695.803879435305,509.39797975006337,17.030847107249095,24453.955582510436,266.09079185690047,33505.818630358663,20615.667037548053,0,199950.24923864708]
[2004,10,1,6,2.8034576857328956E-2,5.2277615057577553E-2,1.0978188420938627E-3,1.6130150225695635E-2,3.9273236559139924E-4,3.6625976659951223E-2,2.7371321165505943E-2,5.1805361601507359E-3,0.16711072733389531,33599.367924218059,54502.011920749792,424.58521102417603,14.195277760033038,18567.073057984533,242.79925714537154,28273.901707511595,16008.933634459932,0,151632.8679908535]
[2004,10,1,9,3.2788673738384795E-2,6.8891801444257134E-2,1.3987489347579262E-3,1.6967982247742174E-2,3.9273236559139924E-4,4.4755979341090574E-2,3.2499738994729931E-2,6.6006058173177255E-3,0.20429626288387165,39297.140751925777,71823.126962112365,540.97095883444365,18.08643547014422,19531.483689379387,242.79925714537154,34549.963608126753,19008.44177589715,0,185012.01343889142]
[2004,10,1,18,4.679641370331121E-2,5.8723993039843589E-2,1.2255700037816619E-3,1.5221541550150512E-2,3.9273236559139924E-4,3.7320470325721042E-2,3.4554485513406931E-2,5.7833856351721556E-3,0.20001859213697851,{"$f":"E6596*1000000*$N$8826","v":56085.380904917278},{"$f":"F6596*1000000*$O$8826","v":61222.681355423942},{"$f":"G6596*1000000*$P$8826","v":473.99341196226874},{"$f":"G6596*1000000*$Q$8826","v":15.847156152707001},{"$f":"H6596*1000000*$R$8826","v":17521.19292519505},{"$f":"I6596*1000000*$S$8826","v":242.79925714537154},{"$f":"J6596*1000000*$T$8826","v":28810.02517596606},{"$f":"K6596*1000000*$U$8826","v":20210.221567754324},{"$f":"L6596*1000000*$V$8826","v":0},{"$f":"SUM(N6596:V6596)","v":184582.14175451698}]
[2004,10,2,5,2.4895991718200807E-2,4.0379055863795005E-2,9.4659243982111671E-4,1.4631718188750991E-2,3.9273236559139924E-4,2.7326370601048703E-2,2.0041463511474959E-2,4.4669085420919828E-3,0.13308083323077496,29837.781744846805,42097.172596977209,366.09788009174611,12.239854239684515,16842.259791332148,242.79925714537154,21094.949182390337,11721.847745405399,0,122215.1480524287]
[2004,10,2,11,3.9928979596554233E-2,5.3741021879502943E-2,1.2000262189781812E-3,1.6851541538692994E-2,3.9273236559139924E-4,3.0173386439323949E-2,2.2016384739978953E-2,5.6628461656644657E-3,0.16996691894428709,47854.778872915151,56027.686264647076,464.1142653806192,15.516863843607684,19397.45126428792,242.79925714537154,23292.7402943784,12876.939335220593,0,160172.02641781871]
[2004,10,2,19,4.4717458850110289E-2,4.466802658631544E-2,1.1630257413440027E-3,1.6629473689362843E-2,3.9273236559139924E-4,2.1895690791996478E-2,1.6314739606288969E-2,5.4882433031729497E-3,0.15126939093418235,53593.758885222851,46568.637739162827,449.80420346335455,15.038431485615648,19141.833683257948,242.79925714537154,16902.664876863371,9542.1621061435271,0,146456.69918274484]
[2004,10,3,4,2.4886672368114277E-2,3.3236949878418888E-2,8.3493575673495939E-4,1.5106410133665314E-2,3.9273236559139924E-4,1.9534971860109711E-2,1.6348839960541966E-2,3.9400078713519261E-3,0.11428152019452846,29826.612527848614,34651.172141036273,322.91427407895884,10.796084494260095,17388.667598943306,242.79925714537154,15080.277021955666,9562.1067154974862,0,107085.34562099993]
[2004,10,3,5,2.50211947629271E-2,3.4083449009504434E-2,8.4435889459950138E-4,1.4853925692486851E-2,3.9273236559139924E-4,2.0928439869070722E-2,1.6307978958797965E-2,3.984475049885897E-3,0.11641655460286389,29987.837270435783,35533.689556616831,326.55870504089745,10.917929788063882,17098.038125580002,242.79925714537154,16155.982876402031,9538.2079397971156,0,108894.03166080608]
[2004,10,3,18,5.3207980016220527E-2,4.2464610168612159E-2,1.057088034574054E-3,1.6496642538970367E-2,3.9273236559139924E-4,2.2626821921251192E-2,1.7556418568022966E-2,4.9883301120325829E-3,0.15879062372527525,63769.626563921927,44271.466612825592,408.83243120032199,13.668610605157689,18988.934569535842,242.79925714537154,17467.071114430095,10268.395084577736,0,155430.79424424205]
[2004,10,3,22,4.4169828826730984E-2,4.0358215383945968E-2,9.6733213233271954E-4,1.5534517567158053E-2,3.9273236559139924E-4,2.788311259170187E-2,1.7626597017457963E-2,4.5647778105787958E-3,0.15149711369549776,52937.42571723857,42075.445360952479,374.11902746504154,12.508027534377073,17881.452965669992,242.79925714537154,21524.733443607984,10309.441044061416,0,145357.92484367522]
[2004,10,4,4,2.3508187482240341E-2,4.2270337353372649E-2,1.0004314668540409E-3,1.6935921970793046E-2,3.9273236559139924E-4,3.4911698543051407E-2,2.3625302469870952E-2,4.7209714308646183E-3,0.14736558308263845,28174.501954032559,44068.927547483763,386.92030887290196,12.936016405752477,19494.579786065122,242.79925714537154,26950.542294421535,13817.962861465525,0,133149.17002589253]
[2004,10,4,15,3.5388004207183327E-2,7.4250210897808436E-2,1.472465299450221E-3,2.3940881826056592E-2,3.9273236559139924E-4,4.2452165211165356E-2,3.4260730192313932E-2,6.9484685777663584E-3,0.2191056585773356,42412.431602301505,77409.535133029494,569.48101628537688,19.039620305513939,27557.840176147318,242.79925714537154,32771.504159341399,20038.410005874961,0,201021.04097043094]
[2004,10,5,1,2.7801181107611712E-2,4.7973353978439187E-2,1.0394548554746867E-3,1.5459912469798307E-2,3.9273236559139924E-4,3.6434503106809554E-2,3.7402396833397925E-2,4.9051202795537957E-3,0.17140865499667657,33319.643721259446,50014.605821851736,402.01273856810917,13.440605887520928,17795.576623925215,242.79925714537154,28126.091193914148,21875.907452731601,0,151790.07741528316]
[2004,10,5,8,3.1042172091400304E-2,7.1019775164570045E-2,1.4423359070230321E-3,1.7061909408649645E-2,3.9273236559139924E-4,4.6421947452883652E-2,3.5195279378351929E-2,6.8062899222654915E-3,0.20938244169073547,37203.963040847048,74041.645326880927,557.8283701918474,18.650034084321707,19639.601247758968,242.79925714537154,35836.029480936406,20585.008973712702,0,188125.5257315576]
[2004,10,5,17,4.132655405330217E-2,6.9484879840219477E-2,1.3981529285123119E-3,1.9254287417734779E-2,3.9273236559139924E-4,4.2634975610512341E-2,3.1932423002934932E-2,6.5977933023665426E-3,0.21302179852117392,49529.768248097644,72441.4406661916,540.74045137013081,18.078728848724722,22163.200972239953,242.79925714537154,32912.627038063139,18676.630095799679,0,196525.28545775625]
[2004,10,5,24,2.9360815227226195E-2,5.1609925886453065E-2,1.0637169465963767E-3,1.6169261174741462E-2,3.9273236559139924E-4,3.9755539699300055E-2,3.733299420068293E-2,5.019611519417249E-3,0.18070459702000871,35188.861183637207,53805.91277537174,411.39618571239652,13.754325336765154,18612.092840078327,242.79925714537154,30689.808826754761,21835.315252798217,0,160799.94064683479]
[2004,10,6,2,2.5801233022514348E-2,4.6100836501567918E-2,9.8975921267958271E-4,1.4565325752507694E-2,3.9273236559139924E-4,3.7245004711766193E-2,3.7067906258840926E-2,4.6706097531987022E-3,0.16683340757866677,30922.711108989439,48062.413287172254,382.79277788416113,12.798019491759673,16765.83686922798,242.79925714537154,28751.768508271805,21680.270662784333,0,146821.39049096711]
[2004,10,6,14,3.4303785662713929E-2,7.8958615000684726E-2,1.4500122319401835E-3,1.8605198163932652E-2,3.9273236559139924E-4,4.6754058422797083E-2,3.5108538673575926E-2,6.8425140034030678E-3,0.22241545452463901,41112.99847829614,82318.28042028175,560.79721524156662,18.74929232274599,21416.048129404167,242.79925714537154,36092.406887783451,20534.276085162357,0,202296.35576563753]
[2004,10,6,19,4.520105998561668E-2,6.6296785289539889E-2,1.3662264359953983E-3,1.9080737608557916E-2,3.9273236559139924E-4,4.0963227673655962E-2,3.578172719035292E-2,6.447134247694831E-3,0.21552963079700499,54173.353596537389,69117.693647238208,528.39277063921793,17.665905337409495,21963.431475917911,242.79925714537154,31622.099353702535,20928.010469534889,0,198593.44647605295]
[2004,10,7,4,2.4128144970228357E-2,4.2752404933152979E-2,9.5789266615040102E-4,1.5005745128398371E-2,3.9273236559139924E-4,3.6831132571673184E-2,2.5537224662166944E-2,4.5202335797685901E-3,0.15012551087713022,28917.519401461512,44571.506958400991,370.4682814700729,12.385971108283236,17272.794251142968,242.79925714537154,28432.274496764319,14936.207585775379,0,134755.9562032689]
[2004,10,7,12,3.4528164141964225E-2,7.5742995355969178E-2,1.4474227555029832E-3,1.8241400206986551E-2,3.9273236559139924E-4,4.7364248057972506E-2,3.8231465853504926E-2,6.8302944314624116E-3,0.22277872316895417,41381.915505900091,78965.837122785131,559.79572632793679,18.715809259903846,20997.288034150777,242.79925714537154,36563.450757222621,22360.813199188811,0,201090.61541198066]
[2004,10,7,21,4.576918514633594E-2,6.0662474507356866E-2,1.2482275602589178E-3,1.7400367535574734E-2,3.9273236559139924E-4,4.0720441948899198E-2,3.8469844889458919E-2,5.8903051797549455E-3,0.21055357913323092,54854.250133665671,63243.644628790542,482.75629981709875,16.140128267254461,20029.193203305414,242.79925714537154,31434.677738123726,22500.236288902262,0,192803.69767801734]
[2004,10,8,3,2.6311600841247933E-2,4.1596931018720792E-2,9.4711329277610411E-4,1.4693537838953403E-2,3.9273236559139924E-4,3.4749462223259864E-2,3.086336872011794E-2,4.4693664135221061E-3,0.15402411271418956,31534.385620988625,43366.86797498259,366.29932176256324,12.246589096187869,16913.419076625025,242.79925714537154,26825.30184549747,18051.361809999122,0,137312.68149609695]
[2004,10,8,6,2.959298975876622E-2,5.2148470065866884E-2,1.0921899772567572E-3,1.6129330347295637E-2,3.9273236559139924E-4,3.805958098502589E-2,2.8447124464070942E-2,5.1539739107967289E-3,0.17101639187467044,35467.121759765971,54367.371848321702,422.40822819873034,14.122494075901695,18566.129313385853,242.79925714537154,29380.591316117887,16638.149283435047,0,155098.69350044648]
[2004,10,8,17,4.6651124786892456E-2,5.9921340822950864E-2,1.2409945118022408E-3,1.4592412335369896E-2,3.9273236559139924E-4,3.6421580886491334E-2,3.6948296967651922E-2,5.8561728915839124E-3,0.20202465556833402,55911.252514005297,62470.975928088024,479.95889346226807,16.046601787331348,16797.015659000965,242.79925714537154,28116.115716931996,21610.313601043275,0,185644.47817146455]
[2004,10,8,23,3.8958769425994952E-2,4.3084590316180241E-2,1.0319683330974612E-3,1.4237493893720856E-2,3.9273236559139924E-4,2.5869941134915166E-2,3.5056854900609932E-2,4.8697918643345588E-3,0.16350214223444456,46691.984490451774,44917.82672998411,399.11730030316835,13.343801878948142,16388.47658506066,242.79925714537154,19970.639407617549,20504.047288883652,0,149128.23486132524]
[2004,10,9,8,3.5112515733655397E-2,4.7856974068093722E-2,1.1632904480601369E-3,1.5438483221546263E-2,3.9273236559139924E-4,2.7829956094632582E-2,1.6900299822734961E-2,5.4894924370575094E-3,0.15018374419137198,42082.2593786203,49893.273981177706,449.90657969577103,15.041854259224912,17770.909871768152,242.79925714537154,21483.698590470649,9884.6444652295559,0,141822.53397836673]
[2004,10,9,16,4.1970864677220554E-2,4.3906921289849417E-2,1.1007353038517541E-3,1.6661677177201642E-2,3.9273236559139924E-4,2.1961533933725182E-2,1.5574800723593971E-2,5.194298754685584E-3,0.14676356422571948,50301.972866012424,45775.147640288771,425.71316263462256,14.232988886078955,19178.902433583189,242.79925714537154,16953.493351271994,9109.3867791874854,0,142001.64847900995]
[2004,10,10,1,3.0352613214838654E-2,3.4455310101052974E-2,8.2759792169526906E-4,1.5905252852920593E-2,3.9273236559139924E-4,1.801582015633069E-2,1.4814922874945971E-2,3.9053811020683588E-3,0.11866963058944391,36377.528509057476,35921.37322623565,320.07634115293507,10.701203077990142,18308.198472662258,242.79925714537154,13907.547995499064,8664.9495532404799,0,113753.17455807122]
[2004,10,10,6,2.7333417431165553E-2,3.5137085255486214E-2,8.1919902908466041E-4,1.468550544453931E-2,3.9273236559139924E-4,2.2388809620402138E-2,1.6320687020128968E-2,3.8657472706873151E-3,0.12094318343708556,32759.03016370576,36632.157709293388,316.82804056388414,10.592601723274019,16904.173158153699,242.79925714537154,17283.334405867638,9545.6406285314479,0,113694.55596498445]
[2004,10,10,18,5.5420135117969067E-2,3.9719856040718135E-2,9.9731682325306494E-4,1.6495274004570366E-2,3.9273236559139924E-4,2.0658538166226578E-2,1.5994749738392967E-2,4.7062736290214083E-3,0.15438487588574296,66420.888737321002,41409.924018863589,385.71570975337585,12.895742701800526,18987.359278677937,242.79925714537154,15947.62872689345,9355.0064870241094,0,152762.21795838061]
[2004,10,10,23,3.871964615171105E-2,3.619623949834213E-2,8.9324722550541958E-4,1.5511758252725331E-2,3.9273236559139924E-4,1.8862894174978245E-2,1.5381764123137969E-2,4.2151759236151798E-3,0.13017345771560671,46405.395864099526,37736.378647958387,345.46643507650049,11.550077288019599,17855.2552026046,242.79925714537154,14561.457862929743,8996.4835653807513,0,126154.7869124829]
[2004,10,11,3,2.4110836016199792E-2,3.503031945911577E-2,9.2804646019982581E-4,1.6783816391645522E-2,3.9273236559139924E-4,2.0168177643974768E-2,1.447815059780397E-2,4.3793912629475776E-3,0.11627147019747862,28896.774664783345,36520.849060264518,358.92515871985091,12.000046612085399,19319.494287105528,242.79925714537154,15569.088508400062,8467.9782414761576,0,109387.9092245069]
[2004,10,11,12,3.3792677293743675E-2,5.8133931865883157E-2,1.4190604788482709E-3,2.409762980567005E-2,3.9273236559139924E-4,2.1916425705103312E-2,1.6380666274669966E-2,6.6964546810772806E-3,0.1628295784705871,40500.436418751844,60607.513255239122,548.82651833402133,18.349072618498926,27738.269443603134,242.79925714537154,16918.671464224561,9580.7212846526909,0,156155.58671456922]
[2004,10,11,19,4.4008530918502549E-2,5.1941513800410545E-2,1.3239899243148972E-3,2.2862040119436069E-2,3.9273236559139924E-4,2.1030005705960107E-2,1.6075536551033966E-2,6.2478228789610481E-3,0.16388217226421059,52744.110591008757,54151.609655755114,512.05765455523158,17.119768769215732,26316.008419806058,242.79925714537154,16234.38795255094,9402.2570641624588,0,159620.35036375315]
[2004,10,12,5,2.7144605861128154E-2,4.2325426257356573E-2,1.0053833745829902E-3,1.521992220694569E-2,3.9273236559139924E-4,3.5340037354450154E-2,2.7525308801353943E-2,4.7443391633792313E-3,0.15369775538478814,32532.739984891188,44126.360467832674,388.83547620967136,13.000046738407745,17519.328933653174,242.79925714537154,27281.204042050591,16098.997896535988,0,138203.26610505706]
[2004,10,12,12,3.813229427813903E-2,7.0623380653431073E-2,1.4566964360399704E-3,1.823780599258655E-2,3.9273236559139924E-4,4.4716922170906351E-2,3.5906244838688935E-2,6.8740563305275766E-3,0.21634013306591088,45701.456161297632,73628.384348016043,563.38235415467159,18.835722005097093,20993.150810354527,242.79925714537154,34519.81291478101,21000.838330363269,0,196668.65989811765]
[2004,10,12,22,4.4628891803370555E-2,5.4891872668012161E-2,1.208758483297294E-3,1.8073461777080604E-2,3.9273236559139924E-4,3.8349382129576115E-2,3.3329585859295928E-2,5.7040531565910159E-3,0.19657873824281508,53487.61150855603,57227.505409519137,467.49149862392738,15.629775840315093,20803.977677230501,242.79925714537154,29604.307099912865,19493.80246788829,0,181343.12469471642]
[2004,10,13,2,2.8665752119359379E-2,4.3655310386280004E-2,1.0134951854733547E-3,1.4565864056507694E-2,3.9273236559139924E-4,3.4588184848488968E-2,3.4596084939833925E-2,4.7826182746774915E-3,0.1622600421762122,34355.82984485093,45512.830768131782,391.97274695655034,13.10493600092574,16766.456499520045,242.79925714537154,26700.801666723975,20234.552233156792,0,144218.34795248637]
[2004,10,13,7,3.6053376344337133E-2,6.1531390256772726E-2,1.3417311737782454E-3,1.5763526079542213E-2,3.9273236559139924E-4,4.3658578887982816E-2,3.4953825368160926E-2,6.3315426885025136E-3,0.20002670316466797,43209.878389407546,64149.532483097435,518.91914377221497,17.349170883923406,18145.059796408834,242.79925714537154,33702.810975638051,20443.787393594266,0,180430.13660994766]
[2004,10,13,16,4.2415739401912761E-2,6.758976279410879E-2,1.4453017840227946E-3,1.8822545088762233E-2,3.9273236559139924E-4,4.3136362169861324E-2,3.6301369670058925E-2,6.8202857041328559E-3,0.21692409897845108,50835.154074032369,70465.686957370301,558.97543331695658,18.688384171056803,21666.231554590777,242.79925714537154,33299.678950101334,21231.938874048425,0,198319.15348477659]
[2004,10,14,1,3.062345427436091E-2,4.6506477925053483E-2,1.0416307793308607E-3,1.5460347253798308E-2,3.9273236559139924E-4,3.4973161607230366E-2,3.6733485136376927E-2,4.915388323593871E-3,0.17064667766533612,36702.130819061465,48485.314631734567,402.85428459940516,13.468741534622918,17796.07709454573,242.79925714537154,26997.989510679345,21484.674493965318,0,152125.30883326582]
[2004,10,14,9,3.7353736627116094E-2,6.9279050812654897E-2,1.4945672854812949E-3,1.7760849473132497E-2,3.9273236559139924E-4,4.5933177520163626E-2,3.4983590723180927E-2,7.0527664213219845E-3,0.21425047122864274,44768.356828282514,72226.853675151448,578.02903536032602,19.325408651213184,20444.136299127091,242.79925714537154,35458.71713883512,20461.196549339431,0,194199.41419189252]
[2004,10,14,15,3.8327377642351126E-2,6.9067554865897884E-2,1.4323348237081975E-3,1.9080500792393852E-2,3.9273236559139924E-4,4.3331011394672179E-2,3.4243856480980932E-2,6.7590954565061303E-3,0.21263446382210172,45935.263069224726,72006.358639204496,553.96041684027205,18.520715703080832,21963.158881865285,242.79925714537154,33449.940964977883,20028.540912481054,0,194198.5428574422]
[2004,10,15,2,2.8067808101550625E-2,4.4371934795231383E-2,1.0246792225732998E-3,1.4102312853408412E-2,3.9273236559139924E-4,3.4772074673532286E-2,3.6039093886190927E-2,4.8353950228905446E-3,0.16360603092096887,{"$f":"E6916*1000000*$N$8826","v":33639.195484550633},{"$f":"F6916*1000000*$O$8826","v":46259.9473310498},{"$f":"G6916*1000000*$P$8826","v":396.29821175101995},{"$f":"G6916*1000000*$Q$8826","v":13.249550491973672},{"$f":"H6916*1000000*$R$8826","v":16232.872563001572},{"$f":"I6916*1000000*$S$8826","v":242.79925714537154},{"$f":"J6916*1000000*$T$8826","v":26842.757822229618},{"$f":"K6916*1000000*$U$8826","v":21078.539058508642},{"$f":"L6916*1000000*$V$8826","v":0},{"$f":"SUM(N6916:V6916)","v":144705.65927872865}]
[2004,10,15,5,2.7605798010543813E-2,4.4951783667020642E-2,1.0370354902149894E-3,1.4494460423219745E-2,3.9273236559139924E-4,3.5866719391196483E-2,2.5519838271088949E-2,4.893703451264924E-3,0.15476207107014092,33085.477584279164,46864.468598664716,401.07704073715013,13.409322436602126,16684.265295017129,242.79925714537154,27687.783128700878,14926.038636340043,0,139905.31886332104]
[2004,10,15,19,5.1759971072900521E-2,5.6088788334709358E-2,1.2728321950290561E-3,1.6244640729669323E-2,3.9273236559139924E-4,3.6349168506744182E-2,3.5361369009883931E-2,6.0064128609556887E-3,0.20347591507548346,62034.191586901819,58475.349479349316,492.27222689494607,16.458276955684802,18698.860643467684,242.79925714537154,28060.216033317094,20682.151448951292,0,188702.29895298323]
[2004,10,15,20,5.0290181158608678E-2,5.4863170407915871E-2,1.2583963315473689E-3,1.5880640186374705E-2,3.9273236559139924E-4,3.502373068403742E-2,3.4402839869326927E-2,5.9382909542235705E-3,0.19804998195762596,60272.652172452399,57197.581876852288,486.68910706891171,16.271614927332635,18279.867355374747,242.79925714537154,27037.02697090483,20121.527089422343,0,183654.41544414824]
[2004,10,16,4,2.76939560578289E-2,3.7377270191314239E-2,9.6871127504556882E-4,1.4638128753833746E-2,3.9273236559139924E-4,2.6207619393304252E-2,2.3952420854270951E-2,4.571285895902142E-3,0.13580212478709119,33191.134776156403,38967.661843189133,374.65241565015481,12.525860452823144,16849.638856534209,242.79925714537154,20231.314555616984,14009.287806096656,0,123879.01537084172]
[2004,10,16,13,4.3626164331731027E-2,4.7352125563209627E-2,1.1849730046745908E-3,1.7089511648721207E-2,3.9273236559139924E-4,2.7818671701196264E-2,2.6376630673948943E-2,5.5918110203052266E-3,0.16943262030937828,52285.84522477031,49366.944323616604,458.2923830020186,15.32221919912954,19671.373599584702,242.79925714537154,21474.987455370836,15427.159230152694,0,158942.72369284162]
[2004,10,17,1,3.2077014336588258E-2,3.4660681406953754E-2,9.252173470156715E-4,1.5909445412920591E-2,3.9273236559139924E-4,1.9497780269869085E-2,1.5864633117791967E-2,4.366040860686567E-3,0.12369354511741729,38444.218797748334,36135.483019692307,357.83098947056533,11.963464941299858,18313.02443936007,242.79925714537154,15051.566487446988,9278.9039002565132,0,117835.79035606144]
[2004,10,17,6,2.9044265731210536E-2,3.5688716192205108E-2,9.1582781695082527E-4,1.4691000286139309E-2,3.9273236559139924E-4,2.0786100827810048E-2,1.7113475004674968E-2,4.321732275187176E-3,0.12295385049976937,34809.477430603125,37207.260377152175,354.1995564406887,11.842054211044532,16910.498153519628,242.79925714537154,16046.102391872966,10009.326329124833,0,115591.50555006981]
[2004,10,17,15,4.688614629608899E-2,4.3957640733856912E-2,1.0941038780384841E-3,1.6301950933704335E-2,3.9273236559139924E-4,2.1372280228208897E-2,1.6563930259203965E-2,5.1630054848839117E-3,0.15173179017957689,56192.925185499007,45828.025181447942,423.14843590525771,14.147241650055131,18764.829201131266,242.79925714537154,16498.611246550623,9687.9086925330539,0,147652.39444186259]
[2004,10,17,24,3.5593923057545405E-2,3.9774998537706274E-2,9.3840270141137708E-4,1.4195966251265348E-2,3.9273236559139924E-4,2.8972275289860745E-2,2.041336490457896E-2,4.428261695866507E-3,0.14470992480382602,42659.224812381253,41467.412812582996,362.93047060886641,12.133957340259348,16340.674998552866,242.79925714537154,22365.526833423715,11939.365368495812,0,135390.06851053116]
[2004,10,18,8,3.7359474869759282E-2,6.3850840831413097E-2,1.3670413571977228E-3,2.0783883027594013E-2,3.9273236559139924E-4,4.3714908349131554E-2,3.5660474913039933E-2,6.4509798081775283E-3,0.2095803355219045,44775.234097263179,66567.674984996353,528.70794421557684,17.676442624961847,23923.88596525303,242.79925714537154,33746.295239895167,20857.092458351093,0,190659.36638974474]
[2004,10,18,14,4.1109367654156508E-2,6.9522904494945678E-2,1.3772259359283486E-3,2.3254499881251809E-2,3.9273236559139924E-4,4.4927829254178729E-2,3.5530811924985931E-2,6.4990401769440889E-3,0.22261441168798246,49269.470909915297,72481.083258587736,532.64686504999031,17.808133682180738,26767.760509401851,242.79925714537154,34682.625396130672,20781.255192109875,0,204775.44952202297]
[2004,10,18,17,4.7296522302452244E-2,6.2002466999087118E-2,1.3251648271749461E-3,2.3337558241502434E-2,3.9273236559139924E-4,3.9914729017147689E-2,3.1264279856320937E-2,6.2533671696197324E-3,0.21178682077889649,56684.759768743854,64640.653399706382,512.51205227518267,17.134960777040664,26863.367222375487,242.79925714537154,30812.697102677008,18285.846646663787,0,198059.77041036414]
[2004,10,18,24,3.2466872397344616E-2,4.8473757008288848E-2,1.0081875197084081E-3,1.778865023115778E-2,3.9273236559139924E-4,3.7107870231125245E-2,3.707341162078092E-2,4.7575717429848346E-3,0.17906905311698204,38911.462676200194,50536.300850747131,389.91998897641088,13.036305561274027,20476.1371607496,242.79925714537154,28645.905752382685,21683.490637932704,0,160899.05262969536]
[2004,10,19,10,3.9189217198806643E-2,7.088797911804684E-2,1.5268569641732218E-3,1.8041930471805249E-2,3.9273236559139924E-4,4.6622264688825917E-2,3.6696014375259926E-2,7.2051393280796495E-3,0.22056213451058884,46968.175550706444,73904.241398052036,590.51717959290829,19.742928318611032,20767.682661965948,242.79925714537154,35990.666991136786,21462.758601622103,0,199946.58456854022]
[2004,10,19,19,5.4402798901970834E-2,6.191844177428818E-2,1.5387717784190436E-3,1.9083060597357919E-2,3.9273236559139924E-4,3.9515275302042616E-2,3.6143571837227925E-2,7.2613645664115324E-3,0.22025601712330944,65201.61391116929,64553.052926758413,595.12527496065354,19.896992077760995,21966.105418947518,242.79925714537154,30504.333582915067,21139.64610461365,0,204222.57346858774]
[2004,10,20,3,2.8760637484132739E-2,4.3704575519900354E-2,1.0782762689190619E-3,1.5184503977615641E-2,3.9273236559139924E-4,3.5144755247197151E-2,3.4668975035008931E-2,5.0883160204404808E-3,0.16402277191880577,34469.549709354978,45564.192118432409,417.02705366958702,13.942583741926226,17478.559762730769,242.79925714537154,27130.453465295468,20277.184179536373,0,145593.70812990691]
[2004,10,20,12,4.1873806367847002E-2,7.0923926032672682E-2,1.5775414440047228E-3,1.824031117658655E-2,3.9273236559139924E-4,4.6268516541244024E-2,3.5200892551400929E-2,7.4443161124976669E-3,0.22192204259184498,50185.648733019771,73941.717843128834,610.11957639989305,20.398300809721395,20996.034474406064,242.79925714537154,35717.586481999635,20588.292005404044,0,202302.59667231335]
[2004,10,20,20,5.789764335674423E-2,6.0958917783903235E-2,1.5663481670245378E-3,1.8174689529171274E-2,3.9273236559139924E-4,3.9113096257227933E-2,3.6227127141890927E-2,7.3914957618869672E-3,0.2217220503634405,69390.175959793429,63552.701477967035,605.79053804997784,20.253566842980895,20920.498790937734,242.79925714537154,30193.866209239673,21188.515916891578,0,206114.60171686779]
[2004,10,20,21,5.5715830147198171E-2,5.9947238913217044E-2,1.4844585620910197E-3,1.7403408953174736E-2,3.9273236559139924E-4,3.9949157238522895E-2,3.4562978738323931E-2,7.0050640090037562E-3,0.21646086892712291,66775.278465797805,62497.975974338362,574.11945183955243,19.194698436720408,20032.694114455586,242.79925714537154,30839.274418448393,20215.189083688856,0,201196.52546415065]
[2004,10,21,10,3.9516193507836771E-2,7.1424828030202156E-2,1.5395311584294859E-3,1.804025137740525E-2,3.9273236559139924E-4,4.5700032616739064E-2,3.709316285885892E-2,7.2649480315995487E-3,0.22097167994666259,47360.055812196246,74463.933070629384,595.41896779012461,19.90681119341134,20765.749892093394,242.79925714537154,35278.737881374356,21695.042738676297,0,200421.6444310986]
[2004,10,21,14,3.9898527612103045E-2,7.1308249095365289E-2,1.4728798031953896E-3,1.8604709549532649E-2,3.9273236559139924E-4,4.4933188200787885E-2,3.6509439690873925E-2,6.9504245941490505E-3,0.22007015091159865,47818.282248236093,74342.393737031452,569.64132703371229,19.044980020222443,21415.485695754447,242.79925714537154,34686.762305054355,21353.634832179436,0,200448.04438245509]
[2004,10,21,23,4.2511498646290856E-2,5.295917190375915E-2,1.2977101762562879E-3,1.4310501336653847E-2,3.9273236559139924E-4,3.8201078784107598E-2,3.7899869901084925E-2,6.1238104464201642E-3,0.19369637356016423,50949.92128098465,55212.568806605166,501.89387165472567,16.779960133353612,16472.513900754973,242.79925714537154,29489.822392744438,22166.869415341167,0,175053.16888536385]
[2004,10,22,9,3.8143183030805994E-2,6.8482951449763574E-2,1.5171318090467247E-3,1.6970441882942174E-2,3.9273236559139924E-4,4.3781622649770931E-2,3.5710986765319926E-2,7.159246949606895E-3,0.2121582969028476,45714.506303233247,71396.880522806663,586.75594241669899,19.617177809522733,19534.31492317544,242.79925714537154,33797.79621681862,20886.635821859723,0,192179.3061652653]
[2004,10,22,16,4.5107200088069961E-2,6.2144745150477854E-2,1.3818198435915367E-3,1.6175551746458464E-2,3.9273236559139924E-4,3.8903050118417409E-2,3.136913561327994E-2,6.520718530287112E-3,0.20199495345617366,54060.862751854744,64788.985443825441,534.42357463067128,17.867534917414158,18619.333783467682,242.79925714537154,30031.718345227491,18347.174663831742,0,186643.16535490056]
[2004,10,22,23,4.1188909976714788E-2,4.3485408054205525E-2,1.1250773946718438E-3,1.4240638831320856E-2,3.9273236559139924E-4,2.8132528419513771E-2,3.5980210875493926E-2,5.3091675079551372E-3,0.16985467342546723,49364.802177969861,45335.699142714526,435.12754993727162,14.547742766411405,16392.096655882378,242.79925714537154,21717.273253954187,21044.099573299081,0,154546.44535366909]
[2004,10,23,9,4.0115122666903286E-2,5.0621269886681933E-2,1.2559647936513263E-3,1.6512828692633687E-2,3.9273236559139924E-4,2.8637532376824062E-2,2.5040646417181952E-2,5.9268166840505433E-3,0.16850291388351818,48077.870861748444,52775.189758920045,485.7487014290017,16.240174078902182,19007.566106960454,242.79925714537154,22107.117663659945,14645.768986914478,0,157358.30151085663]
[2004,10,23,10,4.3164917597231546E-2,5.1774027372133151E-2,1.2880323528692542E-3,1.644905580858546E-2,3.9273236559139924E-4,2.8587883413173462E-2,2.3725471315476952E-2,6.0781414233667284E-3,0.17146026164842798,51733.042205300415,53976.996730117928,498.15094019146051,16.654821644357131,18934.158495706124,242.79925714537154,22068.790496819587,13876.549598724223,0,161347.14254564949]
[2004,10,23,22,4.7170528150654874E-2,3.8405440204106286E-2,1.1025163360615037E-3,1.5863584161810412E-2,3.9273236559139924E-4,1.9932532537343169E-2,1.4776374182088969E-2,5.2027033305693448E-3,0.14284641126822598,56533.756103374355,40039.580182081052,426.40198296419089,14.256018411486572,18260.23452804624,242.79925714537154,15387.179186373894,8642.4032003658267,0,139546.61045876241]
[2004,10,24,3,2.9724525774529359E-2,3.4531891417316038E-2,1.0433949510238489E-3,1.5353083131211078E-2,3.9273236559139924E-4,1.9536069031145124E-2,1.494743631646797E-2,4.9237133357887862E-3,0.1204528463230736,35624.767334778669,36001.213054569045,403.53658406615654,13.491553046174852,17672.607643070623,242.79925714537154,15081.123997486166,8742.453992217761,0,113781.99341637996]
[2004,10,24,12,4.6655999537903017E-2,4.4961604591170747E-2,1.2886826207645118E-3,1.7087938059278419E-2,3.9273236559139924E-4,2.399393504513549E-2,1.7358282605617961E-2,6.081209995535468E-3,0.15782038482099703,55917.094890495457,46874.70740019597,498.40243353530184,16.663229892637887,19669.562274225751,242.79925714537154,18522.431970650476,10152.50935682781,0,151894.1708129688]
[2004,10,24,20,5.5260392347553866E-2,4.1630184586686672E-2,1.3641846829002063E-3,1.83828432463932E-2,3.9273236559139924E-4,2.3430701088537897E-2,1.7120031765336965E-2,6.4374993468039269E-3,0.16401856942980414,66229.437439741989,43401.536472305728,527.60311561095477,17.639504576926665,21160.100110260468,242.79925714537154,18087.636151414721,10013.16124617762,0,159679.91329723378]
[2004,10,25,2,2.8820320305998019E-2,3.8588254864668797E-2,1.1019212696566491E-3,1.6771014692921006E-2,3.9273236559139924E-4,3.0432341333127871E-2,1.9477409789493957E-2,5.1998952506659606E-3,0.14078388987212367,34541.07941714448,40230.173551696171,426.17183898652257,14.248323942619134,19304.758523820088,242.79925714537154,23492.643911476946,11391.944101117901,0,129643.8189253301]
[2004,10,25,13,4.1174053471009629E-2,6.9747447747934732E-2,1.480410294267433E-3,2.3621169513484974E-2,3.9273236559139924E-4,4.3327202046229557E-2,3.510245326969693E-2,6.9859604947972902E-3,0.22183142920301196,49346.996694270361,72715.180759739131,572.5537703425199,19.142352563248959,27189.826129037076,242.79925714537154,33447.000288625779,20530.716855184066,0,204064.21610690755]
[2004,10,25,22,4.9642143777246239E-2,5.4463184703509852E-2,1.3969564206381731E-3,1.9999881069850341E-2,3.9273236559139924E-4,3.703419905073875E-2,3.3341137279962935E-2,6.592147059042772E-3,0.20286238172658047,59495.98104537058,56780.576900522436,540.27769783671147,18.063257478618635,23021.437976650872,242.79925714537154,28589.034321150612,19500.5586608292,0,188188.72911698441]
[2004,10,26,1,3.2777039960781428E-2,4.7843750351212334E-2,1.1096418237064188E-3,1.5460564645798307E-2,3.9273236559139924E-4,3.5000482010166728E-2,3.8390218725139924E-2,5.2363280462216881E-3,0.17621075792861821,39283.197699528973,49879.487599103617,429.15778980532332,14.348154083071815,17796.327329855987,242.79925714537154,27019.079853044932,22453.664551555663,0,157118.06223412295]
[2004,10,26,7,3.9219667321903712E-2,6.2143704242989206E-2,1.3750774033347976E-3,1.5756851109942214E-2,3.9273236559139924E-4,4.3155140397521802E-2,3.5872050871640922E-2,6.4889013905019416E-3,0.20440412510342598,47004.669944557398,64787.900246034907,531.81591268367333,17.780352216084044,18137.376380787227,242.79925714537154,33314.175048541059,20980.838968773798,0,185017.35611073952]
[2004,10,26,15,4.0955818293640298E-2,7.0405221149447694E-2,1.4973214265489444E-3,1.9079848616393849E-2,3.9273236559139924E-4,4.2558886936903129E-2,3.5690501410129936E-2,7.0657630350109074E-3,0.21764609323366618,49085.4423980969,73400.942222478538,579.09420888583043,19.361020899743217,21962.40817593451,242.79925714537154,32853.889391319812,20874.654350825429,0,199018.59102558615]
[2004,10,26,24,3.4732728624039706E-2,5.0383955195191905E-2,1.2604567569005454E-3,1.6170594512341461E-2,3.9273236559139924E-4,3.7613983159435392E-2,3.6236832080552922E-2,5.9480139682930536E-3,0.1827392966623464,41627.085509087934,52527.777398384605,487.48598365713769,16.29825712827753,18613.6276166479,242.79925714537154,29036.606246755822,21194.192139753708,0,163745.87240856077]
[2004,10,27,8,3.7850619476233617E-2,6.7427665013454235E-2,1.4819031237420558E-3,1.7067209632649644E-2,3.9273236559139924E-4,4.4227028902949668E-2,3.5757941619669928E-2,6.9930050606014909E-3,0.21119810519489204,45363.869639041026,70296.691964698359,573.1311272735569,19.16165550124574,19645.702222942382,242.79925714537154,34141.633399351886,20914.098769028391,0,191197.08803498221]
[2004,10,27,17,4.6628672482328583E-2,6.3870599807923603E-2,1.4365080903528228E-3,1.9262049347334779E-2,3.9273236559139924E-4,3.8877604579708888E-2,3.2446734201133934E-2,6.7787888320699858E-3,0.209693689706444,55884.343485000609,66588.27470003943,555.57444206103514,18.574677865976621,22172.135564412849,242.79925714537154,30012.075328823619,18977.440341298665,0,194451.21779664757]
[2004,10,28,2,2.8442646042137233E-2,4.4809685639108393E-2,1.0025088093408914E-3,1.4565756395707695E-2,3.9273236559139924E-4,3.3213692798349202E-2,3.7734106712926915E-2,4.7307742757944993E-3,0.16489190303895623,34088.437787789931,46716.324342224201,387.72372822073049,12.962877352634495,16766.332573461634,242.79925714537154,25639.744551872973,22069.917870247235,0,145924.24298831471]
[2004,10,28,7,3.5577780625453949E-2,6.1873993257788397E-2,1.3271867190569754E-3,1.5757811775542214E-2,3.9273236559139924E-4,4.3914247589395231E-2,3.5466629918668925E-2,6.2629083467294179E-3,0.20057329059822648,42639.878149230499,64506.713139194217,513.29402591098051,17.161104723350988,18138.482182539221,242.79925714537154,33900.177773540425,20743.716431249832,0,180702.22206353387]
[2004,10,28,11,3.7287326540710125E-2,7.1455843750315634E-2,1.5337008279683287E-3,1.9257563866263327E-2,3.9273236559139924E-4,4.4485999806774319E-2,3.3045151668985938E-2,7.2374350789870352E-3,0.21469575390559609,44688.76451132376,74496.26850034426,593.16406744202186,19.83142247064989,22166.972422496096,242.79925714537154,34341.549375595328,19327.442647384541,0,195876.79220420201]
[2004,10,28,21,5.155707355397756E-2,5.7791396594613333E-2,1.279074775882235E-3,1.7401624268374733E-2,3.9273236559139924E-4,3.8284562219480719E-2,3.6165274432023928E-2,6.0358711965230365E-3,0.20890760940646697,61791.019434744965,60250.403210768585,494.68656649930853,16.538996256313062,20030.639801718047,242.79925714537154,29554.268522546245,21152.339514540192,0,193532.69530421903]
[2004,10,29,4,2.647693818796246E-2,4.2192617497058625E-2,9.4886443125566616E-4,1.4706167608509879E-2,3.9273236559139924E-4,3.3384416807124923E-2,2.6791652113681945E-2,4.4776299228252436E-3,0.14937101893401014,31732.542003806408,43987.900734561241,366.97658058921928,12.269232082590118,16927.956935899703,242.79925714537154,25771.537183317399,15669.896898728834,0,134711.87882613076]
[2004,10,29,13,3.7868054343447768E-2,7.1057706595175726E-2,1.3953307225915727E-3,1.6431615680368831E-2,3.9273236559139924E-4,4.2928255779457927E-2,3.600172982648793E-2,6.5844754950351468E-3,0.21265990080815628,45384.765282346765,74081.190728498128,539.64895352871531,18.042236491876032,18914.083534828023,242.79925714537154,33139.028500241679,21056.685573670169,0,193376.24406675072]
[2004,10,29,20,4.9592507341603032E-2,5.4448172031244246E-2,1.2132110524982849E-3,1.5892116413574707E-2,3.9273236559139924E-4,3.3474906574001428E-2,3.5232953380931929E-2,5.7250645428661064E-3,0.19597166370231114,59436.491905509109,56764.925443548331,469.21354506849082,15.687349507417839,18293.077396562898,242.79925714537154,25841.391942357848,20607.04373788798,0,181670.63057758746]
[2004,10,30,6,2.8817304093673828E-2,4.2594281242706311E-2,9.9614216950743434E-4,1.4482894621891697E-2,3.9273236559139924E-4,2.5308549818877011E-2,2.5213807431262947E-2,4.7007305139175632E-3,0.1425064422574282,34537.464494467611,44406.655152285013,385.26140837928239,12.880553915133969,16670.952146954198,242.79925714537154,19537.266038861228,14747.047371166967,0,130540.3264231748]
[2004,10,30,10,4.1464635784076082E-2,5.03637300233249E-2,1.233300318587273E-3,1.6449262848585462E-2,3.9273236559139924E-4,3.0058062273855837E-2,2.9250991181345939E-2,5.8198644911038279E-3,0.1750325792864707,49695.258845637109,52506.691651512243,476.98313778694461,15.947112504001584,18934.396815049229,242.79925714537154,23203.714296540325,17108.314711329138,0,162184.10582750436]
[2004,10,30,23,3.9609444164581578E-2,3.6543787341002859E-2,1.0405635052228694E-3,1.5454043324733373E-2,3.9273236559139924E-4,1.9412538163085562E-2,1.5234291805702968E-2,4.9103519260597422E-3,0.13259775259598036,47471.816483352042,38098.714547231211,402.44151266929532,13.454941213633592,17788.820775797096,242.79925714537154,14985.762728248565,8910.2299816219893,0,127914.0402272792]
[2004,10,30,24,3.6161098238288697E-2,3.4809395618857347E-2,9.6952074970084034E-4,1.4977860886324463E-2,3.9273236559139924E-4,1.916317240845905E-2,1.527188107576897E-2,4.5751057544813232E-3,0.12632076709747211,43338.982800963015,36290.524976771405,374.96548275571809,12.536327314140054,17240.697292806646,242.79925714537154,14793.261572552725,8932.2151874589945,0,121225.98289776802]
[2004,10,31,8,3.7960251957961801E-2,3.910428206502857E-2,1.1392926220426581E-3,1.5306654994065265E-2,3.9273236559139924E-4,2.3800112543622229E-2,1.5429769483939967E-2,5.376248247140494E-3,0.13850934427939238,45495.263885109962,40768.15755487734,440.62533798897084,14.731551873354647,17619.165201291056,242.79925714537154,18372.808155636085,9024.5609325831065,0,131978.11187650525]
[2004,10,31,17,5.6787064300311114E-2,4.3212382334001861E-2,1.2001351499192434E-3,1.6560811814154388E-2,3.9273236559139924E-4,2.2643535019229135E-2,1.6143907432512969E-2,5.6633602037347679E-3,0.16260392861945488,68059.149830313167,45051.056259889396,464.15639479653436,15.518272368316635,19062.798458200792,242.79925714537154,17479.973009001907,9442.2458136096811,0,159817.69729532514]
[2004,10,31,23,4.2303374302478255E-2,3.9312134892928716E-2,1.0807911808815328E-3,1.5513573993525331E-2,3.9273236559139924E-4,2.5868379257828637E-2,1.7632606589478964E-2,5.1001837274442397E-3,0.14720377631015708,50700.48479270329,40984.85445835119,417.99970451629349,13.975102653499299,17857.345263243602,242.79925714537154,19969.433696173081,10312.955921515593,0,140499.8481963019]
[2004,11,1,10,4.1253900735519732E-2,7.0418995358060218E-2,1.5718633080041039E-3,2.1671119613064248E-2,3.9934281944444542E-4,4.5315421503667623E-2,3.5124176898433036E-2,7.3559732533251187E-3,0.22311079348951854,49442.693434466237,73415.302519542049,607.92353778258484,20.324880027897052,24945.165139448207,246.88604353104782,34981.832302376126,20543.42256743789,0,204203.55042461204]
[2004,11,1,20,5.5393189709046498E-2,6.2258251766776983E-2,1.5471969570683302E-3,2.2004480818003169E-2,3.9934281944444542E-4,3.9497926043331993E-2,3.487582711705503E-2,7.2405401766595179E-3,0.22321675540738597,66388.594734352257,64907.321732652046,598.38374176552361,20.005933322453441,25328.89013643792,246.88604353104782,30490.940595745426,20398.167789848871,0,208379.19070765554]
[2004,11,2,3,2.9556093903392894E-2,4.5747613717777739E-2,1.1247148717469227E-3,1.5845048503950788E-2,3.9934281944444542E-4,3.5594372713194947E-2,3.5928585554053039E-2,5.263417290841013E-3,0.1694591893744018,35422.902172437221,47694.160979724613,434.98734294985542,14.543055186442547,18238.898526282956,246.88604353104782,27477.541548642137,21013.904964138368,0,150543.82463289265]
[2004,11,2,10,4.2119055290911596E-2,7.458590004088908E-2,1.6598540776216362E-3,1.8925744834388591E-2,3.9934281944444542E-4,4.4118004373741644E-2,3.496764018753204E-2,7.7677506289723208E-3,0.22454329225350134,50479.578933607459,77759.507748606877,641.95427040781829,21.462639161870044,21785.022588139716,246.88604353104782,34057.470488116647,20451.867402781503,0,205443.75011435291]
[2004,11,2,12,4.3374401595712056E-2,7.5057117804100931E-2,1.6454819984849326E-3,1.8966833165232073E-2,3.9934281944444542E-4,4.4341421161848575E-2,3.3040678976134039E-2,7.7004924716084317E-3,0.22452576999256552,51984.108236188018,78250.775686510227,636.3958193964703,21.276801892994637,21832.318492389033,246.88604353104782,34229.939999725611,19324.826659555514,0,206526.5277391889]
[2004,11,2,21,5.8027130908498432E-2,6.2728190086541555E-2,1.5483903916235914E-3,1.8129810275995834E-2,3.9934281944444542E-4,3.9730617800463275E-2,3.6451932151086039E-2,7.2461251868976163E-3,0.22426153962055081,69545.366455984506,65397.255787172631,598.84530668230218,20.021364953202319,20868.839236572967,246.88604353104782,30670.570040998471,21319.999832159581,0,208667.78406805467]
[2004,11,3,9,4.1653283275631954E-2,7.1495152526313568E-2,1.655366566263287E-3,1.8371180494869594E-2,3.9934281944444542E-4,4.5170346215208199E-2,3.5900631750568041E-2,7.7467500665456017E-3,0.22239205371484472,49921.352376815543,74537.249852987647,640.21870996377993,21.404613677390682,21146.67536488823,246.88604353104782,34869.839536035077,20997.555348344667,0,202381.18184624339]
[2004,11,3,14,4.1716805653368404E-2,7.5353225014588174E-2,1.5492210237825867E-3,1.8812524741124423E-2,3.9934281944444542E-4,4.5947581629204301E-2,3.4803173807923034E-2,7.2500123620188933E-3,0.22583188705145424,49997.483782395509,78559.482170117422,599.16655652516147,20.032105390295627,21654.697345420103,246.88604353104782,35469.836579197945,20355.674334849566,0,206903.25891742704]
[2004,11,3,19,5.7584110282793685E-2,6.5161437243836898E-2,1.6319633438220665E-3,1.992599198158523E-2,3.9934281944444542E-4,4.0469016939205495E-2,3.6291675503341038E-2,7.6372281523673074E-3,0.22910076626639617,69014.407380810168,67934.036882235596,631.1674332340973,21.101999775811681,22936.385817755247,246.88604353104782,31240.586913546125,21226.268951479113,0,213250.8414223672]
[2004,11,4,7,3.8126678574609982E-2,5.9756298160817144E-2,1.431564958903078E-3,1.9113917533356773E-2,3.9934281944444542E-4,4.1815404559737271E-2,2.9018976656403031E-2,6.6994079539014336E-3,0.19636159121717314,45694.725755128638,62298.910750112002,553.66266898041727,18.510761014449781,22001.624182072464,246.88604353104782,32279.948446388222,16972.614095725581,0,180066.8827029528]
[2004,11,4,16,4.5089275196314005E-2,7.0998488986491456E-2,1.5420700150885556E-3,1.7978722785766055E-2,3.9934281944444542E-4,4.3576840356748608E-2,3.5272078616638038E-2,7.216547220094828E-3,0.222073365996586,54039.37981540183,74019.453428300461,596.40087933055258,19.939639720383664,20694.925638125816,246.88604353104782,33639.711847407583,20629.927299045452,0,203886.62459086315]
[2004,11,4,24,3.4718001635459995E-2,5.1950246189518677E-2,1.1596995800617399E-3,1.7153613697018497E-2,3.9934281944444542E-4,3.7804589908049753E-2,3.5497205107003035E-2,5.4271380020051068E-3,0.18410983693856126,41609.435251328607,54160.71360540438,448.51779915348101,14.995422765537267,19745.160104809325,246.88604353104782,29183.74761926163,20761.599242165026,0,166171.05508841903]
[2004,11,5,1,3.1146851721919177E-2,4.9460633737620205E-2,1.1320608668553768E-3,1.4402471348696993E-2,3.9934281944444542E-4,3.6652912704596037E-2,3.4560812844268034E-2,5.297794926136452E-3,0.17305288096953672,37329.421307539429,51565.168889334753,437.82843181052459,14.63804211597043,16578.378626678514,246.88604353104782,28294.695339467064,20213.922295944471,0,154680.93897642178]
[2004,11,5,15,4.2888137453474307E-2,7.0460607668872091E-2,1.478690567382208E-3,1.6035597959270582E-2,3.9934281944444542E-4,4.1793967908427987E-2,3.5278187209236041E-2,6.9199453974271834E-3,0.21525447698353484,51401.321918186964,73458.685421715767,571.88866005795364,19.120115742499369,18458.235953931075,246.88604353104782,32263.400143043738,20633.500091637747,0,197053.0383478468]
[2004,11,5,18,5.4230903511252225E-2,6.1517830608212858E-2,1.3712314590668239E-3,1.6690010616250254E-2,3.9934281944444542E-4,3.6000167406840505E-2,3.4363774845133033E-2,6.4170604947966624E-3,0.2109903217609968,64995.597729558118,64135.395875552553,530.32848051727842,17.730622474673005,19211.516453008837,246.88604353104782,27790.800069720968,20098.67874476382,0,197026.93401912728]
[2004,11,6,5,2.9069017436718646E-2,4.0222865071536384E-2,1.0349995864681297E-3,1.7556821162689439E-2,3.9934281944444542E-4,2.4224797317906221E-2,2.0886234690599022E-2,4.8435695626290699E-3,0.13823764764799135,34839.142285698006,41934.335933288276,400.28964796446223,13.382997310751449,20209.283647856755,246.88604353104782,18700.649121523882,12215.937367938664,0,128559.90704511182]
[2004,11,6,11,4.7256556242295043E-2,5.437599041626142E-2,1.3121028077404783E-3,1.9063369002516064E-2,3.9934281944444542E-4,2.9045762520135545E-2,2.3406236075588026E-2,6.1403514607178238E-3,0.18099971134469883,56636.860548914825,56689.672522466906,507.46027135711455,16.9660631530706,21943.438842694901,246.88604353104782,22422.256261961218,13689.835346304311,0,172153.37590038337]
[2004,11,6,20,5.3638705286788879E-2,4.5039991594933951E-2,1.2267361798582483E-3,1.7658882463374447E-2,3.9934281944444542E-4,1.9250431594795753E-2,1.5942741549549017E-2,5.7408544890469228E-3,0.15889768597779166,64285.849687735579,46956.429747491813,474.44443456871664,15.862235319405102,20326.764241632798,246.88604353104782,14860.622442693262,9324.5879464422778,0,156491.44677941489]
[2004,11,7,4,2.9659487975407364E-2,3.5187869167301926E-2,1.0157656135147161E-3,2.0217642165694574E-2,3.9934281944444542E-4,1.8529140330555052E-2,1.5196739260517013E-2,4.7535588155876232E-3,0.12495954614802271,35546.819700583859,36685.102461346702,392.85084280633373,13.134293628473671,23272.098145288717,246.88604353104782,14303.812217618013,8888.2662554265353,0,119348.9699602297]
[2004,11,7,13,4.7763156343852753E-2,4.6975649642751714E-2,1.2628468712395841E-3,2.2585953031104306E-2,3.9934281944444542E-4,2.2837462179609726E-2,1.7815879112114023E-2,5.9098445523734031E-3,0.16555013455248993,57244.019461614225,48974.449465500496,488.41036859397951,16.329162351999305,25998.210441008807,246.88604353104782,17629.677616797751,10420.148323159043,0,161018.13088255734]
[2004,11,7,18,6.4764077146671303E-2,4.4825384224076129E-2,1.3852272455095133E-3,2.2068308788551025E-2,3.9934281944444542E-4,2.2182062419527551E-2,1.847421382020302E-2,6.4825576854285871E-3,0.18058117414941158,77619.57911465966,46732.690897280474,535.74139903567868,17.911594114442963,25402.36115659104,246.88604353104782,17123.733200141349,10805.195014450659,0,178484.09841980433]
[2004,11,7,22,5.3329697028676633E-2,4.1834899213368845E-2,1.2519981565084224E-3,2.0851052655491972E-2,3.9934281944444542E-4,2.3256140781069554E-2,1.7023265337941018E-2,5.8590749625566461E-3,0.16380547095505754,63915.504088842732,43614.961645039701,484.21459087833568,16.18888372583319,24001.203496150683,246.88604353104782,17952.882039020231,9956.5645146987717,0,160188.40530188734]
[2004,11,8,8,4.0022029570468895E-2,6.4695738658109028E-2,1.4738979166417164E-3,2.1191359962522652E-2,3.9934281944444542E-4,4.361174292468132E-2,3.5014461326123035E-2,6.8975168500591873E-3,0.21330609002805029,47966.299026217566,67448.52296116513,570.03508590892955,19.058144672356004,24392.924003610009,246.88604353104782,33666.65534120793,20479.252142299949,0,194789.63274861287]
[2004,11,8,15,4.2134054500509548E-2,7.1169094914827327E-2,1.4374349944167042E-3,2.0916843795873892E-2,3.9934281944444542E-4,4.5183345218677909E-2,3.7062196821805039E-2,6.7268784241480686E-3,0.22502919148970291,50497.55544755375,74197.318587789283,555.93292539405172,18.58666314090468,24076.934279370129,246.88604353104782,34879.874286775252,21676.931328228831,0,206150.01956178321]
[2004,11,8,24,3.4519084476986886E-2,5.1121774621326881E-2,1.2100438525625248E-3,1.821322884938802E-2,3.9934281944444542E-4,3.8966921618787884E-2,3.7455019206396038E-2,5.6627380825516258E-3,0.18754815352744431,41371.033550885935,53296.990820119318,467.98861960582008,15.64639622707158,20964.860583237067,246.88604353104782,30081.024785302874,21906.685217236307,0,168351.11601614545]
[2004,11,9,7,4.0942808026111978E-2,6.0233810950438123E-2,1.4595854819436952E-3,1.9118863718956772E-2,3.9934281944444542E-4,4.0133053647809072E-2,2.9540854901900029E-2,6.8305378155003307E-3,0.19865885736210442,49069.849626081785,62796.741565912773,564.49970258927476,18.873078632158293,22007.317631179169,246.88604353104782,30981.235656746434,17277.85015455195,0,182963.25345922456]
[2004,11,9,17,5.1825139337470717E-2,6.9376738972809174E-2,1.6371060541445915E-3,1.8414497498598324E-2,3.9934281944444542E-4,4.3607463157641496E-2,3.430603872610604E-2,7.6612949012948121E-3,0.22722762146750961,62112.295583599182,72328.698437261977,633.15639412983205,21.168497269449517,21196.536647122484,246.88604353104782,33663.351519067204,20064.910053357748,0,210267.00317533893]
[2004,11,9,21,5.8438854799224699E-2,6.2456866254058219E-2,1.5622738419721004E-3,1.8134230579995834E-2,3.9934281944444542E-4,4.0388738158101345E-2,3.7265991594090032E-2,7.3110966694097798E-3,0.22595739471629644,70038.816475155589,65114.387206880601,604.21477883011346,20.20088403814426,20873.927354548196,246.88604353104782,31178.614658520379,21796.126779731985,0,209873.17418123604]
[2004,11,10,2,3.2158299400861491E-2,4.831835307559728E-2,1.2400788436798627E-3,1.4681491787087714E-2,3.9934281944444542E-4,3.6846119434662615E-2,3.6376684412204041E-2,5.803295210005369E-3,0.17582366498354282,38541.638737245165,50374.284527264157,479.60475566825238,16.034761798040972,16899.55312237655,246.88604353104782,28443.843801659619,21275.988947532529,0,156277.83469707533]
[2004,11,10,11,4.3468090674450607E-2,7.5414073818456578E-2,1.7252626464545893E-3,1.8850115898441839E-2,3.9934281944444542E-4,4.6414808153531974E-2,3.6250363910873037E-2,8.0738482905332466E-3,0.23059590621218634,52096.394354970464,78622.920072365785,667.25125925140583,22.308400563358745,21697.967727560423,246.88604353104782,35830.518205428205,21202.106634353277,0,210386.35269802398]
[2004,11,10,19,6.1210952323426944E-2,6.6088814729961587E-2,1.7464171299931928E-3,1.9924219719185229E-2,3.9934281944444542E-4,4.0650846064297058E-2,3.5410162152573033E-2,8.1728466031126424E-3,0.23360360154199414,73361.168195015271,68900.874002638549,675.43282848027275,22.581937287439537,22934.345804178291,246.88604353104782,31380.952284772477,20710.689573888827,0,218232.93066979217]
[2004,11,11,4,3.080623531323335E-2,4.527740533478726E-2,1.1672790154588501E-3,1.5377079063367029E-2,3.9934281944444542E-4,3.2924556288229247E-2,3.2148203998360034E-2,5.462608086313674E-3,0.16356270991919389,36921.193421857286,47203.945370868736,451.44917184825846,15.093428180092728,17700.228850511347,246.88604353104782,25416.541841319086,18802.83604743973,0,146758.17417555556]
[2004,11,11,10,4.4278612212179595E-2,7.5074968510664961E-2,1.7525859809411166E-3,1.8939293531988591E-2,3.9934281944444542E-4,4.1381985483603723E-2,3.5444588211961045E-2,8.2017154636208102E-3,0.22547309221440431,53067.802323610442,78269.385935292128,677.81865279032502,22.661703228147026,21800.618205952313,246.88604353104782,31945.364921953224,20730.824681606362,0,206761.36246796401]
[2004,11,11,21,6.0592492273497514E-2,6.2992620820066458E-2,1.6348949741734203E-3,1.8132551485595835E-2,3.9934281944444542E-4,3.5646608018556972E-2,3.7867437533681034E-2,7.6509475351809282E-3,0.22491689546019661,72619.945423230252,65672.937969210077,632.30125135020864,21.13990703840506,20871.994584675638,246.88604353104782,27517.865275792945,22147.900377849779,0,209730.97083267834]
[2004,11,12,3,2.90004007507133E-2,4.4267863478237218E-2,1.1790296936331447E-3,1.4920627058011079E-2,3.9934281944444542E-4,3.3479625646953261E-2,3.6277119332261035E-2,5.5175986659133066E-3,0.1650416074451668,34756.905364821083,46151.447810687649,455.99378702610898,15.24536958805283,17174.816649612767,246.88604353104782,25845.03489244296,21217.755340631375,0,145864.08525834105]
[2004,11,12,14,4.1199152152990248E-2,7.2728994037855432E-2,1.6878114205078904E-3,1.7454754332095593E-2,3.9934281944444542E-4,4.1938424657564553E-2,3.5467442667571035E-2,7.8985848213973964E-3,0.21877450690942662,49377.077399770969,75823.590951301056,652.76686887478888,21.824139832550767,20091.796688720195,246.88604353104782,32374.915419864737,20744.19179168847,0,199333.0493035838]
[2004,11,12,15,4.4151697643527402E-2,7.0601382839232951E-2,1.6367975570190339E-3,1.6036885748070582E-2,3.9934281944444542E-4,4.1108982822384621E-2,3.6577117259784034E-2,7.6598512028556581E-3,0.21817205789231875,52915.695541018729,73605.45053341228,633.03708180603792,21.164508266694646,18459.718300245167,246.88604353104782,31734.61694707019,21393.218077090132,0,199009.78703244028]
[2004,11,12,23,4.4304938163648465E-2,4.6909170402813706E-2,1.2846629726087509E-3,1.5621499049038557E-2,3.9934281944444542E-4,2.8398314707486279E-2,3.4758964010662037E-2,6.011939090331154E-3,0.17768883121603338,53099.353908421552,48905.141553814145,496.84782079318353,16.611254083988253,17981.575500560855,246.88604353104782,21922.450455127804,20329.816916200874,0,162998.68345253344]
[2004,11,13,8,4.1548306782748977E-2,4.966531384030419E-2,1.4099355979000185E-3,1.8516425735230168E-2,3.9934281944444542E-4,2.592662684147181E-2,2.8897065035793028E-2,6.5981873196294602E-3,0.1729612039725221,49795.538321346852,51778.558069084749,545.29743925974094,18.231083917065618,21313.864073695371,246.88604353104782,20014.398680176575,16901.310447947169,0,160614.08415895858]
[2004,11,13,16,4.9020297503835908E-2,4.679350672201546E-2,1.3341174312397491E-3,1.7933247464939073E-2,3.9934281944444542E-4,2.2836694306048944E-2,2.4437109501027024E-2,6.2433750384157348E-3,0.16899769078696633,58750.699893493467,48784.556418040054,515.97450267257284,17.250721863025571,20642.579962957534,246.88604353104782,17629.084846759619,14292.772418782168,0,160879.80480809949]
[2004,11,14,1,3.6059990985994078E-2,3.8123595238117577E-2,1.2532533237102847E-3,2.1347911745194192E-2,3.9934281944444542E-4,2.0707013980988717E-2,1.5755575256816017E-2,5.8649488679518129E-3,0.13951163221821711,43217.806020341646,39745.742797204148,484.70003110839843,16.205113586701433,24573.127432936399,246.88604353104782,15985.050266105945,9215.1181572109654,0,133484.63586202526]
[2004,11,14,6,3.2876023821042273E-2,3.8411047849210872E-2,1.2344197171660408E-3,2.049410511251161E-2,3.9934281944444542E-4,2.1710851871546543E-2,1.606345531403202E-2,5.7768117473143829E-3,0.13696605825226815,39401.829600284567,40045.42643080531,477.41606903530953,15.961586817194721,23590.328766799015,246.88604353104782,16759.97605474553,9395.1909923343264,0,129933.01554435233]
[2004,11,14,18,6.8323030173918456E-2,4.721866581347918E-2,1.6293452887382548E-3,2.2071124532551022E-2,3.9934281944444542E-4,2.1625905564698691E-2,1.6789730518278017E-2,7.6249762325761999E-3,0.1856821209436843,81884.975121741736,49227.805901507294,630.15489143064906,21.068147178569962,25405.602299657225,246.88604353104782,16694.400642176162,9819.9747093797614,0,183930.86775660241]
[2004,11,15,3,2.985561767462162E-2,4.0989413389293843E-2,1.1889094680251401E-3,1.8799109665799014E-2,3.9934281944444542E-4,2.9681942462354897E-2,2.0058885174869021E-2,5.5638338288605763E-3,0.14653705448326854,35781.88063830739,42733.500652379487,459.81482373476655,15.373119391866858,21639.255537367473,246.88604353104782,22913.363688845719,11732.037324906914,0,135522.11182846464]
[2004,11,15,5,3.0601312404295034E-2,4.3340166757371471E-2,1.2108167267888554E-3,1.9261316903690744E-2,3.9934281944444542E-4,3.3013257777163588E-2,2.4993653017700027E-2,5.6663549632995401E-3,0.15848622136975371,36675.593845000476,45184.277872201012,468.28753136967345,15.656389828835064,22171.292464103222,246.88604353104782,25485.016115813498,14618.283495475654,0,144865.29375732341]
[2004,11,15,12,4.3496751588386687E-2,7.4186471112337504E-2,1.7394000869560471E-3,2.3031550345620266E-2,3.9934281944444542E-4,4.5191243686063351E-2,3.2936096274244035E-2,8.1400083908865321E-3,0.22912086430393885,52130.744386265156,77343.083238777312,672.71896296398256,22.491203852061069,26511.128038011706,246.88604353104782,34885.971611976143,19263.658346789543,0,211076.68183216691]
[2004,11,15,19,5.9078264254709002E-2,6.5018802456559027E-2,1.7682843805915541E-3,2.32379779735595E-2,3.9934281944444542E-4,3.9770161315308514E-2,3.655939568538704E-2,8.2751805081705525E-3,0.23410740939372968,70805.147055366382,67785.33302747921,683.89006281969762,22.864690401332119,26748.742492651349,246.88604353104782,30701.096174466096,21382.853085692601,0,218376.81263240773]
[2004,11,16,5,3.1700382865968782E-2,4.5517412783647453E-2,1.2078517918941594E-3,1.7116534688998972E-2,3.9934281944444542E-4,3.6326621244028579E-2,2.6515525430719028E-2,5.6524797225758873E-3,0.16443615134727727,37992.826953398995,47454.165064793939,467.14083260693735,15.618051923930508,19702.479246839419,246.88604353104782,28042.810378972008,15508.395971699132,0,149430.32254376539]
[2004,11,16,16,4.8646771369940861E-2,7.2560513961072076E-2,1.6911348152755662E-3,1.7970310750566054E-2,3.9934281944444542E-4,4.3024331751563706E-2,3.5512844014067041E-2,7.9141375751876145E-3,0.22771938705711736,58303.029787184394,75647.942097711595,654.05220322563571,21.867112780385597,20685.242723215579,246.88604353104782,33213.195603469881,20770.746123449615,0,209542.96169456813]
[2004,11,16,22,5.3108883234412568E-2,5.9504715540271133E-2,1.5878921072336113E-3,1.887576179624503E-2,3.9934281944444542E-4,3.9641507215046279E-2,3.5515201809490034E-2,7.4309844949609384E-3,0.21606428901710403,63650.859326983904,62036.62336441259,614.12273098493893,20.532139412139983,21727.488175385573,246.88604353104782,30601.779959123771,20772.125150432712,0,199670.41689026667]
[2004,11,17,7,4.19534099665907E-2,6.0035940406904235E-2,1.4923119476369009E-3,1.9112675293356775E-2,3.9934281944444542E-4,4.099900982802529E-2,3.0861372958480029E-2,6.9836904497588134E-3,0.20183775367019716,50281.053440424235,62590.451690015201,577.15677569609363,19.296246146511749,22000.194266013856,246.88604353104782,31649.72185575659,18050.194529274228,0,185414.95484685773]
[2004,11,17,15,4.3753715855319876E-2,7.4484682668339602E-2,1.6249781815501363E-3,1.8365339513159638E-2,3.9934281944444542E-4,4.5593355510598427E-2,3.6286254651419041E-2,7.604539135083928E-3,0.22811220833491511,52438.715396207765,77653.983607170769,628.46589771334686,21.011678572670522,21139.951934999375,246.88604353104782,35196.38709407753,21223.098404535591,0,208548.50005680809]
[2004,11,17,16,4.7896397193834254E-2,7.1883064550911521E-2,1.6544108433310613E-3,1.7972677217766055E-2,3.9934281944444542E-4,4.3574493583237228E-2,3.5464692604813039E-2,7.7422774942225228E-3,0.22658735630756011,57403.708276032463,74941.66741804975,639.8490808343638,21.392255761890979,20687.966713307236,246.88604353104782,33637.900224902427,20742.58333545367,0,208321.95334787283]
[2004,11,18,5,3.0746752775102228E-2,4.4790516067989228E-2,1.1602918598975429E-3,1.7115323504998971E-2,3.9934281944444542E-4,3.474999878523316E-2,2.870977588488003E-2,5.4299097408760794E-3,0.16310191143842168,36849.903753605649,46696.339111595342,448.74686541598948,15.003081202848158,19701.085078682274,246.88604353104782,26825.716051530359,16791.768801444585,0,147575.44878700809]
[2004,11,18,9,4.3199500537269918E-2,7.2787764866295221E-2,1.7187977920341683E-3,1.8370439291669594E-2,3.9934281944444542E-4,4.6573954365232192E-2,3.555972111885404E-2,8.0435941991239615E-3,0.22665311498992349,51774.489769576627,75884.862460888675,664.75095458082853,22.224807168294564,21145.822181639924,246.88604353104782,35953.373204996176,20798.163596467191,0,206490.57301884875]
[2004,11,18,15,4.3208870797068755E-2,7.4881592091771726E-2,1.5956438197840274E-3,1.8364884025159636E-2,3.9934281944444542E-4,4.5953254374545234E-2,3.6846201370339032E-2,7.4672607983124863E-3,0.22871705009642532,51785.720001733469,78067.781407692659,617.12073246097464,20.632372445633212,21139.427632444553,246.88604353104782,35474.215729156735,21550.599945576316,0,208902.38386504137]
[2004,11,19,2,2.9623102887296197E-2,4.7312539728226341E-2,1.1450685156838274E-3,1.4108906860775764E-2,3.9934281944444542E-4,3.5964840395860162E-2,3.6253593031075032E-2,5.3586678508898292E-3,0.17016606208925159,35503.212266499031,49325.674123211029,442.85918470981204,14.806236704225672,16240.462784718136,246.88604353104782,27763.52892155878,21203.995281623858,0,150741.42484255595]
[2004,11,19,11,4.0897480447455149E-2,7.3249257107305579E-2,1.6584632955532256E-3,1.708412363509109E-2,3.9934281944444542E-4,4.5381124758019156E-2,3.6797045925460042E-2,7.7612420759420805E-3,0.22322808006427078,49015.524640184718,76365.99105853372,641.41638066193048,21.444655741466086,19665.171571624145,246.88604353104782,35032.552788894376,21521.849917396023,0,202510.83705656743]
[2004,11,19,18,5.4865336742073278E-2,5.977926128431011E-2,1.4319417024601657E-3,1.6691522008250255E-2,3.9934281944444542E-4,3.6988732505951409E-2,3.5374036722475036E-2,6.7011710305730429E-3,0.21223134481553774,65755.964317368213,62322.850947631967,553.80837584620849,18.515632473411955,19213.256184213486,246.88604353104782,28553.935827252888,20689.560538521549,0,197354.77786683876]
[2004,11,20,4,3.0362405128683066E-2,3.8371586398157055E-2,1.110211627050316E-3,1.6927953547399698E-2,3.9934281944444542E-4,2.2417294651793596E-2,2.2960933194430024E-2,5.1955453076148557E-3,0.13774527267457304,36389.264092498415,40004.285906828147,429.37816320732242,14.355521889512257,19485.40750327599,246.88604353104782,17305.32379840111,13429.386673454856,0,127304.28770308637]
[2004,11,20,11,5.0431534867875528E-2,5.3562137769016166E-2,1.4395664970554224E-3,1.9063008752916062E-2,3.9934281944444542E-4,2.9065318518547718E-2,2.2194948587849025E-2,6.7368533859147577E-3,0.18289271119861913,60442.064227761097,55841.190688836185,556.75729136679513,18.614224402237326,21943.0241670379,246.88604353104782,22437.352770705042,12981.377727974112,0,174467.2671416144]
[2004,11,20,13,4.9010130757042261E-2,5.0436290974175665E-2,1.358062863985991E-3,1.9054214970342521E-2,3.9934281944444542E-4,2.6206523486718272E-2,2.1597699375482022E-2,6.3554343771150459E-3,0.17441769962430623,58738.515073731411,52582.340049089173,525.23548110161596,17.560346780984517,21932.901830840503,246.88604353104782,20230.468556194763,12632.058710956173,0,166905.96609222566]
[2004,11,20,22,5.2103311221283852E-2,4.0225339962951967E-2,1.2474222047987827E-3,1.73304920478137E-2,3.9934281944444542E-4,2.0198477936078575E-2,1.5064245267306015E-2,5.837660518811307E-3,0.15240629197848862,62445.683867573476,41936.916130592348,482.44482582441464,16.129714668932198,19948.76101463586,246.88604353104782,15592.479215181915,8810.773191374059,0,149480.07400338206]
[2004,11,21,7,3.6585609025133775E-2,3.9683056174011043E-2,1.276608932637992E-3,2.0570923810444119E-2,3.9934281944444542E-4,2.3791379933243918E-2,1.5579605932199016E-2,5.9742479613987395E-3,0.14386077458851304,43847.757882092097,41371.55832884994,493.73289314805447,16.507111824726909,23678.753137110216,246.88604353104782,18366.066902842234,9112.197248773251,0,137133.45954817158]
[2004,11,21,15,5.284890197651803E-2,4.7173120267426233E-2,1.3400956382965353E-3,2.1266690711219491E-2,3.9934281944444542E-4,2.3044060392556E-2,1.7141619599211021E-2,6.271351727602785E-3,0.16948518313227454,63339.272461169799,49180.322406111023,518.2865948023732,17.328022694842424,24479.635627184271,246.88604353104782,17789.163809344194,10025.787534755795,0,165596.68249959336]
[2004,11,21,24,3.9725451606806836E-2,4.2498853960669096E-2,1.2363690948527452E-3,1.8202743649786367E-2,3.9934281944444542E-4,2.9231533053836155E-2,1.7939666209145017E-2,5.7859344045142862E-3,0.15501989479905495,47610.851103104287,44307.167467978281,478.16999755679177,15.986793123245363,20952.791292851831,246.88604353104782,22565.66425511233,10492.548899265284,0,146670.06585252311]
[2004,11,22,8,4.3083871572795057E-2,6.6013543787412018E-2,1.6864034463186022E-3,2.1190492464922654E-2,3.9934281944444542E-4,4.2400368825566317E-2,3.4708427086064038E-2,7.8919958130370411E-3,0.21737444581556017,51635.908754430267,68822.400304027702,652.22233001705217,21.805934110504872,24391.925445562414,246.88604353104782,32731.519262042184,20300.258888399185,0,198802.92696212034]
[2004,11,22,14,4.5906380508666918E-2,7.3754372343278668E-2,1.6580217344969292E-3,2.0780932664739581E-2,3.9934281944444542E-4,4.640549561563085E-2,3.5407602931087037E-2,7.7591756676842595E-3,0.23207132428502869,55018.678420916593,76892.598796511753,641.24560540550465,21.438946163891167,23920.489865285002,246.88604353104782,35823.329269998343,20709.192736864505,0,213273.85968467663]
[2004,11,22,17,5.3546079842646581E-2,6.7214063941151175E-2,1.6941100725616793E-3,2.1272140273279901E-2,3.9934281944444542E-4,4.0864000146981889E-2,3.4554467282627045E-2,7.9280611224241716E-3,0.22747226550111688,64174.838332268395,70074.002230743907,655.20289420873655,21.905584158325684,24485.908502234652,246.88604353104782,31545.499366706692,20210.210904938911,0,211414.45385879063]
[2004,11,23,2,3.0926842118794994E-2,4.7799657666208605E-2,1.1702782634063944E-3,1.4678762999887714E-2,3.9934281944444542E-4,3.6589811718728188E-2,3.7346348540800038E-2,5.4766439045491923E-3,0.17438768803181956,37065.740366683771,49833.518783559055,452.60914130213769,15.132209767777448,16896.412073434465,246.88604353104782,28245.983708139418,21843.125936958259,0,154599.40826337592]
[2004,11,23,13,4.3104070362355515E-2,7.4253944573864819E-2,1.5722467551832037E-3,1.8789532850742332E-2,3.9934281944444542E-4,4.6504714526534062E-2,3.6696673127008042E-2,7.3577677014677514E-3,0.2286782927166002,51660.116951526288,77413.427675883824,608.07183729723351,20.329838167623677,21628.231869123087,246.88604353104782,35899.922605937187,21463.143892231696,0,208940.13071369799]
[2004,11,23,19,5.8095963300617719E-2,6.5013322649891514E-2,1.6481161659912091E-3,1.9924592391185228E-2,3.9934281944444542E-4,3.9986994197357059E-2,3.5969348011816039E-2,7.7128197939794535E-3,0.22875049933028269,69627.861900081611,67779.620056679239,637.41459273469457,21.310862830905606,22934.774778995878,246.88604353104782,30868.483153683519,21037.746103452013,0,213154.09749198888]
[2004,11,24,3,2.820874632905045E-2,4.4551623463429939E-2,1.0304059087208153E-3,1.5845603371150787E-2,3.9934281944444542E-4,3.5768445047196853E-2,3.7413764628746037E-2,4.8220721649408788E-3,0.16804000373268022,33808.109586035127,46447.281698262137,398.51302730453563,13.323599048430827,18239.537222122468,246.88604353104782,27611.918963537082,21882.556246927456,0,148648.12638676827]
[2004,11,24,12,4.1054185200864984E-2,7.4174177067574412E-2,1.5755766756006258E-3,1.8970178931632074E-2,3.9934281944444542E-4,4.7334281368402738E-2,3.2962492385722034E-2,7.3733509938580799E-3,0.22384358544309937,49203.334882232819,77330.266086091709,609.35969546555236,20.372895494963728,21836.169732973562,246.88604353104782,36540.317579280047,19279.096899949029,0,205065.80381501868]
[2004,11,24,17,4.8937416107244669E-2,6.8507499371884037E-2,1.5011945434235542E-3,1.8417990263398326E-2,3.9934281944444542E-4,4.237369520153178E-2,3.3399196265763036E-2,7.0252590369851977E-3,0.22056159360967506,58651.366753838316,71422.472951661082,580.59215015125005,19.411101994842017,21200.557094440617,246.88604353104782,32710.928209108974,19534.51619049822,0,204366.73049522433]
[2004,11,25,5,3.0347880361642376E-2,4.244163101668498E-2,1.0935903700127396E-3,1.7133716938598973E-2,3.9934281944444542E-4,3.4353481890492907E-2,2.6909716571569025E-2,5.1177614942371497E-3,0.15779712146268257,36371.856196731082,44247.50970486633,422.94983491107416,14.140601766699199,19722.257369123461,246.88604353104782,26519.619648659209,15738.950418632894,0,143284.1698182218]
[2004,11,25,6,3.17399386389077E-2,4.5164462729167777E-2,1.1156064291549545E-3,1.7828642795492681E-2,3.9934281944444542E-4,3.6922306051058111E-2,2.6463783417814024E-2,5.2207917904270864E-3,0.16485487467146676,38040.234445057074,47086.197091207279,431.46462146637612,14.425279040145316,20522.171751462796,246.88604353104782,28502.657056617805,15478.133112054875,0,150322.16940043741]
[2004,11,25,16,5.3163641217062414E-2,6.0787422604627564E-2,1.3182225027485849E-3,1.7978766264166054E-2,3.9934281944444542E-4,4.1445321165845157E-2,3.4219381405010033E-2,6.1689902822800484E-3,0.21548108826118431,63716.486627699138,63373.909230177247,509.82708443846479,17.045193485977872,20694.975685187866,246.88604353104782,31994.257730216017,20014.225934239876,0,200567.61352897563]
[2004,11,25,23,4.5388617792197224E-2,5.1329333874990571E-2,1.2242068261517174E-3,1.5417933341902281E-2,3.9934281944444542E-4,3.6594353011214782E-2,3.604781198597104E-2,5.7290176721184428E-3,0.1921306173239905,54398.141143088556,53513.381657860882,473.46619832785029,15.829529669765227,17747.255342123735,246.88604353104782,28249.48941826923,21083.638099214586,0,175728.08743208565]
[2004,11,26,6,3.0825595823186586E-2,4.418705956576497E-2,1.0199829985680165E-3,1.8794514539132348E-2,3.9934281944444542E-4,3.3973164776149506E-2,1.8423463641924018E-2,4.7732952465438499E-3,0.15239641941071372,36944.396943010099,46067.205715941069,394.48193097331261,13.188826261688844,21633.966184736724,246.88604353104782,26226.028878139561,10775.512258872555,0,142301.66678146605]
[2004,11,26,16,5.1771458493072853E-2,5.7602533654831395E-2,1.2052320045469606E-3,1.6485871224702929E-2,3.9934281944444542E-4,3.6213010561824757E-2,1.7757275262738018E-2,5.6402196961745686E-3,0.18707494371733591,62047.95923029571,60053.504209464758,466.12762084466931,15.584176927765586,18976.535938640551,246.88604353104782,27955.107126950152,10385.872113775087,0,180147.5764604297]
[2004,11,27,1,3.4115277252688196E-2,4.115936995246635E-2,1.1252510309949064E-3,1.680214876268844E-2,3.9934281944444542E-4,2.4710407394821228E-2,1.7123699991970019E-2,5.2659263977510151E-3,0.14070142360282459,40887.071635972214,42910.688816411763,435.19470438210556,14.549987960008561,19340.596289735218,246.88604353104782,19075.522171609267,10015.306717942378,0,132925.816367544]
[2004,11,27,5,2.968552350660671E-2,3.9518671736285045E-2,1.0659875004207112E-3,1.7559063405889436E-2,3.9934281944444542E-4,2.401738051398716E-2,1.6092732327595019E-2,4.9885861585702062E-3,0.13332728796879872,35578.023217452377,41200.179382533039,412.27433020917715,13.783684590741938,20211.864646342547,246.88604353104782,18540.531006969784,9412.3145270117784,0,125615.85683864051]
[2004,11,27,18,5.7317250394135627E-2,4.6704735009591374E-2,1.287013274351058E-3,1.7696875664781907E-2,3.9934281944444542E-4,2.1065252667810976E-2,1.3586113561585013E-2,6.0229379835972652E-3,0.16407952137529766,68694.576493799861,48692.007495840095,497.75680807138031,16.641644513422229,20370.49740817921,246.88604353104782,16261.597305740683,7946.2437725420696,0,162726.20697221777]
[2004,11,27,19,5.6019559002115027E-2,4.5752362785688332E-2,1.3097198302901684E-3,1.8005838528223326E-2,3.9934281944444542E-4,2.0321145557909412E-2,1.3016451079441015E-2,6.1291996523522374E-3,0.16095361925546398,67139.296713602569,47699.112119052421,506.53864663652229,16.93525021244141,20726.137992888864,246.88604353104782,15687.174090202998,7613.0596775712402,0,159635.14053369808]
[2004,11,28,3,3.0524804056195867E-2,3.5262367815852985E-2,1.0614781815273915E-3,2.0683580261074669E-2,3.9934281944444542E-4,1.9309784375450497E-2,1.3214788932371014E-2,4.9674835416943838E-3,0.12542362998361126,36583.898787495586,36762.771005080722,410.53033562602366,13.725377125297864,23808.42958277521,246.88604353104782,14906.440597984525,7729.0634870168387,0,120461.74521663527]
[2004,11,28,12,4.8385252241429449E-2,4.6722108351462871E-2,1.3110169158930384E-3,2.3027386557366469E-2,3.9934281944444542E-4,2.2834816121821144E-2,1.6578875269817016E-2,6.1352697266095846E-3,0.16539406800384401,57989.599787409716,48710.120068204778,507.04029895227285,16.952022096567724,26506.335189859365,246.88604353104782,17627.634957880517,9696.6497277802737,0,161301.21809571452]
[2004,11,28,20,5.7746797932271464E-2,4.3621845776099177E-2,1.3878274677722904E-3,2.3696686157971256E-2,3.9934281944444542E-4,2.2476136577796398E-2,1.6571354787279016E-2,6.4947261515542944E-3,0.17239471767018835,69209.388108336338,45477.942248810665,536.74704393428988,17.945216125509511,27276.751733303121,246.88604353104782,17350.747592762425,9692.2511492417361,0,169808.65913604511]
[2004,11,29,5,2.9686668410415541E-2,4.2474048583197713E-2,1.1241880382456672E-3,1.9261768250890744E-2,3.9934281944444542E-4,3.1394364223586269E-2,2.4803803162512024E-2,5.2609518263668081E-3,0.15440513531465921,35579.395381708913,44281.306629124883,434.78358828221053,14.536242998860352,22171.812000271184,246.88604353104782,24235.290063898567,14507.244144695364,0,141471.25409451104]
[2004,11,29,11,4.0750213598422624E-2,7.3630067888073886E-2,1.621884335410904E-3,2.314232764646762E-2,3.9934281944444542E-4,4.6383566004422387E-2,3.6385043420778043E-2,7.5900606181962269E-3,0.22990250633121617,48839.025702145977,76763.00522396811,627.26934208364321,20.9716737889947,26638.64143430498,246.88604353104782,35806.400419812351,21280.877963035357,0,210223.07780267048]
[2004,11,29,22,5.2048085949060872E-2,5.8042350448303484E-2,1.4779042028581289E-3,2.0550141920661756E-2,3.9934281944444542E-4,3.8641342961143466E-2,3.4963048186257041E-2,6.9162653850641269E-3,0.21303848187279331,62379.496521512287,60512.035075770742,571.58453087507212,19.109947705286007,23654.831545527177,246.88604353104782,29829.690082346882,20449.181633862412,0,197662.81538113087]
[2004,11,30,1,3.5171585389364435E-2,5.1628717143183109E-2,1.2227649067189299E-3,1.6467942790680132E-2,3.9934281944444542E-4,3.8588014400019792E-2,3.6190658461757043E-2,5.7222698075127714E-3,0.18539129571868065,42153.054208355927,53825.503594447531,472.90853103050063,15.810885020874913,18955.898899328527,246.88604353104782,29788.522402112365,21167.186121502105,0,166625.7706853289]
[2004,11,30,7,4.2662065031313895E-2,6.0453923098169562E-2,1.5152604746686087E-3,1.9118447568556775E-2,3.9934281944444542E-4,4.010313128674213E-2,2.9783556402921029E-2,7.0910844898059719E-3,0.2011268111716224,51130.374704382273,63026.219419604997,586.03219741309363,19.592980637584429,22006.838609299539,246.88604353104782,30958.136698771381,17419.801366893338,0,185393.88202053326]
[2004,11,30,15,4.4217843340526898E-2,7.5072003591318312E-2,1.6499667809352059E-3,1.8368407845959639E-2,3.9934281944444542E-4,4.5360317433129245E-2,3.6552635341888046E-2,7.7214802633478307E-3,0.22934199741654962,52994.970987956993,78266.294859515299,638.13032442592942,21.334792091499093,21143.483827664149,246.88604353104782,35016.49030231018,21378.899097144982,0,209706.49023464008]
[2004,11,30,24,3.7345497031060104E-2,5.3282778125146896E-2,1.3889548271576646E-3,1.7156286583418497E-2,3.9934281944444542E-4,3.9243422177116606E-2,3.6263952994776041E-2,6.5000019445850682E-3,0.19158023650270528,44758.481693699927,55549.944375790532,537.18305405197589,17.959793375413732,19748.23680752877,246.88604353104782,30294.473007608074,21210.054615418598,0,172363.21939100436]
[2004,12,1,9,5.1697878650026029E-2,7.2236370172256509E-2,1.6255694332383524E-3,1.9885278791603875E-2,4.4034081989247477E-4,4.5459831323312508E-2,3.5577230298432114E-2,8.4296137016878162E-3,0.23535211319044969,61959.77397852901,75310.006087765345,628.69456633624179,21.019323715583454,22889.521730178232,272.23227145967144,35093.311351362237,20808.40436241942,0,216982.96367176576]
[2004,12,1,14,4.3571595821290582E-2,7.5031168049270625E-2,1.5186594320734678E-3,2.3134582818684583E-2,4.4034081989247477E-4,4.6479004109036763E-2,3.5580967462711117E-2,7.8752171977675613E-3,0.23363153571072717,52220.445006008464,78223.721777384024,587.34675587362415,19.636930643365407,26629.726527670067,272.23227145967144,35880.075112888007,20810.590154422731,0,214643.77453634999]
[2004,12,2,2,3.3087934795951533E-2,4.9768569419939832E-2,1.1913313419740078E-3,2.0220421115634407E-2,4.4034081989247477E-4,3.5943799051817785E-2,3.861065302785513E-2,6.1778124011278293E-3,0.18544086197419299,{"$f":"E8068*1000000*$N$8826","v":39655.804356150897},{"$f":"F8068*1000000*$O$8826","v":51886.207142708095},{"$f":"G8068*1000000*$P$8826","v":460.75149180988598},{"$f":"G8068*1000000*$Q$8826","v":15.404435281233809},{"$f":"H8068*1000000*$R$8826","v":23275.296935494353},{"$f":"I8068*1000000*$S$8826","v":272.23227145967144},{"$f":"J8068*1000000*$T$8826","v":27747.285780829141},{"$f":"K8068*1000000*$U$8826","v":22582.592128766421},{"$f":"L8068*1000000*$V$8826","v":0},{"$f":"SUM(N8068:V8068)","v":165895.57454249967}]
[2004,12,2,11,4.3908859137560867E-2,7.499152195565012E-2,1.5521039973737348E-3,2.308545208237972E-2,4.4034081989247477E-4,4.8540672946955549E-2,3.6526016535354124E-2,8.0486485874932488E-3,0.23709361606265983,52624.654219094729,78182.388754354281,600.28155647200151,20.069383499699477,26573.173181445694,272.23227145967144,37471.607336532288,21363.330294139334,0,217107.73699699773]
[2004,12,2,19,6.9456112892198579E-2,6.5078361157443393E-2,1.565637445098824E-3,2.2839410352554341E-2,4.4034081989247477E-4,3.9143945725393578E-2,3.697430715497612E-2,8.1188281406035841E-3,0.24361694368816092,83242.971831797826,67847.425933247941,605.51566390204175,20.244376897646735,26289.959776172913,272.23227145967144,30217.680859665044,21625.526434949803,0,230121.55714809286]
[2004,12,2,20,6.9634162557444784E-2,6.4295506766200938E-2,1.5211795809230674E-3,2.245764259871251E-2,4.4034081989247477E-4,3.8596007105770172E-2,3.6115294288490113E-2,7.8882857759768332E-3,0.24094841949341086,83456.36389552812,67031.261322128732,588.32143210442985,19.669517270179409,25850.515029683691,272.23227145967144,29794.6924758516,21123.10713675194,0,228136.16308077832]
[2004,12,3,10,4.8688523666703065E-2,7.2317816633116538E-2,1.6500559231916651E-3,2.1257004898018881E-2,4.4034081989247477E-4,4.292055023084905E-2,3.6505109452136121E-2,8.5565917605736098E-3,0.23233599338448138,58353.069806969019,75394.918071141161,638.16480050004907,21.335944739861532,24468.486493493303,272.23227145967144,33133.080101213505,21351.102162888259,0,213632.38965240488]
[2004,12,3,13,4.8024003652332233E-2,7.1183470335531046E-2,1.5645054770654237E-3,2.232951217418562E-2,4.4034081989247477E-4,4.1471291919305889E-2,3.6160153485433118E-2,8.1129581647974951E-3,0.22928623602854328,57556.644286816569,74212.305678338424,605.07787137388914,20.229740055907939,25703.026821585569,272.23227145967144,32014.306193017059,21149.344376175399,0,211533.1672388225]
[2004,12,3,24,5.085265786989776E-2,4.5289431564660504E-2,1.3287431278180357E-3,1.8836593030062257E-2,4.4034081989247477E-4,2.461464017522437E-2,3.593091081792512E-2,6.8903801014300325E-3,0.18418369750691055,60946.779057533793,47216.483313221142,513.89597234960627,17.181229769327846,21682.401841214414,272.23227145967144,19001.593413918443,21015.264964073544,0,170665.83206353994]
[2004,12,4,6,3.876820346736895E-2,4.1674402960265609E-2,1.1883711731610631E-3,1.838083361342949E-2,4.4034081989247477E-4,2.4675948991632168E-2,2.1501626864145071E-2,6.162462038925706E-3,0.15279218992882052,46463.591681446975,43447.636324436724,459.606636345651,15.366159003850747,21157.786864473241,272.23227145967144,19048.921556591933,12575.867836983038,0,143441.00933074107]
[2004,12,4,14,5.7311253778504996E-2,4.8471508282527408E-2,1.3002879647734081E-3,1.9627957882730859E-2,4.4034081989247477E-4,2.4437928050665501E-2,1.6371366871795051E-2,6.7428219428056369E-3,0.17470346559369535,68687.389565461373,50533.956442378054,502.89084022508621,16.813292066277398,22593.325101656981,272.23227145967144,18865.178178177681,9575.2822514922373,0,171047.06794291735]
[2004,12,4,23,5.9416216025122828E-2,4.0328188754234592E-2,1.2661233135555594E-3,1.9805985483324937E-2,4.4034081989247477E-4,1.8124602464443619E-2,1.6393460598723052E-2,6.5656564485913182E-3,0.16234057390788836,71210.181378964757,42044.14110714008,489.67754392272832,16.37152818409897,22798.248888498245,272.23227145967144,13991.523920991975,9588.2044267131405,0,160410.58106587472]
[2004,12,5,8,4.3083099175133616E-2,4.0693478236611513E-2,1.1922180963677834E-3,2.1024847312509927E-2,4.4034081989247477E-4,2.3349462671810782E-2,1.7600730987954057E-2,6.1824107879053852E-3,0.15356658808818555,51634.983037828853,42424.973547585265,461.09444711997133,15.415901403367918,24201.254831618055,272.23227145967144,18024.923093118916,10294.312525156131,0,147329.18965529025]
[2004,12,5,13,5.5275065173807335E-2,4.4997356250305549E-2,1.2228113236277479E-3,2.2717105827850026E-2,4.4034081989247477E-4,2.2598329595920806E-2,1.8537679532537061E-2,6.3410561723573414E-3,0.17212974469629835,66247.022784093264,46911.980281719072,472.92648292954806,15.811485211806398,26149.17763752367,272.23227145967144,17445.076091245071,10842.314829408653,0,168356.54186359077]
[2004,12,5,17,6.0704299632405201E-2,4.4220192649382019E-2,1.2322025526090249E-3,2.2242616546173898E-2,4.4034081989247477E-4,2.1338150063772446E-2,1.7310163985099054E-2,6.3897556808972826E-3,0.17387772193023138,72753.946253979113,46101.748602342428,476.55857302119449,15.932917909794195,25603.003111258127,272.23227145967144,16472.264019731341,10124.365746301632,0,171820.05149600332]
[2004,12,6,6,3.7293061379279249E-2,4.5918849775217555E-2,1.2419025602979706E-3,2.0048473024206533E-2,4.4034081989247477E-4,3.4327764566719488E-2,2.6796207024882088E-2,6.4400564038619868E-3,0.17250665555435735,44695.637700530446,47872.683080122042,480.31008433948449,16.058343251516714,23077.371142426629,272.23227145967144,26499.766824219856,15672.560974411297,0,158586.62042076091]
[2004,12,6,10,4.8387086521280688E-2,7.2677096646549297E-2,1.647194811750969E-3,2.1492143452925355E-2,4.4034081989247477E-4,4.4106669201865449E-2,3.6171101873362116E-2,8.5417550739889572E-3,0.23346338840161532,57991.798167071785,75769.485341538501,637.05825581504916,21.298949317624444,24739.149485877751,272.23227145967144,34048.720153936054,21155.747867431808,0,214635.49049244824]
[2004,12,6,20,7.2573289000656765E-2,6.3695751743794271E-2,1.5698779727524802E-3,2.1579191320647294E-2,4.4034081989247477E-4,3.9490072467852189E-2,3.5591915981158115E-2,8.1408179795367849E-3,0.24308125728629035,86978.899343230485,66405.986903149664,607.15570254926286,20.29920877480594,24839.348436099572,272.23227145967144,30484.877925438224,20816.993722016483,0,230425.7935127182]
[2004,12,7,3,3.2879861267733922E-2,4.6769465653472203E-2,1.1843467992806002E-3,2.0075259065533518E-2,4.4034081989247477E-4,3.560837726350171E-2,3.6612861132985113E-2,6.1415930950898933E-3,0.17971210509748944,39406.42877022882,48759.492409230756,458.05019591325913,15.314122089513919,23108.203985226817,272.23227145967144,27488.352544414549,21414.123947524906,0,160922.19824608829]
[2004,12,7,12,4.7575860128374184E-2,7.4870690313780019E-2,1.5675609067021844E-3,2.2625738143669714E-2,4.4034081989247477E-4,4.6699186986008404E-2,3.2873720753585113E-2,8.1288025150934237E-3,0.23478190056710552,57019.54543132284,78056.415762312565,606.25956928920209,20.269248097405324,26044.00623839979,272.23227145967144,36050.048164500324,19227.176162951735,0,217295.95284833357]
[2004,12,7,19,7.0863991166764742E-2,6.4773942164533083E-2,1.6059446513459665E-3,2.2840930026154341E-2,4.4034081989247477E-4,4.0389852713430777E-2,3.6149882611038117E-2,8.3278466981073322E-3,0.24539273085126684,84930.310306011146,67530.054003365003,621.10461447752732,20.765566702804232,26291.709040151287,272.23227145967144,31179.475054084007,21143.337148918697,0,231988.98800517019]
[2004,12,7,21,6.7559796301350006E-2,6.2382767332461168E-2,1.4943329937547952E-3,2.254940598054295E-2,4.4034081989247477E-4,3.8470706158030832E-2,3.6722903540268123E-2,7.7490691086294474E-3,0.23736932223492979,80970.241297608824,65037.135398362763,577.93842222970477,19.322379156721908,25956.141907961573,272.23227145967144,29697.964770454622,21478.485531845872,0,224009.46197907976]
[2004,12,8,9,5.2980146452607277E-2,7.3163425981802935E-2,1.6651252049251402E-3,1.9890812970803876E-2,4.4034081989247477E-4,4.5291930759760693E-2,3.6649266300330115E-2,8.6347355920075204E-3,0.23871578408213004,63496.568626636661,76276.507844347987,643.99289701239081,21.530797143235187,22895.89200621935,272.23227145967144,34963.698315385758,21435.416595565293,0,220005.83935377034]
[2004,12,8,14,4.4516023083769944E-2,7.457607758259846E-2,1.5556136026758536E-3,2.3136114914684581E-2,4.4034081989247477E-4,4.5941122804299538E-2,3.5490972404235113E-2,8.0668481281202641E-3,0.23372311334027623,53352.338639759189,77749.267347657893,601.63890838715861,20.114764231183955,26631.49009080902,272.23227145967144,35464.850604838844,20757.953860037815,0,214849.88648718075]
[2004,12,8,23,5.9252805952656293E-2,5.7664931050920055E-2,1.4416680006647832E-3,2.0181768783459751E-2,4.4034081989247477E-4,3.9152503145003938E-2,3.4536620538952116E-2,7.4759675490938086E-3,0.22014660584064322,71014.334829353262,60118.55659606852,557.57005511181046,18.641397763000281,23230.805057532481,272.23227145967144,30224.286871654283,20199.772704555537,0,205636.19978349857]
[2004,12,9,7,4.3845120029413195E-2,5.702683765201795E-2,1.407177030685507E-3,1.9989139113469421E-2,4.4034081989247477E-4,4.0346372663564292E-2,3.1170427786425099E-2,7.2971098840953919E-3,0.20152252497956333,52548.263062676917,59453.312514156765,544.23055390672232,18.195414436520878,23009.07313899471,272.23227145967144,31145.910060921466,18230.954464100359,0,185222.17148065311]
[2004,12,9,16,4.8274265371555998E-2,7.0898457440967774E-2,1.5481781168068959E-3,2.2980889448832552E-2,4.4034081989247477E-4,4.1756780290800335E-2,3.5674448530806112E-2,8.0282903942713885E-3,0.22960165041393352,57856.582310648322,73915.165570474914,598.76320866723267,20.01862014698392,26452.813356581024,272.23227145967144,32234.692675245606,20865.265345516436,0,212215.53335874021]
[2004,12,9,22,6.392599838628725E-2,6.1148156730020733E-2,1.490014669400113E-3,2.1493732948940351E-2,4.4034081989247477E-4,3.9708481367242789E-2,3.5700378282169112E-2,7.7266758442113021E-3,0.2316337790481641,76615.143885873418,63749.992484563387,576.26829544092925,19.266541334194002,24740.979120953856,272.23227145967144,30653.481531855308,20880.431134051752,0,217507.79526553254]
[2004,12,10,9,5.2752367050324218E-2,7.1088879827766849E-2,1.6830128815058033E-3,2.0368440205866277E-2,4.4034081989247477E-4,4.2303694276612874E-2,3.6969972240910129E-2,8.7274945972598099E-3,0.23433420190013843,63223.575601565688,74113.690372799407,650.91101742035119,21.762092624609735,23445.678563926645,272.23227145967144,32656.890079587745,21622.991031153473,0,216007.7310305376]
[2004,12,10,12,4.7725518664927732E-2,7.326619499919125E-2,1.6394345799763627E-3,2.2676801473738413E-2,4.4034081989247477E-4,4.2393342154605461E-2,3.2800539700850104E-2,8.5015133256157883E-3,0.22944368571879761,57198.910800675585,76383.649652646112,634.05695949977235,21.198606126836548,26102.784152225988,272.23227145967144,32726.094931493328,19184.374041364303,0,212523.30141549162]
[2004,12,10,18,6.608622435756574E-2,6.0853958968444775E-2,1.5764094136613721E-3,2.1452354799716584E-2,4.4034081989247477E-4,3.5825253260227806E-2,3.607889251962311E-2,8.1746876640003234E-3,0.23048812180313216,79204.1691305852,63443.276696346751,609.68175977315298,20.383663162287693,24693.349612927454,272.23227145967144,27655.772806571196,21101.81647641278,0,217000.68241723848]
[2004,12,11,3,3.9318917445828383E-2,4.0399407269949908E-2,1.2199375425625682E-3,1.9056077880244104E-2,4.4034081989247477E-4,2.3210928867189732E-2,2.2644065579257078E-2,6.3261537856937142E-3,0.15261582919061795,47123.620961626075,42118.389949368619,471.81503822372622,15.774325965783669,21935.046186829702,272.23227145967144,17917.980110781838,13244.057196973243,0,143098.91604122866]
[2004,12,11,11,5.7229157174037849E-2,5.2432003504720097E-2,1.4398603880250249E-3,2.0223224132501612E-2,4.4034081989247477E-4,2.7919189046530953E-2,1.7974346679387056E-2,7.4665939253261079E-3,0.18512471567042119,68588.996997139096,54662.969550077782,556.87095470956388,18.618024541007689,23278.523428628509,272.23227145967144,21552.583134751054,10512.832806759541,0,179443.62716806625]
[2004,12,11,20,7.4911695368103506E-2,4.6529411247590309E-2,1.4525717203052253E-3,1.9621064733882008E-2,4.4034081989247477E-4,2.0588651778767588E-2,1.6017452974677052E-2,7.5325102858118135E-3,0.18709369892902999,89781.473332344845,48509.223760276633,561.78710616520254,18.782387626699826,22585.390544539699,272.23227145967144,15893.679016062415,9368.2851519727865,0,186990.85357044794]
[2004,12,12,1,4.1355084239456205E-2,3.8857065737475077E-2,1.1671470030395288E-3,2.2732487272626351E-2,4.4034081989247477E-4,1.8408208773402258E-2,1.6307959648078053E-2,6.0524011878754849E-3,0.14532069468184541,49563.961602483345,40510.42224662954,451.39811559128214,15.091721201775188,26166.882891653568,272.23227145967144,14210.457520430833,9538.1966453465611,0,140728.64301479657]
[2004,12,12,13,5.7085630283351022E-2,4.6561900195729547E-2,1.2944309969645002E-3,2.2720640000650025E-2,4.4034081989247477E-4,2.3735094520150588E-2,1.8384345607585059E-2,6.7124498312964046E-3,0.1769348322556196,68416.98038951389,48543.095103428517,500.62563779117284,16.737558910959674,26153.245748710418,272.23227145967144,18322.616642057583,10752.632909649466,0,172978.16626152169]
[2004,12,12,18,7.4831736235665844E-2,4.6450230640092058E-2,1.3907937201503631E-3,2.2561263931896131E-2,4.4034081989247477E-4,2.1699751385191986E-2,1.7454355045690054E-2,7.2121519757205209E-3,0.19204062375429945,{"$f":"E8324*1000000*$N$8826","v":89685.642518726832},{"$f":"F8324*1000000*$O$8826","v":48426.674041644503},{"$f":"G8324*1000000*$P$8826","v":537.89425223825094},{"$f":"G8324*1000000*$Q$8826","v":17.983571066050331},{"$f":"H8324*1000000*$R$8826","v":25969.791343708413},{"$f":"I8324*1000000*$S$8826","v":272.23227145967144},{"$f":"J8324*1000000*$T$8826","v":16751.406889122773},{"$f":"K8324*1000000*$U$8826","v":10208.700189119567},{"$f":"L8324*1000000*$V$8826","v":0},{"$f":"SUM(N8324:V8324)","v":191870.32507708605}]
[2004,12,12,22,6.7572663221346196E-2,4.2545688353821692E-2,1.3683802432668136E-3,2.2141875426109885E-2,4.4034081989247477E-4,2.324774136357553E-2,1.7193219301958055E-2,7.0959238110067909E-3,0.18160583254097742,80985.662267977066,44355.994650532281,529.22576300533092,17.693755007397854,25487.042149332799,272.23227145967144,17946.39799883118,10055.967160059236,0,179650.21601620494]
[2004,12,13,7,4.4530915735996768E-2,5.4798687399743112E-2,1.3726624027858541E-3,1.9945454773661657E-2,4.4034081989247477E-4,3.7402476256117992E-2,2.9544740947384091E-2,7.1181295376995029E-3,0.19515340787328145,53370.187444971518,57130.355135994912,530.88190291960245,17.749125202784199,22958.789024008078,272.23227145967144,28873.33072647747,17280.123024168974,0,180433.64865520303]
[2004,12,13,14,4.8502732631904077E-2,7.4458577334575046E-2,1.5484341668804758E-3,2.2611845394413313E-2,4.4034081989247477E-4,4.3947619267852032E-2,3.4989576348902117E-2,8.0296181771174688E-3,0.23452874414153702,58130.399731832847,77626.767499273265,598.86223691338341,20.021930986418973,26028.014590038765,272.23227145967144,33925.939477187603,20464.697421085883,0,217066.93515877787]
[2004,12,13,24,4.4012497590296323E-2,5.4253613265190508E-2,1.3040795234566991E-3,2.005495774494797E-2,4.4034081989247477E-4,3.8593588020531484E-2,3.6624223951769119E-2,6.7624835914402029E-3,0.20204578450752478,52748.864636904014,56562.088260270779,504.35723857965007,16.862318578292921,23084.835566631125,272.23227145967144,29792.82503136279,21420.7698310288,0,184402.83515481514]
[2004,12,14,7,4.1772294793927661E-2,5.7016161094548115E-2,1.3514991401484609E-3,2.0000865859069423E-2,4.4034081989247477E-4,4.1848972719649241E-2,2.9518798798325092E-2,7.0083845307789454E-3,0.1989573177563394,50063.987373975913,59442.181672364291,522.69693834409975,17.475474961116511,23022.571546588009,272.23227145967144,32305.861826464468,17264.949984471343,0,182911.95708862893]
[2004,12,14,17,5.4020125844758675E-2,6.8310228621535782E-2,1.5104830877433609E-3,2.2827124596177781E-2,4.4034081989247477E-4,4.2677202268790931E-2,3.4276119945411118E-2,7.832817640550568E-3,0.23189444282486069,64742.981240899629,71216.808389969548,584.18452659708566,19.531206935247805,26275.817903157204,272.23227145967144,32945.224459196514,20047.411162030116,0,216104.19116024504]
[2004,12,14,21,6.6580993118657533E-2,6.3047419916306552E-2,1.4639711606981606E-3,2.2558931890942952E-2,4.4034081989247477E-4,3.9424723368866411E-2,3.7206885739059121E-2,7.5916236506198805E-3,0.23831488966504308,79797.148212307511,65730.068750582461,566.19587892370305,18.929787376532889,25967.1069809377,272.23227145967144,30434.430833786504,21761.556957366585,0,224547.66967274068]
[2004,12,15,10,4.5016526514103365E-2,7.3944730503860398E-2,1.6056003803340926E-3,2.24611514380578E-2,4.4034081989247477E-4,4.62791032376145E-2,3.6414384815626116E-2,8.3260614334613285E-3,0.23448789914295007,{"$f":"E8388*1000000*$N$8826","v":53952.190707749643},{"$f":"F8388*1000000*$O$8826","v":77091.056639812581},{"$f":"G8388*1000000*$P$8826","v":620.97146648022454},{"$f":"G8388*1000000*$Q$8826","v":20.761115128053557},{"$f":"H8388*1000000*$R$8826","v":25854.55398006922},{"$f":"I8388*1000000*$S$8826","v":272.23227145967144},{"$f":"J8388*1000000*$T$8826","v":35725.759020724407},{"$f":"K8388*1000000*$U$8826","v":21298.039153027796},{"$f":"L8388*1000000*$V$8826","v":0},{"$f":"SUM(N8388:V8388)","v":214835.56435445164}]
[2004,12,15,11,4.4443895617425642E-2,7.564353280396803E-2,1.5701073819033439E-3,2.3093826850379723E-2,4.4034081989247477E-4,4.6923411108381191E-2,3.7372407888447118E-2,8.1420076122167978E-3,0.23762953008261428,53265.894057717633,78862.142468986101,607.24442732697264,20.302175135458842,26582.813198874173,272.23227145967144,36223.140908354806,21858.367523746005,0,217692.13703160087]
[2004,12,15,20,7.029760924904925E-2,6.4401060471239516E-2,1.5388242892513217E-3,2.2464621917112512E-2,4.4034081989247477E-4,4.0693995502403227E-2,3.5588595748645112E-2,7.9797848359645894E-3,0.24340483283355802,84251.503041118471,67141.306305702587,595.14558370554744,19.897671065787996,25858.548774739662,272.23227145967144,31414.262057862623,20815.051784993051,0,230367.94749064741]
[2004,12,16,4,3.4236057255092822E-2,4.6110784962192022E-2,1.1685147475778786E-3,1.9330933377677249E-2,4.4034081989247477E-4,3.4605678416741045E-2,3.3415785552876102E-2,6.0594938151512789E-3,0.17536758894720086,41031.826156767485,48072.785051816281,451.92709549322552,15.109406736839983,22251.426507522578,272.23227145967144,26714.306055531539,19544.218929903094,0,158353.83147523069]
[2004,12,16,10,4.5349331104625093E-2,7.3323876499724022E-2,1.6163769915330097E-3,2.2457443351657801E-2,4.4034081989247477E-4,4.3735448322009388E-2,3.5574034047219115E-2,8.3819450318870104E-3,0.23087879616854795,54351.056149547279,76443.785483750515,625.13935790691085,20.900461424013226,25850.285680634261,272.23227145967144,33762.151340596996,20806.534939557492,0,212132.08568487715]
[2004,12,16,21,6.7214336774178013E-2,6.238854061917419E-2,1.4836171273308006E-3,2.2552267273342953E-2,4.4034081989247477E-4,3.7685182147303153E-2,3.6975640375648114E-2,7.6935005105824173E-3,0.23643342564745212,80556.20894693525,65043.154336696287,573.79402405353505,19.183818317268756,25959.435481283246,272.23227145967144,29091.569236639683,21626.306208828049,0,223141.88432421302]
[2004,12,17,6,3.5721387984794691E-2,4.7273286443228202E-2,1.2154786157485031E-3,1.8933281349755783E-2,4.4034081989247477E-4,3.5018929917732172E-2,2.5775105143406082E-2,6.3030314078991283E-3,0.17068084168245701,42811.991198329495,49284.75062269286,470.09053295045157,15.716670091963369,21793.697710780692,272.23227145967144,27033.320956567091,15075.339080892611,0,156757.13904376482]
[2004,12,17,9,4.8327709143537706E-2,7.0733515200162175E-2,1.5647896649865298E-3,2.0374630701866275E-2,4.4034081989247477E-4,4.3568421654433559E-2,3.5995372346452115E-2,8.1144318603189707E-3,0.22911921139164979,57920.634533273609,73743.205086724454,605.18778202929673,20.233414730017611,23452.804312285392,272.23227145967144,33633.212920048718,21052.967211835887,0,210700.47753238707]
[2004,12,17,23,5.5643069298949528E-2,4.9512125330034698E-2,1.3053552505083226E-3,1.973175597917665E-2,4.4034081989247477E-4,2.8955562954130074E-2,3.5729869285754119E-2,6.7690990493924083E-3,0.19808717796783826,66688.074777180504,51618.851433584372,504.85063040228425,16.878814287010439,22712.804884115467,272.23227145967144,22352.625527278651,20897.67982717662,0,185063.99816548458]
[2004,12,18,6,3.7743857286538757E-2,4.1466415488503938E-2,1.1573550537948253E-3,1.8382558256629489E-2,4.4034081989247477E-4,2.4165513193038578E-2,1.8064852673053057E-2,6.0016236893376653E-3,0.14742251646078877,45235.915430557397,43230.799048045359,447.611045560246,14.965107015526025,21159.772064601275,272.23227145967144,18654.883965965411,10565.767936830858,0,139581.94687003572]
[2004,12,18,8,4.6811983259667213E-2,4.9741605322753429E-2,1.2907207061122307E-3,1.7043275123313443E-2,4.4034081989247477E-4,2.7657833518327367E-2,1.9330093554521064E-2,6.6932096081684196E-3,0.16900906191275561,56104.040977979348,51858.09573126235,499.19067004962159,16.689583227541799,19618.151718003854,272.23227145967144,21350.826316530205,11305.781806842839,0,161025.00907535543]
[2004,12,18,20,7.1829912785186439E-2,4.4792775929853791E-2,1.371578759390361E-3,1.9622907389882007E-2,4.4034081989247477E-4,2.0235564969418727E-2,1.5418924454628049E-2,7.1125101559446451E-3,0.18082451526419646,86087.964869818927,46698.695129905398,530.46280011128044,17.735113219748357,22587.511586693305,272.23227145967144,15621.109035623787,9018.2178936969503,0,180833.92870052904]
[2004,12,19,1,4.1033397010187218E-2,3.8260167459967742E-2,1.1544823574577692E-3,2.2742013183026353E-2,4.4034081989247477E-4,1.8726878788263863E-2,1.5638270898160053E-2,5.9867269276808006E-3,0.14398227744463624,49178.420289420676,39888.126126189665,446.50002037675495,14.927961795512347,26177.847964629691,272.23227145967144,14456.459006233679,9146.5092040149884,0,139581.02284412063]
[2004,12,19,10,5.7214629539159838E-2,4.5176536837180495E-2,1.3296123313107713E-3,2.0935562434308216E-2,4.4034081989247477E-4,2.3075089478135961E-2,1.7742347373090057E-2,6.8948874755981864E-3,0.17280900628867599,68571.58566427615,47098.784948899651,514.23213978838169,17.192468950635611,24098.480906183464,272.23227145967144,17813.117117781727,10377.141092234999,0,168762.76660957467]
[2004,12,19,19,7.7705954689780463E-2,4.4903004333375442E-2,1.4256834144933184E-3,2.2268883496284368E-2,4.4034081989247477E-4,2.1258917576258116E-2,1.8036889051408055E-2,7.3930772807043734E-3,0.19343275066219659,93130.38590921351,46813.613718982684,551.38796146164043,18.43471007293445,25633.238439192934,272.23227145967144,16411.099464726551,10549.412578593414,0,193379.80505370334]
[2004,12,20,3,3.4248976316257403E-2,4.2064315999150934E-2,1.1435355090271319E-3,1.9917218869700003E-2,4.4034081989247477E-4,3.0653361164184226E-2,2.4796057766061079E-2,5.929960540693952E-3,0.15919376698496721,41047.309618191328,43854.140046344815,442.26628911549602,14.786414257693176,22926.287275147788,272.23227145967144,23663.263060741334,14502.714018545954,0,146722.99899380407]
[2004,12,20,9,5.5685205191051967E-2,6.9713024756310624E-2,1.6345467082730946E-3,1.9517322072157044E-2,4.4034081989247477E-4,4.1123010528634409E-2,3.6620161873501117E-2,8.4761665951473882E-3,0.2332097785449681,66738.574534989224,72679.293080131363,632.16655831606454,21.135403807999541,22465.974571810028,272.23227145967144,31745.44581837568,21418.394003387257,0,215973.2162422773]
[2004,12,20,12,4.8534128284543052E-2,7.3409668315243176E-2,1.6193038158034342E-3,2.3668547505823808E-2,4.4034081989247477E-4,4.1298528558712147E-2,3.307451334858711E-2,8.3971224813812785E-3,0.23044215312998645,58168.027340396591,76533.227715324741,626.27131725470156,20.938306541878244,27244.361928938953,272.23227145967144,31880.939257264377,19344.615701519899,0,214090.61383870081]
[2004,12,21,2,3.3659606517790444E-2,4.8806631803509817E-2,1.2114413336033688E-3,2.0236800050034406E-2,4.4034081989247477E-4,3.4782959732292743E-2,3.6241971605909119E-2,6.2820955264828518E-3,0.18166184738951521,40340.951437617019,50883.339368806322,468.5291002023248,15.664466268118904,23294.150378727154,272.23227145967144,26851.160685703573,21197.198144463622,0,163323.2258532478]
[2004,12,21,5,3.4669935446119349E-2,4.3951629268244349E-2,1.1924495773493636E-3,1.9479660739605928E-2,4.4034081989247477E-4,3.3699070539090041E-2,2.6842766810240087E-2,6.1836111643483157E-3,0.1664594643648899,41551.828047603354,45821.757929774045,461.18397318533277,15.418894553698102,22422.623412449855,272.23227145967144,26014.438247010024,15699.792853695597,0,152259.27562973159]
[2004,12,21,14,4.3629271025032355E-2,7.166351345434277E-2,1.5209160787672781E-3,2.3142825081084582E-2,4.4034081989247477E-4,4.2665565960962243E-2,3.7106491147852125E-2,7.8869193493343002E-3,0.22805584291726813,52289.568588664486,74712.774488079158,588.21952173986756,19.666110072062221,26639.214020718959,272.23227145967144,32936.241659178886,21702.838186059449,0,209160.75484597255]
[2004,12,21,22,6.2505564979989076E-2,5.8747438399972055E-2,1.4481146917653767E-3,2.1497327163340352E-2,4.4034081989247477E-4,3.8020849947149271E-2,3.6909318891522117E-2,7.5093977517790619E-3,0.22707835264540976,74912.758118720812,61247.124308603816,560.06333505600651,18.724756298395352,24745.116344750109,272.23227145967144,29350.692384872433,21587.516110553584,0,212694.22763031482]
[2004,12,22,7,4.2716635925431394E-2,5.5498805900358619E-2,1.3768649432606213E-3,1.9995255075069423E-2,4.4034081989247477E-4,3.6652711233399575E-2,2.8742144280894093E-2,7.1399223888959119E-3,0.1925626805672021,51195.777779974902,57860.263469120997,532.50724989480409,17.803465889106654,23016.113092389951,272.23227145967144,28294.539811141949,16810.700423360449,0,177999.93756323186]
[2004,12,22,15,4.5508819392485141E-2,7.0748127219535967E-2,1.5050606077843679E-3,2.2653944867712283E-2,4.4034081989247477E-4,4.0568569586028218E-2,3.3111179049504114E-2,7.8046986254997029E-3,0.22234074016844227,54542.202450441502,73758.438843146185,582.08736383271537,19.461091897853009,26076.474398875474,272.23227145967144,31317.437881292906,19366.060730391247,0,205934.39503133757]
[2004,12,22,24,4.6203433320322534E-2,5.1167650168163083E-2,1.3060300598740247E-3,2.0859911897199948E-2,4.4034081989247477E-4,3.3141207637370301E-2,2.4989820661780082E-2,6.7725983660988122E-3,0.18488099293070123,55374.695448123166,53344.818357733333,505.11161524418338,16.887539867237269,24011.40118096631,272.23227145967144,25583.788683834333,14616.042027801694,0,173724.97712502992]
[2004,12,23,1,3.6806657285961053E-2,4.851462000372208E-2,1.2109367614693872E-3,1.9902900198486728E-2,4.4034081989247477E-4,3.2902695033342193E-2,2.3728837266207076E-2,6.2794789983376172E-3,0.16978646636741862,44112.683651521096,50578.902554397282,468.3339551949984,15.657941929751582,22909.805357075715,272.23227145967144,25399.665759689426,13878.518275410655,0,157635.7997666786]
[2004,12,23,9,5.1012698564269467E-2,6.7227322691753119E-2,1.6044328332182375E-3,1.9892870948403876E-2,4.4034081989247477E-4,3.8143632015403522E-2,1.8177678316626058E-2,8.3200069574334602E-3,0.2048189831470002,61138.587416204857,70087.825137212858,620.51991361962644,20.746018233218088,22898.260900489786,272.23227145967144,29445.475608306901,10631.757379916331,0,195115.40464544325]
[2004,12,23,10,4.4554300211661381E-2,6.8242272940424634E-2,1.5906325640693006E-3,2.24594495692578E-2,4.4034081989247477E-4,3.7788204692953277E-2,1.8291833242317059E-2,8.2484437651599001E-3,0.20161547780573583,{"$f":"E8580*1000000*$N$8826","v":53398.213678631786},{"$f":"F8580*1000000*$O$8826","v":71145.961214980329},{"$f":"G8580*1000000*$P$8826","v":615.18261208669207},{"$f":"G8580*1000000*$Q$8826","v":20.567574717565961},{"$f":"H8580*1000000*$R$8826","v":25852.594995068921},{"$f":"I8580*1000000*$S$8826","v":272.23227145967144},{"$f":"J8580*1000000*$T$8826","v":29171.098838168487},{"$f":"K8580*1000000*$U$8826","v":10698.52429329927},{"$f":"L8580*1000000*$V$8826","v":0},{"$f":"SUM(N8580:V8580)","v":191174.37547841272}]
[2004,12,23,11,4.4008906842621383E-2,6.967981109650867E-2,1.5554704402580991E-3,2.309252249837972E-2,4.4034081989247477E-4,3.8407381206802635E-2,1.8465321598873059E-2,8.066105739727868E-3,0.2037158602430639,52744.561135093827,72644.666189052557,601.58353982995925,20.112913078510214,26581.311787012626,272.23227145967144,29649.080246137855,10799.994133562466,0,193313.54221522747]
[2004,12,23,12,4.6563079130418066E-2,6.802578626371493E-2,1.5315318030909002E-3,2.2622897554869716E-2,4.4034081989247477E-4,3.7206221630395962E-2,1.8286101613793057E-2,7.9419686467570982E-3,0.2026179274629322,55805.730022224263,70920.263095015966,592.32518961447147,19.803376030360351,26040.736497012433,272.23227145967144,28721.829401370789,10695.171979390005,0,193068.09183211793]
[2004,12,23,13,4.671288246074988E-2,6.5479562304643635E-2,1.4912497516889444E-3,2.2408790943048044E-2,4.4034081989247477E-4,3.5724796672342921E-2,1.7673809305768059E-2,7.7330805331601495E-3,0.19766451279129413,55985.268926546123,68265.698069098871,576.74596776183375,19.282511488352604,25794.282927252261,272.23227145967144,27578.224029698988,10337.054559160564,0,188828.78926246669]
[2004,12,23,14,4.3066940240941959E-2,6.579961821155017E-2,1.4989128243655186E-3,2.314107145228458E-2,4.4034081989247477E-4,3.53997508587367E-2,1.7482376124594058E-2,7.7728184496776813E-3,0.19460182898204312,51615.616596953652,68599.372258985197,579.7096874619541,19.381598369510353,26637.195455882884,272.23227145967144,27327.300662667258,10225.089152948814,0,185275.89768472896]
[2004,12,23,15,4.4653519854202905E-2,6.4100159254043623E-2,1.4733127416732194E-3,2.2652862048512284E-2,4.4034081989247477E-4,3.3631134299395911E-2,1.7274876260565057E-2,7.6400657026003422E-3,0.19186627098088579,53517.128163841524,66827.601831837121,569.80876747827529,19.0505781040867,26075.227988711053,272.23227145967144,25961.993978251725,10103.726668021121,0,183346.77024770458]
[2004,12,23,16,4.6426140171037591E-2,6.1136560098983266E-2,1.4828746200829033E-3,2.2985622383232551E-2,4.4034081989247477E-4,3.2353711472144553E-2,1.6430545335345052E-2,7.68965013720402E-3,0.18894544503792238,55641.609033246998,63737.902420348553,573.5068568229799,19.174217373817434,26458.261336764335,272.23227145967144,24975.870719561139,9609.8945411158438,0,181288.45139669336]
[2004,12,23,17,5.3897318456699296E-2,5.9065049594590135E-2,1.5063724888243516E-3,2.2809809840977781E-2,4.4034081989247477E-4,3.1943252951126114E-2,1.5377268336798049E-2,7.8115015649272736E-3,0.19285091405383545,64595.796903635746,61578.249764426022,582.59473833463016,19.478055093451996,26255.887256493577,272.23227145967144,24659.011895944408,8993.8540706364056,0,186957.10495602395]
[2004,12,23,18,6.3925501326567408E-2,5.7001858098387329E-2,1.5438740240851961E-3,2.4043438392782605E-2,4.4034081989247477E-4,3.09592497332307E-2,1.5127928749116048E-2,8.0059709299419579E-3,0.20104816207400372,76614.548161083556,59427.270088000711,597.09858601143549,19.962966345694689,27675.890860135652,272.23227145967144,23899.397742280849,8848.0203753058649,0,197354.42105062347]
[2004,12,23,19,6.9574725724039374E-2,5.5320011600224005E-2,1.5690333491990257E-3,2.2849511834154339E-2,4.4034081989247477E-4,2.9653561115957822E-2,1.4538562040733045E-2,8.1364380680218479E-3,0.20208218455222193,83385.129004272167,57673.861525065855,606.82904148650005,20.288287422863132,26301.58737692286,272.23227145967144,22891.454337299736,8503.3116758677825,0,199654.69351979744]
[2004,12,23,20,6.9758222894813121E-2,5.4524105788440476E-2,1.5244789876093922E-3,2.2468994601912508E-2,4.4034081989247477E-4,2.8561840334598763E-2,1.4223755103603046E-2,7.9053953027935862E-3,0.19940713383366335,83605.049889301255,56844.090159370542,589.59748898235318,19.712180041631175,25863.582079265976,272.23227145967144,22048.686201700897,8319.1874484069267,0,197562.13771852927]
[2004,12,23,21,6.64525534039003E-2,5.2909765654675339E-2,1.4599870193838023E-3,2.2561234175742951E-2,4.4034081989247477E-4,2.7472778948941894E-2,1.3954190048791044E-2,7.5709633382848541E-3,0.19282181340961266,79643.213546049781,55161.060336420371,564.65499857455484,18.878270686871531,25969.757092032993,272.23227145967144,21207.971021396137,8161.5242853260997,0,190999.29182194648]
[2004,12,23,22,6.1795349391563587E-2,5.0880102252803913E-2,1.427164621593399E-3,2.1502637739340351E-2,4.4034081989247477E-4,2.5719567780560983E-2,1.3920641146311042E-2,7.4007582836874333E-3,0.18308656203575316,74061.566571137868,53045.035364698328,551.96082339937027,18.453862728545349,24751.229235900671,272.23227145967144,19854.556730016542,8141.9022089906621,0,180696.93706833167]
[2004,12,23,23,5.7447416133140819E-2,4.7518595173267848E-2,1.3891205161724028E-3,2.0195358889059753E-2,4.4034081989247477E-4,2.3645081877281055E-2,1.3832746543177045E-2,7.2034753465406555E-3,0.17167213529853204,68850.579795658865,49540.497165723944,537.24713484799577,17.961935806838493,23246.448339213701,272.23227145967144,18253.130205134541,8090.4944285663614,0,168808.59127641196]
[2004,12,23,24,4.52526570381954E-2,4.4604634651730812E-2,1.2784805146452422E-3,2.086532599319995E-2,4.4034081989247477E-4,2.2926738319039915E-2,1.3792703547514044E-2,6.6297364131195566E-3,0.1557906172973374,54235.19253072999,46502.548496747972,494.45673392307867,16.531312198618217,24017.63323178843,272.23227145967144,17698.59550025819,8067.0740881225165,0,151304.26416522847]
[2004,12,24,1,4.0143215823487871E-2,4.1400101148007309E-2,1.23498091014117E-3,1.8749384228867953E-2,4.4034081989247477E-4,2.0238270272460265E-2,1.3645646251025044E-2,6.4041632357160899E-3,0.14225610268959815,48111.540437324416,43161.663052222226,477.63311234758868,15.96884328780124,21582.017643893396,272.23227145967144,15623.197429688897,7981.0632417435572,0,137225.31603196755]
[2004,12,24,2,3.6574314061356264E-2,3.9609248332617919E-2,1.2308420865963844E-3,1.9019882041055945E-2,4.4034081989247477E-4,2.007863938850811E-2,1.3676115722566044E-2,6.3827007974168589E-3,0.13701208325000996,43834.220897190113,41294.609985911527,476.03240811408972,15.91532648925009,21893.38192572871,272.23227145967144,15499.968281037098,7998.8842210389103,0,131285.24531696938]
[2004,12,24,3,3.4612099617161725E-2,3.8744027642758465E-2,1.1937221478421473E-3,1.8489321850030493E-2,4.4034081989247477E-4,2.0042048606489817E-2,1.3594048378141044E-2,6.1902102535308454E-3,0.13330581931584701,41482.511956041177,40392.574414838469,461.67614419798474,15.435349446729299,21282.665367569505,272.23227145967144,15471.721548293521,7950.884686690094,0,127329.70173853716]
[2004,12,24,4,3.4590612020160429E-2,3.8426984102266103E-2,1.1726400771048069E-3,1.816017777417225E-2,4.4034081989247477E-4,1.9832886629860651E-2,1.3531976333816042E-2,6.0808862783663957E-3,0.13223650403563914,41456.759126557503,40062.040766655016,453.52258086893136,15.162749051838622,20903.794618224128,272.23227145967144,15310.256224841043,7914.5800000384852,0,126388.34833769662]
[2004,12,24,5,3.3310502785300483E-2,3.8865201931223031E-2,1.1995747225021544E-3,1.8467809661725273E-2,4.4034081989247477E-4,1.9675991646869492E-2,1.2580962480966041E-2,6.2205595837626915E-3,0.13076094363224164,39922.55151628625,40518.904632984624,463.93964756645886,15.51102579671039,21257.903144880231,272.23227145967144,15189.139090718467,7358.351180696206,0,124998.53251038861]
[2004,12,24,6,3.5286141066788825E-2,4.0181412256778626E-2,1.2078522828134761E-3,1.8942202703355782E-2,4.4034081989247477E-4,1.9845032513274286E-2,1.184267506980204E-2,6.2634840103606131E-3,0.13400914072306611,42290.348891745591,41891.119313677991,467.14102247167062,15.618058271731979,21803.966891274958,272.23227145967144,15319.632398396125,6926.54176612631,0,128986.60061342405]
[2004,12,24,7,4.0310665370324038E-2,4.378811367861575E-2,1.2774360299350114E-3,1.8649641208183843E-2,4.4034081989247477E-4,2.0740143699458594E-2,1.2026993211579039E-2,6.6243200941087932E-3,0.14385765411209753,48312.228286530211,45651.284800780857,494.05277587089307,16.517806554508891,21467.205572948405,272.23227145967144,16010.625185576666,7034.3457293143765,0,139258.49242903557]
[2004,12,24,8,4.4263987016397222E-2,4.9386832985371776E-2,1.3749566244618669E-3,1.9277397264109462E-2,4.4034081989247477E-4,2.2037356814769402E-2,1.3399170886366042E-2,7.1300265395004645E-3,0.15731006895086871,53050.274064255704,51488.227937182011,531.76920103937982,17.778790492434336,22189.802225172738,272.23227145967144,17012.025815968525,7836.9047726840554,0,152399.01507825451]
[2004,12,24,9,4.9613425503330554E-2,5.272773062167202E-2,1.4291167200192224E-3,2.0384516861866275E-2,4.4034081989247477E-4,2.2271548957767208E-2,1.3205608556177043E-2,7.4108811583557792E-3,0.1674831691990806,59461.562268288544,54971.27976728358,552.71580417605958,18.479104214942716,23464.184060918516,272.23227145967144,17192.813503714526,7723.6940701611466,0,163656.96085021703]
[2004,12,24,10,5.2398203905912877E-2,5.4346190926765944E-2,1.4484528449106328E-3,2.126052871881888E-2,4.4034081989247477E-4,2.2357876805468465E-2,1.3199466303986041E-2,7.5111512913869282E-3,0.17296221161714226,62799.111988120298,56658.605073618564,560.19411694736414,18.729128766455005,24472.5426887129,272.23227145967144,17259.455414814613,7720.1015907518658,0,169760.97227319176]
[2004,12,24,11,5.3814633611319843E-2,5.4696459786641276E-2,1.4657193410840255E-3,2.1803891225032766E-2,4.4034081989247477E-4,2.1706520403085013E-2,1.275485765351604E-2,7.6006890802671097E-3,0.17428311192083853,64496.699330100055,57023.777768573505,566.87199369745292,18.952392113489907,25097.995719756058,272.23227145967144,16756.632321016121,7460.0589594282828,0,171693.22075614467]
[2004,12,24,12,5.5249476683120649E-2,5.3865948228366871E-2,1.434193280179594E-3,2.268615140013841E-2,4.4034081989247477E-4,1.9205448845484425E-2,1.2035957791798038E-2,7.4372063587503636E-3,0.17235472340773078,66216.355044124051,56157.928192238804,554.67918126918471,18.544746358053093,26113.54665376047,272.23227145967144,14825.897421040727,7039.5889314571959,0,171198.77244170816]
[2004,12,24,13,5.3628955996995666E-2,5.2243157942698251E-2,1.4011798726139028E-3,2.2339069140585623E-2,4.4034081989247477E-4,1.8038368874585667E-2,1.1647574123855038E-2,7.266010796712288E-3,0.16700465756793892,64274.165189109866,54466.088665952535,541.91113240679533,18.117868559794193,25714.027642463163,272.23227145967144,13924.954773466809,6812.4311582824321,0,166023.92870170108]
[2004,12,24,14,5.491990607412868E-2,5.1484668712681841E-2,1.3844305314207256E-3,2.2350070225413566E-2,4.4034081989247477E-4,1.7259236359180596E-2,1.1476407870653037E-2,7.1791547860557761E-3,0.16649421537942669,65821.365520833453,53675.325946371995,535.4332671230685,17.901292252831531,25726.690757366589,272.23227145967144,13323.493238059425,6712.319469431136,0,166084.76176289815]
[2004,12,24,15,5.228080491636837E-2,5.0347277969210645E-2,1.3279100023826918E-3,2.1939655062805249E-2,4.4034081989247477E-4,1.7183138072969194E-2,1.1077498505247035E-2,6.8860598149867707E-3,0.16148268516386244,62658.409602501575,52489.539567422929,513.57375822354845,17.170457093080916,25254.270587583294,272.23227145967144,13264.748170742112,6479.0054281273078,0,160948.94984315353]
[2004,12,24,16,5.3650074900445044E-2,4.9188912709455426E-2,1.3624755257259046E-3,2.0614376118407083E-2,4.4034081989247477E-4,1.6854473076520295E-2,1.1227068724772036E-2,7.0653040866999143E-3,0.16040302596191819,64299.476140324245,51281.886212803991,526.94209319842241,17.617404427161979,23728.770165172427,272.23227145967144,13011.030928180306,6566.4860325010895,0,159704.44124806731]
[2004,12,24,17,6.0683570721569255E-2,4.8723342627879272E-2,1.3910592073586184E-3,2.083519646733455E-2,4.4034081989247477E-4,1.5857326937481275E-2,1.1359086749653038E-2,7.2135286961254276E-3,0.16650345222729387,72729.102707904211,50796.506263698415,537.99693032867822,17.987003931764065,23982.95177500608,272.23227145967144,12241.270924645933,6643.7007122782543,0,167221.74858925302]
[2004,12,24,18,6.8269454055367385E-2,4.8389970874702565E-2,1.4985712000902666E-3,2.1464584652516584E-2,4.4034081989247477E-4,1.6317564580088834E-2,1.1585913082201039E-2,7.7710469100481768E-3,0.17573744617490733,81820.764282095042,50448.949642271313,579.57756309913816,19.377181018221755,24707.427136524489,272.23227145967144,12596.55739222597,6776.3668588026339,0,177221.25232749648]
[2004,12,24,19,7.4480949646515776E-2,4.722863820045381E-2,1.4902934011387576E-3,2.1076567677489604E-2,4.4034081989247477E-4,1.6449251211181678E-2,1.1664182750627037E-2,7.7281212459487676E-3,0.18055834495324788,89265.225698037291,49238.202610560897,576.37609589901376,19.270145457478179,24260.789044364166,272.23227145967144,12698.214609404937,6822.1452090637113,0,183152.45568424714]
[2004,12,24,20,7.0023404908896844E-2,4.6259578956692846E-2,1.4760664324878338E-3,2.1258416156863708E-2,4.4034081989247477E-4,1.5954187404933241E-2,1.1671541083771039E-2,7.6543453447653906E-3,0.17473788110830335,83922.86984796972,48227.910186218221,570.8737668668706,19.086184530648065,24470.110963551488,272.23227145967144,12316.043629316908,6826.4489496924625,0,176625.57579960598]
[2004,12,24,21,6.3709399830459645E-2,4.5118511174827833E-2,1.4193517588102344E-3,2.178196474477144E-2,4.4034081989247477E-4,1.5861551781796972E-2,1.1710742944966039E-2,7.3602436099861881E-3,0.16740210666551081,76355.551076388831,47038.290311992998,548.93917186061003,18.352838995798589,25072.756614402409,272.23227145967144,12244.532348471448,6849.3773275527528,0,168400.03196112454]
[2004,12,24,22,6.3160638899267776E-2,4.3696033350683568E-2,1.3500267084989007E-3,2.0878919315710339E-2,4.4034081989247477E-4,1.5784227276111947E-2,1.1670351038822038E-2,7.0007490341005884E-3,0.16398128644308763,75697.86251831337,45555.286482473894,522.12747034202505,17.456435775918795,24033.280216386818,272.23227145967144,12184.840684993957,6825.7529164065509,0,165108.83899615219]
[2004,12,24,23,5.8250363974967821E-2,4.1579662371725196E-2,1.3038855415263527E-3,1.974234400477665E-2,4.4034081989247477E-4,1.5653402518970416E-2,1.1709779115921037E-2,6.7614776714810219E-3,0.15544125601926095,69812.910709330186,43348.86455222941,504.28221540125946,16.859810307095422,22724.992535321704,272.23227145967144,12083.848802684006,6848.8136033860201,0,155612.80450011938]
[2004,12,24,24,5.4732250090766849E-2,3.8872540476843784E-2,1.2596843131773626E-3,1.8831947052462255E-2,4.4034081989247477E-4,1.5559945928618977E-2,1.1750948793595038E-2,6.5322661272040044E-3,0.14797992360256074,65596.460309663598,40526.555431523586,487.18723839185668,16.288269093108028,21677.053955155203,272.23227145967144,12011.70376545951,6872.8929174114519,0,147460.374158158]
[2004,12,25,1,4.2652479348157989E-2,3.7760731931234554E-2,1.2554394791530557E-3,2.274935482142635E-2,4.4034081989247477E-4,1.5614993169089252E-2,1.1703420103603037E-2,6.5102539569939603E-3,0.13868701362955069,51118.886287888621,39367.439765293471,485.54553424098287,16.233381532692917,26186.298768536089,272.23227145967144,12054.198202693948,6845.0943453507925,0,136345.92855699628]
[2004,12,25,2,4.0468478221374976E-2,3.6431270512534766E-2,1.2273693945923118E-3,2.1932905448867307E-2,4.4034081989247477E-4,1.5466321122387841E-2,1.1639231785229038E-2,6.3646926757699382E-3,0.13397060998064866,48501.366580737929,37981.410161411412,474.68933254384456,15.870423062853405,25246.501250450936,272.23227145967144,11939.428871786613,6807.5518926959339,0,131239.05078414921]
[2004,12,25,3,3.8489830484005401E-2,3.560184321991422E-2,1.1929427272962035E-3,2.1345470763282193E-2,4.4034081989247477E-4,1.5661458811594826E-2,1.1512188599667038E-2,6.1861684611723509E-3,0.13043024388682467,46129.962380181139,37116.690985909394,461.37470062251742,15.425271198190181,24570.317670543664,272.23227145967144,12090.067963142288,6733.2468960874576,0,127389.31813914431]
[2004,12,25,4,3.7360021986930322E-2,3.561864150718444E-2,1.1646840410566065E-3,2.1090923420651192E-2,4.4034081989247477E-4,1.5458770953539135E-2,1.1516079239922037E-2,6.0396291600226864E-3,0.12868909112919888,44775.889815778966,37134.204035271752,450.4455565777485,15.059874026158035,24277.313635167935,272.23227145967144,11933.600420196492,6735.5224530933192,0,125594.26806157205]
[2004,12,25,5,3.766024425234521E-2,3.5694158203023824E-2,1.1819286908055894E-3,2.121977268860243E-2,4.4034081989247477E-4,1.5365674175704346E-2,1.1554695398712036E-2,6.1290536612666879E-3,0.12924586789035261,45135.705425126391,37212.933943901298,457.11498414809796,15.282854889370771,24425.629288651886,272.23227145967144,11861.733144950147,6758.108265431305,0,126138.74017855818]
[2004,12,25,6,3.9105217328460583E-2,3.6145539346098099E-2,1.1985756662057406E-3,2.082302875257102E-2,4.4034081989247477E-4,1.553400143512202E-2,1.1564602367176036E-2,6.2153788400351045E-3,0.13102668455556107,46867.501923146192,37683.52121942144,463.55325910948102,15.498107561859863,23968.945777181998,272.23227145967144,11991.675574380955,6763.9026514494244,0,128026.830783711]
[2004,12,25,7,4.1551364764016552E-2,3.8211350848933519E-2,1.2371562130729906E-3,2.0847531184994977E-2,4.4034081989247477E-4,1.5923693662258528E-2,1.1394590814810037E-2,6.4154435680257756E-3,0.13602147187600486,49799.203303994436,39837.232382976865,478.47441823425663,15.996970906079783,23997.150006314918,272.23227145967144,12292.503585836736,6664.4663238252851,0,133357.25926354824]
[2004,12,25,8,4.8627661383348196E-2,4.1185816931560634E-2,1.3366912995873398E-3,2.1040861856509926E-2,4.4034081989247477E-4,1.5971744080504308E-2,1.1267630402514037E-2,6.9315964384747209E-3,0.14680234321239163,58280.126517631892,42938.26110654544,516.96995510389195,17.28400310644286,24219.688832807002,272.23227145967144,12329.596734644738,6590.2097396304471,0,145164.36916092952]
[2004,12,25,9,5.1621272300859569E-2,4.2372266119640484E-2,1.3889606272469814E-3,2.0833248702443543E-2,4.4034081989247477E-4,1.5724841549706166E-2,1.1036568127879036E-2,7.202646220543992E-3,0.15062014446821223,61867.961466998197,44175.193352227878,537.18529725645737,17.95986837310527,23980.709744242256,272.23227145967144,12138.997096799289,6455.066076023857,0,149445.30517338068]
[2004,12,25,10,5.4402923581090251E-2,4.3795599157187427E-2,1.4379256669437418E-3,2.0937071755908216E-2,4.4034081989247477E-4,1.568053867640376E-2,1.1031762135231037E-2,7.4565611632660834E-3,0.155182722955923,65201.763338771751,45659.088784223801,556.12269468061152,18.593007751275216,24100.218254194675,272.23227145967144,12104.796914323822,6452.2551478671812,0,154365.07041327277]
[2004,12,25,11,5.6132176570536679E-2,4.3746730089361655E-2,1.4079991461303958E-3,2.2674312471748767E-2,4.4034081989247477E-4,1.5670328464505518E-2,1.1033979809317035E-2,7.3013730767200217E-3,0.15840724044821253,67274.268578360381,45608.140352198694,544.54850988112389,18.206044748775998,26099.919114942601,272.23227145967144,12096.915007711365,6453.5522207067024,0,158367.78210000932]
[2004,12,25,12,5.931664751507662E-2,4.3439126063105779E-2,1.3777893485675677E-3,2.2979487573580298E-2,4.4034081989247477E-4,1.5575501393835033E-2,1.1084537231156035E-2,7.1447160196581637E-3,0.16135814596487197,71090.848776952116,45287.447866755283,532.86476682498642,17.815418854014712,26451.199687776789,272.23227145967144,12023.712010280304,6483.1222369312009,0,162159.2430358344]
[2004,12,25,13,6.1808300279610325E-2,4.3022608359477688E-2,1.3599466014257847E-3,2.2728267354250025E-2,4.4034081989247477E-4,1.55309562404276E-2,1.1074764053424035E-2,7.0521900021859405E-3,0.16301737371069386,74077.088176997742,44853.207459587909,525.96402303196169,17.584704329934802,26162.025433310297,272.23227145967144,11989.32479650902,6477.4061024134944,0,164374.83296764005]
[2004,12,25,14,5.7720978012101153E-2,4.2782304633647156E-2,1.3114534510046414E-3,2.2690819968438747E-2,4.4034081989247477E-4,1.5552703314924119E-2,1.0947030435728035E-2,6.8007221061553557E-3,0.15824635274189167,69178.443000728992,44602.678882196007,507.20913040731142,16.957666686479655,26118.920543494645,272.23227145967144,12006.112735092862,6402.6972859767584,0,159105.25151604274]
[2004,12,25,15,5.5371135970893888E-2,4.2382884449210158E-2,1.2902122398042852E-3,2.2360712237105864E-2,4.4034081989247477E-4,1.5568560073445193E-2,1.0919358254153038E-2,6.6905728862489107E-3,0.15502377693075384,66362.163386161599,44186.263488540477,498.99401895712805,16.683008535802003,25738.940550816133,272.23227145967144,12018.353567221027,6386.5123851575336,0,155480.14267684938]
[2004,12,25,16,5.6299358569351685E-2,4.1619426706249754E-2,1.3049393874402903E-3,2.1522570973780578E-2,4.4034081989247477E-4,1.5492952714097142E-2,1.0926389368744035E-2,6.7669425343001395E-3,0.15437292107385608,67474.635771954141,43390.320847278286,504.68979393115859,16.873436995662807,24774.173958358624,272.23227145967144,11959.987477316625,6390.6247422550578,0,154783.53829954925]
[2004,12,25,17,6.4057823414614967E-2,4.1758134372466241E-2,1.346320637239032E-3,2.2255204578173898E-2,4.4034081989247477E-4,1.5366934362621581E-2,1.0933090197662036E-2,6.9815306922489054E-3,0.16313937907491913,76773.135841697993,43534.930483148324,520.69413454233995,17.408514653676104,25617.492927318737,272.23227145967144,11862.705962722677,6394.5439219247373,0,164993.14405746819]
[2004,12,25,18,7.1933791520747845E-2,4.2603198188248953E-2,1.3968906840566211E-3,2.2571661480696129E-2,4.4034081989247477E-4,1.5678543144355388E-2,1.1152472688985036E-2,7.2437686199757602E-3,0.17302066714695816,86212.463265974249,44415.951511189807,540.25227398782113,18.062407475869232,25981.759741118996,272.23227145967144,12103.256437259861,6522.8563158686002,0,176066.83422433489]
[2004,12,25,19,7.5467238456410637E-2,4.2604780929881861E-2,1.4467369351864455E-3,2.2259622597084368E-2,4.4034081989247477E-4,1.5728255457823036E-2,1.1216052464918037E-2,7.502253205690858E-3,0.17666528086688771,90447.290288198332,44417.601598005145,559.53048296295106,18.706941303267072,25622.578414975975,272.23227145967144,12141.632507820026,6560.0428443248138,0,180039.61534905023]
[2004,12,25,20,7.3688669921994007E-2,4.1747653747455468E-2,1.4204292626445482E-3,2.2668139821136437E-2,4.4034081989247477E-4,1.536082659320671E-2,1.1196751577157037E-2,7.3658311542027762E-3,0.17388864289768946,88315.680495390669,43524.003910682368,549.35590017254071,18.366771591623245,26092.813908030268,272.23227145967144,11857.990990240398,6548.7541443974833,0,177179.19839196504]
[2004,12,25,21,6.7548676747292105E-2,4.0989417759668231E-2,1.3696703538133566E-3,2.3250984015959469E-2,4.4034081989247477E-4,1.5317178320162682E-2,1.1142107469418034E-2,7.1026138565486573E-3,0.167160989342755,80956.914540802522,42733.505208712006,529.72471769406968,17.710436700995313,26763.713471598017,272.23227145967144,11824.29613499579,6516.7939080238575,0,169614.89068998693]
[2004,12,25,22,6.3161641070589386E-2,3.9382793110478001E-2,1.3250478929921221E-3,2.2153417906109887E-2,4.4034081989247477E-4,1.5056970946042414E-2,1.1152202986313036E-2,6.8712179533958993E-3,0.1595436326858132,75699.063618052794,41058.519161894546,512.46682757800443,17.133448766915514,25500.328452710743,272.23227145967144,11623.425649336066,6522.6985722160025,0,161205.86800201476]
[2004,12,25,23,5.9774860056962621E-2,3.7614284123500499E-2,1.2769954242184795E-3,2.0857924375621419E-2,4.4034081989247477E-4,1.48611189585385E-2,1.1143147117432035E-2,6.6220352726122905E-3,0.15259070614877832,71640.015324414882,39214.760647202515,493.88237009540524,16.512109329894948,24009.113387124562,272.23227145967144,11472.235146067889,6517.4019771761914,0,153636.15323287103]
[2004,12,25,24,5.0962030030367991E-2,3.6005803291617025E-2,1.2125162883265923E-3,2.1752932099965868E-2,4.4034081989247477E-4,1.458102941165914E-2,1.1153062465490035E-2,6.2876698519335507E-3,0.14239538425925266,61077.861309247717,37537.839437674163,468.94484263677856,15.678365902822307,25039.337754092423,272.23227145967144,11256.016357111259,6523.201264249813,0,142191.11160237461]
[2004,12,26,1,4.1667217990346575E-2,3.5695514154080642E-2,1.1794356059226742E-3,2.274090965982635E-2,4.4034081989247477E-4,1.4508918253156179E-2,1.1241040495677035E-2,6.1161254269761186E-3,0.13358950240587805,49938.053096394731,37214.34759026947,456.15077499944198,15.250618211482438,26176.577722530954,272.23227145967144,11200.349205175435,6574.6578394745829,0,131847.61911851578]
[2004,12,26,2,3.8891710649177638E-2,3.4884740624517775E-2,1.1570326292073612E-3,2.1926027580067307E-2,4.4034081989247477E-4,1.4428560997773714E-2,1.1238279446863035E-2,5.9999517123278416E-3,0.12896664445982717,{"$f":"E8644*1000000*$N$8826","v":46611.614719711186},{"$f":"F8644*1000000*$O$8826","v":36369.0758898563},{"$f":"G8644*1000000*$P$8826","v":447.48634674268271},{"$f":"G8644*1000000*$Q$8826","v":14.96093792459752},{"$f":"H8644*1000000*$R$8826","v":25238.584281873089},{"$f":"I8644*1000000*$S$8826","v":272.23227145967144},{"$f":"J8644*1000000*$T$8826","v":11138.316370904189},{"$f":"K8644*1000000*$U$8826","v":6573.0429577172299},{"$f":"L8644*1000000*$V$8826","v":0},{"$f":"SUM(N8644:V8644)","v":126665.31377618892}]
[2004,12,26,3,3.7238926551643334E-2,3.4279498662440198E-2,1.1490206428825451E-3,2.1338833060882193E-2,4.4034081989247477E-4,1.4604355104522897E-2,1.1247451636085036E-2,5.9584044561353687E-3,0.12625683093448403,44630.75724948923,35738.081063566715,444.38768348968495,14.857339437370403,24562.677152403812,272.23227145967144,11274.022930790168,6578.4075861781594,0,123515.42327681481]
[2004,12,26,4,3.7033691070356881E-2,3.4070191350411172E-2,1.1302539785614711E-3,2.1083699795051192E-2,4.4034081989247477E-4,1.4472305718699801E-2,1.1265484293875038E-2,5.861087339153935E-3,0.12535705436600195,44384.783055480846,35519.867788099917,437.12961155152641,14.6146782600865,24268.998673287104,272.23227145967144,11172.085680352779,6588.9545239773079,0,122658.66628246925]
[2004,12,26,5,3.5880515549714498E-2,3.446889163583345E-2,1.141933061864675E-3,2.121135651260243E-2,4.4034081989247477E-4,1.4382020325899979E-2,1.1282965609095039E-2,5.9216508307051467E-3,0.12472967434560769,43002.705173711925,35935.532651253263,441.64653716686928,14.765693915051337,24415.941607354791,272.23227145967144,11102.3886905538,6599.1789926285592,0,121784.39161804391]
[2004,12,26,6,3.8179232811514502E-2,3.4846220638594751E-2,1.1677565226194703E-3,2.081522748537102E-2,4.4034081989247477E-4,1.4904391939311992E-2,1.1357441897397036E-2,6.055561935424906E-3,0.12776617405012614,45757.7118722624,36328.916890069268,451.63384938409928,15.099602556517604,23959.965904333912,272.23227145967144,11505.640289535875,6642.7386713725336,0,124933.93935097428]
[2004,12,26,7,4.1751868464450378E-2,3.6603412689293784E-2,1.1993424171272003E-3,2.0838179188194975E-2,4.4034081989247477E-4,1.5167050923909478E-2,1.1489179353479036E-2,6.2193549323146229E-3,0.13370872878866194,50039.506470877524,38160.87693623369,463.84980266412623,15.508021986613334,23986.385121586998,272.23227145967144,11708.403327967681,6719.7892521185986,0,131366.5512048949]
[2004,12,26,8,4.5516786445132434E-2,3.8236216035224341E-2,1.2753336424276606E-3,2.1033418768509924E-2,4.4034081989247477E-4,1.5291422871090209E-2,1.1606906098659038E-2,6.6134178747536236E-3,0.14001384255568969,54551.750942453007,39863.155575497054,493.2396702752917,16.490621764558348,24211.121252422479,272.23227145967144,11804.413879233198,6788.6452506723972,0,138001.04946377766]
[2004,12,26,9,5.3207810263814589E-2,3.9333269521268768E-2,1.325069988904E-3,2.0826722801643542E-2,4.4034081989247477E-4,1.4995373189641803E-2,1.1574005394760037E-2,6.8713325347836331E-3,0.14857392451470885,63769.423116102036,41006.888358797136,512.4753732478797,17.133734476719756,23973.197918547681,272.23227145967144,11575.874455656131,6769.4022926119769,0,147896.62752089926]
[2004,12,26,10,5.8076981190412019E-2,4.088765317168E-2,1.3583508578831316E-3,2.0931715631108218E-2,4.4034081989247477E-4,1.5214855993322696E-2,1.1650774173547039E-2,7.0439150547389204E-3,0.1556045868925845,69605.111890048458,42627.410567984109,525.3468637313382,17.564070668028855,24094.052932788629,272.23227145967144,11745.307076535511,6814.3028027981072,0,155701.32847601385]
[2004,12,26,11,5.614646623479367E-2,4.1750250726753362E-2,1.3466101186333816E-3,2.2671353870148764E-2,4.4034081989247477E-4,1.5218670395695058E-2,1.1657033435722037E-2,6.9830318378033794E-3,0.1562137574394421,67291.394704048944,43526.711390671568,520.80609246672111,17.412257774709911,26096.513531529668,272.23227145967144,11748.251654334772,6817.9637189867835,0,156291.28562127284]
[2004,12,26,12,5.7166705966166811E-2,4.2239629213954036E-2,1.3355163871675254E-3,2.2974806399180297E-2,4.4034081989247477E-4,1.5221146999366445E-2,1.1657512320846037E-2,6.9255037686509402E-3,0.15796116187522458,68514.149385875004,44036.912785930203,516.51555368666868,17.268810975005973,26445.811287429249,272.23227145967144,11750.163500929973,6818.2438092360726,0,158371.29740552185]
[2004,12,26,13,5.7430166819395063E-2,4.2526097259991263E-2,1.3080597055134058E-3,2.2730350176650024E-2,4.4034081989247477E-4,1.5214181867446972E-2,1.1618928663309037E-2,6.7831233725005463E-3,0.15805124868469878,68829.906537705538,44335.569961527042,505.89658767229116,16.913784073021258,26164.422925901901,272.23227145967144,11744.78667624897,6795.6770062253727,0,158665.40575081381]
[2004,12,26,14,5.5393246571686129E-2,4.2630336858846783E-2,1.2854411390835244E-3,2.2689018720438745E-2,4.4034081989247477E-4,1.5252577820507294E-2,1.1678791053600038E-2,6.6658316877583994E-3,0.15603558467181336,66388.66288407892,44444.244924093342,497.14877935231476,16.62131611683867,26116.847165209652,272.23227145967144,11774.426934387966,6830.6893108040977,0,156340.87358550282]
[2004,12,26,15,5.565296954395757E-2,4.2223706754499331E-2,1.2406969392249763E-3,2.2362534189105863E-2,4.4034081989247477E-4,1.5472479735461602E-2,1.1789195214625039E-2,6.4338044900967839E-3,0.15561572768686363,66699.940195241143,44020.312830594594,479.84380624508037,16.042754043763765,25741.037761035426,272.23227145967144,11944.183093696345,6895.2624775917075,0,156068.85518990774]
[2004,12,26,16,5.9646803806905659E-2,4.2022550726403617E-2,1.2617439949384865E-3,2.1520397053780577E-2,4.4034081989247477E-4,1.5572526389146467E-2,1.1652010670975037E-2,6.5429468900429682E-3,0.1586593203520853,71486.54023960956,43810.597673751101,487.98382739330026,16.314901679082475,24771.671605256051,272.23227145967144,12021.41541650139,6815.0260052019776,0,159681.78194085212]
[2004,12,26,17,6.3265915256295602E-2,4.1878429436018549E-2,1.3181055570700042E-3,2.2256359861373899E-2,4.4034081989247477E-4,1.5391340724102014E-2,1.1672300011153039E-2,6.8352175163710581E-3,0.16305800918227664,75824.035960184832,43660.344065625533,509.7818552952632,17.043681327207558,25618.822749253242,272.23227145967144,11881.54677267411,6826.8928310096389,0,164610.70018682949]
[2004,12,26,18,7.5287174688942304E-2,4.1813491169313238E-2,1.405436953218725E-3,2.258134888229613E-2,4.4034081989247477E-4,1.5712908218828342E-2,1.1886321162888038E-2,7.2880864732486695E-3,0.17641510836862792,90231.484328159117,43592.642695121394,543.55757296478214,18.172914473851417,25992.910703182744,272.23227145967144,12129.785005954169,6952.069485573692,0,179732.85497688944]
[2004,12,26,19,7.8581862717488238E-2,4.0909336820189032E-2,1.456498425265438E-3,2.2265521166684368E-2,4.4034081989247477E-4,1.5927550920410052E-2,1.1858455562769038E-2,7.5528727540388101E-3,0.17899243918673746,94180.159417139163,42650.016849242791,563.30577280694251,18.833161639182254,25629.368133060954,272.23227145967144,12295.481246715222,6935.7714581495848,0,182545.16831021354]
[2004,12,26,20,7.1900907099291395E-2,4.0258152118054974E-2,1.4429087018452949E-3,2.2667429673936437E-2,4.4034081989247477E-4,1.5911339776627433E-2,1.1851517987409037E-2,7.4824013755776797E-3,0.17195499755263474,86173.051371829613,41971.124433067504,558.04990055838778,18.65744057188574,26091.99647268343,272.23227145967144,12282.966842249461,6931.7138102614626,0,174299.79254268145]
[2004,12,26,21,6.8434099189709982E-2,3.9377413092880023E-2,1.4272852867498701E-3,2.3254362908759468E-2,4.4034081989247477E-4,1.6037706757416531E-2,1.1963118754443038E-2,7.4013840094395962E-3,0.16833571081929097,82018.091050173709,41052.910226159132,552.00749106343198,18.4554229817915,26767.60284327744,272.23227145967144,12380.517485801658,6996.9868477666332,0,170058.80363868349]
[2004,12,26,22,6.7989852238583282E-2,3.900724997472893E-2,1.3827875262737268E-3,2.2155709838909885E-2,4.4034081989247477E-4,1.6135861720302135E-2,1.1972067509003037E-2,7.1706347570641539E-3,0.16625450438475761,81485.662227149878,40666.996778197266,534.79782923449875,17.880047477711503,25502.966647838883,272.23227145967144,12456.289493153112,7002.2207938007259,0,167939.04608831173]
[2004,12,26,23,6.2673161898864196E-2,3.8338510958200615E-2,1.2947473796163156E-3,2.086199892282142E-2,4.4034081989247477E-4,1.6087362323534207E-2,1.2008502849788038E-2,6.714090477018566E-3,0.15841871562973583,75113.622592934495,39969.803116807896,500.74799986935437,16.741649877017799,24013.803511796807,272.23227145967144,12418.849749502824,7023.5310896775327,0,159329.33198192558]
[2004,12,26,24,4.6704926514272313E-2,3.8240970177658526E-2,1.2261827237196373E-3,2.175624266956587E-2,4.4034081989247477E-4,1.6303368249744717E-2,1.2060569465931039E-2,6.3585390308728614E-3,0.14309113965165743,55975.733745250342,39868.112005267918,474.23038350455698,15.855078889478472,25043.148480388627,272.23227145967144,12585.598349345461,7053.9838032080233,0,141288.89411731408]
[2004,12,27,1,3.9964329667692568E-2,3.7417248681580972E-2,1.2704739085719189E-3,2.0290508898226704E-2,4.4034081989247477E-4,1.5899094770166135E-2,1.2097530312169039E-2,6.5882170569606206E-3,0.13396774411526041,47897.145841832447,39009.341406242871,491.36015150084074,16.427783280395957,23355.973492231577,272.23227145967144,12273.514149361325,7075.6014566241583,0,130391.59655253326]
[2004,12,27,2,3.7066327217880682E-2,3.6735529650885362E-2,1.2662161662829411E-3,1.9893341361876909E-2,4.4034081989247477E-4,1.5996255951956136E-2,1.2175224246319038E-2,6.5661379491701128E-3,0.13013937336426365,44423.897393958709,38298.61543497099,489.7134550342322,16.372728810473212,22898.802383439357,272.23227145967144,12348.518994398537,7121.0430715205148,0,125869.19573359247]
[2004,12,27,3,3.4761826140497658E-2,3.6324605912931934E-2,1.2280293865718453E-3,1.99121857273E-2,4.4034081989247477E-4,1.6315729750630663E-2,1.2319026818355039E-2,6.3681151548839786E-3,0.12766985971106359,41661.958807376941,37870.207015042302,474.94458671070691,15.87895704779668,22920.493731916973,272.23227145967144,12595.140971628314,7205.1502952189521,0,123016.00663640165]
[2004,12,27,4,3.6588499720167013E-2,3.6466393850965374E-2,1.2063414517883397E-3,1.9191379698503919E-2,4.4034081989247477E-4,1.6410925283794613E-2,1.3237163549676042E-2,6.2556493884428944E-3,0.12979669376323066,43851.22237262009,38018.027987372545,466.55670337909072,15.598522565814067,22090.789233816718,272.23227145967144,12668.628408500264,7742.1499493533393,0,125125.20544906752]
[2004,12,27,5,3.5543727602550777E-2,3.7141205890237117E-2,1.2340501266328568E-3,1.9626084723449965E-2,4.4034081989247477E-4,1.7043161715506228E-2,1.3766730545200044E-2,6.3993365299140782E-3,0.13119463795338354,42599.065689271563,38721.553076804164,477.27312862610216,15.956807849960001,22591.168947825125,272.23227145967144,13156.691590871818,8051.8830029783876,0,125885.82451568678]
[2004,12,27,6,3.7571090489088022E-2,3.9069253845084397E-2,1.2425656112108128E-3,2.0066098339406535E-2,4.4034081989247477E-4,1.873618890798846E-2,1.4051521352670043E-2,6.4434947454950946E-3,0.13762055411083585,45028.854870229428,40731.638894665739,480.56652155931937,16.066916789805497,23097.659268104904,272.23227145967144,14463.646074920538,8218.4514016655903,0,132309.11621939499]
[2004,12,27,7,4.4343785586708942E-2,4.3510154171458246E-2,1.3141492173374548E-3,1.9961788159261657E-2,4.4034081989247477E-4,2.0256726431462143E-2,1.4691628265659047E-2,6.8147013729593347E-3,0.15133327402473928,53145.912444580637,45361.498199844711,508.25172730344985,16.992524124158027,22977.590036985399,272.23227145967144,15637.444903015332,8592.8370232816214,0,146512.75913059493]
[2004,12,27,8,5.2517021563174858E-2,4.921307931853873E-2,1.414472499848268E-3,2.0001970985060413E-2,4.4034081989247477E-4,2.1628026818704439E-2,1.4563555905010047E-2,7.3349415420714773E-3,0.16711340945230072,62941.514643332659,51307.081103865712,547.0521016842074,18.289748043473395,23023.843633625387,272.23227145967144,16696.038171949418,8517.930082924564,0,163323.98175688513]
[2004,12,27,9,5.6920853558950393E-2,5.2510850544610896E-2,1.4701891151793268E-3,1.9497723665757045E-2,4.4034081989247477E-4,2.1147044624821632E-2,1.4057270322069045E-2,7.6238677081293098E-3,0.17366814035941014,68219.495911090722,54745.171507900675,568.60069419403419,19.010188247400659,22443.41526279199,272.23227145967144,16324.737676698027,8221.8138579028564,0,170814.47737028537]
[2004,12,27,10,5.0478548285307831E-2,5.451760003508678E-2,1.4900808703574974E-3,2.1488300790525355E-2,4.4034081989247477E-4,2.1322252909045342E-2,1.4206485927250045E-2,7.7270191383739641E-3,0.17167062877583927,60498.409687074491,56837.307588160176,576.29389888876892,19.267397341526014,24734.726278869774,272.23227145967144,16459.992003223597,8309.0870554998655,0,167707.31618051787]
[2004,12,27,11,4.9074742581337177E-2,5.597183281389613E-2,1.5078437598148196E-3,2.2653682497847855E-2,4.4034081989247477E-4,2.1976431173275544E-2,1.4790531967506047E-2,7.8191310428483967E-3,0.17423453665641844,58815.952178196647,58353.417536154513,583.16375744781112,19.497079270820038,26076.172390501535,272.23227145967144,16964.993470181336,8650.68380347528,0,169736.11248668763]
[2004,12,27,12,4.9120688566698885E-2,5.5782971841424424E-2,1.4754116580505746E-3,2.3650091960223808E-2,4.4034081989247477E-4,2.2049793059035244E-2,1.4742907703889047E-2,7.6509499219338728E-3,0.17491315553114833,58871.018322931603,58156.520585869381,570.62053060241851,19.077718010808294,27223.118142694839,272.23227145967144,17021.626137381048,8622.8293323292037,0,170757.04304127899]
[2004,12,27,13,5.2107239358929455E-2,5.4922226654907688E-2,1.4414493520169055E-3,2.2283048896999922E-2,4.4034081989247477E-4,2.1857116504952728E-2,1.4433818492822046E-2,7.474833716480867E-3,0.17496007379700207,62450.391730391719,57259.150949465831,557.48549199562069,18.638570540357101,25649.543930853033,272.23227145967144,16872.886951473469,8442.0492875086038,0,171522.37918368832]
[2004,12,27,14,4.9687469552333843E-2,5.5530475288411464E-2,1.4242187603444047E-3,2.2604557586413315E-2,4.4034081989247477E-4,2.1219313966900695E-2,1.4493420800279046E-2,7.3854821153244961E-3,0.17278527888989972,59550.303869694602,57893.280380150281,550.82150143467652,18.415771454221588,26019.625749161572,272.23227145967144,16380.526940514281,8476.9094748839307,0,169162.11595875325]
[2004,12,27,15,4.917554205511019E-2,5.4369821457900633E-2,1.3660737750102857E-3,2.2315169423029194E-2,4.4034081989247477E-4,2.1131668237114071E-2,1.4399834928298046E-2,7.0839633028794927E-3,0.17028241399923441,58936.760087055161,56683.241076775514,528.33372847844066,17.663931364105611,25686.517185602788,272.23227145967144,16312.867673102039,8422.1729861113326,0,166859.78893994907]
[2004,12,27,16,5.3901256338419107E-2,5.32103392688517E-2,1.4016327249109502E-3,2.1121534300625501E-2,4.4034081989247477E-4,2.0894910421640999E-2,1.4123063009337047E-2,7.2683591245351273E-3,0.17236143600821291,64600.516444701752,55474.423267855935,542.08627458939623,18.12372413805025,24312.549168433259,272.23227145967144,16130.099380932768,8260.2946735616042,0,169610.32520567245]
[2004,12,27,17,6.1705351405023076E-2,5.2552154164975405E-2,1.4310378711516797E-3,2.109678845407208E-2,4.4034081989247477E-4,2.0284732961512387E-2,1.3760255555357048E-2,7.4208435515812172E-3,0.17869150478356535,73953.704216817263,54788.232584940961,553.45881598065557,18.503945539302041,24284.064750469988,272.23227145967144,15659.064910180216,8048.0959120282087,0,177577.3574074163]
[2004,12,27,18,7.1181080181599354E-2,5.1822653504409281E-2,1.5416397227907318E-3,2.1559141881587914E-2,4.4034081989247477E-4,2.0541744067660142E-2,1.3918264672948044E-2,7.9943846535145083E-3,0.18899924950440247,85310.340670955658,54027.69188975852,596.23446230520335,19.934075852784197,24816.269952974591,272.23227145967144,15857.467994975123,8140.5122576572121,0,189040.68357593881]
[2004,12,27,19,7.0203073662832224E-2,5.0458142218231083E-2,1.5331240646562765E-3,2.2358905384788432E-2,4.4034081989247477E-4,2.0489397369415203E-2,1.3966322412756044E-2,7.9502255379324122E-3,0.18739953147050414,84138.202385310389,52605.121057034543,592.94100224841338,19.823964668777258,25736.860721520472,272.23227145967144,15817.058276631456,8168.6202602836238,0,187350.85993915735]
[2004,12,27,20,7.2069857000366389E-2,4.93069504963045E-2,1.5184881209609051E-3,2.1588632344647293E-2,4.4034081989247477E-4,1.986783196502084E-2,1.3755996533502042E-2,7.8743288404496993E-3,0.18642242612114415,86375.53739171385,51404.946472130308,587.28050071194411,19.634715515756948,24850.215798145025,272.23227145967144,15337.232733361991,8045.6048960552416,0,186892.68477909378]
[2004,12,27,21,6.7828340350191224E-2,4.8372926071985241E-2,1.4601435998884463E-3,2.138853208299827E-2,4.4034081989247477E-4,2.0510239832799163E-2,1.3848134368015044E-2,7.5717753080108939E-3,0.18142043243378073,81292.090646246885,50431.179588303406,564.71555662298454,18.880295341277158,24619.884640345841,272.23227145967144,15833.147888835707,8099.4944569216113,0,181131.62534407739]
[2004,12,27,22,6.3168145286698923E-2,4.6890864828372264E-2,1.3888262294324653E-3,2.0711496669501141E-2,4.4034081989247477E-4,2.106156026694839E-2,1.3874842717282046E-2,7.2019492822062272E-3,0.1747380261003339,75706.858904253648,48886.057082662875,537.13331843968956,17.95813055058461,23840.563567116234,272.23227145967144,16258.746908602532,8115.1156316656452,0,173634.66581475092]
[2004,12,27,23,5.7326231333462777E-2,4.4833305020477131E-2,1.3413588630087016E-3,1.9034590526421605E-2,4.4034081989247477E-4,2.1821867468064322E-2,1.3869273370073045E-2,6.9558007300698351E-3,0.16562276813146987,68705.34012637737,46740.948721195993,518.77515130224435,17.344356742842855,21910.312550585601,272.23227145967144,16845.675996431361,8111.8582328240955,0,163122.48740691919]
[2004,12,27,24,4.4827936946685576E-2,4.2721865067876549E-2,1.2958872987068623E-3,2.0060825258547972E-2,4.4034081989247477E-4,2.20273647571032E-2,1.3879018945766042E-2,6.720001684124218E-3,0.15197324077870289,53726.166598501033,44539.667631003955,501.18886749619082,16.756389529402899,23091.589536814641,272.23227145967144,17004.312316368694,8117.5582234659587,0,147269.47183463952]
[2004,12,28,1,4.0011365521678333E-2,4.1406290281180071E-2,1.2946005725120652E-3,1.9909566886486728E-2,4.4034081989247477E-4,2.2995395273816492E-2,1.3915211051807045E-2,6.7133291886034485E-3,0.14668609959597664,47953.518191297189,43168.115531157804,500.69122171712377,16.73975159695366,22917.479239923603,272.23227145967144,17751.596134450494,8138.7262562473625,0,140719.09859785018]
[2004,12,28,2,3.6270745401575273E-2,3.9797395557880588E-2,1.2902619745887528E-3,2.0234412878834408E-2,4.4034081989247477E-4,2.3076934600074941E-2,1.3944448176390047E-2,6.6908307928089297E-3,0.14174537020204542,43470.394642841748,41490.762819257652,499.01325405598834,16.683651628316706,23291.402556701192,272.23227145967144,17814.541483794561,8155.8264606650264,0,135010.85714040414]
[2004,12,28,3,3.5255525094343175E-2,3.8768924348540026E-2,1.2513500649743005E-3,2.0084250812733517E-2,4.4034081989247477E-4,2.345513422568345E-2,1.3907257272270046E-2,6.4890477377527204E-3,0.1396518303761897,42253.655727878904,40418.530467994293,483.96393924964502,16.180503618853756,23118.55419429774,272.23227145967144,18106.497631191036,8134.0742510342779,0,132803.68898672442]
[2004,12,28,4,3.6821162468122226E-2,3.8529161919102238E-2,1.229250237227695E-3,1.9337386814477248E-2,4.4034081989247477E-4,2.3490440556548128E-2,1.3839143045563043E-2,6.3744460437441131E-3,0.14006133190467718,44130.06807486093,40168.566218994529,475.41675489863337,15.894743180716617,22258.85492144707,272.23227145967144,18133.752815067466,8094.2356137861361,0,133549.02141369515]
[2004,12,28,5,3.677828097704982E-2,3.8845701287720594E-2,1.2574850919904162E-3,1.9481741491605926E-2,4.4034081989247477E-4,2.3359961032137999E-2,1.3713591809601045E-2,6.5208617634952256E-3,0.14039796427349349,44078.674718613285,40498.574242941737,486.3366820377978,16.259832201330045,22425.018521848033,272.23227145967144,18033.027439679761,8020.8032284041319,0,133830.92693718575]
[2004,12,28,6,3.8134914745983774E-2,4.1013011277477654E-2,1.266162287837041E-3,1.9801644859434617E-2,4.4034081989247477E-4,2.4491524903791927E-2,1.3717992381285044E-2,6.5658585550842632E-3,0.14543144983078679,45704.596785238464,42758.102623637787,489.69261736006871,16.372032138603952,22793.252488603568,272.23227145967144,18906.552969932669,8023.3770340168321,0,138964.17882238765]
[2004,12,28,7,4.4140663720770267E-2,4.6146737268909103E-2,1.3391052752481996E-3,2.0000557369469422E-2,4.4034081989247477E-4,2.5736066789821765E-2,1.4351344638519045E-2,6.9441144410221645E-3,0.15909893032365247,52902.471413105144,48110.267118416195,517.90356848897329,17.315216867491547,23022.216450766788,272.23227145967144,19867.293356003116,8393.8119937319789,0,153103.51138883934]
[2004,12,28,8,5.1687156940208909E-2,5.3061799268987499E-2,1.4413338176244592E-3,2.0581780309421004E-2,4.4034081989247477E-4,2.7624995225646286E-2,1.5060270955221049E-2,7.474234597010688E-3,0.17737191193401239,61946.924037017299,55319.562935486327,557.44080867218292,18.637076630133731,23691.249822313839,272.23227145967144,21325.47636700865,8808.44869640262,0,171939.97201499075]
[2004,12,28,9,5.4738551222967197E-2,5.6559259703347985E-2,1.4981084225308876E-3,1.9885618337203877E-2,4.4034081989247477E-4,2.7571970090820398E-2,1.4812469144348047E-2,7.7686471134134662E-3,0.18327496485452435,65604.012200324054,58965.839263813898,579.39858228721175,19.371197101982926,22889.912573900918,272.23227145967144,21284.542920673168,8663.5144157086997,0,178278.8234252696]
[2004,12,28,10,4.9129042629126728E-2,5.8155123850511838E-2,1.5183780535982015E-3,2.2448252846057799E-2,4.4034081989247477E-4,2.7206732272467962E-2,1.4781138263999049E-2,7.8737580710135976E-3,0.18155276680666763,58881.03064516509,60629.606952466602,587.23793178105279,19.633292296619164,25839.706684993962,272.23227145967144,21002.592809913269,8645.1896157772881,0,175877.23020385357]
[2004,12,28,11,4.7585572075592136E-2,5.9704448529860128E-2,1.5364780982509063E-3,2.3081336127179723E-2,4.4034081989247477E-4,2.8143892687251523E-2,1.4975855279468049E-2,7.9676183400896779E-3,0.1834355419575846,57031.185174968603,62244.854932887101,594.23818627090839,19.867333790044519,26568.435392904827,272.23227145967144,21726.046049065648,8759.0756704289615,0,177215.93501177579]
[2004,12,28,12,5.0202788863651447E-2,5.9471920365381993E-2,1.503430098705353E-3,2.2612373711669718E-2,4.4034081989247477E-4,2.7278690392313388E-2,1.4715328425197047E-2,7.7962433965859746E-3,0.18402111607339738,60167.912732761441,62002.43276465431,581.4567588413945,19.440008702357179,26028.622724802561,272.23227145967144,21058.141821655841,8606.6987685322729,0,178736.93785140986]
[2004,12,28,13,5.0705740148073192E-2,5.8332631034653859E-2,1.4688229434967558E-3,2.2409691567048043E-2,4.4034081989247477E-4,2.7450544931075176E-2,1.479166128342705E-2,7.6167832371133197E-3,0.18321621596477988,60770.698547551663,60814.667014129169,568.07232259947011,18.992523050048973,25795.319616394754,272.23227145967144,21190.807180509022,8651.3443175777011,0,178082.13379327153]
[2004,12,28,14,4.7561480169239556E-2,5.8867673263676389E-2,1.4512649700292662E-3,2.3128460645884582E-2,4.4034081989247477E-4,2.772243698616051E-2,1.5082003623395047E-2,7.5257339526662243E-3,0.18177939443094404,57002.31108745675,61372.475129747552,561.28171600391158,18.76549077412362,26622.679424694539,272.23227145967144,21400.697808461668,8821.1596956413305,0,176071.60262423957]
[2004,12,28,15,4.7406128471586942E-2,5.7768788302386569E-2,1.3920158941745236E-3,2.2640599069312282E-2,4.4034081989247477E-4,2.6767313443300411E-2,1.5153778853187047E-2,7.2184897270889054E-3,0.17878745458092915,56816.122479237485,60226.832942478919,538.36693224342071,17.999374310701299,26061.112334019119,272.23227145967144,20663.377697653934,8863.1395797466812,0,173459.18361114993]
[2004,12,28,16,4.9337269467735867E-2,5.5849654176513996E-2,1.4282500764848586E-3,2.2971328341632551E-2,4.4034081989247477E-4,2.5531485160521492E-2,1.5473708284370049E-2,7.4063870592035834E-3,0.17843842338635488,59130.58997319526,58226.040234345171,552.38062680998451,18.467898135016299,26441.807769316569,272.23227145967144,19709.363891576751,9050.2598506517534,0,173401.14251549021]
[2004,12,28,17,5.8796066639311459E-2,5.470955706968491E-2,1.4582136733054696E-3,2.280978706657778E-2,4.4034081989247477E-4,2.4230164559117785E-2,1.5260852680829051E-2,7.5617674084807567E-3,0.18526674991719966,70466.933942490374,57037.432337087914,563.96915088273374,18.855340546504671,26255.861041365835,272.23227145967144,18704.792433574374,8925.7649017157437,0,182245.84141912317]
[2004,12,28,18,6.5939651837693403E-2,5.3527853124947608E-2,1.570915927399407E-3,2.4040784139982604E-2,4.4034081989247477E-4,2.4815665983626736E-2,1.4375104616645047E-2,8.1462004360068428E-3,0.1928565168861941,{"$f":"E8708*1000000*$N$8826","v":79028.502344250839},{"$f":"F8708*1000000*$O$8826","v":55805.447243431008},{"$f":"G8708*1000000*$P$8826","v":607.55713507701807},{"$f":"G8708*1000000*$Q$8826","v":20.31262998234082},{"$f":"H8708*1000000*$R$8826","v":27672.835606157081},{"$f":"I8708*1000000*$S$8826","v":272.23227145967144},{"$f":"J8708*1000000*$T$8826","v":19156.777915896695},{"$f":"K8708*1000000*$U$8826","v":8407.7087256681316},{"$f":"L8708*1000000*$V$8826","v":0},{"$f":"SUM(N8708:V8708)","v":190971.37387192281}]
[2004,12,28,19,7.1927475144016248E-2,5.2147946129120881E-2,1.5622385688435637E-3,2.2846439360554339E-2,4.4034081989247477E-4,2.5295769385590947E-2,1.4079372295377045E-2,8.1012028006667916E-3,0.19640078450406226,86204.893104782474,54366.82561822408,604.20113682639749,20.200427941165554,26298.050717871229,272.23227145967144,19527.400016232958,8234.7408562650799,0,195528.54414960303]
[2004,12,28,20,7.0598959936858371E-2,5.1441956998144113E-2,1.5473247178029218E-3,2.2466613641912509E-2,4.4034081989247477E-4,2.420834899777943E-2,1.4696685918021047E-2,8.0238649764517531E-3,0.19342409600686261,84612.671061789631,53630.796861173163,598.43315366881518,20.007585324627946,25860.841406820302,272.23227145967144,18687.951625677251,8595.7951421287125,0,192278.72910804223]
[2004,12,28,21,6.8422400326021718E-2,4.9897637747913628E-2,1.4878720601739384E-3,2.2555190678142951E-2,4.4034081989247477E-4,2.4401070611941463E-2,1.5196503839225049E-2,7.7155650496054124E-3,0.19011658113291663,82004.069992272314,52020.767289380266,575.43963395730725,19.238836459828075,25962.800550407843,272.23227145967144,18836.725596302545,8888.1285622616197,0,188579.40273250139]
[2004,12,28,22,6.3820444362882867E-2,4.8485208413284228E-2,1.4152004391974648E-3,2.1500171892940352E-2,4.4034081989247477E-4,2.4190691074481286E-2,1.521360277074405E-2,7.3387163716090642E-3,0.1824043761450318,76488.637661567132,50548.239509595289,547.33363472986184,18.29916061762324,24748.390852524328,272.23227145967144,18674.320360842299,8898.1293823993346,0,180195.58283373556]
[2004,12,28,23,5.8873532994791908E-2,4.5786627598173577E-2,1.3668316745502568E-3,2.0188576258659753E-2,4.4034081989247477E-4,2.3781023780536897E-2,1.5208274417030047E-2,7.0878934951038352E-3,0.17273310103873873,70559.777169366309,47734.834889046346,528.62684873086766,17.673731336625277,23238.640997533676,272.23227145967144,18358.072335313704,8895.0129357918577,0,169604.87117857911]
[2004,12,28,24,4.7206833072125323E-2,4.3340564041156195E-2,1.3204966015783308E-3,2.0860054754799948E-2,4.4034081989247477E-4,2.4602318312485764E-2,1.5053719906569049E-2,6.8476166062755618E-3,0.15967194411488264,56577.267457947433,45184.692060291789,510.70659997827454,17.074598578425036,24011.565621313053,272.23227145967144,18992.081390821852,8804.6171201892594,0,154370.23712057978]
[2004,12,29,1,4.1455669916074182E-2,4.1951515171409562E-2,1.3449985706019674E-3,1.9901359820886727E-2,4.4034081989247477E-4,2.4839401611868331E-2,1.5051821988953048E-2,6.9746749340078426E-3,0.1519597828336941,49684.513276003985,43736.539577167721,520.18282072574027,17.391419753852183,22908.032261163036,272.23227145967144,19175.100944552003,8803.5070664591349,0,145117.49963728516]
[2004,12,29,2,3.7673079784181288E-2,4.0480488494805816E-2,1.3404910588152457E-3,2.0225154050034406E-2,4.4034081989247477E-4,2.3899528936911177E-2,1.5001622535365048E-2,6.9513006121604062E-3,0.14601200629216585,45151.08877686585,42202.921156057724,518.43952504727565,17.333135655086764,23280.744915677664,272.23227145967144,18449.553940685433,8774.1464186439607,0,138666.46014009265]
[2004,12,29,3,3.6620174685562806E-2,3.9569166100308285E-2,1.3000642721397557E-3,2.0076099647933516E-2,4.4034081989247477E-4,2.4314768058990383E-2,1.5023973503296045E-2,6.741661953911255E-3,0.14408624904203451,43889.184736801166,41252.822266622039,502.80432633005898,16.810399622692159,23109.171561759809,272.23227145967144,18770.10321181568,8787.2190489386285,0,136600.34782334973]
[2004,12,29,4,3.8299998026569061E-2,3.9339101648942019E-2,1.2771041682128721E-3,1.9328974779277249E-2,4.4034081989247477E-4,2.4036448201332151E-2,1.4809405863831048E-2,6.622599179540143E-3,0.14415397268759703,45902.448670456833,41012.968641756124,493.92442720905314,16.513515437301695,22249.172006536835,272.23227145967144,18555.25055759876,8661.7227647246691,0,137164.23285517923]
[2004,12,29,5,3.8201641127276489E-2,3.9640375216520432E-2,1.3064382213723795E-3,1.9474882256405927E-2,4.4034081989247477E-4,2.365288021750251E-2,1.4713480029707049E-2,6.7747149436430745E-3,0.14420475283232032,45784.568180801703,41327.061309401361,505.2694731067615,16.892817573920681,22417.12300201106,272.23227145967144,18259.150235861642,8605.617679294719,0,137187.91496951084]
[2004,12,29,6,3.9630368454998233E-2,4.1827162022681927E-2,1.3154531473202923E-3,1.9793798043434618E-2,4.4034081989247477E-4,2.4810090539787222E-2,1.4596730407240048E-2,6.8214630810873424E-3,0.14923540651644215,47496.894191349573,43606.895239206402,508.75602670668104,17.009384509110713,22784.220185499998,272.23227145967144,19152.473879104509,8537.3331801059157,0,142375.81435794188]
[2004,12,29,7,4.5933268180976081E-2,4.7576190835746671E-2,1.3912358227917056E-3,1.999597764466942E-2,4.4034081989247477E-4,2.6950121661586446E-2,1.4499631589080048E-2,7.2144445597263542E-3,0.16400121111446919,55050.903226703354,49600.54350639091,538.06523695455508,17.989287646556754,23016.944826897368,272.23227145967144,20804.498892677148,8480.5420399739269,0,157781.71928870349]
[2004,12,29,8,5.3575347015596374E-2,5.5407533208442362E-2,1.4974438746932352E-3,2.0586097093421005E-2,4.4034081989247477E-4,2.8004085493418724E-2,1.6213296427672053E-2,7.7652010092710286E-3,0.18348934494240726,64209.91496342449,57765.107151500546,579.14156612656063,19.362604207801667,23696.218780617521,272.23227145967144,21618.120057272128,9482.8300372117028,0,177642.92743182043]
[2004,12,29,9,5.6748125555971196E-2,5.9062011790831995E-2,1.5564289385699705E-3,1.9892231194803874E-2,4.4034081989247477E-4,2.8288319938629632E-2,1.6655794633816053E-2,8.0710761644526372E-3,0.19071432903696781,68012.481845836635,61575.082703027823,601.95424234699396,20.125306880882551,22897.524493719597,272.23227145967144,21837.538554706214,9741.6383122194238,0,184958.57773019728]
[2004,12,29,10,5.1168658837047382E-2,6.0393661311154659E-2,1.5774874273179035E-3,2.2457217678057799E-2,4.4034081989247477E-4,2.8016619745820929E-2,1.6669666825605053E-2,8.1802778519700879E-3,0.1889039304968663,61325.505400139285,62963.393511601455,610.0986852605788,20.397602350336591,25850.025912550278,272.23227145967144,21627.796037347347,9749.7518773766096,0,182419.20129808557]
[2004,12,29,11,4.9407248824140826E-2,6.2014016997611318E-2,1.5962922306798038E-3,2.3087259541579721E-2,4.4034081989247477E-4,2.8272126536380233E-2,1.6161011984837052E-2,8.2777927441892597E-3,0.18925608967931068,59214.460051025082,64652.694847208477,617.37150760388306,20.640756682098512,26575.253709310975,272.23227145967144,21825.037846049061,9452.2499212429102,0,182629.94091058217]
[2004,12,29,12,5.1940766071655084E-2,6.1685949397419761E-2,1.5619576893432341E-3,2.2620657382069715E-2,4.4034081989247477E-4,2.8294091957128537E-2,1.6231334188279049E-2,8.0997462614159372E-3,0.19087484376720379,62250.873925748143,64310.668068887411,604.09250571409825,20.196796046383469,26038.157881720068,272.23227145967144,21841.994339877681,9493.3799595455785,0,184831.59574899904]
[2004,12,29,13,5.2561138474090906E-2,6.0331646423437378E-2,1.5260032258741364E-3,2.2416819954248043E-2,4.4034081989247477E-4,2.8537724682884895E-2,1.6935041838155054E-2,7.9132994497948788E-3,0.19066201486837778,62994.388647070686,62898.739908985714,590.18699337094006,19.73188910902088,25803.52495137776,272.23227145967144,22030.069808955905,9904.9643692570098,0,184513.83883958674]
[2004,12,29,14,4.9276450597183101E-2,6.0950683810213742E-2,1.5077618302996431E-3,2.3140324037884581E-2,4.4034081989247477E-4,2.8276630723075503E-2,1.6638221856505053E-2,7.8187061860876921E-3,0.18804911986114178,59057.698713989274,63544.117151163191,583.13207092617711,19.496019886356883,26636.335123054283,272.23227145967144,21828.514911877955,9731.3603492360544,0,181672.88661159296]
[2004,12,29,15,4.8927541789121877E-2,5.9805889881675026E-2,1.4462061234791536E-3,2.2651445894912282E-2,4.4034081989247477E-4,2.81318284052007E-2,1.5604301832973051E-2,7.499500608632058E-3,0.1845070553558866,58639.532409082669,62350.612583839298,559.32518971044612,18.700077675740953,26073.597884404233,272.23227145967144,21716.732868749841,9126.6413829874582,0,178757.37466790937]
[2004,12,29,16,5.094597916724844E-2,5.7457714304345667E-2,1.4838510055615337E-3,2.298459339443255E-2,4.4034081989247477E-4,2.7001133617257034E-2,1.5524863008206049E-2,7.6947133182902888E-3,0.18353318863523405,61058.624391273195,59902.52283899032,573.88447726324705,19.186842465078925,26457.076889629119,272.23227145967144,20843.878239033671,9080.1792167659351,0,178207.58516688025]
[2004,12,29,17,6.0759627337880373E-2,5.5755669622538931E-2,1.5149809888389076E-3,2.2820418570577782E-2,4.4034081989247477E-4,2.6318384784318426E-2,1.5110783693052047E-2,7.8561421248380982E-3,0.19057634794193704,72820.256366028378,58128.056665747521,585.92410530770076,19.589366763573089,26268.098739634126,272.23227145967144,20316.821347891913,8837.992577852172,0,187248.97144068504]
[2004,12,29,18,6.770193091161758E-2,5.4316774192894872E-2,1.6320705885380325E-3,2.4037806904782605E-2,4.4034081989247477E-4,2.5855000007383049E-2,1.4915834621505046E-2,8.4633263359625704E-3,0.19736308438257627,81140.589260749097,56627.936666531808,631.20891049665988,21.103386496892668,27669.408574003279,272.23227145967144,19959.105408806685,8723.9707982813488,0,195045.55527682544]
[2004,12,29,19,7.3833902617450153E-2,5.2834206391018074E-2,1.6230555758118697E-3,2.2842768541354339E-2,4.4034081989247477E-4,2.5920413634204564E-2,1.4905776980281048E-2,8.4165777485177614E-3,0.20081704230853029,88489.741505624217,55082.286048725036,627.72232333495378,20.98681843962191,26293.825315918031,272.23227145967144,20009.602313565152,8718.088286805174,0,199514.48488387186]
[2004,12,29,20,7.2375551838662566E-2,5.1804603281715204E-2,1.6075610915012178E-3,2.2460932464312511E-2,4.4034081989247477E-4,2.4831915732611731E-2,1.4259856476195045E-2,8.3362289706833612E-3,0.19611699067557414,86741.911865518763,54008.87363549498,621.72977826421936,20.786467980962744,25854.301924045583,272.23227145967144,19169.322122153339,8340.3024130242211,0,195029.46047794173]
[2004,12,29,21,7.0052863856285424E-2,5.0267878061628676E-2,1.5457940145585606E-3,2.2554234153342952E-2,4.4034081989247477E-4,2.4292919052858804E-2,1.3901440689996044E-2,8.0159273044101594E-3,0.19107139795297309,83958.17632029517,52406.761217554209,597.84114892713751,19.987792662224333,25961.699515042717,272.23227145967144,18753.236585773007,8130.6722493902635,0,190100.6071011044]
[2004,12,29,22,6.5496477050131077E-2,4.9293290218482222E-2,1.4702932273846316E-3,2.1497931720140352E-2,4.4034081989247477E-4,2.3164477231296866E-2,1.4358415567383046E-2,7.6244075962782912E-3,0.18334563343098897,78497.358506488556,51390.704953578053,568.6409599473302,19.011534463748788,24745.812237231963,272.23227145967144,17882.121162921372,8397.9476373946763,0,181773.82926348539]
[2004,12,29,23,6.0450179008065208E-2,4.6640203398130471E-2,1.4200416242022926E-3,2.0186826770659753E-2,4.4034081989247477E-4,2.2584584154165938E-2,1.4289652295684048E-2,7.3638210017864438E-3,0.17337564907258665,72449.383342336689,48624.730083639224,549.20597967245874,18.361759257030965,23236.627199084465,272.23227145967144,17434.465117708129,8357.7293868228007,0,170942.7351399805]
[2004,12,29,24,4.8749716709046403E-2,4.3817864522363956E-2,1.3719026809026354E-3,2.0860433637999949E-2,4.4034081989247477E-4,2.2335534759589843E-2,1.4350344680492047E-2,7.1141898954638003E-3,0.15904032770575111,58426.409510099184,45682.301534019956,530.58807786965997,17.739301666569339,24012.001745710928,272.23227145967144,17242.208180290825,8393.2271384524465,0,154576.70775956925]
[2004,12,30,1,3.9052592584130671E-2,4.0966580461297628E-2,1.261144997221344E-3,1.9900303916886727E-2,4.4034081989247477E-4,2.1910234134594128E-2,1.4249337535793046E-2,6.5398407050591342E-3,0.14432037515487514,46804.431303045283,42709.696190135663,487.75216296709044,16.307156376627791,22906.816832513217,272.23227145967144,16913.89180039151,8334.1500969638382,0,138445.27781385288]
[2004,12,30,2,3.5339833716668302E-2,3.9551607972937053E-2,1.2569184517132012E-3,2.0226659230834408E-2,4.4034081989247477E-4,2.1616167785156765E-2,1.3749418451243046E-2,6.5179233724630909E-3,0.13869886980090834,42354.699393888273,41234.517046189947,486.11753196271144,16.252505294725175,23282.477497302018,272.23227145967144,16686.883435900025,8041.7575084304526,0,132374.93719042782]
[2004,12,30,3,3.4349629590229684E-2,3.8618695670581793E-2,1.2190121393057479E-3,2.0073528211133517E-2,4.4034081989247477E-4,2.1963257480433842E-2,1.3737728545253047E-2,6.3213549799252403E-3,0.13672354743675538,41167.942306966434,40261.909604783519,471.45713533299971,15.76236009694729,23106.211635518484,272.23227145967144,16954.823865695718,8034.9203182175515,0,130285.25949807132]
[2004,12,30,4,3.5839467766766511E-2,3.8246162768527971E-2,1.1974834209162268E-3,1.9329471675277248E-2,4.4034081989247477E-4,2.179520055905947E-2,1.3868147054635044E-2,6.2097148519766271E-3,0.1369259889170516,42953.509511913224,39873.525539323629,463.13082948907675,15.483984352572287,22249.743972960277,272.23227145967144,16825.090127253141,8111.1994736436609,0,130763.91571039525]
[2004,12,30,5,3.5833411466567038E-2,3.8358681290144553E-2,1.2249886875430034E-3,1.9475312899605926E-2,4.4034081989247477E-4,2.1836379754779051E-2,1.3580873125178045E-2,6.3523471921798731E-3,0.13710233523588997,42946.251051773193,39990.831690334882,473.76858590864424,15.839639479502125,22417.618706244713,272.23227145967144,16856.878945964505,7943.17874699407,0,130916.59963815918]
[2004,12,30,6,3.7142187773942265E-2,4.0555539696071834E-2,1.2334416050027888E-3,1.9793307358634618E-2,4.4034081989247477E-4,2.2149627351968487E-2,1.3369764377494044E-2,6.3961809573708775E-3,0.14108038994037739,44514.816074380404,42281.165763459227,477.0377807938292,15.948939399145903,22783.655368656848,272.23227145967144,17098.694525526447,7819.7054988124592,0,135263.25622248804]
[2004,12,30,7,4.2950679573483627E-2,4.564464409535815E-2,1.3044995301861636E-3,1.9992977635069423E-2,4.4034081989247477E-4,2.355512400371184E-2,1.4489281725008048E-2,6.7646615940583025E-3,0.15514220897676803,51476.278487413882,47586.810030711218,504.51967762607887,16.867749448995102,23013.491579615824,272.23227145967144,18183.686048089196,8474.4886132484698,0,149528.37445761333]
[2004,12,30,8,5.043371997684213E-2,5.3027355596931031E-2,1.4040861738282284E-3,2.0573567032621004E-2,4.4034081989247477E-4,2.461070022314318E-2,1.6293896297780053E-2,7.2810818210786278E-3,0.17406474794211671,60444.683075211404,55283.653695499997,543.03515439209002,18.155448305568079,23681.795693972985,272.23227145967144,18998.551916379412,9529.9712754333777,0,168772.07853065451]
[2004,12,30,9,5.3404537654334748E-2,5.6593650005086024E-2,1.4593938032675588E-3,1.9890804689203876E-2,4.4034081989247477E-4,2.4286234870732202E-2,1.6201690540151054E-2,7.5678871345870608E-3,0.17984453951725499,64005.200385311291,59001.692862590753,564.42557020236745,18.87060014304506,22895.882473445625,272.23227145967144,18748.076643959106,9476.0419877065578,0,174982.42279481841]
[2004,12,30,10,4.7775085020639999E-2,5.7837189090861926E-2,1.4791394130256345E-3,2.2455747694057799E-2,4.4034081989247477E-4,2.4324848307572547E-2,1.6227160639906053E-2,7.6702807076707204E-3,0.17820979169362719,57258.315949920914,60298.144164017373,572.06225265349337,19.125919512971794,25848.333845214256,272.23227145967144,18777.884791546523,9490.9389352881281,0,172537.03812961336]
[2004,12,30,11,4.6376290205185494E-2,5.945138520342956E-2,1.4967717120641544E-3,2.3088048363979721E-2,4.4034081989247477E-4,2.4329041003094694E-2,1.632474168918905E-2,7.7617154175811231E-3,0.17926833441441625,55581.863977981906,61981.023837711233,578.88160491914823,19.353912851036906,26576.161706008192,272.23227145967144,18781.121397690389,9548.0121226767278,0,173338.65083129832]
[2004,12,30,12,4.9049067343402107E-2,5.9127824604540996E-2,1.4645777840540119E-3,2.2621274361269716E-2,4.4034081989247477E-4,2.4297981741160841E-2,1.6005825036461051E-2,7.5947693794012477E-3,0.18060166107018244,58785.180471874402,61643.695832248719,566.43049259189718,18.937631281831152,26038.868073362511,272.23227145967144,18757.144794221796,9361.4842054609235,0,175443.97377250178]
[2004,12,30,13,4.9474071729808868E-2,5.7785976568890687E-2,1.4308649112523685E-3,2.2417434863048043E-2,4.4034081989247477E-4,2.3933759711573625E-2,1.6948043830129052E-2,7.4199466442530755E-3,0.17985043907884821,59294.547130802734,60244.752564574781,553.39192314503282,18.501709092159828,25804.232759826769,272.23227145967144,18475.978834884536,9912.568972095467,0,174576.20616588116]
[2004,12,30,14,4.6423030807987029E-2,5.828673113391486E-2,1.4137607771845192E-3,2.3138893391484582E-2,4.4034081989247477E-4,2.3517217162190698E-2,1.6997026625733054E-2,7.3312508063849754E-3,0.17754825152477216,55637.882469665259,60766.814086361082,546.77684049739628,18.28054515815877,26634.68833639345,272.23227145967144,18154.423365999879,9941.2180211973791,0,171972.31593673231]
[2004,12,30,15,4.639616987943182E-2,5.8188916165078999E-2,1.3560428167708244E-3,2.2652348589312282E-2,4.4034081989247477E-4,2.3310467740772139E-2,1.7191067539607058E-2,7.0319463903518176E-3,0.17656729994121739,55605.689716198518,60664.837119897551,524.45422089706847,17.534226687023494,26074.636956740156,272.23227145967144,17994.820446095622,10054.708637663989,0,171208.91359563963]
[2004,12,30,16,4.8269360112168889E-2,5.6138879673958086E-2,1.3913407593903844E-3,2.298436150963255E-2,4.4034081989247477E-4,2.2877781327427564E-2,1.6145865238132051E-2,7.2149887228804737E-3,0.1754629181634825,57850.703369947703,58527.572190080355,538.10582154482245,17.990644522671758,26456.809971964838,272.23227145967144,17660.802510282945,9443.3908946247902,0,170767.60767442783]
[2004,12,30,17,5.7492598429081325E-2,5.4285351192261709E-2,1.4205299037198576E-3,2.282024051617778E-2,4.4034081989247477E-4,2.1748342794844416E-2,1.5834371537203053E-2,7.3663530423301203E-3,0.18140812823551072,68904.730660595829,56595.176626633118,549.39482345437875,18.368072924742435,26267.893784999054,272.23227145967144,16788.917663322671,9261.2045121856045,0,178657.91841557506]
[2004,12,30,18,6.4769798780878518E-2,5.3652212817841029E-2,1.5303195651763519E-3,2.4038129887182604E-2,4.4034081989247477E-4,2.1718583175441612E-2,1.5200189973975051E-2,7.9356824204506477E-3,0.18928525744083827,77626.436478472722,55935.098404010409,591.85635243385036,19.787701263952229,27669.780352178514,272.23227145967144,16765.944335903725,8890.2845081227515,0,187771.42040384564]
[2004,12,30,19,7.0661933248615791E-2,5.2300328037629844E-2,1.5218664741600667E-3,2.2841669158954341E-2,4.4034081989247477E-4,2.1588031832391628E-2,1.4708849956015046E-2,7.8918477552585627E-3,0.19195486728291775,84688.144413212474,54525.691331300608,588.58709042509247,19.678399100147001,26292.559840206159,272.23227145967144,16665.16351917768,8602.909642586892,0,191654.96650746872]
[2004,12,30,20,6.941960542209881E-2,5.1323680412197176E-2,1.5073381029527143E-3,2.245956392991251E-2,4.4034081989247477E-4,2.0937218748188633E-2,1.4622960321535048E-2,7.8165088896963997E-3,0.18852721664647376,83199.217723215872,53507.487641918873,582.96819291815405,19.49054090644367,25852.726633187678,272.23227145967144,16162.759846954556,8552.6745278854814,0,188149.55737844674]
[2004,12,30,21,6.734005002367742E-2,4.9721415438929897E-2,1.4494219410162723E-3,2.255015546534295E-2,4.4034081989247477E-4,2.021715093686326E-2,1.4599776620555047E-2,7.5161766724277587E-3,0.1838344879187051,80706.875951626484,51837.046773929149,560.56891819756936,18.741659602935712,25957.004623983605,272.23227145967144,15606.894082358624,8539.1148488277631,0,183498.47912998582]
[2004,12,30,22,6.2707844698405402E-2,4.8226978583119862E-2,1.3786281905201233E-3,2.1495461732940351E-2,4.4034081989247477E-4,1.9543305953953406E-2,1.4545366172063048E-2,7.1490659498870601E-3,0.17548699210078172,75155.189838566832,50279.022077499147,533.18919183372691,17.826265447329309,24742.969087468759,272.23227145967144,15086.710634698489,8507.2912750345004,0,174594.43064200846]
[2004,12,30,23,5.7826909063125875E-2,4.560079463458646E-2,1.3315094774098526E-3,2.0183242908259753E-2,4.4034081989247477E-4,1.8903406915778832E-2,1.4428401744422047E-2,6.9047253874239892E-3,0.16561933095089929,69305.401091664055,47541.094788516937,514.9658675638002,17.216999879414765,23232.501891255368,272.23227145967144,14592.732203049938,8438.8811406323239,0,163915.02625402153]
[2004,12,30,24,4.6182620732440172E-2,4.2667765020899535E-2,1.286371759882619E-3,2.0855771097199948E-2,4.4034081989247477E-4,1.8572259968643062E-2,1.4516857565322045E-2,6.670657549809395E-3,0.15119264451408923,55349.751615324356,44483.265643231425,497.50870014545171,16.633349450778557,24006.63479410427,272.23227145967144,14337.098986194398,8490.6171660074651,0,147453.7425259178]
[2004,12,31,1,3.8773949686697708E-2,3.6416244372220428E-2,1.1835107016901975E-3,2.2732851663026351E-2,4.4034081989247477E-4,1.8206663654916626E-2,1.4259890035311047E-2,6.1372573961281044E-3,0.13815070832988294,46470.47851046468,37965.744663327132,457.72683229601529,15.303310982002207,26167.302333697426,272.23227145967144,14054.872130241838,8340.3220410742379,0,133743.98209354299]
[2004,12,31,2,3.6975792612364222E-2,3.5403865948880953E-2,1.1795443499170667E-3,2.1915694213667309E-2,4.4034081989247477E-4,1.8043604034678258E-2,1.4048992629734046E-2,6.1166893339039703E-3,0.13412452394303831,44315.391903182019,36910.289841289297,456.19283211308993,15.252024318889189,25226.689763458868,272.23227145967144,13928.996123770045,8216.9724026279655,0,129342.01716221982]
[2004,12,31,3,3.4718914953495515E-2,3.5026670041266264E-2,1.143971482954576E-3,2.1328151867282191E-2,4.4034081989247477E-4,1.8360204768147755E-2,1.4062874193940046E-2,5.9322213434115818E-3,0.13101334947039039,41610.529860634233,36517.044360778535,442.43490353063197,14.7920515912485,24550.382257493176,272.23227145967144,14173.400200738475,8225.0914495228008,0,125805.90735574877]
[2004,12,31,4,3.456283659742642E-2,3.4745161064841261E-2,1.1237680528446464E-3,2.107485297585119E-2,4.4034081989247477E-4,1.8055477471998545E-2,1.4001254482280045E-2,5.8274536799741133E-3,0.12983114514510868,41423.470354180456,36223.557261720649,434.62115748463071,14.530812403944276,24258.815287756348,272.23227145967144,13938.161979000088,8189.0513231228124,0,124754.4404471286]
[2004,12,31,5,3.3483089628536605E-2,3.5159379881723914E-2,1.1495800914123003E-3,2.119924053180243E-2,4.4034081989247477E-4,1.7841485884923652E-2,1.4041827244375044E-2,5.9613055533726733E-3,0.12927624963603909,40129.396401952989,36655.400965200097,444.60405213171902,14.864573351535304,24401.995159396458,272.23227145967144,13772.968374598388,8212.7815132666528,0,123904.24331135751]
[2004,12,31,6,3.5331876509235777E-2,3.5930608383289098E-2,1.157512621402062E-3,2.080231647097102E-2,4.4034081989247477E-4,1.7145447419840296E-2,1.578770049354505E-2,6.0024407778198592E-3,0.13259824349599564,42345.162701341229,37459.445008518305,447.67198537399668,14.96714443359989,23945.104310098071,272.23227145967144,13235.652378109675,9233.9075601658551,0,126954.14335950039]
[2004,12,31,7,3.8335450691941143E-2,3.8456512254720417E-2,1.2241963587323885E-3,2.0828222634594978E-2,4.4034081989247477E-4,1.8391460612841439E-2,1.6426935912717055E-2,6.3482384622409157E-3,0.14045135774768081,45944.938598298184,40092.825333152359,473.46215001744218,15.829394321455371,23974.924344377225,272.23227145967144,14197.528558839591,9607.7834626274907,0,134579.52411309342]
[2004,12,31,8,4.2371511213345807E-2,4.1686305948664182E-2,1.3176526179947067E-3,2.1024424950909927E-2,4.4034081989247477E-4,2.0128352552710133E-2,1.7184578210257057E-2,6.8328687385476768E-3,0.150986035052322,50782.146704317274,43460.045781426619,509.60667955087581,17.037824626870773,24200.76866015813,272.23227145967144,15538.345008332792,10050.91315982541,0,144831.09608969765]
[2004,12,31,9,4.8891470211224829E-2,4.3131829471699197E-2,1.3695554919523466E-3,2.0828847032043542E-2,4.4034081989247477E-4,1.9572504579051457E-2,1.7576008863977057E-2,7.1020182245826683E-3,0.15891257469442358,58596.300716179365,44967.075897421921,529.6802944744768,17.708951486897547,23975.643075007902,272.23227145967144,15109.250895226734,10279.853053519466,0,153747.74515477644]
[2004,12,31,10,5.4531778733353603E-2,4.3849951978038704E-2,1.3880857072370344E-3,2.0936665957508215E-2,4.4034081989247477E-4,1.96509764338847E-2,1.7593260169862058E-2,7.1981092025902044E-3,0.165589169002367,{"$f":"E8772*1000000*$N$8826","v":65356.195905807115},{"$f":"F8772*1000000*$O$8826","v":45715.754301323235},{"$f":"G8772*1000000*$P$8826","v":536.84691893499951},{"$f":"G8772*1000000*$Q$8826","v":17.948555274729841},{"$f":"H8772*1000000*$R$8826","v":24099.751148282197},{"$f":"I8772*1000000*$S$8826","v":272.23227145967144},{"$f":"J8772*1000000*$T$8826","v":15169.828269885176},{"$f":"K8772*1000000*$U$8826","v":10289.942994350262},{"$f":"L8772*1000000*$V$8826","v":0},{"$f":"SUM(N8772:V8772)","v":161458.50036531739}]
[2004,12,31,11,5.314748514137603E-2,4.5048105783074985E-2,1.4046325513840945E-3,2.2674796945348765E-2,4.4034081989247477E-4,1.9260516481547817E-2,1.7162123546678058E-2,7.2839151369844552E-3,0.16642191640628667,63697.123612735122,46964.889191907991,543.24646779004001,18.162513206323997,26100.476782205456,272.23227145967144,14868.407602920022,10037.779880037904,0,162502.31832226255]
[2004,12,31,12,5.4217021739715085E-2,4.4972067528103468E-2,1.3744205084340502E-3,2.2981034162380298E-2,4.4034081989247477E-4,1.8452950415197407E-2,1.5667195780157048E-2,7.1272464361586017E-3,0.16523227739003843,64978.960462240335,46885.615531961455,531.56185632267795,17.771858277723982,26452.979933269762,272.23227145967144,14244.996415982852,9163.42678404244,0,162547.54511355696]
[2004,12,31,13,5.5607230893948326E-2,4.486623384712226E-2,1.3427828832421049E-3,2.2734151431050027E-2,4.4034081989247477E-4,1.7997001340597035E-2,1.4204829862198046E-2,6.9631851826964242E-3,0.16415575626074669,66645.122541390374,46775.278659552452,519.32589602270218,17.362769947256904,26168.79846904126,272.23227145967144,13893.020564565408,8308.1184564559444,0,162599.25962843507]
[2004,12,31,14,5.3016177390759443E-2,4.4162235959378834E-2,1.3267316839165693E-3,2.2680991779638747E-2,4.4034081989247477E-4,1.7679193358239535E-2,1.3449103778456043E-2,6.8799494826417588E-3,0.15963472425292338,63539.751612910732,46041.325872538058,513.11803950620686,17.15522091997563,26107.607524277588,272.23227145967144,13647.684536028484,7866.1095140559437,0,158004.98459169667]
[2004,12,31,15,5.1769677101385039E-2,4.342693091761566E-2,1.2725667830136257E-3,2.2350091085105866E-2,4.4034081989247477E-4,1.7430928588151765E-2,1.181380348266904E-2,6.5990699450064897E-3,0.15510340872283998,62045.824236960849,45274.733821477093,492.16957788560228,16.454845062247177,25726.714768514998,272.23227145967144,13456.033299746912,6909.6553571897848,0,154193.8181782972]
[2004,12,31,16,5.5701140677319856E-2,4.2274570945291516E-2,1.3056917440195498E-3,2.1508972586580577E-2,4.4034081989247477E-4,1.7441404480141396E-2,1.1329515917853038E-2,6.7708439827399306E-3,0.15677248115383835,66757.673174105163,44073.34127747079,504.98077042447602,16.883165295276257,24758.521143903683,272.23227145967144,13464.1203015807,6626.4053292406761,0,156474.15743348046]
[2004,12,31,17,5.9829946926494432E-2,4.2177777527441375E-2,1.3330840362122515E-3,2.2242227310973899E-2,4.4034081989247477E-4,1.677808806377306E-2,1.1218009633752038E-2,6.9128904784889547E-3,0.16093236479702847,71706.036795208332,43972.429328681457,515.57483359330604,17.237359613364067,25602.5550708931,272.23227145967144,12952.064518563606,6561.1875528971732,0,161599.31773091]
[2004,12,31,18,6.9254194620013101E-2,4.2213204502948964E-2,1.4361152557054249E-3,2.255566764069613E-2,4.4034081989247477E-4,1.7213335021618904E-2,1.1378279210035036E-2,7.4471730269809397E-3,0.17193831009789098,83000.97330432554,44009.363711386257,555.42251191075195,18.569598342179287,25963.349571864364,272.23227145967144,13288.059100192961,6654.9259952187285,0,173762.89606470047]
[2004,12,31,19,7.4113609398158878E-2,4.1358036610558924E-2,1.4281825521591635E-3,2.2242808878684368E-2,4.4034081989247477E-4,1.7124892503834969E-2,1.1377293258664036E-2,7.4060369025326723E-3,0.1754912009244855,88824.969359561816,43117.80868130405,552.35451154490147,18.467025015953254,25603.224501122662,272.23227145967144,13219.784741865144,6654.3493321497554,0,178263.19042402395]
[2004,12,31,20,6.7796754368884882E-2,4.0417975995438359E-2,1.4145484633587648E-3,2.2653427558736436E-2,4.4034081989247477E-4,1.6596152202276646E-2,1.0807272418877035E-2,7.3353354612949928E-3,0.16746180728875959,81254.234929267084,42137.748768565129,547.08148083302308,18.290730284886809,26075.878935509438,272.23227145967144,12811.616750773546,6320.9556410220757,0,169438.03950771486]
[2004,12,31,21,6.335881432870398E-2,3.9070554732893566E-2,1.3601975207353397E-3,2.3235781068759471E-2,4.4034081989247477E-4,1.6495928475901946E-2,1.0850510070883035E-2,7.0534911787500376E-3,0.16186561819651984,75935.375258421889,40732.995134861565,526.06106693748814,17.587948826347063,26746.213682234036,272.23227145967144,12734.247734389681,6346.2444715205547,0,163310.95756865124]
[2004,12,31,22,6.2787667096090224E-2,3.8521573999036288E-2,1.2937617305595098E-3,2.2136902325309887E-2,4.4034081989247477E-4,1.6350007797556944E-2,1.1121910873362038E-2,6.708979258374553E-3,0.15936114390018191,75250.856775936874,40160.655435202403,500.36679670838345,16.728905003639067,25481.317718711489,272.23227145967144,12621.602358269751,6504.9813263823871,0,160808.74158767459]
[2004,12,31,23,5.7655739886736695E-2,3.7696938285898964E-2,1.2495436238409161E-3,2.0843176916421419E-2,4.4034081989247477E-4,1.6242959605870522E-2,1.0931075361825035E-2,6.4796801889923242E-3,0.15153945468947835,69100.255276050215,39300.931719455511,483.26529193151561,16.157145544950932,23992.137900315403,272.23227145967144,12538.965106632491,6393.3654850855419,0,152097.31019647533]
[2004,12,31,24,4.3770912715259666E-2,3.7184381416348514E-2,1.2071845024860149E-3,2.1735958960765869E-2,4.4034081989247477E-4,1.6259559198076222E-2,1.0902859110428036E-2,6.260021143698025E-3,0.13776121786695483,52459.325788410169,38766.565708620219,466.88275613447411,15.609423580043758,25019.800334344924,272.23227145967144,12551.7793789389,6376.8623688020261,0,135929.05803029041,"All highlighted red should be zero"]
[null,null,null,null,null,null,null,null,null,null,null,null,null,{"$f":"SUM(N3:N8786)","v":461453715.88431966},{"$f":"SUM(O3:O8786)","v":491288356.11650211},3798280.827907078,{"$f":"SUM(Q3:Q8786)","v":126989.00000000028},193967011.30428812,2273987.997097272,229378990.23506793,145141006.46077272,0,1527428337.8259549,{"$f":"W8787-'Input to CA model'!C6","v":126989}]
[]
[null,null,null,null,null,null,null,null,null,null,null,null,"Jan",{"$f":"MAX(N3:N746)","v":96417.698181397936},76764.04826887809,667.55401656263803,{"$f":"MAX(Q3:Q746)","v":22.318522734398226},28309.10203513773,254.76185755410225,34228.5728987189,22161.765335751141,0,233687.9748913575]
[null,null,null,null,null,null,null,null,null,null,null,null,"Feb",{"$f":"MAX(N747:N1442)","v":87685.60127518716},79087.851207214699,648.83514483025237,{"$f":"MAX(Q747:Q1442)","v":21.692689387648628},28241.423338207467,272.36224148335509,34582.939643640319,22610.417277149911,0,228583.94889539745]
[null,null,null,null,null,null,null,null,null,null,null,null,"Mar",{"$f":"MAX(N1443:N2186)","v":82766.820018336221},77602.080596569358,582.54964570358993,{"$f":"MAX(Q1443:Q2186)","v":19.476547498731488},26749.554033189434,264.84665659652416,34925.824092628136,22669.903825324196,0,217399.06797645518]
[null,null,null,null,null,null,null,null,null,null,null,null,"Apr",{"$f":"MAX(N2187:N2906)","v":71631.553790688806},77210.725464761505,535.55019242263302,{"$f":"MAX(Q2187:Q2906)","v":17.905201449528445},24563.192946655654,239.46027551710969,35792.778335373237,22568.958165177268,0,202978.98119075646]
[null,null,null,null,null,null,null,null,null,null,null,null,"May",{"$f":"MAX(N2907:N3650)","v":65054.613236224155},78716.569346401448,447.10517107535657,{"$f":"MAX(Q2907:Q3650)","v":14.948193970421611},24015.199759565061,259.48361215285325,37057.808349915453,24781.351689730127,0,199838.87723476754]
[null,null,null,null,null,null,null,null,null,null,null,null,"Jun",{"$f":"MAX(N3651:N4370)","v":91866.804463073931},80938.839167688944,449.55875361903156,{"$f":"MAX(Q3651:Q4370)","v":15.030225291368049},25828.40857683797,256.3998089013192,38769.400923036817,26215.370888242374,0,248249.61751814061]
[null,null,null,null,null,null,null,null,null,null,null,null,"Jul",{"$f":"MAX(N4371:N5114)","v":101667.67289948475},79762.488857875534,466.97260284226809,{"$f":"MAX(Q4371:Q5114)","v":15.612427450503315},28550.61189969776,285.75663596005131,37565.734872797184,25443.806693375653,0,250926.97082001271]
[null,null,null,null,null,null,null,null,null,null,null,null,"Aug",{"$f":"MAX(N5115:N5858)","v":89785.659664948325},80043.686287871096,503.27954590334127,{"$f":"MAX(Q5115:Q5858)","v":16.826287773443983},26838.089873918787,245.47091177160166,40787.397098006935,26546.134198886502,0,249823.29167124743]
[null,null,null,null,null,null,null,null,null,null,null,null,"Sep",{"$f":"MAX(N5859:N6578)","v":83343.597229475374},82826.647245236207,555.36569711261927,{"$f":"MAX(Q5859:Q6578)","v":18.567698836922311},24765.463674460647,266.09079185690047,38269.142730684034,24564.777702032341,0,223936.34159693361]
[null,null,null,null,null,null,null,null,null,null,null,null,"Oct",{"$f":"MAX(N6579:N7322)","v":74918.530222659916},82622.274739882123,638.69852989772608,{"$f":"MAX(Q6579:Q7322)","v":21.353789066164005},28208.297548836956,242.79925714537154,37956.864549305552,23333.855432122771,0,208043.54723534951]
[null,null,null,null,null,null,null,null,null,null,null,null,"Nov",{"$f":"MAX(N7323:N8042)","v":81884.975121741736},80481.566704377532,704.23020531709301,{"$f":"MAX(Q7323:Q8042)","v":23.544728153312935},27523.135984042849,246.88604353104782,37336.948347022277,23066.168077875111,0,218787.05547185769]
[null,null,null,null,null,null,null,null,null,null,null,null,"Dec",{"$f":"MAX(N8043:N8786)","v":94180.159417139163},78862.142468986101,650.91101742035119,{"$f":"MAX(Q8043:Q8786)","v":21.762092624609735},27679.939905774954,272.23227145967144,37471.607336532288,22624.200950650211,0,234033.31055104078]
[]
[null,null,null,null,null,null,null,null,null,null,null,null,"1NCP",{"$f":"MAX(N8789:N8800)","v":101667.67289948475},82826.647245236207,704.23020531709301,{"$f":"MAX(Q8789:Q8800)","v":23.544728153312935},28550.61189969776,285.75663596005131,40787.397098006935,26546.134198886502,0,{"$f":"SUM(N8802:V8802)","v":281391.99491074262},{"$f":"'Input to CA model'!C27-'Hourly load shapes by class'!W8802","v":0}]
[null,null,null,null,null,null,null,null,null,null,null,null,"4NCP",{"$f":"SUM(N8789,N8794,N8795,N8800)","v":384132.33496109582},{"$f":"SUM(O8794,O8797,O8798,O8799)","v":326869.32785718481},{"$f":"SUM(P8789,P8790,P8799,P8800)","v":2671.5303841303344},{"$f":"SUM(Q8789,Q8790,Q8799,Q8800)","v":89.318032899969523},{"$f":"SUM(R8789,R8790,R8795,R8798)","v":113309.43482187991},{"$f":"SUM(S8790,S8795,S8797,S8800)","v":1096.4419407599783},{"$f":"SUM(T8794,T8796,T8797,T8798)","v":155782.80530103334},{"$f":"SUM(U8793:U8796)","v":102986.66347023465},{"$f":"SUM(V8789,V8790,V8791,V8800)","v":0},{"$f":"SUM(N8803:V8803)","v":1086937.8567692188},{"$f":"W8803-'Input to CA model'!C30","v":0}]
[null,null,null,null,null,null,null,null,null,null,null,null,"12NCP",{"$f":"SUM(N8789:N8800)","v":1021203.6855203576},{"$f":"SUM(O8789:O8800)","v":954918.92035574256},6850.6105227069011,{"$f":"SUM(Q8789:Q8800)","v":229.03840423705276},321272.41957632528,3106.5503639299077,444745.0191776611,286586.71023631765,0,{"$f":"SUM(N8804:V8804)","v":3038912.9541572784},{"$f":"W8804-'Input to CA model'!C33","v":0}]
[]
[null,null,null,null,null,null,null,null,null,null,null,null,"Jan",{"$f":"INDEX(N3:N746,MATCH($W$8789, $W3:$W746,0),1)","v":90171.683123373135},66198.44391016681,625.61394551079889,20.916328445953081,26714.7946646169,254.76185755410225,28924.671058800413,20777.090002889403,0,{"$f":"SUM(N8806:V8806)","v":233687.9748913575},{"$f":"W8789-W8806","v":0}]
[null,null,null,null,null,null,null,null,null,null,null,null,"Feb",{"$f":"INDEX(N747:N1442,MATCH($W$8790, $W747:$W1442,0),1)","v":84871.19880518454},67459.510729669637,618.37977758590114,20.674466458322996,26420.510067776231,272.36224148335509,28108.18080008815,20813.132007151326,0,{"$f":"SUM(N8807:V8807)","v":228583.94889539745},{"$f":"W8790-W8807","v":0}]
[null,null,null,null,null,null,null,null,null,null,null,null,"Mar",{"$f":"INDEX(N1443:N2186,MATCH($W$8791, $W1443:$W2186,0),1)","v":61562.030679468051},{"$f":"INDEX(O1443:O2186,MATCH($W$8791, $W1443:$W2186,0),1)","v":75146.102986331069},567.53677570992659,{"$f":"INDEX(Q1443:Q2186,MATCH($W$8791, $W1443:$W2186,0),1)","v":18.97461795902554},24917.976536674563,264.84665659652416,33721.321298953546,21200.278424762477,0,217399.06797645518,0]
[null,null,null,null,null,null,null,null,null,null,null,null,"Apr",{"$f":"INDEX(N2187:N2906,MATCH($W$8792, $W2187:$W2906,0),1)","v":69494.65987038023},{"$f":"INDEX(O2187:O2906,MATCH($W$8792, $W2187:$W2906,0),1)","v":60949.799754776897},483.74377159509089,{"$f":"INDEX(Q2187:Q2906,MATCH($W$8792, $W2187:$W2906,0),1)","v":16.173142691225987},21722.680334302797,239.46027551710969,29149.440885990723,20923.0231555024,0,202978.98119075646,0]
[null,null,null,null,null,null,null,null,null,null,null,null,"May",{"$f":"INDEX(N2907:N3650,MATCH($W$8793, $W2907:$W3650,0),1)","v":43011.703570040001},{"$f":"INDEX(O2907:O3650,MATCH($W$8793, $W2907:$W3650,0),1)","v":75090.575059844414},427.04757540815183,{"$f":"INDEX(Q2907:Q3650,MATCH($W$8793, $W2907:$W3650,0),1)","v":14.277602686736522},21880.35670305794,259.48361215285325,35342.307460980279,23813.125650597147,0,199838.87723476754,0]
[null,null,null,null,null,null,null,null,null,null,null,null,"Jun",{"$f":"INDEX(N3651:N4370,MATCH($W$8794, $W3651:$W4370,0),1)","v":91866.804463073931},{"$f":"INDEX(O3651:O4370,MATCH($W$8794, $W3651:$W4370,0),1)","v":75548.508395792232},426.67784206437932,{"$f":"INDEX(Q3651:Q4370,MATCH($W$8794, $W3651:$W4370,0),1)","v":14.26524128700869},23038.913651258765,256.3998089013192,37086.699182576078,20011.348933186884,0,248249.61751814061,0]
[null,null,null,null,null,null,null,null,null,null,null,null,"Jul",{"$f":"INDEX(N4371:N5114,MATCH($W$8795, $W4371:$W5114,0),1)","v":95118.627356582205},{"$f":"INDEX(O4371:O5114,MATCH($W$8795, $W4371:$W5114,0),1)","v":73655.157830224824},443.20540223314174,{"$f":"INDEX(Q4371:Q5114,MATCH($W$8795, $W4371:$W5114,0),1)","v":14.817811892860249},24145.004571062676,285.75663596005131,36416.196801102393,20848.204410954517,0,250926.97082001271,0]
[null,null,null,null,null,null,null,null,null,null,null,null,"Aug",{"$f":"INDEX(N5115:N5858,MATCH($W$8796, $W5115:$W5858,0),1)","v":89632.613527129608},{"$f":"INDEX(O5115:O5858,MATCH($W$8796, $W5115:$W5858,0),1)","v":74963.668692069899},474.73085860854923,{"$f":"INDEX(Q5115:Q5858,MATCH($W$8796, $W5115:$W5858,0),1)","v":15.871811415550248},23178.377674368836,245.47091177160166,37261.784174572604,24050.774021310772,0,249823.29167124743,0]
[null,null,null,null,null,null,null,null,null,null,null,null,"Sep",{"$f":"INDEX(N5859:N6578,MATCH($W$8797, $W5859:$W6578,0),1)","v":66170.069381227251},{"$f":"INDEX(O5859:O6578,MATCH($W$8797, $W5859:$W6578,0),1)","v":79258.927710768228},529.54528797829596,{"$f":"INDEX(Q5859:Q6578,MATCH($W$8797, $W5859:$W6578,0),1)","v":17.704437776426865},18158.243417718721,266.09079185690047,36598.709188926987,22937.051380680783,0,{"$f":"W6160","v":223936.34159693361},0]
[null,null,null,null,null,null,null,null,null,null,null,null,"Oct",{"$f":"INDEX(N6579:N7322,MATCH($W$8798, $W6579:$W7322,0),1)","v":66088.759935084003},{"$f":"INDEX(O6579:O7322,MATCH($W$8798, $W6579:$W7322,0),1)","v":63625.903404524128},618.03317114060462,{"$f":"INDEX(Q6579:Q7322,MATCH($W$8798, $W6579:$W7322,0),1)","v":20.662878266750017},25558.431377971894,242.79925714537154,30677.055461899447,21211.901749317323,0,{"$f":"SUM(N8815:V8815)","v":208043.54723534951},0]
[null,null,null,null,null,null,null,null,null,null,null,null,"Nov",{"$f":"INDEX(N7323:N8042,MATCH($W$8799, $W7323:$W8042,0),1)","v":74027.204672159773},{"$f":"INDEX(O7323:O8042,MATCH($W$8799, $W7323:$W8042,0),1)","v":67999.399874334063},682.21549157205743,{"$f":"INDEX(Q7323:Q8042,MATCH($W$8799, $W7323:$W8042,0),1)","v":22.808703985950675},22933.371078065004,246.88604353104782,31682.772922457378,21192.396685752425,0,{"$f":"W7701","v":218787.05547185769},0]
[null,null,null,null,null,null,null,null,null,null,null,null,"Dec",{"$f":"INDEX(N8043:N8786,MATCH($W$8800, $W8043:$W8786,0),1)","v":85869.778414842251},{"$f":"INDEX(O8043:O8786,MATCH($W$8800, $W8043:$W8786,0),1)","v":67843.33036691384},629.7841497334133,{"$f":"INDEX(Q8043:Q8786,MATCH($W$8800, $W8043:$W8786,0),1)","v":21.055752066274849},26289.583231610814,272.23227145967144,31311.084452289724,21796.461912124796,0,{"$f":"W8229","v":234033.31055104078},0]
[]
[null,null,null,null,null,null,null,null,null,null,null,null,"1CP",{"$f":"N8812","v":95118.627356582205},{"$f":"O8812","v":73655.157830224824},443.20540223314174,14.817811892860249,24145.004571062676,285.75663596005131,36416.196801102393,20848.204410954517,0,{"$f":"SUM(N8819:V8819)","v":250926.97082001271},{"$f":"W8819-'Input to CA model'!C16","v":0}]
[null,null,null,null,null,null,null,null,null,null,null,null,"4CP",{"$f":"SUM(N8811,N8812,N8813,N8817)","v":362487.82376162801},{"$f":"SUM(O8811,O8812,O8813,O8817)","v":292010.66528500081},1974.3982526394834,66.01061666169403,96651.879128301094,1059.8596280926436,142075.76461054079,86706.789277576972,0,{"$f":"SUM(N8820:V8820)","v":983033.19056044146},{"$f":"W8820-'Input to CA model'!C19","v":0}]
[null,null,null,null,null,null,null,null,null,null,null,null,"12CP",{"$f":"SUM(N8806:N8817)","v":917885.13379854499},{"$f":"SUM(O8806:O8817)","v":847739.32871541602},6526.5140491403099,218.20279493208574,284958.24330848514,3106.5503639299077,396280.22368863766,259574.78833423028,0,{"$f":"SUM(N8821:V8821)","v":2716288.9850533167},{"$f":"W8821-'Input to CA model'!C22","v":0}]
[]
[null,null,null,null,null,null,null,null,null,null,null,null,2004,385026875.89948267,471237348.09412628,9820936.1799999811,9820936.1799999811,168508898.59680468,3678218.3599999221,297137255.03971642,248155260.85829651,55021186.986200638,{"$f":"SUM(N8823:V8823)","v":1648406916.194627}]
[null,null,null,null,null,null,null,null,null,null,null,null,2019,461453715.88431841,491288356.1165024,3798280.8279070696,126989.00000000001,193967011.30428866,2273987.9970972422,229378990.2350671,145141006.46077192,null,{"$f":"SUM(N8824:V8824)","v":1527428337.825953}]
[]
[null,null,null,null,null,null,null,null,null,null,null,null,null,{"$f":"N8824/N8823","v":1.1984974160733346},{"$f":"O8824/O8823","v":1.0425497004926934},0.38675343758389813,{"$f":"Q8824/Q8823","v":1.2930437350627429E-2},1.1510787437309067,0.61823083203175855,0.77196307882835991,0.58487982869583988,0]
[]
[null,null,null,null,null,null,null,null,null,null,null,null,null,{"$f":"N8787-N8824","v":1.2516975402832031E-6},{"$f":"O8787-O8824","v":0},8.3819031715393066E-9,{"$f":"Q8787-Q8824","v":2.6193447411060333E-10},-5.3644180297851563E-7,2.9802322387695313E-8,8.3446502685546875E-7,8.0466270446777344E-7,0]

{"sheet":"Input to CA model","index":2,"n_rows":33,"n_cols":24,"rows_kept":33,"cut":false,"hidden":false,"merged":[]}
[]
[" Feed into OEB Cost Allocation Model sheet \"I6 Customer Data\", row 56"]
[null,null,null,1,2,3,null,4,5,6,7,8,9,10,11,12,13,14,15,16,17,18,19,20]
[null,"ID","Total","Residential","GS>50kW","Street Lighting",null,"GS<50 kW","USL","Industrial > 1 MW ","Industrial > 5 MW ","Embedded LDC"]
[]
["kWh - 30 year weather normalized amount",null,{"$f":"SUM(D6:L6)","v":1527301348.8259549},{"$f":"'Hourly load shapes by class'!N8787","v":461453715.88431966},{"$f":"'Hourly load shapes by class'!O8787","v":491288356.11650211},{"$f":"'Hourly load shapes by class'!P8787","v":3798280.827907078},null,{"$f":"'Hourly load shapes by class'!R8787","v":193967011.30428812},{"$f":"'Hourly load shapes by class'!S8787","v":2273987.997097272},{"$f":"'Hourly load shapes by class'!T8787","v":229378990.23506793},{"$f":"'Hourly load shapes by class'!U8787","v":145141006.46077272},{"$f":"'Hourly load shapes by class'!V8787","v":0}]
[]
[]
[" Feed into OEB Cost Allocation Model sheet \"I8 Demand Data\", row 40, 45, 50, 55, 61 and 67"]
[null,null,null,1,2,3,null,4,5,6,7,8,9,10,11,12,13,14,15,16,17,18,19,20]
["Customer Classes",null,"Total","Residential","GS>50kW","Street Lighting","Sentinel Lights","GS<50 kW","USL","Industrial > 1 MW ","Industrial > 5 MW ","Embedded LDC"]
[]
["CO-INCIDENT PEAK (kW)"]
[]
["1 CP"]
["Total Sytem CP ","DCP1",{"$f":"SUM(D16:L16)","v":250926.97082001271},{"$f":"'Hourly load shapes by class'!N8819","v":95118.627356582205},{"$f":"'Hourly load shapes by class'!O8819","v":73655.157830224824},{"$f":"'Hourly load shapes by class'!P8819","v":443.20540223314174},{"$f":"'Hourly load shapes by class'!Q8819","v":14.817811892860249},{"$f":"'Hourly load shapes by class'!R8819","v":24145.004571062676},{"$f":"'Hourly load shapes by class'!S8819","v":285.75663596005131},{"$f":"'Hourly load shapes by class'!T8819","v":36416.196801102393},{"$f":"'Hourly load shapes by class'!U8819","v":20848.204410954517},{"$f":"'Hourly load shapes by class'!V8819","v":0}]
[]
["4 CP"]
["Total Sytem CP ","DCP4",{"$f":"SUM(D19:L19)","v":983033.19056044146},{"$f":"'Hourly load shapes by class'!N8820","v":362487.82376162801},{"$f":"'Hourly load shapes by class'!O8820","v":292010.66528500081},{"$f":"'Hourly load shapes by class'!P8820","v":1974.3982526394834},{"$f":"'Hourly load shapes by class'!Q8820","v":66.01061666169403},{"$f":"'Hourly load shapes by class'!R8820","v":96651.879128301094},{"$f":"'Hourly load shapes by class'!S8820","v":1059.8596280926436},{"$f":"'Hourly load shapes by class'!T8820","v":142075.76461054079},{"$f":"'Hourly load shapes by class'!U8820","v":86706.789277576972},{"$f":"'Hourly load shapes by class'!V8820","v":0}]
[]
["12 CP"]
["Total Sytem CP ","DCP12",{"$f":"SUM(D22:L22)","v":2716288.9850533167},{"$f":"'Hourly load shapes by class'!N8821","v":917885.13379854499},{"$f":"'Hourly load shapes by class'!O8821","v":847739.32871541602},{"$f":"'Hourly load shapes by class'!P8821","v":6526.5140491403099},{"$f":"'Hourly load shapes by class'!Q8821","v":218.20279493208574},{"$f":"'Hourly load shapes by class'!R8821","v":284958.24330848514},{"$f":"'Hourly load shapes by class'!S8821","v":3106.5503639299077},{"$f":"'Hourly load shapes by class'!T8821","v":396280.22368863766},{"$f":"'Hourly load shapes by class'!U8821","v":259574.78833423028},{"$f":"'Hourly load shapes by class'!V8821","v":0}]
[]
["NON CO_INCIDENT PEAK (kW)"]
[]
["1 NCP"]
["Classification NCP from \n Load Data Provider","DNCP1",{"$f":"SUM(D27:L27)","v":281391.99491074262},{"$f":"'Hourly load shapes by class'!N8802","v":101667.67289948475},{"$f":"'Hourly load shapes by class'!O8802","v":82826.647245236207},{"$f":"'Hourly load shapes by class'!P8802","v":704.23020531709301},{"$f":"'Hourly load shapes by class'!Q8802","v":23.544728153312935},{"$f":"'Hourly load shapes by class'!R8802","v":28550.61189969776},{"$f":"'Hourly load shapes by class'!S8802","v":285.75663596005131},{"$f":"'Hourly load shapes by class'!T8802","v":40787.397098006935},{"$f":"'Hourly load shapes by class'!U8802","v":26546.134198886502},{"$f":"'Hourly load shapes by class'!V8802","v":0}]
[]
["4 NCP"]
["Classification NCP from \n Load Data Provider","DNCP4",{"$f":"SUM(D30:L30)","v":1086937.8567692188},{"$f":"'Hourly load shapes by class'!N8803","v":384132.33496109582},{"$f":"'Hourly load shapes by class'!O8803","v":326869.32785718481},{"$f":"'Hourly load shapes by class'!P8803","v":2671.5303841303344},{"$f":"'Hourly load shapes by class'!Q8803","v":89.318032899969523},{"$f":"'Hourly load shapes by class'!R8803","v":113309.43482187991},{"$f":"'Hourly load shapes by class'!S8803","v":1096.4419407599783},{"$f":"'Hourly load shapes by class'!T8803","v":155782.80530103334},{"$f":"'Hourly load shapes by class'!U8803","v":102986.66347023465},{"$f":"'Hourly load shapes by class'!V8803","v":0}]
[]
["12 NCP"]
["Classification NCP from \n Load Data Provider","DNCP12",{"$f":"SUM(D33:L33)","v":3038912.9541572784},{"$f":"'Hourly load shapes by class'!N8804","v":1021203.6855203576},{"$f":"'Hourly load shapes by class'!O8804","v":954918.92035574256},{"$f":"'Hourly load shapes by class'!P8804","v":6850.6105227069011},{"$f":"'Hourly load shapes by class'!Q8804","v":229.03840423705276},{"$f":"'Hourly load shapes by class'!R8804","v":321272.41957632528},{"$f":"'Hourly load shapes by class'!S8804","v":3106.5503639299077},{"$f":"'Hourly load shapes by class'!T8804","v":444745.0191776611},{"$f":"'Hourly load shapes by class'!U8804","v":286586.71023631765},{"$f":"'Hourly load shapes by class'!V8804","v":0}]