## Model Inputs
Data Required for Cost Benchmarking
Chapleau Public Utilities Corporation
Select LDC from Dropdown Box: |  |  |  | Chapleau Public Utilities Corporation | History | Bridge Year | Test Year | Additonal Years for Custom IR Filings
Required Item |  |  |  |  | 2016 | 2017 | 2018 | 2019 | 2020 | 2021 | 2022
Gross Capital Cost Additions Data
1 |  | Total Gross Capital Additions |  |  | 2016: 36284.3; 2017: 24057; 2018: 512764.83; 2019: 80667 | Enter Values
2 |  | HV Gross Capital Additions |  |  | 2016: 0 | Enter Values
Output and Other Business Conditions
3 |  | Number of Customers |  |  | 2016: 1247; 2017: 1221; 2018: 1208.8238; 2019: 1196.7741 | Enter Values
4 |  | Delivery Volume |  |  | 2016: 24277695; 2017: 24573208; 2018: 25003191.0567; 2019: 24711288.3367 | Enter Values
5 |  | Annual Peak Demand |  |  | 2016: 7029; 2017: 7029; 2018: 7029; 2019: 7029 | Enter Values
6 |  | Distribution Circuit-km |  |  | 2016: 27; 2017: 27; 2018: 27; 2019: 27 | Enter Values
7 |  | Ten Year Customer Growth Percentage |  |  | 2016: -5.243%; 2017: 0%; 2018: 0%; 2019: 0% | Enter Values
Inflation Measures
8 |  | Wage Growth |  |  | 2016: 1.097%; 2017: 2%; 2018: 2%; 2019: 2% | Optional: Default Values Provided
9 |  | Growth in Economy-wide Inflation |  |  | 2016: 1.206%; 2017: 1.21%; 2018: 1.21%; 2019: 1.21% | Optional: Default Values Provided
10 |  | Rate of Return (WACC) |  |  | 2016: 6.284%; 2017: 6.284%; 2018: 6.284%; 2019: 6.02% | Enter Values
OM&A Expenses Included in Cost Benchmarking
|  |  | Y | Use Method 1 [1A - 1B + 1C] | 735273.37 | 705401.32 | 762792.5 | 804473 | 0 | 0 | 0 | Formula
Choose a Method:
|  |  | N | Use Method 2 [2A - 2B + 2C] | 735273.37 | 705401.32 | 762792.5 | 804473 | 0 | 0 | 0 | Formula
11 |  |  | OM&A Values Transfered to Calculations Worksheet |  | 735273.37 | 705401.32 | 762792.5 | 804473 | 0 | 0 | 0 | Formula
|  | Method 1: Enter Values Calculated Elsewhere |  |  | 2017: Enter Values Supported by Separate Calculations
|  | 1A | Total OM&A Consistent with accounts included in [2B] |  | 2016: 735273.37; 2017: 705401.32; 2018: 762792.5; 2019: 804473 | Enter Values
|  | 1B | HV Cost (Accounts 5014, 5015, and 5112) if included in total |  | 2016: 0 | Enter Values
|  | 1C | LV Adjustment |  | 2016: 0; 2017: 0; 2018: 0; 2019: 0 | Enter Values
Method 2: Enter Detailed Data
OM&A Data
|  |  | 5005 | Operation Supervision and Engineering | 2016: 0; 2017: 0; 2018: 0; 2019: 0 | Enter Values
|  |  | 5010 | Load Dispatching | 2016: 0; 2017: 0; 2018: 0; 2019: 0 | Enter Values
|  |  | 5012 | Station Buildings and Fixtures | 2016: 0; 2017: 0; 2018: 0; 2019: 0 | Enter Values
|  |  | 5014 | Transformer Station Equipment - Operation Labor | 2016: 0; 2017: 0; 2018: 0; 2019: 0 | Enter Values
|  |  | 5015 | Transformer Station Equipment - Operation Supplies and Expenses | 2016: 0; 2017: 0; 2018: 0; 2019: 0 | Enter Values
|  |  | 5016 | Distribution Station Equipment - Operation Labor | 2016: 2991.14; 2017: 2030.44; 2018: 2281; 2019: 3060 | Enter Values
|  |  | 5017 | Distribution Station Equipment - Operation Supplies and Expenses | 2016: 0; 2017: 50; 2018: 50; 2019: 1224 | Enter Values
|  |  | 5020 | Overhead Distribution Lines and Feeders - Operation Labor | 2016: 178142.46; 2017: 162956.96; 2018: 164676; 2019: 171309 | Enter Values
|  |  | 5025 | Overhead Distribution Lines and Feeders - Operation Supplies and Expenses | 2016: 53230.89; 2017: 63380.92; 2018: 31364; 2019: 57630 | Enter Values
|  |  | 5035 | Overhead Distribution Transformers - Operation | 2016: 0; 2017: 0; 2018: 0; 2019: 0 | Enter Values
|  |  | 5040 | Underground Distribution Lines and Feeders - Operation Labor | 2016: 0 | Enter Values
|  |  | 5045 | Underground Distribution Lines and Feeders - Operation Supplies and Expenses | 2016: 0; 2017: 0; 2018: 0; 2019: 0 | Enter Values
|  |  | 5055 | Overhead Distribution Lines and Feeders | 2016: 0; 2017: 0; 2018: 0; 2019: 0 | Enter Values
|  |  | 5065 | Meter Expense | 2016: 514.32; 2017: 7009.77; 2018: 392; 2019: 6936 | Enter Values
|  |  | 5070 | Customer Premises - Operation Labor | 2016: 0; 2017: 0; 2018: 0; 2019: 0 | Enter Values
|  |  | 5075 | Customer Premises - Operation Materials and Supplies | 2016: 0; 2017: 0; 2018: 0; 2019: 0 | Enter Values
|  |  | 5085 | Miscellaneous Distribution Expense | 2016: 0; 2017: 0; 2018: 373; 2019: 0 | Enter Values
|  |  | 5090 | Underground Distribution Lines and Feeders - Rental Paid | 2016: 0; 2017: 0; 2018: 0; 2019: 0 | Enter Values
|  |  | 5095 | Overhead Distribution Lines and Feeders - Rental Paid | 2016: 1453.28; 2017: 2480.97; 2018: 2495; 2019: 2601 | Enter Values
|  |  | 5096 | Other Rent (Distribution) | 2016: 0; 2017: 0; 2018: 0; 2019: 0 | Enter Values
|  |  |  | Subtotal: Operation | 236332.09 | 237909.06 | 201631 | 242760 | 0 | 0 | 0 | Formula
|  |  | 5105 | Maintenance Supervision and Engineering | 2016: 0; 2017: 0; 2018: 0; 2019: 0 | Enter Values
|  |  | 5110 | Maintenance of Buildings and Fixtures | 2016: 0; 2017: 0; 2018: 0; 2019: 0 | Enter Values
|  |  | 5112 | Maintenance of Transformer Station Equipment | 2016: 0; 2017: 0; 2018: 0; 2019: 0 | Enter Values
|  |  | 5114 | Maintenance of Distribution Station Equipement | 2016: 0; 2017: 0; 2018: 0; 2019: 0 | Enter Values
|  |  | 5120 | Maintenance of Poles, Towers and Fixtures | 2016: 0; 2017: 0; 2018: 0; 2019: 1610 | Enter Values
|  |  | 5125 | Maintenance of Overhead Conductors and Devices | 2016: 0; 2017: 0; 2018: 0; 2019: 0 | Enter Values
|  |  | 5130 | Maintenance of Overhead Services | 2016: 0; 2017: 0; 2018: 0; 2019: 0 | Enter Values
|  |  | 5135 | Overhead Distribution Lines and Feeders - Right of Way | 2016: 0; 2017: 0; 2018: 0; 2019: 0 | Enter Values
|  |  | 5145 | Maintenance of Underground Conduit | 2016: 0; 2017: 0; 2018: 0; 2019: 0 | Enter Values
|  |  | 5150 | Maintenance of Underground Conductors and Devices | 2016: 0; 2017: 0; 2018: 0; 2019: 0 | Enter Values
|  |  | 5155 | Maintenance of Underground Services | 2016: 0; 2017: 0; 2018: 0; 2019: 0 | Enter Values
|  |  | 5160 | Maintenance of Line Transformers | 2016: 0; 2017: 0; 2018: 0; 2019: 0 | Enter Values
|  |  | 5175 | Maintenance of Meters | 2016: 0; 2017: 0; 2018: 0; 2019: 0 | Enter Values
|  |  |  | Subtotal: Maintenance | 0 | 0 | 0 | 1610 | 0 | 0 | 0 | Formula
|  |  | 5305 | Supervision (Billing and Collection) | 2016: 0; 2017: 0; 2018: 0; 2019: 0 | Enter Values
|  |  | 5310 | Meter Reading Expense | 2016: 35466.49; 2017: 41027.29; 2018: 41226; 2019: 41040 | Enter Values
|  |  | 5315 | Customer Billing | 2016: 78927.15; 2017: 80401.11; 2018: 73273; 2019: 87078 | Enter Values
|  |  | 5320 | Collecting | 2016: 0; 2017: 0; 2018: 0; 2019: 612 | Enter Values
|  |  | 5325 | Collecting - Cash Over and Short | 2016: 0; 2017: 0; 2018: 0; 2019: 0 | Enter Values
|  |  | 5330 | Collection Charges | 2016: 0; 2017: 0; 2018: 0; 2019: 0 | Enter Values
|  |  | 5340 | Miscellaneous Customer Account Expenses | 2016: 0; 2017: 0; 2018: 0; 2019: 0 | Enter Values
|  |  |  | Subtotal : Billing and Collections | 114393.64 | 121428.4 | 114499 | 128730 | 0 | 0 | 0 | Formula
|  |  | 5405 | Supervision (Community Relations) | 2016: 0 | Enter Values
|  |  | 5410 | Community Relations - Sundry | 2016: 415; 2017: 415; 2018: 0; 2019: 0 | Enter Values
|  |  | 5420 | Community Safety Program | 2016: 0 | Enter Values
|  |  | 5425 | Miscellaneous Customer Service and Informational Expenses | 2016: 0 | Enter Values
|  |  |  | Subtotal: Community Relations | 415 | 415 | 0 | 0 | 0 | 0 | 0 | Formula
|  |  | 5605 | Executive Salaries and Expenses | 2016: 13200; 2017: 13100; 2018: 13200; 2019: 16200 | Enter Values
|  |  | 5610 | Management Salaries and Expenses | 2016: 87775.03; 2017: 109621.63; 2018: 143711; 2019: 149760 | Enter Values
|  |  | 5615 | General Administrative Salaries and Expenses | 2016: 17664.24; 2017: 14465.42; 2018: 18693; 2019: 18197 | Enter Values
|  |  | 5620 | Office Supplies | 2016: 26671.68; 2017: 19138.13; 2018: 27564; 2019: 21850 | Enter Values
|  |  | 5625 | Administrative Expense Transferred - Credit | 2016: 0; 2017: 0; 2018: 0; 2019: 0 | Enter Values
|  |  | 5630 | Outside Services Employed | 2016: 76785.06; 2017: 65107.08; 2018: 46929; 2019: 30061 | Enter Values
|  |  | 5640 | Injuries and Damages | 2016: 7533.53; 2017: 8624.76; 2018: 11103.5; 2019: 10180 | Enter Values
|  |  | 5645 | OMERS Pensions and Benefits | 2016: 73205.46; 2017: 83741.91; 2018: 94734; 2019: 96980 | Enter Values
|  |  | 5646 | Employee Pensions and OPEB | 2016: 0; 2017: 0; 2018: 0; 2019: 0 | Enter Values
|  |  | 5647 | Employee Sick Leave | 2016: 0; 2017: 0; 2018: 0; 2019: 0 | Enter Values
|  |  | 5650 | Franchise Requirements | 2016: 0; 2017: 0; 2018: 0; 2019: 0 | Enter Values
|  |  | 5655 | Regulatory Expenses | 2016: 8933.79; 2017: 8392.02; 2018: 72345; 2019: 63495 | Enter Values
|  |  | 5665 | Miscellaneous General Expenses | 2016: 67942.44; 2017: 23457.91; 2018: 18383; 2019: 24650 | Enter Values
|  |  | 5670 | Rent (Administrative and General) | 2016: 0; 2017: 0; 2018: 0; 2019: 0 | Enter Values
|  |  | 5672 | Lease Payment Expense | 2016: 0; 2017: 0; 2018: 0; 2019: 0 | Enter Values
|  |  | 5675 | Maintenance of General Plant | 2016: 0; 2017: 0; 2018: 0; 2019: 0 | Enter Values
|  |  | 5680 | Electrical Safety Authority Fees | 2016: 0; 2017: 0; 2018: 0; 2019: 0 | Enter Values
|  |  |  | Sutotal: A&G Expenses | 379711.23 | 345648.86 | 446662.5 | 431373 | 0 | 0 | 0 | Formula
|  |  | 5635 | Property Insurance | 2016: 4421.41 | Enter Values
|  |  | 6210 | Life Insurance | 2016: 0 | Enter Values
|  |  |  | Subtotal: Insurance | 4421.41 | 0 | 0 | 0 | 0 | 0 | 0 | Formula
|  |  | 5515 | Advertinsing | 2016: 0 | Enter Values
|  |  |  | Subtotal Advertising | 0 | 0 | 0 | 0 | 0 | 0 | 0 | Formula
|  |  | 2A | Total of Above Accounts Used for Benchmarking | 735273.37 | 705401.32 | 762792.5 | 804473 | 0 | 0 | 0 | Formula
Adjustments to OM&A for Benchmarking
|  |  |  | 5014 | 0 | 0 | 0 | 0 | 0 | 0 | 0 | Formula
|  |  |  | 5015 | 0 | 0 | 0 | 0 | 0 | 0 | 0 | Formula
|  |  |  | 5112 | 0 | 0 | 0 | 0 | 0 | 0 | 0 | Formula
|  |  | 2B | Subtotal: HV Adjustment (to subtract from cost) | 0 | 0 | 0 | 0 | 0 | 0 | 0 | Formula
|  |  | 2C | LV Adjustment | 2016: 0 | Enter Values

## Benchmarking Calculations
Benchmarking Calculations for LDC Forecasting
| Selected LDC: |  |  | Chapleau Public Utilities Corporation | [9 empty] | 1 | Click to Choose an LDC | Algoma Power Inc. | Atikokan Hydro Inc. | Bluewater Power Distribution Corporation | Brantford Power Inc. | Burlington Hydro Inc. | Cambridge and North Dumfries Hydro Inc. | Canadian Niagara Power Inc. | Centre Wellington Hydro Ltd. | Chapleau Public Utilities Corporation | Collus PowerStream Corp. | Cooperative Hydro Embrun Inc. | E.L.K. Energy Inc. | Enersource Hydro Mississauga Inc. | Entegrus Powerlines Inc. | EnWin Utilities Ltd. | Erie Thames Powerlines Corporation | Espanola Regional Hydro Distribution Corporation | Essex Powerlines Corporation | Festival Hydro Inc. | Fort Frances Power Corporation | Greater Sudbury Hydro Inc. | GRIMSBY POWER INCORPORATED | Guelph Hydro Electric Systems Inc. | Halton Hills Hydro Inc. | Hearst Power Distribution Company Limited | Horizon Utilities Corporation | Hydro 2000 Inc. | Hydro Hawkesbury Inc. | Hydro One Brampton Networks Inc. | Hydro One Networks Inc. | Hydro Ottawa Limited | InnPower | Kenora Hydro Electric Corporation Ltd. | Kingston Hydro Corporation | Kitchener-Wilmot Hydro Inc. | Lakefront Utilities Inc. | Lakeland Power Distribution Ltd. | London Hydro Inc. | Midland Power Utility Corporation | Milton Hydro Distribution Inc. | Newmarket-Tay Power Distribution Ltd. | Niagara Peninsula Energy Inc. | Niagara-on-the-Lake Hydro Inc. | North Bay Hydro Distribution Limited | Northern Ontario Wires Inc. | Oakville Hydro Electricity Distribution Inc. | Orangeville Hydro Limited | Orillia Power Distribution Corporation | Oshawa PUC Networks Inc. | Ottawa River Power Corporation | Peterborough Distribution Incorporated | PowerStream Inc. | PUC Distribution Inc. | Renfrew Hydro Inc. | Rideau St. Lawrence Distribution Inc. | Sioux Lookout Hydro Inc. | St. Thomas Energy Inc. | Thunder Bay Hydro Electricity Distribution Inc. | Tillsonburg Hydro Inc. | Toronto Hydro-Electric System Limited | Veridian Connections Inc. | Wasaga Distribution Inc. | Waterloo North Hydro Inc. | Welland Hydro-Electric System Corp. | Wellington North Power Inc. | West Coast Huron Energy Inc. | Westario Power Inc. | Whitby Hydro Electric Corporation
[7 empty] | Forecasted Values | [6 empty] | 2
| Line Reference Number |  | Row Number on 2.1.7 | Account | 2015 | 2016 | 2017 | 2018 | 2019 | 2020 | 2021 | 2022 | Data Item Number | 3 |  | 2016 | 2016 | 2016 | 2016 | 2016 | 2016 | 2016 | 2016 | 2016 | 2016 | 2016 | 2016 | 2016 | 2016 | 2016 | 2016 | 2016 | 2016 | 2016 | 2016 | 2016 | 2016 | 2016 | 2016 | 2016 | 2016 | 2016 | 2016 | 2016 | 2016 | 2016 | 2016 | 2016 | 2016 | 2016 | 2016 | 2016 | 2016 | 2016 | 2016 | 2016 | 2016 | 2016 | 2016 | 2016 | 2016 | 2016 | 2016 | 2016 | 2016 | 2016 | 2016 | 2016 | 2016 | 2016 | 2016 | 2016 | 2016 | 2016 | 2016 | 2016 | 2016 | 2016 | 2016 | 2016 | 2016 | 2016 | 2016
[14 empty] | 4 | 0
Section 1: Source Data and OM&A Calculations | [13 empty] | 5 | 0
[14 empty] | 6 | 0
| 1 | OM&A Data (Detail may be hidden or expanded using the +/- buttons to the left of the row numbers) | [11 empty] | 7 | 0
| 2 | 5005 | 2 | Operation Supervision and Engineering |  | 0 | [7 empty] | 8 | 0 | 114093.57 | 0 | 527557.71 | 539255.61 | 0 | 367153.78 | 69548.54 | 71727.41 | 0 | 205247.01 | 0 | 18442.36 | 1883054.57 | 502735.84 | 572843.52 | 0 | 51581.25 | 74046.0333 | 199214.17 | 147824.32 | 966814.32 | 177026.42 | 2136607.98 | 283735.68 | 461.49 | 4543454.63 | 0 | 0 | 867709.59 | 3143836.09 | 0 | 202730.48 | 0 | 324018 | 1086533.58 | 34600.83 | 0 | 1890311.92 | 342002.91 | 0 | 450725.65 | 1044089.86 | 121862.28 | 0 | 101769.4 | 2522694.14 | 0 | 531986 | 646304.17 | 93912.27 | 1029528.75 | 7340236.58 | 622027.98 | 0 | 80799.48 | 0 | 359443.05 | 378276.85 | 35042.55 | 23026740.4 | 1036298 | 0 | 625355 | 259905.82 | 124969.25 | 32102 | 0 | 277549.98
| 3 | 5010 | 3 | Load Dispatching |  | 0 | [7 empty] | 9 | 0 | 40668.49 | 0 | 386768.12 | 108246.11 | 1573618.96 | 585602.68 | 282269.33 | 15500.36 | 0 | 84385.46 | 0 | 582.84 | 2311567.31 | 42117.14 | 143141.3 | 0 | 0 | 11704.8793 | 54776.63 | 0 | 662620.2 | 76503.12 | 283932.17 | 0 | 0 | 1904366.46 | 9427.52 | 0 | 3198924.87 | 6446652.25 | 3485653.92 | 15632.36 | 0 | 435060 | 833498.41 | 0 | 9178.96 | 1531766.01 | 3731.39 | 124646 | 0 | 11339.75 | 40598.54 | 179370.57 | 0 | 1101480.63 | 0 | 247812 | 0 | 6910.39 | 326839.91 | 3685214.06 | 232037.56 | 0 | 0 | 0 | 2784.49 | 942934.14 | 1879.04 | 5351161.42 | 1029210 | 11805.05 | 954831 | 203957.89 | 0 | 0 | 0 | 377893.7
| 4 | 5012 | 4 | Station Buildings and Fixtures |  | 0 | [7 empty] | 10 | 0 | 85555.56 | 0 | 7671.3 | 35988.97 | 129969.26 | 0 | 150584.3 | 75720.9 | 0 | 36801.98 | 1306.48 | 0 | 0 | 0 | 0 | 0 | 1478 | 0 | 18169.73 | 66895.46 | 299571.86 | 23719.32 | 24755.08 | 69700.85 | 0 | 454076.93 | 0 | 0 | 301475.21 | 2115791.15 | 572664.21 | 56785.65 | 288 | 107840 | 0 | 0 | 0 | 407756.15 | 85286.33 | 0 | 0 | 132484.47 | 0 | 16305.35 | 1468.22 | 263786.8 | 0 | 0 | 33338.32 | 163817.11 | 14603.57 | 139386.09 | 645367.09 | 1047.05 | 11240.08 | 0 | 0 | 358338.05 | 0 | 0 | 315168 | 0 | 241231 | 14801.53 | 20003.97 | 0 | 0 | 140232.44
| 5 | 5014 | 5 | Transformer Station Equipment - Operation Labor |  | 0 | [7 empty] | 11 | 0 | 0 | 0 | 0 | 21884.6 | 0 | 17501.78 | 0 | 0 | 0 | 0 | 0 | 0 | 0 | 0 | 0 | 0 | 0 | 0 | 603.22 | 6703.74 | 0 | 994.71 | 0 | 0 | 0 | 0 | 0 | 14448.62 | 25057.84 | 523422.19 | 239883.43 | 0 | 10666 | 0 | 357718.18 | 0 | 0 | 0 | 0 | 0 | 0 | 22482.65 | 2452.61 | 0 | 0 | 228835.62 | 0 | 0 | 0 | 0 | 0 | 338806.03 | 56147.01 | 0 | 0 | 0 | 0 | 0 | 0 | 0 | 122875 | 0 | 265702 | 0 | 0 | 0 | 0 | 0
| 6 | 5015 | 6 | Transformer Station Equipment - Operation Supplies and Expenses |  | 0 | [7 empty] | 12 | 0 | 0 | 0 | 0 | 96479.29 | 0 | 208915.59 | 0 | 0 | 0 | 0 | 0 | 0 | 0 | 0 | 0 | 0 | 0 | 0 | 90762.16 | 8164.78 | 0 | 76031.15 | 0 | 0 | 0 | 0 | 0 | 7567.43 | 0 | 163394.37 | 39579.85 | 0 | 0 | 0 | 590853.18 | 0 | 0 | 0 | 0 | 0 | 0 | 188473.88 | 0 | 0 | 0 | 39785.01 | 0 | 0 | 0 | 0 | 0 | 362.41 | 12279.49 | 0 | 0 | 0 | 0 | 0 | 0 | 0 | 0 | 0 | 131978 | 0 | 0 | 0 | 0 | 0
| 7 | 5016 | 7 | Distribution Station Equipment - Operation Labor |  | 2991.14 | [7 empty] | 13 | 0 | 42193.03 | 32872.97 | 0 | 4300.06 | 587817.22 | 0 | 91863.96 | 1305.17 | 2991.14 | 0 | 0 | 7845.16 | 899647.09 | 52061.47 | 0 | 0 | 1655.42 | 0 | 82.6 | 0 | 314732.05 | 0 | 0 | 182129.47 | 0 | 345775.63 | 0 | 5536.28 | 57235.38 | 4759414.3 | 417206.08 | 8017.76 | 0 | 54450 | 6831.17 | 72559.39 | 0 | 158372.52 | 0 | 8267 | 18842.23 | 0 | 0 | 863.45 | 0 | 42986.22 | 3223 | 18194 | 0 | 0 | 161588.84 | 1723164.77 | 14089.48 | 7582.39 | 982.56 | 0 | 0 | 0 | 0 | 4003573.39 | 179337 | 13673.68 | 227618 | 21220.46 | 3805.19 | 126 | 2241 | 0
| 8 | 5017 | 8 | Distribution Station Equipment - Operation Supplies and Expenses |  | 0 | [7 empty] | 14 | 0 | 16554.83 | 0 | 0 | 0 | 452258.44 | 1200 | 10468.4 | 12483.68 | 0 | 0 | 0 | 0 | 280642.2 | 55374.41 | 0 | 0 | 11396.71 | 0 | 0 | 568.74 | 149153.94 | 2648.42 | 61295.18 | 52734.72 | 0 | 132584.53 | 0 | 1270.22 | 9588 | 1545148.7 | 78962.36 | 1859.74 | 0 | 44777 | 14038.61 | 4450 | 0 | 177018.14 | 23384.08 | 33830 | 2218.56 | 0 | 0 | 117.81 | 9999.96 | 1424.61 | 44438.33 | 193255 | 0 | 120 | 126482.29 | 21845.29 | 5731.94 | 43318.61 | 0 | 0 | 14744.09 | 197022.42 | 23788.6 | 2645106.25 | 0 | 2442.19 | 74600 | 129526.53 | 9994.52 | 3048 | 0 | 26636.8
| 9 | 5020 | 9 | Overhead Distribution Lines and Feeders - Operation Labor |  | 178142.46 | [7 empty] | 15 | 0 | 77475.44 | 261509.27 | 0 | 6820.05 | 432443.64 | 182546.67 | 104340.98 | 2346.78 | 178142.46 | 31186.69 | 0 | 26610.58 | 2700134.77 | 45941.41 | 0 | 0 | 37475.2 | 93011.0453 | 11928.54 | 15098.64 | 137060.95 | 25417.59 | 27247.45 | 370536.95 | 3295.45 | 257580.82 | 680 | 16979.29 | 0 | 14969791.61 | 198280.54 | 131122.74 | 21871 | 69544 | -16329.22 | 190906.69 | 0 | 94100.78 | 0 | 0 | 47723.93 | 355961.06 | 73395.4 | 6259.71 | 51968.48 | 499015.89 | 753.54 | 0 | 725248.22 | 0 | 190954.4 | 889119.04 | 590961.28 | 20239.57 | 3032.95 | 447764.81 | 37366.75 | 214574.36 | 0 | 624866.49 | 846570 | 0 | 863603 | 160192.96 | 12460.92 | 45144 | 0 | 0
| 10 | 5025 | 10 | Overhead Distribution Lines and Feeders - Operation Supplies and Expenses |  | 53230.89 | [7 empty] | 16 | 0 | 70523.18 | 49598.17 | 417318.08 | 11883.83 | 549805 | 214661.63 | 9925.91 | 5198.53 | 53230.89 | 72594.13 | 0 | 0 | 252225.23 | 18206.87 | 781340.96 | 0 | 59263.57 | 38431.0131 | 43541.97 | 0 | 452578.7 | 3924.2 | 55340.95 | 90884.81 | 47020.2 | 629568.81 | 14018.8 | 969.65 | 82090.21 | 734116.5 | 56263.8 | 2871.4 | 3760 | 119330 | 110851.01 | 98076.35 | 11060.61 | 253027.85 | 0 | 0 | 28772.61 | 2207.53 | 46103.39 | 1188.82 | 1359.52 | 67213.39 | 11823.31 | 0 | -435076.99 | 1587.73 | 249007.13 | 1140794.52 | 204265.94 | 33663.48 | 0 | 81679.87 | 5931.82 | 584777.21 | 14458.13 | 3737900.62 | 0 | 0 | 347576 | 57255.28 | 14939.38 | 5874 | 0 | 63061.26
| 11 | 5035 | 11 | Overhead Distribution Transformers - Operation |  | 0 | [7 empty] | 17 | 0 | 2970.97 | 0 | 145.23 | 18564.39 | 15142.47 | 27866.03 | 35590.44 | 0 | 0 | 614.22 | 3185.14 | 2395.34 | 0 | 253.4 | 34444.22 | 0 | 9433.19 | 1859.302 | 5639.91 | 0 | 119894.74 | 6412.22 | 0 | 60478.1 | 0 | 0 | 4214.5 | 6998.8 | 97076.94 | 0 | 6699.46 | 165.68 | 1917 | 2972 | 0 | 0 | 0 | 3676.17 | 0 | 0 | 1040.65 | 0 | 0 | 0 | 10550 | 14201.55 | 0 | 0 | 0 | 0 | 2071.63 | 45398.96 | 7.07 | 14008.13 | 4880.47 | 0 | 0 | 300842.06 | 11251.93 | 0 | 8166 | 0 | 5025 | 0 | 2189.61 | 0 | 0 | 5390.67
| 12 | 5040 | 12 | Underground Distribution Lines and Feeders - Operation Labor |  | 0 | [7 empty] | 18 | 0 | 2552.62 | 0 | 1420172.75 | 83357.1 | 87718.81 | 50231.35 | 134152.44 | 0 | 0 | 3596.3 | 0 | 182862.15 | 0 | 197917.61 | 0 | 0 | 33181.4 | 43027.0086 | 3731.97 | 0 | 9027.38 | 7416.94 | 242049.77 | 137742.26 | 186.98 | 270240.24 | 0 | 2760.95 | 117973.2 | 0 | 486474.37 | 13716.15 | 30097 | 52750 | 430703.82 | 31446.98 | 0 | 30215.34 | 0 | 0 | 195113.71 | 169455.68 | 10569.32 | 314353.59 | 0 | 18637.99 | 0 | 0 | 27684.5 | 0 | 72020.65 | 555629.22 | 156680.69 | 385.39 | 0 | 0 | 69364.84 | 10497.77 | 0 | 663662.24 | 1107535 | 0 | 46141 | 201521.87 | 194.71 | 0 | 165648 | 0
| 13 | 5045 | 13 | Underground Distribution Lines and Feeders - Operation Supplies and Expenses |  | 0 | [7 empty] | 19 | 0 | 0 | 0 | 132242 | 14148.61 | 588253.39 | 97261.28 | 15593.15 | 0 | 0 | 1381.95 | 0 | 275.6 | 0 | 72003.86 | 490863.72 | 0 | 19995.51 | 44330.5537 | 222.96 | 33300.71 | 10863.16 | 53612.93 | 6481.88 | 7141.41 | 50 | 1234651.7 | 0 | 0 | 0 | 0 | 2504476.05 | 97857.48 | 0 | 74560 | 318849.63 | 24593.08 | 0 | 50129.58 | 0 | 358200 | 34383.02 | 373440.45 | 7584.74 | 36930.04 | 0 | 13985.17 | 876.89 | 0 | 22627.16 | 0 | 25465.34 | 267231.77 | 22823.74 | 70 | 0 | 0 | 26997.79 | 8244.27 | 11676.43 | 2460512.24 | 0 | 0 | 21157 | 1110.04 | 6123.01 | 0 | 0 | 801189.88
| 14 | 5055 | 14 | Overhead Distribution Lines and Feeders |  | 0 | [7 empty] | 20 | 0 | 0 | 0 | 0 | -426.23 | 178186.12 | 74106.45 | 1850.15 | 4555.24 | 0 | 0 | 0 | 12226.57 | 0 | 297.41 | 75319.54 | 0 | 2902.38 | 39665.8186 | 6515.72 | 0 | 135473.05 | 1006.83 | 0 | 0 | 115.11 | 0 | 0 | 1079.81 | 72292.28 | 0 | 7617.18 | 0 | 6431 | 10415 | 0 | 0 | 0 | 404335.34 | 0 | 0 | 839.41 | 0 | 0 | 0 | 765.29 | 43181.36 | 569.85 | 0 | 0 | 0 | 1694.15 | 209546.65 | 15657.41 | 0 | 0 | 0 | 6517.86 | 297778.22 | 3470.78 | 4683.28 | 137159 | 0 | 14692 | 762.9 | 547.56 | 0 | 0 | 28870.2
| 15 | 5065 | 15 | Meter Expense |  | 514.32 | [7 empty] | 21 | 0 | 353615.85 | 13584.38 | 480061.75 | 326330.23 | 169689.42 | 1040768.36 | 355389.43 | 59018.69 | 514.32 | 753.95 | 907.5 | 15234.71 | 0 | 235670.75 | 331573.09 | 0 | 4796.26 | 167380.2373 | 264761.08 | 12451.86 | 684735.64 | 211431.29 | 237167.89 | 205152.71 | 2017.26 | 4727512.95 | 0 | 9407.74 | 878954.83 | 12704546.29 | 803028.55 | 239834.51 | 249 | 330802 | 726211.55 | 0 | 86000.16 | 1110557.9 | 101275.18 | 387469 | 64620.73 | 374868.22 | 17653.3 | 303092.42 | 13334.28 | 510091.12 | 71370 | 0 | 135101.36 | 179238.7 | 50346.25 | 3479466.15 | 354831.34 | 14163.52 | 2322.51 | 0 | 1778.44 | 153774.21 | 33809.23 | 531225.99 | 319463 | 0 | 373376 | 299880.85 | 79824.65 | 26154 | 213995 | 408391.45
| 16 | 5070 | 16 | Customer Premises - Operation Labor |  | 0 | [7 empty] | 22 | 0 | 84095.91 | 0 | 0 | 513.71 | 286228.39 | 2532.07 | 3617.23 | 0 | 0 | 0 | 0 | 0 | 1305968.13 | 45184.32 | 0 | 0 | 33515.92 | 382214.6167 | 182948.88 | 0 | 617858.05 | 34924.05 | 0 | 0 | 21230.57 | 1039313.12 | 0 | 0 | 1203220.45 | 20889693.19 | 0 | 44838.2 | 6917 | 177227 | 2720.58 | 88982.33 | 0 | 0 | 92426.33 | 283441 | 264538.16 | 119696.1 | 26848.63 | 230.61 | 148126.4 | 1155571.28 | 11704.93 | 0 | 0 | 89677.28 | 0 | 678870.34 | 139492.26 | 20661 | 21182.87 | 0 | 4968.34 | 4575.19 | 0 | 2194354.64 | 111253 | 69019.41 | 0 | 0 | 48570.61 | 0 | 0 | 0
| 17 | 5075 | 17 | Customer Premises - Operation Materials and Supplies |  | 0 | [7 empty] | 23 | 0 | 21132.53 | 0 | 0 | 379.13 | 101653.72 | 3948.91 | 0 | 0 | 0 | 0 | 19441.63 | 0 | 20963 | 13911.63 | 1132.25 | 0 | 1543.39 | 0 | 7057.68 | 590 | 0 | 9606.42 | 0 | 0 | 319.92 | 76983.89 | 0 | 0 | 0 | 3244113.12 | 0 | 96647.35 | 14715 | -11860 | 6250.03 | 0 | 0 | 0 | 631.97 | -11780 | 0 | 0 | 120919 | 42.84 | 63260.52 | 181487.84 | 118007.45 | 0 | 0 | 1291.14 | 0 | 2069009.81 | 56305.91 | 3262.53 | 0 | 0 | 779.62 | 23588.31 | 75494.26 | 1542691.02 | 390 | 438.97 | 0 | 0 | 14151.19 | 0 | 0 | 329196.75
| 18 | 5085 | 18 | Miscellaneous Distribution Expense |  | 0 | [7 empty] | 24 | 0 | 280419.07 | 33306.61 | 446362.71 | 418109.48 | 0 | 0 | 391147.95 | 58407.31 | 0 | 145033.88 | 9368.08 | 0 | 2908606.37 | 0 | 14767.45 | 90763.77 | 11093.29 | 48172.1122 | 6372.53 | 218294.86 | 1282455.37 | 44823.06 | 1759579.75 | 0 | 42214.05 | 13109876.16 | 0 | 0 | 281406.79 | 19811230.88 | 8594942.03 | 428988.6 | 33886 | 192566 | 0 | 1696.16 | 188607.33 | 2560771.36 | 198093.07 | 1252392 | 369192.1 | 1616825.17 | 166422.46 | -117826.68 | 203999.95 | 347867.16 | 134650.61 | 0 | 491448.53 | 94174.55 | 260815.27 | 81247.97 | 470319.6 | 82447.75 | 89063.84 | 44708.62 | 265374.15 | 0 | 282228.41 | 10117834.87 | 534157 | 0 | 1793249 | 86361.01 | 103145.91 | 17450 | 8500 | 957739.17
| 19 | 5090 | 19 | Underground Distribution Lines and Feeders - Rental Paid |  | 0 | [7 empty] | 25 | 0 | 0 | 0 | 0 | 0 | 0 | 0 | 863 | 0 | 0 | 0 | 0 | 0 | 0 | 0 | 0 | 0 | 0 | 0 | 0 | 0 | 0 | 0 | 0 | 0 | 0 | 0 | 0 | 0 | 0 | 0 | 0 | 0 | 0 | 0 | 11550.18 | 0 | 0 | 0 | 0 | 0 | 0 | 0 | 0 | 0 | 0 | 0 | 0 | 0 | 0 | 0 | 0 | 0 | 61.55 | 0 | 0 | 0 | 2998.92 | 0 | 0 | 0 | 0 | 0 | 0 | 0 | 0 | 0 | 0 | 0
| 20 | 5095 | 20 | Overhead Distribution Lines and Feeders - Rental Paid |  | 1453.28 | [7 empty] | 26 | 0 | 25176.87 | 175.16 | 15386.4 | 6755 | 0 | 60128.46 | 35891 | 6304.25 | 1453.28 | 0 | 0 | 17813.36 | 0 | 0 | 0 | 0 | 14556 | 0 | 7988.51 | 0 | 75781.5 | 30976.01 | 9476.47 | 0 | 9299.56 | 0 | 0 | 1453.28 | 36702.04 | 0 | 0 | 10295.28 | 0 | 89997 | 19498 | 0 | 45312.44 | 76739.64 | 0 | 0 | 19569.86 | 0 | 19885.1 | 33942.27 | 13106.28 | 15615.84 | 0 | 0 | 0 | 0 | 0 | 97486.54 | 8339.63 | 9843.95 | 34276.14 | 0 | 19126.66 | 0 | 5166.34 | 0 | 130876 | 0 | 0 | 25120.22 | 0 | 0 | 0 | 9352.22
| 21 | 5096 | 21 | Other Rent (Distribution) |  | 0 | [7 empty] | 27 | 0 | 3413.64 | 50 | 0 | 1120 | 0 | 0 | 0 | 0 | 0 | 172800 | 0 | 0 | -186504.67 | 0 | 0 | 810 | 0 | 106446.6618 | 0 | 0 | 0 | 0 | 0 | 0 | 3250 | 231374.97 | 0 | 0 | 0 | 0 | 0 | 0 | 0 | 0 | 0 | 0 | 0 | 0 | 0 | 0 | 0 | 0 | 0 | 0 | 0 | 0 | 8880.01 | 0 | 0 | 0 | 0 | 123200.49 | 104334.61 | 34175.52 | 0 | 0 | 0 | 0 | 0 | 0 | 0 | 0 | 0 | 0 | 0 | 0 | 0 | 0
| 22 |  |  | Subtotal: Operation |  | 236332.09 | [7 empty] | 28 | 0 | 1220441.56 | 391096.56 | 3833686.05 | 1693709.94 | 5152784.84 | 2934425.04 | 1693096.21 | 312568.32 | 236332.09 | 754395.57 | 34208.83 | 284288.67 | 12376304 | 1281676.12 | 2445426.05 | 91573.77 | 293867.49 | 1050289.2818 | 904318.26 | 509893.11 | 5918620.91 | 786474.68 | 4843934.57 | 1460236.96 | 129460.59 | 28957360.84 | 28340.82 | 68472.07 | 7229707.63 | 91051150.64 | 17491731.83 | 1351363.38 | 130797 | 2074448 | 4499778.71 | 547311.81 | 340159.5 | 8748778.7 | 846831.26 | 2436465 | 1497580.62 | 4411324.82 | 654294.77 | 774870.8 | 619708.3 | 7067861.62 | 406297.92 | 991247 | 1646675.27 | 630729.17 | 2511418.18 | 22886016.69 | 3711761.58 | 284868.89 | 247780.9 | 574153.3 | 818176.82 | 3475223.06 | 498265.7 | 56904312.85 | 5878457 | 97379.3 | 5986134 | 1461617.36 | 440920.48 | 129898 | 390384 | 3425504.52
| 23 | 5105 | 22 | Maintenance Supervision and Engineering |  | 0 | [7 empty] | 29 | 0 | 52621.98 | 0 | 0 | 129741.69 | 0 | 0 | 23271.84 | 26845.09 | 0 | 164017.62 | 0 | 0 | 0 | 511463.88 | 0 | 0 | 83753.29 | 42109.1312 | 0 | 0 | 0 | 211918.29 | 0 | 0 | 16315.52 | 258366.26 | 0 | 6684 | 200087.17 | 12463618.09 | 0 | 244.42 | 173783 | 63767 | 0 | 0 | 307668.86 | 1799061.01 | 0 | 0 | 125619.32 | 428313.57 | 30247.24 | 0 | 13115.35 | 234732.01 | 145575.2 | 0 | 115055.39 | 1511.23 | 0 | 1986.61 | 0 | 0 | 0 | 0 | 60167.55 | 1163436.11 | 7838.25 | 14896791.11 | 604992 | 2089.32 | 498434 | 93111.17 | 75988.58 | 0 | 0 | 116810.71
| 24 | 5110 | 23 | Maintenance of Buildings and Fixtures |  | 0 | [7 empty] | 30 | 0 | 1362.5 | 0 | 0 | 10168.47 | 256144.04 | 0 | 46510.84 | 0 | 0 | 3589.55 | 8420.64 | 0 | 0 | 0 | 0 | 22883.6 | 6489.51 | 0 | 8741.3 | 64690.72 | 23528.84 | 0 | 0 | 0 | 0 | 350256.63 | 0 | 0 | 10639.16 | 640722.29 | 0 | 0 | 0 | 40917 | 186446.08 | 0 | 0 | 30666.72 | 11484.86 | 0 | 0 | 0 | 0 | 53218.22 | 1674.71 | 21907.24 | 0 | 0 | 4435 | 28643.04 | 33366.03 | 103419.24 | 281749.92 | 0 | 0 | 0 | 489.42 | 16015.07 | 0 | 14810485.07 | 1916 | 0 | 30408 | 82701.22 | 0 | 8671 | 10194 | 0
| 25 | 5112 | 24 | Maintenance of Transformer Station Equipment |  | 0 | [7 empty] | 31 | 0 | 0 | 0 | 0 | 0 | 0 | 17968.73 | 0 | 0 | 0 | 0 | 0 | 0 | 0 | 0 | 153603.14 | 0 | 0 | 0 | 0 | 0 | 0 | 84883.94 | 0 | 0 | 0 | 0 | 0 | 0 | 146090.97 | 1716460.52 | 1028408.02 | 0 | 0 | 0 | 729530.11 | 0 | 0 | 0 | 0 | 0 | 0 | 10498.75 | 62531.79 | 0 | 4460.4 | 73586.49 | 0 | 0 | 0 | 0 | 0 | 339852.46 | 27628.09 | 0 | 0 | 0 | 0 | 0 | 0 | 0 | 0 | 0 | 64162 | 0 | 0 | 0 | 0 | 0
| 26 | 5114 | 25 | Maintenance of Distribution Station Equipement |  | 0 | [7 empty] | 32 | 0 | 24115.42 | 9305.48 | 63047.92 | 2929.76 | 16869.64 | 165.37 | 77657.65 | 5735.53 | 0 | 29841.02 | 6133.54 | 0 | 0 | 88990.3 | 320031.46 | 10735.22 | 17755.95 | 0 | 702.86 | 24152.43 | 118301.28 | 3029.27 | 6513.08 | 7209.76 | 0 | 209554.98 | 0 | 0 | 239547.78 | 16163336.57 | 361167.71 | 45914.69 | 1250 | 259370 | 56730.91 | 0 | 51931.63 | 399719.47 | 2302.69 | 0 | 142943.49 | 19894.2 | 0 | 130187.28 | 6700.56 | 7465.93 | 10441.17 | 0 | 207543.02 | 120690.51 | 0 | 335234.11 | 36394.68 | 10658.8 | 37433.81 | 0 | 7115.28 | 185350.65 | 5195.61 | 3877543.87 | 286655 | 0 | 14563 | 38164.55 | 16071.72 | 15523 | 211313 | 370797.36
| 27 | 5120 | 26 | Maintenance of Poles, Towers and Fixtures |  | 0 | [7 empty] | 33 | 0 | 150750.29 | 0 | 8752.08 | 86687.03 | 115354.73 | 73355.44 | 160800.48 | 26822.22 | 0 | 135211.12 | 6652.08 | 24259.6 | 0 | 53518.34 | 0 | 16572.69 | 10053.78 | 141755.8262 | 11218.16 | 75123.93 | 322912.97 | 42253.67 | 85186.74 | 4746.45 | 75420.66 | 1472.86 | 5000 | 14590.44 | 223298.37 | 19569170.6 | 422027.23 | 6055.7 | 8143 | 160665 | 313213.91 | 0 | 0 | 457043.89 | 19386.39 | 473534 | 57669.01 | 88701.96 | 78702.7 | 51094.49 | 23344.84 | 115073.93 | 18299.02 | 653961 | 654374.48 | 33928.61 | 0 | 762331.16 | 35739.38 | 16361.01 | 17378.35 | 45479.94 | 6022.27 | 251223.09 | 30800.73 | 1765.56 | 122668 | 33464.42 | 148508 | 177436.31 | 15469.9 | 20125 | 226980 | 83329.57
| 28 | 5125 | 27 | Maintenance of Overhead Conductors and Devices |  | 0 | [7 empty] | 34 | 0 | 803434.09 | 375.24 | 67852.63 | 138574.99 | 1424883.88 | 801180.08 | 305892.47 | 41708.68 | 0 | 425737.36 | 5419.25 | 153532.12 | 4182582.11 | 380869.88 | 0 | 0 | 91015.19 | 142107.0903 | 97042.29 | 58120.58 | 338685.17 | 60141.71 | 205966.35 | 1195.83 | 80471.16 | 1146914.71 | 447.75 | 44311.51 | 1075857.05 | 51402732.58 | 582663.79 | 33073.05 | 268230 | 378433 | 1093801.81 | 0 | 0 | 1390227.37 | 33814.03 | 323536 | 447600.08 | 613170.18 | 25737.67 | 261870.02 | 166493 | 56444.28 | 77158.77 | 30419 | 0 | 186640.97 | 77636.65 | 1561264.03 | 581434.54 | 6610.53 | 223488.42 | 0 | 24195.07 | 1433497.01 | 10661.16 | 16024039.99 | 225571 | 165240.04 | 106372 | 412687.33 | 7675.02 | 7428 | 371297 | 294837.86
| 29 | 5130 | 28 | Maintenance of Overhead Services |  | 0 | [7 empty] | 35 | 0 | 254819.96 | 0 | 0 | 327923.11 | 341707.17 | 371102.38 | 262509.95 | 52958.98 | 0 | 155657.97 | 0 | 49444.77 | 0 | 195420.84 | 361665.78 | 33201.84 | 42973.35 | 174752.1309 | 685194.61 | 148.83 | 201097.86 | 26829.85 | 237761.55 | 0 | 14652.06 | 265846.15 | 0 | 35275.63 | 299262.36 | 0 | 491140.68 | 77054.17 | 0 | 136238 | 1671285.87 | 56120.98 | 504148.75 | 287343.51 | 32874.76 | 0 | 0 | 157461.75 | 38650.42 | 258288.19 | 125094.09 | 158625.66 | 47411.8 | 0 | 0 | 40092.98 | 180434.28 | 300811.96 | 42873.38 | 18104.93 | 41586.98 | 0 | 23970.89 | 561322.16 | 16331.18 | 2068.02 | 23421 | 47788.14 | 68665 | 294323.01 | 18031.56 | 10220 | 124614 | 38481.9
| 30 | 5135 | 29 | Overhead Distribution Lines and Feeders - Right of Way |  | 0 | [7 empty] | 36 | 0 | 3346740.7 | 50240 | 0 | 463192.49 | 741468.39 | 509893.59 | 447394.32 | 66114.57 | 0 | 97947.69 | 7672.5 | 74828.46 | 1006903.62 | 112288.05 | 889122.93 | 71793.78 | 76406.82 | 593112.9391 | 146265.51 | 30752.27 | 618115.72 | 128628.59 | 208391.86 | 412354.81 | 12709.51 | 1405568.85 | 8328 | 50484.49 | 311067.61 | 140794180.76 | 4232515.77 | 383563.22 | 118737 | 245894 | 0 | 85714.28 | 135701.39 | 908822.55 | 74136.16 | 245358 | 126934.75 | 348649.19 | 66939.31 | 541345.06 | 109690.81 | 523810.88 | 108473.32 | 0 | 0 | 95593.68 | 44296.22 | 1455905.66 | 711935.71 | 99706.45 | 62207.85 | 75683.06 | 96072.44 | 838249.16 | 61584.66 | 3850159.6 | 1349761 | 171998.48 | 326139 | 214023.41 | 50850.82 | 97141 | 215177 | 112255.59
| 31 | 5145 | 30 | Maintenance of Underground Conduit |  | 0 | [7 empty] | 37 | 0 | 0 | 0 | 491.64 | 7366.86 | 13348.05 | 40997.8 | 7806.84 | 3227.96 | 0 | 534.22 | 0 | 0 | 0 | 3444.53 | 0 | 0 | 172.67 | 0 | 11088.33 | 0 | 109314.9 | 6437.55 | 79699.13 | 0 | -51.21 | 193667.83 | 0 | 129.56 | 0 | 184159.71 | 55851.67 | 0 | 50 | 48702 | 90102.52 | 0 | 0 | 366479.47 | 143.22 | 0 | 7025.73 | 75262.62 | 0 | 0 | 14355.03 | 184936 | 0 | 172847 | 254886.84 | 0 | 0 | 41041.98 | 83892.88 | 0 | 2847.37 | 0 | 152.8 | 18012.1 | 0 | 6440.04 | 44728 | 0 | 0 | 696.53 | 62.8 | 0 | 5089 | 0
| 32 | 5150 | 31 | Maintenance of Underground Conductors and Devices |  | 0 | [7 empty] | 38 | 0 | 0 | 0 | 12445.51 | 352686.9 | 609964.12 | 560996.25 | 37001.44 | 2503.14 | 0 | 83053.44 | 9924.75 | 62020.67 | 5286652.2 | 13694.61 | 0 | 7066.34 | 15737.05 | 94057.2988 | 99791.8 | 12601.6 | 102164.62 | 18219.57 | 174839.48 | 16956.5 | 7382.34 | 686638.97 | 0 | 6695.22 | 1432083.85 | 1287346.64 | 1208313.25 | 27373.5 | 461 | 138534 | 369649.93 | 0 | 19353.93 | 1278042.93 | 8501.52 | 118052 | 312646.64 | 186908.42 | 17206.69 | 42825.11 | 10126.43 | 522785.87 | -366.47 | 0 | 0 | 19179.91 | 17100.34 | 3121420.81 | 203513.8 | 819.11 | 9476.51 | 2212.39 | 4957.08 | 70489.44 | 10131.59 | 6024818.92 | 324101 | 173461.71 | 1501 | 156047.72 | 0 | 75700 | 71548 | 249094.3
| 33 | 5155 | 32 | Maintenance of Underground Services |  | 0 | [7 empty] | 39 | 0 | 410.97 | 0 | 488 | 246424.06 | 496480.54 | 109421.08 | 72415.96 | 114268.19 | 0 | 279864.72 | 2000 | 104205.76 | 0 | 126550.18 | 272476.07 | 64649.08 | 0 | 187508.2133 | 54669.76 | 0 | 123355.45 | 31799.91 | 247305.5 | 0 | 9236.43 | 0 | 0 | 6408.06 | 1040236.01 | 0 | 176230.02 | 119305.96 | 0 | 32634 | 230232.15 | 31872.6 | 117197.4 | 841160.8 | 12937.55 | 0 | 0 | 158894.24 | 59585.67 | 156390.32 | 2982.22 | 27014.45 | 66651.57 | 0 | 134291.17 | 15134.61 | 188004.39 | 327180.97 | 73080.32 | 6860.14 | 11209.15 | 0 | 9442.73 | 256856.9 | 22570.17 | 187259.6 | 162911 | 66722.03 | 215681 | 141735.31 | 2948.84 | 8797 | 208973 | 435325.35
| 34 | 5160 | 33 | Maintenance of Line Transformers |  | 0 | [7 empty] | 40 | 0 | 7965.86 | 3557.21 | 2618.2 | 41424.16 | 39759.2 | 186092.61 | 46438.26 | 14202.1 | 0 | 71049.36 | 0 | 13360.91 | 0 | 39703.35 | 32085.83 | 12367.97 | 5468.67 | 64304.1385 | 18146.55 | 0 | 166675.35 | 46905.44 | 203639.82 | 0 | 59270.55 | 25534.37 | 0 | 2551.97 | 17609.01 | 2921056.13 | 542193.03 | 15441.35 | 0 | 33836 | 257360.84 | 42143.59 | 147675.27 | 329692.58 | 2115.47 | 150213 | 97598.15 | 113635.25 | 44823.62 | 223329.19 | 17652.98 | 255125.91 | 27356.41 | 27871 | 0 | 71665.09 | 23461.64 | 196763.43 | 71121.48 | 8845.82 | 13601.64 | 4553.12 | 32333.44 | 42160.43 | 11775.49 | 2046.16 | 111137 | 24859.36 | 86220 | 101545.11 | 570.96 | 37695 | 149461 | 198597.58
| 35 | 5175 | 34 | Maintenance of Meters |  | 0 | [7 empty] | 41 | 0 | 422693.07 | 29937.78 | 7558.72 | 0 | 142667.75 | 0 | 415023.58 | 0 | 0 | 281231.5 | 0 | 163335.1 | 1580972.98 | 221904.38 | 0 | 47531.29 | 3192.58 | 0 | 95891.04 | 41600.62 | 38010.8 | 0 | 5717.24 | 2195.2 | 6599.45 | 53920.38 | 337.5 | 1267.77 | 0 | 0 | 1462928.53 | 23215.95 | 0 | 1556 | 0 | 58071.77 | 8673.43 | 238116.84 | 9331.83 | 50187 | 177073.31 | 1725.18 | 51848.19 | 5749.41 | 564.75 | 0 | 0 | 109132 | 67.91 | 0 | 0 | 589.08 | 57154.31 | 639.34 | 10530.37 | 60582.93 | 45128.68 | 59782.4 | 2071.55 | 0 | 465032 | 47348.59 | 0 | 102592.13 | 30451.88 | 15660 | 122998 | 23569.63
| 36 |  |  | Subtotal: Maintenance |  | 0 | [7 empty] | 42 | 0 | 5064914.84 | 93415.71 | 163254.7 | 1807119.52 | 4198647.51 | 2671173.33 | 1902723.63 | 354386.46 | 0 | 1727735.57 | 46222.76 | 644987.39 | 12057110.91 | 1747848.34 | 2028985.21 | 286801.81 | 353018.86 | 1439706.7683 | 1228752.21 | 307190.98 | 2162162.96 | 661047.79 | 1455020.75 | 444658.55 | 282006.47 | 4597741.99 | 14113.25 | 168398.65 | 4995779.34 | 247142783.89 | 10563439.7 | 731242.01 | 570654 | 1540546 | 4998354.13 | 273923.22 | 1292350.66 | 8326377.14 | 207028.48 | 1360880 | 1495110.48 | 2203115.31 | 476273.3 | 1724297.29 | 496255.17 | 2181508.65 | 501000.79 | 994230 | 1370653.81 | 613080.63 | 564299.55 | 8547801.5 | 2206518.49 | 168606.13 | 429760.45 | 188511.44 | 310047.65 | 4896394.52 | 178960.39 | 59683417.94 | 3722893 | 732972.09 | 1560653 | 1815063.8 | 218122.08 | 296960 | 1717644 | 1923099.85
| 37 | 5305 | 35 | Supervision (Billing and Collection) |  | 0 | [7 empty] | 43 | 0 | 85719 | 3060.11 | 145922.96 | 168107.75 | 0 | 915849.25 | 142188.94 | 57885.78 | 0 | 92517.28 | 0 | 105532.27 | 3190114.12 | 487264.74 | 0 | 0 | 0 | 187518.75 | 27534.62 | 0 | 0 | 39984.47 | 680634.5 | 197065.18 | 0 | 0 | 0 | 0 | 620004.23 | 0 | 0 | 101883.56 | 0 | 0 | 579453.15 | 0 | 127162.19 | 175207.08 | 0 | 0 | 151573.96 | 961818.48 | 20248.12 | 0 | 82878.61 | 483308.4 | 29343.9 | 0 | 137027.75 | 0 | 334621.04 | 1106483.56 | 32206.12 | 0 | 0 | 0 | 107010.22 | 0 | 0 | 203986.96 | 0 | 0 | 63784 | 0 | 37387.41 | 0 | 0 | 122755.67
| 38 | 5310 | 36 | Meter Reading Expense |  | 35466.49 | [7 empty] | 44 | 0 | 117110.78 | 29682.95 | 284123.19 | 580983.8 | 322243.6 | 374157.31 | 79325.91 | 106918.86 | 35466.49 | 201708.19 | 168889.18 | 59514.6 | 2194533.88 | 254379.51 | 330298.04 | 0 | 64727 | 234570.62 | 234863.39 | 8176.76 | 19419.9 | 62006.52 | 190823.8 | 35406.12 | 18352.65 | 0 | 112.5 | 30816.54 | 779024.41 | 14414322.02 | 367203.24 | 12016.9 | 25908 | 202092 | 788674.74 | 208515.95 | 59172.94 | 1738735.09 | 127714.52 | 210720 | 342032.1 | 491608.78 | 93617.67 | 301782.02 | 189798.86 | 666470.1 | 157760.4 | 165123 | 549248.39 | 37383.92 | 286006 | 2336151.17 | 350588.88 | 27053.14 | 67100.35 | 2554.9 | 152164.99 | 227960.71 | 55677.12 | 4223671.65 | 270838 | 137126.64 | 476775 | 36356.24 | 56987.38 | 74079 | 218277 | 318451.37
| 39 | 5315 | 37 | Customer Billing |  | 78927.15 | [7 empty] | 45 | 0 | 145876.24 | 124760.03 | 950207.09 | 949917.38 | 814420.05 | 1401714.96 | 451200.76 | 210220.11 | 78927.15 | 425281.14 | 0 | 270365.13 | 763936.69 | 2615870.86 | 378243.28 | 799615.21 | 170325.42 | 623072.77 | 623205.3 | 159312.92 | 1637728.85 | 443136.88 | 1386546.15 | 400330.66 | 191589.12 | 0 | 147813.81 | 257683.45 | 3189997.63 | 43399490.7 | 9112533.96 | 358604.03 | 441320 | 318574 | 2092352.47 | 175338.31 | 510528.46 | 1814661.86 | 226371.26 | 1479427 | 760668.2 | 2830913.62 | 309152.52 | 488071.87 | 203582.14 | 1288727.54 | 328676.09 | 843120 | 965173.47 | 407931.89 | 737378 | 7333369.26 | 468565.5 | 271007.37 | 342666.82 | 231194.41 | 373799.89 | 1139835.73 | 420960.12 | 8772065.93 | 3288112 | 517709.6 | 1612430 | 819157.6 | 114726.35 | 383599 | 413332 | 1118469.35
| 40 | 5320 | 38 | Collecting |  | 0 | [7 empty] | 46 | 0 | 233095.83 | 151.23 | 276939.97 | 423132 | 185436.07 | 305336.12 | 363495.73 | 84530.3 | 0 | 114295.91 | 0 | 98126.59 | 991800.91 | -1128087.71 | 49166.51 | 155827.64 | 112099.9 | 122141.97 | 182156.22 | 102510.12 | 199013.83 | 24340.05 | 308154.58 | 483241.29 | 42890.14 | 172697.57 | 0 | 105460.11 | 1225782.61 | 13790625.8 | 1699558.58 | 356417.01 | 0 | 115025 | 879256.74 | 24010.38 | 148320.13 | 1268056.74 | 75692.98 | 325078 | 488266.24 | 558153.99 | 54652.33 | 323854.93 | 144468.93 | 142734.62 | 171225.97 | 43148 | 267690.95 | 181131.38 | 693782 | 3754671.79 | 341960.51 | 82580.58 | 57884.11 | 92276.04 | 417478.62 | 488768.42 | 4586.75 | 16538113.94 | 1194458 | 333887.6 | 712981 | 394094.83 | 119528.28 | 0 | 303832 | 247211.85
| 41 | 5325 | 39 | Collecting - Cash Over and Short |  | 0 | [7 empty] | 47 | 0 | 0 | 0 | 0.02 | -9902.64 | 0 | 112.92 | 0 | 0.55 | 0 | -11.71 | 0 | 701.22 | 0 | 0 | 0 | 0 | 0 | 0 | 0 | 0 | 0 | 0 | 1114.29 | -0.39 | 0 | 0 | 0 | -69.1 | 0 | 0 | 0 | 85.33 | 0 | 0 | 33 | 295.17 | 0 | 0 | 88.49 | 483 | 70.69 | -48.53 | -9.12 | -237.52 | 106.5 | 0 | -15.35 | 0 | 0 | 0 | 1424 | 250 | 0 | 38.94 | -20.7 | 104.97 | 0 | 0 | 0 | 0 | -55 | 0 | -10 | -9.84 | -0.05 | 0 | 0 | 0
| 42 | 5330 | 40 | Collection Charges |  | 0 | [7 empty] | 48 | 0 | 0 | 0 | 0 | 493.13 | 100296.56 | 23538.46 | 0 | 0 | 0 | 0 | 3930 | 20553.89 | -365479.25 | 0 | 0 | 0 | 0 | 63.9 | 0 | 0 | 0 | 1278.95 | 57326.53 | 6097.48 | 1138.97 | 0 | 1072.56 | 0 | 16864.81 | 0 | -24.61 | 0 | 0 | 0 | 0 | 8078.07 | -3435 | -687363 | 1390.34 | 0 | 0 | 0 | 45 | 0 | 1542.83 | -343914.6 | 0 | 0 | 0 | 0 | 0 | 0 | 0 | 0 | 0 | 0 | -283131.9 | 0 | 0 | 0 | 0 | 269.97 | -159992 | 0 | 0 | 0 | 42700 | 11241.4
| 43 | 5340 | 41 | Miscellaneous Customer Account Expenses |  | 0 | [7 empty] | 49 | 0 | 231796.27 | 4242.62 | 0 | 519668.26 | 670929.36 | 0 | 570432.32 | 0 | 0 | 0 | 0 | 48.32 | 237537.23 | 0 | 0 | 0 | 0 | 30402.9 | 154477.18 | 0 | 67722.92 | 0 | 807.13 | 0 | 22321.18 | 8362961.99 | 0 | 0 | 577610.92 | 5287050.24 | 0 | 136178.29 | 0 | 0 | 0 | 36618.29 | 126586.49 | 0 | 0 | 0 | 0 | 234978.73 | 4727.25 | 0 | 3402.14 | 0 | 0 | 0 | 0 | 0 | 0 | 0 | 0 | 0 | 0 | 0 | 87.48 | 0 | 78095.66 | 0 | 1546067 | 0 | 0 | 19704.08 | 40358.46 | 0 | 0 | 779966.67
| 44 |  |  | Subtotal : Billing and Collections |  | 114393.64 | [7 empty] | 50 | 0 | 813598.12 | 161896.94 | 1657193.23 | 2632399.68 | 2093325.64 | 3020709.02 | 1606643.66 | 459555.6 | 114393.64 | 833790.81 | 172819.18 | 554842.02 | 7012443.58 | 2229427.4 | 757707.83 | 955442.85 | 347152.32 | 1197770.91 | 1222236.71 | 269999.8 | 1923885.5 | 570746.87 | 2625406.98 | 1122140.34 | 276292.06 | 8535659.56 | 148998.87 | 393891 | 6409284.61 | 76891488.76 | 11179271.17 | 965185.12 | 467228 | 635691 | 4339770.1 | 452856.17 | 968335.21 | 4309297.77 | 431257.59 | 2015708 | 1742611.19 | 5077425.07 | 482433.77 | 1113471.3 | 625780.01 | 2237326.06 | 686991.01 | 1051391 | 1919140.56 | 626447.19 | 2053211.04 | 14530925.78 | 1193321.01 | 380680.03 | 467630.58 | 326130.32 | 767409.3 | 1856564.86 | 559319.65 | 29737838.48 | 6299420 | 988993.81 | 2705968 | 1269302.91 | 368987.83 | 457678 | 978141 | 2598096.31
| 45 | 5405 | 42 | Supervision (Community Relations) |  | 0 | [7 empty] | 51 | 0 | 1225.56 | 0 | 0 | 0 | 0 | 1597.28 | 0 | 0 | 0 | 0 | 0 | 0 | 0 | 0 | 0 | 0 | 0 | 0 | 1431.67 | 30894.52 | 0 | 0 | 0 | 0 | 0 | 0 | 0 | 0 | 191797.67 | 0 | 0 | 0 | 0 | 0 | 0 | 0 | 0 | 0 | 0 | 0 | 0 | 1386.68 | 0 | 0 | 0 | 0 | 0 | 0 | 226940.72 | 0 | 0 | 1066907.58 | 56375.85 | 0 | 0 | 0 | 0 | 0 | 0 | 0 | 0 | 0 | 0 | 33746.09 | 0 | 0 | 0 | 0
| 46 | 5410 | 43 | Community Relations - Sundry |  | 415 | [7 empty] | 52 | 0 | 19685.46 | 0 | 135356.62 | 7176.99 | 0 | 17823.29 | 346.67 | 31323.69 | 415 | 0 | 7862.84 | 4839.86 | 0 | 30398.43 | 55286.49 | 24584.33 | 0 | 6482.32 | 0 | 30508.41 | 0 | 0 | 4072.83 | 0 | 4488.05 | 0 | 0 | 0 | 282720.88 | 653529.01 | 5041899.11 | 10189.03 | 0 | 0 | 186409.48 | 21819.72 | 57855.08 | 101959.57 | 5562.9 | 8680 | 137068.01 | 98327.22 | 0 | 0 | 0 | 154612.45 | 53322.02 | 22878 | 32526.93 | 18132.71 | 0 | 635834.34 | 542092.33 | 6028.4 | 5302.39 | 0 | 4613.8 | 0 | 0 | 0 | 199448 | 13129.12 | 93016 | 7950.3 | 7063.6 | 239 | 18773 | 9000
| 47 | 5420 | 44 | Community Safety Program |  | 0 | [7 empty] | 53 | 0 | 0 | 0 | 122166.56 | 0 | 54320.31 | 78417.97 | 45.71 | 0 | 0 | 9700 | 0 | 2745 | 0 | 0 | 0 | 0 | 0 | 0 | 8468.36 | 1944.8 | 0 | 0 | 0 | 0 | 1873.85 | 0 | 0 | 0 | 13500 | 268111.38 | 0 | 0 | 0 | 9500 | 82769.22 | 0 | 0 | 87314.8 | 0 | 0 | 0 | 0 | 9700 | 0 | 0 | 14175 | 0 | 0 | 177555.71 | 37851.23 | 0 | 0 | 28189.29 | 0 | 9700 | 0 | 0 | 10857.34 | 0 | 2525811.34 | 32360 | 0 | 9915 | 2589 | 865 | 865 | 0 | 0
| 48 | 5425 | 45 | Miscellaneous Customer Service and Informational Expenses |  | 0 | [7 empty] | 54 | 0 | 11397.37 | 0 | 2789.14 | 0 | 0 | 0 | 19350 | 13519.8 | 0 | 149239.3 | 0 | 0 | 0 | 0 | 0 | 14840.32 | 0 | 0 | 0 | 0 | 0 | 0 | 29086.66 | 0 | 0 | 0 | 0 | 0 | 98566.05 | 0 | 0 | 4509.64 | 0 | 115994 | 0 | 0 | 9929.5 | 0 | 32097.45 | 0 | 0 | 0 | 0 | 333.64 | 0 | -950.48 | 0 | 0 | 773909.91 | 0 | 0 | 0 | 0 | 0 | 5921.52 | 0 | 0 | 0 | 0 | 0 | 0 | 0 | 0 | 0 | 0 | 0 | 10556 | 43351.03
| 49 |  |  | Subtotal: Community Relations |  | 415 | [7 empty] | 55 | 0 | 32308.39 | 0 | 260312.32 | 7176.99 | 54320.31 | 97838.54 | 19742.38 | 44843.49 | 415 | 158939.3 | 7862.84 | 7584.86 | 0 | 30398.43 | 55286.49 | 39424.65 | 0 | 6482.32 | 9900.03 | 63347.73 | 0 | 0 | 33159.49 | 0 | 6361.9 | 0 | 0 | 0 | 586584.6 | 921640.39 | 5041899.11 | 14698.67 | 0 | 125494 | 269178.7 | 21819.72 | 67784.58 | 189274.37 | 37660.35 | 8680 | 137068.01 | 99713.9 | 9700 | 333.64 | 0 | 167836.97 | 53322.02 | 22878 | 1210933.27 | 55983.94 | 0 | 1702741.92 | 626657.47 | 6028.4 | 20923.91 | 0 | 4613.8 | 10857.34 | 0 | 2525811.34 | 231808 | 13129.12 | 102931 | 44285.39 | 7928.6 | 1104 | 29329 | 52351.03
| 50 | 5605 | 47 | Executive Salaries and Expenses |  | 13200 | [7 empty] | 56 | 0 | 475379.64 | 8360.36 | 1599396.28 | 1247156.29 | 1520360.81 | 1794287.99 | 530707.56 | 0 | 13200 | 307948.99 | 29694 | 21158.09 | 0 | 0 | 0 | 322273.8 | 18540 | 0 | 686040.34 | 179509.03 | 818992.19 | 260429.87 | 116429.97 | 649701.89 | 11852 | 2801712.88 | 19274.18 | 107566.94 | 1500091.25 | 7329865.75 | 2670782.99 | 303507.81 | 8160 | 164721 | 56484.6 | 36462.71 | 16113.32 | 1224496.14 | 29939.25 | 98634 | 108017.37 | 414877.35 | 117858.65 | 0 | 29190.69 | 0 | 614524.92 | 463309 | 662087.31 | 43331.03 | 191914.68 | 3728554.48 | 362733.45 | 166028.23 | 292486.49 | 9845.32 | 367196.07 | 1004325.28 | 68585.86 | 3203104.36 | 1957573 | 65751.91 | 592523 | 412790.49 | 148179.97 | 47029 | 515369 | 48042.05
| 51 | 5610 | 48 | Management Salaries and Expenses |  | 87775.03 | [7 empty] | 57 | 0 | 612058.83 | 110571.81 | 90737.02 | 611878.24 | 103980.9 | 2463134.73 | 468924.64 | 360770.12 | 87775.03 | 176362.68 | 93979.87 | 349192.03 | 3064485.31 | 1761711.36 | 6708357.86 | 1265951.13 | 71198.6 | 1715452.14 | 0 | 0 | 477575.6 | 266649.54 | 2602274.6 | 470245.59 | 0 | 3632879.38 | 71259.17 | 23782.58 | 1416902.37 | 27237656.7 | 10056333.19 | 265824.53 | 0 | 92253 | 656233.59 | 147896.21 | 0 | 1480546.1 | 505107.75 | 1097471 | 763918.54 | 2250334.93 | 137150.88 | 774040.17 | 136696.29 | 2295086.95 | 126295.33 | 494324 | 704521.28 | 190008.63 | 0 | 10914013.64 | 530930.17 | 101744.05 | 0 | 140246.89 | 547457.82 | 0 | 932.05 | 802.03 | 0 | 371931.16 | 0 | 611633.66 | 73748.46 | 25132 | 122259 | 1356502.43
| 52 | 5615 | 49 | General Administrative Salaries and Expenses |  | 17664.24 | [7 empty] | 58 | 0 | 1791771.82 | 92720.68 | 1612790.22 | 1073212.25 | 1916794.97 | 1336153.61 | 3293813.07 | 208942.81 | 17664.24 | 392529.22 | 65744.33 | 76792.57 | 2156006.04 | 133271.93 | 1997045.25 | 141562.65 | 32625.43 | 234839.49 | 445575.11 | 158489.64 | 814680.32 | 358183.04 | 124557.75 | 599728.83 | 100222.94 | 2253554.69 | 6035.18 | 0 | 2159774.97 | 58311361.21 | 3824886.38 | 888683.4 | 358156 | 576775 | 573489.14 | 311109.03 | 0 | 3808069.63 | 72005.65 | 781239 | 435692.41 | 540277.03 | 116764.71 | 394649.28 | 118082.53 | -415087.64 | 248345.23 | 147013 | 1175403.62 | 225292.99 | 1244925.42 | 2051215.52 | 371544.05 | 11761.4 | 213716.34 | 81374.43 | 268093.28 | 1268502.01 | 655128.7 | 54544883.94 | 5498890 | 275721.08 | 1586333 | 360764.65 | 89451.59 | 149427 | 303786 | 417831.04
| 53 | 5620 | 50 | Office Supplies |  | 26671.68 | [7 empty] | 59 | 0 | 176493.9 | 3945.45 | 3048.89 | 68040.42 | 440393.55 | 512121.13 | 514222.86 | 67518.28 | 26671.68 | 0 | 37793.61 | 78465.46 | 285200.7 | 245804.45 | 125814.37 | 139937.45 | 77183.41 | 402557.75 | 197716.79 | 13126.44 | 214321.43 | 45122.98 | 325892.4 | 124891.51 | 6220.62 | 1953211.88 | 19221.04 | 21907.16 | 0 | 0 | 3546665.08 | 204983.1 | 116312 | 78559 | 165412.85 | 87098.91 | 164634.78 | 1246278.1 | 107382.3 | 253361 | 289493.22 | 80112.22 | 24947.75 | 314.72 | 96139.89 | 242780.72 | 53961.55 | 182996 | 230383.76 | 79631.67 | 5154.64 | 44374.63 | 355941.69 | 37492.78 | 5922.71 | 8968.28 | 211566.26 | 267028.06 | 1554 | 4196.26 | 633008 | 57598.28 | 0 | 0 | 36511.47 | 1568 | 714269 | 140121.55
| 54 | 5625 | 51 | Administrative Expense Transferred - Credit |  | 0 | [7 empty] | 60 | 0 | -549618.75 | 0 | 0 | -93379.88 | -308436.93 | -248988.9 | -3834162.78 | 0 | 0 | 0 | 0 | 0 | -7201742.6 | 0 | 0 | 0 | 0 | 0 | 0 | -4310.88 | 0 | 0 | -524490.33 | 0 | 0 | -1632364.68 | 0 | 0 | 0 | -86097195.87 | -545694.68 | 0 | 0 | 0 | -367361.97 | 0 | 0 | 0 | 0 | -16560 | 0 | 0 | 0 | 0 | 0 | -1398100.08 | 0 | -344704 | -173663.08 | 0 | 0 | 0 | 0 | 0 | 57006.05 | 0 | 0 | 0 | 0 | 14706.03 | -180600 | 55767.23 | -1121352 | 0 | 0 | 0 | 0 | 0
| 55 | 5630 | 52 | Outside Services Employed |  | 76785.06 | [7 empty] | 61 | 0 | 629515.54 | 62105.48 | 2722.37 | 159514.6 | 529874.28 | 498970.94 | 539445.72 | 53214.51 | 76785.06 | 122247.73 | 45071.36 | 125353.78 | 0 | 292858.96 | 818672.46 | 315346.3 | 69985.6 | 64134.5 | 371172.1 | 92600.71 | 34332.48 | 155248.38 | 317697.48 | 194420.14 | 104438.59 | 766867.62 | 36781.79 | 65549.3 | 260817.94 | 17377557.41 | 615749.6 | 129454.21 | 145962 | 498446 | 102164.24 | 154727 | 63314.59 | 1171650.62 | 58691.59 | 341731 | 431393.09 | 65455 | 80242.94 | 316594.04 | 215651.85 | 731086.98 | 162452.99 | 158011 | 181203.34 | 38972.25 | 427397.55 | 6993017.36 | 139565.6 | 58806.52 | 75117.5 | 36361.02 | 310662.15 | 402469.2 | 327201.08 | 6419600.97 | 130464 | 59948.07 | 175498 | 162617.02 | 88934.07 | 326577 | 312182 | 93990.03
| 56 | 5640 | 53 | Injuries and Damages |  | 7533.53 | [7 empty] | 62 | 0 | 0 | 0 | 0 | 0 | 155309.65 | 148566.64 | 436 | 42093.93 | 7533.53 | 55422.52 | 2772.15 | 62193.48 | 0 | 0 | 391133.86 | 0 | 9535.2 | 42396.17 | 47179.71 | 0 | 0 | 0 | 130851 | 71786.08 | 0 | 607879.92 | 0 | 8523.36 | 350694.04 | 723566.47 | 777746.03 | 60823.03 | 0 | 36061 | 227216.37 | 34981.31 | 3000 | 337382.74 | 15725.04 | 0 | 0 | 0 | 24777.73 | 0 | 0 | 211900.83 | 27326.16 | 26256 | 186256.07 | 0 | 0 | 1395756.68 | 0 | 8234.13 | 18429.46 | 0 | 0 | 265822.71 | 0 | 1562179.4 | 321616 | 0 | 172760 | 0 | 0 | 0 | 0 | 104231.49
| 57 | 5645 | 54 | OMERS Pensions and Benefits |  | 73205.46 | [7 empty] | 63 | 0 | 191583.02 | 58222.15 | 1590933.37 | 77146.32 | 346855.74 | 288928.36 | 865101.55 | 0 | 73205.46 | 0 | 0 | 0 | 62510.19 | 88692.49 | 3875733.47 | 1128552.48 | 3073.53 | 203371 | 84099.75 | 0 | 0 | 7861.67 | 592351.17 | 47235.33 | 0 | 1588855.94 | 10102.23 | 9882.51 | 0 | 0 | 2411205.04 | 0 | 115847 | 7599 | 2218.64 | 0 | 21781.44 | 308610.91 | 0 | 17650 | 0 | 0 | 41016.58 | -195753.81 | 0 | 2213702.1 | 34285.26 | 0 | 780831.07 | 0 | 587120.19 | 581334.11 | 0 | 0 | 0 | 0 | 2145 | 906126.8 | 0 | 0 | 0 | 0 | 0 | 87882.76 | 14532.78 | 0 | 0 | 0
| 58 | 5646 | 55 | Employee Pensions and OPEB |  | 0 | [7 empty] | 64 | 0 | 0 | 0 | 0 | 0 | 0 | 0 | 0 | 16744.34 | 0 | 2961 | 0 | 0 | 0 | 134316.89 | 2706411.59 | 0 | 0 | 0 | 0 | 0 | 0 | 0 | 0 | 0 | 0 | 0 | 0 | 0 | 0 | 0 | 0 | 21079 | 300 | 0 | 0 | 0 | 104488 | 0 | 0 | 0 | 0 | 0 | 0 | 0 | 0 | 429800 | 0 | 0 | 0 | 0 | 0 | 0 | 0 | 16616.09 | 1124.81 | 8685.08 | 0 | 0 | 0 | 0 | 0 | 0 | 0 | 0 | 0 | 0 | 0 | 0
| 59 | 5647 | 56 | Employee Sick Leave |  | 0 | [7 empty] | 65 | 0 | 0 | 0 | 0 | 0 | 0 | 0 | 0 | 0 | 0 | 0 | 0 | 0 | 0 | 0 | 0 | 0 | 0 | 0 | 0 | 0 | 0 | 0 | -126750 | 0 | 0 | 0 | 0 | 0 | 0 | 0 | 0 | 0 | 0 | 0 | 0 | 0 | 0 | 0 | 0 | 0 | 0 | 0 | 0 | -44800 | 0 | 0 | 0 | 0 | 0 | 0 | 0 | 0 | 0 | 0 | 0 | 0 | 0 | 0 | 0 | 0 | 0 | 0 | 0 | 0 | 0 | 0 | 0 | 0
| 60 | 5650 | 57 | Franchise Requirements |  | 0 | [7 empty] | 66 | 0 | 0 | 0 | 0 | 62800 | 0 | 0 | 0 | 0 | 0 | 0 | 0 | 0 | 0 | 0 | 0 | 0 | 0 | 0 | 0 | 0 | 0 | 0 | 0 | 0 | 0 | 0 | 0 | 0 | 0 | 0 | 0 | 0 | 0 | 0 | 0 | 0 | 0 | 0 | 0 | 0 | 0 | 0 | 0 | 0 | 0 | 0 | 0 | 0 | 0 | 0 | 0 | 0 | 0 | 0 | 0 | 0 | 0 | 0 | 0 | 0 | 0 | 0 | 0 | 0 | 0 | 0 | 0 | 0
| 61 | 5655 | 58 | Regulatory Expenses |  | 8933.79 | [7 empty] | 67 | 0 | 198062.24 | 23751.57 | 374508.49 | 314076.11 | 184982.07 | 242454.12 | 251574.01 | 77609.94 | 8933.79 | 125797.48 | 39811.7 | 170076.15 | 943296.71 | 601683.35 | 412951.97 | 71081.26 | 55465.9 | 124953.32 | 165982.27 | 17371.87 | 444376.89 | 110366.83 | 209220.24 | 130040.45 | 66688.95 | 695462.91 | 42628.05 | 53425.91 | 1099609.87 | 7391782.91 | 1197422.97 | 182342.37 | 27180 | 150799 | 718045.1 | 42644.43 | 61675.68 | 607237.64 | 59243.22 | 359600 | 187721.65 | 323379.67 | 38202.08 | 279722.13 | 25459.81 | 658748.84 | 70996.85 | 59438 | 392681.77 | 118819.45 | 267979.33 | 1701339.96 | 246739.35 | 29845.13 | 29187.23 | 15117.12 | 221205.64 | 208050.31 | 28003.43 | 5188490.8 | 524337 | 76089.64 | 497674 | 192107.02 | 120469.68 | 89762 | 146264 | 617156.82
| 62 | 5665 | 59 | Miscellaneous General Expenses |  | 67942.44 | [7 empty] | 68 | 0 | 49773.69 | 29051.38 | 907509.45 | 15648.74 | 708981.98 | 972.43 | 387586.04 | 87624.95 | 67942.44 | 89742.12 | 0 | 7581.46 | 16558501.4 | 23116.49 | 114208.74 | 692968.33 | 1517.31 | 95944.09 | 67743.07 | 69127.1 | 500156.18 | 92765.82 | 604902.64 | 452944.67 | 22954.62 | 3685191.99 | 2754.15 | 16700 | 4357967.85 | 4432825.87 | 2540715.96 | 115087.1 | 27866 | 5549 | 96557.53 | 65527.77 | 1141750.42 | 1814284.94 | 43222.13 | 287342 | 0 | 69003.27 | 54047.11 | 91484.28 | 7694.53 | 286013.31 | 149464.04 | 99753 | 189079.36 | 67550 | 87434.28 | 8174081 | 227062.13 | 36769.01 | 112926.01 | 55631.78 | 163558.54 | 146858.22 | 224138.88 | 37971.44 | 403599 | 110726.59 | 324895 | 133553.57 | 66630.22 | 33419 | 206476 | 368916.23
| 63 | 5670 | 60 | Rent (Administrative and General) |  | 0 | [7 empty] | 69 | 0 | 236986.57 | 0 | 0 | 0 | 53390.88 | 0 | 349436.88 | 0 | 0 | 64992 | 14252.75 | 0 | 0 | 0 | 0 | 238525.16 | 0 | 0 | 0 | 13284 | 42000 | 0 | 0 | 0 | 13607.52 | 0 | 11496 | 0 | 0 | 10104074.97 | 0 | 711.52 | 0 | 295751 | 0 | 0 | 0 | 0 | 0 | 0 | 280000 | 0 | 0 | 0 | 0 | 3618.88 | 0 | 0 | 308429.86 | 13200 | 687883 | 1284519.1 | 0 | 15771.48 | 7590.84 | 21001.32 | 0 | 303026.76 | 132246 | 0 | 0 | 0 | 0 | 0 | 0 | 106439 | 0 | 0
| 64 | 5672 | 61 | Lease Payment Expense |  | 0 | [7 empty] | 70 | 0 | 0 | 0 | 0 | 0 | 0 | 34613.64 | 0 | 0 | 0 | 0 | 0 | 0 | 0 | 0 | 0 | 0 | 0 | 0 | 0 | 0 | 0 | 0 | 0 | 0 | 0 | 0 | 0 | 0 | 0 | 0 | 0 | 0 | 0 | 0 | 0 | 0 | 0 | 0 | 0 | 0 | 137338.26 | 0 | 0 | 0 | 0 | 0 | 0 | 0 | 0 | 0 | 0 | 0 | 0 | 0 | 0 | 0 | 0 | 0 | 0 | 0 | 0 | 0 | 0 | 0 | 0 | 0 | 0 | 0
| 65 | 5675 | 62 | Maintenance of General Plant |  | 0 | [7 empty] | 71 | 0 | 617269.99 | 21900.5 | 222558.57 | 0 | 371805.77 | 1074556.43 | 639801.6 | 22486.64 | 0 | 393.07 | 0 | 71515.28 | 13144112.03 | 491661.07 | 1432111.15 | 298563.39 | 0 | 208500.9 | 156157.33 | 0 | 619142.51 | 133653.14 | 658537.46 | 316065.11 | 0 | 1479030.8 | 0 | 22431.87 | 45433.58 | 81183773.01 | 6606520.95 | 319263.52 | 6487 | 114606 | 319797.72 | 48507.58 | 407230.74 | 771034.79 | 17342.68 | 441062 | 0 | 678086.39 | 162161.54 | 221313.89 | 0 | 280125.64 | 97589.75 | 289607 | 794811.93 | 97606.7 | 0 | 2775494.05 | 699549.34 | 39215.17 | 44330.18 | 0 | 147191.77 | 19778.6 | 0 | 10393073.54 | 1060141 | 47383.47 | 0 | 0 | 0 | 79046 | 88485 | 284018.84
| 66 | 5680 | 63 | Electrical Safety Authority Fees |  | 0 | [7 empty] | 72 | 0 | 15454 | 0 | 816 | 17676.18 | 0 | 0 | 14279.07 | 10223.27 | 0 | 7629.57 | 1875.14 | 5325.79 | 104065.14 | 18585.67 | 43907.67 | 0 | 3199.45 | 12375.76 | 10483.63 | 4966.9 | 0 | 0 | 0 | 0 | 2632 | 0 | 0 | 5112.38 | 62864.6 | 0 | 0 | 9424.41 | 3600 | 15354 | 41123.01 | 0 | 19992.71 | 0 | 5428.24 | 0 | 0 | 0 | 5127.18 | 12959.12 | 3854.16 | 35386.48 | 1325.98 | 0 | 0 | 8980.59 | 23343.11 | 0 | 0 | 2858.32 | 3536.82 | 2614.33 | 7888.8 | 0 | 2011.46 | 406036.64 | 0 | 6573.35 | 0 | 10406.2 | 4391.35 | 0 | 0 | 0
| 67 |  |  | Sutotal: A&G Expenses |  | 379711.23 | [7 empty] | 73 | 0 | 4444730.49 | 410629.38 | 6405020.66 | 3553769.27 | 6024293.67 | 8145771.12 | 4021166.22 | 947228.79 | 379711.23 | 1346026.38 | 330994.91 | 967654.09 | 29116434.92 | 3791702.66 | 18626348.39 | 4614761.95 | 342324.43 | 3104525.12 | 2232150.1 | 544164.81 | 3965577.6 | 1430281.27 | 5031474.38 | 3057059.6 | 328617.24 | 17832283.33 | 219551.79 | 334882.01 | 11254156.47 | 127995268.43 | 33702333.51 | 2501184 | 809870 | 2036473 | 2591380.82 | 928954.95 | 2003981.68 | 12769591.61 | 914087.85 | 3661530 | 2633574.54 | 4421525.86 | 802297.15 | 1850523.82 | 632769.75 | 5575063.01 | 1586568.06 | 1576003 | 5432026.29 | 883393.31 | 3523152.2 | 39643700.53 | 2934065.78 | 525142.31 | 861374.44 | 379845.57 | 2246965.33 | 4791987.95 | 1439801.46 | 81775045.41 | 10349028 | 1127490.78 | 2228331 | 1971755.37 | 642849.59 | 858399 | 2409090 | 3430810.48
| 68 | 5635 | 64 | Property Insurance |  | 4421.41 | [7 empty] | 74 | 0 | 45719.18 | 7041.15 | 168113.2 | 113726.84 | 15647.84 | 33076.59 | 56749.03 | 5579.28 | 4421.41 | 17561.02 | 1957.01 | 29282.13 | 0 | 125160.72 | 466505.02 | 28197.49 | 5789.88 | 18943.52 | 0 | 13329.79 | 0 | 31567.56 | 190985.46 | 44149.83 | 9104.73 | 58814.55 | 4896.94 | 4200 | 0 | 2920225.39 | 621099.93 | 55208.18 | 31231 | 184137 | 248570.73 | 33006.42 | 96405.34 | 526710.25 | 27207.48 | 114824 | 159038.5 | 327945.43 | 33356.39 | 142819.78 | 37530.48 | 161337.73 | 41997.61 | 46345 | 140795.56 | 0 | 145291.2 | 0 | 198795.71 | 1828.93 | 21303.69 | 24228.71 | 72609.36 | 35446.42 | 0 | 1757502.42 | 177982 | 18273 | 0 | 0 | 47544.36 | 34185 | 105403 | 80634.67
| 69 | 6210 | 65 | Life Insurance |  | 0 | [7 empty] | 75 | 0 | 0 | 0 | 0 | 0 | 0 | 0 | 0 | 0 | 0 | 0 | 0 | 0 | 0 | 0 | 0 | 0 | 0 | 0 | 0 | 0 | 0 | 0 | 0 | 0 | 0 | 0 | 0 | 0 | 0 | 0 | 0 | 0 | 0 | 0 | 0 | 0 | 0 | 0 | 0 | 0 | 0 | 0 | 0 | 0 | 0 | 0 | 0 | 0 | 0 | 0 | 0 | 0 | 0 | 0 | 0 | 0 | 0 | 0 | 0 | 0 | 0 | 0 | 0 | 0 | 0 | 0 | 0 | 0
| 70 |  |  | Subtotal: Insurance |  | 4421.41 | [7 empty] | 76 | 0 | 45719.18 | 7041.15 | 168113.2 | 113726.84 | 15647.84 | 33076.59 | 56749.03 | 5579.28 | 4421.41 | 17561.02 | 1957.01 | 29282.13 | 0 | 125160.72 | 466505.02 | 28197.49 | 5789.88 | 18943.52 | 0 | 13329.79 | 0 | 31567.56 | 190985.46 | 44149.83 | 9104.73 | 58814.55 | 4896.94 | 4200 | 0 | 2920225.39 | 621099.93 | 55208.18 | 31231 | 184137 | 248570.73 | 33006.42 | 96405.34 | 526710.25 | 27207.48 | 114824 | 159038.5 | 327945.43 | 33356.39 | 142819.78 | 37530.48 | 161337.73 | 41997.61 | 46345 | 140795.56 | 0 | 145291.2 | 0 | 198795.71 | 1828.93 | 21303.69 | 24228.71 | 72609.36 | 35446.42 | 0 | 1757502.42 | 177982 | 18273 | 0 | 0 | 47544.36 | 34185 | 105403 | 80634.67
| 71 | 5515 | 46 | Advertinsing |  | 0 | [7 empty] | 77 | 0 | 0 | 0 | 0 | 0 | 0 | 0 | 0 | 0 | 0 | 0 | 0 | 0 | 0 | 0 | 0 | 5969.01 | 0 | 0 | 0 | 0 | 0 | 0 | 11700.48 | 0 | 2727.07 | 0 | 0 | 0 | 0 | 0 | 0 | 0 | 0 | 0 | 0 | 0 | 0 | 0 | 0 | 0 | 750 | 0 | 0 | 0 | 0 | 0 | 0 | 0 | 0 | 0 | 0 | 0 | 0 | 0 | 0 | 0 | 0 | 100254.69 | 0 | 0 | 0 | 0 | 0 | 6574.56 | 0 | 3820 | 0 | 0
| 72 |  |  | Subtotal Advertising |  | 0 | [7 empty] | 78 | 0 | 0 | 0 | 0 | 0 | 0 | 0 | 0 | 0 | 0 | 0 | 0 | 0 | 0 | 0 | 0 | 5969.01 | 0 | 0 | 0 | 0 | 0 | 0 | 11700.48 | 0 | 2727.07 | 0 | 0 | 0 | 0 | 0 | 0 | 0 | 0 | 0 | 0 | 0 | 0 | 0 | 0 | 0 | 750 | 0 | 0 | 0 | 0 | 0 | 0 | 0 | 0 | 0 | 0 | 0 | 0 | 0 | 0 | 0 | 0 | 100254.69 | 0 | 0 | 0 | 0 | 0 | 6574.56 | 0 | 3820 | 0 | 0
| 73 |  |  | Total of Above Accounts Used for Benchmarking |  | 735273.37 | [7 empty] | 79 | 0 | 11621712.58 | 1064079.74 | 12487580.16 | 9807902.24 | 17539019.81 | 16902993.64 | 9300121.13 | 2124161.94 | 735273.37 | 4838448.65 | 594065.53 | 2488639.16 | 60562293.41 | 9206213.67 | 24380258.99 | 6022171.53 | 1342152.98 | 6817717.9201 | 5597357.31 | 1707926.22 | 13970246.97 | 3480118.17 | 14191682.11 | 6128245.28 | 1034570.06 | 59981860.27 | 415901.67 | 969843.73 | 30475512.65 | 546922557.5 | 78599775.25 | 5618881.36 | 2009780 | 6596789 | 16947033.19 | 2257872.29 | 4769016.97 | 34870029.84 | 2464073.01 | 9598087 | 7665733.34 | 16541050.39 | 2458355.38 | 5606316.63 | 2412043.71 | 17390934.04 | 3276177.41 | 4682094 | 11720224.76 | 2809634.24 | 8797372.17 | 87311186.42 | 10871120.04 | 1367154.69 | 2048773.97 | 1492869.34 | 4219822.26 | 15166728.84 | 2676347.2 | 232383928.44 | 26659588 | 2978238.1 | 12584017 | 6568599.39 | 1726352.94 | 1782044 | 5629991 | 11510496.86
| 74 | [12 empty] | 80 | 0
| 75 | Adjustments to OM&A for Benchmarking | [11 empty] | 81 | 0
| 76 |  |  | 5014 |  | 0 | [7 empty] | 82 | 0 | 0 | 0 | 0 | 21884.6 | 0 | 17501.78 | 0 | 0 | 0 | 0 | 0 | 0 | 0 | 0 | 0 | 0 | 0 | 0 | 603.22 | 6703.74 | 0 | 994.71 | 0 | 0 | 0 | 0 | 0 | 14448.62 | 25057.84 | 523422.19 | 239883.43 | 0 | 10666 | 0 | 357718.18 | 0 | 0 | 0 | 0 | 0 | 0 | 22482.65 | 2452.61 | 0 | 0 | 228835.62 | 0 | 0 | 0 | 0 | 0 | 338806.03 | 56147.01 | 0 | 0 | 0 | 0 | 0 | 0 | 0 | 122875 | 0 | 265702 | 0 | 0 | 0 | 0 | 0
| 77 |  |  | 5015 |  | 0 | [7 empty] | 83 | 0 | 0 | 0 | 0 | 96479.29 | 0 | 208915.59 | 0 | 0 | 0 | 0 | 0 | 0 | 0 | 0 | 0 | 0 | 0 | 0 | 90762.16 | 8164.78 | 0 | 76031.15 | 0 | 0 | 0 | 0 | 0 | 7567.43 | 0 | 163394.37 | 39579.85 | 0 | 0 | 0 | 590853.18 | 0 | 0 | 0 | 0 | 0 | 0 | 188473.88 | 0 | 0 | 0 | 39785.01 | 0 | 0 | 0 | 0 | 0 | 362.41 | 12279.49 | 0 | 0 | 0 | 0 | 0 | 0 | 0 | 0 | 0 | 131978 | 0 | 0 | 0 | 0 | 0
| 78 |  |  | 5112 |  | 0 | [7 empty] | 84 | 0 | 0 | 0 | 0 | 0 | 0 | 17968.73 | 0 | 0 | 0 | 0 | 0 | 0 | 0 | 0 | 153603.14 | 0 | 0 | 0 | 0 | 0 | 0 | 84883.94 | 0 | 0 | 0 | 0 | 0 | 0 | 146090.97 | 1716460.52 | 1028408.02 | 0 | 0 | 0 | 729530.11 | 0 | 0 | 0 | 0 | 0 | 0 | 10498.75 | 62531.79 | 0 | 4460.4 | 73586.49 | 0 | 0 | 0 | 0 | 0 | 339852.46 | 27628.09 | 0 | 0 | 0 | 0 | 0 | 0 | 0 | 0 | 0 | 64162 | 0 | 0 | 0 | 0 | 0
| 79 |  |  | Subtotal: HV Adjustment (to subtract from cost) |  | 0 | [7 empty] | 85 | 0 | 0 | 0 | 0 | 118363.89 | 0 | 244386.1 | 0 | 0 | 0 | 0 | 0 | 0 | 0 | 0 | 153603.14 | 0 | 0 | 0 | 91365.38 | 14868.52 | 0 | 161909.8 | 0 | 0 | 0 | 0 | 0 | 22016.05 | 171148.81 | 2403277.08 | 1307871.3 | 0 | 10666 | 0 | 1678101.47 | 0 | 0 | 0 | 0 | 0 | 0 | 221455.28 | 64984.4 | 0 | 4460.4 | 342207.12 | 0 | 0 | 0 | 0 | 0 | 679020.9 | 96054.59 | 0 | 0 | 0 | 0 | 0 | 0 | 0 | 122875 | 0 | 461842 | 0 | 0 | 0 | 0 | 0
| 80 |  |  | LV Adjustment |  | 0 | [7 empty] | 86 | 0 | 0 | 0 | 83286.21 | 0 | 0 | 0 | 8815.29 | 52240.9 | 0 | 49749.94 | 8815.29 | 23872.2 | 0 | 166016.36 | 0 | 35851.73 | 117115.639 | 88472.63 | 32921.83 | 0 | 89484.23 | 0 | 5834.92 | 0 | 17630.58 | 103118.36 | 99040.54 | 8815.29 | 0 | 0 | 181574.379 | 93327.98 | 0 | 0 | 0 | 0 | 315686.14 | 36044.23 | 44918.04 | 0 | 26445.87 | 103369.49 | 0 | 0 | 65778.57 | 0 | 33153.35 | 0 | 0 | 94380.95 | 39120.19 | 86919.84 | 0 | 26445.87 | 37856.13 | 17630.58 | 0 | 0 | 0 | 0 | 393400.57 | 14102.6 | 17521.3 | 0 | 5671.99 | 0 | 86503.71 | 0
| 81 |  |  | Total Adjusted OM&A Expense |  | 735273.37 | 705401.32 | 762792.5 | 804473 | 0 | 0 | 0 | 11 | 87 | 0 | 11621712.58 | 1064079.74 | 12570866.37 | 9689538.35 | 17539019.81 | 16658607.54 | 9308936.42 | 2176402.84 | 735273.37 | 4888198.59 | 602880.82 | 2512511.36 | 60562293.41 | 9372230.03 | 24226655.85 | 6058023.26 | 1459268.619 | 6906190.5501 | 5538913.76 | 1693057.7 | 14059731.2 | 3318208.37 | 14197517.03 | 6128245.28 | 1052200.64 | 60084978.63 | 514942.21 | 956642.97 | 30304363.84 | 544519280.42 | 77473478.329 | 5712209.34 | 1999114 | 6596789 | 15268931.72 | 2257872.29 | 5084703.11 | 34906074.07 | 2508991.05 | 9598087 | 7692179.21 | 16422964.6 | 2393370.98 | 5606316.63 | 2473361.88 | 17048726.92 | 3309330.76 | 4682094 | 11720224.76 | 2904015.19 | 8836492.36 | 86719085.36 | 10775065.45 | 1393600.56 | 2086630.1 | 1510499.92 | 4219822.26 | 15166728.84 | 2676347.2 | 232383928.44 | 26930113.57 | 2992340.7 | 12139696.3 | 6568599.39 | 1732024.93 | 1782044 | 5716494.71 | 11510496.86
| 82 | [12 empty] | 88 | 0
| 83 | Gross Capital Cost Additions Data | [11 empty] | 89 | 0
| 84 |  |  | Total Gross Capital Additions |  | 36284.3 | 24057 | 512764.83 | 80667 | 0 | 0 | 0 | 1 | 90 | 0 | 8580000 | 359098.65 | 7898911 | 4630910 | 11716382 | 16043120.4 | 10470000 | 2181292.15 | 36284.3 | 3765684 | 465096 | 898957.15 | 70314010 | 9393902.22 | 18697650 | 4385303 | 426403.29 | 4879788 | 2438323 | 392771.76 | 8626092.02 | 1398919.66 | 17025784.06 | 8312782 | 147423.55 | 51929703 | 26334.52 | 1513997.68 | 31677539 | 718921643.15 | 103176348 | 6882669 | 640560 | 5834543 | 24286420 | 3079542.77 | 2502245.7 | 35609719.21 | 763588.64 | 11320875 | 9949992.05 | 15426432 | 2828580.2 | 5570544.58 | 692947 | 20301606.04 | 1940991 | 5606188 | 10425039 | 1201955.75 | 5766000 | 127384901 | 5988626.17 | 437214.52 | 480494.02 | 330618.92 | 2554842.71 | 12182464 | 840759.85 | 617138761.89 | 31485138.25 | 1473764.82 | 44797283.22 | 3044430 | 1545544.62 | 1228091 | 5740396 | 11862259
| 85 |  |  | HV Gross Capital Additions |  | 0 | 0 | 0 | 0 | 0 | 0 | 0 | 2 | 91 | 0 | 0 | 0 | 0 | 0 | 0 | 0 | 0 | 0 | 0 | 34352.11 | 0 | 0 | 0 | 0 | 0 | 0 | 0 | 0 | 0 | 0 | 0 | 0 | 1746188 | 0 | 0 | 0 | 15250 | 1267249.25 | 0 | 15519096.89 | 410684 | 0 | 0 | 0 | 190239 | 2397.24 | 0 | 0 | 0 | 0 | 0 | 0 | 29229.94 | 0 | 0 | 0 | 0 | 0 | 0 | 0 | 0 | 1845965 | 275737.12 | 0 | 0 | 0 | 0 | 0 | 0 | 53844210 | 0 | 0 | 457467.68 | 0 | 0 | 0 | 0 | 0
| 86 | [12 empty] | 92 | 0
| 87 | Output and Other Business Conditions | [11 empty] | 93 | 0
| 88 |  |  | Number of Customers |  | 1247 | 1221 | 1208.8238 | 1196.7741 | 0 | 0 | 0 | 3 | 94 | 0 | 11707 | 1639 | 36355 | 39406 | 66824 | 64125 | 28808 | 6798 | 1247 | 16864 | 2137 | 11795 | 204728 | 40834 | 87901 | 18641 | 3283 | 29327 | 20825 | 3746 | 47362 | 11169 | 54414 | 22112 | 2704 | 244114 | 1327 | 5531 | 158631 | 1307906 | 327880 | 16443 | 5563 | 27541 | 94059 | 10214 | 13406 | 155496 | 7231 | 36818 | 35465 | 53617 | 9234 | 24070 | 6007 | 68811 | 12000 | 13570 | 56811 | 10994 | 36574 | 364505 | 33487 | 4275 | 5875 | 2790 | 17246 | 50769 | 7095 | 761920 | 119533 | 13346 | 56231 | 22853 | 3739 | 3829 | 23168 | 42178
| 89 |  |  | Delivery Volume |  | 24277695 | 24573208 | 25003191.0567 | 24711288.3367 | 0 | 0 | 0 | 4 | 95 | 0 | 196678489.52 | 35072033.45 | 1004806057.23 | 965494908 | 1625113745 | 1698796915 | 462722974.4 | 140043253.32 | 24277695 | 296347935.98 | 28058573 | 236670888 | 7300596773.47 | 894325175.945 | 2441417269.61 | 475607780 | 55789815.05 | 503653603.92 | 604044502.87 | 71275130.33 | 847850242.14 | 180110370.48 | 1662873707.4 | 500219027 | 78856294 | 5368791037 | 23214317 | 140499412.4 | 3990106814 | 34358400058.6701 | 7347004292.74 | 241690956.86 | 95899942 | 691937259.57 | 1765175863.9372 | 235713328.77 | 279152714.05 | 3148440771.18 | 188577567.27 | 865739104 | 630632295.43 | 1209457472 | 199210113.66 | 486523773 | 117871237 | 1601230861.24 | 243290453.05 | 300026728 | 1071531583.1 | 181197229 | 779946675 | 8481800753.25 | 630876660.43 | 84662079 | 100284685 | 70913683.37 | 278242768.27 | 881672003 | 193582441 | 24710637614.233 | 2555624112 | 126764022 | 1427648865 | 360086954 | 101881440 | 135194208.19 | 422889754.88 | 863880083
| 90 |  |  | Annual Peak Demand |  | 7029 | 7029 | 7029 | 7029 | 0 | 0 | 0 | 5 | 96 | 0 | 44710 | 6118 | 164284 | 187331 | 360232 | 334471 | 101753 | 27793 | 7029 | 58082 | 6635 | 60936 | 1455239 | 195283 | 486400 | 84530 | 13571 | 119448 | 107476 | 16796 | 185132 | 43090 | 292465 | 107531 | 16408 | 1033474 | 5587 | 33170 | 836218 | 5641078 | 1391443 | 52172 | 20693 | 130791 | 360767 | 43462 | 57404 | 683790 | 35419 | 178292 | 143582 | 261493 | 45910 | 106743 | 23679 | 373874 | 47804 | 56062 | 221781 | 35163 | 145205 | 1874833 | 138336 | 15138 | 24788 | 21167 | 58935 | 178517 | 39302 | 4591559 | 494731 | 28947 | 291414 | 77480 | 17359 | 26961 | 93376 | 189957
| 91 |  |  | Distribution Circuit km |  | 27 | 27 | 27 | 27 | 0 | 0 | 0 | 6 | 97 | 0 | 1850 | 92 | 773 | 503 | 1506 | 1727 | 1025 | 153 | 27 | 350 | 34 | 157 | 5220 | 953 | 1116 | 345 | 140 | 449 | 260 | 80 | 1001 | 246 | 1132 | 1613 | 68 | 3521 | 21 | 69 | 3367 | 122366 | 5608 | 843 | 98 | 336 | 1948 | 192 | 357 | 2864 | 134 | 1051 | 855 | 2004 | 333 | 573 | 370 | 1883 | 216 | 239 | 970 | 178 | 564 | 7744 | 743 | 80 | 107 | 275 | 242 | 1188 | 134 | 28605 | 2571 | 289 | 1619 | 480 | 79 | 61 | 530 | 1095
| 92 | [12 empty] | 98 | 0
| 93 | [12 empty] | 99 | 0
Section 2: Actual Cost Calculations | [13 empty] | 100 | 0
[14 empty] | 101 | 0
[14 empty] | 102 | 0
| 94 | Actual Cost | [11 empty] | 103 | 0
| 95 | [12 empty] | 104 | 0
| 96 | OM&A |  |  |  | 735273.37 | 705401.32 | 762792.5 | 804473 | 0 | 0 |  |  | 105 | 0 | 11621712.58 | 1064079.74 | 12570866.37 | 9689538.35 | 17539019.81 | 16658607.54 | 9308936.42 | 2176402.84 | 735273.37 | 4888198.59 | 602880.82 | 2512511.36 | 60562293.41 | 9372230.03 | 24226655.85 | 6058023.26 | 1459268.619 | 6906190.5501 | 5538913.76 | 1693057.7 | 14059731.2 | 3318208.37 | 14197517.03 | 6128245.28 | 1052200.64 | 60084978.63 | 514942.21 | 956642.97 | 30304363.84 | 544519280.42 | 77473478.329 | 5712209.34 | 1999114 | 6596789 | 15268931.72 | 2257872.29 | 5084703.11 | 34906074.07 | 2508991.05 | 9598087 | 7692179.21 | 16422964.6 | 2393370.98 | 5606316.63 | 2473361.88 | 17048726.92 | 3309330.76 | 4682094 | 11720224.76 | 2904015.19 | 8836492.36 | 86719085.36 | 10775065.45 | 1393600.56 | 2086630.1 | 1510499.92 | 4219822.26 | 15166728.84 | 2676347.2 | 232383928.44 | 26930113.57 | 2992340.7 | 12139696.3 | 6568599.39 | 1732024.93 | 1782044 | 5716494.71 | 11510496.86
| 97 | [12 empty] | 106 | 0
| 98 | Capital | [11 empty] | 107 | 0
| 99 |  |  | Rate of Return |  | 6.284% | 6.284% | 6.284% | 6.02% | 0% | 0% | 0% | 10 | 108 | 0 | 0.062844 | 6.284% | 6.284% | 6.284% | 6.284% | 6.284% | 6.284% | 6.284% | 6.284% | 6.284% | 6.284% | 6.284% | 6.284% | 6.284% | 6.284% | 6.284% | 6.284% | 6.284% | 6.284% | 6.284% | 6.284% | 6.284% | 0.062844 | 0.062844 | 0.062844 | 0.062844 | 0.062844 | 0.062844 | 0.062844 | 0.062844 | 0.062844 | 0.062844 | 0.062844 | 0.062844 | 0.062844 | 0.062844 | 0.062844 | 0.062844 | 0.062844 | 0.062844 | 0.062844 | 0.062844 | 0.062844 | 0.062844 | 0.062844 | 0.062844 | 0.062844 | 0.062844 | 0.062844 | 0.062844 | 0.062844 | 0.062844 | 0.062844 | 0.062844 | 0.062844 | 0.062844 | 0.062844 | 0.062844 | 0.062844 | 0.062844 | 0.062844 | 0.062844 | 0.062844 | 0.062844 | 0.062844 | 0.062844 | 0.062844 | 0.062844
| 100 |  |  | Depreciation Rate |  | 4.59% | 4.59% | 4.59% | 4.59% | 4.59% | 4.59% | 4.59% |  | 109 | 0 | 0.0459 | 4.59% | 4.59% | 4.59% | 4.59% | 4.59% | 4.59% | 4.59% | 4.59% | 4.59% | 4.59% | 4.59% | 4.59% | 4.59% | 4.59% | 4.59% | 4.59% | 4.59% | 4.59% | 4.59% | 4.59% | 4.59% | 0.0459 | 0.0459 | 0.0459 | 0.0459 | 0.0459 | 0.0459 | 0.0459 | 0.0459 | 0.0459 | 0.0459 | 0.0459 | 0.0459 | 0.0459 | 0.0459 | 0.0459 | 0.0459 | 0.0459 | 0.0459 | 0.0459 | 0.0459 | 0.0459 | 0.0459 | 0.0459 | 0.0459 | 0.0459 | 0.0459 | 0.0459 | 0.0459 | 0.0459 | 0.0459 | 0.0459 | 0.0459 | 0.0459 | 0.0459 | 0.0459 | 0.0459 | 0.0459 | 0.0459 | 0.0459 | 0.0459 | 0.0459 | 0.0459 | 0.0459 | 0.0459 | 0.0459 | 0.0459
| 101 |  |  | Construction Cost Index |  | 165.098 | 167.1079 | 169.1421 | 171.2012 | 171.2012 | 171.2012 | 171.2012 | 9 | 110 | 0 | 165.098 | 165.098 | 165.098 | 165.098 | 165.098 | 165.098 | 165.098 | 165.098 | 165.098 | 165.098 | 165.098 | 165.098 | 165.098 | 165.098 | 165.098 | 165.098 | 165.098 | 165.098 | 165.098 | 165.098 | 165.098 | 165.098 | 165.098 | 165.098 | 165.098 | 165.098 | 165.098 | 165.098 | 165.098 | 165.098 | 165.098 | 165.098 | 165.098 | 165.098 | 165.098 | 165.098 | 165.098 | 165.098 | 165.098 | 165.098 | 165.098 | 165.098 | 165.098 | 165.098 | 165.098 | 165.098 | 165.098 | 165.098 | 165.098 | 165.098 | 165.098 | 165.098 | 165.098 | 165.098 | 165.098 | 165.098 | 165.098 | 165.098 | 165.098 | 165.098 | 165.098 | 165.098 | 165.098 | 165.098 | 165.098 | 165.098 | 165.098 | 165.098
| 102 |  |  | Capital Price |  | 17.829 | 18.0457 | 18.2654 | 18.0405 | 7.8581 | 7.8581 | 7.8581 |  | 111 | 0 | 17.829 | 17.829 | 17.829 | 17.829 | 17.829 | 17.829 | 17.829 | 17.829 | 17.829 | 17.829 | 17.829 | 17.829 | 17.829 | 17.829 | 17.829 | 17.829 | 17.829 | 17.829 | 17.829 | 17.829 | 17.829 | 17.829 | 17.829 | 17.829 | 17.829 | 17.829 | 17.829 | 17.829 | 17.829 | 17.829 | 17.829 | 17.829 | 17.829 | 17.829 | 17.829 | 17.829 | 17.829 | 17.829 | 17.829 | 17.829 | 17.829 | 17.829 | 17.829 | 17.829 | 17.829 | 17.829 | 17.829 | 17.829 | 17.829 | 17.829 | 17.829 | 17.829 | 17.829 | 17.829 | 17.829 | 17.829 | 17.829 | 17.829 | 17.829 | 17.829 | 17.829 | 17.829 | 17.829 | 17.829 | 17.829 | 17.829 | 17.829 | 17.829
| 103 |  |  | Gross Plant Additions |  | 36284.3 | 24057 | 512764.83 | 80667 | 0 | 0 | 0 | 1 | 112 | 0 | 8580000 | 359098.65 | 7898911 | 4630910 | 11716382 | 16043120.4 | 10470000 | 2181292.15 | 36284.3 | 3765684 | 465096 | 898957.15 | 70314010 | 9393902.22 | 18697650 | 4385303 | 426403.29 | 4879788 | 2438323 | 392771.76 | 8626092.02 | 1398919.66 | 17025784.06 | 8312782 | 147423.55 | 51929703 | 26334.52 | 1513997.68 | 31677539 | 718921643.15 | 103176348 | 6882669 | 640560 | 5834543 | 24286420 | 3079542.77 | 2502245.7 | 35609719.21 | 763588.64 | 11320875 | 9949992.05 | 15426432 | 2828580.2 | 5570544.58 | 692947 | 20301606.04 | 1940991 | 5606188 | 10425039 | 1201955.75 | 5766000 | 127384901 | 5988626.17 | 437214.52 | 480494.02 | 330618.92 | 2554842.71 | 12182464 | 840759.85 | 617138761.89 | 31485138.25 | 1473764.82 | 44797283.22 | 3044430 | 1545544.62 | 1228091 | 5740396 | 11862259
| 104 |  |  | HV Capital Additions |  | 0 | 0 | 0 | 0 | 0 | 0 | 0 | 2 | 113 | 0 | 0 | 0 | 0 | 0 | 0 | 0 | 0 | 0 | 0 | 34352.11 | 0 | 0 | 0 | 0 | 0 | 0 | 0 | 0 | 0 | 0 | 0 | 0 | 1746188 | 0 | 0 | 0 | 15250 | 1267249.25 | 0 | 15519096.89 | 410684 | 0 | 0 | 0 | 190239 | 2397.24 | 0 | 0 | 0 | 0 | 0 | 0 | 29229.94 | 0 | 0 | 0 | 0 | 0 | 0 | 0 | 0 | 1845965 | 275737.12 | 0 | 0 | 0 | 0 | 0 | 0 | 53844210 | 0 | 0 | 457467.68 | 0 | 0 | 0 | 0 | 0
| 105 |  |  | Quantity of Capital Additions |  | 219.7743 | 143.9609 | 3031.5616 | 471.1825 | 0 | 0 | 0 |  | 114 | 0 | 51969.1229 | 2175.0632 | 47843.7618 | 28049.4558 | 70966.2116 | 97173.2978 | 63416.8667 | 13212.1025 | 219.7743 | 22600.7046 | 2817.0899 | 5444.99 | 425892.4739 | 56898.9346 | 113251.8031 | 26561.8124 | 2582.7279 | 29556.9117 | 14768.9403 | 2379.0214 | 52248.3026 | 8473.2666 | 92548.6253 | 50350.5815 | 892.9455 | 314538.5917 | 67.139 | 1494.557 | 191871.0859 | 4260514.378 | 622452.38 | 41688.3766 | 3879.8766 | 35339.8697 | 145950.7449 | 18638.293 | 15156.1205 | 215688.3302 | 4625.062 | 68570.6228 | 60267.1748 | 93438.0117 | 16955.685 | 33740.8293 | 4197.1851 | 122966.9766 | 11756.5967 | 33956.7218 | 63144.5376 | 7280.2548 | 34924.7043 | 760390.2554 | 34603.0108 | 2648.2116 | 2910.3558 | 2002.5612 | 15474.701 | 73789.2737 | 5092.4886 | 3411879.2293 | 190705.7131 | 8926.6043 | 268566.5877 | 18440.1348 | 9361.3751 | 7438.5562 | 34769.6206 | 71849.7897
| 106 |  |  | Quantity of Capital Removed |  | 494.3636 | 481.76 | 466.255 | 584.0026 | 578.8241 | 552.2561 | 526.9076 |  | 115 | 0 | 33298.0295 | 1332.9424 | 30963.0355 | 28674.3306 | 61082.4722 | 60999.3115 | 33703.8723 | 5912.3545 | 494.3636 | 10357.0933 | 1239.6047 | 6192.3834 | 247052.467 | 34437.1586 | 96815.0627 | 16401.1384 | 1870.0049 | 22738.4644 | 20593.0133 | 2266.7668 | 42332.8096 | 9060.9687 | 48915.4374 | 26990.3984 | 884.9896 | 187008.3879 | 383.6177 | 1385.8638 | 180297.3294 | 1809523.7294 | 348035.4304 | 22707.1765 | 3101.6913 | 19994.1965 | 77227.7185 | 5991.4286 | 12097.8705 | 113989.1239 | 6246.096 | 42648.2246 | 33774.1336 | 59229.455 | 10587.296 | 26046.4515 | 3576.9354 | 81833.4543 | 9134.1798 | 9811.3919 | 48993.0786 | 6247.8747 | 34107.9115 | 440491.8247 | 32040.6082 | 3022.1272 | 2836.3635 | 2242.3524 | 12703.935 | 46705.9352 | 5391.7535 | 1356025.6917 | 109578.9443 | 6979.4506 | 77051.7299 | 12820.5356 | 3331.7688 | 3596.6849 | 19023.6965 | 43936.6902
| 107 |  |  | Capital Quantity |  | 10495.8603 | 10158.0612 | 12723.3678 | 12610.5477 | 12031.7236 | 11479.4675 | 10952.5599 |  | 116 | 0 | 744118.3592 | 29882.2611 | 691456.6639 | 624088.2092 | 1340656.5546 | 1365135.0213 | 764002.1507 | 136109.2142 | 10495.8603 | 237888.3445 | 28584.1231 | 134162.9205 | 5561246.6952 | 772726.6688 | 2125697.3649 | 367483.9505 | 41453.5702 | 502209.8277 | 442825.4542 | 49497.1519 | 932198.9274 | 196819.0231 | 1109328.9917 | 611386.2916 | 19288.7756 | 4201787.0213 | 8041.2062 | 30301.804 | 3939620.1487 | 41874165.5808 | 7856888.1998 | 513690.9283 | 68353.1582 | 450949.0838 | 1751244.1276 | 143179.0773 | 266628.4131 | 2585122.3841 | 134459.4893 | 955077.6174 | 762312.9459 | 1324610.6266 | 237028.4336 | 575155.1958 | 78549.1255 | 1823997.4512 | 201624.1549 | 237901.1445 | 1081538.792 | 137151.6551 | 743908.546 | 9916670.2114 | 700614.8684 | 65467.6365 | 61868.4046 | 48613.202 | 279544.9497 | 1044641.8406 | 117168.1318 | 31598896.9293 | 2468467.6042 | 154004.9019 | 1870201.7844 | 284934.1013 | 78617.1617 | 82201.0188 | 430205.5425 | 985139.4654
| 108 |  |  | Capital Cost |  | 187130.7391 | 183309.0343 | 232396.7714 | 227500.4827 | 94546.9061 | 90207.2031 | 86066.6925 |  | 117 | 0 | 13266889.4954 | 532770.9649 | 12327983.8988 | 11126871.4236 | 23902571.6021 | 24338998.2918 | 13621397.7011 | 2426691.7775 | 187130.7391 | 4241312.3395 | 509626.4569 | 2391991.2997 | 99151491.7578 | 13776947.1721 | 37899067.6565 | 6551872.9685 | 739075.8855 | 8953901.2238 | 7895136.9679 | 882484.9387 | 16620178.7715 | 3509087.227 | 19778231.4653 | 10900408.8787 | 343899.6657 | 74913679.2607 | 143366.701 | 540250.9967 | 70239504.9367 | 746574682.0854 | 140080494.2285 | 9158597.8175 | 1218668.7587 | 8039973.196 | 31222939.2433 | 2552740.3984 | 4753719.1484 | 46090158.3425 | 2397278.8248 | 17028083.0354 | 13591280.8617 | 23616488.6799 | 4225980.9835 | 10254444.5127 | 1400452.7042 | 32520058.5695 | 3594757.9441 | 4241540.5501 | 19282759.8739 | 2445277.4617 | 13263148.7346 | 176804356.7611 | 12491265.5661 | 1167222.7782 | 1103052.0576 | 866724.9926 | 4984008.1368 | 18624923.9643 | 2088991.1374 | 563376872.16 | 44010319.759 | 2745754.0722 | 33343835.8302 | 5080091.3441 | 1401665.7204 | 1465562.3245 | 7670136.5074 | 17564055.8554
| 109 | [12 empty] | 118 | 0
| 110 | Total Actual Cost |  |  |  | 922404.1091 | 888710.3543 | 995189.2714 | 1031973.4827 | 94546.9061 | 90207.2031 | 86066.6925 |  | 119 | 0 | 24888602.0754 | 1596850.7049 | 24898850.2688 | 20816409.7736 | 41441591.4121 | 40997605.8318 | 22930334.1211 | 4603094.6175 | 922404.1091 | 9129510.9295 | 1112507.2769 | 4904502.6597 | 159713785.1678 | 23149177.2021 | 62125723.5065 | 12609896.2285 | 2198344.5045 | 15860091.7739 | 13434050.7279 | 2575542.6387 | 30679909.9715 | 6827295.597 | 33975748.4953 | 17028654.1587 | 1396100.3057 | 134998657.8907 | 658308.911 | 1496893.9667 | 100543868.7767 | 1291093962.5054 | 217553972.5575 | 14870807.1575 | 3217782.7587 | 14636762.196 | 46491870.9633 | 4810612.6884 | 9838422.2584 | 80996232.4125 | 4906269.8748 | 26626170.0354 | 21283460.0717 | 40039453.2799 | 6619351.9635 | 15860761.1427 | 3873814.5842 | 49568785.4895 | 6904088.7041 | 8923634.5501 | 31002984.6339 | 5349292.6517 | 22099641.0946 | 263523442.1211 | 23266331.0161 | 2560823.3382 | 3189682.1576 | 2377224.9126 | 9203830.3968 | 33791652.8043 | 4765338.3374 | 795760800.6 | 70940433.329 | 5738094.7722 | 45483532.1302 | 11648690.7341 | 3133690.6504 | 3247606.3245 | 13386631.2174 | 29074552.7154
[14 empty] | 120 | 0
Section 3: Predicted Cost Calculations | [13 empty] | 121 | 0
[14 empty] | 122 | 0
| 111 | Predicted Cost | [11 empty] | 123 | 0
| 112 | [12 empty] | 124 | 0
| 113 |  |  | Output Quantity | [9 empty] | 125 | 0
| 114 |  |  | Number of Customers |  | 1247 | 1221 | 1208.8238 | 1196.7741 | 0 | 0 | 0 |  | 126 | 0 | 11707 | 1639 | 36355 | 39406 | 66824 | 64125 | 28808 | 6798 | 1247 | 16864 | 2137 | 11795 | 204728 | 40834 | 87901 | 18641 | 3283 | 29327 | 20825 | 3746 | 47362 | 11169 | 54414 | 22112 | 2704 | 244114 | 1327 | 5531 | 158631 | 1307906 | 327880 | 16443 | 5563 | 27541 | 94059 | 10214 | 13406 | 155496 | 7231 | 36818 | 35465 | 53617 | 9234 | 24070 | 6007 | 68811 | 12000 | 13570 | 56811 | 10994 | 36574 | 364505 | 33487 | 4275 | 5875 | 2790 | 17246 | 50769 | 7095 | 761920 | 119533 | 13346 | 56231 | 22853 | 3739 | 3829 | 23168 | 42178
| 115 |  |  | Delivery Volume |  | 24277695 | 24573208 | 25003191.0567 | 24711288.3367 | 0 | 0 | 0 |  | 127 | 0 | 196678489.52 | 35072033.45 | 1004806057.23 | 965494908 | 1625113745 | 1698796915 | 462722974.4 | 140043253.32 | 24277695 | 296347935.98 | 28058573 | 236670888 | 7300596773.47 | 894325175.945 | 2441417269.61 | 475607780 | 55789815.05 | 503653603.92 | 604044502.87 | 71275130.33 | 847850242.14 | 180110370.48 | 1662873707.4 | 500219027 | 78856294 | 5368791037 | 23214317 | 140499412.4 | 3990106814 | 34358400058.6701 | 7347004292.74 | 241690956.86 | 95899942 | 691937259.57 | 1765175863.9372 | 235713328.77 | 279152714.05 | 3148440771.18 | 188577567.27 | 865739104 | 630632295.43 | 1209457472 | 199210113.66 | 486523773 | 117871237 | 1601230861.24 | 243290453.05 | 300026728 | 1071531583.1 | 181197229 | 779946675 | 8481800753.25 | 630876660.43 | 84662079 | 100284685 | 70913683.37 | 278242768.27 | 881672003 | 193582441 | 24710637614.233 | 2555624112 | 126764022 | 1427648865 | 360086954 | 101881440 | 135194208.19 | 422889754.88 | 863880083
| 116 |  |  | Annual Peak Demand |  | 7029 | 7029 | 7029 | 7029 | 0 | 0 | 0 |  | 128 | 0 | 44710 | 6118 | 164284 | 187331 | 360232 | 334471 | 101753 | 27793 | 7029 | 58082 | 6635 | 60936 | 1455239 | 195283 | 486400 | 84530 | 13571 | 119448 | 107476 | 16796 | 185132 | 43090 | 292465 | 107531 | 16408 | 1033474 | 5587 | 33170 | 836218 | 5641078 | 1391443 | 52172 | 20693 | 130791 | 360767 | 43462 | 57404 | 683790 | 35419 | 178292 | 143582 | 261493 | 45910 | 106743 | 23679 | 373874 | 47804 | 56062 | 221781 | 35163 | 145205 | 1874833 | 138336 | 15138 | 24788 | 21167 | 58935 | 178517 | 39302 | 4591559 | 494731 | 28947 | 291414 | 77480 | 17359 | 26961 | 93376 | 189957
| 117 |  |  | Capacity Proxy |  | 8879 | 8879 | 8879 | 8879 | 8879 | 8879 | 8879 |  | 129 | 0 | 47365 | 8722 | 219364 | 197591 | 379690 | 382435 | 116948 | 39945 | 8879 | 70523 | 7251 | 64272 | 1610300 | 236974 | 656700 | 108683 | 15590 | 143420 | 111673 | 18859 | 206940 | 57081 | 298913 | 214152 | 22617 | 1318006.26 | 7653 | 40003 | 836218 | 6507824.9978 | 1518168 | 66861 | 23000 | 147462 | 386568 | 50701 | 69984 | 719375 | 40658 | 178292 | 163930 | 269269 | 45910 | 121809 | 26895 | 380100 | 53650 | 74924 | 234849 | 47940 | 161697 | 2047474 | 156336 | 19991 | 39622 | 22753 | 77500 | 198752 | 48436 | 5018278 | 531367 | 31515 | 295130 | 104372 | 17897 | 27606 | 94390 | 208479
| 118 | [12 empty] | 130 | 0
| 119 |  |  | Input Prices | [9 empty] | 131 | 0
| 120 |  |  | GDP IPI [30% Weight] | 115.35 | 116.75 | 118.1713 | 119.6098 | 121.0659 | 121.0659 | 121.0659 | 121.0659 | 9 | 132 | 0 | 116.75 | 116.75 | 116.75 | 116.75 | 116.75 | 116.75 | 116.75 | 116.75 | 116.75 | 116.75 | 116.75 | 116.75 | 116.75 | 116.75 | 116.75 | 116.75 | 116.75 | 116.75 | 116.75 | 116.75 | 116.75 | 116.75 | 116.75 | 116.75 | 116.75 | 116.75 | 116.75 | 116.75 | 116.75 | 116.75 | 116.75 | 116.75 | 116.75 | 116.75 | 116.75 | 116.75 | 116.75 | 116.75 | 116.75 | 116.75 | 116.75 | 116.75 | 116.75 | 116.75 | 116.75 | 116.75 | 116.75 | 116.75 | 116.75 | 116.75 | 116.75 | 116.75 | 116.75 | 116.75 | 116.75 | 116.75 | 116.75 | 116.75 | 116.75 | 116.75 | 116.75 | 116.75 | 116.75 | 116.75 | 116.75 | 116.75 | 116.75 | 116.75
| 121 |  |  | Average Hourly Earnings [70% Weight] | 962.94 | 973.56 | 993.2272 | 1013.2917 | 1033.7616 | 1033.7616 | 1033.7616 | 1033.7616 | 8 | 133 | 0 | 973.56 | 973.56 | 973.56 | 973.56 | 973.56 | 973.56 | 973.56 | 973.56 | 973.56 | 973.56 | 973.56 | 973.56 | 973.56 | 973.56 | 973.56 | 973.56 | 973.56 | 973.56 | 973.56 | 973.56 | 973.56 | 973.56 | 973.56 | 973.56 | 973.56 | 973.56 | 973.56 | 973.56 | 973.56 | 973.56 | 973.56 | 973.56 | 973.56 | 973.56 | 973.56 | 973.56 | 973.56 | 973.56 | 973.56 | 973.56 | 973.56 | 973.56 | 973.56 | 973.56 | 973.56 | 973.56 | 973.56 | 973.56 | 973.56 | 973.56 | 973.56 | 973.56 | 973.56 | 973.56 | 973.56 | 973.56 | 973.56 | 973.56 | 973.56 | 973.56 | 973.56 | 973.56 | 973.56 | 973.56 | 973.56 | 973.56 | 973.56 | 973.56
| 122 |  |  | OM&A Price Index Growth [30% GDPIPI growth + 70% AWE Growth] | 2.287% | 1.13% | 1.763% | 1.763% | 1.763% | 0% | 0% | 0% |  | 134 | 0 | 0.011297 | 1.13% | 1.13% | 1.13% | 1.13% | 1.13% | 1.13% | 1.13% | 1.13% | 1.13% | 1.13% | 1.13% | 1.13% | 1.13% | 1.13% | 1.13% | 1.13% | 1.13% | 1.13% | 1.13% | 1.13% | 1.13% | 0.011297 | 0.011297 | 0.011297 | 0.011297 | 0.011297 | 0.011297 | 0.011297 | 0.011297 | 0.011297 | 0.011297 | 0.011297 | 0.011297 | 0.011297 | 0.011297 | 0.011297 | 0.011297 | 0.011297 | 0.011297 | 0.011297 | 0.011297 | 0.011297 | 0.011297 | 0.011297 | 0.011297 | 0.011297 | 0.011297 | 0.011297 | 0.011297 | 0.011297 | 0.011297 | 0.011297 | 0.011297 | 0.011297 | 0.011297 | 0.011297 | 0.011297 | 0.011297 | 0.011297 | 0.011297 | 0.011297 | 0.011297 | 0.011297 | 0.011297 | 0.011297 | 0.011297 | 0.011297
| 123 |  |  | OM&A Price Index Level |  | 121.4823 | 123.643 | 125.8421 | 128.0804 | 128.0804 | 128.0804 | 128.0804 |  | 135 | 0 | 112.9464 | 119.9088 | 129.8244 | 121.7679 | 136.8067 | 132.8979 | 120.0879 | 127.8898 | 121.4823 | 115.8509 | 141.3156 | 145.7624 | 142.4099 | 124.0361 | 145.7624 | 124.785 | 121.4823 | 145.7624 | 121.9035 | 119.9088 | 121.4823 | 136.8067 | 127.8898 | 139.6083 | 121.4823 | 136.8067 | 110.754 | 110.754 | 142.4099 | 134.7809 | 141.3156 | 133.6114 | 127.5096 | 115.766 | 132.8979 | 122.3353 | 123.4367 | 124.785 | 113.7338 | 136.8067 | 138.0107 | 120.0879 | 120.0879 | 113.262 | 125.9908 | 139.6083 | 138.0107 | 133.6114 | 142.4099 | 104.2322 | 114.9818 | 142.4099 | 112.9464 | 104.2322 | 120.5197 | 119.9088 | 124.785 | 119.9088 | 128.521 | 142.4099 | 143.0884 | 133.6114 | 132.8979 | 120.0879 | 121.3159 | 132.8979 | 109.7338 | 143.0884
| 124 | [12 empty] | 136 | 0
| 125 |  |  | Capital Price Index | 17.9284 | 17.829 | 18.0457 | 18.2654 | 18.0405 | 7.8581 | 7.8581 | 7.8581 |  | 137 | 0 | 17.829 | 17.829 | 17.829 | 17.829 | 17.829 | 17.829 | 17.829 | 17.829 | 17.829 | 17.829 | 17.829 | 17.829 | 17.829 | 17.829 | 17.829 | 17.829 | 17.829 | 17.829 | 17.829 | 17.829 | 17.829 | 17.829 | 17.829 | 17.829 | 17.829 | 17.829 | 17.829 | 17.829 | 17.829 | 17.829 | 17.829 | 17.829 | 17.829 | 17.829 | 17.829 | 17.829 | 17.829 | 17.829 | 17.829 | 17.829 | 17.829 | 17.829 | 17.829 | 17.829 | 17.829 | 17.829 | 17.829 | 17.829 | 17.829 | 17.829 | 17.829 | 17.829 | 17.829 | 17.829 | 17.829 | 17.829 | 17.829 | 17.829 | 17.829 | 17.829 | 17.829 | 17.829 | 17.829 | 17.829 | 17.829 | 17.829 | 17.829 | 17.829
| 126 | [12 empty] | 138 | 0
| 127 |  |  | Business Conditions | [9 empty] | 139 | 0
| 128 |  |  | Line km |  | 27 | 27 | 27 | 27 | 0 | 0 | 0 |  | 140 | 0 | 1850 | 92 | 773 | 503 | 1506 | 1727 | 1025 | 153 | 27 | 350 | 34 | 157 | 5220 | 953 | 1116 | 345 | 140 | 449 | 260 | 80 | 1001 | 246 | 1132 | 1613 | 68 | 3521 | 21 | 69 | 3367 | 122366 | 5608 | 843 | 98 | 336 | 1948 | 192 | 357 | 2864 | 134 | 1051 | 855 | 2004 | 333 | 573 | 370 | 1883 | 216 | 239 | 970 | 178 | 564 | 7744 | 743 | 80 | 107 | 275 | 242 | 1188 | 134 | 28605 | 2571 | 289 | 1619 | 480 | 79 | 61 | 530 | 1095
| 129 |  |  | 2002-2013 Average Line km |  | 27.1 | 27.0933 | 27.0875 | 27.0824 | 25.5778 | 24.1568 | 22.8147 |  | 141 | 0 | 1840.3867 | 92.1 | 771.52 | 500.8667 | 1531.5267 | 1532.38 | 980.32 | 146.4667 | 27.1 | 331.6667 | 28.8067 | 146.9667 | 5126.6 | 922.7067 | 1158.9333 | 322.96 | 136.84 | 456.2867 | 270.8467 | 80.3867 | 926.2533 | 230.6667 | 1040.5067 | 1372.48 | 68.08 | 3350.8667 | 21.2 | 66.1667 | 2787.9333 | 122266.8933 | 5381.3333 | 706.2667 | 98 | 355.0533 | 1834.2 | 126.1333 | 529.7333 | 2706.6667 | 130.9467 | 882.1667 | 946.72 | 2026.8 | 332.1067 | 587.8667 | 370 | 1506.2 | 184.1533 | 280.3533 | 1151.4667 | 153.7467 | 548.8 | 7492.86 | 728.9333 | 64.2 | 93.6267 | 238.4933 | 245.5333 | 1146.2333 | 152.54 | 14198.7333 | 2171.4733 | 239.9667 | 1482.78 | 433.8533 | 95.2667 | 64.3667 | 469.5467 | 1022.46
| 130 |  |  | Customers Ten Years Ago |  | 1316 | [7 empty] | 142 | 0 | 11491 | 1720 | 35510 | 36569 | 60749 | 57903 | 28024 | 6158 | 1316 | 14300 | 1836 | 10626 | 182596 | 39667 | 84701 | 15423 | 3331 | 27636 | 19025 | 3981 | 46020 | 9508 | 46276 | 19007 | 2757 | 231499 | 1138 | 5286 | 120364 | 1199780 | 282393 | 13832 | 5828 | 26525 | 80940 | 9048 | 9050 | 140007 | 6634 | 20975 | 30684 | 48493 | 7703 | 23493 | 6135 | 58220 | 10675 | 12551 | 50528 | 10230 | 33866 | 295994 | 32438 | 4133 | 5839 | 2734 | 15597 | 49556 | 6457 | 678106 | 107231 | 10902 | 48777 | 21295 | 3454 | 3811 | 20983 | 37473
| 131 |  |  | Ten Year Customer Growth Percentage |  | -5.243% | 0% | 0% | 0% | 0% | 0% | 0% |  | 143 | 0 | 0.018797 | -4.709% | 2.38% | 7.758% | 10% | 10.75% | 2.798% | 10.39% | -5.243% | 17.93% | 16.39% | 11% | 12.12% | 2.942% | 3.778% | 20.86% | -1.441% | 6.119% | 9.461% | -5.903% | 2.916% | 17.47% | 0.17586 | 0.16336 | -0.019224 | 0.054493 | 0.16608 | 0.046349 | 0.31793 | 0.090122 | 0.16108 | 0.18877 | -0.04547 | 0.038303 | 0.16208 | 0.12887 | 0.48133 | 0.11063 | 0.089991 | 0.75533 | 0.15581 | 0.10566 | 0.19875 | 0.024561 | -0.020864 | 0.18191 | 0.12412 | 0.081189 | 0.12435 | 0.074682 | 0.079962 | 0.23146 | 0.032339 | 0.034358 | 0.0061654 | 0.020483 | 0.10573 | 0.024477 | 0.098807 | 0.1236 | 0.11472 | 0.22418 | 0.15282 | 0.073163 | 0.082513 | 0.0047232 | 0.10413 | 0.12556
| 132 | [12 empty] | 144 | 0
| 133 | (Details of the predicted cost calculations may be hidden by using the +/- button to the left of row 248) | [11 empty] | 145 | 0
| 134 | [12 empty] | 146 | 0
| 135 | Company Values for Variables Used in the Prediction Equation | [11 empty] | 147 | 0
| 136 | [12 empty] | 148 | 0
| 137 |  |  | Constant |  | 1 | 1 | 1 | 1 | 1 | 1 | 1 |  | 149 | 0 | 1 | 1 | 1 | 1 | 1 | 1 | 1 | 1 | 1 | 1 | 1 | 1 | 1 | 1 | 1 | 1 | 1 | 1 | 1 | 1 | 1 | 1 | 1 | 1 | 1 | 1 | 1 | 1 | 1 | 1 | 1 | 1 | 1 | 1 | 1 | 1 | 1 | 1 | 1 | 1 | 1 | 1 | 1 | 1 | 1 | 1 | 1 | 1 | 1 | 1 | 1 | 1 | 1 | 1 | 1 | 1 | 1 | 1 | 1 | 1 | 1 | 1 | 1 | 1 | 1 | 1 | 1 | 1
| 138 |  |  | Capital Price / OM&A Price (WK) |  | 0.14676 | 0.14595 | 0.14514 | 0.14085 | 0.061353 | 0.061353 | 0.061353 |  | 150 | 0 | 0.15785 | 0.14869 | 0.13733 | 0.14642 | 0.13032 | 0.13416 | 0.14847 | 0.13941 | 0.14676 | 0.1539 | 0.12616 | 0.12232 | 0.12519 | 0.14374 | 0.12232 | 0.14288 | 0.14676 | 0.12232 | 0.14626 | 0.14869 | 0.14676 | 0.13032 | 0.13941 | 0.12771 | 0.14676 | 0.13032 | 0.16098 | 0.16098 | 0.12519 | 0.13228 | 0.12616 | 0.13344 | 0.13982 | 0.15401 | 0.13416 | 0.14574 | 0.14444 | 0.14288 | 0.15676 | 0.13032 | 0.12919 | 0.14847 | 0.14847 | 0.15741 | 0.14151 | 0.12771 | 0.12919 | 0.13344 | 0.12519 | 0.17105 | 0.15506 | 0.12519 | 0.15785 | 0.17105 | 0.14793 | 0.14869 | 0.14288 | 0.14869 | 0.13872 | 0.12519 | 0.1246 | 0.13344 | 0.13416 | 0.14847 | 0.14696 | 0.13416 | 0.16248 | 0.1246
| 139 |  |  | Customers (Y1) |  | 1247 | 1221 | 1208.8238 | 1196.7741 | 0 | 0 | 0 |  | 151 | 0 | 11707 | 1639 | 36355 | 39406 | 66824 | 64125 | 28808 | 6798 | 1247 | 16864 | 2137 | 11795 | 204728 | 40834 | 87901 | 18641 | 3283 | 29327 | 20825 | 3746 | 47362 | 11169 | 54414 | 22112 | 2704 | 244114 | 1327 | 5531 | 158631 | 1307906 | 327880 | 16443 | 5563 | 27541 | 94059 | 10214 | 13406 | 155496 | 7231 | 36818 | 35465 | 53617 | 9234 | 24070 | 6007 | 68811 | 12000 | 13570 | 56811 | 10994 | 36574 | 364505 | 33487 | 4275 | 5875 | 2790 | 17246 | 50769 | 7095 | 761920 | 119533 | 13346 | 56231 | 22853 | 3739 | 3829 | 23168 | 42178
| 140 |  |  | Capacity (Y2) |  | 8879 | 8879 | 8879 | 8879 | 8879 | 8879 | 8879 |  | 152 | 0 | 47365 | 8722 | 219364 | 197591 | 379690 | 382435 | 116948 | 39945 | 8879 | 70523 | 7251 | 64272 | 1610300 | 236974 | 656700 | 108683 | 15590 | 143420 | 111673 | 18859 | 206940 | 57081 | 298913 | 214152 | 22617 | 1318006.26 | 7653 | 40003 | 836218 | 6507824.9978 | 1518168 | 66861 | 23000 | 147462 | 386568 | 50701 | 69984 | 719375 | 40658 | 178292 | 163930 | 269269 | 45910 | 121809 | 26895 | 380100 | 53650 | 74924 | 234849 | 47940 | 161697 | 2047474 | 156336 | 19991 | 39622 | 22753 | 77500 | 198752 | 48436 | 5018278 | 531367 | 31515 | 295130 | 104372 | 17897 | 27606 | 94390 | 208479
| 141 |  |  | Deliveries (Y3) |  | 24277695 | 24573208 | 25003191.0567 | 24711288.3367 | 0 | 0 | 0 |  | 153 | 0 | 196678489.52 | 35072033.45 | 1004806057.23 | 965494908 | 1625113745 | 1698796915 | 462722974.4 | 140043253.32 | 24277695 | 296347935.98 | 28058573 | 236670888 | 7300596773.47 | 894325175.945 | 2441417269.61 | 475607780 | 55789815.05 | 503653603.92 | 604044502.87 | 71275130.33 | 847850242.14 | 180110370.48 | 1662873707.4 | 500219027 | 78856294 | 5368791037 | 23214317 | 140499412.4 | 3990106814 | 34358400058.6701 | 7347004292.74 | 241690956.86 | 95899942 | 691937259.57 | 1765175863.9372 | 235713328.77 | 279152714.05 | 3148440771.18 | 188577567.27 | 865739104 | 630632295.43 | 1209457472 | 199210113.66 | 486523773 | 117871237 | 1601230861.24 | 243290453.05 | 300026728 | 1071531583.1 | 181197229 | 779946675 | 8481800753.25 | 630876660.43 | 84662079 | 100284685 | 70913683.37 | 278242768.27 | 881672003 | 193582441 | 24710637614.233 | 2555624112 | 126764022 | 1427648865 | 360086954 | 101881440 | 135194208.19 | 422889754.88 | 863880083
| 142 |  |  | Average Line Length |  | 27.1 | 27.0933 | 27.0875 | 27.0824 | 25.5778 | 24.1568 | 22.8147 |  | 154 | 0 | 1840.3867 | 92.1 | 771.52 | 500.8667 | 1531.5267 | 1532.38 | 980.32 | 146.4667 | 27.1 | 331.6667 | 28.8067 | 146.9667 | 5126.6 | 922.7067 | 1158.9333 | 322.96 | 136.84 | 456.2867 | 270.8467 | 80.3867 | 926.2533 | 230.6667 | 1040.5067 | 1372.48 | 68.08 | 3350.8667 | 21.2 | 66.1667 | 2787.9333 | 122266.8933 | 5381.3333 | 706.2667 | 98 | 355.0533 | 1834.2 | 126.1333 | 529.7333 | 2706.6667 | 130.9467 | 882.1667 | 946.72 | 2026.8 | 332.1067 | 587.8667 | 370 | 1506.2 | 184.1533 | 280.3533 | 1151.4667 | 153.7467 | 548.8 | 7492.86 | 728.9333 | 64.2 | 93.6267 | 238.4933 | 245.5333 | 1146.2333 | 152.54 | 14198.7333 | 2171.4733 | 239.9667 | 1482.78 | 433.8533 | 95.2667 | 64.3667 | 469.5467 | 1022.46
| 143 |  |  | Customers Added in last 10 years |  | -5.243% | 0% | 0% | 0% | 0% | 0% | 0% |  | 155 | 0 | 0.018797 | -4.709% | 2.38% | 7.758% | 10% | 10.75% | 2.798% | 10.39% | -5.243% | 17.93% | 16.39% | 11% | 12.12% | 2.942% | 3.778% | 20.86% | -1.441% | 6.119% | 9.461% | -5.903% | 2.916% | 17.47% | 0.17586 | 0.16336 | -0.019224 | 0.054493 | 0.16608 | 0.046349 | 0.31793 | 0.090122 | 0.16108 | 0.18877 | -0.04547 | 0.038303 | 0.16208 | 0.12887 | 0.48133 | 0.11063 | 0.089991 | 0.75533 | 0.15581 | 0.10566 | 0.19875 | 0.024561 | -0.020864 | 0.18191 | 0.12412 | 0.081189 | 0.12435 | 0.074682 | 0.079962 | 0.23146 | 0.032339 | 0.034358 | 0.0061654 | 0.020483 | 0.10573 | 0.024477 | 0.098807 | 0.1236 | 0.11472 | 0.22418 | 0.15282 | 0.073163 | 0.082513 | 0.0047232 | 0.10413 | 0.12556
| 144 |  |  | Trend |  | 10 | 11 | 12 | 13 | 14 | 14 | 15 |  | 156 | 0 | 10 | 10 | 10 | 10 | 10 | 10 | 10 | 10 | 10 | 10 | 10 | 10 | 10 | 10 | 10 | 10 | 10 | 10 | 10 | 10 | 10 | 10 | 10 | 10 | 10 | 10 | 10 | 10 | 10 | 10 | 10 | 10 | 10 | 10 | 10 | 10 | 10 | 10 | 10 | 10 | 10 | 10 | 10 | 10 | 10 | 10 | 10 | 10 | 10 | 10 | 10 | 10 | 10 | 10 | 10 | 10 | 10 | 10 | 10 | 10 | 10 | 10 | 10 | 10 | 10 | 10 | 10 | 10
| 145 | [12 empty] | 157 | 0
| 146 | [12 empty] | 158 | 0
| 147 | Company-Specific Parameter Estimates* | [11 empty] | 159 | 0
| 148 |  | 91 | Constant |  | 12.8147 | 12.8147 | 12.8147 | 12.8147 | 12.8147 | 12.8147 | 12.8147 |  | 160 | 0 | 12.8097 | 12.8157 | 12.8145 | 12.8153 | 12.8168 | 12.8166 | 12.8129 | 12.8133 | 12.8147 | 12.8123 | 12.8109 | 12.8111 | 12.8164 | 12.8214 | 12.8191 | 12.8121 | 12.8205 | 12.8153 | 12.8157 | 12.8124 | 12.8161 | 12.8145 | 12.8109 | 12.8115 | 12.8149 | 12.8187 | 12.8177 | 12.8066 | 12.817 | 12.8151 | 12.8153 | 12.8159 | 12.8132 | 12.8141 | 12.8202 | 12.8129 | 12.8195 | 12.8131 | 12.8144 | 12.8193 | 12.8143 | 12.7877 | 12.8109 | 12.8148 | 12.8311 | 12.8119 | 12.8147 | 12.8141 | 12.8195 | 12.8144 | 12.8129 | 12.8172 | 12.8064 | 12.8221 | 12.8123 | 12.8146 | 12.8148 | 12.8098 | 12.8142 | 12.8023 | 12.8149 | 12.8153 | 12.8136 | 12.8158 | 12.8153 | 12.8145 | 12.8135 | 12.8133
| 149 |  | 92 | Capital Price / OM&A Price (WK) |  | 0.62666 | 0.62666 | 0.62666 | 0.62666 | 0.62666 | 0.62666 | 0.62666 |  | 161 | 0 | 0.62643 | 0.62654 | 0.6328 | 0.62664 | 0.62645 | 0.62626 | 0.62778 | 0.62722 | 0.62666 | 0.62937 | 0.63118 | 0.62749 | 0.6267 | 0.62822 | 0.62672 | 0.62772 | 0.6265 | 0.62608 | 0.6221 | 0.62704 | 0.62747 | 0.62877 | 0.62628 | 0.62562 | 0.62749 | 0.62706 | 0.62696 | 0.63025 | 0.61949 | 0.63013 | 0.62764 | 0.6278 | 0.62593 | 0.62904 | 0.62523 | 0.62668 | 0.62707 | 0.63058 | 0.62706 | 0.62545 | 0.6277 | 0.62881 | 0.62469 | 0.62569 | 0.62681 | 0.62461 | 0.62744 | 0.62652 | 0.62689 | 0.62692 | 0.62561 | 0.62713 | 0.6309 | 0.62426 | 0.62764 | 0.62667 | 0.62669 | 0.63219 | 0.62699 | 0.63227 | 0.62695 | 0.62623 | 0.62557 | 0.62845 | 0.62705 | 0.62665 | 0.6269 | 0.6265
| 150 |  | 93 | Customers (Y1) |  | 0.44525 | 0.44525 | 0.44525 | 0.44525 | 0.44525 | 0.44525 | 0.44525 |  | 162 | 0 | 0.45714 | 0.4439 | 0.44057 | 0.44478 | 0.43873 | 0.43589 | 0.4448 | 0.44755 | 0.44525 | 0.44062 | 0.44745 | 0.44314 | 0.43942 | 0.42638 | 0.45245 | 0.45272 | 0.44522 | 0.44683 | 0.45202 | 0.4464 | 0.43863 | 0.43902 | 0.47444 | 0.43648 | 0.43963 | 0.45823 | 0.45389 | 0.44426 | 0.45117 | 0.40373 | 0.44481 | 0.44246 | 0.44822 | 0.4429 | 0.4801 | 0.44869 | 0.43983 | 0.45002 | 0.44574 | 0.45821 | 0.44786 | 0.49067 | 0.44851 | 0.4453 | 0.42477 | 0.45612 | 0.44338 | 0.4471 | 0.45682 | 0.44495 | 0.37201 | 0.42382 | 0.44132 | 0.43709 | 0.45049 | 0.44556 | 0.44465 | 0.42625 | 0.44494 | 0.46436 | 0.44038 | 0.44449 | 0.44953 | 0.44343 | 0.44683 | 0.45068 | 0.44533 | 0.44552
| 151 |  | 94 | Capacity (Y2) |  | 0.15518 | 0.15518 | 0.15518 | 0.15518 | 0.15518 | 0.15518 | 0.15518 |  | 163 | 0 | 0.15666 | 0.16174 | 0.16083 | 0.15981 | 0.1631 | 0.16832 | 0.16252 | 0.15481 | 0.15518 | 0.16553 | 0.16256 | 0.16819 | 0.16934 | 0.16915 | 0.16697 | 0.1551 | 0.15785 | 0.16157 | 0.15456 | 0.1616 | 0.16457 | 0.15671 | 0.14416 | 0.17462 | 0.15974 | 0.15922 | 0.15558 | 0.16039 | 0.15947 | 0.19341 | 0.16029 | 0.16089 | 0.1609 | 0.16304 | 0.13324 | 0.16589 | 0.15709 | 0.15933 | 0.15813 | 0.16041 | 0.15921 | 0.13794 | 0.16229 | 0.15852 | 0.14777 | 0.153 | 0.16052 | 0.15841 | 0.15097 | 0.16022 | 0.22133 | 0.19096 | 0.16788 | 0.15563 | 0.15673 | 0.15984 | 0.16112 | 0.17552 | 0.15948 | 0.13104 | 0.16531 | 0.16304 | 0.15806 | 0.16239 | 0.15926 | 0.16139 | 0.16259 | 0.16241
| 152 |  | 95 | Deliveries (Y3) |  | 0.10877 | 0.10877 | 0.10877 | 0.10877 | 0.10877 | 0.10877 | 0.10877 |  | 164 | 0 | 0.11096 | 0.09948 | 0.11006 | 0.10506 | 0.10907 | 0.10745 | 0.10179 | 0.10977 | 0.10877 | 0.10467 | 0.10661 | 0.10184 | 0.10619 | 0.11285 | 0.086398 | 0.10572 | 0.10303 | 0.10431 | 0.092676 | 0.10612 | 0.10433 | 0.11428 | 0.095699 | 0.10574 | 0.10851 | 0.10671 | 0.099503 | 0.1169 | 0.10339 | 0.10604 | 0.10539 | 0.10314 | 0.10307 | 0.10524 | 0.10889 | 0.1002 | 0.10423 | 0.10629 | 0.10738 | 0.10063 | 0.10381 | 0.10318 | 0.10832 | 0.10728 | 0.11598 | 0.10318 | 0.10658 | 0.10528 | 0.10513 | 0.10578 | 0.090322 | 0.094678 | 0.10111 | 0.10924 | 0.10739 | 0.10708 | 0.10421 | 0.10677 | 0.10513 | 0.089453 | 0.10395 | 0.10219 | 0.10393 | 0.10416 | 0.10426 | 0.10058 | 0.10388 | 0.10831
| 153 |  | 96 | WKWK |  | 0.12097 | 0.12097 | 0.12097 | 0.12097 | 0.12097 | 0.12097 | 0.12097 |  | 165 | 0 | 0.12359 | 0.12325 | 0.13217 | 0.12013 | 0.12289 | 0.12189 | 0.12919 | 0.12487 | 0.12097 | 0.12794 | 0.13706 | 0.12871 | 0.12148 | 0.13727 | 0.12198 | 0.12677 | 0.12174 | 0.12172 | 0.11428 | 0.12322 | 0.13002 | 0.12618 | 0.12 | 0.13146 | 0.12181 | 0.12244 | 0.12596 | 0.13567 | 0.12826 | 0.12455 | 0.12369 | 0.1246 | 0.11836 | 0.13312 | 0.12362 | 0.125 | 0.12618 | 0.13061 | 0.12542 | 0.13132 | 0.12894 | 0.12284 | 0.11202 | 0.12071 | 0.11117 | 0.12795 | 0.12694 | 0.12261 | 0.1251 | 0.12358 | 0.1181 | 0.1215 | 0.14194 | 0.1114 | 0.12417 | 0.12343 | 0.12114 | 0.1425 | 0.12528 | 0.12446 | 0.12308 | 0.121 | 0.13067 | 0.12332 | 0.12567 | 0.12078 | 0.12658 | 0.13015
| 154 |  | 97 | Y1Y1 |  | -0.41444 | -0.41444 | -0.41444 | -0.41444 | -0.41444 | -0.41444 | -0.41444 |  | 166 | 0 | -0.4003 | -0.3541 | -0.38079 | -0.36934 | -0.37239 | -0.34926 | -0.34794 | -0.39557 | -0.41444 | -0.42902 | -0.33468 | -0.39218 | -0.35196 | -0.36637 | -0.45925 | -0.37267 | -0.43179 | -0.37735 | -0.35842 | -0.35454 | -0.39269 | -0.3894 | -0.37946 | -0.31748 | -0.22895 | -0.38479 | -0.43887 | -0.37338 | -0.38501 | -0.40142 | -0.37925 | -0.37932 | -0.3235 | -0.37139 | -0.34806 | -0.37422 | -0.37768 | -0.38956 | -0.31508 | -0.46205 | -0.37219 | -0.30444 | -0.37416 | -0.35103 | -0.5183 | -0.40931 | -0.37469 | -0.396 | -0.40599 | -0.37281 | -0.51307 | -0.37229 | -0.40964 | -0.25489 | -0.40561 | -0.33851 | -0.38744 | -0.44696 | -0.39135 | -0.35637 | -0.37352 | -0.24161 | -0.37604 | -0.37606 | -0.39025 | -0.41491 | -0.38196 | -0.39022
| 155 |  | 98 | Y2Y2 |  | 0.17812 | 0.17812 | 0.17812 | 0.17812 | 0.17812 | 0.17812 | 0.17812 |  | 167 | 0 | 0.22273 | 0.21301 | 0.17336 | 0.19756 | 0.18996 | 0.20491 | 0.20382 | 0.25153 | 0.17812 | 0.16845 | 0.20464 | 0.16959 | 0.20305 | 0.1825 | 0.15794 | 0.11633 | 0.12513 | 0.18856 | 0.21778 | 0.19562 | 0.18108 | 0.17302 | 0.20375 | 0.27741 | 0.23572 | 0.17074 | 0.17421 | 0.10588 | 0.19239 | 0.18618 | 0.19081 | 0.18058 | 0.25101 | 0.18885 | 0.20335 | 0.18687 | 0.17513 | 0.16742 | 0.21824 | 0.17122 | 0.18869 | 0.23286 | 0.19219 | 0.20632 | 0.1666 | 0.17928 | 0.19331 | 0.18085 | 0.18599 | 0.22907 | 0.0066008 | 0.25107 | 0.16814 | 0.23847 | 0.17994 | 0.17481 | 0.19023 | 0.15427 | 0.17868 | 0.2032 | 0.18635 | 0.30866 | 0.18983 | 0.18277 | 0.19466 | 0.18263 | 0.19408 | 0.2138
| 156 |  | 99 | Y3Y3 |  | 0.17433 | 0.17433 | 0.17433 | 0.17433 | 0.17433 | 0.17433 | 0.17433 |  | 168 | 0 | 0.17178 | 0.15484 | 0.17795 | 0.16647 | 0.17189 | 0.16731 | 0.16002 | 0.17827 | 0.17433 | 0.16438 | 0.16941 | 0.1553 | 0.15625 | 0.18665 | 0.15476 | 0.14312 | 0.15578 | 0.16397 | 0.13417 | 0.16891 | 0.16408 | 0.21578 | 0.14261 | 0.15394 | 0.18141 | 0.14351 | 0.14621 | 0.20679 | 0.15813 | 0.15656 | 0.16404 | 0.16783 | 0.15958 | 0.1666 | 0.169 | 0.15194 | 0.16973 | 0.16721 | 0.17102 | 0.14752 | 0.16767 | 0.16213 | 0.17567 | 0.17125 | 0.17822 | 0.16292 | 0.17114 | 0.16716 | 0.15717 | 0.16152 | 0.14222 | 0.14597 | 0.1557 | 0.17969 | 0.16936 | 0.17654 | 0.16143 | 0.1668 | 0.16929 | 0.14636 | 0.16484 | 0.15542 | 0.16233 | 0.16374 | 0.16202 | 0.14955 | 0.15976 | 0.14706
| 157 |  | 100 | WKY1 |  | 0.05258 | 0.05258 | 0.05258 | 0.05258 | 0.05258 | 0.05258 | 0.05258 |  | 169 | 0 | 0.04916 | 0.053285 | 0.046439 | 0.053781 | 0.054124 | 0.055404 | 0.053205 | 0.053513 | 0.05258 | 0.054667 | 0.050297 | 0.054182 | 0.054306 | 0.051313 | 0.052884 | 0.051479 | 0.053176 | 0.054159 | 0.05842 | 0.053813 | 0.055239 | 0.04945 | 0.055102 | 0.039288 | 0.05021 | 0.053955 | 0.05259 | 0.04839 | 0.052148 | 0.060342 | 0.054713 | 0.050898 | 0.053635 | 0.053265 | 0.052299 | 0.054883 | 0.052741 | 0.055237 | 0.053502 | 0.056034 | 0.050555 | 0.05439 | 0.056171 | 0.05401 | 0.054393 | 0.05509 | 0.053717 | 0.053535 | 0.053226 | 0.05427 | 0.053855 | 0.05504 | 0.053373 | 0.055167 | 0.046101 | 0.054132 | 0.053735 | 0.059101 | 0.054763 | 0.053566 | 0.054045 | 0.053359 | 0.052963 | 0.05599 | 0.054453 | 0.050136 | 0.053965 | 0.052538
| 158 |  | 101 | WKY2 |  | 0.010485 | 0.010485 | 0.010485 | 0.010485 | 0.010485 | 0.010485 | 0.010485 |  | 170 | 0 | 0.0083781 | 0.0097872 | 0.016353 | 0.0091958 | 0.0094218 | 0.0083372 | 0.01062 | 0.009259 | 0.010485 | 0.0079388 | 0.013606 | 0.0095944 | 0.0092235 | 0.010492 | 0.010885 | 0.011006 | 0.0097636 | 0.0094712 | 0.0080165 | 0.0096281 | 0.0087768 | 0.011465 | 0.0091022 | 0.02578 | 0.011841 | 0.0092728 | 0.011166 | 0.013064 | 0.0085114 | 0.0070053 | 0.0094876 | 0.010793 | 0.0089648 | 0.010125 | 0.010698 | 0.0091359 | 0.011021 | 0.010119 | 0.009998 | 0.0099902 | 0.010347 | 0.0092014 | 0.0079296 | 0.0095805 | 0.0064691 | 0.008662 | 0.010172 | 0.010016 | 0.010146 | 0.0093677 | 0.0094352 | 0.0081412 | 0.011248 | 0.0089178 | 0.018023 | 0.0093353 | 0.00984 | 0.0065931 | 0.0095373 | 0.013023 | 0.0095187 | 0.0098021 | 0.010509 | 0.0087628 | 0.0099898 | 0.010792 | 0.0097205 | 0.011579
| 159 |  | 102 | WKY3 |  | -0.00094108 | -0.00094108 | -0.00094108 | -0.00094108 | -0.00094108 | -0.00094108 | -0.00094108 |  | 171 | 0 | 0.0059947 | -0.00065026 | 0.001676 | 0.00027663 | -0.00026036 | -0.00057366 | -0.00022491 | 0.00085377 | -0.00094108 | 6.1302e-05 | 0.00068268 | 3.4374e-05 | -0.00015819 | 0.0022701 | -0.00032347 | 0.00114 | -0.00059076 | -0.00021441 | -0.0023827 | -1.5707e-05 | -0.00038826 | 0.0027193 | -0.00082985 | -0.0014134 | 0.00089397 | 0.00034302 | -0.0011295 | 0.0012109 | -0.0015813 | -0.0010943 | -9.2664e-05 | 0.0020224 | 0.00030844 | 0.00031725 | -0.00050436 | -0.00044749 | -0.00030348 | -0.00010414 | -9.6678e-05 | -0.002226 | 0.0025923 | 0.00032685 | 0.0014275 | -0.00024676 | -0.00014618 | -0.0012932 | -0.00018589 | -4.6542e-05 | 3.9914e-05 | -0.00037944 | 8.5619e-06 | 0.00040339 | -0.00016964 | -0.00032773 | -0.0057988 | -0.00042344 | -0.00019945 | -0.00037832 | -0.00057615 | 0.00086317 | 0.00010601 | 1.6871e-05 | -0.00057384 | -0.0013678 | -0.00072531 | 0.0024768 | -0.000163 | -0.00088778
| 160 |  | 103 | Y1Y2 |  | 0.16991 | 0.16991 | 0.16991 | 0.16991 | 0.16991 | 0.16991 | 0.16991 |  | 172 | 0 | 0.13797 | 0.11557 | 0.15689 | 0.1355 | 0.14204 | 0.12037 | 0.11784 | 0.12467 | 0.16991 | 0.17822 | 0.11406 | 0.15457 | 0.11749 | 0.14857 | 0.20277 | 0.16928 | 0.19844 | 0.1417 | 0.10565 | 0.12594 | 0.15377 | 0.17713 | 0.12687 | 0.06315 | 0.056931 | 0.14042 | 0.17368 | 0.2066 | 0.14172 | 0.1462 | 0.14122 | 0.14828 | 0.081073 | 0.14016 | 0.12197 | 0.13473 | 0.15127 | 0.1591 | 0.1003 | 0.18397 | 0.14105 | 0.083836 | 0.14434 | 0.12438 | 0.23264 | 0.16334 | 0.14207 | 0.15696 | 0.15315 | 0.1192 | 0.29722 | 0.10195 | 0.16442 | 0.060242 | 0.16296 | 0.13835 | 0.14493 | 0.19561 | 0.15732 | 0.1137 | 0.14168 | 0.010267 | 0.1401 | 0.14373 | 0.14464 | 0.15398 | 0.13962 | 0.12574
| 161 |  | 104 | Y1Y3 |  | 0.071028 | 0.071028 | 0.071028 | 0.071028 | 0.071028 | 0.071028 | 0.071028 |  | 173 | 0 | 0.10144 | 0.070267 | 0.052321 | 0.066109 | 0.060033 | 0.058429 | 0.060515 | 0.10565 | 0.071028 | 0.077926 | 0.050262 | 0.066071 | 0.06442 | 0.043348 | 0.087725 | 0.036829 | 0.071962 | 0.067324 | 0.088856 | 0.058279 | 0.068984 | 0.03833 | 0.094291 | 0.084005 | 0.022877 | 0.079932 | 0.09912 | 0.022508 | 0.076522 | 0.065548 | 0.069628 | 0.060882 | 0.069712 | 0.062872 | 0.071905 | 0.072811 | 0.055763 | 0.064504 | 0.049629 | 0.10485 | 0.062592 | 0.068599 | 0.058454 | 0.060822 | 0.10871 | 0.081234 | 0.063908 | 0.069726 | 0.086219 | 0.084039 | 0.035908 | 0.09119 | 0.072918 | 0.033865 | 0.068817 | 0.035811 | 0.073845 | 0.076884 | 0.064616 | 0.083767 | 0.062218 | 0.06366 | 0.069425 | 0.062914 | 0.076791 | 0.088806 | 0.073164 | 0.098197
| 162 |  | 105 | Y2Y3 |  | -0.2125 | -0.2125 | -0.2125 | -0.2125 | -0.2125 | -0.2125 | -0.2125 |  | 174 | 0 | -0.23964 | -0.19378 | -0.19667 | -0.19982 | -0.19832 | -0.19208 | -0.18759 | -0.24875 | -0.2125 | -0.20942 | -0.18345 | -0.18795 | -0.18616 | -0.19652 | -0.21876 | -0.15026 | -0.19453 | -0.19832 | -0.19064 | -0.19299 | -0.19993 | -0.21718 | -0.20465 | -0.20482 | -0.17421 | -0.18437 | -0.21162 | -0.19951 | -0.20183 | -0.18735 | -0.19997 | -0.19546 | -0.19571 | -0.19653 | -0.20667 | -0.19132 | -0.19213 | -0.19818 | -0.1885 | -0.21814 | -0.1971 | -0.19706 | -0.20102 | -0.19939 | -0.25473 | -0.21196 | -0.20211 | -0.20387 | -0.20895 | -0.21329 | -0.14836 | -0.20664 | -0.19593 | -0.18137 | -0.20478 | -0.1816 | -0.20205 | -0.21056 | -0.20157 | -0.20257 | -0.19435 | -0.18647 | -0.19878 | -0.19414 | -0.20575 | -0.20265 | -0.19969 | -0.2104
| 163 |  | 106 | Average Line Length |  | 0.28674 | 0.28674 | 0.28674 | 0.28674 | 0.28674 | 0.28674 | 0.28674 |  | 175 | 0 | 0.27093 | 0.28998 | 0.28299 | 0.28708 | 0.28515 | 0.2842 | 0.28501 | 0.2837 | 0.28674 | 0.28379 | 0.28176 | 0.28164 | 0.28305 | 0.28483 | 0.2905 | 0.28274 | 0.2912 | 0.28274 | 0.29844 | 0.28145 | 0.28829 | 0.28413 | 0.28346 | 0.27953 | 0.28711 | 0.27985 | 0.28962 | 0.27114 | 0.28394 | 0.28104 | 0.28515 | 0.28738 | 0.28243 | 0.28456 | 0.28038 | 0.28086 | 0.29238 | 0.28031 | 0.28452 | 0.27894 | 0.28512 | 0.26489 | 0.27782 | 0.2862 | 0.30806 | 0.28425 | 0.28618 | 0.28527 | 0.28465 | 0.28472 | 0.31555 | 0.28773 | 0.28165 | 0.29288 | 0.28111 | 0.28413 | 0.28543 | 0.28562 | 0.28567 | 0.28632 | 0.28537 | 0.28547 | 0.28452 | 0.28349 | 0.28615 | 0.28488 | 0.28387 | 0.28112
| 164 |  | 107 | Customers Added in last 10 years |  | 0.016397 | 0.016397 | 0.016397 | 0.016397 | 0.016397 | 0.016397 | 0.016397 |  | 176 | 0 | 0.016552 | 0.016885 | 0.016313 | 0.016152 | 0.016394 | 0.015919 | 0.016487 | 0.017042 | 0.016397 | 0.017165 | 0.017149 | 0.016568 | 0.01547 | 0.014945 | 0.017399 | 0.016514 | 0.014788 | 0.0161 | 0.017492 | 0.017776 | 0.015676 | 0.01663 | 0.017247 | 0.015547 | 0.015159 | 0.015344 | 0.015823 | 0.016248 | 0.015396 | 0.015625 | 0.016239 | 0.016694 | 0.016122 | 0.016466 | 0.018086 | 0.016825 | 0.01608 | 0.017766 | 0.016227 | 0.0085355 | 0.0171 | 0.019258 | 0.016493 | 0.016517 | 0.013388 | 0.016813 | 0.016332 | 0.016703 | 0.015967 | 0.016073 | 0.018282 | 0.01707 | 0.018272 | 0.016742 | 0.01656 | 0.015803 | 0.016195 | 0.017401 | 0.016879 | 0.019029 | 0.01624 | 0.016075 | 0.016733 | 0.016232 | 0.016207 | 0.017372 | 0.016324 | 0.016522
| 165 |  | 108 | Trend |  | 0.017428 | 0.017428 | 0.017428 | 0.017428 | 0.017428 | 0.017428 | 0.017428 |  | 177 | 0 | 0.016748 | 0.01701 | 0.016956 | 0.017203 | 0.017087 | 0.016996 | 0.016907 | 0.017168 | 0.017428 | 0.01695 | 0.017414 | 0.017206 | 0.017081 | 0.017313 | 0.016956 | 0.017117 | 0.016815 | 0.017069 | 0.016939 | 0.017193 | 0.017161 | 0.016861 | 0.016993 | 0.017255 | 0.017003 | 0.016883 | 0.016823 | 0.017382 | 0.017119 | 0.016979 | 0.016909 | 0.016811 | 0.016892 | 0.017125 | 0.01719 | 0.016923 | 0.016879 | 0.016966 | 0.016987 | 0.01725 | 0.017318 | 0.016424 | 0.016899 | 0.017066 | 0.017635 | 0.017155 | 0.01719 | 0.017115 | 0.016953 | 0.017167 | 0.017631 | 0.016787 | 0.017071 | 0.017054 | 0.016892 | 0.016875 | 0.016864 | 0.017277 | 0.016923 | 0.016871 | 0.016977 | 0.016763 | 0.016859 | 0.016943 | 0.016837 | 0.016995 | 0.016955 | 0.017262
| 166 | [12 empty] | 178 | 0
| 167 | Sample Mean Values | [11 empty] | 179 | 0
| 168 | [12 empty] | 180 | 0
| 169 |  |  | Constant |  | 1 | 1 | 1 | 1 | 1 | 1 | 1 |  | 181 | 0 | 1 | 1 | 1 | 1 | 1 | 1 | 1 | 1 | 1 | 1 | 1 | 1 | 1 | 1 | 1 | 1 | 1 | 1 | 1 | 1 | 1 | 1 | 1 | 1 | 1 | 1 | 1 | 1 | 1 | 1 | 1 | 1 | 1 | 1 | 1 | 1 | 1 | 1 | 1 | 1 | 1 | 1 | 1 | 1 | 1 | 1 | 1 | 1 | 1 | 1 | 1 | 1 | 1 | 1 | 1 | 1 | 1 | 1 | 1 | 1 | 1 | 1 | 1 | 1 | 1 | 1 | 1 | 1
| 170 |  |  | Capital Price / OM&A Price (WK) |  | 0.1644 | 0.1644 | 0.1644 | 0.1644 | 0.1644 | 0.1644 | 0.1644 |  | 182 | 0 | 0.1644 | 0.1644 | 0.1644 | 0.1644 | 0.1644 | 0.1644 | 0.1644 | 0.1644 | 0.1644 | 0.1644 | 0.1644 | 0.1644 | 0.1644 | 0.1644 | 0.1644 | 0.1644 | 0.1644 | 0.1644 | 0.1644 | 0.1644 | 0.1644 | 0.1644 | 0.1644 | 0.1644 | 0.1644 | 0.1644 | 0.1644 | 0.1644 | 0.1644 | 0.1644 | 0.1644 | 0.1644 | 0.1644 | 0.1644 | 0.1644 | 0.1644 | 0.1644 | 0.1644 | 0.1644 | 0.1644 | 0.1644 | 0.1644 | 0.1644 | 0.1644 | 0.1644 | 0.1644 | 0.1644 | 0.1644 | 0.1644 | 0.1644 | 0.1644 | 0.1644 | 0.1644 | 0.1644 | 0.1644 | 0.1644 | 0.1644 | 0.1644 | 0.1644 | 0.1644 | 0.1644 | 0.1644 | 0.1644 | 0.1644 | 0.1644 | 0.1644 | 0.1644 | 0.1644
| 171 |  |  | Customers (Y1) |  | 63422.3118 | 63422.3118 | 63422.3118 | 63422.3118 | 63422.3118 | 63422.3118 | 63422.3118 |  | 183 | 0 | 63422.3118 | 63422.3118 | 63422.3118 | 63422.3118 | 63422.3118 | 63422.3118 | 63422.3118 | 63422.3118 | 63422.3118 | 63422.3118 | 63422.3118 | 63422.3118 | 63422.3118 | 63422.3118 | 63422.3118 | 63422.3118 | 63422.3118 | 63422.3118 | 63422.3118 | 63422.3118 | 63422.3118 | 63422.3118 | 63422.3118 | 63422.3118 | 63422.3118 | 63422.3118 | 63422.3118 | 63422.3118 | 63422.3118 | 63422.3118 | 63422.3118 | 63422.3118 | 63422.3118 | 63422.3118 | 63422.3118 | 63422.3118 | 63422.3118 | 63422.3118 | 63422.3118 | 63422.3118 | 63422.3118 | 63422.3118 | 63422.3118 | 63422.3118 | 63422.3118 | 63422.3118 | 63422.3118 | 63422.3118 | 63422.3118 | 63422.3118 | 63422.3118 | 63422.3118 | 63422.3118 | 63422.3118 | 63422.3118 | 63422.3118 | 63422.3118 | 63422.3118 | 63422.3118 | 63422.3118 | 63422.3118 | 63422.3118 | 63422.3118 | 63422.3118 | 63422.3118 | 63422.3118 | 63422.3118 | 63422.3118
| 172 |  |  | Capacity (Y2) |  | 345129.0146 | 345129.0146 | 345129.0146 | 345129.0146 | 345129.0146 | 345129.0146 | 345129.0146 |  | 184 | 0 | 345129.0146 | 345129.0146 | 345129.0146 | 345129.0146 | 345129.0146 | 345129.0146 | 345129.0146 | 345129.0146 | 345129.0146 | 345129.0146 | 345129.0146 | 345129.0146 | 345129.0146 | 345129.0146 | 345129.0146 | 345129.0146 | 345129.0146 | 345129.0146 | 345129.0146 | 345129.0146 | 345129.0146 | 345129.0146 | 345129.0146 | 345129.0146 | 345129.0146 | 345129.0146 | 345129.0146 | 345129.0146 | 345129.0146 | 345129.0146 | 345129.0146 | 345129.0146 | 345129.0146 | 345129.0146 | 345129.0146 | 345129.0146 | 345129.0146 | 345129.0146 | 345129.0146 | 345129.0146 | 345129.0146 | 345129.0146 | 345129.0146 | 345129.0146 | 345129.0146 | 345129.0146 | 345129.0146 | 345129.0146 | 345129.0146 | 345129.0146 | 345129.0146 | 345129.0146 | 345129.0146 | 345129.0146 | 345129.0146 | 345129.0146 | 345129.0146 | 345129.0146 | 345129.0146 | 345129.0146 | 345129.0146 | 345129.0146 | 345129.0146 | 345129.0146 | 345129.0146 | 345129.0146 | 345129.0146 | 345129.0146
| 173 |  |  | Deliveries (Y3 |  | 1630327994.0633 | 1630327994.0633 | 1630327994.0633 | 1630327994.0633 | 1630327994.0633 | 1630327994.0633 | 1630327994.0633 |  | 185 | 0 | 1630327994.0633 | 1630327994.0633 | 1630327994.0633 | 1630327994.0633 | 1630327994.0633 | 1630327994.0633 | 1630327994.0633 | 1630327994.0633 | 1630327994.0633 | 1630327994.0633 | 1630327994.0633 | 1630327994.0633 | 1630327994.0633 | 1630327994.0633 | 1630327994.0633 | 1630327994.0633 | 1630327994.0633 | 1630327994.0633 | 1630327994.0633 | 1630327994.0633 | 1630327994.0633 | 1630327994.0633 | 1630327994.0633 | 1630327994.0633 | 1630327994.0633 | 1630327994.0633 | 1630327994.0633 | 1630327994.0633 | 1630327994.0633 | 1630327994.0633 | 1630327994.0633 | 1630327994.0633 | 1630327994.0633 | 1630327994.0633 | 1630327994.0633 | 1630327994.0633 | 1630327994.0633 | 1630327994.0633 | 1630327994.0633 | 1630327994.0633 | 1630327994.0633 | 1630327994.0633 | 1630327994.0633 | 1630327994.0633 | 1630327994.0633 | 1630327994.0633 | 1630327994.0633 | 1630327994.0633 | 1630327994.0633 | 1630327994.0633 | 1630327994.0633 | 1630327994.0633 | 1630327994.0633 | 1630327994.0633 | 1630327994.0633 | 1630327994.0633 | 1630327994.0633 | 1630327994.0633 | 1630327994.0633 | 1630327994.0633 | 1630327994.0633 | 1630327994.0633 | 1630327994.0633 | 1630327994.0633 | 1630327994.0633 | 1630327994.0633 | 1630327994.0633 | 1630327994.0633
| 174 |  |  | WKWK |  | 1 | 1 | 1 | 1 | 1 | 1 | 1 |  | 186 | 0 | 1 | 1 | 1 | 1 | 1 | 1 | 1 | 1 | 1 | 1 | 1 | 1 | 1 | 1 | 1 | 1 | 1 | 1 | 1 | 1 | 1 | 1 | 1 | 1 | 1 | 1 | 1 | 1 | 1 | 1 | 1 | 1 | 1 | 1 | 1 | 1 | 1 | 1 | 1 | 1 | 1 | 1 | 1 | 1 | 1 | 1 | 1 | 1 | 1 | 1 | 1 | 1 | 1 | 1 | 1 | 1 | 1 | 1 | 1 | 1 | 1 | 1 | 1 | 1 | 1 | 1 | 1 | 1
| 175 |  |  | Y1Y1 |  | 1 | 1 | 1 | 1 | 1 | 1 | 1 |  | 187 | 0 | 1 | 1 | 1 | 1 | 1 | 1 | 1 | 1 | 1 | 1 | 1 | 1 | 1 | 1 | 1 | 1 | 1 | 1 | 1 | 1 | 1 | 1 | 1 | 1 | 1 | 1 | 1 | 1 | 1 | 1 | 1 | 1 | 1 | 1 | 1 | 1 | 1 | 1 | 1 | 1 | 1 | 1 | 1 | 1 | 1 | 1 | 1 | 1 | 1 | 1 | 1 | 1 | 1 | 1 | 1 | 1 | 1 | 1 | 1 | 1 | 1 | 1 | 1 | 1 | 1 | 1 | 1 | 1
| 176 |  |  | Y2Y2 |  | 1 | 1 | 1 | 1 | 1 | 1 | 1 |  | 188 | 0 | 1 | 1 | 1 | 1 | 1 | 1 | 1 | 1 | 1 | 1 | 1 | 1 | 1 | 1 | 1 | 1 | 1 | 1 | 1 | 1 | 1 | 1 | 1 | 1 | 1 | 1 | 1 | 1 | 1 | 1 | 1 | 1 | 1 | 1 | 1 | 1 | 1 | 1 | 1 | 1 | 1 | 1 | 1 | 1 | 1 | 1 | 1 | 1 | 1 | 1 | 1 | 1 | 1 | 1 | 1 | 1 | 1 | 1 | 1 | 1 | 1 | 1 | 1 | 1 | 1 | 1 | 1 | 1
| 177 |  |  | Y3Y3 |  | 1 | 1 | 1 | 1 | 1 | 1 | 1 |  | 189 | 0 | 1 | 1 | 1 | 1 | 1 | 1 | 1 | 1 | 1 | 1 | 1 | 1 | 1 | 1 | 1 | 1 | 1 | 1 | 1 | 1 | 1 | 1 | 1 | 1 | 1 | 1 | 1 | 1 | 1 | 1 | 1 | 1 | 1 | 1 | 1 | 1 | 1 | 1 | 1 | 1 | 1 | 1 | 1 | 1 | 1 | 1 | 1 | 1 | 1 | 1 | 1 | 1 | 1 | 1 | 1 | 1 | 1 | 1 | 1 | 1 | 1 | 1 | 1 | 1 | 1 | 1 | 1 | 1
| 178 |  |  | WKY1 |  | 1 | 1 | 1 | 1 | 1 | 1 | 1 |  | 190 | 0 | 1 | 1 | 1 | 1 | 1 | 1 | 1 | 1 | 1 | 1 | 1 | 1 | 1 | 1 | 1 | 1 | 1 | 1 | 1 | 1 | 1 | 1 | 1 | 1 | 1 | 1 | 1 | 1 | 1 | 1 | 1 | 1 | 1 | 1 | 1 | 1 | 1 | 1 | 1 | 1 | 1 | 1 | 1 | 1 | 1 | 1 | 1 | 1 | 1 | 1 | 1 | 1 | 1 | 1 | 1 | 1 | 1 | 1 | 1 | 1 | 1 | 1 | 1 | 1 | 1 | 1 | 1 | 1
| 179 |  |  | WKY2 |  | 1 | 1 | 1 | 1 | 1 | 1 | 1 |  | 191 | 0 | 1 | 1 | 1 | 1 | 1 | 1 | 1 | 1 | 1 | 1 | 1 | 1 | 1 | 1 | 1 | 1 | 1 | 1 | 1 | 1 | 1 | 1 | 1 | 1 | 1 | 1 | 1 | 1 | 1 | 1 | 1 | 1 | 1 | 1 | 1 | 1 | 1 | 1 | 1 | 1 | 1 | 1 | 1 | 1 | 1 | 1 | 1 | 1 | 1 | 1 | 1 | 1 | 1 | 1 | 1 | 1 | 1 | 1 | 1 | 1 | 1 | 1 | 1 | 1 | 1 | 1 | 1 | 1
| 180 |  |  | WKY3 |  | 1 | 1 | 1 | 1 | 1 | 1 | 1 |  | 192 | 0 | 1 | 1 | 1 | 1 | 1 | 1 | 1 | 1 | 1 | 1 | 1 | 1 | 1 | 1 | 1 | 1 | 1 | 1 | 1 | 1 | 1 | 1 | 1 | 1 | 1 | 1 | 1 | 1 | 1 | 1 | 1 | 1 | 1 | 1 | 1 | 1 | 1 | 1 | 1 | 1 | 1 | 1 | 1 | 1 | 1 | 1 | 1 | 1 | 1 | 1 | 1 | 1 | 1 | 1 | 1 | 1 | 1 | 1 | 1 | 1 | 1 | 1 | 1 | 1 | 1 | 1 | 1 | 1
| 181 |  |  | Y1Y2 |  | 1 | 1 | 1 | 1 | 1 | 1 | 1 |  | 193 | 0 | 1 | 1 | 1 | 1 | 1 | 1 | 1 | 1 | 1 | 1 | 1 | 1 | 1 | 1 | 1 | 1 | 1 | 1 | 1 | 1 | 1 | 1 | 1 | 1 | 1 | 1 | 1 | 1 | 1 | 1 | 1 | 1 | 1 | 1 | 1 | 1 | 1 | 1 | 1 | 1 | 1 | 1 | 1 | 1 | 1 | 1 | 1 | 1 | 1 | 1 | 1 | 1 | 1 | 1 | 1 | 1 | 1 | 1 | 1 | 1 | 1 | 1 | 1 | 1 | 1 | 1 | 1 | 1
| 182 |  |  | Y1Y3 |  | 1 | 1 | 1 | 1 | 1 | 1 | 1 |  | 194 | 0 | 1 | 1 | 1 | 1 | 1 | 1 | 1 | 1 | 1 | 1 | 1 | 1 | 1 | 1 | 1 | 1 | 1 | 1 | 1 | 1 | 1 | 1 | 1 | 1 | 1 | 1 | 1 | 1 | 1 | 1 | 1 | 1 | 1 | 1 | 1 | 1 | 1 | 1 | 1 | 1 | 1 | 1 | 1 | 1 | 1 | 1 | 1 | 1 | 1 | 1 | 1 | 1 | 1 | 1 | 1 | 1 | 1 | 1 | 1 | 1 | 1 | 1 | 1 | 1 | 1 | 1 | 1 | 1
| 183 |  |  | Y2Y3 |  | 1 | 1 | 1 | 1 | 1 | 1 | 1 |  | 195 | 0 | 1 | 1 | 1 | 1 | 1 | 1 | 1 | 1 | 1 | 1 | 1 | 1 | 1 | 1 | 1 | 1 | 1 | 1 | 1 | 1 | 1 | 1 | 1 | 1 | 1 | 1 | 1 | 1 | 1 | 1 | 1 | 1 | 1 | 1 | 1 | 1 | 1 | 1 | 1 | 1 | 1 | 1 | 1 | 1 | 1 | 1 | 1 | 1 | 1 | 1 | 1 | 1 | 1 | 1 | 1 | 1 | 1 | 1 | 1 | 1 | 1 | 1 | 1 | 1 | 1 | 1 | 1 | 1
| 184 |  |  | Average Line Length |  | 2722.798 | 2722.798 | 2722.798 | 2722.798 | 2722.798 | 2722.798 | 2722.798 |  | 196 | 0 | 2722.798 | 2722.798 | 2722.798 | 2722.798 | 2722.798 | 2722.798 | 2722.798 | 2722.798 | 2722.798 | 2722.798 | 2722.798 | 2722.798 | 2722.798 | 2722.798 | 2722.798 | 2722.798 | 2722.798 | 2722.798 | 2722.798 | 2722.798 | 2722.798 | 2722.798 | 2722.798 | 2722.798 | 2722.798 | 2722.798 | 2722.798 | 2722.798 | 2722.798 | 2722.798 | 2722.798 | 2722.798 | 2722.798 | 2722.798 | 2722.798 | 2722.798 | 2722.798 | 2722.798 | 2722.798 | 2722.798 | 2722.798 | 2722.798 | 2722.798 | 2722.798 | 2722.798 | 2722.798 | 2722.798 | 2722.798 | 2722.798 | 2722.798 | 2722.798 | 2722.798 | 2722.798 | 2722.798 | 2722.798 | 2722.798 | 2722.798 | 2722.798 | 2722.798 | 2722.798 | 2722.798 | 2722.798 | 2722.798 | 2722.798 | 2722.798 | 2722.798 | 2722.798 | 2722.798
| 185 |  |  | Customers Added in last 10 years |  | 0.1286 | 0.1286 | 0.1286 | 0.1286 | 0.1286 | 0.1286 | 0.1286 |  | 197 | 0 | 0.1286 | 12.86% | 12.86% | 12.86% | 12.86% | 12.86% | 12.86% | 12.86% | 12.86% | 12.86% | 12.86% | 12.86% | 12.86% | 12.86% | 12.86% | 12.86% | 12.86% | 12.86% | 12.86% | 12.86% | 12.86% | 12.86% | 0.1286 | 0.1286 | 0.1286 | 0.1286 | 0.1286 | 0.1286 | 0.1286 | 0.1286 | 0.1286 | 0.1286 | 0.1286 | 0.1286 | 0.1286 | 0.1286 | 0.1286 | 0.1286 | 0.1286 | 0.1286 | 0.1286 | 0.1286 | 0.1286 | 0.1286 | 0.1286 | 0.1286 | 0.1286 | 0.1286 | 0.1286 | 0.1286 | 0.1286 | 0.1286 | 0.1286 | 0.1286 | 0.1286 | 0.1286 | 0.1286 | 0.1286 | 0.1286 | 0.1286 | 0.1286 | 0.1286 | 0.1286 | 0.1286 | 0.1286 | 0.1286 | 0.1286 | 0.1286
| 186 | [12 empty] | 198 | 0
| 187 | [12 empty] | 199 | 0
| 188 | [12 empty] | 200 | 0
| 189 | 2013 Values Logged and Mean Scaled (where applicable) | [11 empty] | 201 | 0
| 190 | [12 empty] | 202 | 0
| 191 |  |  | Constant |  | 1 | 1 | 1 | 1 | 1 | 1 | 1 |  | 203 | 0 | 1 | 1 | 1 | 1 | 1 | 1 | 1 | 1 | 1 | 1 | 1 | 1 | 1 | 1 | 1 | 1 | 1 | 1 | 1 | 1 | 1 | 1 | 1 | 1 | 1 | 1 | 1 | 1 | 1 | 1 | 1 | 1 | 1 | 1 | 1 | 1 | 1 | 1 | 1 | 1 | 1 | 1 | 1 | 1 | 1 | 1 | 1 | 1 | 1 | 1 | 1 | 1 | 1 | 1 | 1 | 1 | 1 | 1 | 1 | 1 | 1 | 1 | 1 | 1 | 1 | 1 | 1 | 1
| 192 |  |  | Capital Price / OM&A Price (WK) |  | -0.11349 | -0.11904 | -0.12457 | -0.15459 | -0.98566 | -0.98566 | -0.98566 |  | 204 | 0 | -0.040634 | -0.10045 | -0.1799 | -0.11584 | -0.23229 | -0.2033 | -0.10194 | -0.16489 | -0.11349 | -0.066024 | -0.26472 | -0.2957 | -0.27243 | -0.13429 | -0.2957 | -0.14031 | -0.11349 | -0.2957 | -0.11695 | -0.10045 | -0.11349 | -0.23229 | -0.16489 | -0.25256 | -0.11349 | -0.23229 | -0.021032 | -0.021032 | -0.27243 | -0.21737 | -0.26472 | -0.20866 | -0.16191 | -0.065292 | -0.2033 | -0.12049 | -0.12945 | -0.14031 | -0.047581 | -0.23229 | -0.24105 | -0.10194 | -0.10194 | -0.043425 | -0.14993 | -0.25256 | -0.24105 | -0.20866 | -0.27243 | 0.039658 | -0.058494 | -0.27243 | -0.040634 | 0.039658 | -0.10553 | -0.10045 | -0.14031 | -0.10045 | -0.16981 | -0.27243 | -0.27718 | -0.20866 | -0.2033 | -0.10194 | -0.11212 | -0.2033 | -0.011778 | -0.27718
| 193 |  |  | Customers (Y1) |  | -3.9291 | -3.9501 | -3.9602 | -3.9702 | #NUM! | #NUM! | #NUM! |  | 205 | 0 | -1.6896 | -3.6557 | -0.55648 | -0.4759 | 0.052247 | 0.011019 | -0.78916 | -2.2332 | -3.9291 | -1.3246 | -3.3904 | -1.6821 | 1.1719 | -0.4403 | 0.3264 | -1.2245 | -2.9611 | -0.77131 | -1.1137 | -2.8291 | -0.292 | -1.7367 | -0.15319 | -1.0537 | -3.1551 | 1.3478 | -3.8669 | -2.4394 | 0.91677 | 3.0264 | 1.6428 | -1.3499 | -2.4337 | -0.83414 | 0.39411 | -1.8261 | -1.5541 | 0.8968 | -2.1714 | -0.54383 | -0.58127 | -0.16795 | -1.9269 | -0.96885 | -2.3569 | 0.081548 | -1.6649 | -1.542 | -0.11009 | -1.7525 | -0.55048 | 1.7487 | -0.63866 | -2.697 | -2.3791 | -3.1238 | -1.3022 | -0.22253 | -2.1904 | 2.486 | 0.63378 | -1.5586 | -0.12035 | -1.0207 | -2.831 | -2.8072 | -1.007 | -0.40792
| 194 |  |  | Capacity (Y2) |  | -3.6602 | -3.6602 | -3.6602 | -3.6602 | -3.6602 | -3.6602 | -3.6602 |  | 206 | 0 | -1.986 | -3.6781 | -0.45319 | -0.55772 | 0.095437 | 0.10264 | -1.0822 | -2.1564 | -3.6602 | -1.588 | -3.8628 | -1.6808 | 1.5403 | -0.37597 | 0.64331 | -1.1555 | -3.0973 | -0.87814 | -1.1283 | -2.9069 | -0.51149 | -1.7994 | -0.14377 | -0.47723 | -2.7252 | 1.34 | -3.8088 | -2.155 | 0.88497 | 2.9368 | 1.4813 | -1.6413 | -2.7084 | -0.85035 | 0.11339 | -1.918 | -1.5957 | 0.73446 | -2.1387 | -0.6605 | -0.74448 | -0.24821 | -2.0172 | -1.0415 | -2.552 | 0.096516 | -1.8614 | -1.5274 | -0.38498 | -1.974 | -0.75819 | 1.7804 | -0.79191 | -2.8486 | -2.1645 | -2.7192 | -1.4936 | -0.55186 | -1.9637 | 2.6769 | 0.43153 | -2.3935 | -0.1565 | -1.196 | -2.9593 | -2.5259 | -1.2965 | -0.50408
| 195 |  |  | Deliveries (Y3) |  | -4.207 | -4.1949 | -4.1775 | -4.1893 | #NUM! | #NUM! | #NUM! |  | 207 | 0 | -2.115 | -3.8391 | -0.48399 | -0.5239 | -0.0032034 | 0.041139 | -1.2594 | -2.4546 | -4.207 | -1.705 | -4.0622 | -1.9299 | 1.4992 | -0.60047 | 0.4038 | -1.2319 | -3.3749 | -1.1746 | -0.99289 | -3.13 | -0.65383 | -2.203 | 0.019766 | -1.1815 | -3.0289 | 1.1918 | -4.2518 | -2.4513 | 0.89504 | 3.0481 | 1.5055 | -1.9089 | -2.8332 | -0.85704 | 0.079469 | -1.9339 | -1.7648 | 0.65813 | -2.157 | -0.63295 | -0.94981 | -0.29861 | -2.1022 | -1.2093 | -2.6269 | -0.018009 | -1.9023 | -1.6927 | -0.41969 | -2.197 | -0.73731 | 1.6491 | -0.94943 | -2.9579 | -2.7885 | -3.1351 | -1.768 | -0.61472 | -2.1308 | 2.7185 | 0.44952 | -2.5542 | -0.13275 | -1.5102 | -2.7727 | -2.4898 | -1.3494 | -0.6351
| 196 |  |  | WKWK |  | 0.0064399 | 0.0070852 | 0.0077588 | 0.011949 | 0.48576 | 0.48576 | 0.48576 |  | 208 | 0 | 0.00082555 | 0.0050453 | 0.016183 | 0.0067092 | 0.026979 | 0.020666 | 0.0051964 | 0.013594 | 0.0064399 | 0.0021796 | 0.035037 | 0.043719 | 0.037109 | 0.0090173 | 0.043719 | 0.0098438 | 0.0064399 | 0.043719 | 0.0068387 | 0.0050453 | 0.0064399 | 0.026979 | 0.013594 | 0.031894 | 0.0064399 | 0.026979 | 0.00022118 | 0.00022118 | 0.037109 | 0.023625 | 0.035037 | 0.021769 | 0.013108 | 0.0021315 | 0.020666 | 0.0072584 | 0.0083786 | 0.0098438 | 0.001132 | 0.026979 | 0.029053 | 0.0051964 | 0.0051964 | 0.00094285 | 0.011239 | 0.031894 | 0.029053 | 0.021769 | 0.037109 | 0.00078638 | 0.0017108 | 0.037109 | 0.00082555 | 0.00078638 | 0.0055687 | 0.0050453 | 0.0098438 | 0.0050453 | 0.014418 | 0.037109 | 0.038415 | 0.021769 | 0.020666 | 0.0051964 | 0.0062852 | 0.020666 | 6.9359e-05 | 0.038415
| 197 |  |  | Y1Y1 |  | 7.7188 | 7.8018 | 7.8415 | 7.8812 | #NUM! | #NUM! | #NUM! |  | 209 | 0 | 1.4274 | 6.6822 | 0.15484 | 0.11324 | 0.0013649 | 6.0705e-05 | 0.31139 | 2.4936 | 7.7188 | 0.87733 | 5.7474 | 1.4148 | 0.68664 | 0.096932 | 0.053267 | 0.74964 | 4.3839 | 0.29746 | 0.62012 | 4.002 | 0.042631 | 1.508 | 0.011734 | 0.55514 | 4.9773 | 0.90831 | 7.4764 | 2.9755 | 0.42023 | 4.5794 | 1.3494 | 0.91114 | 2.9614 | 0.34789 | 0.07766 | 1.6672 | 1.2076 | 0.40213 | 2.3576 | 0.14787 | 0.16894 | 0.014104 | 1.8565 | 0.46933 | 2.7775 | 0.003325 | 1.386 | 1.1888 | 0.0060594 | 1.5356 | 0.15151 | 1.529 | 0.20394 | 3.637 | 2.8301 | 4.879 | 0.84791 | 0.02476 | 2.399 | 3.0902 | 0.20084 | 1.2146 | 0.0072418 | 0.52095 | 4.0073 | 3.9402 | 0.50707 | 0.083198
| 198 |  |  | Y2Y2 |  | 6.6986 | 6.6986 | 6.6986 | 6.6986 | 6.6986 | 6.6986 | 6.6986 |  | 210 | 0 | 1.9722 | 6.7641 | 0.10269 | 0.15553 | 0.0045541 | 0.0052675 | 0.58557 | 2.3251 | 6.6986 | 1.2608 | 7.4605 | 1.4125 | 1.1862 | 0.070676 | 0.20692 | 0.66757 | 4.7966 | 0.38557 | 0.63658 | 4.2251 | 0.13081 | 1.619 | 0.010334 | 0.11388 | 3.7134 | 0.89774 | 7.2536 | 2.3219 | 0.39159 | 4.3125 | 1.0972 | 1.3469 | 3.6678 | 0.36155 | 0.0064286 | 1.8393 | 1.2731 | 0.26972 | 2.2871 | 0.21813 | 0.27712 | 0.030803 | 2.0346 | 0.54232 | 3.2563 | 0.0046577 | 1.7325 | 1.1665 | 0.074103 | 1.9483 | 0.28743 | 1.585 | 0.31356 | 4.0574 | 2.3426 | 3.6971 | 1.1155 | 0.15227 | 1.928 | 3.583 | 0.093111 | 2.8643 | 0.012246 | 0.71516 | 4.3787 | 3.19 | 0.84043 | 0.12705
| 199 |  |  | Y3Y3 |  | 8.8493 | 8.7985 | 8.7259 | 8.775 | #NUM! | #NUM! | #NUM! |  | 211 | 0 | 2.2365 | 7.3695 | 0.11712 | 0.13723 | 5.1309e-06 | 0.00084621 | 0.79305 | 3.0125 | 8.8493 | 1.4535 | 8.2509 | 1.8622 | 1.1238 | 0.18028 | 0.081526 | 0.75884 | 5.6951 | 0.6899 | 0.49291 | 4.8984 | 0.21375 | 2.4265 | 0.00019535 | 0.69796 | 4.5871 | 0.71022 | 9.0388 | 3.0045 | 0.40055 | 4.6454 | 1.1333 | 1.8219 | 4.0136 | 0.36726 | 0.0031577 | 1.87 | 1.5572 | 0.21656 | 2.3264 | 0.20031 | 0.45107 | 0.044584 | 2.2096 | 0.73114 | 3.4504 | 0.00016215 | 1.8093 | 1.4326 | 0.088071 | 2.4133 | 0.27181 | 1.3598 | 0.4507 | 4.3745 | 3.8879 | 4.9143 | 1.563 | 0.18894 | 2.2702 | 3.695 | 0.10103 | 3.262 | 0.0088116 | 1.1403 | 3.844 | 3.0996 | 0.91047 | 0.20168
| 200 |  |  | WKY1 |  | 0.44591 | 0.47022 | 0.49332 | 0.61374 | #NUM! | #NUM! | #NUM! |  | 212 | 0 | 0.068656 | 0.36723 | 0.10011 | 0.055127 | -0.012136 | -0.0022401 | 0.080451 | 0.36823 | 0.44591 | 0.087458 | 0.8975 | 0.49741 | -0.31925 | 0.059129 | -0.096515 | 0.17181 | 0.33605 | 0.22807 | 0.13024 | 0.28419 | 0.033138 | 0.40341 | 0.02526 | 0.26612 | 0.35807 | -0.31308 | 0.081329 | 0.051307 | -0.24975 | -0.65784 | -0.43488 | 0.28167 | 0.39404 | 0.054463 | -0.080123 | 0.22001 | 0.20118 | -0.12583 | 0.10332 | 0.12633 | 0.14012 | 0.017122 | 0.19644 | 0.042072 | 0.35337 | -0.020596 | 0.40133 | 0.32174 | 0.029991 | -0.069499 | 0.0322 | -0.47641 | 0.025951 | -0.10696 | 0.25108 | 0.31379 | 0.18272 | 0.022354 | 0.37196 | -0.67727 | -0.17567 | 0.32521 | 0.024467 | 0.10406 | 0.31741 | 0.57071 | 0.011861 | 0.11307
| 201 |  |  | WKY2 |  | 0.4154 | 0.43571 | 0.45595 | 0.56582 | 3.6077 | 3.6077 | 3.6077 |  | 213 | 0 | 0.0807 | 0.36947 | 0.08153 | 0.064605 | -0.022169 | -0.020867 | 0.11032 | 0.35557 | 0.4154 | 0.10485 | 1.0225 | 0.49701 | -0.41961 | 0.05049 | -0.19023 | 0.16213 | 0.35151 | 0.25966 | 0.13196 | 0.29201 | 0.058048 | 0.41799 | 0.023706 | 0.12053 | 0.30928 | -0.31126 | 0.080108 | 0.045324 | -0.24109 | -0.63838 | -0.39214 | 0.34247 | 0.43853 | 0.055521 | -0.023052 | 0.23109 | 0.20656 | -0.10305 | 0.10176 | 0.15343 | 0.17946 | 0.025303 | 0.20565 | 0.045225 | 0.38262 | -0.024376 | 0.4487 | 0.31871 | 0.10488 | -0.078284 | 0.04435 | -0.48505 | 0.032178 | -0.11297 | 0.22843 | 0.27315 | 0.20958 | 0.055436 | 0.33346 | -0.72927 | -0.11961 | 0.49941 | 0.031817 | 0.12192 | 0.33179 | 0.51352 | 0.01527 | 0.13972
| 202 |  |  | WKY3 |  | 0.47745 | 0.49936 | 0.52039 | 0.64761 | #NUM! | #NUM! | #NUM! |  | 214 | 0 | 0.085939 | 0.38565 | 0.087071 | 0.060687 | 0.00074412 | -0.0083637 | 0.12839 | 0.40474 | 0.47745 | 0.11257 | 1.0753 | 0.57066 | -0.40842 | 0.080639 | -0.1194 | 0.17286 | 0.38302 | 0.34734 | 0.11612 | 0.31441 | 0.074203 | 0.51173 | -0.0032592 | 0.2984 | 0.34375 | -0.27685 | 0.089424 | 0.051557 | -0.24383 | -0.66256 | -0.39853 | 0.3983 | 0.45874 | 0.055958 | -0.016156 | 0.23301 | 0.22845 | -0.092343 | 0.10263 | 0.14703 | 0.22895 | 0.030442 | 0.21431 | 0.052511 | 0.39386 | 0.0045483 | 0.45855 | 0.35319 | 0.11434 | -0.087127 | 0.043128 | -0.44928 | 0.038579 | -0.1173 | 0.29428 | 0.31493 | 0.24808 | 0.06175 | 0.36184 | -0.74059 | -0.1246 | 0.53295 | 0.026989 | 0.15396 | 0.31087 | 0.50619 | 0.015893 | 0.17604
| 203 |  |  | Y1Y2 |  | 14.3813 | 14.4584 | 14.4951 | 14.5318 | #NUM! | #NUM! | #NUM! |  | 215 | 0 | 3.3557 | 13.446 | 0.25219 | 0.26542 | 0.0049862 | 0.001131 | 0.85402 | 4.8157 | 14.3813 | 2.1035 | 13.0964 | 2.8273 | 1.805 | 0.16554 | 0.20997 | 1.4148 | 9.1713 | 0.67732 | 1.2566 | 8.2241 | 0.14935 | 3.1251 | 0.022024 | 0.50286 | 8.5983 | 1.806 | 14.7283 | 5.2569 | 0.81131 | 8.888 | 2.4336 | 2.2156 | 6.5914 | 0.70931 | 0.044688 | 3.5023 | 2.4798 | 0.65867 | 4.6441 | 0.3592 | 0.43274 | 0.041686 | 3.8871 | 1.009 | 6.0147 | 0.0078707 | 3.0991 | 2.3552 | 0.04238 | 3.4593 | 0.41737 | 3.1135 | 0.50576 | 7.6829 | 5.1497 | 8.4942 | 1.9451 | 0.12281 | 4.3013 | 6.6549 | 0.2735 | 3.7304 | 0.018835 | 1.2208 | 8.3777 | 7.0907 | 1.3056 | 0.20562
| 204 |  |  | Y1Y3 |  | 16.5295 | 16.5704 | 16.5437 | 16.6322 | #NUM! | #NUM! | #NUM! |  | 216 | 0 | 3.5735 | 14.0348 | 0.26933 | 0.24932 | -0.00016737 | 0.00045329 | 0.99388 | 5.4815 | 16.5295 | 2.2585 | 13.7727 | 3.2463 | 1.7568 | 0.26439 | 0.1318 | 1.5085 | 9.9934 | 0.90601 | 1.1057 | 8.8551 | 0.19092 | 3.8258 | -0.003028 | 1.2449 | 9.5565 | 1.6064 | 16.4411 | 5.9799 | 0.82054 | 9.2246 | 2.4733 | 2.5768 | 6.8952 | 0.71489 | 0.031319 | 3.5314 | 2.7427 | 0.59021 | 4.6839 | 0.34422 | 0.5521 | 0.050151 | 4.0507 | 1.1716 | 6.1914 | -0.0014686 | 3.1671 | 2.61 | 0.046202 | 3.8501 | 0.40587 | 2.8839 | 0.60636 | 7.9775 | 6.6342 | 9.7933 | 2.3024 | 0.13679 | 4.6674 | 6.7581 | 0.28489 | 3.981 | 0.015976 | 1.5415 | 7.8496 | 6.9895 | 1.3589 | 0.25907
| 205 |  |  | Y2Y3 |  | 15.3985 | 15.3542 | 15.2907 | 15.3337 | #NUM! | #NUM! | #NUM! |  | 217 | 0 | 4.2004 | 14.1206 | 0.21934 | 0.29219 | -0.00030572 | 0.0042225 | 1.3629 | 5.2931 | 15.3985 | 2.7075 | 15.6915 | 3.2437 | 2.3091 | 0.22576 | 0.25977 | 1.4235 | 10.4532 | 1.0315 | 1.1203 | 9.0987 | 0.33443 | 3.9641 | -0.0028417 | 0.56385 | 8.2544 | 1.597 | 16.1942 | 5.2825 | 0.79208 | 8.9517 | 2.2302 | 3.133 | 7.6736 | 0.72878 | 0.009011 | 3.7092 | 2.816 | 0.48337 | 4.6133 | 0.41806 | 0.70712 | 0.074117 | 4.2406 | 1.2594 | 6.7039 | -0.0017381 | 3.541 | 2.5855 | 0.16157 | 4.3367 | 0.55902 | 2.9362 | 0.75186 | 8.4259 | 6.0359 | 8.525 | 2.6408 | 0.33924 | 4.1843 | 7.2771 | 0.19398 | 6.1134 | 0.020776 | 1.8061 | 8.2053 | 6.289 | 1.7495 | 0.32014
| 206 |  |  | Average Line Length |  | -4.6099 | -4.6101 | -4.6103 | -4.6105 | -4.6677 | -4.7248 | -4.782 |  | 218 | 0 | -0.39168 | -3.3865 | -1.2611 | -1.6931 | -0.57539 | -0.57484 | -1.0215 | -2.9226 | -4.6099 | -2.1053 | -4.5488 | -2.9192 | 0.63278 | -1.0821 | -0.85416 | -2.1319 | -2.9906 | -1.7863 | -2.3079 | -3.5226 | -1.0783 | -2.4684 | -0.96195 | -0.68504 | -3.6887 | 0.20756 | -4.8554 | -3.7172 | 0.023641 | 3.8045 | 0.68128 | -1.3494 | -3.3244 | -2.0371 | -0.39505 | -3.0721 | -1.637 | -0.0059422 | -3.0346 | -1.127 | -1.0564 | -0.2952 | -2.104 | -1.5329 | -1.9959 | -0.59207 | -2.6936 | -2.2734 | -0.86062 | -2.8741 | -1.6017 | 1.0123 | -1.3178 | -3.7474 | -3.3701 | -2.4351 | -2.406 | -0.86518 | -2.882 | 1.6515 | -0.22625 | -2.4289 | -0.60774 | -1.8367 | -3.3527 | -3.7448 | -1.7576 | -0.97945
| 207 |  |  | Customers Added in last 10 years |  | -40.77% | 0% | 0% | 0% | 0% | 0% | 0% |  | 219 | 0 | 0.14617 | -36.62% | 18.5% | 60.33% | 77.76% | 83.56% | 21.75% | 80.82% | -40.77% | 139.4% | 127.5% | 85.55% | 94.25% | 22.88% | 29.38% | 162.2% | -11.21% | 47.58% | 73.57% | -45.9% | 22.68% | 135.8% | 1.3675 | 1.2703 | -0.14949 | 0.42374 | 1.2915 | 0.36041 | 2.4722 | 0.70079 | 1.2525 | 1.4678 | -0.35358 | 0.29785 | 1.2604 | 1.0021 | 3.7428 | 0.86027 | 0.69977 | 5.8735 | 1.2116 | 0.82165 | 1.5455 | 0.19098 | -0.16224 | 1.4146 | 0.96518 | 0.63133 | 0.96693 | 0.58073 | 0.62179 | 1.7999 | 0.25147 | 0.26717 | 0.047943 | 0.15928 | 0.82213 | 0.19034 | 0.76833 | 0.96112 | 0.8921 | 1.7432 | 1.1883 | 0.56892 | 0.64163 | 0.036728 | 0.80973 | 0.97634
| 208 |  |  | Trend |  | 10 | 11 | 12 | 13 | 14 | 14 | 15 |  | 220 | 0 | 10 | 10 | 10 | 10 | 10 | 10 | 10 | 10 | 10 | 10 | 10 | 10 | 10 | 10 | 10 | 10 | 10 | 10 | 10 | 10 | 10 | 10 | 10 | 10 | 10 | 10 | 10 | 10 | 10 | 10 | 10 | 10 | 10 | 10 | 10 | 10 | 10 | 10 | 10 | 10 | 10 | 10 | 10 | 10 | 10 | 10 | 10 | 10 | 10 | 10 | 10 | 10 | 10 | 10 | 10 | 10 | 10 | 10 | 10 | 10 | 10 | 10 | 10 | 10 | 10 | 10 | 10 | 10
| 209 | [12 empty] | 221 | 0
| 210 | Product of Parameter and 2013 Values | [11 empty] | 222 | 0
| 211 | [12 empty] | 223 | 0
| 212 |  |  | Constant |  | 12.8147 | 12.8147 | 12.8147 | 12.8147 | 12.8147 | 12.8147 | 12.8147 |  | 224 | 0 | 12.8097 | 12.8157 | 12.8145 | 12.8153 | 12.8168 | 12.8166 | 12.8129 | 12.8133 | 12.8147 | 12.8123 | 12.8109 | 12.8111 | 12.8164 | 12.8214 | 12.8191 | 12.8121 | 12.8205 | 12.8153 | 12.8157 | 12.8124 | 12.8161 | 12.8145 | 12.8109 | 12.8115 | 12.8149 | 12.8187 | 12.8177 | 12.8066 | 12.817 | 12.8151 | 12.8153 | 12.8159 | 12.8132 | 12.8141 | 12.8202 | 12.8129 | 12.8195 | 12.8131 | 12.8144 | 12.8193 | 12.8143 | 12.7877 | 12.8109 | 12.8148 | 12.8311 | 12.8119 | 12.8147 | 12.8141 | 12.8195 | 12.8144 | 12.8129 | 12.8172 | 12.8064 | 12.8221 | 12.8123 | 12.8146 | 12.8148 | 12.8098 | 12.8142 | 12.8023 | 12.8149 | 12.8153 | 12.8136 | 12.8158 | 12.8153 | 12.8145 | 12.8135 | 12.8133
| 213 |  |  | Capital Price / OM&A Price (WK) |  | -0.071119 | -0.074597 | -0.078063 | -0.096873 | -0.61767 | -0.61767 | -0.61767 |  | 225 | 0 | -0.025454 | -0.062937 | -0.11384 | -0.072589 | -0.14552 | -0.12732 | -0.063999 | -0.10342 | -0.071119 | -0.041554 | -0.16708 | -0.18555 | -0.17073 | -0.084365 | -0.18532 | -0.088077 | -0.0711 | -0.18513 | -0.072754 | -0.062988 | -0.071211 | -0.14606 | -0.10327 | -0.15801 | -0.071214 | -0.14566 | -0.013186 | -0.013256 | -0.16877 | -0.13697 | -0.16615 | -0.13099 | -0.10135 | -0.041071 | -0.12711 | -0.075506 | -0.081174 | -0.088478 | -0.029837 | -0.14529 | -0.15131 | -0.064104 | -0.063684 | -0.027171 | -0.093977 | -0.15775 | -0.15124 | -0.13073 | -0.17078 | 0.024863 | -0.036594 | -0.17085 | -0.025636 | 0.024757 | -0.066237 | -0.06295 | -0.087933 | -0.063505 | -0.10647 | -0.17225 | -0.17378 | -0.13067 | -0.12718 | -0.064067 | -0.070304 | -0.1274 | -0.0073835 | -0.17366
| 214 |  |  | Customers (Y1) |  | -1.7494 | -1.7588 | -1.7633 | -1.7677 | #NUM! | #NUM! | #NUM! |  | 226 | 0 | -0.7724 | -1.6228 | -0.24517 | -0.21167 | 0.022922 | 0.0048029 | -0.35102 | -0.99947 | -1.7494 | -0.58366 | -1.5171 | -0.74542 | 0.51494 | -0.18774 | 0.14768 | -0.55433 | -1.3183 | -0.34464 | -0.50339 | -1.2629 | -0.12808 | -0.76244 | -0.072681 | -0.45991 | -1.3871 | 0.61761 | -1.7552 | -1.0837 | 0.41362 | 1.2218 | 0.73075 | -0.59728 | -1.0908 | -0.36944 | 0.18921 | -0.81933 | -0.68355 | 0.40358 | -0.96791 | -0.24919 | -0.26033 | -0.082408 | -0.86424 | -0.43143 | -1.0011 | 0.037196 | -0.73818 | -0.68941 | -0.05029 | -0.77976 | -0.20478 | 0.74114 | -0.28185 | -1.1788 | -1.0718 | -1.3918 | -0.57903 | -0.094854 | -0.97461 | 1.1544 | 0.2791 | -0.69279 | -0.0541 | -0.45262 | -1.265 | -1.2651 | -0.44846 | -0.18173
| 215 |  |  | Capacity (Y2) |  | -0.56798 | -0.56798 | -0.56798 | -0.56798 | -0.56798 | -0.56798 | -0.56798 |  | 227 | 0 | -0.31113 | -0.59491 | -0.072884 | -0.089127 | 0.015566 | 0.017276 | -0.17588 | -0.33384 | -0.56798 | -0.26286 | -0.62794 | -0.2827 | 0.26083 | -0.063596 | 0.10741 | -0.17921 | -0.48889 | -0.14188 | -0.17439 | -0.46977 | -0.084175 | -0.282 | -0.020725 | -0.083333 | -0.43532 | 0.21335 | -0.59259 | -0.34564 | 0.14112 | 0.56801 | 0.23744 | -0.26406 | -0.43578 | -0.13864 | 0.015108 | -0.31817 | -0.25066 | 0.11702 | -0.33821 | -0.10595 | -0.11853 | -0.034238 | -0.32737 | -0.16509 | -0.3771 | 0.014767 | -0.29879 | -0.24196 | -0.058121 | -0.31626 | -0.16781 | 0.34 | -0.13294 | -0.44333 | -0.33926 | -0.43464 | -0.24065 | -0.096864 | -0.31316 | 0.35078 | 0.071338 | -0.39024 | -0.024736 | -0.19421 | -0.47128 | -0.40766 | -0.2108 | -0.081867
| 216 |  |  | Deliveries (Y3) |  | -0.45759 | -0.45627 | -0.45438 | -0.45566 | #NUM! | #NUM! | #NUM! |  | 228 | 0 | -0.23467 | -0.38192 | -0.053269 | -0.05504 | -0.0003494 | 0.0044205 | -0.1282 | -0.26944 | -0.45759 | -0.17845 | -0.43308 | -0.19653 | 0.1592 | -0.067764 | 0.034887 | -0.13024 | -0.34771 | -0.12253 | -0.092017 | -0.33217 | -0.068215 | -0.25175 | 0.0018916 | -0.12493 | -0.32867 | 0.12718 | -0.42306 | -0.28655 | 0.092534 | 0.32322 | 0.15867 | -0.19688 | -0.29204 | -0.090197 | 0.0086533 | -0.19378 | -0.18395 | 0.069952 | -0.23161 | -0.063693 | -0.098599 | -0.030809 | -0.22771 | -0.12973 | -0.30468 | -0.0018581 | -0.20274 | -0.1782 | -0.044122 | -0.23239 | -0.066595 | 0.15614 | -0.095999 | -0.32311 | -0.29946 | -0.33571 | -0.18424 | -0.065631 | -0.22402 | 0.24317 | 0.046728 | -0.26102 | -0.013797 | -0.1573 | -0.28909 | -0.25042 | -0.14018 | -0.068788
| 217 |  |  | WKWK |  | 0.00077905 | 0.00085712 | 0.00093861 | 0.0014455 | 0.058764 | 0.058764 | 0.058764 |  | 229 | 0 | 0.00010203 | 0.00062183 | 0.0021389 | 0.00080598 | 0.0033154 | 0.002519 | 0.00067134 | 0.0016976 | 0.00077905 | 0.00027886 | 0.0048022 | 0.005627 | 0.0045079 | 0.0012378 | 0.0053329 | 0.0012479 | 0.00078397 | 0.0053214 | 0.00078155 | 0.00062167 | 0.00083734 | 0.0034044 | 0.0016314 | 0.0041928 | 0.00078442 | 0.0033033 | 2.7859e-05 | 3.0008e-05 | 0.0047596 | 0.0029426 | 0.0043337 | 0.0027125 | 0.0015515 | 0.00028374 | 0.0025548 | 0.00090728 | 0.0010572 | 0.0012857 | 0.00014198 | 0.0035428 | 0.003746 | 0.00063834 | 0.00058211 | 0.00011382 | 0.0012495 | 0.0040808 | 0.0036879 | 0.0026691 | 0.0046424 | 9.7178e-05 | 0.00020205 | 0.0045089 | 0.00011718 | 8.7602e-05 | 0.00069146 | 0.00062274 | 0.0011925 | 0.00071894 | 0.0018063 | 0.0046186 | 0.0047281 | 0.002634 | 0.0027005 | 0.00064081 | 0.00078987 | 0.0024961 | 8.7791e-06 | 0.0049999
| 218 |  |  | Y1Y1 |  | -3.199 | -3.2334 | -3.2498 | -3.2663 | #NUM! | #NUM! | #NUM! |  | 230 | 0 | -0.57139 | -2.3661 | -0.058961 | -0.041824 | -0.00050825 | -2.1202e-05 | -0.10834 | -0.98638 | -3.199 | -0.37639 | -1.9236 | -0.55486 | -0.24167 | -0.035513 | -0.024463 | -0.27937 | -1.8929 | -0.11225 | -0.22227 | -1.4189 | -0.016741 | -0.58723 | -0.0044526 | -0.17624 | -1.1396 | -0.3495 | -3.2812 | -1.111 | -0.16179 | -1.8383 | -0.51177 | -0.34562 | -0.95802 | -0.1292 | -0.02703 | -0.62391 | -0.4561 | -0.15665 | -0.74282 | -0.068326 | -0.062876 | -0.0042936 | -0.69463 | -0.16475 | -1.4395 | -0.001361 | -0.51931 | -0.47077 | -0.0024601 | -0.57247 | -0.077737 | -0.56924 | -0.083544 | -0.92703 | -1.1479 | -1.6516 | -0.32851 | -0.011067 | -0.93884 | -1.1012 | -0.075017 | -0.29346 | -0.0027232 | -0.19591 | -1.5639 | -1.6348 | -0.19368 | -0.032466
| 219 |  |  | Y2Y2 |  | 1.1931 | 1.1931 | 1.1931 | 1.1931 | 1.1931 | 1.1931 | 1.1931 |  | 231 | 0 | 0.43926 | 1.4408 | 0.017802 | 0.030726 | 0.00086511 | 0.0010794 | 0.11935 | 0.58482 | 1.1931 | 0.21238 | 1.5267 | 0.23955 | 0.24085 | 0.012898 | 0.032682 | 0.077658 | 0.60019 | 0.072701 | 0.13863 | 0.82651 | 0.023687 | 0.28013 | 0.0021056 | 0.03159 | 0.87532 | 0.15328 | 1.2637 | 0.24585 | 0.075336 | 0.80291 | 0.20936 | 0.24323 | 0.92067 | 0.068278 | 0.0013072 | 0.3437 | 0.22295 | 0.045156 | 0.49913 | 0.037347 | 0.052291 | 0.007173 | 0.39102 | 0.11189 | 0.5425 | 0.00083504 | 0.3349 | 0.21097 | 0.013782 | 0.44629 | 0.0018973 | 0.39795 | 0.052722 | 0.96756 | 0.42154 | 0.6463 | 0.21219 | 0.023491 | 0.34449 | 0.72807 | 0.017351 | 0.88411 | 0.0023247 | 0.13071 | 0.85236 | 0.58261 | 0.16311 | 0.027163
| 220 |  |  | Y3Y3 |  | 1.5427 | 1.5338 | 1.5212 | 1.5297 | #NUM! | #NUM! | #NUM! |  | 232 | 0 | 0.38419 | 1.1411 | 0.020842 | 0.022845 | 8.8194e-07 | 0.00014158 | 0.1269 | 0.53704 | 1.5427 | 0.23893 | 1.3978 | 0.28919 | 0.17559 | 0.033649 | 0.012617 | 0.1086 | 0.8872 | 0.11312 | 0.066133 | 0.82739 | 0.035071 | 0.52359 | 2.7858e-05 | 0.10744 | 0.83213 | 0.10192 | 1.3215 | 0.6213 | 0.063338 | 0.72728 | 0.1859 | 0.30577 | 0.64049 | 0.061186 | 0.00053366 | 0.28414 | 0.26431 | 0.036212 | 0.39785 | 0.02955 | 0.07563 | 0.0072286 | 0.38816 | 0.12521 | 0.61492 | 2.6418e-05 | 0.30966 | 0.23947 | 0.013842 | 0.38979 | 0.038656 | 0.19849 | 0.070174 | 0.78603 | 0.65847 | 0.86759 | 0.25232 | 0.031515 | 0.38434 | 0.54081 | 0.016655 | 0.50699 | 0.0014304 | 0.18671 | 0.62282 | 0.46354 | 0.14546 | 0.029658
| 221 |  |  | WKY1 |  | 0.023446 | 0.024724 | 0.025939 | 0.03227 | #NUM! | #NUM! | #NUM! |  | 233 | 0 | 0.0033751 | 0.019568 | 0.0046491 | 0.0029648 | -0.00065687 | -0.00012411 | 0.0042804 | 0.019705 | 0.023446 | 0.0047811 | 0.045141 | 0.026951 | -0.017337 | 0.0030341 | -0.0051041 | 0.0088445 | 0.017869 | 0.012352 | 0.0076087 | 0.015293 | 0.0018305 | 0.019949 | 0.0013919 | 0.010456 | 0.017979 | -0.016893 | 0.0042771 | 0.0024827 | -0.013024 | -0.039695 | -0.023794 | 0.014337 | 0.021134 | 0.002901 | -0.0041903 | 0.012075 | 0.01061 | -0.0069507 | 0.0055278 | 0.0070785 | 0.0070835 | 0.00093125 | 0.011034 | 0.0022723 | 0.019221 | -0.0011346 | 0.021558 | 0.017224 | 0.0015963 | -0.0037717 | 0.0017341 | -0.026221 | 0.0013851 | -0.0059006 | 0.011575 | 0.016986 | 0.0098185 | 0.0013211 | 0.02037 | -0.036279 | -0.0094941 | 0.017353 | 0.0012958 | 0.0058262 | 0.017284 | 0.028613 | 0.00064007 | 0.0059403
| 222 |  |  | WKY2 |  | 0.0043553 | 0.0045683 | 0.0047805 | 0.0059325 | 0.037826 | 0.037826 | 0.037826 |  | 234 | 0 | 0.00067611 | 0.0036161 | 0.0013332 | 0.00059409 | -0.00020887 | -0.00017397 | 0.0011716 | 0.0032922 | 0.0043553 | 0.00083235 | 0.013913 | 0.0047685 | -0.0038703 | 0.00052974 | -0.0020706 | 0.0017844 | 0.003432 | 0.0024593 | 0.0010579 | 0.0028115 | 0.00050948 | 0.0047921 | 0.00021577 | 0.0031072 | 0.0036621 | -0.0028862 | 0.00089448 | 0.00059209 | -0.002052 | -0.0044721 | -0.0037204 | 0.0036963 | 0.0039313 | 0.00056215 | -0.00024661 | 0.0021112 | 0.0022764 | -0.0010428 | 0.0010174 | 0.0015328 | 0.0018568 | 0.00023283 | 0.0016307 | 0.00043328 | 0.0024752 | -0.00021115 | 0.0045641 | 0.0031922 | 0.0010641 | -0.00073334 | 0.00041845 | -0.0039488 | 0.00036195 | -0.0010075 | 0.004117 | 0.0025499 | 0.0020622 | 0.00036549 | 0.0031803 | -0.009497 | -0.0011386 | 0.0048952 | 0.00033437 | 0.0010684 | 0.0033145 | 0.0055418 | 0.00014843 | 0.0016179
| 223 |  |  | WKY3 |  | -0.00044931 | -0.00046994 | -0.00048973 | -0.00060945 | #NUM! | #NUM! | #NUM! |  | 235 | 0 | 0.00051518 | -0.00025077 | 0.00014593 | 1.6788e-05 | -1.9374e-07 | 4.7979e-06 | -2.8876e-05 | 0.00034555 | -0.00044931 | 6.9009e-06 | 0.00073412 | 1.9616e-05 | 6.4606e-05 | 0.00018306 | 3.8622e-05 | 0.00019706 | -0.00022627 | -7.4475e-05 | -0.00027668 | -4.9385e-06 | -2.881e-05 | 0.0013915 | 2.7047e-06 | -0.00042177 | 0.0003073 | -9.4965e-05 | -0.000101 | 6.2432e-05 | 0.00038558 | 0.00072507 | 3.693e-05 | 0.00080552 | 0.00014149 | 1.7753e-05 | 8.1486e-06 | -0.00010427 | -6.9329e-05 | 9.6164e-06 | -9.9225e-06 | -0.00032728 | 0.00059353 | 9.9499e-06 | 0.00030592 | -1.2958e-05 | -5.7575e-05 | -5.8816e-06 | -8.5242e-05 | -1.6438e-05 | 4.5636e-06 | 3.3059e-05 | 3.6926e-07 | -0.00018123 | -6.5445e-06 | 3.8444e-05 | -0.0017065 | -0.00013335 | -4.9479e-05 | -2.3361e-05 | -0.00020848 | -0.00063925 | -1.3208e-05 | 8.9915e-06 | -1.5487e-05 | -0.00021058 | -0.00022548 | 0.0012537 | -2.5907e-06 | -0.00015628
| 224 |  |  | Y1Y2 |  | 2.4436 | 2.4567 | 2.4629 | 2.4692 | #NUM! | #NUM! | #NUM! |  | 236 | 0 | 0.46299 | 1.554 | 0.039567 | 0.035965 | 0.00070827 | 0.00013614 | 0.10064 | 0.60037 | 2.4436 | 0.37488 | 1.4938 | 0.43703 | 0.21207 | 0.024595 | 0.042576 | 0.2395 | 1.82 | 0.095973 | 0.13275 | 1.0357 | 0.022966 | 0.55355 | 0.0027942 | 0.031756 | 0.48951 | 0.25361 | 2.558 | 1.0861 | 0.11498 | 1.2994 | 0.34368 | 0.32854 | 0.53439 | 0.099415 | 0.0054505 | 0.47187 | 0.37511 | 0.10479 | 0.46579 | 0.066082 | 0.061037 | 0.0034948 | 0.56105 | 0.1255 | 1.3993 | 0.0012856 | 0.4403 | 0.36968 | 0.0064904 | 0.41235 | 0.12405 | 0.31742 | 0.083159 | 0.46283 | 0.83918 | 1.1752 | 0.2819 | 0.024022 | 0.6767 | 0.75663 | 0.03875 | 0.038301 | 0.0026387 | 0.17546 | 1.2118 | 1.0918 | 0.18229 | 0.025856
| 225 |  |  | Y1Y3 |  | 1.1741 | 1.177 | 1.1751 | 1.1814 | #NUM! | #NUM! | #NUM! |  | 237 | 0 | 0.36248 | 0.98619 | 0.014092 | 0.016482 | -1.0048e-05 | 2.6486e-05 | 0.060145 | 0.57914 | 1.1741 | 0.176 | 0.69225 | 0.21449 | 0.11318 | 0.011461 | 0.011562 | 0.055554 | 0.71914 | 0.060997 | 0.098251 | 0.51606 | 0.01317 | 0.14664 | -0.00028552 | 0.10458 | 0.21863 | 0.1284 | 1.6297 | 0.1346 | 0.06279 | 0.60465 | 0.17221 | 0.15688 | 0.48068 | 0.044947 | 0.002252 | 0.25713 | 0.15294 | 0.038071 | 0.23245 | 0.036092 | 0.034557 | 0.0034403 | 0.23678 | 0.071258 | 0.67308 | -0.0001193 | 0.2024 | 0.18199 | 0.0039835 | 0.32356 | 0.014574 | 0.26298 | 0.044215 | 0.27016 | 0.45654 | 0.3507 | 0.17002 | 0.010517 | 0.30159 | 0.56611 | 0.017726 | 0.25343 | 0.0011092 | 0.096982 | 0.60277 | 0.6207 | 0.099424 | 0.02544
| 226 |  |  | Y2Y3 |  | -3.2722 | -3.2628 | -3.2493 | -3.2585 | #NUM! | #NUM! | #NUM! |  | 238 | 0 | -1.0066 | -2.7362 | -0.043137 | -0.058386 | 6.0631e-05 | -0.00081107 | -0.25567 | -1.3167 | -3.2722 | -0.567 | -2.8787 | -0.60965 | -0.42987 | -0.044365 | -0.056827 | -0.21389 | -2.0335 | -0.20456 | -0.21358 | -1.7559 | -0.066861 | -0.86092 | 0.00058154 | -0.11549 | -1.438 | -0.29444 | -3.4271 | -1.0539 | -0.15987 | -1.6771 | -0.44598 | -0.6124 | -1.5018 | -0.14323 | -0.0018623 | -0.70963 | -0.54104 | -0.095793 | -0.8696 | -0.091196 | -0.13937 | -0.014606 | -0.85244 | -0.2511 | -1.7077 | 0.00036841 | -0.71566 | -0.52709 | -0.03376 | -0.92499 | -0.082937 | -0.60673 | -0.14732 | -1.5282 | -1.236 | -1.5482 | -0.53359 | -0.07143 | -0.84342 | -1.4741 | -0.037699 | -1.14 | -0.0041299 | -0.35064 | -1.6883 | -1.2744 | -0.34937 | -0.067359
| 227 |  |  | Average Line Length |  | -1.3218 | -1.3219 | -1.322 | -1.322 | -1.3384 | -1.3548 | -1.3712 |  | 239 | 0 | -0.10612 | -0.98204 | -0.35686 | -0.48605 | -0.16407 | -0.16337 | -0.29115 | -0.82915 | -1.3218 | -0.59746 | -1.2817 | -0.82216 | 0.17911 | -0.30822 | -0.24813 | -0.60276 | -0.87087 | -0.50505 | -0.68875 | -0.99142 | -0.31086 | -0.70137 | -0.27268 | -0.19149 | -1.0591 | 0.058085 | -1.4062 | -1.0079 | 0.0067125 | 1.0692 | 0.19426 | -0.3878 | -0.93892 | -0.57969 | -0.11076 | -0.86282 | -0.47864 | -0.0016657 | -0.86341 | -0.31437 | -0.30121 | -0.078195 | -0.58452 | -0.43871 | -0.61487 | -0.1683 | -0.77087 | -0.64853 | -0.24498 | -0.81832 | -0.50542 | 0.29127 | -0.37117 | -1.0976 | -0.94737 | -0.69188 | -0.68675 | -0.24711 | -0.8233 | 0.47286 | -0.064566 | -0.69339 | -0.17291 | -0.52069 | -0.95939 | -1.0668 | -0.49895 | -0.27535
| 228 |  |  | Customers Added in last 10 years |  | -0.0066853 | 0 | 0 | 0 | 0 | 0 | 0 |  | 240 | 0 | 0.0024194 | -0.0061832 | 0.0030186 | 0.0097437 | 0.012748 | 0.013302 | 0.0035867 | 0.013773 | -0.0066853 | 0.023932 | 0.021862 | 0.014174 | 0.014581 | 0.003419 | 0.0051114 | 0.026793 | -0.001657 | 0.0076602 | 0.012869 | -0.0081597 | 0.0035546 | 0.022591 | 0.023585 | 0.01975 | -0.0022661 | 0.0065018 | 0.020435 | 0.0058558 | 0.038062 | 0.01095 | 0.020341 | 0.024505 | -0.0057006 | 0.0049044 | 0.022795 | 0.01686 | 0.060185 | 0.015283 | 0.011355 | 0.050133 | 0.020719 | 0.015823 | 0.02549 | 0.0031544 | -0.002172 | 0.023783 | 0.015763 | 0.010545 | 0.015439 | 0.0093341 | 0.011368 | 0.030723 | 0.0045947 | 0.0044729 | 0.00079395 | 0.002517 | 0.013314 | 0.0033121 | 0.012969 | 0.018289 | 0.014487 | 0.028023 | 0.019884 | 0.0092346 | 0.010399 | 0.00063804 | 0.013218 | 0.016131
| 229 |  |  | Trend |  | 0.17428 | 0.19171 | 0.20914 | 0.22657 | 0.244 | 0.244 | 0.26142 |  | 241 | 0 | 0.16748 | 0.1701 | 0.16956 | 0.17203 | 0.17087 | 0.16996 | 0.16907 | 0.17168 | 0.17428 | 0.1695 | 0.17414 | 0.17206 | 0.17081 | 0.17313 | 0.16956 | 0.17117 | 0.16815 | 0.17069 | 0.16939 | 0.17193 | 0.17161 | 0.16861 | 0.16993 | 0.17255 | 0.17003 | 0.16883 | 0.16823 | 0.17382 | 0.17119 | 0.16979 | 0.16909 | 0.16811 | 0.16892 | 0.17125 | 0.1719 | 0.16923 | 0.16879 | 0.16966 | 0.16987 | 0.1725 | 0.17318 | 0.16424 | 0.16899 | 0.17066 | 0.17635 | 0.17155 | 0.1719 | 0.17115 | 0.16953 | 0.17167 | 0.17631 | 0.16787 | 0.17071 | 0.17054 | 0.16892 | 0.16875 | 0.16864 | 0.17277 | 0.16923 | 0.16871 | 0.16977 | 0.16763 | 0.16859 | 0.16943 | 0.16837 | 0.16995 | 0.16955 | 0.17262
| 230 | [12 empty] | 242 | 0
| 231 |  |  | Log of Predicted Total Cost / OM&A Price |  | 8.7248 | 8.721 | 8.7226 | 8.7187 | #NUM! | #NUM! | #NUM! |  | 243 | 0 | 11.6055 | 9.3782 | 12.1436 | 12.0928 | 12.7325 | 12.7384 | 12.0244 | 10.4868 | 8.7248 | 11.4065 | 9.353 | 10.8181 | 13.9986 | 12.294 | 12.8666 | 11.4556 | 10.012 | 11.7405 | 11.4758 | 9.9065 | 12.3432 | 10.9474 | 12.541 | 11.9871 | 9.5621 | 13.8413 | 8.8858 | 10.1753 | 13.4963 | 15.9195 | 14.09 | 11.5295 | 10.2607 | 11.7764 | 12.9687 | 10.7676 | 11.4025 | 13.4635 | 10.5542 | 12.1848 | 12.1128 | 12.6823 | 10.9814 | 11.8173 | 10.7189 | 12.7351 | 10.9226 | 11.1343 | 12.4453 | 10.9437 | 12.0403 | 14.3485 | 12.0954 | 10.0036 | 10.2644 | 9.9289 | 11.2855 | 12.4274 | 10.5049 | 15.0127 | 13.1298 | 11.1171 | 12.6143 | 11.6562 | 9.9978 | 9.755 | 11.7385 | 12.2413
| 232 |  |  | Real Predicted Total Cost / OM&A Price |  | 6153.5927 | 6130.2636 | 6139.8248 | 6116.4041 | #NUM! | #NUM! | #NUM! |  | 244 | 0 | 109696.2881 | 11828.1533 | 187881.6125 | 178575.8036 | 338587.0935 | 340586.2775 | 166778.3899 | 35839.3413 | 6153.5927 | 89902.7827 | 11533.5075 | 49918.0467 | 1200971.4162 | 218380.5885 | 387176.6813 | 94426.0922 | 22292.1727 | 125554.7357 | 96352.9431 | 20060.1012 | 229386.6338 | 56807.6396 | 279569.041 | 160662.1974 | 14216.1514 | 1026116.7948 | 7228.8495 | 26245.9519 | 726729.9745 | 8198566.5492 | 1315793.6392 | 101666.5108 | 28587.4164 | 130142.0155 | 428800.4747 | 47459.5978 | 89547.7448 | 703290.832 | 38336.2999 | 195788.1129 | 182186.8249 | 321986.7232 | 58768.9287 | 135573.0346 | 45203.7884 | 339448.1692 | 55414.6353 | 68481.5454 | 254057.1463 | 56594.4074 | 169441.9063 | 1704074.0708 | 179049.2854 | 22105.0202 | 28693.2149 | 20514.1102 | 79657.3267 | 249541.8905 | 36493.5021 | 3310896.3848 | 503736.4012 | 67315.1994 | 300834.7977 | 115402.6317 | 21977.0323 | 17239.4192 | 125303.0146 | 207174.5618
| 233 |  |  | OM&A Price |  | 121.4823 | 123.643 | 125.8421 | 128.0804 | 128.0804 | 128.0804 | 128.0804 |  | 245 | 0 | 112.9464 | 119.9088 | 129.8244 | 121.7679 | 136.8067 | 132.8979 | 120.0879 | 127.8898 | 121.4823 | 115.8509 | 141.3156 | 145.7624 | 142.4099 | 124.0361 | 145.7624 | 124.785 | 121.4823 | 145.7624 | 121.9035 | 119.9088 | 121.4823 | 136.8067 | 127.8898 | 139.6083 | 121.4823 | 136.8067 | 110.754 | 110.754 | 142.4099 | 134.7809 | 141.3156 | 133.6114 | 127.5096 | 115.766 | 132.8979 | 122.3353 | 123.4367 | 124.785 | 113.7338 | 136.8067 | 138.0107 | 120.0879 | 120.0879 | 113.262 | 125.9908 | 139.6083 | 138.0107 | 133.6114 | 142.4099 | 104.2322 | 114.9818 | 142.4099 | 112.9464 | 104.2322 | 120.5197 | 119.9088 | 124.785 | 119.9088 | 128.521 | 142.4099 | 143.0884 | 133.6114 | 132.8979 | 120.0879 | 121.3159 | 132.8979 | 109.7338 | 143.0884
| 234 |  |  | Predicted Total Cost |  | 747552.3399 | 757964.0661 | 772648.6669 | 783391.5068 | #NUM! | #NUM! | #NUM! |  | 246 | 0 | 12389796.985 | 1418299.9702 | 24391619.3383 | 21744806.2656 | 46320992.7725 | 45263215.4124 | 20028069.4446 | 4583487.3649 | 747552.3399 | 10415314.1642 | 1629865.0065 | 7276173.6959 | 171030212.3507 | 27087072.4255 | 56435797.7258 | 11782957.6654 | 2708103.475 | 18301158.1266 | 11745757.1742 | 2405383.1791 | 27866406.1929 | 7771667.3617 | 35754037.9068 | 22429778.1312 | 1727010.1737 | 140379682.3638 | 800624.0619 | 2906844.4006 | 103493538.7976 | 1105009790.2412 | 185942221.1062 | 13583808.7216 | 3645170.6959 | 15066027.0732 | 56986700.6917 | 5805983.2659 | 11053481.7405 | 87760129.6881 | 4360133.793 | 26785131.3274 | 25143725.0782 | 38666714.8929 | 7057438.2383 | 15355278.8602 | 5695262.241 | 47389785.8015 | 7647810.7371 | 9149917.773 | 36180251.3397 | 5898960.8866 | 19482728.6065 | 242677008.1812 | 20222965.925 | 2304055.3939 | 3458098.3585 | 2459822.8724 | 9940037.6072 | 29922275.1234 | 4690182.5428 | 471504403.9743 | 72078821.1174 | 8994080.611 | 39980325.5491 | 13858461.6587 | 2666162.5557 | 2291083.341 | 13749973.0143 | 29644270.5795
| 235 | [12 empty] | 247 | 0
| 236 | [12 empty] | 248 | 0
[14 empty] | 249 | 0
[14 empty] | 250 | 0
Section 4: Benchmarking Results | [13 empty] | 251 | 0
[14 empty] | 252 | 0
[14 empty] | 253 | 0
| 237 | Actual Cost |  |  |  | 922404.1091 | 888710.3543 | 995189.2714 | 1031973.4827 | 94546.9061 | 90207.2031 | 86066.6925 |  | 254 | 0 | 24888602.0754 | 1596850.7049 | 24898850.2688 | 20816409.7736 | 41441591.4121 | 40997605.8318 | 22930334.1211 | 4603094.6175 | 922404.1091 | 9129510.9295 | 1112507.2769 | 4904502.6597 | 159713785.1678 | 23149177.2021 | 62125723.5065 | 12609896.2285 | 2198344.5045 | 15860091.7739 | 13434050.7279 | 2575542.6387 | 30679909.9715 | 6827295.597 | 33975748.4953 | 17028654.1587 | 1396100.3057 | 134998657.8907 | 658308.911 | 1496893.9667 | 100543868.7767 | 1291093962.5054 | 217553972.5575 | 14870807.1575 | 3217782.7587 | 14636762.196 | 46491870.9633 | 4810612.6884 | 9838422.2584 | 80996232.4125 | 4906269.8748 | 26626170.0354 | 21283460.0717 | 40039453.2799 | 6619351.9635 | 15860761.1427 | 3873814.5842 | 49568785.4895 | 6904088.7041 | 8923634.5501 | 31002984.6339 | 5349292.6517 | 22099641.0946 | 263523442.1211 | 23266331.0161 | 2560823.3382 | 3189682.1576 | 2377224.9126 | 9203830.3968 | 33791652.8043 | 4765338.3374 | 795760800.6 | 70940433.329 | 5738094.7722 | 45483532.1302 | 11648690.7341 | 3133690.6504 | 3247606.3245 | 13386631.2174 | 29074552.7154
| 238 | Predicted Cost |  |  |  | 747552.3399 | 757964.0661 | 772648.6669 | 783391.5068 | #NUM! | #NUM! | #NUM! |  | 255 | 0 | 12389796.985 | 1418299.9702 | 24391619.3383 | 21744806.2656 | 46320992.7725 | 45263215.4124 | 20028069.4446 | 4583487.3649 | 747552.3399 | 10415314.1642 | 1629865.0065 | 7276173.6959 | 171030212.3507 | 27087072.4255 | 56435797.7258 | 11782957.6654 | 2708103.475 | 18301158.1266 | 11745757.1742 | 2405383.1791 | 27866406.1929 | 7771667.3617 | 35754037.9068 | 22429778.1312 | 1727010.1737 | 140379682.3638 | 800624.0619 | 2906844.4006 | 103493538.7976 | 1105009790.2412 | 185942221.1062 | 13583808.7216 | 3645170.6959 | 15066027.0732 | 56986700.6917 | 5805983.2659 | 11053481.7405 | 87760129.6881 | 4360133.793 | 26785131.3274 | 25143725.0782 | 38666714.8929 | 7057438.2383 | 15355278.8602 | 5695262.241 | 47389785.8015 | 7647810.7371 | 9149917.773 | 36180251.3397 | 5898960.8866 | 19482728.6065 | 242677008.1812 | 20222965.925 | 2304055.3939 | 3458098.3585 | 2459822.8724 | 9940037.6072 | 29922275.1234 | 4690182.5428 | 471504403.9743 | 72078821.1174 | 8994080.611 | 39980325.5491 | 13858461.6587 | 2666162.5557 | 2291083.341 | 13749973.0143 | 29644270.5795
| 239 | Actual less Predicted Cost |  |  |  | 174851.7692 | 130746.2882 | 222540.6045 | 248581.9759 | #NUM! | #NUM! | #NUM! |  | 256 | 0 | 12498805.0905 | 178550.7346 | 507230.9305 | -928396.4919 | -4879401.3604 | -4265609.5806 | 2902264.6765 | 19607.2526 | 174851.7692 | -1285803.2347 | -517357.7296 | -2371671.0362 | -11316427.1829 | -3937895.2234 | 5689925.7807 | 826938.5631 | -509758.9705 | -2441066.3527 | 1688293.5537 | 170159.4597 | 2813503.7785 | -944371.7647 | -1778289.4115 | -5401123.9726 | -330909.868 | -5381024.4731 | -142315.1509 | -1409950.434 | -2949670.0209 | 186084172.2642 | 31611751.4513 | 1286998.4358 | -427387.9373 | -429264.8773 | -10494829.7284 | -995370.5775 | -1215059.4821 | -6763897.2756 | 546136.0817 | -158961.292 | -3860265.0065 | 1372738.387 | -438086.2748 | 505482.2825 | -1821447.6568 | 2178999.688 | -743722.033 | -226283.223 | -5177266.7058 | -549668.2349 | 2616912.4881 | 20846433.9399 | 3043365.0911 | 256767.9442 | -268416.2009 | -82597.9598 | -736207.2104 | 3869377.6809 | 75155.7946 | 324256396.6257 | -1138387.7885 | -3255985.8388 | 5503206.5811 | -2209770.9246 | 467528.0947 | 956522.9835 | -363341.7969 | -569717.8641
| 240 | Percentage Difference (Arithmetic for Comparison) |  |  |  | 23.39% | 17.25% | 28.8% | 31.73% | #NUM! | #NUM! | #NUM! |  | 257 | 0 | 1.0088 | 12.59% | 2.08% | -4.27% | -10.53% | -9.424% | 14.49% | 0.4278% | 23.39% | -12.35% | -31.74% | -32.6% | -6.617% | -14.54% | 10.08% | 7.018% | -18.82% | -13.34% | 14.37% | 7.074% | 10.1% | -12.15% | -0.049737 | -0.2408 | -0.19161 | -0.038332 | -0.17776 | -0.48505 | -0.028501 | 0.1684 | 0.17001 | 0.094745 | -0.11725 | -0.028492 | -0.18416 | -0.17144 | -0.10993 | -0.077073 | 0.12526 | -0.0059347 | -0.15353 | 0.035502 | -0.062074 | 0.032919 | -0.31982 | 0.04598 | -0.097246 | -0.024731 | -0.1431 | -0.093181 | 0.13432 | 0.085902 | 0.15049 | 0.11144 | -0.07762 | -0.033579 | -0.074065 | 0.12931 | 0.016024 | 0.68771 | -0.015794 | -0.36201 | 0.13765 | -0.15945 | 0.17536 | 0.4175 | -0.026425 | -0.019218
| 241 | [12 empty] | 258 | 0
| 242 | Percent Difference (Logarithmic) |  |  |  | 21.02% | 15.91% | 25.31% | 27.56% | #NUM! | #NUM! | #NUM! |  | 259 | 0 | 0.69754 | 11.86% | 2.058% | -4.363% | -11.13% | -9.898% | 13.53% | 0.4269% | 21.02% | -13.18% | -38.19% | -39.45% | -6.846% | -15.71% | 9.606% | 6.783% | -20.85% | -14.32% | 13.43% | 6.835% | 9.619% | -12.96% | -5.102% | -27.55% | -21.27% | -3.909% | -19.57% | -66.37% | -2.892% | 15.56% | 15.7% | 9.052% | -12.47% | -2.891% | -20.35% | -18.81% | -11.65% | -8.02% | 11.8% | -0.5952% | -16.67% | 3.489% | -6.408% | 3.239% | -38.54% | 4.495% | -10.23% | -2.504% | -15.44% | -9.781% | 12.6% | 8.241% | 14.02% | 10.57% | -8.08% | -3.416% | -7.695% | 12.16% | 1.59% | 52.34% | -1.592% | -44.94% | 12.9% | -17.37% | 16.16% | 34.89% | -2.678% | -1.941%
| 243 |  | 186 | [10 empty] | 260 | 0 | 0.69754 | 11.86% | 2.058% | -4.363% | -11.13% | -9.898% | 13.53% | 0.4269% | 21.02% | -13.18% | -38.19% | -39.45% | -6.846% | -15.71% | 9.606% | 6.783% | -20.85% | -14.32% | 13.43% | 6.835% | 9.619% | -12.96% | -5.102% | -27.55% | -21.27% | -3.909% | -19.57% | -66.37% | -2.892% | 15.56% | 15.7% | 9.052% | -12.47% | -2.891% | -20.35% | -18.81% | -11.65% | -8.02% | 11.8% | -0.5952% | -16.67% | 3.489% | -6.408% | 3.239% | -38.54% | 4.495% | -10.23% | -2.504% | -15.44% | -9.781% | 12.6% | 8.241% | 14.02% | 10.57% | -8.08% | -3.416% | -7.695% | 12.16% | 1.59% | 52.34% | -1.592% | -44.94% | 12.9% | -17.37% | 16.16% | 34.89% | -2.678% | -1.941%
| 244 | [12 empty] | 261 | 0 | 0 | 0% | 0% | 0% | 0% | 0% | 0% | 0% | 0% | 0% | 0% | 0% | 0% | 0% | 0% | 0% | 0% | 0% | 0% | 0% | 0% | 0% | 0% | 0% | 0% | 0% | 0% | 0% | 0% | 0% | 0% | 0% | 0% | 0% | 0% | 0% | 0% | 0% | 0% | 0% | 0% | 0% | 0% | 0% | 0% | 0% | 0% | 0% | 0% | 0% | 0% | 0% | 0% | 0% | 0% | 0% | 0% | 0% | 0% | 0% | 0% | 0% | 0% | 0% | 0% | 0% | 0% | 0%
| 245 | [12 empty] | 262 | 0
| 246 | Three Year Average | [11 empty] | 263
| 247 |  |  | Current Year | [9 empty] | 264 |  | 0.69754 | 11.86% | 2.058% | -4.363% | -11.13% | -9.898% | 13.53% | 0.4269% | 21.02% | -13.18% | -38.19% | -39.45% | -6.846% | -15.71% | 9.606% | 6.783% | -20.85% | -14.32% | 13.43% | 6.835% | 9.619% | -12.96% | -0.051016 | -0.27549 | -0.21271 | -0.039086 | -0.19572 | -0.66368 | -0.028915 | 0.15564 | 0.15701 | 0.090521 | -0.12471 | -0.028906 | -0.20354 | -0.18806 | -0.11645 | -0.080205 | 0.11801 | -0.0059524 | -0.16668 | 0.034886 | -0.064085 | 0.032389 | -0.38539 | 0.044955 | -0.10231 | -0.025042 | -0.15443 | -0.097812 | 0.12603 | 0.082411 | 0.14019 | 0.10566 | -0.080798 | -0.034156 | -0.076951 | 0.12161 | 0.015897 | 0.52337 | -0.01592 | -0.44944 | 0.12896 | -0.1737 | 0.16157 | 0.34889 | -0.02678 | -0.019406
| 248 |  | 193 | Previous Year | [9 empty] | 265 |  | 0.70603 | 9.73% | 0.7912% | -6.053% | -10.27% | -5.303% | 12.95% | -1.179% | 23.88% | -14.19% | -33.25% | -34.71% | -8.224% | -17.34% | 9.908% | 7.008% | -20.36% | -13.48% | 13.98% | 5.105% | 8.012% | -16.98% | -0.037508 | -0.2816 | -0.074284 | -0.020728 | -0.061766 | -0.68104 | -0.02911 | 0.1968 | 0.15249 | 0.085332 | -0.038703 | -0.031235 | -0.22347 | -0.2206 | -0.075826 | -0.09938 | 0.13848 | 0.026933 | -0.19301 | 0.045443 | -0.065884 | 0.069845 | -0.42249 | 0.068902 | -0.07648 | -0.079807 | -0.14945 | -0.093385 | 0.1104 | 0.080907 | 0.16165 | 0.10577 | -0.047918 | -0.042647 | -0.10279 | 0.086309 | -0.0047653 | 0.51475 | -0.026843 | -0.4555 | 0.08198 | -0.18658 | 0.1183 | 0.33476 | -0.059948 | -0.026103
| 249 |  | 192 | Two Years Ago | [9 empty] | 266 |  | 0.68076 | -4.893% | 0.3278% | -3.649% | -9.36% | -2.236% | 12.89% | -3.1% | 27.7% | -14.24% | -29.66% | -44.94% | -13.91% | -16.72% | 10.86% | 7.012% | -25.42% | -12.68% | 16.63% | 5.598% | 14.93% | -17.27% | -0.048367 | -0.31273 | -0.22374 | -0.053316 | -0.1529 | -0.64315 | -0.032686 | 0.28928 | 0.12676 | -0.027917 | -0.11001 | -0.035992 | -0.19027 | -0.16046 | -0.018831 | -0.1282 | 0.15154 | -0.039575 | -0.1857 | 0.077446 | -0.028496 | 0.08249 | -0.32597 | 0.086818 | -0.039781 | -0.052761 | -0.18095 | -0.069064 | 0.14481 | 0.055519 | 0.14564 | 0.10394 | -0.080778 | 0.062073 | -0.063031 | 0.073557 | 0.044358 | 0.49892 | -0.029678 | -0.41576 | 0.11035 | -0.17274 | 0.14225 | 0.3279 | -0.041519 | -0.067791
| 250 |  |  | Three Year Average Performance | [9 empty] | 267 |  | 0.69477 | 5.565% | 1.059% | -4.688% | -10.25% | -5.812% | 13.13% | -1.284% | 24.2% | -13.87% | -33.7% | -39.7% | -9.661% | -16.59% | 10.13% | 6.934% | -22.21% | -13.49% | 14.68% | 5.846% | 10.85% | -15.73% | -0.04563 | -0.28994 | -0.17024 | -0.03771 | -0.13679 | -0.66262 | -0.030237 | 0.2139 | 0.14542 | 0.049312 | -0.091143 | -0.032044 | -0.20576 | -0.18971 | -0.070369 | -0.10259 | 0.13601 | -0.0061981 | -0.1818 | 0.052592 | -0.052821 | 0.061575 | -0.37795 | 0.066892 | -0.072856 | -0.052537 | -0.16161 | -0.086753 | 0.12708 | 0.072946 | 0.14916 | 0.10512 | -0.069831 | -0.0049099 | -0.080925 | 0.093825 | 0.018497 | 0.51235 | -0.024147 | -0.44023 | 0.1071 | -0.17767 | 0.14071 | 0.33719 | -0.042749 | -0.037767
251
| 252 |  | 197 | [12 empty] | 0.69477 | 5.565% | 1.059% | -4.688% | -10.25% | -5.812% | 13.13% | -1.284% | 24.2% | -13.87% | -33.7% | -39.7% | -9.661% | -16.59% | 10.13% | 6.934% | -22.21% | -13.49% | 14.68% | 5.846% | 10.85% | -15.73% | -0.04563 | -0.28994 | -0.17024 | -0.03771 | -0.13679 | -0.66262 | -0.030237 | 0.2139 | 0.14542 | 0.049312 | -0.091143 | -0.032044 | -0.20576 | -0.18971 | -0.070369 | -0.10259 | 0.13601 | -0.0061981 | -0.1818 | 0.052592 | -0.052821 | 0.061575 | -0.37795 | 0.066892 | -0.072856 | -0.052537 | -0.16161 | -0.086753 | 0.12708 | 0.072946 | 0.14916 | 0.10512 | -0.069831 | -0.0049099 | -0.080925 | 0.093825 | 0.018497 | 0.51235 | -0.024147 | -0.44023 | 0.1071 | -0.17767 | 0.14071 | 0.33719 | -0.042749 | -0.037767
| 253 | [14 empty] | 0 | 0% | 0% | 0% | 0% | 0% | 0% | 0% | 0% | 0% | 0% | 0% | 0% | 0% | 0% | 0% | 0% | 0% | 0% | 0% | 0% | 0% | 0 | 0 | 0 | 0 | 0 | 0 | 0 | 0 | 0 | 0 | 0 | 0 | 0 | 0 | 0 | 0 | 0 | 0 | 0 | 0 | 0 | 0 | 0 | 0 | 0 | 0 | 0 | 0 | 0 | 0 | 0 | 0 | 0 | 0 | 0 | 0 | 0 | 0 | 0 | 0 | 0 | 0 | 0 | 0 | 0 | 0

## Results
Summary of Cost Benchmarking Results
Chapleau Public Utilities Corporation
|  |  | 2016 | 2017 | 2018 | 2019 | 2020 | 2021 | 2015
|  |  | (History) | (History) | (Bridge) | (Test Year) |  |  | (History)
Cost Benchmarking Summary
| Actual Total Cost |  | 922404.1091 | 888710.3543 | 995189.2714 | 1031973.4827 | na | na | 902761
| Predicted Total Cost |  | 747552.3399 | 757964.0661 | 772648.6669 | 783391.5068 | na | na | 711003
| Difference |  | 174851.7692 | 130746.2882 | 222540.6045 | 248581.9759 | na | na | 191758
| Percentage Difference (Cost Performance) |  | 21.02% | 15.91% | 25.31% | 27.56% | na | na | 23.9%
| Three-Year Average Performance |  |  |  | 20.75% | 22.93% | na | na
Stretch Factor Cohort
|  | Annual Result | 4 | 4 | 5 | 5 | na | na | 4
|  | Three Year Average | 2018: 4