## Monthly Data
Date | Year | Residential_kWh | Residential_Cust | Residential_CDM | Residential_NO_CDM | GS_lt_50_kWh | GS_lt_50_Cust | GS_lt_50_CDM | GS_lt_50_No_CDM | GS_gt_50_kWh | GS_gt_50_kW | GS_gt_50_Cust | GS_gt_50_CDM | GS_gt_50_NO_CDM | GS_gt_50_kW_Adj | Lost_CustomerN_GSgt_kWh | Lost_CustomerN_GSgt_kW | Lost_CustomerN_GSgt_kWhCDM | GSgt_LC_kWh_NoCDM | GSgt_LC_kW | Intermediate_kWh | Intermediate_kW | Intermediate_Cust | Intermediate_CDM | Intermediate_NO_CDM | Large_Use_kWh | Large_Use_kW | Large_Use_Cust | Large_Use_CDM | Large_Use_NO_CDM | Large_Use_3TS_kWh | Large_Use_3TS_kW | Large_Use_3TS_Cust | Large_Use_3TS_CDM | Large_Use_3TS_NO_CDM | Large_Use_3TS_kW_Adj | Lost_Customer_kWh | Lost_Customer_kW | Lost_CustomerN_LU_kWh | Lost_CustomerN_LU_kW | Lost_CustomerN_LU_CDM | Large_Use_LC_kWh_NO_CDM | Large_Use_LC_kW | Large_Use_FA_kWh | Large_Use_FA_kW | Large_Use_FA_Cust | Large_Use_FA_CDM | Large_Use_FA_NO_CDM | Streetlights_kWh | Streetlights_kW | Streetlights_Conn | Streetlights_CDM | Streetlights_NO_CDM | Sentinel_kWh | Sentinel_kW | Sentinel_Cust | USL_kWh | USL_Cust | HDD | CDD | Ont_Empl | Windsor_Empl | Ont_GDP | Trend | Jan | Feb | Mar | Apr | May | Jun | Jul | Aug | Sept | Oct | Nov | Dec | Spring | Fall | Shoulder | Month Days | Peak Days
2009-01-01 | 2009 | 58796189.8621 | 76516.6667 | 1075449.6079 | 59871639.47 | 20746596.0068 | 7032 | 250404.5701 | 20997000.5769 | 85104559.7585 | 211765.8117 | 1189.6667 | 277232.1106 | 85381791.8691 | 211765.8117 | 221839.5683 | 755.7 | 0 | 85159952.3008 | 211010.1117 | 4415320.5251 | 10038.6869 | 3 | 0 | 4415320.5251 | 24657854.5158 | 50031.7593 | 6 | 0 | 24657854.5158 | 23236396.1909 | 55487.7445 | 3 | 0 | 17733958.6598 | 37845.2445 | 5502437.5311 | 17642.5 | 2629603.7901 | 6119.7 | 0 | 22028250.7256 | 43912.0593 | 4175540.6635 | 7941.9226 | 1 | 0 | 4175540.6635 | 1768366.085 | 4060.42 | 23414.3333 | 0 | 4060.42 | 86197.7845 | 247.4809 | 688.0833 | 360510.519 | 759.5833 | 768.8 | 0 | 6541.6 | 151.5 | 539388 | 1 | 1 | 0 | 0 | 0 | 0 | 0 | 0 | 0 | 0 | 0 | 0 | 0 | 0 | 0 | 0 | 31 | 21
2009-02-01 | 2009 | 49239040.4797 | 76527.3333 | 1075449.6079 | 50314490.0877 | 18284496.7501 | 7023 | 250404.5701 | 18534901.3202 | 77139961.4417 | 205776.4182 | 1188.3333 | 277232.1106 | 77417193.5523 | 205776.4182 | 267034.4416 | 766.4 | 0 | 77150159.1107 | 205010.0182 | 4063549.3826 | 11023.3284 | 3 | 0 | 4063549.3826 | 22260143.4764 | 48094.5153 | 6 | 0 | 22260143.4764 | 28337485.2459 | 60831.9615 | 3 | 0 | 21801920.9254 | 43121.7615 | 6535564.3206 | 17710.2 | 2625669.129 | 5492.2 | 0 | 19634474.3474 | 42602.3153 | 3997948.1384 | 7494.8544 | 1 | 0 | 3997948.1384 | 1484448.901 | 4060.42 | 23415.6667 | 0 | 4060.42 | 77228.1744 | 216.2907 | 684.1667 | 325637.2219 | 760.1667 | 540 | 0 | 6506 | 149.7 | 539388 | 2 | 0 | 1 | 0 | 0 | 0 | 0 | 0 | 0 | 0 | 0 | 0 | 0 | 0 | 0 | 0 | 28 | 19
2009-03-01 | 2009 | 48625809.4699 | 76538 | 1075449.6079 | 49701259.0779 | 18703613.7326 | 7014 | 250404.5701 | 18954018.3027 | 78950481.8791 | 208162.7524 | 1187 | 277232.1106 | 79227713.9897 | 208162.7524 | 214603.1512 | 571 | 0 | 79013110.8385 | 207591.7524 | 4547876.9076 | 11149.679 | 3 | 0 | 4547876.9076 | 20653970.599 | 41472.9343 | 6 | 0 | 20653970.599 | 28433303.7829 | 59568.3434 | 3 | 0 | 22270404.5494 | 42332.7434 | 6162899.2334 | 17235.6 | 1325714.8636 | 3689.2 | 0 | 19328255.7354 | 37783.7343 | 3689602.6474 | 7284.2458 | 1 | 0 | 3689602.6474 | 1477987.186 | 4060.42 | 23417 | 0 | 4060.42 | 85401.1224 | 249.3909 | 680.25 | 360671.2361 | 760.75 | 456.8 | 0 | 6466.8 | 147.2 | 539388 | 3 | 0 | 0 | 1 | 0 | 0 | 0 | 0 | 0 | 0 | 0 | 0 | 0 | 1 | 0 | 1 | 31 | 22
2009-04-01 | 2009 | 42019188.0152 | 76428.3333 | 1075449.6079 | 43094637.6231 | 16675111.5952 | 6995.6667 | 250404.5701 | 16925516.1654 | 70750579.5543 | 199215.5447 | 1184 | 277232.1106 | 71027811.6648 | 199215.5447 | 204324.2652 | 504.1 | 0 | 70823487.3996 | 198711.4447 | 4092154.0065 | 10292.875 | 3 | 0 | 4092154.0065 | 19934511.7466 | 42853.9854 | 6 | 0 | 19934511.7466 | 25136735.3697 | 59944.4244 | 3 | 0 | 20801124.19 | 43340.1244 | 4335611.1797 | 16604.3 | 1729925.684 | 4902.8 | 0 | 18204586.0626 | 37951.1854 | 3730140.2585 | 7281.9648 | 1 | 0 | 3730140.2585 | 1262508.437 | 4060.42 | 23418.3333 | 0 | 4060.42 | 82514.2023 | 212.1607 | 676.3333 | 348792.1766 | 761.3333 | 263.3 | 10.4 | 6445.5 | 147.4 | 539388 | 4 | 0 | 0 | 0 | 1 | 0 | 0 | 0 | 0 | 0 | 0 | 0 | 0 | 1 | 0 | 1 | 30 | 20
2009-05-01 | 2009 | 40761796.558 | 76318.6667 | 1075449.6079 | 41837246.1659 | 17027799.272 | 6977.3333 | 250404.5701 | 17278203.8421 | 67905059.5339 | 196263.7675 | 1181 | 277232.1106 | 68182291.6445 | 196263.7675 | 143639.8188 | 404.5 | 0 | 68038651.8256 | 195859.2675 | 4275362.9309 | 11150.7722 | 3 | 0 | 4275362.9309 | 20696037.7063 | 45339.6396 | 6 | 0 | 20696037.7063 | 17671351.7589 | 60224.4696 | 3 | 0 | 13543355.7708 | 42542.7696 | 4127995.9881 | 17681.7 | 2413494.2312 | 5177.9 | 0 | 18282543.4751 | 40161.7396 | 3909178.1322 | 7868.9318 | 1 | 0 | 3909178.1322 | 1129440.9697 | 4062.11 | 23419.6667 | 0 | 4062.11 | 85440.5372 | 233.6502 | 672.4167 | 359290.5086 | 761.9167 | 83.4 | 12.9 | 6420.3 | 147 | 539388 | 5 | 0 | 0 | 0 | 0 | 1 | 0 | 0 | 0 | 0 | 0 | 0 | 0 | 1 | 0 | 1 | 31 | 20
2009-06-01 | 2009 | 49266852.779 | 76209 | 1075449.6079 | 50342302.3869 | 17941050.0728 | 6959 | 250404.5701 | 18191454.6429 | 70293791.1207 | 198391.0181 | 1178 | 277232.1106 | 70571023.2312 | 198391.0181 | 172136.8796 | 622.9 | 0 | 70398886.3516 | 197768.1181 | 4339364.1067 | 11330.7818 | 3 | 0 | 4339364.1067 | 23177348.2542 | 47449.2453 | 6 | 0 | 23177348.2542 | 21323477.0841 | 62467.0271 | 3 | 0 | 16379085.8049 | 44660.8271 | 4944391.2792 | 17806.2 | 2063539.8459 | 4967.7 | 0 | 21113808.4084 | 42481.5453 | 4236564.3289 | 8584.0138 | 1 | 0 | 4236564.3289 | 1027023.1768 | 4062.11 | 23421 | 0 | 4062.11 | 82689.5346 | 246.4542 | 668.5 | 347832.218 | 762.5 | 25.3 | 79.4 | 6393.2 | 146.4 | 539388 | 6 | 0 | 0 | 0 | 0 | 0 | 1 | 0 | 0 | 0 | 0 | 0 | 0 | 0 | 0 | 0 | 30 | 22
2009-07-01 | 2009 | 59735104.8901 | 76263.6667 | 1075449.6079 | 60810554.498 | 19854858.1523 | 6963 | 250404.5701 | 20105262.7224 | 74280067.4588 | 204862.1879 | 1173.3333 | 277232.1106 | 74557299.5693 | 204862.1879 | 158624.7278 | 452 | 0 | 74398674.8415 | 204410.1879 | 4830360.0326 | 11974.6346 | 3 | 0 | 4830360.0326 | 24105091.7789 | 47920.9119 | 6 | 0 | 24105091.7789 | 26415166.0525 | 65760.7639 | 3 | 0 | 22219479.7508 | 47710.2639 | 4195686.3016 | 18050.5 | 2096109.1014 | 5174.4 | 0 | 22008982.6775 | 42746.5119 | 4290133.8061 | 8503.0387 | 1 | 0 | 4290133.8061 | 1083522.6648 | 4062.11 | 23422.3333 | 0 | 4062.11 | 84121.2487 | 227.155 | 664.5833 | 359228.9354 | 763.0833 | 0.5 | 100.2 | 6390.2 | 145.2 | 539388 | 7 | 0 | 0 | 0 | 0 | 0 | 0 | 1 | 0 | 0 | 0 | 0 | 0 | 0 | 0 | 0 | 31 | 22
2009-08-01 | 2009 | 63511578.1379 | 76318.3333 | 1075449.6079 | 64587027.7458 | 20273319.8412 | 6967 | 250404.5701 | 20523724.4113 | 78928045.4523 | 207933.411 | 1168.6667 | 277232.1106 | 79205277.5628 | 207933.411 | 85957.9165 | 390.7 | 0 | 79119319.6463 | 207542.711 | 4185937.0571 | 11256.3445 | 3 | 0 | 4185937.0571 | 25408029.3146 | 47055.8599 | 6 | 0 | 25408029.3146 | 36943609.4485 | 69928.3011 | 3 | 0 | 27020607.547 | 50311.5011 | 9923001.9014 | 19616.8 | 2535934.2577 | 5886.8 | 0 | 22872095.0569 | 41169.0599 | 4398591.1622 | 8831.1168 | 1 | 0 | 4398591.1622 | 1226621.7048 | 4062.21 | 23423.6667 | 0 | 4062.21 | 84021.1638 | 222.1687 | 660.6667 | 359312.977 | 763.6667 | 5.9 | 133.4 | 6401 | 145.3 | 539388 | 8 | 0 | 0 | 0 | 0 | 0 | 0 | 0 | 1 | 0 | 0 | 0 | 0 | 0 | 0 | 0 | 31 | 20
2009-09-01 | 2009 | 48194983.3458 | 76373 | 1075449.6079 | 49270432.9538 | 17906682.496 | 6971 | 250404.5701 | 18157087.0661 | 74782132.9499 | 205151.0087 | 1164 | 277232.1106 | 75059365.0605 | 205151.0087 | 134378.462 | 385.8 | 0 | 74924986.5985 | 204765.2087 | 4066294.1068 | 10969.6805 | 3 | 0 | 4066294.1068 | 24750387.8516 | 51255.791 | 6 | 0 | 24750387.8516 | 35013498.8293 | 67394.6609 | 3 | 0 | 26398389.2026 | 48312.1609 | 8615109.6267 | 19082.5 | 4062001.9999 | 7766.1 | 0 | 20688385.8518 | 43489.691 | 4631057.5053 | 8438.7917 | 1 | 0 | 4631057.5053 | 1347223.4318 | 4062.21 | 23425 | 0 | 4062.21 | 80800.2826 | 260.3767 | 656.75 | 342814.5774 | 764.25 | 26.2 | 54.7 | 6421.2 | 145.6 | 539388 | 9 | 0 | 0 | 0 | 0 | 0 | 0 | 0 | 0 | 1 | 0 | 0 | 0 | 0 | 1 | 1 | 30 | 21
2009-10-01 | 2009 | 44007844.3522 | 76434 | 1075449.6079 | 45083293.9601 | 17086880.6106 | 6959.6667 | 250404.5701 | 17337285.1807 | 74201377.5156 | 195682.6614 | 1167 | 277232.1106 | 74478609.6262 | 195682.6614 | 192105.0882 | 437.7 | 0 | 74286504.538 | 195244.9614 | 4216044.9664 | 10083.5599 | 3 | 0 | 4216044.9664 | 22390724.2438 | 44786.9031 | 6 | 0 | 22390724.2438 | 30456575.9651 | 58704.4896 | 3 | 0 | 22884672.879 | 41685.3896 | 7571903.0861 | 17019.1 | 4019896.4277 | 7908.3 | 0 | 18370827.8161 | 36878.6031 | 4864540.3982 | 7631.712 | 1 | 0 | 4864540.3982 | 1603120.4158 | 4062.21 | 23426.3333 | 0 | 4062.21 | 82535.5025 | 230.2839 | 652.8333 | 354203.2673 | 764.8333 | 230.8 | 0 | 6438.2 | 146.3 | 539388 | 10 | 0 | 0 | 0 | 0 | 0 | 0 | 0 | 0 | 0 | 1 | 0 | 0 | 0 | 1 | 1 | 31 | 21
2009-11-01 | 2009 | 44957721.0378 | 76495 | 1075449.6079 | 46033170.6458 | 17230760.9338 | 6948.3333 | 250404.5701 | 17481165.5039 | 73819796.2188 | 186162.8849 | 1170 | 277232.1106 | 74097028.3294 | 186162.8849 | 182501.7346 | 455.1 | 0 | 73914526.5948 | 185707.7849 | 4135261.8551 | 10404.1444 | 3 | 0 | 4135261.8551 | 21830185.7626 | 40308.2362 | 6 | 0 | 21830185.7626 | 28595255.3267 | 58313.378 | 3 | 0 | 22313100.5631 | 41292.078 | 6282154.7636 | 17021.3 | 3933026.0614 | 7871.2 | 0 | 17897159.7012 | 32437.0362 | 4320540.5294 | 7491.8141 | 1 | 0 | 4320540.5294 | 1685112.8428 | 4062.21 | 23427.6667 | 0 | 4062.21 | 79499.0533 | 221.8784 | 648.9167 | 342776.3189 | 765.4167 | 305.5 | 0 | 6454 | 146.4 | 539388 | 11 | 0 | 0 | 0 | 0 | 0 | 0 | 0 | 0 | 0 | 0 | 1 | 0 | 0 | 1 | 1 | 30 | 21
2009-12-01 | 2009 | 55518999.5848 | 76556 | 1075449.6079 | 56594449.1928 | 19209266.8129 | 6937 | 250404.5701 | 19459671.3831 | 80459051.8444 | 192032.751 | 1173 | 277232.1106 | 80736283.955 | 192032.751 | 189280.3508 | 442.3 | 0 | 80547003.6042 | 191590.451 | 4139276.0675 | 10382.8261 | 3 | 0 | 4139276.0675 | 22001519.0524 | 43515.6493 | 6 | 0 | 22001519.0524 | 26648445.3074 | 60597.3608 | 3 | 0 | 20457056.2282 | 43502.7608 | 6191389.0791 | 17094.6 | 3488755.8791 | 7998.6 | 0 | 18512763.1732 | 35517.0493 | 3964611.1576 | 7718.0083 | 1 | 0 | 3964611.1576 | 1834952.1508 | 4062.21 | 23429 | 0 | 4062.21 | 82024.7417 | 182.1836 | 645 | 353796.8883 | 766 | 582 | 0 | 6458.5 | 147.1 | 539388 | 12 | 0 | 0 | 0 | 0 | 0 | 0 | 0 | 0 | 0 | 0 | 0 | 1 | 0 | 0 | 0 | 31 | 21
2010-01-01 | 2010 | 56441192.4046 | 76607 | 788869.8309 | 57230062.2354 | 19788939.8334 | 6943.3333 | 576049.2869 | 20364989.1203 | 84856558.2439 | 200487.4233 | 1175.3333 | 570478.2843 | 85427036.5282 | 200487.4233 | 196728.0332 | 468.5 | 0 | 85230308.4951 | 200018.9233 | 3680290.211 | 9495.6858 | 3 | 0 | 3680290.211 | 23267481.4926 | 46625.3762 | 6 | 0 | 23267481.4926 | 26632915.5565 | 59472.2088 | 3 | 0 | 19426785.0338 | 42411.4088 | 7206130.5226 | 17060.8 | 4223167.978 | 8358.3 | 0 | 19044313.5146 | 38267.0762 | 4473196.0782 | 7859.0477 | 1 | 0 | 4473196.0782 | 1786360.1598 | 4062.21 | 23429 | 0 | 4062.21 | 81942.7992 | 222.6393 | 654 | 352307.1124 | 767 | 663.3 | 0 | 6466.9 | 146.9 | 555907.5 | 13 | 1 | 0 | 0 | 0 | 0 | 0 | 0 | 0 | 0 | 0 | 0 | 0 | 0 | 0 | 0 | 31 | 20
2010-02-01 | 2010 | 47752715.4839 | 76658 | 788869.8309 | 48541585.3147 | 17629096.2022 | 6949.6667 | 576049.2869 | 18205145.4891 | 76888807.8231 | 188375.7292 | 1177.6667 | 570478.2843 | 77459286.1073 | 188375.7292 | 174150.3614 | 506.7 | 0 | 77285135.746 | 187869.0292 | 3458917.212 | 9521.5353 | 3 | 0 | 3458917.212 | 21795460.4321 | 45738.8507 | 6 | 0 | 21795460.4321 | 29636009.1003 | 59347.0795 | 3 | 0 | 22891575.0934 | 42157.2795 | 6744434.007 | 17189.8 | 4109327.1635 | 8020.4 | 0 | 17686133.2686 | 37718.4507 | 4319987.3927 | 7971.1949 | 1 | 0 | 4319987.3927 | 1493802.8268 | 4062.21 | 23429 | 0 | 4062.21 | 74050.0992 | 206.5942 | 663 | 318198.9316 | 768 | 557.3 | 0 | 6471 | 147.6 | 555907.5 | 14 | 0 | 1 | 0 | 0 | 0 | 0 | 0 | 0 | 0 | 0 | 0 | 0 | 0 | 0 | 0 | 28 | 19
2010-03-01 | 2010 | 45913120.6379 | 76709 | 788869.8309 | 46701990.4688 | 17937660.0881 | 6956 | 576049.2869 | 18513709.375 | 78898824.2801 | 204031.7941 | 1180 | 570478.2843 | 79469302.5644 | 204031.7941 | 193888.6191 | 521.2 | 0 | 79275413.9453 | 203510.5941 | 3961328.3825 | 10918.8402 | 3 | 0 | 3961328.3825 | 23702308.643 | 45557.4766 | 6 | 0 | 23702308.643 | 31931093.7154 | 58726.5321 | 3 | 0 | 24643829.6736 | 41670.0321 | 7287264.0418 | 17056.5 | 4222769.7605 | 7849.4 | 0 | 19479538.8825 | 37708.0766 | 4839359.7265 | 7948.3853 | 1 | 0 | 4839359.7265 | 1475460.7888 | 4062.21 | 23429 | 0 | 4062.21 | 82666.5268 | 270.4794 | 672 | 352300.5314 | 769 | 393.4 | 0 | 6477.5 | 147.4 | 555907.5 | 15 | 0 | 0 | 1 | 0 | 0 | 0 | 0 | 0 | 0 | 0 | 0 | 0 | 1 | 0 | 1 | 31 | 23
2010-04-01 | 2010 | 39948271.844 | 76631 | 788869.8309 | 40737141.6748 | 16248113.5599 | 6967.6667 | 576049.2869 | 16824162.8468 | 70462608.1773 | 190370.9773 | 1193 | 570478.2843 | 71033086.4616 | 190370.9773 | 174836.1569 | 475.9 | 0 | 70858250.3047 | 189895.0773 | 3819290.2417 | 9755.9166 | 3 | 0 | 3819290.2417 | 22434537.2581 | 45652.2368 | 6 | 0 | 22434537.2581 | 29867712.7187 | 61808.792 | 3 | 0 | 23307873.8835 | 44737.092 | 6559838.8352 | 17071.7 | 3808878.1593 | 7381.8 | 0 | 18625659.0987 | 38270.4368 | 4205328.0825 | 8025.5578 | 1 | 0 | 4205328.0825 | 1263363.3217 | 4066.5 | 23429 | 0 | 4066.5 | 79770.3632 | 190.0234 | 673.6667 | 340935.9981 | 769 | 174.9 | 5 | 6485 | 149 | 555907.5 | 16 | 0 | 0 | 0 | 1 | 0 | 0 | 0 | 0 | 0 | 0 | 0 | 0 | 1 | 0 | 1 | 30 | 20
2010-05-01 | 2010 | 47453909.4052 | 76553 | 788869.8309 | 48242779.2361 | 17829738.5563 | 6979.3333 | 576049.2869 | 18405787.8432 | 74938743.8237 | 198444.7326 | 1206 | 570478.2843 | 75509222.108 | 198444.7326 | 185224.9494 | 522.9 | 0 | 75323997.1586 | 197921.8326 | 4025317.4492 | 10571.5224 | 3 | 0 | 4025317.4492 | 24754424.4389 | 50575.1165 | 6 | 0 | 24754424.4389 | 31531222.4274 | 68496.4637 | 3 | 0 | 24677727.3652 | 49439.9637 | 6853495.0622 | 19056.5 | 3938423.3798 | 7583.9 | 0 | 20816001.059 | 42991.2165 | 4567734.6175 | 9345.0931 | 1 | 0 | 4567734.6175 | 1148692.7607 | 4066.5 | 23429 | 0 | 4066.5 | 82350.9614 | 221.3736 | 675.3333 | 334891.6334 | 769 | 84.3 | 59.7 | 6506.8 | 149.6 | 555907.5 | 17 | 0 | 0 | 0 | 0 | 1 | 0 | 0 | 0 | 0 | 0 | 0 | 0 | 1 | 0 | 1 | 31 | 20
2010-06-01 | 2010 | 64234592.0644 | 76475 | 788869.8309 | 65023461.8953 | 19885366.6826 | 6991 | 576049.2869 | 20461415.9695 | 80463945.4302 | 217207.2571 | 1219 | 570478.2843 | 81034423.7144 | 217207.2571 | 190239.6646 | 532.4 | 0 | 80844184.0498 | 216674.8571 | 4225303.8982 | 11326.021 | 3 | 0 | 4225303.8982 | 27908850.4078 | 52784.4285 | 6 | 0 | 27908850.4078 | 37803537.651 | 70643.3421 | 3 | 0 | 28602732.1956 | 50948.4421 | 9200805.4555 | 19694.9 | 4398952.0626 | 7764.5 | 0 | 23509898.3453 | 45019.9285 | 5506979.2687 | 9928.6387 | 1 | 0 | 5506979.2687 | 1029233.7668 | 4066.5 | 23429 | 0 | 4066.5 | 79570.5177 | 260.5634 | 677 | 324088.6775 | 769 | 3.9 | 135.9 | 6540.8 | 150.5 | 555907.5 | 18 | 0 | 0 | 0 | 0 | 0 | 1 | 0 | 0 | 0 | 0 | 0 | 0 | 0 | 0 | 0 | 30 | 22
2010-07-01 | 2010 | 80507311.9289 | 76488.3333 | 788869.8309 | 81296181.7597 | 22219543.7491 | 6962.3333 | 576049.2869 | 22795593.036 | 85369332.5674 | 208616.736 | 1205 | 570478.2843 | 85939810.8517 | 208616.736 | 215622.0873 | 594.4 | 0 | 85724188.7644 | 208022.336 | 4362344.0816 | 12056.363 | 3 | 0 | 4362344.0816 | 28114606.9374 | 53377.4467 | 6 | 0 | 28114606.9374 | 30988503.8155 | 69761.4461 | 3 | 0 | 22699970.8439 | 50358.0461 | 8288532.9716 | 19403.4 | 3778444.4555 | 8387.1 | 0 | 24336162.4819 | 44990.3467 | 4447324.4904 | 9327.2246 | 1 | 0 | 4447324.4904 | 1091610.4427 | 4066.5 | 23433 | 0 | 4066.5 | 82124.0403 | 221.3836 | 673.6667 | 334930.1995 | 769 | 0 | 227 | 6561 | 148.7 | 555907.5 | 19 | 0 | 0 | 0 | 0 | 0 | 0 | 1 | 0 | 0 | 0 | 0 | 0 | 0 | 0 | 0 | 31 | 21
2010-08-01 | 2010 | 74289613.7083 | 76501.6667 | 788869.8309 | 75078483.5391 | 21540030.3074 | 6933.6667 | 576049.2869 | 22116079.5943 | 85635181.8456 | 213498.6596 | 1191 | 570478.2843 | 86205660.1299 | 213498.6596 | 242880.0328 | 768.9 | 0 | 85962780.0971 | 212729.7596 | 4421103.6722 | 12106.9884 | 3 | 0 | 4421103.6722 | 28003793.7989 | 52440.3715 | 6 | 0 | 28003793.7989 | 33263892.0431 | 58188.6206 | 3 | 0 | 30582495.5672 | 52612.8206 | 2681396.4759 | 5575.8 | 4822721.1633 | 8509.6 | 0 | 23181072.6356 | 43930.7715 | 5425577.0711 | 9505.5206 | 1 | 0 | 5425577.0711 | 1224368.6148 | 4067.73 | 23437 | 0 | 4067.73 | 82124.0403 | 222.3036 | 670.3333 | 335496.9528 | 769 | 0 | 211.8 | 6568.9 | 148 | 555907.5 | 20 | 0 | 0 | 0 | 0 | 0 | 0 | 0 | 1 | 0 | 0 | 0 | 0 | 0 | 0 | 0 | 31 | 21
2010-09-01 | 2010 | 49204339.1407 | 76515 | 788869.8309 | 49993208.9715 | 17758713.9393 | 6905 | 576049.2869 | 18334763.2262 | 74573897.131 | 213966.5114 | 1177 | 570478.2843 | 75144375.4153 | 213966.5114 | 177968.1604 | 542.9 | 0 | 74966407.255 | 213423.6114 | 4336552.6475 | 11551.5666 | 3 | 0 | 4336552.6475 | 25632165.9227 | 51565.6133 | 6 | 0 | 25632165.9227 | 27823102.4547 | 55400.5742 | 3 | 0 | 25658166.7155 | 51140.6742 | 2164935.7392 | 4259.9 | 4244842.7985 | 8021.7 | 0 | 21387323.1241 | 43543.9133 | 5026382.849 | 9304.416 | 1 | 0 | 5026382.849 | 1369524.2629 | 4068.86 | 23441 | 0 | 4068.86 | 78665.6023 | 222.6236 | 667 | 324556.7131 | 769 | 38 | 59.7 | 6556 | 146.9 | 555907.5 | 21 | 0 | 0 | 0 | 0 | 0 | 0 | 0 | 0 | 1 | 0 | 0 | 0 | 0 | 1 | 1 | 30 | 21
2010-10-01 | 2010 | 41548969.6486 | 76583.3333 | 788869.8309 | 42337839.4795 | 16496518.6654 | 6916.6667 | 576049.2869 | 17072567.9523 | 73142223.3112 | 193334.7479 | 1177.3333 | 570478.2843 | 73712701.5955 | 193334.7479 | 195975.5421 | 572.1 | 0 | 73516726.0534 | 192762.6479 | 4409060.9406 | 11325.7819 | 3 | 0 | 4409060.9406 | 22852757.8049 | 44921.1583 | 6 | 0 | 22852757.8049 | 27097283.6418 | 46757.5273 | 3 | 0 | 25066301.4317 | 43448.4273 | 2030982.2101 | 3309.1 | 4468039.486 | 7643 | 0 | 18384718.3188 | 37278.1583 | 5035921.8327 | 8252.5133 | 1 | 0 | 5035921.8327 | 1581210.9749 | 4067.73 | 23442.6667 | 0 | 4067.73 | 77868.5037 | 180.2238 | 661.3333 | 324684.1339 | 770 | 157.6 | 1.4 | 6551.6 | 146.4 | 555907.5 | 22 | 0 | 0 | 0 | 0 | 0 | 0 | 0 | 0 | 0 | 1 | 0 | 0 | 0 | 1 | 1 | 31 | 20
2010-11-01 | 2010 | 44887318.2267 | 76651.6667 | 788869.8309 | 45676188.0576 | 16819808.4638 | 6928.3333 | 576049.2869 | 17395857.7507 | 75653383.2317 | 195680.0303 | 1177.6667 | 570478.2843 | 76223861.516 | 195680.0303 | 186458.2153 | 496.6 | 0 | 76037403.3007 | 195183.4303 | 4233860.3741 | 11058.9233 | 3 | 0 | 4233860.3741 | 23723679.5433 | 44182.9301 | 6 | 0 | 23723679.5433 | 21618152.6542 | 44737.8959 | 3 | 0 | 19838497.1142 | 41356.3959 | 1779655.5401 | 3381.5 | 4388227.7459 | 7958.2 | 0 | 19335451.7974 | 36224.7301 | 3671621.1061 | 6130.4612 | 1 | 0 | 3671621.1061 | 1695505.5899 | 4067.76 | 23444.3333 | 0 | 4067.76 | 74887.4233 | 242.8634 | 655.6667 | 314154.5685 | 771 | 376.6 | 0 | 6555.7 | 145.4 | 555907.5 | 23 | 0 | 0 | 0 | 0 | 0 | 0 | 0 | 0 | 0 | 0 | 1 | 0 | 0 | 1 | 1 | 30 | 22
2010-12-01 | 2010 | 55308970.4666 | 76720 | 788869.8309 | 56097840.2974 | 19079315.4821 | 6940 | 576049.2869 | 19655364.769 | 82211552.9641 | 188305.933 | 1178 | 570478.2843 | 82782031.2484 | 188305.933 | 254966.9365 | 631 | 0 | 82527064.3119 | 187674.933 | 4138518.772 | 10576.5325 | 3 | 0 | 4138518.772 | 22899884.5764 | 45818.6203 | 6 | 0 | 22899884.5764 | 21232989.8992 | 44722.6583 | 3 | 0 | 19801700.8399 | 41581.3583 | 1431289.0592 | 3141.3 | 4213923.4379 | 8164.4 | 0 | 18685961.1385 | 37654.2203 | 3236607.7821 | 5931.2563 | 1 | 0 | 3236607.7821 | 1837935.0478 | 4085.37 | 23446 | 0 | 4085.37 | 77496.0257 | 163.159 | 650 | 324014.1643 | 772 | 645.6 | 0 | 6578.3 | 145.3 | 555907.5 | 24 | 0 | 0 | 0 | 0 | 0 | 0 | 0 | 0 | 0 | 0 | 0 | 1 | 0 | 0 | 0 | 31 | 21
2011-01-01 | 2011 | 56276963.6126 | 76739 | 939361.0707 | 57216324.6834 | 19662956.1645 | 6937.6667 | 770212.5483 | 20433168.7128 | 87240906.3103 | 203724.5615 | 1179 | 685607.779 | 87926514.0893 | 203724.5615 | 242581.8637 | 588.4 | 0 | 87683932.2256 | 203136.1615 | 4225575.7612 | 10811.9044 | 3 | 0 | 4225575.7612 | 24984727.9273 | 45010.6622 | 6 | 49481.6851 | 25034209.6124 | 22186756.4179 | 44692.4727 | 3 | 0 | 20996742.2716 | 42160.1727 | 1190014.1463 | 2532.3 | 4722765.6975 | 8114.1 | 0 | 20311443.9149 | 36896.5622 | 3597388.4034 | 5800.1011 | 1 | 0 | 3597388.4034 | 1796742.4809 | 4086.02 | 23479.3333 | 0 | 4086.02 | 77512.0028 | 224.2785 | 654 | 324014.1643 | 776 | 703.6 | 0 | 6606.3 | 148.9 | 570633.3 | 25 | 1 | 0 | 0 | 0 | 0 | 0 | 0 | 0 | 0 | 0 | 0 | 0 | 0 | 0 | 0 | 31 | 20
2011-02-01 | 2011 | 48138062.3226 | 76758 | 939361.0707 | 49077423.3933 | 17478773.1126 | 6935.3333 | 770212.5483 | 18248985.6609 | 78759958.5608 | 194643.7327 | 1180 | 685607.779 | 79445566.3399 | 194643.7327 | 264624.8434 | 687.3 | 0 | 79180941.4965 | 193956.4327 | 3677829.2421 | 10751.2615 | 3 | 0 | 3677829.2421 | 23114713.6618 | 45201.2588 | 6 | 49481.6851 | 23164195.3469 | 20216396.4885 | 44083.2624 | 3 | 0 | 19281851.7498 | 41899.3624 | 934544.7387 | 2183.9 | 4527057.4219 | 8782.4 | 0 | 18637137.925 | 36418.8588 | 3303972.9973 | 5557.559 | 1 | 0 | 3303972.9973 | 1494405.061 | 4086.02 | 23512.6667 | 0 | 4086.02 | 69973.5591 | 194.2674 | 658 | 289093.5336 | 780 | 583.2 | 0 | 6619.5 | 148.7 | 570633.3 | 26 | 0 | 1 | 0 | 0 | 0 | 0 | 0 | 0 | 0 | 0 | 0 | 0 | 0 | 0 | 0 | 28 | 19
2011-03-01 | 2011 | 48327852.1058 | 76777 | 939361.0707 | 49267213.1766 | 18121770.5787 | 6933 | 770212.5483 | 18891983.1271 | 82799034.3204 | 207654.3523 | 1181 | 685607.779 | 83484642.0995 | 207654.3523 | 347135.3089 | 725.2 | 0 | 83137506.7906 | 206929.1523 | 4008991.4056 | 10937.1481 | 3 | 0 | 4008991.4056 | 26409608.5451 | 47540.7358 | 6 | 49481.6851 | 26459090.2303 | 23467984.5714 | 44702.0886 | 3 | 0 | 22589832.446 | 42665.8886 | 878152.1254 | 2036.2 | 4925227.5077 | 8470.5 | 0 | 21533862.7226 | 39070.2358 | 3505883.8745 | 5486.4691 | 1 | 0 | 3505883.8745 | 1499320.7659 | 4086.02 | 23546 | 0 | 4086.02 | 77477.7865 | 263.0783 | 662 | 313088.0495 | 784 | 514.3 | 0 | 6628.6 | 149.1 | 570633.3 | 27 | 0 | 0 | 1 | 0 | 0 | 0 | 0 | 0 | 0 | 0 | 0 | 0 | 1 | 0 | 1 | 31 | 23
2011-04-01 | 2011 | 42123662.0505 | 76675 | 939361.0707 | 43063023.1213 | 16319404.0769 | 6932.1111 | 770212.5483 | 17089616.6253 | 72459500.5049 | 193817.1699 | 1205 | 685607.779 | 73145108.284 | 193817.1699 | 321435.0005 | 652 | 0 | 72823673.2835 | 193165.1699 | 3911881.7843 | 11437.5746 | 3 | 0 | 3911881.7843 | 24973085.9779 | 46576.0367 | 6 | 49481.6851 | 25022567.663 | 19204120.6806 | 44040.5137 | 3 | 0 | 18567076.2306 | 42197.6137 | 637044.45 | 1842.9 | 4571648.2736 | 9400.1 | 0 | 20450919.3894 | 37175.9367 | 3113037.1523 | 5476.2048 | 1 | 0 | 3113037.1523 | 1113376.882 | 4086.02 | 23546 | 0 | 4086.02 | 75025.063 | 201.5887 | 662.3333 | 302801.2005 | 788 | 278.6 | 0.5 | 6635.5 | 146.3 | 570633.3 | 28 | 0 | 0 | 0 | 1 | 0 | 0 | 0 | 0 | 0 | 0 | 0 | 0 | 1 | 0 | 1 | 30 | 19
2011-05-01 | 2011 | 45225300.985 | 76573 | 939361.0707 | 46164662.0557 | 17108156.8888 | 6931.2222 | 770212.5483 | 17878369.4372 | 73616332.1164 | 201433.6412 | 1229 | 685607.779 | 74301939.8954 | 201433.6412 | 320759.0055 | 683.7 | 0 | 73981180.89 | 200749.9412 | 4672710.2647 | 11592.2204 | 3 | 0 | 4672710.2647 | 26654603.6803 | 51839.7491 | 6 | 49481.6851 | 26704085.3654 | 23426336.404 | 51529.6115 | 3 | 0 | 22892198.8231 | 49439.7115 | 534137.5809 | 2089.9 | 4732631.7842 | 9423.8 | 0 | 21971453.5812 | 42415.9491 | 3406627.5032 | 6881.2762 | 1 | 0 | 3406627.5032 | 1184458.3718 | 4095.42 | 23546 | 0 | 4095.42 | 77224.9473 | 218.3736 | 662.6667 | 313068.1738 | 792 | 105.2 | 37.2 | 6645.8 | 146.9 | 570633.3 | 29 | 0 | 0 | 0 | 0 | 1 | 0 | 0 | 0 | 0 | 0 | 0 | 0 | 1 | 0 | 1 | 31 | 21
2011-06-01 | 2011 | 59342863.6198 | 76471 | 939361.0707 | 60282224.6905 | 19019093.4047 | 6930.3333 | 770212.5483 | 19789305.953 | 78805935.4118 | 213579.1935 | 1253 | 685607.779 | 79491543.1908 | 213579.1935 | 309897.8992 | 670.6 | 0 | 79181645.2916 | 212908.5935 | 4411205.0579 | 11862.4887 | 3 | 0 | 4411205.0579 | 28062303.9449 | 55219.723 | 6 | 49481.6851 | 28111785.63 | 24390172.2058 | 51288.6346 | 3 | 0 | 23869269.269 | 49257.7346 | 520902.9368 | 2030.9 | 5295978.4766 | 9539.7 | 0 | 22815807.1534 | 45680.023 | 3766848.9012 | 7389.1699 | 1 | 0 | 3766848.9012 | 1033050.9058 | 4111.37 | 23546 | 0 | 4111.37 | 74269.3039 | 222.3385 | 663 | 302449.9371 | 796 | 7.6 | 115.9 | 6662 | 147.1 | 570633.3 | 30 | 0 | 0 | 0 | 0 | 0 | 1 | 0 | 0 | 0 | 0 | 0 | 0 | 0 | 0 | 0 | 30 | 22
2011-07-01 | 2011 | 80122127.4852 | 76589 | 939361.0707 | 81061488.556 | 21933359.8723 | 6929.4444 | 770212.5483 | 22703572.4207 | 84983924.0779 | 217210.6098 | 1226.6667 | 685607.779 | 85669531.8569 | 217210.6098 | 314103.3343 | 689 | 0 | 85355428.5226 | 216521.6098 | 4410294.6934 | 11753.3278 | 3 | 0 | 4410294.6934 | 30140634.9567 | 54443.578 | 6 | 49481.6851 | 30190116.6418 | 22313308.0536 | 53727.1459 | 3 | 0 | 21802972.7026 | 51703.7459 | 510335.3509 | 2023.4 | 4733679.0948 | 9731.5 | 0 | 25456437.547 | 44712.078 | 3616495.237 | 7434.7891 | 1 | 0 | 3616495.237 | 1101767.1758 | 4111.37 | 23450.6667 | 0 | 4111.37 | 76744.9473 | 200.3387 | 660.3333 | 309425.5533 | 795.6667 | 0 | 255.5 | 6665.8 | 148 | 570633.3 | 31 | 0 | 0 | 0 | 0 | 0 | 0 | 1 | 0 | 0 | 0 | 0 | 0 | 0 | 0 | 0 | 31 | 20
2011-08-01 | 2011 | 70319184.3392 | 76707 | 939361.0707 | 71258545.4099 | 20771896.8854 | 6928.5556 | 770212.5483 | 21542109.4337 | 85263514.4963 | 219924.3329 | 1200.3333 | 685607.779 | 85461087.2223 | 217870.6329 | 326357.0974 | 710.9 | 0 | 85134730.1248 | 217159.7329 | 3989309.9329 | 10482.4488 | 3 | 0 | 3989309.9329 | 30812140.9742 | 52964.7976 | 6 | 49481.6851 | 30861622.6593 | 28628930.6064 | 54105.6329 | 3 | 0 | 28628930.6064 | 54105.6329 | 488035.0531 | 2053.7 | 6003938.9385 | 9977.3 | 0 | 24857683.7208 | 42987.4976 | 4118060.4745 | 7345.4515 | 1 | 0 | 4118060.4745 | 1238370.9897 | 4111.37 | 23355.3333 | 0 | 4111.37 | 76529.1898 | 212.9786 | 657.6667 | 309353.5573 | 795.3333 | 0 | 159.5 | 6677.5 | 147.9 | 570633.3 | 32 | 0 | 0 | 0 | 0 | 0 | 0 | 0 | 1 | 0 | 0 | 0 | 0 | 0 | 0 | 0 | 31 | 22
2011-09-01 | 2011 | 48728746.2097 | 76825 | 939361.0707 | 49668107.2805 | 17280621.9657 | 6927.6667 | 770212.5483 | 18050834.514 | 75428759.0718 | 209846.5483 | 1174 | 685607.779 | 75648608.6303 | 207842.5483 | 325332.0902 | 720.1 | 0 | 75323276.5401 | 207122.4483 | 3961994.7169 | 10917.6614 | 3 | 0 | 3961994.7169 | 28011376.897 | 54942.8929 | 6 | 49481.6851 | 28060858.5821 | 24153372.2556 | 51749.0609 | 3 | 0 | 24153372.2556 | 51749.0609 | 465758.2206 | 2004 | 5700196.807 | 10225.1 | 0 | 22360661.7751 | 44717.7929 | 3482259.2145 | 7248.5107 | 1 | 0 | 3482259.2145 | 1387805.7257 | 4111.37 | 23260 | 0 | 4111.37 | 74016.3467 | 206.9887 | 655 | 297989.0489 | 795 | 51.4 | 60.2 | 6674.4 | 146 | 570633.3 | 33 | 0 | 0 | 0 | 0 | 0 | 0 | 0 | 0 | 1 | 0 | 0 | 0 | 0 | 1 | 1 | 30 | 21
2011-10-01 | 2011 | 42314053.1153 | 76855 | 939361.0707 | 43253414.186 | 16436472.9039 | 6926.7778 | 770212.5483 | 17206685.4523 | 74706515.5631 | 194369.4625 | 1173.3333 | 685607.779 | 74971165.1508 | 192509.6625 | 355415.2163 | 759.5 | 0 | 74615749.9345 | 191750.1625 | 4046724.6679 | 9967.3035 | 3 | 0 | 4046724.6679 | 27527652.0513 | 51265.608 | 6 | 49481.6851 | 27577133.7364 | 20322380.0811 | 45079.3823 | 3 | 0 | 20322380.0811 | 45079.3823 | 420958.1914 | 1859.8 | 5937389.0885 | 9960.95 | 0 | 21639744.6479 | 41304.658 | 3550074.8233 | 6236.1446 | 1 | 0 | 3550074.8233 | 1614483.3177 | 4121.29 | 23270.6667 | 0 | 4121.29 | 76796.7864 | 209.2236 | 659.3333 | 303538.188 | 795.3333 | 185.3 | 2.7 | 6668.1 | 146 | 570633.3 | 34 | 0 | 0 | 0 | 0 | 0 | 0 | 0 | 0 | 0 | 1 | 0 | 0 | 0 | 1 | 1 | 31 | 20
2011-11-01 | 2011 | 43971526.2073 | 76885 | 939361.0707 | 44910887.278 | 16577815.8598 | 6925.8889 | 770212.5483 | 17348028.4082 | 75970188.8152 | 195906.0936 | 1172.6667 | 685607.779 | 75882976.9797 | 193408.3936 | 362943.9915 | 776.7 | 0 | 75520032.9882 | 192631.6936 | 3772717.8805 | 10115.5035 | 3 | 0 | 3772717.8805 | 25460129.221 | 47919.5904 | 6 | 49481.6851 | 25509610.9061 | 21018936.1057 | 44933.4062 | 3 | 0 | 21018936.1057 | 44933.4062 | 772819.6145 | 2497.7 | 5626113.1605 | 9897.91 | 0 | 19883497.7456 | 38021.6804 | 3405704.1014 | 6127.8 | 1 | 0 | 3405704.1014 | 1720123.2068 | 4121.29 | 23281.3333 | 0 | 4121.29 | 75261.4534 | 223.3015 | 663.6667 | 291598.0454 | 795.6667 | 297.3 | 0 | 6662.8 | 147.3 | 570633.3 | 35 | 0 | 0 | 0 | 0 | 0 | 0 | 0 | 0 | 0 | 0 | 1 | 0 | 0 | 1 | 1 | 30 | 22
2011-12-01 | 2011 | 52101268.57 | 76915 | 939361.0707 | 53040629.6407 | 18204749.9777 | 6925 | 770212.5483 | 18974962.526 | 79498558.7961 | 183646.8538 | 1172 | 685607.779 | 79287692.6629 | 181200.3538 | 372211.0244 | 769.1 | 0 | 78915481.6386 | 180431.2538 | 3705335.7431 | 10122.8671 | 3 | 0 | 3705335.7431 | 24470533.4892 | 45666.4168 | 6 | 49481.6851 | 24520015.1743 | 21418775.3722 | 44960.6601 | 3 | 0 | 21418775.3722 | 44960.6601 | 896473.9122 | 2446.5 | 5933974.2735 | 10178.2 | 0 | 18586040.9008 | 35488.2168 | 3070635.6225 | 6171.1373 | 1 | 0 | 3070635.6225 | 1877795.9707 | 4121.94 | 23292 | 0 | 4121.94 | 77641.4577 | 189.1188 | 668 | 300840.6615 | 796 | 485.4 | 0 | 6667.5 | 149.3 | 570633.3 | 36 | 0 | 0 | 0 | 0 | 0 | 0 | 0 | 0 | 0 | 0 | 0 | 1 | 0 | 0 | 0 | 31 | 20
2012-01-01 | 2012 | 52764201.5106 | 76943.3333 | 1072052.953 | 53836254.4636 | 18609072.0054 | 6919.6667 | 902076.0773 | 19511148.0827 | 83338691.6908 | 194611.6301 | 1173.6667 | 1066001.5767 | 83627865.9435 | 192494.9301 | 339675.6577 | 768.7 | 0 | 83288190.2858 | 191726.2301 | 3674630.2658 | 9857.1758 | 3 | 2338.7152 | 3676968.9811 | 24402594.4114 | 44625.9516 | 6 | 217152.499 | 24619746.9104 | 21964502.1456 | 44731.8657 | 3 | 269401.8106 | 22233903.9562 | 44731.8657 | 776827.3241 | 2116.7 | 4931932.5722 | 8668.9 | 0 | 19687814.3382 | 35957.0516 | 3607879.269 | 6363.4982 | 1 | 2291.1593 | 3610170.4283 | 1823734.7297 | 4126.71 | 23309.3333 | 0 | 4126.71 | 77637.7378 | 216.2686 | 667.3333 | 301448.8989 | 795.6667 | 559.6 | 0 | 6673.6 | 149.5 | 578793.9 | 37 | 1 | 0 | 0 | 0 | 0 | 0 | 0 | 0 | 0 | 0 | 0 | 0 | 0 | 0 | 0 | 31 | 21
2012-02-01 | 2012 | 46902825.8005 | 76971.6667 | 1072052.953 | 47974878.7534 | 17354087.6112 | 6914.3333 | 902076.0773 | 18256163.6885 | 78544715.9083 | 194302.592 | 1175.3333 | 1066001.5767 | 78960983.6586 | 192263.392 | 306067.1389 | 716.6 | 0 | 78654916.5197 | 191546.792 | 3495078.1779 | 10770.3166 | 3 | 2338.7152 | 3497416.8931 | 23141193.9869 | 44569.7665 | 6 | 217152.499 | 23358346.4859 | 21477164.2308 | 44514.5124 | 3 | 269401.8106 | 21746566.0414 | 44514.5124 | 649733.8265 | 2039.2 | 4890649.0794 | 8714.4 | 0 | 18467697.4065 | 35855.3665 | 3460936.3994 | 6276.8218 | 1 | 2291.1593 | 3463227.5587 | 1570873.8047 | 4126.71 | 23326.6667 | 0 | 4126.71 | 72628.8514 | 202.7387 | 666.6667 | 284116.4852 | 795.3333 | 492.4 | 0 | 6670.7 | 150.2 | 578793.9 | 38 | 0 | 1 | 0 | 0 | 0 | 0 | 0 | 0 | 0 | 0 | 0 | 0 | 0 | 0 | 0 | 29 | 20
2012-03-01 | 2012 | 43745964.8946 | 77000 | 1072052.953 | 44818017.8476 | 17194592.7811 | 6909 | 902076.0773 | 18096668.8584 | 78516120.477 | 206728.507 | 1177 | 1066001.5767 | 78967146.2141 | 204676.307 | 222071.0417 | 618.2 | 0 | 78745075.1724 | 204058.107 | 3795098.9032 | 10495.7972 | 3 | 2338.7152 | 3797437.6184 | 25480429.9046 | 45800.6583 | 6 | 217152.499 | 25697582.4036 | 24130874.5035 | 45558.767 | 3 | 269401.8106 | 24400276.3141 | 45558.767 | 614975.8396 | 2052.2 | 5198343.9276 | 8729.1 | 0 | 20499238.476 | 37071.5583 | 3565516.5334 | 6413.6794 | 1 | 2291.1593 | 3567807.6927 | 1508297.6497 | 4129.85 | 23344 | 0 | 4129.85 | 77500.0993 | 217.7286 | 666 | 303465.4779 | 795 | 250.8 | 4.8 | 6674 | 151.8 | 578793.9 | 39 | 0 | 0 | 1 | 0 | 0 | 0 | 0 | 0 | 0 | 0 | 0 | 0 | 1 | 0 | 1 | 31 | 22
2012-04-01 | 2012 | 39447704.0114 | 76971 | 1072052.953 | 40519756.9644 | 15639383.6903 | 6911.8889 | 902076.0773 | 16541459.7676 | 69759492.4996 | 191371.3479 | 1177 | 1066001.5767 | 70404346.9042 | 189559.4479 | 232900.2891 | 690.8 | 0 | 70171446.6151 | 188868.6479 | 3515165.4844 | 9150.7033 | 3 | 2338.7152 | 3517504.1996 | 22506938.0704 | 43328.3275 | 6 | 217152.499 | 22724090.5694 | 21904259.2883 | 44208.2471 | 3 | 269401.8106 | 22173661.0989 | 44208.2471 | 421147.1722 | 1811.9 | 3479046.5958 | 6703.1 | 0 | 19245043.9736 | 36625.2275 | 3216604.9053 | 6311.7965 | 1 | 2291.1593 | 3218896.0646 | 1276500.2198 | 4129.85 | 23348.6667 | 0 | 4129.85 | 74788.2385 | 202.9887 | 665 | 290686.1702 | 795 | 252.5 | 4.3 | 6685.8 | 152.5 | 578793.9 | 40 | 0 | 0 | 0 | 1 | 0 | 0 | 0 | 0 | 0 | 0 | 0 | 0 | 1 | 0 | 1 | 30 | 19
2012-05-01 | 2012 | 46297820.199 | 76942 | 1072052.953 | 47369873.152 | 17269873.6707 | 6914.7778 | 902076.0773 | 18171949.7481 | 76040808.0238 | 207004.4407 | 1177 | 1066001.5767 | 76707141.2564 | 205214.3407 | 231127.9175 | 510.2 | 0 | 76476013.3389 | 204704.1407 | 4042598.7223 | 10663.6991 | 3 | 2338.7152 | 4044937.4375 | 25930566.2091 | 48463.6756 | 6 | 217152.499 | 26147718.7081 | 25024391.6132 | 50769.6745 | 3 | 269401.8106 | 25293793.4238 | 50769.6745 | 399668.3442 | 1790.1 | 3350437.5142 | 5746.8 | 0 | 22797281.1939 | 42716.8756 | 3728898.6599 | 7875.3946 | 1 | 2291.1593 | 3731189.8192 | 1163336.5678 | 4129.85 | 23353.3333 | 0 | 4129.85 | 77149.883 | 213.8936 | 664 | 297029.7901 | 795 | 48.2 | 59.3 | 6690.1 | 152.7 | 578793.9 | 41 | 0 | 0 | 0 | 0 | 1 | 0 | 0 | 0 | 0 | 0 | 0 | 0 | 1 | 0 | 1 | 31 | 22
2012-06-01 | 2012 | 65092376.5239 | 76913 | 1072052.953 | 66164429.4769 | 19501224.8326 | 6917.6667 | 902076.0773 | 20403300.9099 | 80386969.7843 | 207957.2339 | 1177 | 1066001.5767 | 81073916.051 | 206190.0339 | 220578.2114 | 559.9 | 0 | 80853337.8396 | 205630.1339 | 4099184.0848 | 11485.6416 | 3 | 2338.7152 | 4101522.8 | 26893759.1704 | 49289.3755 | 6 | 217152.499 | 27110911.6694 | 26577086.2856 | 54349.0526 | 3 | 269401.8106 | 26846488.0962 | 54349.0526 | 379055.31 | 1767.2 | 3654790.765 | 7048.6 | 0 | 23456120.9044 | 42240.7755 | 4310419.9139 | 7788.3379 | 1 | 2291.1593 | 4312711.0732 | 1033305.8178 | 4131.63 | 23358 | 0 | 4131.63 | 74649.0997 | 207.3586 | 663 | 285744.5945 | 795 | 10.3 | 147.1 | 6693.3 | 152.6 | 578793.9 | 42 | 0 | 0 | 0 | 0 | 0 | 1 | 0 | 0 | 0 | 0 | 0 | 0 | 0 | 0 | 0 | 30 | 21
2012-07-01 | 2012 | 82179315.9856 | 76988.3333 | 1072052.953 | 83251368.9386 | 21959287.3147 | 6920.5556 | 902076.0773 | 22861363.392 | 85836906.1447 | 221946.0638 | 1179.3333 | 1066001.5767 | 86497634.1792 | 220097.1638 | 191841.0331 | 462.2 | 0 | 86305793.1461 | 219634.9638 | 4186686.3755 | 11612.7648 | 3 | 2338.7152 | 4189025.0908 | 28434380.4476 | 52329.5501 | 6 | 217152.499 | 28651532.9467 | 24402796.76 | 52652.2284 | 2.6667 | 269401.8106 | 24672198.5706 | 52652.2284 | 405273.5423 | 1848.9 | 3290102.3215 | 7161.4 | 0 | 25361430.6252 | 45168.1501 | 4052063.9323 | 7547.6966 | 1 | 2291.1593 | 4054355.0915 | 1119583.6278 | 4131.63 | 23360.3333 | 0 | 4131.63 | 77014.6445 | 223.0186 | 661.3333 | 295238.9571 | 794.3333 | 0 | 235.5 | 6694.6 | 153.8 | 578793.9 | 43 | 0 | 0 | 0 | 0 | 0 | 0 | 1 | 0 | 0 | 0 | 0 | 0 | 0 | 0 | 0 | 31 | 21
2012-08-01 | 2012 | 67466467.8169 | 77063.6667 | 1072052.953 | 68538520.7698 | 20216902.9096 | 6923.4444 | 902076.0773 | 21118978.9869 | 84305348.4495 | 217741.1805 | 1181.6667 | 1066001.5767 | 84955144.6821 | 215950.9805 | 224336.8796 | 525.8 | 0 | 84730807.8025 | 215425.1805 | 4034954.6113 | 11398.4605 | 3 | 2338.7152 | 4037293.3265 | 28918844.4658 | 51175.5653 | 6 | 217152.499 | 29135996.9648 | 28355405.4638 | 49411.788 | 2.3333 | 269401.8106 | 28624807.2744 | 49411.788 | 416205.3441 | 1790.2 | 4558083.2335 | 7286 | 0 | 24577913.7314 | 43889.5653 | 4454471.2835 | 6995.3242 | 1 | 2291.1593 | 4456762.4428 | 1255320.3248 | 4131.63 | 23362.6667 | 0 | 4131.63 | 76676.1283 | 206.4287 | 659.6667 | 294378.3425 | 793.6667 | 0.7 | 143.7 | 6703.3 | 154.5 | 578793.9 | 44 | 0 | 0 | 0 | 0 | 0 | 0 | 0 | 1 | 0 | 0 | 0 | 0 | 0 | 0 | 0 | 31 | 22
2012-09-01 | 2012 | 49475729.3293 | 77139 | 1072052.953 | 50547782.2823 | 17268129.3921 | 6926.3333 | 902076.0773 | 18170205.4694 | 75198610.2048 | 208200.6354 | 1184 | 1066001.5767 | 75637873.1171 | 206117.0354 | 207270.5406 | 499.9 | 0 | 75430602.5765 | 205617.1354 | 3502810.3425 | 10666.6024 | 3 | 2338.7152 | 3505149.0577 | 26610365.8821 | 50498.8583 | 6 | 217152.499 | 26827518.3811 | 23640789.2369 | 47611.4014 | 2 | 269401.8106 | 23910191.0475 | 47611.4014 | 626738.6645 | 2083.6 | 3849521.0645 | 6809.1 | 0 | 22977997.3166 | 43689.7583 | 3887656.5083 | 7041.7037 | 1 | 2291.1593 | 3889947.6676 | 1384083.7597 | 4131.63 | 23365 | 0 | 4131.63 | 74057.6265 | 192.9787 | 658 | 281871.5274 | 793 | 53.2 | 50.3 | 6707.4 | 155.1 | 578793.9 | 45 | 0 | 0 | 0 | 0 | 0 | 0 | 0 | 0 | 1 | 0 | 0 | 0 | 0 | 1 | 1 | 30 | 19
2012-10-01 | 2012 | 41801804.931 | 77207.3333 | 1072052.953 | 42873857.884 | 16318519.7265 | 6929.2222 | 902076.0773 | 17220595.8039 | 75399385.7095 | 198453.8551 | 1182.3333 | 1066001.5767 | 75854816.158 | 196458.5551 | 211400.3662 | 510.8 | 0 | 75643415.7918 | 195947.7551 | 3663374.5063 | 10268.2901 | 3 | 2338.7152 | 3665713.2215 | 25823375.7408 | 45954.1811 | 6 | 217152.499 | 26040528.2399 | 22521062.8336 | 42830.1276 | 2 | 269401.8106 | 22790464.6442 | 42830.1276 | 610571.1282 | 1995.3 | 4149865.5298 | 7349.4 | 0 | 21890662.7101 | 38604.7811 | 3910496.1568 | 6253.2518 | 1 | 2291.1593 | 3912787.3161 | 1632717.2737 | 4131.63 | 23365 | 0 | 4131.63 | 76445.4909 | 220.3286 | 657 | 287307.4507 | 793 | 207.2 | 5.6 | 6710 | 154.3 | 578793.9 | 46 | 0 | 0 | 0 | 0 | 0 | 0 | 0 | 0 | 0 | 1 | 0 | 0 | 0 | 1 | 1 | 31 | 22
2012-11-01 | 2012 | 44569377.169 | 77275.6667 | 1072052.953 | 45641430.122 | 16766402.2994 | 6932.1111 | 902076.0773 | 17668478.3767 | 76436117.0609 | 200627.4073 | 1180.6667 | 1066001.5767 | 76825179.4475 | 198472.5073 | 205321.5862 | 525.3 | 0 | 76619857.8613 | 197947.2073 | 4329998.1374 | 11098.3503 | 3 | 2338.7152 | 4332336.8527 | 24305195.4221 | 45433.457 | 6 | 217152.499 | 24522347.9211 | 22605704.7696 | 41128.3337 | 2 | 269401.8106 | 22875106.5802 | 41128.3337 | 676939.1901 | 2154.9 | 4114580.0276 | 7179.3 | 0 | 20407767.8935 | 38254.157 | 3982512.1584 | 6368.8215 | 1 | 2291.1593 | 3984803.3177 | 1724885.9317 | 4131.63 | 23365 | 0 | 4131.63 | 73979.5074 | 206.0187 | 656 | 277502.8759 | 793 | 405.5 | 0 | 6722.4 | 153.8 | 578793.9 | 47 | 0 | 0 | 0 | 0 | 0 | 0 | 0 | 0 | 0 | 0 | 1 | 0 | 0 | 1 | 1 | 30 | 22
2012-12-01 | 2012 | 51566047.6728 | 77344 | 1072052.953 | 52638100.6258 | 18138752.46 | 6935 | 902076.0773 | 19040828.5373 | 77875364.1118 | 178592.99 | 1179 | 1066001.5767 | 78089232.6018 | 176410.59 | 189669.5095 | 443 | 0 | 77899563.0923 | 175967.59 | 3428960.1265 | 10282.7467 | 3 | 2338.7152 | 3431298.8417 | 22298723.747 | 45221.228 | 6 | 217152.499 | 22515876.2461 | 18253997.9669 | 41254.802 | 2 | 269401.8106 | 18523399.7775 | 41254.802 | 852133.0867 | 2182.4 | 3198587.3523 | 7013 | 0 | 19317288.8938 | 38208.228 | 3159383.2112 | 6452.8358 | 1 | 2291.1593 | 3161674.3705 | 1885226.5719 | 4132.81 | 23365 | 0 | 4132.81 | 76396.0716 | 185.9038 | 655 | 287127.4187 | 793 | 484.2 | 0 | 6740.6 | 152.9 | 578793.9 | 48 | 0 | 0 | 0 | 0 | 0 | 0 | 0 | 0 | 0 | 0 | 0 | 1 | 0 | 0 | 0 | 31 | 19
2013-01-01 | 2013 | 53652899.3428 | 77346.6667 | 1258456.7784 | 54911356.1212 | 18942676.3395 | 6941.3333 | 975968.6986 | 19918645.0381 | 85385371.4396 | 205011.8589 | 1178.6667 | 1684340.1755 | 86172794.2979 | 202796.5589 | 204071.2152 | 504.2 | 0 | 85968723.0827 | 202292.3589 | 3645495.2413 | 9951.291 | 3 | 5297.0209 | 3650792.2622 | 23417946.4071 | 41496.6397 | 6 | 507506.5282 | 23925452.9353 | 18216753.7244 | 41114.6564 | 2 | 756294.0548 | 18973047.7791 | 41114.6564 | 896917.3172 | 2215.3 | 2940284.7917 | 4726.3 | 47023.7128 | 20938144.4308 | 36770.3397 | 3961355.8703 | 6374.1437 | 1 | 4557.9122 | 3965913.7825 | 1825812.3369 | 4132.81 | 23365 | 0 | 4132.81 | 76016.7144 | 212.6019 | 652 | 286406.2858 | 793 | 598.2 | 0 | 6758.8 | 151.4 | 586913 | 49 | 1 | 0 | 0 | 0 | 0 | 0 | 0 | 0 | 0 | 0 | 0 | 0 | 0 | 0 | 0 | 31 | 22
2013-02-01 | 2013 | 47495304.4158 | 77349.3333 | 1258456.7784 | 48753761.1942 | 17503053.7291 | 6947.6667 | 975968.6986 | 18479022.4277 | 79205892.5483 | 200599.5083 | 1178.3333 | 1684340.1755 | 80116229.5699 | 198368.7083 | 200381.9408 | 514.9 | 0 | 79915847.629 | 197853.8083 | 3154952.296 | 9508.9084 | 3 | 5297.0209 | 3160249.3169 | 21567392.0411 | 43248.4466 | 6 | 507506.5282 | 22074898.5693 | 20302596.5044 | 41501.534 | 2 | 756294.0548 | 21058890.5592 | 41501.534 | 774003.1539 | 2230.8 | 2712054.7845 | 5047.2 | 47023.7128 | 19315820.072 | 38201.2466 | 3597797.4298 | 6471.8438 | 1 | 4557.9122 | 3602355.342 | 1530921.2539 | 4135.06 | 23365 | 0 | 4135.06 | 68397.3849 | 197.9087 | 649 | 258225.6891 | 793 | 574.8 | 0 | 6775.5 | 151.9 | 586913 | 50 | 0 | 1 | 0 | 0 | 0 | 0 | 0 | 0 | 0 | 0 | 0 | 0 | 0 | 0 | 0 | 28 | 19
2013-03-01 | 2013 | 48630667.3237 | 77352 | 1258456.7784 | 49889124.1021 | 18368567.8751 | 6954 | 975968.6986 | 19344536.5737 | 82400690.9391 | 197559.0011 | 1178 | 1684340.1755 | 83295056.1316 | 195536.0011 | 196941.9582 | 464.1 | 0 | 83098114.1735 | 195071.9011 | 2790274.276 | 9581.3628 | 3 | 5297.0209 | 2795571.2969 | 25449665.9375 | 42884.8003 | 6 | 507506.5282 | 25957172.4657 | 20534827.4721 | 41099.2532 | 2 | 756294.0548 | 21291121.5268 | 41099.2532 | 789974.983 | 2023 | 2864827.7802 | 5253.6 | 47023.7128 | 23045320.9728 | 37631.2003 | 3935017.2193 | 6701.0803 | 1 | 4557.9122 | 3939575.1315 | 1514458.9898 | 4135.06 | 23365 | 0 | 4135.06 | 75624.8762 | 204.3637 | 646 | 295789.218 | 793 | 505.2 | 0 | 6781.1 | 152.4 | 586913 | 51 | 0 | 0 | 1 | 0 | 0 | 0 | 0 | 0 | 0 | 0 | 0 | 0 | 1 | 0 | 1 | 31 | 19
2013-04-01 | 2013 | 41929828.2035 | 77319.6667 | 1258456.7784 | 43188284.9818 | 16520167.0445 | 6952.1111 | 975968.6986 | 17496135.7431 | 74267210.254 | 199905.0878 | 1177.6667 | 1684340.1755 | 75368667.8343 | 198127.8878 | 192539.0672 | 468.9 | 0 | 75176128.7672 | 197658.9878 | 3637191.498 | 10486.7221 | 3 | 5297.0209 | 3642488.5188 | 24827226.3409 | 44235.5287 | 6 | 507506.5282 | 25334732.8691 | 21301213.6565 | 40774.1931 | 2 | 756294.0548 | 22057507.7112 | 40774.1931 | 582882.5952 | 1777.2 | 3261622.6382 | 6454.2 | 47023.7128 | 22026086.5181 | 37781.3287 | 3847040.6099 | 6450.1747 | 1 | 4557.9122 | 3851598.5221 | 1293416.5199 | 4113.63 | 23371.3333 | 0 | 4113.63 | 72567.7124 | 209.7386 | 641.6667 | 281756.8801 | 793 | 300.2 | 0 | 6788.9 | 154.4 | 586913 | 52 | 0 | 0 | 0 | 1 | 0 | 0 | 0 | 0 | 0 | 0 | 0 | 0 | 1 | 0 | 1 | 30 | 22
2013-05-01 | 2013 | 44032174.7035 | 77287.3333 | 1258456.7784 | 45290631.4819 | 17077059.5425 | 6950.2222 | 975968.6986 | 18053028.2411 | 75498068.6033 | 208168.1382 | 1177.3333 | 1684340.1755 | 76645979.1283 | 206293.6382 | 178318.4446 | 465 | 0 | 76467660.6836 | 205828.6382 | 4162562.4615 | 11703.2283 | 3 | 5297.0209 | 4167859.4824 | 25898774.5875 | 49686.8219 | 6 | 507506.5282 | 26406281.1157 | 23912059.5735 | 49250.6095 | 2 | 756294.0548 | 24668353.6283 | 49250.6095 | 536429.6505 | 1874.5 | 3397540.2851 | 6609.1 | 47023.7128 | 22961717.1178 | 43077.7219 | 3933059.7992 | 7678.0925 | 1 | 4557.9122 | 3937617.7114 | 1155103.4449 | 4113.24 | 23377.6667 | 0 | 4113.24 | 74981.6761 | 202.2737 | 637.3333 | 285264.3885 | 793 | 73.3 | 59.9 | 6801.1 | 155.3 | 586913 | 53 | 0 | 0 | 0 | 0 | 1 | 0 | 0 | 0 | 0 | 0 | 0 | 0 | 1 | 0 | 1 | 31 | 22
2013-06-01 | 2013 | 55313923.2799 | 77255 | 1258456.7784 | 56572380.0583 | 18290755.1082 | 6948.3333 | 975968.6986 | 19266723.8068 | 76794952.3247 | 209117.6888 | 1177 | 1684340.1755 | 77950659.4037 | 207286.4888 | 101431.7144 | 344.2 | 0 | 77849227.6893 | 206942.2888 | 4048705.5762 | 10828.2767 | 3 | 5297.0209 | 4054002.5971 | 25797018.8468 | 49807.3707 | 6 | 507506.5282 | 26304525.375 | 25668597.7467 | 49004.5215 | 2 | 756294.0548 | 26424891.8015 | 49004.5215 | 528633.0965 | 1831.2 | 3371366.2719 | 7534.8 | 47023.7128 | 22886135.3903 | 42272.5707 | 4311594.5934 | 7778.8339 | 1 | 4557.9122 | 4316152.5057 | 1053203.5369 | 4126.75 | 23384 | 0 | 4126.75 | 72601.3124 | 201.9637 | 633 | 275090.5016 | 793 | 14.7 | 103.5 | 6815.2 | 156.1 | 586913 | 54 | 0 | 0 | 0 | 0 | 0 | 1 | 0 | 0 | 0 | 0 | 0 | 0 | 0 | 0 | 0 | 30 | 20
2013-07-01 | 2013 | 68273515.3256 | 77361.3333 | 1258456.7784 | 69531972.104 | 20336014.2772 | 6946.4444 | 975968.6986 | 21311982.9758 | 81421327.4591 | 219263.0956 | 1174.6667 | 1684340.1755 | 82611806.2309 | 217524.0956 | 71360.4606 | 294.1 | 0 | 82540445.7702 | 217229.9956 | 4261882.1206 | 11402.6646 | 3 | 5297.0209 | 4267179.1415 | 25369101.7807 | 49105.542 | 6 | 507506.5282 | 25876608.3089 | 21074014.1381 | 47736.1483 | 2 | 756294.0548 | 21830308.1929 | 47736.1483 | 493861.4037 | 1739 | 2080893.2006 | 4883.4 | 47023.7128 | 23748691.3955 | 44222.142 | 3902324.1978 | 7835.8579 | 1 | 4557.9122 | 3906882.1101 | 1121973.9989 | 4130.09 | 23384 | 0 | 4130.09 | 75011.4358 | 202.7637 | 635.6667 | 280635.906 | 792.3333 | 1.5 | 174.8 | 6826.2 | 156 | 586913 | 55 | 0 | 0 | 0 | 0 | 0 | 0 | 1 | 0 | 0 | 0 | 0 | 0 | 0 | 0 | 0 | 31 | 22
2013-08-01 | 2013 | 61368859.8913 | 77467.6667 | 1258456.7784 | 62627316.6697 | 19435816.4243 | 6944.5556 | 975968.6986 | 20411785.1229 | 80185983.8524 | 209630.7735 | 1172.3333 | 1684340.1755 | 81402470.1099 | 207882.3735 | 175986.4508 | 502.8 | 0 | 81226483.6591 | 207379.5735 | 3908076.0584 | 11303.3091 | 3 | 5297.0209 | 3913373.0793 | 26626781.3347 | 50194.6193 | 6 | 507506.5282 | 27134287.8629 | 25888401.18 | 51629.8005 | 2 | 756294.0548 | 26644695.2347 | 51629.8005 | 467853.918 | 1748.4 | 2900515.3041 | 6641.6 | 47023.7128 | 24186748.8461 | 43553.0193 | 4645348.8592 | 7870.0723 | 1 | 4557.9122 | 4649906.7714 | 1257128.8838 | 4130.09 | 23384 | 0 | 4130.09 | 75241.2322 | 202.4937 | 638.3333 | 275932.1832 | 791.6667 | 1.2 | 134.3 | 6833.9 | 155.8 | 586913 | 56 | 0 | 0 | 0 | 0 | 0 | 0 | 0 | 1 | 0 | 0 | 0 | 0 | 0 | 0 | 0 | 31 | 21
2013-09-01 | 2013 | 51225174.091 | 77574 | 1258456.7784 | 52483630.8694 | 17751367.5117 | 6942.6667 | 975968.6986 | 18727336.2104 | 74914577.2091 | 210062.2051 | 1170 | 1684340.1755 | 76153505.5867 | 208306.2051 | 179495.278 | 472.8 | 0 | 75974010.3086 | 207833.4051 | 4471242.733 | 11505.3585 | 3 | 5297.0209 | 4476539.7539 | 24436703.0886 | 47902.2819 | 6 | 507506.5282 | 24944209.6168 | 23681602.7354 | 49550.1967 | 2 | 756294.0548 | 24437896.7901 | 49550.1967 | 445411.7979 | 1756 | 3680545.647 | 7505.5 | 47023.7128 | 21216640.257 | 40396.7819 | 4369945.3696 | 7783.776 | 1 | 4557.9122 | 4374503.2819 | 1377771.4867 | 4130.09 | 23384 | 0 | 4130.09 | 72867.5874 | 200.9837 | 641 | 263918.532 | 791 | 41.2 | 65.3 | 6843.3 | 154 | 586913 | 57 | 0 | 0 | 0 | 0 | 0 | 0 | 0 | 0 | 1 | 0 | 0 | 0 | 0 | 1 | 1 | 30 | 20
2013-10-01 | 2013 | 43055049.1554 | 77592 | 1258456.7784 | 44313505.9337 | 16662418.7298 | 6940.7778 | 975968.6986 | 17638387.4284 | 76207730.9092 | 202063.9071 | 1177.3333 | 1684340.1755 | 77422083.6809 | 200361.4071 | 194105.5218 | 498.4 | 0 | 77227978.159 | 199863.0071 | 4206975.6925 | 11371.9012 | 3 | 5297.0209 | 4212272.7134 | 25238122.1971 | 49064.0035 | 6 | 507506.5282 | 25745628.7253 | 23494506.4508 | 44354.8175 | 2 | 756294.0548 | 24250800.5056 | 44354.8175 | 469987.4039 | 1702.5 | 4368930.8275 | 7087.13 | 47023.7128 | 21329674.185 | 41976.8735 | 4131741.6736 | 7065.6538 | 1 | 4557.9122 | 4136299.5858 | 1615411.4608 | 4108.32 | 23392.3333 | 0 | 4108.32 | 75582.7685 | 203.4437 | 642.3333 | 269372.7159 | 787.6667 | 170.5 | 19.9 | 6850.3 | 154.5 | 586913 | 58 | 0 | 0 | 0 | 0 | 0 | 0 | 0 | 0 | 0 | 1 | 0 | 0 | 0 | 1 | 1 | 31 | 22
2013-11-01 | 2013 | 46010506.9023 | 77610 | 1258456.7784 | 47268963.6807 | 17044915.3461 | 6938.8889 | 975968.6986 | 18020884.0447 | 78842349.3091 | 200700.4589 | 1184.6667 | 1684340.1755 | 79988549.4671 | 198867.7589 | 189904.1438 | 460.5 | 0 | 79798645.3233 | 198407.2589 | 3806081.544 | 10647.1161 | 3 | 5297.0209 | 3811378.5649 | 24424758.2529 | 44833.7585 | 6 | 507506.5282 | 24932264.7811 | 22217289.5694 | 39753.0698 | 2 | 756294.0548 | 22973583.6242 | 39753.0698 | 538140.0175 | 1832.7 | 4397535.0173 | 7204.03 | 47023.7128 | 20487706.0511 | 37629.7285 | 4219064.4206 | 6756.2035 | 1 | 4557.9122 | 4223622.3329 | 1720908.0209 | 4108.32 | 23400.6667 | 0 | 4108.32 | 73216.876 | 216.6767 | 643.6667 | 258062.7082 | 784.3333 | 424.9 | 0 | 6854 | 155 | 586913 | 59 | 0 | 0 | 0 | 0 | 0 | 0 | 0 | 0 | 0 | 0 | 1 | 0 | 0 | 1 | 1 | 30 | 21
2013-12-01 | 2013 | 56023838.1589 | 77628 | 1258456.7784 | 57282294.9373 | 19090664.5557 | 6937 | 975968.6986 | 20066633.2543 | 83100177.9331 | 294326.3022 | 1192 | 1684340.1755 | 83719004.8506 | 292361.9122 | 173467.8038 | 441.8 | 0 | 83545537.0468 | 291920.1122 | 3573144.9286 | 10730.9611 | 3 | 5297.0209 | 3578441.9494 | 22132422.9906 | 44929.0633 | 6 | 507506.5282 | 22639929.5188 | 19249691.4906 | 40047.4166 | 2 | 756294.0548 | 20005985.5454 | 40047.4166 | 1065513.2581 | 1964.39 | 3817388.0397 | 7228.74 | 47023.7128 | 18775517.7664 | 37700.3233 | 3272384.7696 | 6785.0957 | 1 | 4557.9122 | 3276942.6819 | 1816992.5093 | 4116.88 | 23409 | 0 | 4116.88 | 75638.1941 | 183.5499 | 645 | 224271.4407 | 781 | 614.3 | 0 | 6850.4 | 157 | 586913 | 60 | 0 | 0 | 0 | 0 | 0 | 0 | 0 | 0 | 0 | 0 | 0 | 1 | 0 | 0 | 0 | 31 | 20
2014-01-01 | 2014 | 59633043.3634 | 77687 | 1450241.2754 | 61083284.6388 | 20293263.732 | 6959.3333 | 1010514.0519 | 21303777.7839 | 95127929.0289 | 111610.33 | 1198.3333 | 2474076.3927 | 96510112.6834 | 109847.54 | 183423.7834 | 420.66 | 0 | 96326688.9 | 109426.88 | 3970859.6096 | 11063.82 | 3 | 6426.6101 | 3977286.2197 | 25930594.9887 | 45518.04 | 6 | 740088.2442 | 26670683.2329 | 19386772.48 | 40266.29 | 2 | 1116955.3039 | 20503727.7839 | 40266.29 | 1091892.7382 | 1762.79 | 4209956.1573 | 7111.68 | 116009.8562 | 22344717.2195 | 38406.36 | 4376243.319 | 6998.02 | 1 | 4554.5553 | 4380797.8743 | 1867753.6516 | 4117.39 | 23412.3333 | 0 | 4117.39 | 87615.3824 | 235.7786 | 645 | 219416.6126 | 782 | 785 | 0 | 6848.3 | 157.6 | 601343.5 | 61 | 1 | 0 | 0 | 0 | 0 | 0 | 0 | 0 | 0 | 0 | 0 | 0 | 0 | 0 | 0 | 31 | 22
2014-02-01 | 2014 | 50502173.7971 | 77746 | 1450241.2754 | 51952415.0726 | 18089470.0874 | 6981.6667 | 1010514.0519 | 19099984.1393 | 84624882.3431 | 207111.23 | 1204.6667 | 2474076.3927 | 85964089.9634 | 205444.67 | 168596.5501 | 404.55 | 0 | 85795493.4133 | 205040.12 | 3312870.25 | 9402.38 | 3 | 6426.6101 | 3319296.8601 | 22731200.91 | 41469.95 | 6 | 740088.2442 | 23471289.1542 | 19082812.8 | 40541.43 | 2 | 1116955.3039 | 20199768.1039 | 40541.43 | 1134868.7725 | 1666.56 | 4109473.9174 | 7111.68 | 116009.8562 | 19245805.3807 | 34358.27 | 3872591.62 | 7041.79 | 1 | 4554.5553 | 3877146.1753 | 1504511.77 | 4117.39 | 23415.6667 | 0 | 4117.39 | 79026.9149 | 206.52 | 645 | 206426.91 | 783 | 674.2 | 0 | 6850 | 156.4 | 601343.5 | 62 | 0 | 1 | 0 | 0 | 0 | 0 | 0 | 0 | 0 | 0 | 0 | 0 | 0 | 0 | 0 | 28 | 19
2014-03-01 | 2014 | 49602750.2073 | 77805 | 1450241.2754 | 51052991.4827 | 18575177.5555 | 7004 | 1010514.0519 | 19585691.6073 | 86595162.4026 | 208391.23 | 1211 | 2474076.3927 | 88422332.0787 | 207123.03 | 179366.763 | 384.75 | 0 | 88242965.3156 | 206738.28 | 3878948.68 | 9604.08 | 3 | 6426.6101 | 3885375.2901 | 24525079.07 | 43366.37 | 6 | 740088.2442 | 25265167.3142 | 21216552.57 | 40387.5 | 2 | 1116955.3039 | 22333507.8739 | 40387.5 | 646906.7166 | 1268.2 | 3776665.9233 | 6819.84 | 116009.8562 | 21372491.5347 | 36546.53 | 4148158.08 | 6817.54 | 1 | 4554.5553 | 4152712.6353 | 1502560.59 | 4117.39 | 23419 | 0 | 4117.39 | 81884.8071 | 221.9 | 645 | 206426.91 | 784 | 591.9 | 0 | 6856.4 | 155.3 | 601343.5 | 63 | 0 | 0 | 1 | 0 | 0 | 0 | 0 | 0 | 0 | 0 | 0 | 0 | 1 | 0 | 1 | 31 | 21
2014-04-01 | 2014 | 39909923.9182 | 77819.6667 | 1450241.2754 | 41360165.1936 | 15912149.6251 | 7006.2222 | 1010514.0519 | 16922663.677 | 74179904.9811 | 197732.54 | 1208.3333 | 2474076.3927 | 76199788.9276 | 196960.01 | 167172.9305 | 342.9 | 0 | 76032615.9971 | 196617.11 | 3905531.85 | 10379.4 | 3 | 6426.6101 | 3911958.4601 | 22137885.25 | 42956.44 | 6 | 740088.2442 | 22877973.4942 | 21958191.59 | 40968.34 | 2 | 1116955.3039 | 23075146.8939 | 40968.34 | 454192.4462 | 772.53 | 3424118.3972 | 6773.76 | 116009.8562 | 19337845.2408 | 36182.68 | 3838834.18 | 6710.02 | 1 | 4554.5553 | 3843388.7353 | 1290314.64 | 4117.39 | 23432 | 0 | 4117.39 | 73281.6189 | 210.18 | 641.6667 | 199930.05 | 784.3333 | 253.7 | 0 | 6869.6 | 152.9 | 601343.5 | 64 | 0 | 0 | 0 | 1 | 0 | 0 | 0 | 0 | 0 | 0 | 0 | 0 | 1 | 0 | 1 | 30 | 20
2014-05-01 | 2014 | 41708608.6457 | 77834.3333 | 1450241.2754 | 43158849.9212 | 16602932.6727 | 7008.4444 | 1010514.0519 | 17613446.7246 | 76319547.2636 | 205248.39 | 1205.6667 | 2474076.3927 | 78731314.2044 | 204665.9 | 212615.2838 | 488.34 | 0 | 78518698.9206 | 204177.56 | 3818569.6 | 11604.41 | 3 | 6426.6101 | 3824996.2101 | 27883621.42 | 50150.5 | 6 | 740088.2442 | 28623709.6642 | 24583941.52 | 45136.78 | 2 | 1116955.3039 | 25700896.8239 | 45136.78 | 62309.452 | 582.49 | 4524661.4435 | 7417.92 | 116009.8562 | 23983038.3645 | 42732.58 | 4298418.43 | 7909.25 | 1 | 4554.5553 | 4302972.9853 | 1167584.98 | 4120.84 | 23445 | 0 | 4120.84 | 77206.3705 | 203.48 | 638.3333 | 199930.05 | 784.6667 | 90.6 | 36.4 | 6870.6 | 152.1 | 601343.5 | 65 | 0 | 0 | 0 | 0 | 1 | 0 | 0 | 0 | 0 | 0 | 0 | 0 | 1 | 0 | 1 | 31 | 22
2014-06-01 | 2014 | 53990401.4393 | 77849 | 1450241.2754 | 55440642.7147 | 17960417.0023 | 7010.6667 | 1010514.0519 | 18970931.0542 | 79566660.0464 | 211254.77 | 1203 | 2474076.3927 | 82040736.4392 | 211254.77 | 183165.2115 | 404.28 | 0 | 81857571.2277 | 210850.49 | 4127736.65 | 12040.88 | 3 | 6426.6101 | 4134163.2601 | 29686664.41 | 51849.52 | 6 | 740088.2442 | 30426752.6542 | 26086083.21 | 48801 | 2 | 1116955.3039 | 27203038.5139 | 48801 | 0 | 0 | 4469000.6371 | 7630.08 | 116009.8562 | 25841742.1609 | 44219.44 | 4604436.1 | 8127.36 | 1 | 4554.5553 | 4608990.6553 | 1047558.49 | 4120.84 | 23458 | 0 | 4120.84 | 74315.8639 | 211.68 | 635 | 199930.05 | 785 | 2.4 | 123.3 | 6865.4 | 150.8 | 601343.5 | 66 | 0 | 0 | 0 | 0 | 0 | 1 | 0 | 0 | 0 | 0 | 0 | 0 | 0 | 0 | 0 | 30 | 21
2014-07-01 | 2014 | 60004666.0996 | 77899.3333 | 1450241.2754 | 61454907.375 | 18845194.8485 | 7012.8889 | 1010514.0519 | 19855708.9003 | 81061957.0433 | 212469.14 | 1206 | 2474076.3927 | 83536033.436 | 212469.14 | 187114.3201 | 391.86 | 0 | 83348919.1159 | 212077.28 | 4410496.25 | 11725.21 | 3 | 6426.6101 | 4416922.8601 | 28017196.22 | 50979.21 | 6 | 740088.2442 | 28757284.4642 | 24239186.53 | 46946.24 | 2 | 1116955.3039 | 25356141.8339 | 46946.24 | 0 | 0 | 4118811.8367 | 7169.28 | 116009.8562 | 24522462.7713 | 43809.93 | 4305805.06 | 7808.64 | 1 | 4554.5553 | 4310359.6153 | 1120048.12 | 4124.03 | 23472.6667 | 0 | 4124.03 | 75785.1794 | 221.45 | 631.6667 | 201226.05 | 784.3333 | 0.7 | 113.6 | 6864.4 | 152.1 | 601343.5 | 67 | 0 | 0 | 0 | 0 | 0 | 0 | 1 | 0 | 0 | 0 | 0 | 0 | 0 | 0 | 0 | 31 | 22
2014-08-01 | 2014 | 58630644.2637 | 77949.6667 | 1450241.2754 | 60080885.5391 | 18600531.1553 | 7015.1111 | 1010514.0519 | 19611045.2072 | 80416638.7087 | 208842.5 | 1209 | 2474076.3927 | 82890715.1014 | 208842.5 | 190193.6687 | 412.29 | 0 | 82700521.4327 | 208430.21 | 3998452.99 | 11645.09 | 3 | 6426.6101 | 4004879.6001 | 28670441.71 | 50663.67 | 6 | 740088.2442 | 29410529.9542 | 21415794.37 | 48786.45 | 2 | 1116955.3039 | 22532749.6739 | 48786.45 | 0 | 0 | 4738563.8427 | 7219.2 | 116009.8562 | 24555956.2553 | 43444.47 | 4351389.7 | 7943.81 | 1 | 4554.5553 | 4355944.2553 | 1258496.93 | 4125.15 | 23487.3333 | 0 | 4125.15 | 76873.4045 | 200.51 | 628.3333 | 200847.2349 | 783.6667 | 0.7 | 130.2 | 6869.9 | 153.3 | 601343.5 | 68 | 0 | 0 | 0 | 0 | 0 | 0 | 0 | 1 | 0 | 0 | 0 | 0 | 0 | 0 | 0 | 31 | 20
2014-09-01 | 2014 | 46823155.7673 | 78000 | 1450241.2754 | 48273397.0428 | 16633255.1859 | 7017.3333 | 1010514.0519 | 17643769.2378 | 75664885.2982 | 219418.27 | 1212 | 2474076.3927 | 78138961.6909 | 219418.27 | 178539.6646 | 377.46 | 0 | 77960422.0263 | 219040.81 | 4139846.39 | 11155.77 | 3 | 6426.6101 | 4146273.0001 | 23219073.23 | 50561.13 | 6 | 740088.2442 | 23959161.4742 | 24220339.55 | 49864.12 | 2 | 1116955.3039 | 25337294.8539 | 49864.12 | 0 | 0 | 4328238.7158 | 6877.44 | 116009.8562 | 19514912.9023 | 43683.69 | 3664156.42 | 7461.5 | 1 | 4554.5553 | 3668710.9753 | 1377995.27 | 4125.15 | 23502 | 0 | 4125.15 | 73963.459 | 217.07 | 625 | 200704.0539 | 783 | 57.2 | 50.5 | 6884.5 | 155.3 | 601343.5 | 69 | 0 | 0 | 0 | 0 | 0 | 0 | 0 | 0 | 1 | 0 | 0 | 0 | 0 | 1 | 1 | 30 | 21
2014-10-01 | 2014 | 40342835.6217 | 78048 | 1450241.2754 | 41793076.8971 | 15838665.4594 | 7019.5556 | 1010514.0519 | 16849179.5113 | 75603798.0236 | 197137.8 | 1211.6667 | 2474076.3927 | 78077874.4163 | 197137.8 | 182286.6339 | 359.28 | 0 | 77895587.7824 | 196778.52 | 4186978.04 | 11029.74 | 3 | 6426.6101 | 4193404.6501 | 25190054.72 | 46269.22 | 6 | 740088.2442 | 25930142.9642 | 22694581.01 | 42318.92 | 2 | 1116955.3039 | 23811536.3139 | 42318.92 | 0 | 0 | 4513186.5605 | 7224 | 116009.8562 | 21300946.5476 | 39045.22 | 3544441.34 | 6614.78 | 1 | 4554.5553 | 3548995.8953 | 1617240.55 | 4110.09 | 23487.6667 | 0 | 4110.09 | 76953.4761 | 209.02 | 623.3333 | 200586.8813 | 782 | 179.7 | 3.9 | 6901.5 | 156.9 | 601343.5 | 70 | 0 | 0 | 0 | 0 | 0 | 0 | 0 | 0 | 0 | 1 | 0 | 0 | 0 | 1 | 1 | 31 | 22
2014-11-01 | 2014 | 45214181.3743 | 78096 | 1450241.2754 | 46664422.6497 | 16780787.9983 | 7021.7778 | 1010514.0519 | 17791302.0501 | 78873081.384 | 192395.69 | 1211.3333 | 2474076.3927 | 81347157.7768 | 192395.69 | 173911.4098 | 393.21 | 0 | 81173246.3669 | 192002.48 | 3884268.23 | 10653.97 | 3 | 6426.6101 | 3890694.8401 | 23886028.38 | 42289.59 | 6 | 740088.2442 | 24626116.6242 | 21203675.28 | 40253.64 | 2 | 1116955.3039 | 22320630.5839 | 40253.64 | 0 | 0 | 4432913.2802 | 7398.72 | 116009.8562 | 20077193.4878 | 34890.87 | 3494549.76 | 6658.94 | 1 | 4554.5553 | 3499104.3153 | 1734505.14 | 4110.09 | 23473.3333 | 0 | 4110.09 | 75334.8418 | 205.62 | 621.6667 | 200578.9084 | 781 | 442 | 0 | 6907.5 | 157.9 | 601343.5 | 71 | 0 | 0 | 0 | 0 | 0 | 0 | 0 | 0 | 0 | 0 | 1 | 0 | 0 | 1 | 1 | 30 | 20
2014-12-01 | 2014 | 51795146.9524 | 78144 | 1450241.2754 | 53245388.2278 | 18269416.4156 | 7024 | 1010514.0519 | 19279930.4675 | 82150041.5702 | 196396.14 | 1211 | 2474076.3927 | 84624117.963 | 196396.14 | 175400.7324 | 370.08 | 0 | 84448717.2306 | 196026.06 | 3885282.97 | 10766.8 | 3 | 6426.6101 | 3891709.5801 | 22136452.06 | 41341.61 | 6 | 740088.2442 | 22876540.3042 | 20131558.83 | 40284.49 | 2 | 1116955.3039 | 21248514.1339 | 40284.49 | 0 | 0 | 3917038.0786 | 7275.84 | 116009.8562 | 18843492.3694 | 34065.77 | 2809884.67 | 6642.43 | 1 | 4554.5553 | 2814439.2253 | 1872350.92 | 4106.44 | 23459 | 0 | 4106.44 | 71962.8643 | 198.37 | 620 | 200821.2157 | 780 | 513.9 | 0 | 6903.1 | 159.9 | 601343.5 | 72 | 0 | 0 | 0 | 0 | 0 | 0 | 0 | 0 | 0 | 0 | 0 | 1 | 0 | 0 | 0 | 31 | 21
2015-01-01 | 2015 | 54291354.2178 | 78164.6667 | 1472541.9639 | 55763896.1817 | 19028857.6225 | 7029.3333 | 1178042.7617 | 20206900.3842 | 87766375.6593 | 203228.27 | 1213.6667 | 3281539.3292 | 91047914.9884 | 203228.27 | 185194.9793 | 343.98 | 0 | 90862720.0091 | 202884.29 | 4073101.41 | 11330.36 | 3 | 20859.5933 | 4093961.0033 | 23145391.51 | 41014.58 | 6 | 842309.0233 | 23987700.5333 | 21971787.37 | 41086.46 | 2 | 1298005.8874 | 23269793.2574 | 41086.46 | 0 | 0 | 3986454.7237 | 6689.28 | 145710.3584 | 19855535.4512 | 34325.3 | 3791910.14 | 7175.81 | 1 | 4551.1294 | 3796461.2694 | 1805348.09 | 4106.34 | 23472.3333 | 0 | 4106.34 | 72486.8762 | 205.05 | 620.3333 | 199619.872 | 780 | 724.7 | 0 | 6885.7 | 160.4 | 618051.4 | 73 | 1 | 0 | 0 | 0 | 0 | 0 | 0 | 0 | 0 | 0 | 0 | 0 | 0 | 0 | 0 | 31 | 21
2015-02-01 | 2015 | 49227844.3927 | 78185.3333 | 1472541.9639 | 50700386.3566 | 17734910.1497 | 7034.6667 | 1178042.7617 | 18912952.9114 | 81671581.6711 | 198053.79 | 1216.3333 | 3281539.3292 | 84953121.0003 | 198053.79 | 180799.8265 | 387.36 | 0 | 84772321.1737 | 197666.43 | 3502983.03 | 11253.82 | 3 | 20859.5933 | 3523842.6233 | 22896457.68 | 44527.51 | 6 | 842309.0233 | 23738766.7033 | 15579906.46 | 40487.03 | 2 | 1298005.8874 | 16877912.3474 | 40487.03 | 0 | 0 | 4032089.2782 | 6990.72 | 145710.3584 | 19560967.0667 | 37536.79 | 3804374.02 | 7142.4 | 1 | 4551.1294 | 3808925.1494 | 1496557.74 | 4103.75 | 23485.6667 | 0 | 4103.75 | 70057.6705 | 202.42 | 620.6667 | 202046.3438 | 780 | 757.4 | 0 | 6885.3 | 161.7 | 618051.4 | 74 | 0 | 1 | 0 | 0 | 0 | 0 | 0 | 0 | 0 | 0 | 0 | 0 | 0 | 0 | 0 | 28 | 19
2015-03-01 | 2015 | 47128619.8081 | 78206 | 1472541.9639 | 48601161.7719 | 17909151.9314 | 7040 | 1178042.7617 | 19087194.6931 | 81903657.4747 | 203492.67 | 1219 | 3281539.3292 | 85185196.8039 | 203492.67 | 188095.6828 | 412.2 | 0 | 84997101.1211 | 203080.47 | 3790802.96 | 9727.64 | 3 | 20859.5933 | 3811662.5533 | 24470902.32 | 43836.56 | 6 | 842309.0233 | 25313211.3433 | 12961455.09 | 25604.41 | 2 | 1298005.8874 | 14259460.9774 | 25604.41 | 0 | 0 | 4527708.4818 | 7074.24 | 145710.3584 | 20639792.5031 | 36762.32 | 4344145.92 | 7032.19 | 1 | 4551.1294 | 4348697.0494 | 1490688.46 | 4103.75 | 23499 | 0 | 4103.75 | 75149.5329 | 211.79 | 621 | 200845 | 780 | 508.7 | 0 | 6892.1 | 160.5 | 618051.4 | 75 | 0 | 0 | 1 | 0 | 0 | 0 | 0 | 0 | 0 | 0 | 0 | 0 | 1 | 0 | 1 | 31 | 22
2015-04-01 | 2015 | 39430914.9534 | 78210.3333 | 1472541.9639 | 40903456.9173 | 15644843.5157 | 7043.2222 | 1178042.7617 | 16822886.2774 | 71409357.0052 | 193176.5 | 1220.3333 | 3281539.3292 | 74690896.3343 | 193176.5 | 173381.5843 | 382.14 | 0 | 74517514.7501 | 192794.36 | 3556512.88 | 9434.88 | 3 | 20859.5933 | 3577372.4733 | 23628852.09 | 44259.82 | 6 | 842309.0233 | 24471161.1133 | 12565193.17 | 27051.9 | 2 | 1298005.8874 | 13863199.0574 | 27051.9 | 0 | 0 | 4420693.4395 | 7242.24 | 145710.3584 | 19904757.3154 | 37017.58 | 3949256.06 | 7215.36 | 1 | 4551.1294 | 3953807.1894 | 1279764.9 | 4100.39 | 23510.6667 | 0 | 4100.39 | 72280.7296 | 204.41 | 619 | 200938 | 780 | 257.4 | 0 | 6897.3 | 160.2 | 618051.4 | 76 | 0 | 0 | 0 | 1 | 0 | 0 | 0 | 0 | 0 | 0 | 0 | 0 | 1 | 0 | 1 | 30 | 20
2015-05-01 | 2015 | 42782835.8523 | 78214.6667 | 1472541.9639 | 44255377.8162 | 16393293.043 | 7046.4444 | 1178042.7617 | 17571335.8047 | 74138579.8438 | 200567.79 | 1221.6667 | 3281539.3292 | 77420119.173 | 200567.79 | 171696.5115 | 391.05 | 0 | 77248422.6614 | 200176.74 | 3970425.52 | 11028.05 | 3 | 20859.5933 | 3991285.1133 | 26849091.03 | 48328.19 | 6 | 842309.0233 | 27691400.0533 | 18277591.01 | 41030.69 | 2 | 1298005.8874 | 19575596.8974 | 41030.69 | 0 | 0 | 4762761.6028 | 7535.04 | 145710.3584 | 22782928.0922 | 40793.15 | 4019631.74 | 6645.5 | 1 | 4551.1294 | 4024182.8694 | 1159900.39 | 4100.39 | 23522.3333 | 0 | 4100.39 | 78359.1531 | 204.9 | 617 | 200938 | 780 | 68.7 | 64.1 | 6906.5 | 160.8 | 618051.4 | 77 | 0 | 0 | 0 | 0 | 1 | 0 | 0 | 0 | 0 | 0 | 0 | 0 | 1 | 0 | 1 | 31 | 20
2015-06-01 | 2015 | 50999497.3396 | 78219 | 1472541.9639 | 52472039.3035 | 17210326.6535 | 7049.6667 | 1178042.7617 | 18388369.4152 | 77019747.1201 | 202321.28 | 1223 | 3281539.3292 | 80301286.4492 | 202321.28 | 174716.7293 | 372.96 | 0 | 80126569.7199 | 201948.32 | 3737253.31 | 10449.21 | 3 | 20859.5933 | 3758112.9033 | 27441936.92 | 51561.66 | 6 | 842309.0233 | 28284245.9433 | 23246283.42 | 45529.32 | 2 | 1298005.8874 | 24544289.3074 | 45529.32 | 0 | 0 | 4870931.5182 | 7933.44 | 145710.3584 | 23267604.0668 | 43628.22 | 4171057.92 | 7075.2 | 1 | 4551.1294 | 4175609.0494 | 1046690.24 | 4101.35 | 23534 | 0 | 4101.35 | 69995.1065 | 194.53 | 615 | 200938 | 780 | 13.1 | 89.6 | 6921.3 | 163 | 618051.4 | 78 | 0 | 0 | 0 | 0 | 0 | 1 | 0 | 0 | 0 | 0 | 0 | 0 | 0 | 0 | 0 | 30 | 22
2015-07-01 | 2015 | 63783430.6744 | 78258.3333 | 1472541.9639 | 65255972.6383 | 19101476.7119 | 7052.8889 | 1178042.7617 | 20279519.4736 | 81459607.1102 | 207689.38 | 1227 | 3281539.3292 | 84741146.4393 | 207689.38 | 194078.0669 | 366.48 | 0 | 84547068.3725 | 207322.9 | 4178818.54 | 12007.72 | 3 | 20859.5933 | 4199678.1333 | 27185108.55 | 51349.51 | 6 | 842309.0233 | 28027417.5733 | 20906041.32 | 47611.33 | 2 | 1298005.8874 | 22204047.2074 | 47611.33 | 0 | 0 | 4799452.8024 | 7809.6 | 145710.3584 | 23082254.4126 | 43539.91 | 3710792.06 | 7396.99 | 1 | 4551.1294 | 3715343.1894 | 1102972.71 | 4101.35 | 23516.3333 | 0 | 4101.35 | 69060.9371 | 202.72 | 615.3333 | 200938 | 780 | 1.9 | 152.9 | 6941.2 | 162.2 | 618051.4 | 79 | 0 | 0 | 0 | 0 | 0 | 0 | 1 | 0 | 0 | 0 | 0 | 0 | 0 | 0 | 0 | 31 | 22
2015-08-01 | 2015 | 66335065.1803 | 78297.6667 | 1472541.9639 | 67807607.1442 | 19524884.3307 | 7056.1111 | 1178042.7617 | 20702927.0925 | 82550382.7176 | 212089.56 | 1231 | 3281539.3292 | 85831922.0467 | 212089.56 | 196460.3739 | 436.23 | 0 | 85635461.6728 | 211653.33 | 3365052.02 | 10297.28 | 3 | 20859.5933 | 3385911.6133 | 28908472.53 | 52441.49 | 6 | 842309.0233 | 29750781.5533 | 26902944.92 | 48158.79 | 2 | 1298005.8874 | 28200950.8074 | 48158.79 | 0 | 0 | 5010977.2822 | 7656.96 | 145710.3584 | 24594093.9127 | 44784.53 | 4489678.85 | 7308.67 | 1 | 4551.1294 | 4494229.9794 | 1243112.47 | 4088.55 | 23498.6667 | 0 | 4088.55 | 73826.1002 | 207.74 | 615.6667 | 201080 | 780 | 3.2 | 138.7 | 6949.2 | 158.7 | 618051.4 | 80 | 0 | 0 | 0 | 0 | 0 | 0 | 0 | 1 | 0 | 0 | 0 | 0 | 0 | 0 | 0 | 31 | 20
2015-09-01 | 2015 | 51571501.771 | 78337 | 1472541.9639 | 53044043.7349 | 17143497.3987 | 7059.3333 | 1178042.7617 | 18321540.1604 | 78440038.184 | 222715.14 | 1235 | 3281539.3292 | 81721577.5132 | 222715.14 | 185686.1135 | 434.88 | 0 | 81535891.3996 | 222280.26 | 3753211.08 | 11306.72 | 3 | 20859.5933 | 3774070.6733 | 25871488.98 | 49864.42 | 6 | 842309.0233 | 26713798.0033 | 21442290.94 | 47385.52 | 2 | 1298005.8874 | 22740296.8274 | 47385.52 | 0 | 0 | 4680180.4778 | 7951.68 | 145710.3584 | 21887907.1671 | 41912.74 | 4107286.66 | 7512.58 | 1 | 4551.1294 | 4111837.7894 | 1362925.28 | 4085.61 | 23481 | 0 | 4085.61 | 72743.6119 | 203.81 | 616 | 201189 | 780 | 10.8 | 109.2 | 6941.1 | 155.5 | 618051.4 | 81 | 0 | 0 | 0 | 0 | 0 | 0 | 0 | 0 | 1 | 0 | 0 | 0 | 0 | 1 | 1 | 30 | 21
2015-10-01 | 2015 | 39938469.4759 | 78398 | 1472541.9639 | 41411011.4398 | 15631455.716 | 7062.5556 | 1178042.7617 | 16809498.4777 | 74311681.5843 | 190893.91 | 1236 | 3281539.3292 | 77593220.9134 | 190893.91 | 191548.7135 | 406.71 | 0 | 77401672.1999 | 190487.2 | 3683334.72 | 10837.7 | 3 | 20859.5933 | 3704194.3133 | 24599312.87 | 43710.93 | 6 | 842309.0233 | 25441621.8933 | 23575346.48 | 42904.33 | 2 | 1298005.8874 | 24873352.3674 | 42904.33 | 0 | 0 | 5133578.8751 | 7830.72 | 145710.3584 | 20162332.6599 | 35880.21 | 3856577.28 | 6275.71 | 1 | 4551.1294 | 3861128.4094 | 1607923.81 | 4087.96 | 23476.3333 | 0 | 4087.96 | 74175.5333 | 196.93 | 614.3333 | 200536 | 780 | 157.8 | 2.6 | 6934.8 | 153.9 | 618051.4 | 82 | 0 | 0 | 0 | 0 | 0 | 0 | 0 | 0 | 0 | 1 | 0 | 0 | 0 | 1 | 1 | 31 | 21
2015-11-01 | 2015 | 40832012.5515 | 78459 | 1472541.9639 | 42304554.5154 | 15521415.2804 | 7065.7778 | 1178042.7617 | 16699458.0421 | 74531878.653 | 192892.62 | 1237 | 3281539.3292 | 77813417.9822 | 192892.62 | 182970.001 | 412.11 | 0 | 77630447.9812 | 192480.51 | 3506193.33 | 10704.39 | 3 | 20859.5933 | 3527052.9233 | 23378101.89 | 42611.39 | 6 | 842309.0233 | 24220410.9133 | 22858027.77 | 40808.89 | 2 | 1298005.8874 | 24156033.6574 | 40808.89 | 0 | 0 | 4452528.004 | 7528.32 | 145710.3584 | 19622172.551 | 35083.07 | 3802739.33 | 6059.9 | 1 | 4551.1294 | 3807290.4594 | 1695915.41 | 4087.77 | 23471.6667 | 0 | 4087.77 | 75403.937 | 211.03 | 612.6667 | 200806 | 780 | 286.6 | 0.5 | 6928.3 | 154.2 | 618051.4 | 83 | 0 | 0 | 0 | 0 | 0 | 0 | 0 | 0 | 0 | 0 | 1 | 0 | 0 | 1 | 1 | 30 | 21
2015-12-01 | 2015 | 47662885.259 | 78520 | 1472541.9639 | 49135427.2228 | 16889042.5868 | 7069 | 1178042.7617 | 18067085.3485 | 76451094.6818 | 185899.67 | 1238 | 3281539.3292 | 79732634.0109 | 185899.67 | 183538.5275 | 434.52 | 0 | 79549095.4834 | 185465.15 | 3246252.08 | 10207.8 | 3 | 20859.5933 | 3267111.6733 | 22819352.94 | 45814.49 | 6 | 842309.0233 | 23661661.9633 | 20765570.86 | 40066.26 | 2 | 1298005.8874 | 22063576.7474 | 40066.26 | 0 | 0 | 4005882.2399 | 7662.72 | 145710.3584 | 19510069.365 | 38151.77 | 3155475.84 | 6004.22 | 1 | 4551.1294 | 3160026.9694 | 1870608.03 | 4078.16 | 23467 | 0 | 4078.16 | 69535.2304 | 202.57 | 611 | 200912 | 780 | 392.2 | 0 | 6942.8 | 154.4 | 618051.4 | 84 | 0 | 0 | 0 | 0 | 0 | 0 | 0 | 0 | 0 | 0 | 0 | 1 | 0 | 0 | 0 | 31 | 21
2016-01-01 | 2016 | 50322418.8726 | 78552.6667 | 1780417.8364 | 52102836.709 | 17829372.6981 | 7073 | 1303689.0626 | 19133061.7607 | 83323047.8961 | 199434.59 | 1238 | 4017667.9153 | 87340715.8114 | 199434.59 | 170769.7793 | 342.45 | 0 | 87169946.0321 | 199092.14 | 3498617.14 | 11145.08 | 3 | 35316.6332 | 3533933.7732 | 24210836.66 | 42143.57 | 6 | 879317.9306 | 25090154.5906 | 22790175.67 | 39593.82 | 2 | 1447916.2721 | 24238091.9421 | 39593.82 | 0 | 0 | 4916755.2016 | 7963.2 | 142487.4473 | 20030911.9417 | 34180.37 | 3473020.42 | 5772.29 | 1 | 4551.1294 | 3477571.5494 | 1803877.84 | 4078.49 | 23467 | 586806.4382 | 590884.9282 | 71127.2241 | 193.65 | 611 | 200912 | 780 | 618.5 | 0 | 6956.6 | 156.2 | 634257.8 | 85 | 1 | 0 | 0 | 0 | 0 | 0 | 0 | 0 | 0 | 0 | 0 | 0 | 0 | 0 | 0 | 31 | 20
2016-02-01 | 2016 | 45123709.8137 | 78585.3333 | 1780417.8364 | 46904127.65 | 16755021.2683 | 7077 | 1303689.0626 | 18058710.3309 | 79137180.4282 | 198548.42 | 1238 | 4017667.9153 | 83154848.3435 | 198548.42 | 159588.3589 | 349.29 | 0 | 82995259.9846 | 198199.13 | 3460164.25 | 10107.6 | 3 | 35316.6332 | 3495480.8832 | 23517672.4 | 43394.62 | 6 | 879317.9306 | 24396990.3306 | 21331951.95 | 38957.63 | 2 | 1447916.2721 | 22779868.2221 | 38957.63 | 0 | 0 | 4827964.7984 | 7935.36 | 142487.4473 | 19426538.0849 | 35459.26 | 3784978.94 | 6050.3 | 1 | 4551.1294 | 3789530.0694 | 1535098.25 | 4078.49 | 23467 | 586806.4382 | 590884.9282 | 71563.0607 | 199.49 | 611 | 200912 | 780 | 510.5 | 0 | 6968.5 | 158.5 | 634257.8 | 86 | 0 | 1 | 0 | 0 | 0 | 0 | 0 | 0 | 0 | 0 | 0 | 0 | 0 | 0 | 0 | 29 | 20
2016-03-01 | 2016 | 43394755.2509 | 78618 | 1780417.8364 | 45175173.0873 | 16622996.5587 | 7081 | 1303689.0626 | 17926685.6213 | 78602546.1002 | 200673.46 | 1238 | 4017667.9153 | 82620214.0155 | 200673.46 | 172157.3962 | 355.95 | 0 | 82448056.6193 | 200317.51 | 3600765.93 | 10602.05 | 3 | 35316.6332 | 3636082.5632 | 26270027.87 | 45443.09 | 6 | 879317.9306 | 27149345.8006 | 21982155.38 | 39012.17 | 2 | 1447916.2721 | 23430071.6521 | 39012.17 | 0 | 0 | 5056623.3649 | 8217.6 | 142487.4473 | 21950234.9884 | 37225.49 | 3711128.06 | 5956.99 | 1 | 4551.1294 | 3715679.1894 | 1468048.21 | 3988.26 | 23467 | 586806.4382 | 590794.6982 | 72613.5599 | 199.8 | 611 | 200912 | 780 | 350.9 | 0 | 6975.7 | 161 | 634257.8 | 87 | 0 | 0 | 1 | 0 | 0 | 0 | 0 | 0 | 0 | 0 | 0 | 0 | 1 | 0 | 1 | 31 | 21
2016-04-01 | 2016 | 38284835.7746 | 78653.6667 | 1780417.8364 | 40065253.611 | 15223479.5774 | 7080.6667 | 1303689.0626 | 16527168.64 | 72951826.5727 | 191002.58 | 1240.6667 | 4017667.9153 | 76969494.488 | 191002.58 | 189937.8915 | 444.6 | 0 | 76779556.5965 | 190557.98 | 3394972.11 | 10205.97 | 3 | 35316.6332 | 3430288.7432 | 26768187.2 | 46133.7 | 6 | 879317.9306 | 27647505.1306 | 20344078.4 | 39285.89 | 2 | 1447916.2721 | 21791994.6721 | 39285.89 | 0 | 0 | 4988471.0403 | 8166.72 | 142487.4473 | 22516546.643 | 37966.98 | 3624973.82 | 5660.54 | 1 | 4551.1294 | 3629524.9494 | 1238760.25 | 3988.26 | 23472.6667 | 586806.4382 | 590794.6982 | 70695.0248 | 194.48 | 608.3333 | 201075 | 780.3333 | 315.2 | 0 | 6979.7 | 163.1 | 634257.8 | 88 | 0 | 0 | 0 | 1 | 0 | 0 | 0 | 0 | 0 | 0 | 0 | 0 | 1 | 0 | 1 | 30 | 21
2016-05-01 | 2016 | 43841312.7242 | 78689.3333 | 1780417.8364 | 45621730.5605 | 16273034.5961 | 7080.3333 | 1303689.0626 | 17576723.6587 | 75867769.1657 | 205297.48 | 1243.3333 | 4017667.9153 | 79885437.081 | 205297.48 | 198747.7209 | 417.96 | 0 | 79686689.3601 | 204879.52 | 3747930.69 | 11522.41 | 3 | 35316.6332 | 3783247.3232 | 27691596.42 | 51868.15 | 6 | 879317.9306 | 28570914.3506 | 21324758.23 | 44057.65 | 2 | 1447916.2721 | 22772674.5021 | 44057.65 | 0 | 0 | 4936547.5162 | 8034.24 | 142487.4473 | 23491879.3871 | 43833.91 | 3715047.17 | 6434.69 | 1 | 4551.1294 | 3719598.2994 | 1079801.32 | 3984.12 | 23478.3333 | 586806.4382 | 590790.5582 | 73459.8055 | 206.12 | 605.6667 | 201075 | 780.6667 | 110.9 | 47 | 6990.5 | 164.8 | 634257.8 | 89 | 0 | 0 | 0 | 0 | 1 | 0 | 0 | 0 | 0 | 0 | 0 | 0 | 1 | 0 | 1 | 31 | 21
2016-06-01 | 2016 | 60438996.6078 | 78725 | 1780417.8364 | 62219414.4442 | 18229216.1669 | 7080 | 1303689.0626 | 19532905.2295 | 80090896.0657 | 207576.98 | 1246 | 4017667.9153 | 84108563.981 | 207576.98 | 235888.4745 | 564.48 | 0 | 83872675.5065 | 207012.5 | 4033272.84 | 11203.82 | 3 | 35316.6332 | 4068589.4732 | 28435089.25 | 51415.4 | 6 | 879317.9306 | 29314407.1806 | 24954361.39 | 46890.14 | 2 | 1447916.2721 | 26402277.6621 | 46890.14 | 0 | 0 | 4017067.1976 | 7823.04 | 142487.4473 | 25154852.5357 | 43592.36 | 4130216.45 | 6768.38 | 1 | 4551.1294 | 4134767.5794 | 914146.02 | 3757.8 | 23484 | 586806.4382 | 590564.2382 | 68273.2877 | 194.79 | 603 | 201124 | 781 | 5.6 | 127.2 | 6998.8 | 166.3 | 634257.8 | 90 | 0 | 0 | 0 | 0 | 0 | 1 | 0 | 0 | 0 | 0 | 0 | 0 | 0 | 0 | 0 | 30 | 22
2016-07-01 | 2016 | 76760097.3468 | 78769 | 1780417.8364 | 78540515.1832 | 20653073.4265 | 7079.6667 | 1303689.0626 | 21956762.4891 | 85190387.959 | 212729.3 | 1245.6667 | 4017667.9153 | 89208055.8743 | 212729.3 | 252292.3196 | 499.86 | 0 | 88955763.5547 | 212229.44 | 3949250.15 | 11309.82 | 3 | 35316.6332 | 3984566.7832 | 29334344.24 | 49476.04 | 6 | 879317.9306 | 30213662.1706 | 22549457.41 | 48679.75 | 2 | 1447916.2721 | 23997373.6821 | 48679.75 | 0 | 0 | 3636356.1573 | 6076.8 | 142487.4473 | 26434818.566 | 43399.24 | 3036197.76 | 6553.73 | 1 | 4551.1294 | 3040748.8894 | 939107 | 3625.26 | 23500.6667 | 586806.4382 | 590431.6982 | 72434.6546 | 198.56 | 602.6667 | 201331 | 781 | 0 | 213.1 | 6995 | 167.5 | 634257.8 | 91 | 0 | 0 | 0 | 0 | 0 | 0 | 1 | 0 | 0 | 0 | 0 | 0 | 0 | 0 | 0 | 31 | 20
2016-08-01 | 2016 | 75186555.7948 | 78813 | 1780417.8364 | 76966973.6312 | 20597280.7437 | 7079.3333 | 1303689.0626 | 21900969.8063 | 88063384.0911 | 220925.91 | 1245.3333 | 4017667.9153 | 92081052.0064 | 220925.91 | 285864.8357 | 607.77 | 0 | 91795187.1707 | 220318.14 | 3279725.2 | 10684.63 | 3 | 35316.6332 | 3315041.8332 | 30924373.72 | 52567.37 | 6 | 879317.9306 | 31803691.6506 | 25774764.72 | 49982.38 | 2 | 1447916.2721 | 27222680.9921 | 49982.38 | 0 | 0 | 3577612.8024 | 6644.16 | 142487.4473 | 28083591.4009 | 45923.21 | 4435812.1 | 7123.97 | 1 | 4551.1294 | 4440363.2294 | 1017005.47 | 3414.27 | 23517.3333 | 586806.4382 | 590220.7082 | 71670.0871 | 203.57 | 602.3333 | 201331 | 781 | 0 | 219 | 6991 | 167.9 | 634257.8 | 92 | 0 | 0 | 0 | 0 | 0 | 0 | 0 | 1 | 0 | 0 | 0 | 0 | 0 | 0 | 0 | 31 | 22
2016-09-01 | 2016 | 54305996.691 | 78857 | 1780417.8364 | 56086414.5274 | 17485620.0751 | 7079 | 1303689.0626 | 18789309.1377 | 78607466.513 | 212826.86 | 1245 | 4017667.9153 | 82625134.4283 | 212826.86 | 263070.9935 | 535.68 | 0 | 82362063.4348 | 212291.18 | 3575369.01 | 11230.05 | 3 | 35316.6332 | 3610685.6432 | 27683088.92 | 52412.49 | 6 | 879317.9306 | 28562406.8506 | 23097639.29 | 49188.99 | 2 | 1447916.2721 | 24545555.5621 | 49188.99 | 0 | 0 | 4755049.9154 | 8459.52 | 142487.4473 | 23664869.4879 | 43952.97 | 3937224.19 | 6837.5 | 1 | 4551.1294 | 3941775.3194 | 1128232.16 | 3353.77 | 23534 | 586806.4382 | 590160.2082 | 67701.2941 | 193.55 | 602 | 201603 | 781 | 8 | 90.1 | 6989.1 | 167.5 | 634257.8 | 93 | 0 | 0 | 0 | 0 | 0 | 0 | 0 | 0 | 1 | 0 | 0 | 0 | 0 | 1 | 1 | 30 | 21
2016-10-01 | 2016 | 40843600.9412 | 78920.6667 | 1780417.8364 | 42624018.7776 | 15651783.0086 | 7078.6667 | 1303689.0626 | 16955472.0712 | 75744199.4727 | 203293.26 | 1247 | 4017667.9153 | 79761867.388 | 203293.26 | 272503.98 | 536.49 | 0 | 79489363.408 | 202756.77 | 3773712.71 | 10340.06 | 3 | 35316.6332 | 3809029.3432 | 26219506.67 | 50427.15 | 6 | 879317.9306 | 27098824.6006 | 21187509.54 | 41728.75 | 2 | 1447916.2721 | 22635425.8121 | 41728.75 | 0 | 0 | 5137989.119 | 8392.32 | 142487.4473 | 21818348.0343 | 42034.83 | 3623603.33 | 6292.99 | 1 | 4551.1294 | 3628154.4594 | 1129240.1 | 3353.77 | 23551 | 586806.4382 | 590160.2082 | 72993.0238 | 199.95 | 598.6667 | 201652 | 781.3333 | 146 | 22.7 | 7005.5 | 166.4 | 634257.8 | 94 | 0 | 0 | 0 | 0 | 0 | 0 | 0 | 0 | 0 | 1 | 0 | 0 | 0 | 1 | 1 | 31 | 20
2016-11-01 | 2016 | 40917129.9131 | 78984.3333 | 1780417.8364 | 42697547.7495 | 15447923.5266 | 7078.3333 | 1303689.0626 | 16751612.5892 | 75615061.6117 | 199852.06 | 1249 | 4017667.9153 | 79632729.527 | 199852.06 | 297597.2439 | 603.36 | 0 | 79335132.2831 | 199248.7 | 3726940.12 | 10767.51 | 3 | 35316.6332 | 3762256.7532 | 24715140.25 | 47752.71 | 6 | 879317.9306 | 25594458.1806 | 19469033.66 | 39233.64 | 2 | 1447916.2721 | 20916949.9321 | 39233.64 | 0 | 0 | 5355225.6048 | 9838.08 | 142487.4473 | 20096745.1285 | 37914.63 | 3471326.59 | 5639.42 | 1 | 4551.1294 | 3475877.7194 | 1152925.49 | 2792.09 | 23568 | 586806.4382 | 589598.5282 | 72200.8954 | 197.15 | 595.3333 | 201815 | 781.6667 | 290.7 | 0 | 7021.6 | 163.9 | 634257.8 | 95 | 0 | 0 | 0 | 0 | 0 | 0 | 0 | 0 | 0 | 0 | 1 | 0 | 0 | 1 | 1 | 30 | 22
2016-12-01 | 2016 | 50149327.9558 | 79048 | 1780417.8364 | 51929745.7921 | 17470380.6541 | 7078 | 1303689.0626 | 18774069.7167 | 81686095.0618 | 184823.37 | 1251 | 4017667.9153 | 85703762.9771 | 184823.37 | 322051.3154 | 604.35 | 0 | 85381711.6617 | 184219.02 | 4004843.84 | 11097.19 | 3 | 35316.6332 | 4040160.4732 | 22392329.44 | 43513.72 | 6 | 879317.9306 | 23271647.3706 | 19221201.36 | 39376.04 | 2 | 1447916.2721 | 20669117.6321 | 39376.04 | 0 | 0 | 4229739.8407 | 7648.32 | 142487.4473 | 18899420.0826 | 35865.4 | 3427238.02 | 5730.82 | 1 | 4551.1294 | 3431789.1494 | 1248970.24 | 2788.38 | 23585 | 586806.4382 | 589594.8182 | 66953.0449 | 183.58 | 592 | 201815 | 782 | 581.1 | 0 | 7035.1 | 161.8 | 634257.8 | 96 | 0 | 0 | 0 | 0 | 0 | 0 | 0 | 0 | 0 | 0 | 0 | 1 | 0 | 0 | 0 | 31 | 20
2017-01-01 | 2017 | 49625758.91 | 79089.3333 | 2609463.0867 | 52235221.9967 | 17683518.85 | 7088 | 1048994.2866 | 18732513.1366 | 84692115.86 | 199043.37 | 1250.6667 | 4760499.4298 | 89452615.2898 | 199043.37 | 347674.8579 | 681.48 | 0 | 89104940.4319 | 198361.89 | 4622569.62 | 11211.52 | 3 | 50913.232 | 4673482.852 | 23659589.95 | 41824.01 | 6 | 881443.2875 | 24541033.2375 | 20387332.78 | 38787.84 | 2 | 1820874.9526 | 22208207.7326 | 38787.84 | 0 | 0 | 4099225.9233 | 6419.52 | 126310.5085 | 20315496.8057 | 35404.49 | 3663481.26 | 5793.02 | 1 | 4423.2118 | 3667904.4718 | 1222234.49 | 2789.74 | 23777.3333 | 1284099.704 | 1286889.444 | 67666.82 | 197.84 | 583 | 201815 | 782 | 570.4 | 0 | 7049.2 | 162 | 651932.3 | 97 | 1 | 0 | 0 | 0 | 0 | 0 | 0 | 0 | 0 | 0 | 0 | 0 | 0 | 0 | 0 | 31 | 22
2017-02-01 | 2017 | 41130798.22 | 79130.6667 | 2609463.0867 | 43740261.3067 | 15418210.97 | 7098 | 1048994.2866 | 16467205.2566 | 74608751.08 | 196225.64 | 1250.3333 | 4760499.4298 | 79369250.5098 | 196225.64 | 305073.7207 | 612.45 | 0 | 79064176.7891 | 195613.19 | 3109789.48 | 10514.17 | 3 | 50913.232 | 3160702.712 | 21617892.95 | 40513.16 | 6 | 881443.2875 | 22499336.2375 | 19832408.65 | 39679.42 | 2 | 1820874.9526 | 21653283.6026 | 39679.42 | 0 | 0 | 3706729.9154 | 6250.56 | 126310.5085 | 18666295.8136 | 34262.6 | 3415145.8 | 5727.87 | 1 | 4423.2118 | 3419569.0118 | 564461.85 | 1550.19 | 23969.6667 | 1284099.704 | 1285649.894 | 64155.52 | 182.78 | 574 | 201848 | 782 | 411.8 | 0 | 7062.5 | 161.2 | 651932.3 | 98 | 0 | 1 | 0 | 0 | 0 | 0 | 0 | 0 | 0 | 0 | 0 | 0 | 0 | 0 | 0 | 28 | 19
2017-03-01 | 2017 | 43228386.99 | 79172 | 2609463.0867 | 45837850.0767 | 16424646.37 | 7108 | 1048994.2866 | 17473640.6566 | 80370113.65 | 196883.51 | 1250 | 4760499.4298 | 85130613.0798 | 196883.51 | 325045.5334 | 608.67 | 0 | 84805567.5464 | 196274.84 | 3465377.79 | 10791.02 | 3 | 50913.232 | 3516291.022 | 23861783.53 | 43464.55 | 6 | 881443.2875 | 24743226.8175 | 22041802.56 | 39497.27 | 2 | 1820874.9526 | 23862677.5126 | 39497.27 | 0 | 0 | 4115846.4012 | 6768 | 126310.5085 | 20501069.9078 | 36696.55 | 3805338.48 | 5691.41 | 1 | 4423.2118 | 3809761.6918 | 560664.6 | 1550.52 | 24162 | 1284099.704 | 1285650.224 | 70478.55 | 194.09 | 565 | 201848 | 782 | 469.7 | 0 | 7071 | 161.3 | 651932.3 | 99 | 0 | 0 | 1 | 0 | 0 | 0 | 0 | 0 | 0 | 0 | 0 | 0 | 1 | 0 | 1 | 31 | 23
2017-04-01 | 2017 | 37129641.09 | 79217 | 2609463.0867 | 39739104.1767 | 14691132.69 | 7108.3333 | 1048994.2866 | 15740126.9766 | 70504177.92 | 192680.63 | 1249.6667 | 4760499.4298 | 75264677.3498 | 192680.63 | 310277.161 | 586.89 | 0 | 74954400.1888 | 192093.74 | 3206890.11 | 9908.07 | 3 | 50913.232 | 3257803.342 | 23067952.48 | 42084.86 | 6 | 881443.2875 | 23949395.7675 | 19781231.76 | 39639.93 | 2 | 1820874.9526 | 21602106.7126 | 39639.93 | 0 | 0 | 3999867.8447 | 6471.36 | 126310.5085 | 19823217.4143 | 35613.5 | 3503151.56 | 5558.96 | 1 | 4423.2118 | 3507574.7718 | 476376.56 | 1550.76 | 24166.6667 | 1284099.704 | 1285650.464 | 66787.97 | 185.77 | 564 | 201848 | 782 | 177.1 | 6.1 | 7073.2 | 160.2 | 651932.3 | 100 | 0 | 0 | 0 | 1 | 0 | 0 | 0 | 0 | 0 | 0 | 0 | 0 | 1 | 0 | 1 | 30 | 19
2017-05-01 | 2017 | 40774382.07 | 79262 | 2609463.0867 | 43383845.1567 | 15490778.94 | 7108.6667 | 1048994.2866 | 16539773.2266 | 74225667.2 | 199594.62 | 1249.3333 | 4760499.4298 | 78986166.6298 | 199594.62 | 312026.4913 | 574.11 | 0 | 78674140.1385 | 199020.51 | 3454342.88 | 10854.34 | 3 | 50913.232 | 3505256.112 | 24869724.14 | 44685.85 | 6 | 881443.2875 | 25751167.4275 | 22184339.66 | 43564.63 | 2 | 1820874.9526 | 24005214.6126 | 43564.63 | 0 | 0 | 4292659.2036 | 6349.44 | 126310.5085 | 21332197.7154 | 38336.41 | 3571522.56 | 6031.51 | 1 | 4423.2118 | 3575945.7718 | 429758.76 | 1551.01 | 24171.3333 | 1284099.704 | 1285650.714 | 67158.25 | 191.25 | 563 | 201848 | 782 | 124.4 | 28.5 | 7076.2 | 160 | 651932.3 | 101 | 0 | 0 | 0 | 0 | 1 | 0 | 0 | 0 | 0 | 0 | 0 | 0 | 1 | 0 | 1 | 31 | 22
2017-06-01 | 2017 | 55710159.32 | 79307 | 2609463.0867 | 58319622.4067 | 17238542.36 | 7109 | 1048994.2866 | 18287536.6466 | 78218646.81 | 206702.89 | 1249 | 4760499.4298 | 82979146.2398 | 206702.89 | 307579.6762 | 650.88 | 0 | 82671566.5636 | 206052.01 | 3850048.97 | 11964.64 | 3 | 50913.232 | 3900962.202 | 27349410.21 | 53100.92 | 6 | 881443.2875 | 28230853.4975 | 25231812.74 | 46163.45 | 2 | 1820874.9526 | 27052687.6926 | 46163.45 | 0 | 0 | 4305239.0443 | 9233.28 | 126310.5085 | 23799303.9447 | 43867.64 | 3928929.87 | 6455.75 | 1 | 4423.2118 | 3933353.0818 | 382127.83 | 1545.94 | 24176 | 1284099.704 | 1285645.644 | 65711.86 | 181.08 | 562 | 201919 | 782 | 2.9 | 128.1 | 7082.2 | 160.5 | 651932.3 | 102 | 0 | 0 | 0 | 0 | 0 | 1 | 0 | 0 | 0 | 0 | 0 | 0 | 0 | 0 | 0 | 30 | 22
2017-07-01 | 2017 | 67547683.17 | 79318.3333 | 2609463.0867 | 70157146.2567 | 19099676.18 | 7107 | 1048994.2866 | 20148670.4666 | 81677687.38 | 210758.73 | 1250.3333 | 4760499.4298 | 86438186.8098 | 210758.73 | 262132.3793 | 521.37 | 0 | 86176054.4305 | 210237.36 | 3897889.97 | 11464.12 | 3 | 50913.232 | 3948803.202 | 28925454.41 | 51426.01 | 6 | 881443.2875 | 29806897.6975 | 19375511.45 | 44924.68 | 2 | 1820874.9526 | 21196386.4026 | 44924.68 | 0 | 0 | 4356082.5585 | 6441.6 | 126310.5085 | 25324504.6305 | 44984.41 | 3014205.43 | 6196.06 | 1 | 4423.2118 | 3018628.6418 | 411066.03 | 1546.06 | 24150.6667 | 1284099.704 | 1285645.764 | 67176.84 | 189.83 | 557.6667 | 201919 | 782 | 0 | 179.5 | 7098 | 160.5 | 651932.3 | 103 | 0 | 0 | 0 | 0 | 0 | 0 | 1 | 0 | 0 | 0 | 0 | 0 | 0 | 0 | 0 | 31 | 20
2017-08-01 | 2017 | 60025571.45 | 79329.6667 | 2609463.0867 | 62635034.5367 | 18038558.64 | 7105 | 1048994.2866 | 19087552.9266 | 81260053.9 | 206604.9 | 1251.6667 | 4760499.4298 | 86020553.3298 | 206604.9 | 300711.6026 | 567.27 | 0 | 85719841.7272 | 206037.63 | 2872634.77 | 11756.06 | 3 | 50913.232 | 2923548.002 | 27202699.47 | 48880.09 | 6 | 881443.2875 | 28084142.7575 | 25274167.01 | 44839.06 | 2 | 1820874.9526 | 27095041.9626 | 44839.06 | 0 | 0 | 4220896.3166 | 6178.56 | 126310.5085 | 23736935.9324 | 42701.53 | 3988262.54 | 6499.92 | 1 | 4423.2118 | 3992685.7518 | 464424.61 | 1545.96 | 24125.3333 | 1284099.704 | 1285645.664 | 63462.93 | 183.06 | 553.3333 | 199454.92 | 782 | 1.9 | 121.4 | 7118.8 | 163.7 | 651932.3 | 104 | 0 | 0 | 0 | 0 | 0 | 0 | 0 | 1 | 0 | 0 | 0 | 0 | 0 | 0 | 0 | 31 | 22
2017-09-01 | 2017 | 50489495.5 | 79341 | 2609463.0867 | 53098958.5867 | 16355213.45 | 7103 | 1048994.2866 | 17404207.7366 | 76162321.66 | 206126.33 | 1253 | 4760499.4298 | 80922821.0898 | 206126.33 | 305914.0503 | 659.34 | 0 | 80616907.0395 | 205466.99 | 3500432.4 | 10612.12 | 3 | 50913.232 | 3551345.632 | 26215130.36 | 48246.56 | 6 | 881443.2875 | 27096573.6475 | 22780748.25 | 45360.63 | 2 | 1820874.9526 | 24601623.2026 | 45360.63 | 0 | 0 | 4166133.121 | 6649.92 | 126310.5085 | 22804130.018 | 41596.64 | 3649616.03 | 6220.28 | 1 | 4423.2118 | 3654039.2418 | 515873.01 | 1547.27 | 24100 | 1284099.704 | 1285646.974 | 64181.55 | 177.01 | 549 | 188766.6 | 782 | 27.4 | 80.7 | 7148.9 | 164.7 | 651932.3 | 105 | 0 | 0 | 0 | 0 | 0 | 0 | 0 | 0 | 1 | 0 | 0 | 0 | 0 | 1 | 1 | 30 | 20
2017-10-01 | 2017 | 43508601.82 | 79386.6667 | 2609463.0867 | 46118064.9067 | 15784845.62 | 7107 | 1048994.2866 | 16833839.9066 | 75134635.49 | 201929.6 | 1253 | 4760499.4298 | 79895134.9198 | 201929.6 | 308372.7571 | 571.77 | 0 | 79586762.1627 | 201357.83 | 4625046.97 | 11213.24 | 3 | 50913.232 | 4675960.202 | 26004529.3 | 47664.26 | 6 | 881443.2875 | 26885972.5875 | 14864046.31 | 37141.2 | 2 | 1820874.9526 | 16684921.2626 | 37141.2 | 0 | 0 | 4348767.3569 | 6870.72 | 126310.5085 | 22410894.7221 | 40793.54 | 3813458.8 | 5984.52 | 1 | 4423.2118 | 3817882.0118 | 603457.35 | 1547.27 | 24112 | 1284099.704 | 1285646.974 | 68062.42 | 190.4 | 546.3333 | 189116.6 | 764.6667 | 124.6 | 24.9 | 7168.4 | 162.1 | 651932.3 | 106 | 0 | 0 | 0 | 0 | 0 | 0 | 0 | 0 | 0 | 1 | 0 | 0 | 0 | 1 | 1 | 31 | 21
2017-11-01 | 2017 | 42732212.52 | 79432.3333 | 2609463.0867 | 45341675.6067 | 15476692.84 | 7111 | 1048994.2866 | 16525687.1266 | 76862990.26 | 192309.6 | 1253 | 4760499.4298 | 81623489.6898 | 192309.6 | 341852.6742 | 649.35 | 0 | 81281637.0156 | 191660.25 | 3531253.9 | 11456.22 | 3 | 50913.232 | 3582167.132 | 23819027.77 | 41607.7 | 6 | 881443.2875 | 24700471.0575 | 21241703.25 | 38287.89 | 2 | 1820874.9526 | 23062578.2026 | 38287.89 | 0 | 0 | 4428745.9233 | 6739.2 | 126310.5085 | 20145414.6257 | 34868.5 | 3475639.47 | 5461.25 | 1 | 4423.2118 | 3480062.6818 | 640984.17 | 1547.27 | 24124 | 1284099.704 | 1285646.974 | 65746.5 | 181.4 | 543.6667 | 189116.6 | 747.3333 | 379.5 | 0 | 7192.2 | 162.9 | 651932.3 | 107 | 0 | 0 | 0 | 0 | 0 | 0 | 0 | 0 | 0 | 0 | 1 | 0 | 0 | 1 | 1 | 30 | 22
2017-12-01 | 2017 | 51955564.09 | 79478 | 2609463.0867 | 54565027.1767 | 17488225.73 | 7115 | 1048994.2866 | 18537220.0166 | 81972374.76 | 184256.07 | 1253 | 4760499.4298 | 86732874.1898 | 184256.07 | 290073.7785 | 597.24 | 0 | 86442800.4113 | 183658.83 | 4000677.54 | 11346.06 | 3 | 50913.232 | 4051590.772 | 22879022.59 | 44565.96 | 6 | 881443.2875 | 23760465.8775 | 19594845.19 | 37767.43 | 2 | 1820874.9526 | 21415720.1426 | 37767.43 | 0 | 0 | 3926717.7601 | 6596.16 | 126310.5085 | 19707437.6089 | 37969.8 | 3047069.49 | 5253.23 | 1 | 4423.2118 | 3051492.7018 | 691315.04 | 1547.27 | 24136 | 1284099.704 | 1285646.974 | 65361.41 | 175.13 | 541 | 189116.6 | 730 | 634.4 | 0 | 7207.4 | 163.9 | 651932.3 | 108 | 0 | 0 | 0 | 0 | 0 | 0 | 0 | 0 | 0 | 0 | 0 | 1 | 0 | 0 | 0 | 31 | 19
2018-01-01 | 2018 | 53306985.8134 | 79171.3333 | 2918100.4799 | 56225086.2933 | 18151092.4251 | 7108.3333 | 850211.09 | 19001303.515 | 87168147.053 | 203699.4 | 1251.6667 | 6232636.1784 | 93400783.2314 | 203699.4 | 335249.4555 | 649.26 | 0 | 93065533.7759 | 203050.14 | 3743730.83 | 11064.19 | 3 | 86374.3885 | 3830105.2185 | 24972511.54 | 44015.89 | 6 | 973247.4929 | 25945759.0329 | 20856588.59 | 38060.56 | 2 | 2219458.8743 | 23076047.4643 | 38060.56 | 0 | 0 | 4414358.3972 | 6548.16 | 125222.232 | 21406178.4036 | 37467.73 | 3508460.79 | 5166.05 | 1 | 30449.3875 | 3538910.1775 | 674621.32 | 1547.27 | 24136.3333 | 1179982.3208 | 1181529.5908 | 62608.9231 | 185.12 | 540.6667 | 189087.8 | 730 | 671.4 | 0 | 7166.6339 | 165.3963 | 665994.7802 | 109 | 1 | 0 | 0 | 0 | 0 | 0 | 0 | 0 | 0 | 0 | 0 | 0 | 0 | 0 | 0 | 31 | 22
2018-02-01 | 2018 | 44221322.3079 | 78864.6667 | 2918100.4799 | 47139422.7878 | 15760595.0416 | 7101.6667 | 850211.09 | 16610806.1315 | 76176146.5256 | 193044.49 | 1250.3333 | 6232636.1784 | 82408782.704 | 193044.49 | 333188.1854 | 649.89 | 0 | 82075594.5186 | 192394.6 | 3207717.15 | 9712.39 | 3 | 86374.3885 | 3294091.5385 | 22750115.96 | 44816.53 | 6 | 973247.4929 | 23723363.4529 | 21049186.78 | 38386.02 | 2 | 2219458.8743 | 23268645.6543 | 38386.02 | 0 | 0 | 4056271.6775 | 6751.68 | 125222.232 | 19541869.5434 | 38064.85 | 3249303.77 | 5432.8 | 1 | 30449.3875 | 3279753.1575 | 563969.26 | 1546.18 | 24136.6667 | 1179982.3208 | 1181528.5008 | 61997.7057 | 180.37 | 540.3333 | 188911.2 | 730 | 497.3 | 0 | 7119.8729 | 161.9049 | 665994.7802 | 110 | 0 | 1 | 0 | 0 | 0 | 0 | 0 | 0 | 0 | 0 | 0 | 0 | 0 | 0 | 0 | 28 | 19
2018-03-01 | 2018 | 45657469.0323 | 78558 | 2918100.4799 | 48575569.5122 | 16468529.0308 | 7095 | 850211.09 | 17318740.1207 | 81252329.387 | 187072.29 | 1249 | 6232636.1784 | 87484965.5653 | 187072.29 | 316172.6992 | 635.94 | 0 | 87168792.8661 | 186436.35 | 3095374.05 | 10065.68 | 3 | 86374.3885 | 3181748.4385 | 26283793.99 | 45160.48 | 6 | 973247.4929 | 27257041.4829 | 21597415.56 | 38116.74 | 2 | 2219458.8743 | 23816874.4343 | 38116.74 | 0 | 0 | 4979647.6755 | 7629.12 | 125222.232 | 22152171.5754 | 37531.36 | 3635541.31 | 5288.43 | 1 | 30449.3875 | 3665990.6975 | 554343.14 | 1537.47 | 24137 | 1179982.3208 | 1181519.7908 | 67287.5577 | 175.23 | 540 | 188911.2 | 730 | 510.6 | 0 | 7076.409 | 160.5083 | 665994.7802 | 111 | 0 | 0 | 1 | 0 | 0 | 0 | 0 | 0 | 0 | 0 | 0 | 0 | 1 | 0 | 1 | 31 | 21
2018-04-01 | 2018 | 40903595.5527 | 78934 | 2918100.4799 | 43821696.0326 | 15167015.1823 | 7101.3333 | 850211.09 | 16017226.2723 | 74314637.8197 | 188345.89 | 1249.3333 | 6232636.1784 | 80547273.9981 | 188345.89 | 280917.9917 | 555.39 | 0 | 80266356.0064 | 187790.5 | 3352519.98 | 10140.1 | 3 | 86374.3885 | 3438894.3685 | 24527709.87 | 44702.09 | 6 | 973247.4929 | 25500957.3629 | 20386174.98 | 37924.17 | 2 | 2219458.8743 | 22605633.8543 | 37924.17 | 0 | 0 | 4923911.996 | 7732.8 | 125222.232 | 20451823.1348 | 36969.29 | 3549737.21 | 5443.57 | 1 | 30449.3875 | 3580186.5975 | 481211.52 | 1562.31 | 24192.6667 | 1179982.3208 | 1181544.6308 | 64239.5875 | 184.76 | 539 | 188911.2 | 728.6667 | 334.2 | 0 | 7102.4873 | 161.5058 | 665994.7802 | 112 | 0 | 0 | 0 | 1 | 0 | 0 | 0 | 0 | 0 | 0 | 0 | 0 | 1 | 0 | 1 | 30 | 21
2018-05-01 | 2018 | 45981821.4537 | 79310 | 2918100.4799 | 48899921.9337 | 16071610.044 | 7107.6667 | 850211.09 | 16921821.134 | 75147785.7615 | 206863.57 | 1249.6667 | 6232636.1784 | 81380421.9399 | 206863.57 | 238016.9702 | 450.81 | 0 | 81142404.9697 | 206412.76 | 3199368.82 | 10564.26 | 3 | 86374.3885 | 3285743.2085 | 28564240.36 | 50139.58 | 6 | 973247.4929 | 29537487.8529 | 21822662.64 | 43838.08 | 2 | 2219458.8743 | 24042121.5143 | 43838.08 | 0 | 0 | 5076945.6048 | 8208.96 | 125222.232 | 24335320.0161 | 41930.62 | 3775364.89 | 6218.54 | 1 | 30449.3875 | 3805814.2775 | 433097.7 | 1562.62 | 24248.3333 | 1179982.3208 | 1181544.9408 | 64833.9074 | 177.61 | 538 | 188882.4 | 727.3333 | 44.6 | 68.7 | 7168.7322 | 162.9024 | 665994.7802 | 113 | 0 | 0 | 0 | 0 | 1 | 0 | 0 | 0 | 0 | 0 | 0 | 0 | 1 | 0 | 1 | 31 | 22
2018-06-01 | 2018 | 63091952.1044 | 79686 | 2918100.4799 | 66010052.5843 | 18067683.1404 | 7114 | 850211.09 | 18917894.2304 | 77956793.0471 | 212910.56 | 1250 | 6232636.1784 | 84189429.2255 | 212910.56 | 227330.8182 | 412.83 | 0 | 83962098.4073 | 212497.73 | 3267500.52 | 11586.75 | 3 | 86374.3885 | 3353874.9085 | 29683447.41 | 51701.95 | 6 | 973247.4929 | 30656694.9029 | 23201119.56 | 44967.66 | 2 | 2219458.8743 | 25420578.4343 | 44967.66 | 0 | 0 | 4873307.5162 | 7698.24 | 125222.232 | 25658165.1547 | 44003.71 | 3892858.33 | 6309.42 | 1 | 30449.3875 | 3923307.7175 | 389013.37 | 1562.73 | 24304 | 1179982.3208 | 1181545.0508 | 62853.1244 | 173.48 | 537 | 188953.644 | 726 | 4 | 122.4 | 7263.1536 | 163.8002 | 665994.7802 | 114 | 0 | 0 | 0 | 0 | 0 | 1 | 0 | 0 | 0 | 0 | 0 | 0 | 0 | 0 | 0 | 30 | 21
2018-07-01 | 2018 | 75654811.8489 | 79703 | 2918100.4799 | 78572912.3289 | 19789322.7833 | 7107.3333 | 850211.09 | 20639533.8733 | 82154148.3718 | 215098.34 | 1252.6667 | 6232636.1784 | 88386784.5502 | 215098.34 | 232426.5298 | 425.34 | 0 | 88154358.0203 | 214673 | 3897036.27 | 10934.5 | 3 | 86374.3885 | 3983410.6585 | 29930914.3 | 52180.38 | 6 | 973247.4929 | 30904161.7929 | 19660849.05 | 45718 | 2 | 2219458.8743 | 21880307.9243 | 45718 | 0 | 0 | 5218077.1229 | 7926.72 | 125222.232 | 25560862.4379 | 44253.66 | 2956938.99 | 6302.09 | 1 | 30449.3875 | 2987388.3775 | 413883.24 | 1562.95 | 24313 | 1179982.3208 | 1181545.2708 | 64190.8561 | 183.03 | 534.3333 | 188861.516 | 725.6667 | 0 | 204 | 7346.3843 | 163.2017 | 665994.7802 | 115 | 0 | 0 | 0 | 0 | 0 | 0 | 1 | 0 | 0 | 0 | 0 | 0 | 0 | 0 | 0 | 31 | 21
2018-08-01 | 2018 | 72902046.9921 | 79720 | 2918100.4799 | 75820147.4721 | 19313328.0953 | 7100.6667 | 850211.09 | 20163539.1853 | 83708949.5493 | 205174.35 | 1255.3333 | 6232636.1784 | 89941585.7276 | 205174.35 | 239950.6216 | 458.55 | 0 | 89701635.1061 | 204715.8 | 3143900.51 | 10664.76 | 3 | 86374.3885 | 3230274.8985 | 29218952.1 | 54037.78 | 6 | 973247.4929 | 30192199.5929 | 25619959.87 | 45728.43 | 2 | 2219458.8743 | 27839418.7443 | 45728.43 | 0 | 0 | 5180810.881 | 7984.32 | 125222.232 | 24886166.4798 | 46053.46 | 4485523.55 | 6851.35 | 1 | 30449.3875 | 4515972.9375 | 471647.71 | 1564.06 | 24322 | 1179982.3208 | 1181546.3808 | 61708.873 | 171.77 | 531.6667 | 188932.76 | 725.3333 | 0 | 204.4 | 7349.8814 | 162.9024 | 665994.7802 | 116 | 0 | 0 | 0 | 0 | 0 | 0 | 0 | 1 | 0 | 0 | 0 | 0 | 0 | 0 | 0 | 31 | 22
2018-09-01 | 2018 | 56627176.9095 | 79737 | 2918100.4799 | 59545277.3894 | 16885509.0734 | 7094 | 850211.09 | 17735720.1633 | 74821617.4816 | 210870.84 | 1258 | 6232636.1784 | 81054253.66 | 210870.84 | 243553.2331 | 477.27 | 0 | 80810700.4268 | 210393.57 | 3298340.09 | 11116.89 | 3 | 86374.3885 | 3384714.4785 | 27326277.9 | 49581.69 | 6 | 973247.4929 | 28299525.3929 | 22849975.89 | 46398.81 | 2 | 2219458.8743 | 25069434.7643 | 46398.81 | 0 | 0 | 4416724.7984 | 6827.52 | 125222.232 | 23757578.3624 | 42754.17 | 4418649.44 | 7239.64 | 1 | 30449.3875 | 4449098.8275 | 521192.1 | 1564.49 | 24331 | 1179982.3208 | 1181546.8108 | 64875.0091 | 182.32 | 529 | 188932.76 | 725 | 29.7 | 109.2 | 7309.1153 | 163.3015 | 665994.7802 | 117 | 0 | 0 | 0 | 0 | 0 | 0 | 0 | 0 | 1 | 0 | 0 | 0 | 0 | 1 | 1 | 30 | 19
2018-10-01 | 2018 | 43687004.3143 | 79785.6667 | 2918100.4799 | 46605104.7942 | 15282561.4015 | 7100.3333 | 850211.09 | 16132772.4915 | 73646702.6063 | 198359.46 | 1258.6667 | 6232636.1784 | 79879338.7846 | 198359.46 | 255388.7732 | 528.39 | 0 | 79623950.0114 | 197831.07 | 3605234.39 | 10757.29 | 3 | 86374.3885 | 3691608.7785 | 24616983.63 | 47203.73 | 6 | 973247.4929 | 25590231.1229 | 20180220.41 | 40757.58 | 2 | 2219458.8743 | 22399679.2843 | 40757.58 | 0 | 0 | 4593327.3569 | 7580.16 | 125222.232 | 20871681.5339 | 39623.57 | 4071385.41 | 6998.31 | 1 | 30449.3875 | 4101834.7975 | 610474.75 | 1565.13 | 24341.3333 | 1179982.3208 | 1181547.4508 | 66098.049 | 178.32 | 527.6667 | 188932.76 | 725 | 207.9 | 24.1 | 7268.3493 | 164.5983 | 665994.7802 | 118 | 0 | 0 | 0 | 0 | 0 | 0 | 0 | 0 | 0 | 1 | 0 | 0 | 0 | 1 | 1 | 31 | 22
2018-11-01 | 2018 | 44956887.708 | 79834.3333 | 2918100.4799 | 47874988.188 | 15714426.1633 | 7106.6667 | 850211.09 | 16564637.2533 | 75127129.2424 | 182279.14 | 1259.3333 | 6232636.1784 | 81359765.4207 | 182279.14 | 212787.1832 | 457.65 | 0 | 81146978.2376 | 181821.49 | 3454874.45 | 10951.9 | 3 | 86374.3885 | 3541248.8385 | 22471252.93 | 43717.56 | 6 | 973247.4929 | 23444500.4229 | 19732698.14 | 37180.78 | 2 | 2219458.8743 | 21952157.0143 | 37180.78 | 0 | 0 | 4650580.7964 | 8085.12 | 125222.232 | 18668697.3944 | 35632.44 | 3961358.87 | 6207.05 | 1 | 30449.3875 | 3991808.2575 | 651494.51 | 1565.44 | 24351.6667 | 1179982.3208 | 1181547.7608 | 63966.3041 | 172.63 | 526.3333 | 188932.76 | 725 | 454.9 | 0 | 7272.9454 | 167.4912 | 665994.7802 | 119 | 0 | 0 | 0 | 0 | 0 | 0 | 0 | 0 | 0 | 0 | 1 | 0 | 0 | 1 | 1 | 30 | 22
2018-12-01 | 2018 | 49807496.4723 | 79883 | 2918100.4799 | 52725596.9522 | 16403533.9432 | 7113 | 850211.09 | 17253745.0332 | 75237922.6198 | 181608.04 | 1260 | 6232636.1784 | 81470558.7982 | 181608.04 | 179074.4435 | 409.59 | 0 | 81291484.3547 | 181198.45 | 3854970.03 | 10897.11 | 3 | 86374.3885 | 3941344.4185 | 20939637.96 | 40835.16 | 6 | 973247.4929 | 21912885.4529 | 17678815.46 | 37476 | 2 | 2219458.8743 | 19898274.3343 | 37476 | 0 | 0 | 2199416.6351 | 6128.64 | 125222.232 | 19588246.5857 | 34706.52 | 3897616.8 | 6391.84 | 1 | 30449.3875 | 3928066.1875 | 702832.46 | 1566.65 | 24362 | 1179982.3208 | 1181548.9708 | 63571.8232 | 176.93 | 525 | 188114.23 | 725 | 500.6 | 0 | 7296.6257 | 168.6883 | 665994.7802 | 120 | 0 | 0 | 0 | 0 | 0 | 0 | 0 | 0 | 0 | 0 | 0 | 1 | 0 | 0 | 0 | 31 | 19

## Customer Data
| Residential_Cust | GS_lt_50_Cust | GS_gt_50_Cust | Intermediate_Cust | Large_Use_Cust | Large_Use_3TS_Cust | Large_Use_FA_Cust | Streetlights_Conn | Sentinel_Cust | USL_Cust
2006-12-01 | 76579 | 7086 | 1214 | 3 | 7 | 3 | 1 | 23392 | 714 | 754 | Formula Driven - to support monthly estimate calculation on Monthly Data tab - not used for forecasting customer counts
2007-01-01
2007-02-01
2007-03-01 | 76573 | 7105 | 1198 | 3 | 6 | 3 | 1 | 23392 | 714 | 754
2007-04-01
2007-05-01
2007-06-01 | 76385 | 7085 | 1176 | 3 | 6 | 3 | 1 | 23392 | 714 | 754
2007-07-01
2007-08-01
2007-09-01 | 76478 | 7062 | 1187 | 3 | 6 | 3 | 1 | 23392 | 714 | 754
2007-10-01
2007-11-01
2007-12-01 | 76660 | 7074 | 1190 | 3 | 6 | 3 | 1 | 23392 | 714 | 754
2008-01-01
2008-02-01
2008-03-01 | 76637 | 7068 | 1196 | 3 | 6 | 3 | 1 | 23397.25 | 708.5 | 755.25
2008-04-01
2008-05-01
2008-06-01 | 76366 | 7045 | 1198 | 3 | 6 | 3 | 1 | 23402.5 | 703 | 756.5
2008-07-01
2008-08-01
2008-09-01 | 76440 | 7017 | 1194 | 3 | 6 | 3 | 1 | 23407.75 | 697.5 | 757.75
2008-10-01
2008-11-01
2008-12-01 | 76506 | 7041 | 1191 | 3 | 6 | 3 | 1 | 23413 | 692 | 759
2009-01-01
2009-02-01
2009-03-01 | 76538 | 7014 | 1187 | 3 | 6 | 3 | 1 | 23417 | 680.25 | 760.75
2009-04-01
2009-05-01
2009-06-01 | 76209 | 6959 | 1178 | 3 | 6 | 3 | 1 | 23421 | 668.5 | 762.5
2009-07-01
2009-08-01
2009-09-01 | 76373 | 6971 | 1164 | 3 | 6 | 3 | 1 | 23425 | 656.75 | 764.25
2009-10-01
2009-11-01
2009-12-01 | 76556 | 6937 | 1173 | 3 | 6 | 3 | 1 | 23429 | 645 | 766
2010-01-01
2010-02-01
2010-03-01 | 76709 | 6956 | 1180 | 3 | 6 | 3 | 1 | 23429 | 672 | 769
2010-04-01
2010-05-01
2010-06-01 | 76475 | 6991 | 1219 | 3 | 6 | 3 | 1 | 23429 | 677 | 769
2010-07-01
2010-08-01
2010-09-01 | 76515 | 6905 | 1177 | 3 | 6 | 3 | 1 | 23441 | 667 | 769
2010-10-01
2010-11-01
2010-12-01 | 76720 | 6940 | 1178 | 3 | 6 | 3 | 1 | 23446 | 650 | 772
2011-01-01
2011-02-01
2011-03-01 | 76777 | 6933 | 1181 | 3 | 6 | 3 | 1 | 23546 | 662 | 784
2011-04-01
2011-05-01
2011-06-01 | 76471 | 6930.3333 | 1253 | 3 | 6 | 3 | 1 | 23546 | 663 | 796
2011-07-01
2011-08-01
2011-09-01 | 76825 | 6927.6667 | 1174 | 3 | 6 | 3 | 1 | 23260 | 655 | 795
2011-10-01
2011-11-01
2011-12-01 | 76915 | 6925 | 1172 | 3 | 6 | 3 | 1 | 23292 | 668 | 796
2012-01-01
2012-02-01
2012-03-01 | 77000 | 6909 | 1177 | 3 | 6 | 3 | 1 | 23344 | 666 | 795
2012-04-01
2012-05-01
2012-06-01 | 76913 | 6917.6667 | 1177 | 3 | 6 | 3 | 1 | 23358 | 663 | 795
2012-07-01
2012-08-01
2012-09-01 | 77139 | 6926.3333 | 1184 | 3 | 6 | 2 | 1 | 23365 | 658 | 793
2012-10-01
2012-11-01
2012-12-01 | 77344 | 6935 | 1179 | 3 | 6 | 2 | 1 | 23365 | 655 | 793
2013-01-01
2013-02-01
2013-03-01 | 77352 | 6954 | 1178 | 3 | 6 | 2 | 1 | 23365 | 646 | 793
2013-04-01
2013-05-01
2013-06-01 | 77255 | 6948.3333 | 1177 | 3 | 6 | 2 | 1 | 23384 | 633 | 793
2013-07-01
2013-08-01
2013-09-01 | 77574 | 6942.6667 | 1170 | 3 | 6 | 2 | 1 | 23384 | 641 | 791
2013-10-01
2013-11-01
2013-12-01 | 77628 | 6937 | 1192 | 3 | 6 | 2 | 1 | 23409 | 645 | 781
2014-01-01
2014-02-01
2014-03-01 | 77805 | 7004 | 1211 | 3 | 6 | 2 | 1 | 23419 | 645 | 784
2014-04-01
2014-05-01
2014-06-01 | 77849 | 7010.6667 | 1203 | 3 | 6 | 2 | 1 | 23458 | 635 | 785
2014-07-01
2014-08-01
2014-09-01 | 78000 | 7017.3333 | 1212 | 3 | 6 | 2 | 1 | 23502 | 625 | 783
2014-10-01
2014-11-01
2014-12-01 | 78144 | 7024 | 1211 | 3 | 6 | 2 | 1 | 23459 | 620 | 780
2015-01-01
2015-02-01
2015-03-01 | 78206 | 7040 | 1219 | 3 | 6 | 2 | 1 | 23499 | 621 | 780
2015-04-01
2015-05-01
2015-06-01 | 78219 | 7049.6667 | 1223 | 3 | 6 | 2 | 1 | 23534 | 615 | 780
2015-07-01
2015-08-01
2015-09-01 | 78337 | 7059.3333 | 1235 | 3 | 6 | 2 | 1 | 23481 | 616 | 780
2015-10-01
2015-11-01
2015-12-01 | 78520 | 7069 | 1238 | 3 | 6 | 2 | 1 | 23467 | 611 | 780
2016-01-01
2016-02-01
2016-03-01 | 78618 | 7081 | 1238 | 3 | 6 | 2 | 1 | 23467 | 611 | 780
2016-04-01
2016-05-01
2016-06-01 | 78725 | 7080 | 1246 | 3 | 6 | 2 | 1 | 23484 | 603 | 781
2016-07-01
2016-08-01
2016-09-01 | 78857 | 7079 | 1245 | 3 | 6 | 2 | 1 | 23534 | 602 | 781
2016-10-01
2016-11-01
2016-12-01 | 79048 | 7078 | 1251 | 3 | 6 | 2 | 1 | 23585 | 592 | 782
2017-01-01
2017-02-01
2017-03-01 | 79172 | 7108 | 1250 | 3 | 6 | 2 | 1 | 24162 | 565 | 782
2017-04-01
2017-05-01
2017-06-01 | 79307 | 7109 | 1249 | 3 | 6 | 2 | 1 | 24176 | 562 | 782
2017-07-01
2017-08-01
2017-09-01 | 79341 | 7103 | 1253 | 3 | 6 | 2 | 1 | 24100 | 549 | 782
2017-10-01
2017-11-01
2017-12-01 | 79478 | 7115 | 1253 | 3 | 6 | 2 | 1 | 24136 | 541 | 730
2018-01-01
2018-02-01
2018-03-01 | 78558 | 7095 | 1249 | 3 | 6 | 2 | 1 | 24137 | 540 | 730
2018-04-01
2018-05-01
2018-06-01 | 79686 | 7114 | 1250 | 3 | 6 | 2 | 1 | 24304 | 537 | 726
2018-07-01
2018-08-01
2018-09-01 | 79737 | 7094 | 1258 | 3 | 6 | 2 | 1 | 24331 | 529 | 725
2018-10-01
2018-11-01
2018-12-01 | 79883 | 7113 | 1260 | 3 | 6 | 2 | 1 | 24362 | 525 | 725

## CDM
|  | 2006 | 2007 | 2008 | 2009 | 2010 | 2011 | 2012 | 2013 | 2014 | 2015 | 2016 | 2017 | 2018 | 2019 | 2020
| Residential | 148.6585 | 1318.314 | 1415.5467 | 1570.1335 | 2084.8039 | 2715.8233 | 3224.8969 | 4194.4368 | 4133.6256 | 4589.7853 | 5055.0421 | 5753.8443 | 6022.0028 | 6067.764 | 5907.435
| General Service <50 kW | 0 | 0 | 26.3854 | 754.2274 | 1842.971 | 2605.9622 | 3062.0617 | 3231.0622 | 3218.8005 | 3570.1028 | 3801.0474 | 3564.2295 | 1997.4708 | 2130.1436 | 2084.6154
| General Service 50 - 4,999 kW | 0 | 0 | 72.7412 | 372.8211 | 793.209 | 1299.8537 | 2068.7581 | 3279.0071 | 4772.5601 | 6306.2113 | 7933.4697 | 9994.4137 | 12311.3879 | 14136.8389 | 13741.4309
kW | General Service 3,000 - 4,999 kW | 0 | 0 | 0 | 0 | 0 | 0 | 2.0429 | 4.1909 | 8.1141 | 18.9097 | 27.5776 | 58.8952 | 145.9173 | 177.4817 | 178.5996
| Large use - Regular | 0 | 0 | 0 | 0 | 0 | 173.5956 | 492.6929 | 873.9854 | 1217.1005 | 1388.6279 | 1447.2317 | 1448.1282 | 1643.2864 | 1886.7885 | 5033.9009
| Large Use - 3TS | 0 | 0 | 0 | 0 | 0 | 0 | 576.5177 | 1550.4327 | 2036.5662 | 2243.3714 | 2615.8392 | 3492.0932 | 4135.1206 | 4372.8501 | 4437.4954
| Large Use - Ford Annex | 0 | 0 | 0 | 0 | 0 | 0 | 1.7024 | 3.3801 | 3.3753 | 3.3705 | 3.3705 | 3.1881 | 57.3371 | 111.8474 | 111.1935
| Other | 0 | 0 | 0 | 0 | 0 | 0 | 0 | 0 | 0 | 0 | 0 | 0 | 0 | 0 | 0
| Residential | 3069725.5 | 9159778.8874 | 11178233.7642 | 12905395.2951 | 9466437.9703 | 11272332.8489 | 12864635.4358 | 15101481.3406 | 17402895.305 | 17670503.5665 | 21365014.0363 | 31313557.0405 | 35017205.7592 | 35742059.9174 | 34575766.6199
| General Service <50 kW | 0 | 0 | 166366.8786 | 3004854.8414 | 6912591.4427 | 9242550.5801 | 10824912.9278 | 11711624.3836 | 12126168.6225 | 14136513.1406 | 15644268.7511 | 12587931.4392 | 10202533.0797 | 11093512.7362 | 11398010.3772
kWh | General Service 50 - 4,999 kW | 0 | 0 | 379503.7177 | 3326785.3266 | 6845739.4114 | 8227293.3485 | 12792018.9209 | 20212082.1059 | 29688916.713 | 39378471.9498 | 48212014.9837 | 57125993.1576 | 74791634.1404 | 90327747.7721 | 93944716.9595
| General Service 3,000 - 4,999 kW | 0 | 0 | 0 | 0 | 0 | 0 | 28064.5826 | 63564.2504 | 77119.3212 | 250315.1192 | 423799.599 | 610958.7836 | 1036492.6616 | 1224886.9054 | 1285926.2186
| Large use - Regular | 0 | 0 | 0 | 0 | 0 | 593780.2212 | 2605829.9884 | 6090078.3383 | 8881058.9304 | 10107708.2798 | 10551815.1669 | 10577319.4504 | 11678969.9144 | 14015417.5838 | 42400361.8269
| Large Use - 3TS | 0 | 0 | 0 | 0 | 0 | 0 | 3232821.7272 | 9075528.6572 | 13403463.6468 | 15576070.6485 | 17374995.2648 | 21850499.4314 | 26633506.4922 | 29232212.7607 | 30781752.576
| Large Use - Ford Annex | 0 | 0 | 0 | 0 | 0 | 0 | 27493.9115 | 54694.9469 | 54654.6637 | 54613.5527 | 54613.5527 | 53078.5415 | 365392.6498 | 688172.1504 | 690444.6114
| Other | 0 | 0 | 0 | 0 | 0 | 0 | 0 | 0 | 0 | 0 | 7041677.2581 | 15409196.448 | 14159787.8495 | 14159787.8495 | 14159787.8495
Source: EnWin
Persistent savings and 50% of first year savings
|  | 2006: CDM Savings in 2006 from 2006 programs; 2008: CDM Savings in 2007 from 2007 programs and savings persisting in 2006; 2010: CDM Savings in 2008 from 2008 programs and savings persisting in 2007; 2012: CDM Savings in 2009 from 2009 programs and savings persisting in 2008; 2014: CDM Savings in 2010 from 2010 programs and savings persisting in 2009; 2016: CDM Savings in 2011 from 2011 programs and savings persisting in 2010; 2018: CDM Savings in 2012 from 2012 programs and savings persisting in 2011; 2020: CDM Savings in 2013 from 2013 programs and savings persisting in 2012 |  | CDM Savings in 2014 from 2014 programs and savings persisting in 2013 |  | CDM Savings in 2015 from 2015 programs and savings persisting in 2014 |  | CDM Savings in 2016 from 2016 programs and savings persisting in 2015 |  | CDM Savings in 2017 from 2017 programs and savings persisting in 2016 |  | CDM Savings in 2018 from 2018 programs and savings persisting in 2017 |  | CDM Savings in 2019 from 2019 programs and savings persisting in 2018 |  | CDM Savings in 2020 from 2020 programs and savings persisting in 2019
|  | kW | kWh | kW | kWh | kW | kWh | kW | kWh | kW | kWh | kW | kWh | kW | kWh | kW | kWh | kW | kWh | kW | kWh | kW | kWh | kW | kWh | kW | kWh | kW | kWh | kW | kWh
| Residential | 0 | 0 | 297.317 | 6139451 | 1174.4024 | 9705202.2618 | 1345.0725 | 12025952.3848 | 1793.8752 | 8679714.6295 | 2371.6083 | 10215712.9702 | 3004.6153 | 11866226.631 | 3420.1147 | 13741155.1846 | 3817.6256 | 15459309.805 | 4267.7582 | 15915359.9238 | 4784.928 | 17701329.0197 | 5208.812 | 23910666.0084 | 5954.9603 | 34210886.4794 | 6067.764 | 35742059.9174 | 5907.435 | 34575766.6199
| General Service <50 kW | 0 | 0 | 0 | 0 | 0 | 0 | 52.7707 | 332733.7572 | 1449.5664 | 5632068.4762 | 2236.3755 | 8193114.4093 | 2971.4155 | 10280296.8441 | 3152.113 | 11364240.2018 | 3001.8213 | 11220358.6913 | 3411.6217 | 12931597.4936 | 3686.5591 | 15179697.1201 | 3354.0956 | 11808315.9929 | 1904.7848 | 9497312.6504 | 2076.1778 | 10377418.6507 | 2084.6154 | 11398010.3772
| General Service 50 - 4,999 kW | 0 | 0 | 0 | 0 | 0 | 0 | 145.4826 | 759002.252 | 600.1597 | 4205545.3142 | 986.2583 | 6383687.7544 | 1613.449 | 10056772.0236 | 2517.7383 | 15444444.1527 | 4033.0753 | 24888437.4423 | 5492.9131 | 33817033.2531 | 6917.1981 | 43854299.6651 | 8699.2491 | 51543576.1293 | 11145.7264 | 64807052.1486 | 13397.7715 | 82337058.8765 | 13741.4309 | 93944716.9595
| General Service 3,000 - 4,999 kW | 0 | 0 | 0 | 0 | 0 | 0 | 0 | 0 | 0 | 0 | 0 | 0 | 0 | 0 | 4.0561 | 40670.6015 | 4.3188 | 72600.144 | 11.8793 | 81546.6404 | 25.9375 | 418911.2427 | 28.8274 | 426788.2488 | 116.1117 | 911386.1967 | 175.4303 | 1160228.8625 | 178.5996 | 1285926.2186
| Large use - Regular | 0 | 0 | 0 | 0 | 0 | 0 | 0 | 0 | 0 | 0 | 0 | 0 | 347.1912 | 1187560.4425 | 636.076 | 3993831.9486 | 1109.4286 | 8160703.8999 | 1320.4158 | 9575483.2752 | 1443.469 | 10529817.5635 | 1402.1661 | 10375097.1478 | 1501.0229 | 10917173.3256 | 1778.7684 | 12400314.0759 | 1951.3999 | 15399573.0069
| Large Use - 3TS | 0 | 0 | 0 | 0 | 0 | 0 | 0 | 0 | 0 | 0 | 0 | 0 | 0 | 0 | 1145.6092 | 6421775.7914 | 1950.5327 | 11715574.4488 | 2105.5744 | 14946260.9688 | 2317.5994 | 15469781.098 | 2830.2693 | 18973966.7569 | 4053.0631 | 25656756.1203 | 4182.1335 | 27329582.0196 | 4437.4954 | 30781752.576
| Large Use - Ford Annex | 0 | 0 | 0 | 0 | 0 | 0 | 0 | 0 | 0 | 0 | 0 | 0 | 0 | 0 | 3.3801 | 54694.9469 | 3.3753 | 54654.6637 | 3.3705 | 54613.5527 | 3.3705 | 54613.5527 | 3.1881 | 53078.5415 | 3.1239 | 51568.8862 | 111.5504 | 679216.4133 | 111.1935 | 690444.6114
| Other | 0 | 0 | 0 | 0 | 0 | 0 | 0 | 0 | 0 | 0 | 0 | 0 | 0 | 0 | 0 | 0 | 0 | 0 | 0 | 0 | 0 | 0 | 0 | 14083354.5119 | 0 | 14159787.8495 | 0 | 14159787.8495 | 0 | 14159787.8495
CDM Savings Persisting from Prior Implementation Year(s) |  | 0 | 0 | 297.317 | 6139451 | 1174.4024 | 9705202.2618 | 1543.3258 | 13117688.394 | 3843.6013 | 18517328.4199 | 5594.2422 | 24792515.1338 | 7936.671 | 33390855.9412 | 10879.0875 | 51060812.8276 | 13920.1777 | 71571639.0951 | 16613.5329 | 87321895.1076 | 19179.0616 | 103208449.2618 | 21526.6076 | 131174843.3375 | 24678.7931 | 160211923.6566 | 27789.5958 | 184185666.6655 | 28412.1696 | 202235978.2189
| Residential | 297.317 | 6139451 | 2041.9941 | 6040655.7748 | 482.2886 | 2946063.0048 | 450.122 | 1758885.8206 | 581.8574 | 1573446.6817 | 688.43 | 2113239.7573 | 440.5632 | 1996817.6095 | 1548.6442 | 2720652.3119 | 632 | 3887171 | 644.0542 | 3510287.2854 | 540.2281 | 7327370.0333 | 1090.0648 | 14805782.0642 | 134.0849 | 1612638.5597 | 0 | 0 | 0 | 0 | 9571.6486 | 56432460.9032 | 83847641.3943 | 0.67304
| General Service <50 kW | 0 | 0 | 0 | 0 | 52.7707 | 332733.7572 | 1402.9132 | 5344242.1684 | 786.8091 | 2561045.933 | 739.1733 | 2098872.3416 | 181.2925 | 1089232.1676 | 157.8984 | 694768.3635 | 433.9585 | 1811619.8624 | 316.9624 | 2409831.2941 | 228.9766 | 929143.262 | 420.2677 | 1559230.8926 | 185.372 | 1410440.8585 | 107.9317 | 1432188.171 | 0 | 0 | 5014.3261 | 21673349.0719 | 43925496.2607 | 0.49341
| General Service 50 - 4,999 kW | 0 | 0 | 0 | 0 | 145.4825 | 759007.4354 | 454.677 | 5135566.1493 | 386.0987 | 5280388.1945 | 627.1907 | 3687211.1882 | 910.6182 | 5470493.7947 | 1522.5377 | 9535275.9065 | 1478.9695 | 9600958.5414 | 1626.5964 | 11122877.3936 | 2032.5432 | 8715430.6371 | 2590.3292 | 11164834.0567 | 2331.323 | 19969163.9836 | 1478.1347 | 15981377.7912 | 0 | 0 | 15584.5006 | 106422585.0721 | 136520225.3983 | 0.77954
| General Service 3,000 - 4,999 kW | 0 | 0 | 0 | 0 | 0 | 0 | 0 | 0 | 0 | 0 | 0 | 0 | 4.0858 | 56129.1653 | 0.26959 | 45787.2976 | 7.5905 | 9038.3544 | 14.0609 | 337536.9576 | 3.2803 | 9776.7126 | 60.1356 | 368341.0694 | 59.6114 | 250212.9299 | 4.1028 | 129316.0857 | 0 | 0 | 153.1369 | 1206138.5726 | 1341479.2147 | 0.89911
| Large use - Regular | 0 | 0 | 0 | 0 | 0 | 0 | 0 | 0 | 0 | 0 | 347.1912 | 1187560.4425 | 291.0033 | 2836539.0918 | 475.8186 | 4192492.7793 | 215.3438 | 1440710.061 | 136.4241 | 1064450.0091 | 7.5253 | 43995.2067 | 91.9243 | 404444.6052 | 284.527 | 1523593.1775 | 216.0402 | 3230207.0158 | 6165.002 | 54001577.64 | 8230.7998 | 69925570.0289 | 72101805.8692 | 0.96982
| Large Use - 3TS | 0 | 0 | 0 | 0 | 0 | 0 | 0 | 0 | 0 | 0 | 0 | 0 | 1153.0354 | 6465643.4543 | 809.6469 | 5307505.7317 | 172.067 | 3375778.396 | 275.5941 | 1259619.3594 | 596.4796 | 3810428.3337 | 1323.6477 | 5753065.3491 | 164.115 | 1953500.7437 | 381.4331 | 3805261.4823 | 0 | 0 | 4876.0189 | 31730802.8501 | 42713925.9311 | 0.74287
| Large Use - Ford Annex | 0 | 0 | 0 | 0 | 0 | 0 | 0 | 0 | 0 | 0 | 0 | 0 | 3.4049 | 54987.8231 | 0 | 0 | 0 | 0 | 0 | 0 | 0 | 0 | 0 | 0 | 108.4265 | 627647.5271 | 0.59414 | 17911.4741 | 0 | 0 | 112.4255 | 700546.8243 | 984847.5273 | 0.71133
| Other | 0 | 0 | 0 | 0 | 0 | 0 | 0 | 0 | 0 | 0 | 0 | 0 | 0 | 0 | 0 | 0 | 0 | 0 | 0 | 0 | 0 | 14083354.5161 | 0 | 2651683.8722 | 0 | 0 | 0 | 0 | 0 | 0 | 0 | 16735038.3884 | 0 | #DIV/0!
| Incremental CDM Savings | 297.317 | 6139451 | 2041.9941 | 6040655.7748 | 680.5418 | 4037804.1974 | 2307.7123 | 12238694.1384 | 1754.7652 | 9414880.8092 | 2401.9852 | 9086883.7296 | 2984.0034 | 17969843.1063 | 4514.8154 | 22496482.3904 | 2939.9293 | 20125276.2152 | 3013.6922 | 19704602.2991 | 3409.033 | 34919498.7016 | 5576.3693 | 36707381.9095 | 3267.4597 | 27347197.78 | 2188.2366 | 24596262.02 | 6165.002 | 54001577.64 | 43542.8563 | 304826491.7115 | 381435421.5956 | 0.79916
Total CDM Savings for Implementation Year |  | 297.317 | 6139451 | 2339.3111 | 12180106.7748 | 1854.9442 | 13743006.4592 | 3851.0381 | 25356382.5323 | 5598.3664 | 27932209.2291 | 7996.2273 | 33879398.8635 | 10920.6744 | 51360699.0475 | 15393.9029 | 73557295.218 | 16860.107 | 91696915.3103 | 19627.2251 | 107026497.4066 | 22588.0946 | 138127947.9634 | 27102.9768 | 167882225.247 | 31295.6 | 211558638.38 | 49425.21 | 283218062.74 | 58078.69 | 350495753.04
| Residential | 148.6585 | 3069725.5 | 1318.314 | 9159778.8874 | 1415.5467 | 11178233.7642 | 1570.1335 | 12905395.2951 | 2084.8039 | 9466437.9703 | 2715.8233 | 11272332.8489 | 3224.8969 | 12864635.4358 | 4194.4368 | 15101481.3406 | 4133.6256 | 17402895.305 | 4589.7853 | 17670503.5665 | 5055.0421 | 21365014.0363 | 5753.8443 | 31313557.0405 | 6022.0028 | 35017205.7592 | 6067.764 | 35742059.9174 | 5907.435 | 34575766.6199
| General Service <50 kW | 0 | 0 | 0 | 0 | 26.3854 | 166366.8786 | 754.2274 | 3004854.8414 | 1842.971 | 6912591.4427 | 2605.9622 | 9242550.5801 | 3062.0617 | 10824912.9278 | 3231.0622 | 11711624.3836 | 3218.8005 | 12126168.6225 | 3570.1028 | 14136513.1406 | 3801.0474 | 15644268.7511 | 3564.2295 | 12587931.4392 | 1997.4708 | 10202533.0797 | 2130.1436 | 11093512.7362 | 2084.6154 | 11398010.3772
| General Service 50 - 4,999 kW | 0 | 0 | 0 | 0 | 72.7412 | 379503.7177 | 372.8211 | 3326785.3266 | 793.209 | 6845739.4114 | 1299.8537 | 8227293.3485 | 2068.7581 | 12792018.9209 | 3279.0071 | 20212082.1059 | 4772.5601 | 29688916.713 | 6306.2113 | 39378471.9498 | 7933.4697 | 48212014.9837 | 9994.4137 | 57125993.1576 | 12311.3879 | 74791634.1404 | 14136.8389 | 90327747.7721 | 13741.4309 | 93944716.9595
| General Service 3,000 - 4,999 kW | 0 | 0 | 0 | 0 | 0 | 0 | 0 | 0 | 0 | 0 | 0 | 0 | 2.0429 | 28064.5826 | 4.1909 | 63564.2504 | 8.1141 | 77119.3212 | 18.9097 | 250315.1192 | 27.5776 | 423799.599 | 58.8952 | 610958.7836 | 145.9173 | 1036492.6616 | 177.4817 | 1224886.9054 | 178.5996 | 1285926.2186
| Large use - Regular | 0 | 0 | 0 | 0 | 0 | 0 | 0 | 0 | 0 | 0 | 173.5956 | 593780.2212 | 492.6929 | 2605829.9884 | 873.9854 | 6090078.3383 | 1217.1005 | 8881058.9304 | 1388.6279 | 10107708.2798 | 1447.2317 | 10551815.1669 | 1448.1282 | 10577319.4504 | 1643.2864 | 11678969.9144 | 1886.7885 | 14015417.5838 | 5033.9009 | 42400361.8269
| Large Use - 3TS | 0 | 0 | 0 | 0 | 0 | 0 | 0 | 0 | 0 | 0 | 0 | 0 | 576.5177 | 3232821.7272 | 1550.4327 | 9075528.6572 | 2036.5662 | 13403463.6468 | 2243.3714 | 15576070.6485 | 2615.8392 | 17374995.2648 | 3492.0932 | 21850499.4314 | 4135.1206 | 26633506.4922 | 4372.8501 | 29232212.7607 | 4437.4954 | 30781752.576
| Large Use - Ford Annex | 0 | 0 | 0 | 0 | 0 | 0 | 0 | 0 | 0 | 0 | 0 | 0 | 1.7024 | 27493.9115 | 3.3801 | 54694.9469 | 3.3753 | 54654.6637 | 3.3705 | 54613.5527 | 3.3705 | 54613.5527 | 3.1881 | 53078.5415 | 57.3371 | 365392.6498 | 111.8474 | 688172.1504 | 111.1935 | 690444.6114
| Other | 0 | 0 | 0 | 0 | 0 | 0 | 0 | 0 | 0 | 0 | 0 | 0 | 0 | 0 | 0 | 0 | 0 | 0 | 0 | 0 | 0 | 7041677.2581 | 0 | 15409196.448 | 0 | 14159787.8495 | 0 | 14159787.8495 | 0 | 14159787.8495
|  | CDM Savings from 2006-2017 Programs and 2018 Programs Persisting to 2018 |  | CDM Savings from 2006-2017 Programs and 2018 Programs Persisting to 2019 |  | CDM Savings from 2006-2017 Programs and 2018 Programs Persisting to 2020 | [7 empty] | Lost Customer | All programs from 2013 to 2015)
|  | kW | kWh | kW | kWh | kW | kWh | [6 empty] | kWh | kW
[13 empty] | 2013 | 564284.553 | 94.5742
| Residential | 5954.9603 | 34210886.4794 | 5935.3746 | 34143646.83 | 5775.1667 | 32977565.73 | [5 empty] | 2014 | 1392118.274 | 180.9703
| General Service <50 kW | 1904.7848 | 9497312.6504 | 1897.4998 | 9006208.35 | 1811.0485 | 8668425.44 | [5 empty] | 2015 | 1748524.3004 | 214.9648
| General Service 50 - 4,999 kW | 11145.7264 | 64807052.1486 | 11067.1818 | 62376809 | 9935.5759 | 58021914.07 | [5 empty] | 2016 | 1709849.3676 | 206.6786
2006-2017 | General Service 3,000 - 4,999 kW | 116.1117 | 911386.1967 | 115.9465 | 910687.73 | 115.1802 | 907634.52 | [5 empty] | 2017 | 1515726.1024 | 150.5902
| Large use - Regular | 1352.9338 | 9414506.5412 | 1346.6555 | 9379323.6803 | 1305.4809 | 9179981.6002 | [5 empty] | 2018 | 1502666.7844 | 148.0891
| Large Use - 3TS | 4053.0631 | 25656756.1203 | 4018.0185 | 25376119.25 | 3892.0749 | 25023859.5 | [5 empty] | 2019 | 1499518.7197 | 147.8056
| Large Use - Ford Annex | 3.1239 | 51568.8862 | 3.1239 | 51568.89 | 2.709 | 47989.39 | [5 empty] | 2020 | 1469214.7298 | 145.8037
| Other | 2006: 0; 2007: 14159787.8495; 2008: 0; 2009: 14159787.85; 2010: 0; 2011: 14159787.85
| CDM Savings from 2006-2017 Programs | 2006: 24530.7039; 2007: 158709256.8723; 2008: 24383.8007; 2009: 155404151.5803; 2010: 22837.2361; 2011: 148987158.1002
| Residential | 2006: 134.0849; 2007: 1612638.5597; 2008: 132.3893; 2009: 1598413.0892; 2010: 132.2682; 2011: 1598200.8852
| General Service <50 kW | 2006: 185.372; 2007: 1410440.8585; 2008: 178.678; 2009: 1371210.3093; 2010: 165.6352; 2011: 1297396.7754
| General Service 50 - 4,999 kW | 2006: 2331.323; 2007: 19969163.9836; 2008: 2330.5897; 2009: 19960249.8713; 2010: 2327.7204; 2011: 19941425.0947
2018 | General Service 3,000 - 4,999 kW | 2006: 59.6114; 2007: 250212.9299; 2008: 59.4838; 2009: 249541.1206; 2010: 59.3166; 2011: 248975.6009
| Large use - Regular | 2006: 284.527; 2007: 1523593.1775; 2008: 284.3073; 2009: 1521471.6744; 2010: 284.0752; 2011: 1520169.664
| Large Use - 3TS | 2006: 164.115; 2007: 1953500.7437; 2008: 164.115; 2009: 1953462.7662; 2010: 163.9874; 2011: 1952631.5838
| Large Use - Ford Annex | 2006: 108.4265; 2007: 627647.5271; 2008: 108.4265; 2009: 627647.5271; 2010: 107.8903; 2011: 624543.7447
| Other | 2006: 0; 2007: 0; 2008: 0; 2009: 0; 2010: 0; 2011: 0
| CDM Savings from 2018 Programs | 2006: 3267.4597; 2007: 27347197.78; 2008: 3257.9896; 2009: 27281996.358; 2010: 3240.8933; 2011: 27183343.3487
| Residential | 2006: 6022.0028; 2007: 35017205.7592; 2008: 6001.5693; 2009: 34942853.3746; 2010: 5841.3008; 2011: 33776666.1726
| General Service <50 kW | 2006: 1997.4708; 2007: 10202533.0797; 2008: 1986.8388; 2009: 9691813.5047; 2010: 1893.8661; 2011: 9317123.8277
| General Service 50 - 4,999 kW | 2006: 12311.3879; 2007: 74791634.1404; 2008: 12232.4767; 2009: 72356933.9356; 2010: 11099.436; 2011: 67992626.6173
| General Service 3,000 - 4,999 kW | 2006: 145.9173; 2007: 1036492.6616; 2008: 145.6884; 2009: 1035458.2903; 2010: 144.8385; 2011: 1032122.3204
| Large use - Regular | 2006: 1495.1972; 2007: 10176303.13; 2008: 1488.8092; 2009: 10140059.5175; 2010: 1447.5185; 2011: 9940066.4322
| Large Use - 3TS | 2006: 4135.1206; 2007: 26633506.4922; 2008: 4100.076; 2009: 26352850.6331; 2010: 3974.0686; 2011: 26000175.2919
| Large Use - Ford Annex | 2006: 57.3371; 2007: 365392.6498; 2008: 57.3371; 2009: 365392.6536; 2010: 56.6542; 2011: 360261.2624
| Other | 2006: 0; 2007: 14159787.8495; 2008: 0; 2009: 14159787.85; 2010: 0; 2011: 14159787.85
|  | CDM Savings in 2018 persisting in 2020 |  | CDM Savings in 2019 persisting in 2020 |  | CDM Savings in 2020 persisting in 2020
|  | kW | kWh | kW | kWh | kW | kWh
| Residential | 2006: 132.2682; 2007: 1598200.8852; 2008: 0; 2009: 0; 2010: 0; 2011: 0
| General Service <50 kW | 2006: 165.6352; 2007: 1297396.7754; 2008: 107.9317; 2009: 1432188.171; 2010: 0; 2011: 0
| General Service 50 - 4,999 kW | 2006: 2327.7204; 2007: 19941425.0947; 2008: 1478.1347; 2009: 15981377.7912; 2010: 0; 2011: 0
| General Service 3,000 - 4,999 kW | 2006: 59.3166; 2007: 248975.6009; 2008: 4.1028; 2009: 129316.0857; 2010: 0; 2011: 0
| Large use - Regular | 2006: 284.0752; 2007: 1520169.664; 2008: 216.0402; 2009: 3230207.0158; 2010: 6165.002; 2011: 54001577.64
| Large Use - 3TS | 2006: 163.9874; 2007: 1952631.5838; 2008: 381.4331; 2009: 3805261.4823; 2010: 0; 2011: 0
| Large Use - Ford Annex | 2006: 107.8903; 2007: 624543.7447; 2008: 0.59414; 2009: 17911.4741; 2010: 0; 2011: 0
Other | bar: 2006 to 2011
|  | 3240.8933 | 27183343.3487 | 2188.2366 | 24596262.02 | 6165.002 | 54001577.64

## Weather
| HDD | CDD | HDD | Jan | Feb | Mar | Apr | May | June | July | August | Sept | Oct | Nov | Dec
1995-01-01 | 604.4 | 0 | 1995 | 604.4 | 608.5 | 444.2 | 329.5 | 98 | 10.8 | 0.5 | 0 | 70.7 | 155.6 | 468.3 | 642.1
1995-02-01 | 608.5 | 0 | 1996 | 684.9 | 608.8 | 563 | 319.5 | 150.9 | 3.2 | 0.9 | 0 | 41.5 | 197.3 | 473.7 | 549.3
1995-03-01 | 444.2 | 0 | 1997 | 688.1 | 500.5 | 455.2 | 305.2 | 204.6 | 15.2 | 0 | 2.9 | 34.4 | 210.7 | 427.3 | 534.1
1995-04-01 | 329.5 | 0 | 1998 | 532.9 | 429.9 | 424.1 | 232.8 | 28.3 | 42.1 | 0 | 0.5 | 13.1 | 158.9 | 314.2 | 467
1995-05-01 | 98 | 9.9 | 1999 | 689.2 | 480.4 | 492.5 | 229.6 | 58.3 | 17.6 | 0 | 0.5 | 30.8 | 204.1 | 312.2 | 533.1
1995-06-01 | 10.8 | 122.6 | 2000 | 652.8 | 497.1 | 348.3 | 275.3 | 74 | 14.8 | 0 | 3.4 | 61.4 | 148.4 | 386.6 | 741.1
1995-07-01 | 0.5 | 188.6 | 2001 | 626.2 | 516.7 | 499.5 | 231.6 | 67.3 | 22.5 | 2.7 | 0 | 60.8 | 191.8 | 254.4 | 470
1995-08-01 | 0 | 214.9 | 2002 | 524.7 | 476.1 | 486.2 | 259.8 | 170.8 | 12 | 0 | 0 | 14.5 | 240.8 | 402.2 | 582.9
1995-09-01 | 70.7 | 37 | 2003 | 730.6 | 621.7 | 490.3 | 289.8 | 128.5 | 27.6 | 0 | 0 | 42.7 | 218.6 | 335.5 | 531.9
1995-10-01 | 155.6 | 7.3 | 2004 | 748.2 | 557.7 | 409 | 239.9 | 93.7 | 16 | 2.2 | 3.7 | 18.7 | 176.9 | 343.5 | 589.1
1995-11-01 | 468.3 | 0 | 2005 | 689 | 543.3 | 523.4 | 228.5 | 134.4 | 3.4 | 0 | 0 | 13.5 | 175.7 | 344.8 | 637.6
1995-12-01 | 642.1 | 0 | 2006 | 486.7 | 530.7 | 450.5 | 211.7 | 99.8 | 10.3 | 0 | 0 | 44.4 | 243.1 | 353.1 | 457.9
1996-01-01 | 684.9 | 0 | 2007 | 588 | 675.8 | 417.7 | 287.1 | 85.8 | 9.8 | 0.7 | 3.9 | 24.1 | 110.4 | 402.3 | 593.4
1996-02-01 | 608.8 | 0 | 2008 | 602.2 | 616.1 | 523.7 | 212.6 | 138.4 | 5 | 0.5 | 1.5 | 16.7 | 218.9 | 410.9 | 631
1996-03-01 | 563 | 0 | 2009 | 768.8 | 540 | 456.8 | 263.3 | 83.4 | 25.3 | 0.5 | 5.9 | 26.2 | 230.8 | 305.5 | 582
1996-04-01 | 319.5 | 0.8 | 2010 | 663.3 | 557.3 | 393.4 | 174.9 | 84.3 | 3.9 | 0 | 0 | 38 | 157.6 | 376.6 | 645.6
1996-05-01 | 150.9 | 27.5 | 2011 | 703.6 | 583.2 | 514.3 | 278.6 | 105.2 | 7.6 | 0 | 0 | 51.4 | 185.3 | 297.3 | 485.4
1996-06-01 | 3.2 | 111.5 | 2012 | 559.6 | 492.4 | 250.8 | 252.5 | 48.2 | 10.3 | 0 | 0.7 | 53.2 | 207.2 | 405.5 | 484.2
1996-07-01 | 0.9 | 122.8 | 2013 | 598.2 | 574.8 | 505.2 | 300.2 | 73.3 | 14.7 | 1.5 | 1.2 | 41.2 | 170.5 | 424.9 | 614.3
1996-08-01 | 0 | 152.4 | 2014 | 785 | 674.2 | 591.9 | 253.7 | 90.6 | 2.4 | 0.7 | 0.7 | 57.2 | 179.7 | 442 | 513.9
1996-09-01 | 41.5 | 48.8 | 2015 | 724.7 | 757.4 | 508.7 | 257.4 | 68.7 | 13.1 | 1.9 | 3.2 | 10.8 | 157.8 | 286.6 | 392.2
1996-10-01 | 197.3 | 4.3 | 2016 | 618.5 | 510.5 | 350.9 | 315.2 | 110.9 | 5.6 | 0 | 0 | 8 | 146 | 290.7 | 581.1
1996-11-01 | 473.7 | 0 | 2017 | 570.4 | 411.8 | 469.7 | 177.1 | 124.4 | 2.9 | 0 | 1.9 | 27.4 | 124.6 | 379.5 | 634.4
1996-12-01 | 549.3 | 0 | 2018 | 671.4 | 497.3 | 510.6 | 334.2 | 44.6 | 4 | 0 | 0 | 29.7 | 207.9 | 454.9 | 500.6
1997-01-01 | 688.1 | 0 | 2019 | 663.3873 | 606.4698 | 458.2148 | 253.8337 | 101.9034 | 1.4326 | 0.57737 | 1.6412 | 30.5944 | 160.8102 | 374.1245 | 549.5327
1997-02-01 | 500.5 | 0 | 2020 | 665.1488 | 611.1755 | 458.4644 | 254.2905 | 102.6415 | 0.39669 | 0.58105 | 1.6661 | 30.4108 | 158.9368 | 375.9253 | 548.7612
1997-03-01 | 455.2 | 0 | 10-year | 659.43 | 571.77 | 456.54 | 248.55 | 92.74 | 9.08 | 0.51 | 1.51 | 33.01 | 177.84 | 361.95 | 556.41
1997-04-01 | 305.2 | 0.3 | 20-year | 643.13 | 552.355 | 455.345 | 248.58 | 93.415 | 13.345 | 0.535 | 1.355 | 32.705 | 182.355 | 353.415 | 558.405
1997-05-01 | 204.6 | 0
1997-06-01 | 15.2 | 106.5
1997-07-01 | 0 | 145.5
1997-08-01 | 2.9 | 85.8 | CDD | Jan | Feb | Mar | Apr | May | June | July | August | Sept | Oct | Nov | Dec
1997-09-01 | 34.4 | 41.3 | 1995 | 0 | 0 | 0 | 0 | 9.9 | 122.6 | 188.6 | 214.9 | 37 | 7.3 | 0 | 0
1997-10-01 | 210.7 | 28.6 | 1996 | 0 | 0 | 0 | 0.8 | 27.5 | 111.5 | 122.8 | 152.4 | 48.8 | 4.3 | 0 | 0
1997-11-01 | 427.3 | 0 | 1997 | 0 | 0 | 0 | 0.3 | 0 | 106.5 | 145.5 | 85.8 | 41.3 | 28.6 | 0 | 0
1997-12-01 | 534.1 | 0 | 1998 | 0 | 0 | 7.1 | 0 | 66.4 | 133.4 | 177.9 | 169.2 | 100.8 | 5.6 | 0 | 0
1998-01-01 | 532.9 | 0 | 1999 | 0 | 0 | 0 | 0 | 35.6 | 147.7 | 245.4 | 120.7 | 68.4 | 3.5 | 0 | 0
1998-02-01 | 429.9 | 0 | 2000 | 0 | 0 | 1.8 | 0.3 | 47.1 | 120.6 | 113.7 | 131.5 | 62.5 | 6.1 | 0 | 0
1998-03-01 | 424.1 | 7.1 | 2001 | 0 | 0 | 0 | 3.8 | 31.3 | 123.3 | 172.2 | 185.7 | 42.9 | 4.6 | 0 | 0
1998-04-01 | 232.8 | 0 | 2002 | 0 | 0 | 0 | 22.6 | 16.5 | 132 | 216.3 | 168.3 | 105.2 | 16.1 | 0 | 0
1998-05-01 | 28.3 | 66.4 | 2003 | 0 | 0 | 0 | 5.1 | 2.6 | 72.8 | 156.4 | 163.8 | 48.3 | 3 | 0 | 0
1998-06-01 | 42.1 | 133.4 | 2004 | 0 | 0 | 0 | 12.1 | 37.4 | 77 | 138.5 | 90.1 | 78 | 2.8 | 0 | 0
1998-07-01 | 0 | 177.9 | 2005 | 0 | 0 | 0 | 2.8 | 8.1 | 174.2 | 203.8 | 192.2 | 91.6 | 23.9 | 0 | 0
1998-08-01 | 0.5 | 169.2 | 2006 | 0 | 0 | 0 | 0.8 | 46.2 | 90.8 | 206 | 155.3 | 27.9 | 1.8 | 0 | 0
1998-09-01 | 13.1 | 100.8 | 2007 | 0 | 0 | 4 | 2.8 | 48.1 | 131.6 | 144 | 173.3 | 77.3 | 40.7 | 0 | 0
1998-10-01 | 158.9 | 5.6 | 2008 | 0 | 0 | 0 | 1.5 | 13.4 | 120.4 | 180.5 | 137.1 | 56.1 | 2.3 | 0 | 0
1998-11-01 | 314.2 | 0 | 2009 | 0 | 0 | 0 | 10.4 | 12.9 | 79.4 | 100.2 | 133.4 | 54.7 | 0 | 0 | 0
1998-12-01 | 467 | 0 | 2010 | 0 | 0 | 0 | 5 | 59.7 | 135.9 | 227 | 211.8 | 59.7 | 1.4 | 0 | 0
1999-01-01 | 689.2 | 0 | 2011 | 0 | 0 | 0 | 0.5 | 37.2 | 115.9 | 255.5 | 159.5 | 60.2 | 2.7 | 0 | 0
1999-02-01 | 480.4 | 0 | 2012 | 0 | 0 | 4.8 | 4.3 | 59.3 | 147.1 | 235.5 | 143.7 | 50.3 | 5.6 | 0 | 0
1999-03-01 | 492.5 | 0 | 2013 | 0 | 0 | 0 | 0 | 59.9 | 103.5 | 174.8 | 134.3 | 65.3 | 19.9 | 0 | 0
1999-04-01 | 229.6 | 0 | 2014 | 0 | 0 | 0 | 0 | 36.4 | 123.3 | 113.6 | 130.2 | 50.5 | 3.9 | 0 | 0
1999-05-01 | 58.3 | 35.6 | 2015 | 0 | 0 | 0 | 0 | 64.1 | 89.6 | 152.9 | 138.7 | 109.2 | 2.6 | 0.5 | 0
1999-06-01 | 17.6 | 147.7 | 2016 | 0 | 0 | 0 | 0 | 47 | 127.2 | 213.1 | 219 | 90.1 | 22.7 | 0 | 0
1999-07-01 | 0 | 245.4 | 2017 | 0 | 0 | 0 | 6.1 | 28.5 | 128.1 | 179.5 | 121.4 | 80.7 | 24.9 | 0 | 0
1999-08-01 | 0.5 | 120.7 | 2018 | 0 | 0 | 0 | 0 | 68.7 | 122.4 | 204 | 204.4 | 109.2 | 24.1 | 0 | 0
1999-09-01 | 30.8 | 68.4 | 2019 | 0 | 0 | 0.45895 | 0.80474 | 54.4921 | 117.0016 | 186.5026 | 166.4158 | 81.8211 | 16.3695 | 0.076316 | 0
1999-10-01 | 204.1 | 3.5 | 2020 | 0 | 0 | 0.45218 | 0.50947 | 56.0628 | 116.8932 | 186.9653 | 167.4344 | 83.0035 | 16.9161 | 0.081203 | 0
1999-11-01 | 312.2 | 0 | 10-year | 0 | 0 | 0.48 | 2.63 | 47.37 | 117.24 | 185.61 | 159.64 | 72.99 | 10.78 | 0.05 | 0
1999-12-01 | 533.1 | 0 | 20-year | 0 | 0 | 0.53 | 3.905 | 38 | 118.14 | 181.645 | 155.72 | 69.405 | 10.63 | 0.025 | 0
2000-01-01 | 652.8 | 0
2000-02-01 | 497.1 | 0 |  | 0 | 0 | 0.53 | 3.905 | 38 | 118.14 | 181.645 | 155.72 | 69.405 | 10.63 | 0.025 | 0
2000-03-01 | 348.3 | 1.8 |  | 0 | 0 | 0.45895 | 0.80474 | 54.4921 | 117.0016 | 186.5026 | 166.4158 | 81.8211 | 16.3695 | 0.076316 | 0
2000-04-01 | 275.3 | 0.3
2000-05-01 | 74 | 47.1
2000-06-01 | 14.8 | 120.6 | 10 Year Average | May: 20 Year Trend
2000-07-01 | 0 | 113.7 |  | Feb: HDD; Mar: CDD; July: HDD; August: CDD
2000-08-01 | 3.4 | 131.5 | Windsor Riverside | Jan: January; Feb: 659.43; Mar: 0; May: Windsor Riverside; June: January; July: 665.1488; August: 0
2000-09-01 | 61.4 | 62.5 | Windsor Riverside | Jan: February; Feb: 571.77; Mar: 0; May: Windsor Riverside; June: February; July: 611.1755; August: 0
2000-10-01 | 148.4 | 6.1 | Windsor Riverside | Jan: March; Feb: 456.54; Mar: 0.48; May: Windsor Riverside; June: March; July: 458.4644; August: 0.45218
2000-11-01 | 386.6 | 0 | Windsor Riverside | Jan: April; Feb: 248.55; Mar: 2.63; May: Windsor Riverside; June: April; July: 254.2905; August: 0.50947
2000-12-01 | 741.1 | 0 | Windsor Riverside | Jan: May; Feb: 92.74; Mar: 47.37; May: Windsor Riverside; June: May; July: 102.6415; August: 56.0628
2001-01-01 | 626.2 | 0 | Windsor Riverside | Jan: June; Feb: 9.08; Mar: 117.24; May: Windsor Riverside; June: June; July: 0.39669; August: 116.8932
2001-02-01 | 516.7 | 0 | Windsor Riverside | Jan: July; Feb: 0.51; Mar: 185.61; May: Windsor Riverside; June: July; July: 0.58105; August: 186.9653
2001-03-01 | 499.5 | 0 | Windsor Riverside | Jan: August; Feb: 1.51; Mar: 159.64; May: Windsor Riverside; June: August; July: 1.6661; August: 167.4344
2001-04-01 | 231.6 | 3.8 | Windsor Riverside | Jan: September; Feb: 33.01; Mar: 72.99; May: Windsor Riverside; June: September; July: 30.4108; August: 83.0035
2001-05-01 | 67.3 | 31.3 | Windsor Riverside | Jan: October; Feb: 177.84; Mar: 10.78; May: Windsor Riverside; June: October; July: 158.9368; August: 16.9161
2001-06-01 | 22.5 | 123.3 | Windsor Riverside | Jan: November; Feb: 361.95; Mar: 0.05; May: Windsor Riverside; June: November; July: 375.9253; August: 0.081203
2001-07-01 | 2.7 | 172.2 | Windsor Riverside | Jan: December; Feb: 556.41; Mar: 0; May: Windsor Riverside; June: December; July: 548.7612; August: 0
2001-08-01 | 0 | 185.7
2001-09-01 | 60.8 | 42.9
2001-10-01 | 191.8 | 4.6
2001-11-01 | 254.4 | 0
2001-12-01 | 470 | 0
2002-01-01 | 524.7 | 0
2002-02-01 | 476.1 | 0
2002-03-01 | 486.2 | 0
2002-04-01 | 259.8 | 22.6
2002-05-01 | 170.8 | 16.5
2002-06-01 | 12 | 132
2002-07-01 | 0 | 216.3
2002-08-01 | 0 | 168.3
2002-09-01 | 14.5 | 105.2
2002-10-01 | 240.8 | 16.1
2002-11-01 | 402.2 | 0
2002-12-01 | 582.9 | 0
2003-01-01 | 730.6 | 0
2003-02-01 | 621.7 | 0
2003-03-01 | 490.3 | 0
2003-04-01 | 289.8 | 5.1
2003-05-01 | 128.5 | 2.6
2003-06-01 | 27.6 | 72.8
2003-07-01 | 0 | 156.4
2003-08-01 | 0 | 163.8
2003-09-01 | 42.7 | 48.3
2003-10-01 | 218.6 | 3
2003-11-01 | 335.5 | 0
2003-12-01 | 531.9 | 0
2004-01-01 | 748.2 | 0
2004-02-01 | 557.7 | 0
2004-03-01 | 409 | 0
2004-04-01 | 239.9 | 12.1
2004-05-01 | 93.7 | 37.4
2004-06-01 | 16 | 77
2004-07-01 | 2.2 | 138.5
2004-08-01 | 3.7 | 90.1
2004-09-01 | 18.7 | 78
2004-10-01 | 176.9 | 2.8
2004-11-01 | 343.5 | 0
2004-12-01 | 589.1 | 0
2005-01-01 | 689 | 0
2005-02-01 | 543.3 | 0
2005-03-01 | 523.4 | 0
2005-04-01 | 228.5 | 2.8
2005-05-01 | 134.4 | 8.1
2005-06-01 | 3.4 | 174.2
2005-07-01 | 0 | 203.8
2005-08-01 | 0 | 192.2
2005-09-01 | 13.5 | 91.6
2005-10-01 | 175.7 | 23.9
2005-11-01 | 344.8 | 0
2005-12-01 | 637.6 | 0
2006-01-01 | 486.7 | 0
2006-02-01 | 530.7 | 0
2006-03-01 | 450.5 | 0
2006-04-01 | 211.7 | 0.8
2006-05-01 | 99.8 | 46.2
2006-06-01 | 10.3 | 90.8
2006-07-01 | 0 | 206
2006-08-01 | 0 | 155.3
2006-09-01 | 44.4 | 27.9
2006-10-01 | 243.1 | 1.8
2006-11-01 | 353.1 | 0
2006-12-01 | 457.9 | 0
2007-01-01 | 588 | 0
2007-02-01 | 675.8 | 0
2007-03-01 | 417.7 | 4
2007-04-01 | 287.1 | 2.8
2007-05-01 | 85.8 | 48.1
2007-06-01 | 9.8 | 131.6
2007-07-01 | 0.7 | 144
2007-08-01 | 3.9 | 173.3
2007-09-01 | 24.1 | 77.3
2007-10-01 | 110.4 | 40.7
2007-11-01 | 402.3 | 0
2007-12-01 | 593.4 | 0
2008-01-01 | 602.2 | 0
2008-02-01 | 616.1 | 0
2008-03-01 | 523.7 | 0
2008-04-01 | 212.6 | 1.5
2008-05-01 | 138.4 | 13.4
2008-06-01 | 5 | 120.4
2008-07-01 | 0.5 | 180.5
2008-08-01 | 1.5 | 137.1
2008-09-01 | 16.7 | 56.1
2008-10-01 | 218.9 | 2.3
2008-11-01 | 410.9 | 0
2008-12-01 | 631 | 0
2009-01-01 | 768.8 | 0
2009-02-01 | 540 | 0
2009-03-01 | 456.8 | 0
2009-04-01 | 263.3 | 10.4
2009-05-01 | 83.4 | 12.9
2009-06-01 | 25.3 | 79.4
2009-07-01 | 0.5 | 100.2
2009-08-01 | 5.9 | 133.4
2009-09-01 | 26.2 | 54.7
2009-10-01 | 230.8 | 0
2009-11-01 | 305.5 | 0
2009-12-01 | 582 | 0
2010-01-01 | 663.3 | 0
2010-02-01 | 557.3 | 0
2010-03-01 | 393.4 | 0
2010-04-01 | 174.9 | 5
2010-05-01 | 84.3 | 59.7
2010-06-01 | 3.9 | 135.9
2010-07-01 | 0 | 227
2010-08-01 | 0 | 211.8
2010-09-01 | 38 | 59.7
2010-10-01 | 157.6 | 1.4
2010-11-01 | 376.6 | 0
2010-12-01 | 645.6 | 0
2011-01-01 | 703.6 | 0
2011-02-01 | 583.2 | 0
2011-03-01 | 514.3 | 0
2011-04-01 | 278.6 | 0.5
2011-05-01 | 105.2 | 37.2
2011-06-01 | 7.6 | 115.9
2011-07-01 | 0 | 255.5
2011-08-01 | 0 | 159.5
2011-09-01 | 51.4 | 60.2
2011-10-01 | 185.3 | 2.7
2011-11-01 | 297.3 | 0
2011-12-01 | 485.4 | 0
2012-01-01 | 559.6 | 0
2012-02-01 | 492.4 | 0
2012-03-01 | 250.8 | 4.8
2012-04-01 | 252.5 | 4.3
2012-05-01 | 48.2 | 59.3
2012-06-01 | 10.3 | 147.1
2012-07-01 | 0 | 235.5
2012-08-01 | 0.7 | 143.7
2012-09-01 | 53.2 | 50.3
2012-10-01 | 207.2 | 5.6
2012-11-01 | 405.5 | 0
2012-12-01 | 484.2 | 0
2013-01-01 | 598.2 | 0
2013-02-01 | 574.8 | 0
2013-03-01 | 505.2 | 0
2013-04-01 | 300.2 | 0
2013-05-01 | 73.3 | 59.9
2013-06-01 | 14.7 | 103.5
2013-07-01 | 1.5 | 174.8
2013-08-01 | 1.2 | 134.3
2013-09-01 | 41.2 | 65.3
2013-10-01 | 170.5 | 19.9
2013-11-01 | 424.9 | 0
2013-12-01 | 614.3 | 0
2014-01-01 | 785 | 0
2014-02-01 | 674.2 | 0
2014-03-01 | 591.9 | 0
2014-04-01 | 253.7 | 0
2014-05-01 | 90.6 | 36.4
2014-06-01 | 2.4 | 123.3
2014-07-01 | 0.7 | 113.6
2014-08-01 | 0.7 | 130.2
2014-09-01 | 57.2 | 50.5
2014-10-01 | 179.7 | 3.9
2014-11-01 | 442 | 0
2014-12-01 | 513.9 | 0
2015-01-01 | 724.7 | 0
2015-02-01 | 757.4 | 0
2015-03-01 | 508.7 | 0
2015-04-01 | 257.4 | 0
2015-05-01 | 68.7 | 64.1
2015-06-01 | 13.1 | 89.6
2015-07-01 | 1.9 | 152.9
2015-08-01 | 3.2 | 138.7
2015-09-01 | 10.8 | 109.2
2015-10-01 | 157.8 | 2.6
2015-11-01 | 286.6 | 0.5
2015-12-01 | 392.2 | 0
2016-01-01 | 618.5 | 0
2016-02-01 | 510.5 | 0
2016-03-01 | 350.9 | 0
2016-04-01 | 315.2 | 0
2016-05-01 | 110.9 | 47
2016-06-01 | 5.6 | 127.2
2016-07-01 | 0 | 213.1
2016-08-01 | 0 | 219
2016-09-01 | 8 | 90.1
2016-10-01 | 146 | 22.7
2016-11-01 | 290.7 | 0
2016-12-01 | 581.1 | 0
2017-01-01 | 570.4 | 0
2017-02-01 | 411.8 | 0
2017-03-01 | 469.7 | 0
2017-04-01 | 177.1 | 6.1
2017-05-01 | 124.4 | 28.5
2017-06-01 | 2.9 | 128.1
2017-07-01 | 0 | 179.5
2017-08-01 | 1.9 | 121.4
2017-09-01 | 27.4 | 80.7
2017-10-01 | 124.6 | 24.9
2017-11-01 | 379.5 | 0
2017-12-01 | 634.4 | 0
2018-01-01 | 671.4 | 0
2018-02-01 | 497.3 | 0
2018-03-01 | 510.6 | 0
2018-04-01 | 334.2 | 0
2018-05-01 | 44.6 | 68.7
2018-06-01 | 4 | 122.4
2018-07-01 | 0 | 204
2018-08-01 | 0 | 204.4
2018-09-01 | 29.7 | 109.2
2018-10-01 | 207.9 | 24.1
2018-11-01 | 454.9 | 0
2018-12-01 | 500.6 | 0

## Employment
| Ontario FTE | Windsor, Ontario(map) | ONT_GDP | FTE | BMO | TD | Scotia | RBC | CIBC | Average |  | StatCan Table |  |  | (Former CANSIM Table)
2007-01-01 | 6489.2 | 158.6 | 559412.4 | Report Date | 2019-07-05 | 2019-06-17 | 2019-06-07 | 2019-06-07 | 2019-07-08 |  | FTE | 14-10-0294-01 |  |  | 282-0135
2007-02-01 | 6504.5 | 156 | 559412.4 | 2018 | [6 empty] | GDP | 36-10-0402-01 |  |  | 379-0030
2007-03-01 | 6509.7 | 154.7 | 559412.4 | 2019 | 2.4% | 2.6% | 2.4% | 2.2% | 2.6% | 2.44%
2007-04-01 | 6512.1 | 154.5 | 559412.4 | 2020 | 1.8% | 0.8% | 1.2% | 0.7% | 0.7% | 1.04%
2007-05-01 | 6515.6 | 155.1 | 559412.4 | GDP
2007-06-01 | 6519.6 | 156.5 | 559412.4 | 2017
2007-07-01 | 6536.8 | 156.8 | 559412.4 | 2018
2007-08-01 | 6549.4 | 156 | 559412.4 | 2019 | 1.6% | 1.3% | 1.6% | 1.9% | 1.7% | 1.62%
2007-09-01 | 6565.5 | 155.5 | 559412.4 | 2020 | 1.7% | 1.4% | 1.7% | 1.6% | 1.3% | 1.54%
2007-10-01 | 6582.5 | 156.8 | 559412.4
2007-11-01 | 6591.5 | 158.3 | 559412.4 | [9 empty] | Accessed of July 2019
2007-12-01 | 6588.6 | 159 | 559412.4 |  | Original November 6th, 2018 | [7 empty] | Ontario FTE | Windsor, Ontario(map)
2008-01-01 | 6578.2 | 159.4 | 557803.5 |  | Revised July 19, 2019 | [7 empty] | 6544 | 158.9
2008-02-01 | 6591.7 | 160 | 557803.5 | [9 empty] | 6522.8 | 157.7
2008-03-01 | 6603.7 | 160.2 | 557803.5 | [9 empty] | 6505.5 | 156.2
2008-04-01 | 6618.5 | 158.4 | 557803.5 | [9 empty] | 6535.8 | 156.3
2008-05-01 | 6622.3 | 155.5 | 557803.5 | *Previous StatCan data has been rebased. FTE and GDP data for 2018 has been scalled to existing data. | [8 empty] | 6590.4 | 153.6
2008-06-01 | 6620.3 | 152.5 | 557803.5 | [9 empty] | 6658 | 151.6
2008-07-01 | 6611.6 | 151.3 | 557803.5 | [9 empty] | 6696.5 | 150
2008-08-01 | 6603.5 | 151.6 | 557803.5 |  | Ont GDP | [7 empty] | 6700.1 | 151.1
2008-09-01 | 6614.5 | 153.6 | 557803.5 |  | Originial |  | Revised | [5 empty] | 6670.4 | 154.6
2008-10-01 | 6632.3 | 154.3 | 557803.5 | 2008 | 557803.5 |  | 611784.2 | [5 empty] | 6670.2 | 157.3
2008-11-01 | 6616.9 | 154.3 | 557803.5 | 2009 | 539388 | 96.7% | 591636.5 | 96.71% |  |  |  |  | 6627.6 | 158.1
2008-12-01 | 6598.1 | 153.5 | 557803.5 | 2010 | 555907.5 | 103.1% | 609770.3 | 103.1% |  |  |  |  | 6607.1 | 156.8
2009-01-01 | 6541.6 | 151.5 | 539388 | 2011 | 570633.3 | 102.6% | 625936.9 | 102.7% |  |  |  |  | 6506.5 | 151.5
2009-02-01 | 6506 | 149.7 | 539388 | 2012 | 578793.9 | 101.4% | 634944.3 | 101.4% |  |  |  |  | 6436.2 | 147.5
2009-03-01 | 6466.8 | 147.2 | 539388 | 2013 | 586913 | 101.4% | 643937 | 101.4% |  |  |  |  | 6363.8 | 142.9
2009-04-01 | 6445.5 | 147.4 | 539388 | 2014 | 601343.5 | 102.5% | 659861.2 | 102.5% |  |  |  |  | 6359.6 | 144.8
2009-05-01 | 6420.3 | 147 | 539388 | 2015 | 618051.4 | 102.8% | 677384 | 102.7% |  |  |  |  | 6382.1 | 145
2009-06-01 | 6393.2 | 146.4 | 539388 | 2016 | 634257.8 | 102.6% | 693900.4 | 102.4% |  |  |  |  | 6429.4 | 145.7
2009-07-01 | 6390.2 | 145.2 | 539388 | 2017 | 651932.3 | 102.8% | 712984.3 | 102.8% |  |  |  |  | 6467 | 144.3
2009-08-01 | 6401 | 145.3 | 539388 | 2018 | 665994.7802 | 102.2% | 728363.7 | 102.2% |  |  |  |  | 6487.6 | 145.1
2009-09-01 | 6421.2 | 145.6 | 539388 | [9 empty] | 6470.2 | 146.8
2009-10-01 | 6438.2 | 146.3 | 539388 | [9 empty] | 6472.1 | 149.2
2009-11-01 | 6454 | 146.4 | 539388 | [9 empty] | 6465.6 | 150.1
2009-12-01 | 6458.5 | 147.1 | 539388 | [9 empty] | 6467.5 | 150.2
2010-01-01 | 6466.9 | 146.9 | 555907.5 | [9 empty] | 6434.5 | 146.8
2010-02-01 | 6471 | 147.6 | 555907.5 | [9 empty] | 6404.1 | 145.5
2010-03-01 | 6477.5 | 147.4 | 555907.5 | [9 empty] | 6377.2 | 143.3
2010-04-01 | 6485 | 149 | 555907.5 | [9 empty] | 6401.7 | 146.6
2010-05-01 | 6506.8 | 149.6 | 555907.5 | [9 empty] | 6468.9 | 147.8
2010-06-01 | 6540.8 | 150.5 | 555907.5 | [9 empty] | 6578.9 | 149.9
2010-07-01 | 6561 | 148.7 | 555907.5 | [9 empty] | 6640.9 | 148.3
2010-08-01 | 6568.9 | 148 | 555907.5 | [9 empty] | 6662.6 | 148.4
2010-09-01 | 6556 | 146.9 | 555907.5 | [9 empty] | 6611.2 | 148.7
2010-10-01 | 6551.6 | 146.4 | 555907.5 | [9 empty] | 6587.1 | 149.6
2010-11-01 | 6555.7 | 145.4 | 555907.5 | [9 empty] | 6566.6 | 148.9
2010-12-01 | 6578.3 | 145.3 | 555907.5 | [9 empty] | 6584.1 | 148.1
2011-01-01 | 6606.3 | 148.9 | 570633.3 | [9 empty] | 6571.2 | 148.7
2011-02-01 | 6619.5 | 148.7 | 570633.3 | [9 empty] | 6548.1 | 146.7
2011-03-01 | 6628.6 | 149.1 | 570633.3 | [9 empty] | 6523.7 | 145.4
2011-04-01 | 6635.5 | 146.3 | 570633.3 | [9 empty] | 6550 | 144
2011-05-01 | 6645.8 | 146.9 | 570633.3 | [9 empty] | 6612 | 144.6
2011-06-01 | 6662 | 147.1 | 570633.3 | [9 empty] | 6706.8 | 146
2011-07-01 | 6665.8 | 148 | 570633.3 | [9 empty] | 6755.3 | 147.6
2011-08-01 | 6677.5 | 147.9 | 570633.3 | [9 empty] | 6778 | 148.7
2011-09-01 | 6674.4 | 146 | 570633.3 | [9 empty] | 6734.6 | 148.1
2011-10-01 | 6668.1 | 146 | 570633.3 | [9 empty] | 6702.2 | 149.1
2011-11-01 | 6662.8 | 147.3 | 570633.3 | [9 empty] | 6669.4 | 150.8
2011-12-01 | 6667.5 | 149.3 | 570633.3 | [9 empty] | 6668.3 | 152.1
2012-01-01 | 6673.6 | 149.5 | 578793.9 | [9 empty] | 6635.9 | 149.5
2012-02-01 | 6670.7 | 150.2 | 578793.9 | [9 empty] | 6598 | 148.4
2012-03-01 | 6674 | 151.8 | 578793.9 | [9 empty] | 6569.8 | 148.5
2012-04-01 | 6685.8 | 152.5 | 578793.9 | [9 empty] | 6603.3 | 150.6
2012-05-01 | 6690.1 | 152.7 | 578793.9 | [9 empty] | 6658.1 | 151.1
2012-06-01 | 6693.3 | 152.6 | 578793.9 | [9 empty] | 6737.2 | 152.2
2012-07-01 | 6694.6 | 153.8 | 578793.9 | [9 empty] | 6778.6 | 153.4
2012-08-01 | 6703.3 | 154.5 | 578793.9 | [9 empty] | 6797.9 | 155
2012-09-01 | 6707.4 | 155.1 | 578793.9 | [9 empty] | 6763.1 | 156.9
2012-10-01 | 6710 | 154.3 | 578793.9 | [9 empty] | 6740.9 | 157.5
2012-11-01 | 6722.4 | 153.8 | 578793.9 | [9 empty] | 6727.4 | 157.6
2012-12-01 | 6740.6 | 152.9 | 578793.9 | [9 empty] | 6740.2 | 155.5
2013-01-01 | 6758.8 | 151.4 | 586913 | [9 empty] | 6721.7 | 151.1
2013-02-01 | 6775.5 | 151.9 | 586913 | [9 empty] | 6702 | 150.2
2013-03-01 | 6781.1 | 152.4 | 586913 | [9 empty] | 6675.8 | 149.4
2013-04-01 | 6788.9 | 154.4 | 586913 | [9 empty] | 6703.7 | 152.6
2013-05-01 | 6801.1 | 155.3 | 586913 | [9 empty] | 6770.3 | 154
2013-06-01 | 6815.2 | 156.1 | 586913 | [9 empty] | 6861.8 | 155.9
2013-07-01 | 6826.2 | 156 | 586913 | [9 empty] | 6917.1 | 156.6
2013-08-01 | 6833.9 | 155.8 | 586913 | [9 empty] | 6934.7 | 156.5
2013-09-01 | 6843.3 | 154 | 586913 | [9 empty] | 6906.9 | 154.6
2013-10-01 | 6850.3 | 154.5 | 586913 | [9 empty] | 6889 | 155.8
2013-11-01 | 6854 | 155 | 586913 | [9 empty] | 6863.8 | 156.7
2013-12-01 | 6850.4 | 157 | 586913 | [9 empty] | 6849.3 | 159.2
2014-01-01 | 6848.3 | 157.6 | 601343.5 | [9 empty] | 6806.1 | 157.1
2014-02-01 | 6850 | 156.4 | 601343.5 | [9 empty] | 6772.3 | 154.7
2014-03-01 | 6856.4 | 155.3 | 601343.5 | [9 empty] | 6751.3 | 152.4
2014-04-01 | 6869.6 | 152.9 | 601343.5 | [9 empty] | 6785 | 151.1
2014-05-01 | 6870.6 | 152.1 | 601343.5 | [9 empty] | 6842.6 | 151.2
2014-06-01 | 6865.4 | 150.8 | 601343.5 | [9 empty] | 6912.9 | 150.9
2014-07-01 | 6864.4 | 152.1 | 601343.5 | [9 empty] | 6957.8 | 153.6
2014-08-01 | 6869.9 | 153.3 | 601343.5 | [9 empty] | 6969.7 | 154.5
2014-09-01 | 6884.5 | 155.3 | 601343.5 | [9 empty] | 6944.1 | 156.6
2014-10-01 | 6901.5 | 156.9 | 601343.5 | [9 empty] | 6936.6 | 158.3
2014-11-01 | 6907.5 | 157.9 | 601343.5 | [9 empty] | 6914.3 | 159.3
2014-12-01 | 6903.1 | 159.9 | 601343.5 | [9 empty] | 6903.2 | 161.1
2015-01-01 | 6885.7 | 160.4 | 618051.4 | [9 empty] | 6845.1 | 159.3
2015-02-01 | 6885.3 | 161.7 | 618051.4 | [9 empty] | 6810.3 | 159.1
2015-03-01 | 6892.1 | 160.5 | 618051.4 | [9 empty] | 6783.7 | 156.1
2015-04-01 | 6897.3 | 160.2 | 618051.4 | [9 empty] | 6805.6 | 156.4
2015-05-01 | 6906.5 | 160.8 | 618051.4 | [9 empty] | 6870.9 | 159.1
2015-06-01 | 6921.3 | 163 | 618051.4 | [9 empty] | 6965.8 | 163.9
2015-07-01 | 6941.2 | 162.2 | 618051.4 | [9 empty] | 7032.3 | 164.8
2015-08-01 | 6949.2 | 158.7 | 618051.4 | [9 empty] | 7045.7 | 160.8
2015-09-01 | 6941.1 | 155.5 | 618051.4 | [9 empty] | 6994.9 | 156.7
2015-10-01 | 6934.8 | 153.9 | 618051.4 | [9 empty] | 6969 | 155.1
2015-11-01 | 6928.3 | 154.2 | 618051.4 | [9 empty] | 6936.9 | 155.2
2015-12-01 | 6942.8 | 154.4 | 618051.4 | [9 empty] | 6948.2 | 155.2
2016-01-01 | 6956.6 | 156.2 | 634257.8 | [9 empty] | 6919.2 | 155
2016-02-01 | 6968.5 | 158.5 | 634257.8 | [9 empty] | 6896.8 | 156
2016-03-01 | 6975.7 | 161 | 634257.8 | [9 empty] | 6872.4 | 156.8
2016-04-01 | 6979.7 | 163.1 | 634257.8 | [9 empty] | 6890.3 | 159.3
2016-05-01 | 6990.5 | 164.8 | 634257.8 | [9 empty] | 6962.5 | 162.1
2016-06-01 | 6998.8 | 166.3 | 634257.8 | [9 empty] | 7047.3 | 166.7
2016-07-01 | 6995 | 167.5 | 634257.8 | [9 empty] | 7090.8 | 169.9
2016-08-01 | 6991 | 167.9 | 634257.8 | [9 empty] | 7083.3 | 171.7
2016-09-01 | 6989.1 | 167.5 | 634257.8 | [9 empty] | 7037 | 170.5
2016-10-01 | 7005.5 | 166.4 | 634257.8 | [9 empty] | 7033.4 | 169.2
2016-11-01 | 7021.6 | 163.9 | 634257.8 | [9 empty] | 7026.9 | 165.5
2016-12-01 | 7035.1 | 161.8 | 634257.8 | [9 empty] | 7041.6 | 162.5
2017-01-01 | 7049.2 | 162 | 651932.3 | [9 empty] | 7018.6 | 160.7
2017-02-01 | 7062.5 | 161.2 | 651932.3 | [9 empty] | 6996 | 158.8
2017-03-01 | 7071 | 161.3 | 651932.3 | [9 empty] | 6972 | 157.6
2017-04-01 | 7073.2 | 160.2 | 651932.3 | [9 empty] | 6982.8 | 156.8
2017-05-01 | 7076.2 | 160 | 651932.3 | [9 empty] | 7047.4 | 157.7
2017-06-01 | 7082.2 | 160.5 | 651932.3 | [9 empty] | 7129.6 | 161.2
2017-07-01 | 7098 | 160.5 | 651932.3 | [9 empty] | 7195 | 163.2
2017-08-01 | 7118.8 | 163.7 | 651932.3 | [9 empty] | 7213.7 | 167.5
2017-09-01 | 7148.9 | 164.7 | 651932.3 | [9 empty] | 7197 | 168.1
2017-10-01 | 7168.4 | 162.1 | 651932.3 | [9 empty] | 7193.7 | 165.1
2017-11-01 | 7192.2 | 162.9 | 651932.3 | [9 empty] | 7194.2 | 164.7
2017-12-01 | 7207.4 | 163.9 | 651932.3 | [9 empty] | 7213.4 | 164.3
2018-01-01 | 7166.6339 | 165.3963 | 665994.7802 | [9 empty] | 7172.6 | 165.8
2018-02-01 | 7119.8729 | 161.9049 | 665994.7802 | [9 empty] | 7125.8 | 162.3
2018-03-01 | 7076.409 | 160.5083 | 665994.7802 | [9 empty] | 7082.3 | 160.9
2018-04-01 | 7102.4873 | 161.5058 | 665994.7802 | [9 empty] | 7108.4 | 161.9
2018-05-01 | 7168.7322 | 162.9024 | 665994.7802 | [9 empty] | 7174.7 | 163.3
2018-06-01 | 7263.1536 | 163.8002 | 665994.7802 | [9 empty] | 7269.2 | 164.2
2018-07-01 | 7346.3843 | 163.2017 | 665994.7802 | [9 empty] | 7352.5 | 163.6
2018-08-01 | 7349.8814 | 162.9024 | 665994.7802 | [9 empty] | 7356 | 163.3
2018-09-01 | 7309.1153 | 163.3015 | 665994.7802 | [9 empty] | 7315.2 | 163.7
2018-10-01 | 7268.3493 | 164.5983 | 665994.7802 | [9 empty] | 7274.4 | 165
2018-11-01 | 7272.9454 | 167.4912 | 665994.7802 | [9 empty] | 7279 | 167.9
2018-12-01 | 7296.6257 | 168.6883 | 665994.7802 | [9 empty] | 7302.7 | 169.1
[13 empty] | 7293.3 | 170.1
[13 empty] | 7286.5 | 170.3
[13 empty] | 7268.2 | 171.5
[13 empty] | 7304.3 | 174
[13 empty] | 7376.9 | 175.6
[13 empty] | 7472.1 | 174.4

## Res OLS Model
Model 1: OLS, using observations 2009:01-2018:12 (T = 120)
Dependent variable: Residential_NO_CDM
| coefficient | std. error | t-ratio | p-value
const | -14695221.8516 | 6452083.8647 | -2.2776 | 0.024649
HDD | 24142.1526 | 1391.9022 | 17.3447 | 1.6449e-33
CDD | 174199.8897 | 5479.4132 | 31.7917 | 6.9172e-58
Spring | -4177006.7226 | 554935.3426 | -7.527 | 1.4129e-11
Fall | -2399238.6351 | 631679.4661 | -3.7982 | 0.00023728
MonthDays | 1801933.3442 | 215279.5302 | 8.3702 | 1.8281e-13
Sept | 2497427.9462 | 733661.7732 | 3.4041 | 0.00092207
Trend | -12746.1846 | 4725.3768 | -2.6974 | 0.008069
Mean dependent var | 52951545.0467 | S.D. dependent var | 10213770.207
Sum squared resid | 355456832536894 | S.E. of regression | 1781494.2377
R-squared | 0.97137 | Adjusted R-squared | 0.96958
F(7, 112) | 542.7947 | P-value(F) | 2.728e-83
Log-likelihood | -1893.2886 | Akaike criterion | 3802.5772
Schwarz criterion | 3824.8772 | Hannan-Quinn | 3811.6333
rho | 0.051869 | Durbin-Watson | 1.8936

## Res Predicted Monthly
Date |  | Year | Residential_NO_CDM | HDD | CDD | Spring | Fall | Month Days | Sept | Trend | const | HDD | CDD | Spring | Fall | Month Days | Sept | Trend | Predicted | Model Error
2009-01-01 | 1 | 2009 | 59871639.47 | 768.8 | 0 | 0 | 0 | 31 | 0 | 1 | -14695221.8516 | 18560486.9267 | 0 | 0 | 0 | 55859933.6715 | 0 | -12746.1846 | 59712452.562 | 0.2659%
2009-02-01 | 2 | 2009 | 50314490.0877 | 540 | 0 | 0 | 0 | 28 | 0 | 2 | -14695221.8516 | 13036762.4095 | 0 | 0 | 0 | 50454133.6388 | 0 | -25492.3693 | 48770181.8274 | 3.069%
2009-03-01 | 3 | 2009 | 49701259.0779 | 456.8 | 0 | 1 | 0 | 31 | 0 | 3 | -14695221.8516 | 11028135.3124 | 0 | -4177006.7226 | 0 | 55859933.6715 | 0 | -38238.5539 | 47977601.8558 | 3.468%
2009-04-01 | 4 | 2009 | 43094637.6231 | 263.3 | 10.4 | 1 | 0 | 30 | 0 | 4 | -14695221.8516 | 6356628.7823 | 1811678.8534 | -4177006.7226 | 0 | 54058000.3273 | 0 | -50984.7385 | 43303094.6502 | 0.4837%
2009-05-01 | 5 | 2009 | 41837246.1659 | 83.4 | 12.9 | 1 | 0 | 31 | 0 | 5 | -14695221.8516 | 2013455.5277 | 2247178.5778 | -4177006.7226 | 0 | 55859933.6715 | 0 | -63730.9231 | 41184608.2796 | 1.56%
2009-06-01 | 6 | 2009 | 50342302.3869 | 25.3 | 79.4 | 0 | 0 | 30 | 0 | 6 | -14695221.8516 | 610796.461 | 13831471.2461 | 0 | 0 | 54058000.3273 | 0 | -76477.1078 | 53728569.075 | 6.726%
2009-07-01 | 7 | 2009 | 60810554.498 | 0.5 | 100.2 | 0 | 0 | 31 | 0 | 7 | -14695221.8516 | 12071.0763 | 17454828.9528 | 0 | 0 | 55859933.6715 | 0 | -89223.2924 | 58542388.5566 | 3.73%
2009-08-01 | 8 | 2009 | 64587027.7458 | 5.9 | 133.4 | 0 | 0 | 31 | 0 | 8 | -14695221.8516 | 142438.7004 | 23238265.2925 | 0 | 0 | 55859933.6715 | 0 | -101969.477 | 64443446.3357 | 0.2223%
2009-09-01 | 9 | 2009 | 49270432.9538 | 26.2 | 54.7 | 0 | 1 | 30 | 1 | 9 | -14695221.8516 | 632524.3984 | 9528733.9693 | 0 | -2399238.6351 | 54058000.3273 | 2497427.9462 | -114715.6617 | 49507510.4927 | 0.4812%
2009-10-01 | 10 | 2009 | 45083293.9601 | 230.8 | 0 | 0 | 1 | 31 | 0 | 10 | -14695221.8516 | 5572008.8224 | 0 | 0 | -2399238.6351 | 55859933.6715 | 0 | -127461.8463 | 44210020.1609 | 1.937%
2009-11-01 | 11 | 2009 | 46033170.6458 | 305.5 | 0 | 0 | 1 | 30 | 0 | 11 | -14695221.8516 | 7375427.6224 | 0 | 0 | -2399238.6351 | 54058000.3273 | 0 | -140208.0309 | 44198759.432 | 3.985%
2009-12-01 | 12 | 2009 | 56594449.1928 | 582 | 0 | 0 | 0 | 31 | 0 | 12 | -14695221.8516 | 14050732.8192 | 0 | 0 | 0 | 55859933.6715 | 0 | -152954.2156 | 55062490.4235 | 2.707%
2010-01-01 | 1 | 2010 | 57230062.2354 | 663.3 | 0 | 0 | 0 | 31 | 0 | 13 | -14695221.8516 | 16013489.8264 | 0 | 0 | 0 | 55859933.6715 | 0 | -165700.4002 | 57012501.2461 | 0.3802%
2010-02-01 | 2 | 2010 | 48541585.3147 | 557.3 | 0 | 0 | 0 | 28 | 0 | 14 | -14695221.8516 | 13454421.6497 | 0 | 0 | 0 | 50454133.6388 | 0 | -178446.5848 | 49034886.852 | 1.016%
2010-03-01 | 3 | 2010 | 46701990.4688 | 393.4 | 0 | 1 | 0 | 31 | 0 | 15 | -14695221.8516 | 9497522.8369 | 0 | -4177006.7226 | 0 | 55859933.6715 | 0 | -191192.7694 | 46294035.1647 | 0.8735%
2010-04-01 | 4 | 2010 | 40737141.6748 | 174.9 | 5 | 1 | 0 | 30 | 0 | 16 | -14695221.8516 | 4222462.4915 | 870999.4487 | -4177006.7226 | 0 | 54058000.3273 | 0 | -203938.9541 | 40075294.7393 | 1.625%
2010-05-01 | 5 | 2010 | 48242779.2361 | 84.3 | 59.7 | 1 | 0 | 31 | 0 | 17 | -14695221.8516 | 2035183.465 | 10399733.418 | -4177006.7226 | 0 | 55859933.6715 | 0 | -216685.1387 | 49205936.8416 | 1.996%
2010-06-01 | 6 | 2010 | 65023461.8953 | 3.9 | 135.9 | 0 | 0 | 30 | 0 | 18 | -14695221.8516 | 94154.3952 | 23673765.0169 | 0 | 0 | 54058000.3273 | 0 | -229431.3233 | 62901266.5644 | 3.264%
2010-07-01 | 7 | 2010 | 81296181.7597 | 0 | 227 | 0 | 0 | 31 | 0 | 19 | -14695221.8516 | 0 | 39543374.973 | 0 | 0 | 55859933.6715 | 0 | -242177.508 | 80465909.2849 | 1.021%
2010-08-01 | 8 | 2010 | 75078483.5391 | 0 | 211.8 | 0 | 0 | 31 | 0 | 20 | -14695221.8516 | 0 | 36895536.6488 | 0 | 0 | 55859933.6715 | 0 | -254923.6926 | 77805324.7761 | 3.632%
2010-09-01 | 9 | 2010 | 49993208.9715 | 38 | 59.7 | 0 | 1 | 30 | 1 | 21 | -14695221.8516 | 917401.7992 | 10399733.418 | 0 | -2399238.6351 | 54058000.3273 | 2497427.9462 | -267669.8772 | 50510433.1267 | 1.035%
2010-10-01 | 10 | 2010 | 42337839.4795 | 157.6 | 1.4 | 0 | 1 | 31 | 0 | 22 | -14695221.8516 | 3804803.2514 | 243879.8456 | 0 | -2399238.6351 | 55859933.6715 | 0 | -280416.0618 | 42533740.22 | 0.4627%
2010-11-01 | 11 | 2010 | 45676188.0576 | 376.6 | 0 | 0 | 1 | 30 | 0 | 23 | -14695221.8516 | 9091934.673 | 0 | 0 | -2399238.6351 | 54058000.3273 | 0 | -293162.2465 | 45762312.2671 | 0.1886%
2010-12-01 | 12 | 2010 | 56097840.2974 | 645.6 | 0 | 0 | 0 | 31 | 0 | 24 | -14695221.8516 | 15586173.7252 | 0 | 0 | 0 | 55859933.6715 | 0 | -305908.4311 | 56444977.114 | 0.6188%
2011-01-01 | 1 | 2011 | 57216324.6834 | 703.6 | 0 | 0 | 0 | 31 | 0 | 25 | -14695221.8516 | 16986418.5766 | 0 | 0 | 0 | 55859933.6715 | 0 | -318654.6157 | 57832475.7807 | 1.077%
2011-02-01 | 2 | 2011 | 49077423.3933 | 583.2 | 0 | 0 | 0 | 28 | 0 | 26 | -14695221.8516 | 14079703.4023 | 0 | 0 | 0 | 50454133.6388 | 0 | -331400.8004 | 49507214.3891 | 0.8757%
2011-03-01 | 3 | 2011 | 49267213.1766 | 514.3 | 0 | 1 | 0 | 31 | 0 | 27 | -14695221.8516 | 12416309.0874 | 0 | -4177006.7226 | 0 | 55859933.6715 | 0 | -344146.985 | 49059867.1997 | 0.4209%
2011-04-01 | 4 | 2011 | 43063023.1213 | 278.6 | 0.5 | 1 | 0 | 30 | 0 | 28 | -14695221.8516 | 6726003.7172 | 87099.9449 | -4177006.7226 | 0 | 54058000.3273 | 0 | -356893.1696 | 41641982.2455 | 3.3%
2011-05-01 | 5 | 2011 | 46164662.0557 | 105.2 | 37.2 | 1 | 0 | 31 | 0 | 29 | -14695221.8516 | 2539754.4546 | 6480235.8987 | -4177006.7226 | 0 | 55859933.6715 | 0 | -369639.3543 | 45638056.0963 | 1.141%
2011-06-01 | 6 | 2011 | 60282224.6905 | 7.6 | 115.9 | 0 | 0 | 30 | 0 | 30 | -14695221.8516 | 183480.3598 | 20189767.2219 | 0 | 0 | 54058000.3273 | 0 | -382385.5389 | 59353640.5185 | 1.54%
2011-07-01 | 7 | 2011 | 81061488.556 | 0 | 255.5 | 0 | 0 | 31 | 0 | 31 | -14695221.8516 | 0 | 44508071.8308 | 0 | 0 | 55859933.6715 | 0 | -395131.7235 | 85277651.9272 | 5.201%
2011-08-01 | 8 | 2011 | 71258545.4099 | 0 | 159.5 | 0 | 0 | 31 | 0 | 32 | -14695221.8516 | 0 | 27784882.4149 | 0 | 0 | 55859933.6715 | 0 | -407877.9081 | 68541716.3267 | 3.813%
2011-09-01 | 9 | 2011 | 49668107.2805 | 51.4 | 60.2 | 0 | 1 | 30 | 1 | 33 | -14695221.8516 | 1240906.6442 | 10486833.3629 | 0 | -2399238.6351 | 54058000.3273 | 2497427.9462 | -420624.0928 | 50768083.701 | 2.215%
2011-10-01 | 10 | 2011 | 43253414.186 | 185.3 | 2.7 | 0 | 1 | 31 | 0 | 34 | -14695221.8516 | 4473540.8787 | 470339.7023 | 0 | -2399238.6351 | 55859933.6715 | 0 | -433370.2774 | 43275983.4884 | 0.05218%
2011-11-01 | 11 | 2011 | 44910887.278 | 297.3 | 0 | 0 | 1 | 30 | 0 | 35 | -14695221.8516 | 7177461.971 | 0 | 0 | -2399238.6351 | 54058000.3273 | 0 | -446116.462 | 43694885.3495 | 2.708%
2011-12-01 | 12 | 2011 | 53040629.6407 | 485.4 | 0 | 0 | 0 | 31 | 0 | 36 | -14695221.8516 | 11718600.877 | 0 | 0 | 0 | 55859933.6715 | 0 | -458862.6467 | 52424450.0502 | 1.162%
2012-01-01 | 1 | 2012 | 53836254.4636 | 559.6 | 0 | 0 | 0 | 31 | 0 | 37 | -14695221.8516 | 13509948.6007 | 0 | 0 | 0 | 55859933.6715 | 0 | -471608.8313 | 54203051.5893 | 0.6813%
2012-02-01 | 2 | 2012 | 47974878.7534 | 492.4 | 0 | 0 | 0 | 29 | 0 | 38 | -14695221.8516 | 11887595.9453 | 0 | 0 | 0 | 52256066.983 | 0 | -484355.0159 | 48964086.0608 | 2.062%
2012-03-01 | 3 | 2012 | 44818017.8476 | 250.8 | 4.8 | 1 | 0 | 31 | 0 | 39 | -14695221.8516 | 6054851.8746 | 836159.4708 | -4177006.7226 | 0 | 55859933.6715 | 0 | -497101.2005 | 43381615.2422 | 3.205%
2012-04-01 | 4 | 2012 | 40519756.9644 | 252.5 | 4.3 | 1 | 0 | 30 | 0 | 40 | -14695221.8516 | 6095893.5341 | 749059.5259 | -4177006.7226 | 0 | 54058000.3273 | 0 | -509847.3852 | 41520877.4279 | 2.471%
2012-05-01 | 5 | 2012 | 47369873.152 | 48.2 | 59.3 | 1 | 0 | 31 | 0 | 41 | -14695221.8516 | 1163651.7558 | 10330053.4621 | -4177006.7226 | 0 | 55859933.6715 | 0 | -522593.5698 | 47958816.7454 | 1.243%
2012-06-01 | 6 | 2012 | 66164429.4769 | 10.3 | 147.1 | 0 | 0 | 30 | 0 | 42 | -14695221.8516 | 248664.1719 | 25624803.782 | 0 | 0 | 54058000.3273 | 0 | -535339.7544 | 64700906.6751 | 2.212%
2012-07-01 | 7 | 2012 | 83251368.9386 | 0 | 235.5 | 0 | 0 | 31 | 0 | 43 | -14695221.8516 | 0 | 41024074.0358 | 0 | 0 | 55859933.6715 | 0 | -548085.9391 | 81640699.9167 | 1.935%
2012-08-01 | 8 | 2012 | 68538520.7698 | 0.7 | 143.7 | 0 | 0 | 31 | 0 | 44 | -14695221.8516 | 16899.5068 | 25032524.1569 | 0 | 0 | 55859933.6715 | 0 | -560832.1237 | 65653303.3599 | 4.21%
2012-09-01 | 9 | 2012 | 50547782.2823 | 53.2 | 50.3 | 0 | 1 | 30 | 1 | 45 | -14695221.8516 | 1284362.5189 | 8762254.4544 | 0 | -2399238.6351 | 54058000.3273 | 2497427.9462 | -573578.3083 | 48934006.4516 | 3.193%
2012-10-01 | 10 | 2012 | 42873857.884 | 207.2 | 5.6 | 0 | 1 | 31 | 0 | 46 | -14695221.8516 | 5002254.0208 | 975519.3826 | 0 | -2399238.6351 | 55859933.6715 | 0 | -586324.4929 | 44156922.0953 | 2.993%
2012-11-01 | 11 | 2012 | 45641430.122 | 405.5 | 0 | 0 | 1 | 30 | 0 | 47 | -14695221.8516 | 9789642.8834 | 0 | 0 | -2399238.6351 | 54058000.3273 | 0 | -599070.6776 | 46154112.0464 | 1.123%
2012-12-01 | 12 | 2012 | 52638100.6258 | 484.2 | 0 | 0 | 0 | 31 | 0 | 48 | -14695221.8516 | 11689630.2939 | 0 | 0 | 0 | 55859933.6715 | 0 | -611816.8622 | 52242525.2516 | 0.7515%
2013-01-01 | 1 | 2013 | 54911356.1212 | 598.2 | 0 | 0 | 0 | 31 | 0 | 49 | -14695221.8516 | 14441835.6914 | 0 | 0 | 0 | 55859933.6715 | 0 | -624563.0468 | 54981984.4645 | 0.1286%
2013-02-01 | 2 | 2013 | 48753761.1942 | 574.8 | 0 | 0 | 0 | 28 | 0 | 50 | -14695221.8516 | 13876909.3204 | 0 | 0 | 0 | 50454133.6388 | 0 | -637309.2315 | 48998511.8761 | 0.502%
2013-03-01 | 3 | 2013 | 49889124.1021 | 505.2 | 0 | 1 | 0 | 31 | 0 | 51 | -14695221.8516 | 12196615.4987 | 0 | -4177006.7226 | 0 | 55859933.6715 | 0 | -650055.4161 | 48534265.1799 | 2.716%
2013-04-01 | 4 | 2013 | 43188284.9818 | 300.2 | 0 | 1 | 0 | 30 | 0 | 52 | -14695221.8516 | 7247474.2136 | 0 | -4177006.7226 | 0 | 54058000.3273 | 0 | -662801.6007 | 41770444.3659 | 3.283%
2013-05-01 | 5 | 2013 | 45290631.4819 | 73.3 | 59.9 | 1 | 0 | 31 | 0 | 53 | -14695221.8516 | 1769619.7863 | 10434573.3959 | -4177006.7226 | 0 | 55859933.6715 | 0 | -675547.7854 | 48516350.4942 | 7.122%
2013-06-01 | 6 | 2013 | 56572380.0583 | 14.7 | 103.5 | 0 | 0 | 30 | 0 | 54 | -14695221.8516 | 354889.6434 | 18029688.589 | 0 | 0 | 54058000.3273 | 0 | -688293.97 | 57059062.738 | 0.8603%
2013-07-01 | 7 | 2013 | 69531972.104 | 1.5 | 174.8 | 0 | 0 | 31 | 0 | 55 | -14695221.8516 | 36213.2289 | 30450140.7281 | 0 | 0 | 55859933.6715 | 0 | -701040.1546 | 70950025.6223 | 2.039%
2013-08-01 | 8 | 2013 | 62627316.6697 | 1.2 | 134.3 | 0 | 0 | 31 | 0 | 56 | -14695221.8516 | 28970.5831 | 23395045.1933 | 0 | 0 | 55859933.6715 | 0 | -713786.3392 | 63874941.257 | 1.992%
2013-09-01 | 9 | 2013 | 52483630.8694 | 41.2 | 65.3 | 0 | 1 | 30 | 1 | 57 | -14695221.8516 | 994656.6875 | 11375252.8006 | 0 | -2399238.6351 | 54058000.3273 | 2497427.9462 | -726532.5239 | 51104344.751 | 2.628%
2013-10-01 | 10 | 2013 | 44313505.9337 | 170.5 | 19.9 | 0 | 1 | 31 | 0 | 58 | -14695221.8516 | 4116237.02 | 3466577.806 | 0 | -2399238.6351 | 55859933.6715 | 0 | -739278.7085 | 45609009.3023 | 2.923%
2013-11-01 | 11 | 2013 | 47268963.6807 | 424.9 | 0 | 0 | 1 | 30 | 0 | 59 | -14695221.8516 | 10258000.6441 | 0 | 0 | -2399238.6351 | 54058000.3273 | 0 | -752024.8931 | 46469515.5915 | 1.691%
2013-12-01 | 12 | 2013 | 57282294.9373 | 614.3 | 0 | 0 | 0 | 31 | 0 | 60 | -14695221.8516 | 14830524.3485 | 0 | 0 | 0 | 55859933.6715 | 0 | -764771.0778 | 55230465.0906 | 3.582%
2014-01-01 | 1 | 2014 | 61083284.6388 | 785 | 0 | 0 | 0 | 31 | 0 | 61 | -14695221.8516 | 18951589.799 | 0 | 0 | 0 | 55859933.6715 | 0 | -777517.2624 | 59338784.3565 | 2.856%
2014-02-01 | 2 | 2014 | 51952415.0726 | 674.2 | 0 | 0 | 0 | 28 | 0 | 62 | -14695221.8516 | 16276639.2898 | 0 | 0 | 0 | 50454133.6388 | 0 | -790263.447 | 51245287.63 | 1.361%
2014-03-01 | 3 | 2014 | 51052991.4827 | 591.9 | 0 | 1 | 0 | 31 | 0 | 63 | -14695221.8516 | 14289740.13 | 0 | -4177006.7226 | 0 | 55859933.6715 | 0 | -803009.6316 | 50474435.5956 | 1.133%
2014-04-01 | 4 | 2014 | 41360165.1936 | 253.7 | 0 | 1 | 0 | 30 | 0 | 64 | -14695221.8516 | 6124864.1172 | 0 | -4177006.7226 | 0 | 54058000.3273 | 0 | -815755.8163 | 40494880.054 | 2.092%
2014-05-01 | 5 | 2014 | 43158849.9212 | 90.6 | 36.4 | 1 | 0 | 31 | 0 | 65 | -14695221.8516 | 2187279.0265 | 6340875.9869 | -4177006.7226 | 0 | 55859933.6715 | 0 | -828502.0009 | 44687358.1097 | 3.542%
2014-06-01 | 6 | 2014 | 55440642.7147 | 2.4 | 123.3 | 0 | 0 | 30 | 0 | 66 | -14695221.8516 | 57941.1663 | 21478846.406 | 0 | 0 | 54058000.3273 | 0 | -841248.1855 | 60058317.8624 | 8.329%
2014-07-01 | 7 | 2014 | 61454907.375 | 0.7 | 113.6 | 0 | 0 | 31 | 0 | 67 | -14695221.8516 | 16899.5068 | 19789107.4755 | 0 | 0 | 55859933.6715 | 0 | -853994.3702 | 60116724.432 | 2.178%
2014-08-01 | 8 | 2014 | 60080885.5391 | 0.7 | 130.2 | 0 | 0 | 31 | 0 | 68 | -14695221.8516 | 16899.5068 | 22680825.6453 | 0 | 0 | 55859933.6715 | 0 | -866740.5548 | 62995696.4172 | 4.851%
2014-09-01 | 9 | 2014 | 48273397.0428 | 57.2 | 50.5 | 0 | 1 | 30 | 1 | 69 | -14695221.8516 | 1380931.1293 | 8797094.4323 | 0 | -2399238.6351 | 54058000.3273 | 2497427.9462 | -879486.7394 | 48759506.6089 | 1.007%
2014-10-01 | 10 | 2014 | 41793076.8971 | 179.7 | 3.9 | 0 | 1 | 31 | 0 | 70 | -14695221.8516 | 4338344.8241 | 679379.57 | 0 | -2399238.6351 | 55859933.6715 | 0 | -892232.9241 | 42890964.6548 | 2.627%
2014-11-01 | 11 | 2014 | 46664422.6497 | 442 | 0 | 0 | 1 | 30 | 0 | 71 | -14695221.8516 | 10670831.4537 | 0 | 0 | -2399238.6351 | 54058000.3273 | 0 | -904979.1087 | 46729392.1856 | 0.1392%
2014-12-01 | 12 | 2014 | 53245388.2278 | 513.9 | 0 | 0 | 0 | 31 | 0 | 72 | -14695221.8516 | 12406652.2264 | 0 | 0 | 0 | 55859933.6715 | 0 | -917725.2933 | 52653638.753 | 1.111%
2015-01-01 | 1 | 2015 | 55763896.1817 | 724.7 | 0 | 0 | 0 | 31 | 0 | 73 | -14695221.8516 | 17495817.9966 | 0 | 0 | 0 | 55859933.6715 | 0 | -930471.4779 | 57730058.3386 | 3.526%
2015-02-01 | 2 | 2015 | 50700386.3566 | 757.4 | 0 | 0 | 0 | 28 | 0 | 74 | -14695221.8516 | 18285266.387 | 0 | 0 | 0 | 50454133.6388 | 0 | -943217.6626 | 53100960.5116 | 4.735%
2015-03-01 | 3 | 2015 | 48601161.7719 | 508.7 | 0 | 1 | 0 | 31 | 0 | 75 | -14695221.8516 | 12281113.0328 | 0 | -4177006.7226 | 0 | 55859933.6715 | 0 | -955963.8472 | 48312854.2829 | 0.5932%
2015-04-01 | 4 | 2015 | 40903456.9173 | 257.4 | 0 | 1 | 0 | 30 | 0 | 76 | -14695221.8516 | 6214190.0819 | 0 | -4177006.7226 | 0 | 54058000.3273 | 0 | -968710.0318 | 40431251.8031 | 1.154%
2015-05-01 | 5 | 2015 | 44255377.8162 | 68.7 | 64.1 | 1 | 0 | 31 | 0 | 77 | -14695221.8516 | 1658565.8843 | 11166212.9329 | -4177006.7226 | 0 | 55859933.6715 | 0 | -981456.2165 | 48831027.6981 | 10.34%
2015-06-01 | 6 | 2015 | 52472039.3035 | 13.1 | 89.6 | 0 | 0 | 30 | 0 | 78 | -14695221.8516 | 316262.1992 | 15608310.1215 | 0 | 0 | 54058000.3273 | 0 | -994202.4011 | 54293148.3952 | 3.471%
2015-07-01 | 7 | 2015 | 65255972.6383 | 1.9 | 152.9 | 0 | 0 | 31 | 0 | 79 | -14695221.8516 | 45870.09 | 26635163.1426 | 0 | 0 | 55859933.6715 | 0 | -1006948.5857 | 66838796.4667 | 2.426%
2015-08-01 | 8 | 2015 | 67807607.1442 | 3.2 | 138.7 | 0 | 0 | 31 | 0 | 80 | -14695221.8516 | 77254.8884 | 24161524.7082 | 0 | 0 | 55859933.6715 | 0 | -1019694.7703 | 64383796.646 | 5.049%
2015-09-01 | 9 | 2015 | 53044043.7349 | 10.8 | 109.2 | 0 | 1 | 30 | 1 | 81 | -14695221.8516 | 260735.2482 | 19022627.9606 | 0 | -2399238.6351 | 54058000.3273 | 2497427.9462 | -1032440.955 | 57711890.0405 | 8.8%
2015-10-01 | 10 | 2015 | 41411011.4398 | 157.8 | 2.6 | 0 | 1 | 31 | 0 | 82 | -14695221.8516 | 3809631.6819 | 452919.7133 | 0 | -2399238.6351 | 55859933.6715 | 0 | -1045187.1396 | 41982837.4404 | 1.381%
2015-11-01 | 11 | 2015 | 42304554.5154 | 286.6 | 0.5 | 0 | 1 | 30 | 0 | 83 | -14695221.8516 | 6919140.9381 | 87099.9449 | 0 | -2399238.6351 | 54058000.3273 | 0 | -1057933.3242 | 42911847.3993 | 1.436%
2015-12-01 | 12 | 2015 | 49135427.2228 | 392.2 | 0 | 0 | 0 | 31 | 0 | 84 | -14695221.8516 | 9468552.2537 | 0 | 0 | 0 | 55859933.6715 | 0 | -1070679.5089 | 49562584.5648 | 0.8693%
2016-01-01 | 1 | 2016 | 52102836.709 | 618.5 | 0 | 0 | 0 | 31 | 0 | 85 | -14695221.8516 | 14931921.3894 | 0 | 0 | 0 | 55859933.6715 | 0 | -1083425.6935 | 55013207.5158 | 5.586%
2016-02-01 | 2 | 2016 | 46904127.65 | 510.5 | 0 | 0 | 0 | 29 | 0 | 86 | -14695221.8516 | 12324568.9075 | 0 | 0 | 0 | 52256066.983 | 0 | -1096171.8781 | 48789242.1608 | 4.019%
2016-03-01 | 3 | 2016 | 45175173.0873 | 350.9 | 0 | 1 | 0 | 31 | 0 | 87 | -14695221.8516 | 8471481.3509 | 0 | -4177006.7226 | 0 | 55859933.6715 | 0 | -1108918.0628 | 44350268.3855 | 1.826%
2016-04-01 | 4 | 2016 | 40065253.611 | 315.2 | 0 | 1 | 0 | 30 | 0 | 88 | -14695221.8516 | 7609606.5027 | 0 | -4177006.7226 | 0 | 54058000.3273 | 0 | -1121664.2474 | 41673714.0084 | 4.015%
2016-05-01 | 5 | 2016 | 45621730.5605 | 110.9 | 47 | 1 | 0 | 31 | 0 | 89 | -14695221.8516 | 2677364.7245 | 8187394.8182 | -4177006.7226 | 0 | 55859933.6715 | 0 | -1134410.432 | 46718054.208 | 2.403%
2016-06-01 | 6 | 2016 | 62219414.4442 | 5.6 | 127.2 | 0 | 0 | 30 | 0 | 90 | -14695221.8516 | 135196.0546 | 22158225.976 | 0 | 0 | 54058000.3273 | 0 | -1147156.6166 | 60509043.8897 | 2.749%
2016-07-01 | 7 | 2016 | 78540515.1832 | 0 | 213.1 | 0 | 0 | 31 | 0 | 91 | -14695221.8516 | 0 | 37121996.5055 | 0 | 0 | 55859933.6715 | 0 | -1159902.8013 | 77126805.5241 | 1.8%
2016-08-01 | 8 | 2016 | 76966973.6312 | 0 | 219 | 0 | 0 | 31 | 0 | 92 | -14695221.8516 | 0 | 38149775.855 | 0 | 0 | 55859933.6715 | 0 | -1172648.9859 | 78141838.689 | 1.526%
2016-09-01 | 9 | 2016 | 56086414.5274 | 8 | 90.1 | 0 | 1 | 30 | 1 | 93 | -14695221.8516 | 193137.2209 | 15695410.0664 | 0 | -2399238.6351 | 54058000.3273 | 2497427.9462 | -1185395.1705 | 54164119.9034 | 3.427%
2016-10-01 | 10 | 2016 | 42624018.7776 | 146 | 22.7 | 0 | 1 | 31 | 0 | 94 | -14695221.8516 | 3524754.2811 | 3954337.4973 | 0 | -2399238.6351 | 55859933.6715 | 0 | -1198141.3552 | 45046423.608 | 5.683%
2016-11-01 | 11 | 2016 | 42697547.7495 | 290.7 | 0 | 0 | 1 | 30 | 0 | 95 | -14695221.8516 | 7018123.7638 | 0 | 0 | -2399238.6351 | 54058000.3273 | 0 | -1210887.5398 | 42770776.0645 | 0.1715%
2016-12-01 | 12 | 2016 | 51929745.7921 | 581.1 | 0 | 0 | 0 | 31 | 0 | 96 | -14695221.8516 | 14029004.8818 | 0 | 0 | 0 | 55859933.6715 | 0 | -1223633.7244 | 53970082.9773 | 3.929%
2017-01-01 | 1 | 2017 | 52235221.9967 | 570.4 | 0 | 0 | 0 | 31 | 0 | 97 | -14695221.8516 | 13770683.8489 | 0 | 0 | 0 | 55859933.6715 | 0 | -1236379.909 | 53699015.7597 | 2.802%
2017-02-01 | 2 | 2017 | 43740261.3067 | 411.8 | 0 | 0 | 0 | 28 | 0 | 98 | -14695221.8516 | 9941738.4449 | 0 | 0 | 0 | 50454133.6388 | 0 | -1249126.0937 | 44451524.1384 | 1.626%
2017-03-01 | 3 | 2017 | 45837850.0767 | 469.7 | 0 | 1 | 0 | 31 | 0 | 99 | -14695221.8516 | 11339569.081 | 0 | -4177006.7226 | 0 | 55859933.6715 | 0 | -1261872.2783 | 47065401.9 | 2.678%
2017-04-01 | 4 | 2017 | 39739104.1767 | 177.1 | 6.1 | 1 | 0 | 30 | 0 | 100 | -14695221.8516 | 4275575.2273 | 1062619.3275 | -4177006.7226 | 0 | 54058000.3273 | 0 | -1274618.4629 | 39249347.8449 | 1.232%
2017-05-01 | 5 | 2017 | 43383845.1567 | 124.4 | 28.5 | 1 | 0 | 31 | 0 | 101 | -14695221.8516 | 3003283.7847 | 4964696.8578 | -4177006.7226 | 0 | 55859933.6715 | 0 | -1287364.6476 | 43668321.0923 | 0.6557%
2017-06-01 | 6 | 2017 | 58319622.4067 | 2.9 | 128.1 | 0 | 0 | 30 | 0 | 102 | -14695221.8516 | 70012.2426 | 22315005.8768 | 0 | 0 | 54058000.3273 | 0 | -1300110.8322 | 60447685.7628 | 3.649%
2017-07-01 | 7 | 2017 | 70157146.2567 | 0 | 179.5 | 0 | 0 | 31 | 0 | 103 | -14695221.8516 | 0 | 31268880.2099 | 0 | 0 | 55859933.6715 | 0 | -1312857.0168 | 71120735.013 | 1.373%
2017-08-01 | 8 | 2017 | 62635034.5367 | 1.9 | 121.4 | 0 | 0 | 31 | 0 | 104 | -14695221.8516 | 45870.09 | 21147866.6155 | 0 | 0 | 55859933.6715 | 0 | -1325603.2015 | 61032845.3239 | 2.558%
2017-09-01 | 9 | 2017 | 53098958.5867 | 27.4 | 80.7 | 0 | 1 | 30 | 1 | 105 | -14695221.8516 | 661494.9815 | 14057931.1027 | 0 | -2399238.6351 | 54058000.3273 | 2497427.9462 | -1338349.3861 | 52842044.4849 | 0.4838%
2017-10-01 | 10 | 2017 | 46118064.9067 | 124.6 | 24.9 | 0 | 1 | 31 | 0 | 106 | -14695221.8516 | 3008112.2152 | 4337577.2547 | 0 | -2399238.6351 | 55859933.6715 | 0 | -1351095.5707 | 44760067.084 | 2.945%
2017-11-01 | 11 | 2017 | 45341675.6067 | 379.5 | 0 | 0 | 1 | 30 | 0 | 107 | -14695221.8516 | 9161946.9156 | 0 | 0 | -2399238.6351 | 54058000.3273 | 0 | -1363841.7553 | 44761645.0008 | 1.279%
2017-12-01 | 12 | 2017 | 54565027.1767 | 634.4 | 0 | 0 | 0 | 31 | 0 | 108 | -14695221.8516 | 15315781.6159 | 0 | 0 | 0 | 55859933.6715 | 0 | -1376587.94 | 55103905.4959 | 0.9876%
2018-01-01 | 1 | 2018 | 56225086.2933 | 671.4 | 0 | 0 | 0 | 31 | 0 | 109 | -14695221.8516 | 16209041.2625 | 0 | 0 | 0 | 55859933.6715 | 0 | -1389334.1246 | 55984418.9578 | 0.428%
2018-02-01 | 2 | 2018 | 47139422.7878 | 497.3 | 0 | 0 | 0 | 28 | 0 | 110 | -14695221.8516 | 12005892.4931 | 0 | 0 | 0 | 50454133.6388 | 0 | -1402080.3092 | 46362723.971 | 1.648%
2018-03-01 | 3 | 2018 | 48575569.5122 | 510.6 | 0 | 1 | 0 | 31 | 0 | 111 | -14695221.8516 | 12326983.1228 | 0 | -4177006.7226 | 0 | 55859933.6715 | 0 | -1414826.4939 | 47899861.7262 | 1.391%
2018-04-01 | 4 | 2018 | 43821696.0326 | 334.2 | 0 | 1 | 0 | 30 | 0 | 112 | -14695221.8516 | 8068307.4023 | 0 | -4177006.7226 | 0 | 54058000.3273 | 0 | -1427572.6785 | 41826506.4769 | 4.553%
2018-05-01 | 5 | 2018 | 48899921.9337 | 44.6 | 68.7 | 1 | 0 | 31 | 0 | 113 | -14695221.8516 | 1076740.0064 | 11967532.4257 | -4177006.7226 | 0 | 55859933.6715 | 0 | -1440318.8631 | 48591658.6663 | 0.6304%
2018-06-01 | 6 | 2018 | 66010052.5843 | 4 | 122.4 | 0 | 0 | 30 | 0 | 114 | -14695221.8516 | 96568.6104 | 21322066.5052 | 0 | 0 | 54058000.3273 | 0 | -1453065.0477 | 59328348.5436 | 10.12%
2018-07-01 | 7 | 2018 | 78572912.3289 | 0 | 204 | 0 | 0 | 31 | 0 | 115 | -14695221.8516 | 0 | 35536777.5087 | 0 | 0 | 55859933.6715 | 0 | -1465811.2324 | 75235678.0963 | 4.247%
2018-08-01 | 8 | 2018 | 75820147.4721 | 0 | 204.4 | 0 | 0 | 31 | 0 | 116 | -14695221.8516 | 0 | 35606457.4646 | 0 | 0 | 55859933.6715 | 0 | -1478557.417 | 75292611.8675 | 0.6958%
2018-09-01 | 9 | 2018 | 59545277.3894 | 29.7 | 109.2 | 0 | 1 | 30 | 1 | 117 | -14695221.8516 | 717021.9325 | 19022627.9606 | 0 | -2399238.6351 | 54058000.3273 | 2497427.9462 | -1491303.6016 | 57709314.0781 | 3.083%
2018-10-01 | 10 | 2018 | 46605104.7942 | 207.9 | 24.1 | 0 | 1 | 31 | 0 | 118 | -14695221.8516 | 5019153.5277 | 4198217.3429 | 0 | -2399238.6351 | 55859933.6715 | 0 | -1504049.7863 | 46478794.2691 | 0.271%
2018-11-01 | 11 | 2018 | 47874988.188 | 454.9 | 0 | 0 | 1 | 30 | 0 | 119 | -14695221.8516 | 10982265.2224 | 0 | 0 | -2399238.6351 | 54058000.3273 | 0 | -1516795.9709 | 46429009.092 | 3.02%
2018-12-01 | 12 | 2018 | 52725596.9522 | 500.6 | 0 | 0 | 0 | 31 | 0 | 120 | -14695221.8516 | 12085561.5967 | 0 | 0 | 0 | 55859933.6715 | 0 | -1529542.1555 | 51720731.2611 | 1.906%
2.418%

## GS < 50 OLS Model
Model 2: OLS, using observations 2009:01-2018:12 (T = 120)
Dependent variable: GS_lt_50_No_CDM
| coefficient | std. error | t-ratio | p-value
const | -2510760.168 | 2429915.1582 | -1.0333 | 0.30372
HDD | 4356.2173 | 330.7124 | 13.1722 | 1.9792e-24
CDD | 23745.3979 | 1248.9208 | 19.0127 | 1.0525e-36
Windsor_Empl | 40939.9771 | 13411.9319 | 3.0525 | 0.0028403
Trend | -20492.6553 | 2555.055 | -8.0204 | 1.1787e-12
Mar | 419453.4328 | 151147.5049 | 2.7751 | 0.0064767
Sept | 697390.1736 | 144178.7231 | 4.837 | 4.2773e-06
Shoulder | -782960.3125 | 126670.2254 | -6.1811 | 1.0812e-08
MonthDays | 459217.9154 | 47031.2727 | 9.7641 | 1.2529e-16
Mean dependent var | 18611507.1319 | S.D. dependent var | 1585717.8417
Sum squared resid | 16317738199582 | S.E. of regression | 383414.463
R-squared | 0.94547 | Adjusted R-squared | 0.94154
F(8, 111) | 240.5571 | P-value(F) | 2.0591e-66
Log-likelihood | -1708.4196 | Akaike criterion | 3434.8391
Schwarz criterion | 3459.9265 | Hannan-Quinn | 3445.0272
rho | 0.43236 | Durbin-Watson | 1.1212

## GS < 50 Predicted Monthly
Date |  | Year | GS_lt_50_No_CDM | HDD | CDD | Windsor_Empl | Trend | Mar | Sept | Shoulder | Month Days | const | HDD | CDD | Windsor_Empl | Trend | Mar | Sept | Shoulder | Month Days | Predicted | Model Error
2009-01-01 | 1 | 2009 | 20997000.5769 | 768.8 | 0 | 151.5 | 1 | 0 | 0 | 0 | 31 | -2510760.168 | 3349059.8315 | 0 | 6202406.5237 | -20492.6553 | 0 | 0 | 0 | 14235755.3786 | 21255968.9105 | 1.233%
2009-02-01 | 2 | 2009 | 18534901.3202 | 540 | 0 | 149.7 | 2 | 0 | 0 | 0 | 28 | -2510760.168 | 2352357.3218 | 0 | 6128714.565 | -40985.3106 | 0 | 0 | 0 | 12858101.6323 | 18787428.0405 | 1.362%
2009-03-01 | 3 | 2009 | 18954018.3027 | 456.8 | 0 | 147.2 | 3 | 1 | 0 | 1 | 31 | -2510760.168 | 1989920.0455 | 0 | 6026364.6224 | -61477.9659 | 419453.4328 | 0 | -782960.3125 | 14235755.3786 | 19316295.0329 | 1.911%
2009-04-01 | 4 | 2009 | 16925516.1654 | 263.3 | 10.4 | 147.4 | 4 | 0 | 0 | 1 | 30 | -2510760.168 | 1146992.0052 | 246952.1379 | 6034552.6178 | -81970.6212 | 0 | 0 | -782960.3125 | 13776537.4631 | 17829343.1224 | 5.34%
2009-05-01 | 5 | 2009 | 17278203.8421 | 83.4 | 12.9 | 147 | 5 | 0 | 0 | 1 | 31 | -2510760.168 | 363308.5197 | 306315.6326 | 6018176.627 | -102463.2765 | 0 | 0 | -782960.3125 | 14235755.3786 | 17527372.4009 | 1.442%
2009-06-01 | 6 | 2009 | 18191454.6429 | 25.3 | 79.4 | 146.4 | 6 | 0 | 0 | 0 | 30 | -2510760.168 | 110212.2967 | 1885384.5914 | 5993612.6408 | -122955.9318 | 0 | 0 | 0 | 13776537.4631 | 19132030.8923 | 5.17%
2009-07-01 | 7 | 2009 | 20105262.7224 | 0.5 | 100.2 | 145.2 | 7 | 0 | 0 | 0 | 31 | -2510760.168 | 2178.1086 | 2379288.8673 | 5944484.6683 | -143448.5871 | 0 | 0 | 0 | 14235755.3786 | 19907498.2677 | 0.9836%
2009-08-01 | 8 | 2009 | 20523724.4113 | 5.9 | 133.4 | 145.3 | 8 | 0 | 0 | 0 | 31 | -2510760.168 | 25701.6818 | 3167636.0768 | 5948578.666 | -163941.2424 | 0 | 0 | 0 | 14235755.3786 | 20702970.3928 | 0.8734%
2009-09-01 | 9 | 2009 | 18157087.0661 | 26.2 | 54.7 | 145.6 | 9 | 0 | 1 | 1 | 30 | -2510760.168 | 114132.8923 | 1298873.2639 | 5960860.6591 | -184433.8977 | 0 | 697390.1736 | -782960.3125 | 13776537.4631 | 18369640.0738 | 1.171%
2009-10-01 | 10 | 2009 | 17337285.1807 | 230.8 | 0 | 146.3 | 10 | 0 | 0 | 1 | 31 | -2510760.168 | 1005414.9442 | 0 | 5989518.6431 | -204926.553 | 0 | 0 | -782960.3125 | 14235755.3786 | 17732041.9323 | 2.277%
2009-11-01 | 11 | 2009 | 17481165.5039 | 305.5 | 0 | 146.4 | 11 | 0 | 0 | 1 | 30 | -2510760.168 | 1330824.3737 | 0 | 5993612.6408 | -225419.2084 | 0 | 0 | -782960.3125 | 13776537.4631 | 17581834.7888 | 0.5759%
2009-12-01 | 12 | 2009 | 19459671.3831 | 582 | 0 | 147.1 | 12 | 0 | 0 | 0 | 31 | -2510760.168 | 2535318.4468 | 0 | 6022270.6247 | -245911.8637 | 0 | 0 | 0 | 14235755.3786 | 20036672.4185 | 2.965%
2010-01-01 | 1 | 2010 | 20364989.1203 | 663.3 | 0 | 146.9 | 13 | 0 | 0 | 0 | 31 | -2510760.168 | 2889478.9103 | 0 | 6014082.6293 | -266404.519 | 0 | 0 | 0 | 14235755.3786 | 20362152.2312 | 0.01393%
2010-02-01 | 2 | 2010 | 18205145.4891 | 557.3 | 0 | 147.6 | 14 | 0 | 0 | 0 | 28 | -2510760.168 | 2427719.8804 | 0 | 6042740.6132 | -286897.1743 | 0 | 0 | 0 | 12858101.6323 | 18530904.7837 | 1.789%
2010-03-01 | 3 | 2010 | 18513709.375 | 393.4 | 0 | 147.4 | 15 | 1 | 0 | 1 | 31 | -2510760.168 | 1713735.8711 | 0 | 6034552.6178 | -307389.8296 | 419453.4328 | 0 | -782960.3125 | 14235755.3786 | 18802386.9902 | 1.559%
2010-04-01 | 4 | 2010 | 16824162.8468 | 174.9 | 5 | 149 | 16 | 0 | 0 | 1 | 30 | -2510760.168 | 761902.3992 | 118726.9894 | 6100056.5811 | -327882.4849 | 0 | 0 | -782960.3125 | 13776537.4631 | 17135620.4675 | 1.851%
2010-05-01 | 5 | 2010 | 18405787.8432 | 84.3 | 59.7 | 149.6 | 17 | 0 | 0 | 1 | 31 | -2510760.168 | 367229.1152 | 1417600.2533 | 6124620.5673 | -348375.1402 | 0 | 0 | -782960.3125 | 14235755.3786 | 18503109.6938 | 0.5288%
2010-06-01 | 6 | 2010 | 20461415.9695 | 3.9 | 135.9 | 150.5 | 18 | 0 | 0 | 0 | 30 | -2510760.168 | 16989.2473 | 3226999.5715 | 6161466.5467 | -368867.7955 | 0 | 0 | 0 | 13776537.4631 | 20302364.8652 | 0.7773%
2010-07-01 | 7 | 2010 | 22795593.036 | 0 | 227 | 148.7 | 19 | 0 | 0 | 0 | 31 | -2510760.168 | 0 | 5390205.3181 | 6087774.588 | -389360.4508 | 0 | 0 | 0 | 14235755.3786 | 22813614.6659 | 0.07906%
2010-08-01 | 8 | 2010 | 22116079.5943 | 0 | 211.8 | 148 | 20 | 0 | 0 | 0 | 31 | -2510760.168 | 0 | 5029275.2704 | 6059116.604 | -409853.1061 | 0 | 0 | 0 | 14235755.3786 | 22403533.9789 | 1.3%
2010-09-01 | 9 | 2010 | 18334763.2262 | 38 | 59.7 | 146.9 | 21 | 0 | 1 | 1 | 30 | -2510760.168 | 165536.256 | 1417600.2533 | 6014082.6293 | -430345.7614 | 0 | 697390.1736 | -782960.3125 | 13776537.4631 | 18347080.5334 | 0.06718%
2010-10-01 | 10 | 2010 | 17072567.9523 | 157.6 | 1.4 | 146.4 | 22 | 0 | 0 | 1 | 31 | -2510760.168 | 686539.8406 | 33243.557 | 5993612.6408 | -450838.4167 | 0 | 0 | -782960.3125 | 14235755.3786 | 17204592.5198 | 0.7733%
2010-11-01 | 11 | 2010 | 17395857.7507 | 376.6 | 0 | 145.4 | 23 | 0 | 0 | 1 | 30 | -2510760.168 | 1640551.4211 | 0 | 5952672.6637 | -471331.072 | 0 | 0 | -782960.3125 | 13776537.4631 | 17604709.9955 | 1.201%
2010-12-01 | 12 | 2010 | 19655364.769 | 645.6 | 0 | 145.3 | 24 | 0 | 0 | 0 | 31 | -2510760.168 | 2812373.8647 | 0 | 5948578.666 | -491823.7273 | 0 | 0 | 0 | 14235755.3786 | 19994124.014 | 1.723%
2011-01-01 | 1 | 2011 | 20433168.7128 | 703.6 | 0 | 148.9 | 25 | 0 | 0 | 0 | 31 | -2510760.168 | 3065034.4659 | 0 | 6095962.5834 | -512316.3826 | 0 | 0 | 0 | 14235755.3786 | 20373675.8773 | 0.2912%
2011-02-01 | 2 | 2011 | 18248985.6609 | 583.2 | 0 | 148.7 | 26 | 0 | 0 | 0 | 28 | -2510760.168 | 2540545.9075 | 0 | 6087774.588 | -532809.0379 | 0 | 0 | 0 | 12858101.6323 | 18442852.9219 | 1.062%
2011-03-01 | 3 | 2011 | 18891983.1271 | 514.3 | 0 | 149.1 | 27 | 1 | 0 | 1 | 31 | -2510760.168 | 2240402.5381 | 0 | 6104150.5788 | -553301.6932 | 419453.4328 | 0 | -782960.3125 | 14235755.3786 | 19152739.7546 | 1.38%
2011-04-01 | 4 | 2011 | 17089616.6253 | 278.6 | 0.5 | 146.3 | 28 | 0 | 0 | 1 | 30 | -2510760.168 | 1213642.1293 | 11872.6989 | 5989518.6431 | -573794.3485 | 0 | 0 | -782960.3125 | 13776537.4631 | 17124056.1055 | 0.2015%
2011-05-01 | 5 | 2011 | 17878369.4372 | 105.2 | 37.2 | 146.9 | 29 | 0 | 0 | 1 | 31 | -2510760.168 | 458274.056 | 883328.801 | 6014082.6293 | -594287.0038 | 0 | 0 | -782960.3125 | 14235755.3786 | 17703433.3806 | 0.9785%
2011-06-01 | 6 | 2011 | 19789305.953 | 7.6 | 115.9 | 147.1 | 30 | 0 | 0 | 0 | 30 | -2510760.168 | 33107.2512 | 2752091.614 | 6022270.6247 | -614779.6591 | 0 | 0 | 0 | 13776537.4631 | 19458467.1259 | 1.672%
2011-07-01 | 7 | 2011 | 22703572.4207 | 0 | 255.5 | 148 | 31 | 0 | 0 | 0 | 31 | -2510760.168 | 0 | 6066949.1576 | 6059116.604 | -635272.3144 | 0 | 0 | 0 | 14235755.3786 | 23215788.6578 | 2.256%
2011-08-01 | 8 | 2011 | 21542109.4337 | 0 | 159.5 | 147.9 | 32 | 0 | 0 | 0 | 31 | -2510760.168 | 0 | 3787390.9614 | 6055022.6063 | -655764.9697 | 0 | 0 | 0 | 14235755.3786 | 20911643.8086 | 2.927%
2011-09-01 | 9 | 2011 | 18050834.514 | 51.4 | 60.2 | 146 | 33 | 0 | 1 | 1 | 30 | -2510760.168 | 223909.5673 | 1429472.9522 | 5977236.6499 | -676257.6251 | 0 | 697390.1736 | -782960.3125 | 13776537.4631 | 18134568.7007 | 0.4639%
2011-10-01 | 10 | 2011 | 17206685.4523 | 185.3 | 2.7 | 146 | 34 | 0 | 0 | 1 | 31 | -2510760.168 | 807207.0588 | 64112.5743 | 5977236.6499 | -696750.2804 | 0 | 0 | -782960.3125 | 14235755.3786 | 17093840.9007 | 0.6558%
2011-11-01 | 11 | 2011 | 17348028.4082 | 297.3 | 0 | 147.3 | 35 | 0 | 0 | 1 | 30 | -2510760.168 | 1295103.3922 | 0 | 6030458.6201 | -717242.9357 | 0 | 0 | -782960.3125 | 13776537.4631 | 17091136.0593 | 1.481%
2011-12-01 | 12 | 2011 | 18974962.526 | 485.4 | 0 | 149.3 | 36 | 0 | 0 | 0 | 31 | -2510760.168 | 2114507.8592 | 0 | 6112338.5742 | -737735.591 | 0 | 0 | 0 | 14235755.3786 | 19214106.0531 | 1.26%
2012-01-01 | 1 | 2012 | 19511148.0827 | 559.6 | 0 | 149.5 | 37 | 0 | 0 | 0 | 31 | -2510760.168 | 2437739.1801 | 0 | 6120526.5696 | -758228.2463 | 0 | 0 | 0 | 14235755.3786 | 19525032.7141 | 0.07116%
2012-02-01 | 2 | 2012 | 18256163.6885 | 492.4 | 0 | 150.2 | 38 | 0 | 0 | 0 | 29 | -2510760.168 | 2145001.3801 | 0 | 6149184.5536 | -778720.9016 | 0 | 0 | 0 | 13317319.5477 | 18322024.4118 | 0.3608%
2012-03-01 | 3 | 2012 | 18096668.8584 | 250.8 | 4.8 | 151.8 | 39 | 1 | 0 | 1 | 31 | -2510760.168 | 1092539.2894 | 113977.9098 | 6214688.5169 | -799213.5569 | 419453.4328 | 0 | -782960.3125 | 14235755.3786 | 17983480.4901 | 0.6255%
2012-04-01 | 4 | 2012 | 16541459.7676 | 252.5 | 4.3 | 152.5 | 40 | 0 | 0 | 1 | 30 | -2510760.168 | 1099944.8588 | 102105.2109 | 6243346.5008 | -819706.2122 | 0 | 0 | -782960.3125 | 13776537.4631 | 17108507.341 | 3.428%
2012-05-01 | 5 | 2012 | 18171949.7481 | 48.2 | 59.3 | 152.7 | 41 | 0 | 0 | 1 | 31 | -2510760.168 | 209969.6721 | 1408102.0941 | 6251534.4962 | -840198.8675 | 0 | 0 | -782960.3125 | 14235755.3786 | 17971442.293 | 1.103%
2012-06-01 | 6 | 2012 | 20403300.9099 | 10.3 | 147.1 | 152.6 | 42 | 0 | 0 | 0 | 30 | -2510760.168 | 44869.0378 | 3492948.0277 | 6247440.4985 | -860691.5228 | 0 | 0 | 0 | 13776537.4631 | 20190343.3364 | 1.044%
2012-07-01 | 7 | 2012 | 22861363.392 | 0 | 235.5 | 153.8 | 43 | 0 | 0 | 0 | 31 | -2510760.168 | 0 | 5592041.2001 | 6296568.471 | -881184.1781 | 0 | 0 | 0 | 14235755.3786 | 22732420.7035 | 0.564%
2012-08-01 | 8 | 2012 | 21118978.9869 | 0.7 | 143.7 | 154.5 | 44 | 0 | 0 | 0 | 31 | -2510760.168 | 3049.3521 | 3412213.6749 | 6325226.4549 | -901676.8334 | 0 | 0 | 0 | 14235755.3786 | 20563807.8591 | 2.629%
2012-09-01 | 9 | 2012 | 18170205.4694 | 53.2 | 50.3 | 155.1 | 45 | 0 | 1 | 1 | 30 | -2510760.168 | 231750.7584 | 1194393.5132 | 6349790.4411 | -922169.4887 | 0 | 697390.1736 | -782960.3125 | 13776537.4631 | 18033972.3803 | 0.7498%
2012-10-01 | 10 | 2012 | 17220595.8039 | 207.2 | 5.6 | 154.3 | 46 | 0 | 0 | 1 | 31 | -2510760.168 | 902608.2168 | 132974.2281 | 6317038.4595 | -942662.144 | 0 | 0 | -782960.3125 | 14235755.3786 | 17351993.6585 | 0.763%
2012-11-01 | 11 | 2012 | 17668478.3767 | 405.5 | 0 | 153.8 | 47 | 0 | 0 | 1 | 30 | -2510760.168 | 1766446.1 | 0 | 6296568.471 | -963154.7993 | 0 | 0 | -782960.3125 | 13776537.4631 | 17582676.7543 | 0.4856%
2012-12-01 | 12 | 2012 | 19040828.5373 | 484.2 | 0 | 152.9 | 48 | 0 | 0 | 0 | 31 | -2510760.168 | 2109280.3985 | 0 | 6259722.4916 | -983647.4546 | 0 | 0 | 0 | 14235755.3786 | 19110350.6461 | 0.3651%
2013-01-01 | 1 | 2013 | 19918645.0381 | 598.2 | 0 | 151.4 | 49 | 0 | 0 | 0 | 31 | -2510760.168 | 2605889.1665 | 0 | 6198312.526 | -1004140.1099 | 0 | 0 | 0 | 14235755.3786 | 19525056.7932 | 1.976%
2013-02-01 | 2 | 2013 | 18479022.4277 | 574.8 | 0 | 151.9 | 50 | 0 | 0 | 0 | 28 | -2510760.168 | 2503953.6825 | 0 | 6218782.5146 | -1024632.7652 | 0 | 0 | 0 | 12858101.6323 | 18045444.8961 | 2.346%
2013-03-01 | 3 | 2013 | 19344536.5737 | 505.2 | 0 | 152.4 | 51 | 1 | 0 | 1 | 31 | -2510760.168 | 2200760.961 | 0 | 6239252.5031 | -1045125.4205 | 419453.4328 | 0 | -782960.3125 | 14235755.3786 | 18756376.3745 | 3.04%
2013-04-01 | 4 | 2013 | 17496135.7431 | 300.2 | 0 | 154.4 | 52 | 0 | 0 | 1 | 30 | -2510760.168 | 1307736.4222 | 0 | 6321132.4572 | -1065618.0758 | 0 | 0 | -782960.3125 | 13776537.4631 | 17046067.7863 | 2.572%
2013-05-01 | 5 | 2013 | 18053028.2411 | 73.3 | 59.9 | 155.3 | 53 | 0 | 0 | 1 | 31 | -2510760.168 | 319310.7253 | 1422349.3328 | 6357978.4365 | -1086110.7311 | 0 | 0 | -782960.3125 | 14235755.3786 | 17955562.6617 | 0.5399%
2013-06-01 | 6 | 2013 | 19266723.8068 | 14.7 | 103.5 | 156.1 | 54 | 0 | 0 | 0 | 30 | -2510760.168 | 64036.3938 | 2457648.6803 | 6390730.4182 | -1106603.3865 | 0 | 0 | 0 | 13776537.4631 | 19071589.401 | 1.013%
2013-07-01 | 7 | 2013 | 21311982.9758 | 1.5 | 174.8 | 156 | 55 | 0 | 0 | 0 | 31 | -2510760.168 | 6534.3259 | 4150695.5489 | 6386636.4205 | -1127096.0418 | 0 | 0 | 0 | 14235755.3786 | 21141765.4642 | 0.7987%
2013-08-01 | 8 | 2013 | 20411785.1229 | 1.2 | 134.3 | 155.8 | 56 | 0 | 0 | 0 | 31 | -2510760.168 | 5227.4607 | 3189006.9349 | 6378448.4251 | -1147588.6971 | 0 | 0 | 0 | 14235755.3786 | 20150089.3342 | 1.282%
2013-09-01 | 9 | 2013 | 18727336.2104 | 41.2 | 65.3 | 154 | 57 | 0 | 1 | 1 | 30 | -2510760.168 | 179476.1512 | 1550574.4814 | 6304756.4664 | -1168081.3524 | 0 | 697390.1736 | -782960.3125 | 13776537.4631 | 18046932.9029 | 3.633%
2013-10-01 | 10 | 2013 | 17638387.4284 | 170.5 | 19.9 | 154.5 | 58 | 0 | 0 | 1 | 31 | -2510760.168 | 742735.0433 | 472533.4178 | 6325226.4549 | -1188574.0077 | 0 | 0 | -782960.3125 | 14235755.3786 | 17293955.8064 | 1.953%
2013-11-01 | 11 | 2013 | 18020884.0447 | 424.9 | 0 | 155 | 59 | 0 | 0 | 1 | 30 | -2510760.168 | 1850956.7149 | 0 | 6345696.4434 | -1209066.663 | 0 | 0 | -782960.3125 | 13776537.4631 | 17470403.478 | 3.055%
2013-12-01 | 12 | 2013 | 20066633.2543 | 614.3 | 0 | 157 | 60 | 0 | 0 | 0 | 31 | -2510760.168 | 2676024.2644 | 0 | 6427576.3975 | -1229559.3183 | 0 | 0 | 0 | 14235755.3786 | 19599036.5543 | 2.33%
2014-01-01 | 1 | 2014 | 21303777.7839 | 785 | 0 | 157.6 | 61 | 0 | 0 | 0 | 31 | -2510760.168 | 3419630.5511 | 0 | 6452140.3838 | -1250051.9736 | 0 | 0 | 0 | 14235755.3786 | 20346714.1719 | 4.492%
2014-02-01 | 2 | 2014 | 19099984.1393 | 674.2 | 0 | 156.4 | 62 | 0 | 0 | 0 | 28 | -2510760.168 | 2936961.6784 | 0 | 6403012.4113 | -1270544.6289 | 0 | 0 | 0 | 12858101.6323 | 18416770.9251 | 3.577%
2014-03-01 | 3 | 2014 | 19585691.6073 | 591.9 | 0 | 155.3 | 63 | 1 | 0 | 1 | 31 | -2510760.168 | 2578444.9977 | 0 | 6357978.4365 | -1291037.2842 | 419453.4328 | 0 | -782960.3125 | 14235755.3786 | 19006874.4809 | 2.955%
2014-04-01 | 4 | 2014 | 16922663.677 | 253.7 | 0 | 152.9 | 64 | 0 | 0 | 1 | 30 | -2510760.168 | 1105172.3195 | 0 | 6259722.4916 | -1311529.9395 | 0 | 0 | -782960.3125 | 13776537.4631 | 16536181.8543 | 2.284%
2014-05-01 | 5 | 2014 | 17613446.7246 | 90.6 | 36.4 | 152.1 | 65 | 0 | 0 | 1 | 31 | -2510760.168 | 394673.284 | 864332.4827 | 6226970.51 | -1332022.5948 | 0 | 0 | -782960.3125 | 14235755.3786 | 17095988.58 | 2.938%
2014-06-01 | 6 | 2014 | 18970931.0542 | 2.4 | 123.3 | 150.8 | 66 | 0 | 0 | 0 | 30 | -2510760.168 | 10454.9214 | 2927807.5582 | 6173748.5398 | -1352515.2501 | 0 | 0 | 0 | 13776537.4631 | 19025273.0646 | 0.2864%
2014-07-01 | 7 | 2014 | 19855708.9003 | 0.7 | 113.6 | 152.1 | 67 | 0 | 0 | 0 | 31 | -2510760.168 | 3049.3521 | 2697477.1988 | 6226970.51 | -1373007.9054 | 0 | 0 | 0 | 14235755.3786 | 19279484.3661 | 2.902%
2014-08-01 | 8 | 2014 | 19611045.2072 | 0.7 | 130.2 | 153.3 | 68 | 0 | 0 | 0 | 31 | -2510760.168 | 3049.3521 | 3091650.8036 | 6276098.4824 | -1393500.5607 | 0 | 0 | 0 | 14235755.3786 | 19702293.288 | 0.4653%
2014-09-01 | 9 | 2014 | 17643769.2378 | 57.2 | 50.5 | 155.3 | 69 | 0 | 1 | 1 | 30 | -2510760.168 | 249175.6274 | 1199142.5928 | 6357978.4365 | -1413993.216 | 0 | 697390.1736 | -782960.3125 | 13776537.4631 | 17572510.597 | 0.4039%
2014-10-01 | 10 | 2014 | 16849179.5113 | 179.7 | 3.9 | 156.9 | 70 | 0 | 0 | 1 | 31 | -2510760.168 | 782812.2421 | 92607.0517 | 6423482.3998 | -1434485.8713 | 0 | 0 | -782960.3125 | 14235755.3786 | 16806450.7204 | 0.2536%
2014-11-01 | 11 | 2014 | 17791302.0501 | 442 | 0 | 157.9 | 71 | 0 | 0 | 1 | 30 | -2510760.168 | 1925448.03 | 0 | 6464422.3769 | -1454978.5266 | 0 | 0 | -782960.3125 | 13776537.4631 | 17417708.863 | 2.1%
2014-12-01 | 12 | 2014 | 19279930.4675 | 513.9 | 0 | 159.9 | 72 | 0 | 0 | 0 | 31 | -2510760.168 | 2238660.0512 | 0 | 6546302.331 | -1475471.1819 | 0 | 0 | 0 | 14235755.3786 | 19034486.4109 | 1.273%
2015-01-01 | 1 | 2015 | 20206900.3842 | 724.7 | 0 | 160.4 | 73 | 0 | 0 | 0 | 31 | -2510760.168 | 3156950.6502 | 0 | 6566772.3195 | -1495963.8372 | 0 | 0 | 0 | 14235755.3786 | 19952754.3431 | 1.258%
2015-02-01 | 2 | 2015 | 18912952.9114 | 757.4 | 0 | 161.7 | 74 | 0 | 0 | 0 | 28 | -2510760.168 | 3299398.9547 | 0 | 6619994.2897 | -1516456.4925 | 0 | 0 | 0 | 12858101.6323 | 18750278.2161 | 0.8601%
2015-03-01 | 3 | 2015 | 19087194.6931 | 508.7 | 0 | 160.5 | 75 | 1 | 0 | 1 | 31 | -2510760.168 | 2216007.7215 | 0 | 6570866.3172 | -1536949.1478 | 419453.4328 | 0 | -782960.3125 | 14235755.3786 | 18611413.2217 | 2.493%
2015-04-01 | 4 | 2015 | 16822886.2774 | 257.4 | 0 | 160.2 | 76 | 0 | 0 | 1 | 30 | -2510760.168 | 1121290.3234 | 0 | 6558584.3241 | -1557441.8032 | 0 | 0 | -782960.3125 | 13776537.4631 | 16605249.827 | 1.294%
2015-05-01 | 5 | 2015 | 17571335.8047 | 68.7 | 64.1 | 160.8 | 77 | 0 | 0 | 1 | 31 | -2510760.168 | 299272.1259 | 1522080.0039 | 6583148.3103 | -1577934.4585 | 0 | 0 | -782960.3125 | 14235755.3786 | 17768600.8799 | 1.123%
2015-06-01 | 6 | 2015 | 18388369.4152 | 13.1 | 89.6 | 163 | 78 | 0 | 0 | 0 | 30 | -2510760.168 | 57066.4461 | 2127587.6498 | 6673216.2599 | -1598427.1138 | 0 | 0 | 0 | 13776537.4631 | 18525220.5372 | 0.7442%
2015-07-01 | 7 | 2015 | 20279519.4736 | 1.9 | 152.9 | 162.2 | 79 | 0 | 0 | 0 | 31 | -2510760.168 | 8276.8128 | 3630671.3354 | 6640464.2782 | -1618919.7691 | 0 | 0 | 0 | 14235755.3786 | 20385487.868 | 0.5225%
2015-08-01 | 8 | 2015 | 20702927.0925 | 3.2 | 138.7 | 158.7 | 80 | 0 | 0 | 0 | 31 | -2510760.168 | 13939.8952 | 3293486.6856 | 6497174.3585 | -1639412.4244 | 0 | 0 | 0 | 14235755.3786 | 19890183.7256 | 3.926%
2015-09-01 | 9 | 2015 | 18321540.1604 | 10.8 | 109.2 | 155.5 | 81 | 0 | 1 | 1 | 30 | -2510760.168 | 47047.1464 | 2592997.4482 | 6366166.432 | -1659905.0797 | 0 | 697390.1736 | -782960.3125 | 13776537.4631 | 18526513.1032 | 1.119%
2015-10-01 | 10 | 2015 | 16809498.4777 | 157.8 | 2.6 | 153.9 | 82 | 0 | 0 | 1 | 31 | -2510760.168 | 687411.084 | 61738.0345 | 6300662.4687 | -1680397.735 | 0 | 0 | -782960.3125 | 14235755.3786 | 16311448.7503 | 2.963%
2015-11-01 | 11 | 2015 | 16699458.0421 | 286.6 | 0.5 | 154.2 | 83 | 0 | 0 | 1 | 30 | -2510760.168 | 1248491.8674 | 11872.6989 | 6312944.4618 | -1700890.3903 | 0 | 0 | -782960.3125 | 13776537.4631 | 16355235.6206 | 2.061%
2015-12-01 | 12 | 2015 | 18067085.3485 | 392.2 | 0 | 154.4 | 84 | 0 | 0 | 0 | 31 | -2510760.168 | 1708508.4104 | 0 | 6321132.4572 | -1721383.0456 | 0 | 0 | 0 | 14235755.3786 | 18033253.0326 | 0.1873%
2016-01-01 | 1 | 2016 | 19133061.7607 | 618.5 | 0 | 156.2 | 85 | 0 | 0 | 0 | 31 | -2510760.168 | 2694320.3769 | 0 | 6394824.4159 | -1741875.7009 | 0 | 0 | 0 | 14235755.3786 | 19072264.3025 | 0.3178%
2016-02-01 | 2 | 2016 | 18058710.3309 | 510.5 | 0 | 158.5 | 86 | 0 | 0 | 0 | 29 | -2510760.168 | 2223848.9125 | 0 | 6488986.3631 | -1762368.3562 | 0 | 0 | 0 | 13317319.5477 | 17757026.2992 | 1.671%
2016-03-01 | 3 | 2016 | 17926685.6213 | 350.9 | 0 | 161 | 87 | 1 | 0 | 1 | 31 | -2510760.168 | 1528596.6374 | 0 | 6591336.3058 | -1782861.0115 | 419453.4328 | 0 | -782960.3125 | 14235755.3786 | 17698560.2626 | 1.273%
2016-04-01 | 4 | 2016 | 16527168.64 | 315.2 | 0 | 163.1 | 88 | 0 | 0 | 1 | 30 | -2510760.168 | 1373079.6812 | 0 | 6677310.2576 | -1803353.6668 | 0 | 0 | -782960.3125 | 13776537.4631 | 16729853.2546 | 1.226%
2016-05-01 | 5 | 2016 | 17576723.6587 | 110.9 | 47 | 164.8 | 89 | 0 | 0 | 1 | 31 | -2510760.168 | 483104.4944 | 1116033.7002 | 6746908.2186 | -1823846.3221 | 0 | 0 | -782960.3125 | 14235755.3786 | 17464234.9892 | 0.64%
2016-06-01 | 6 | 2016 | 19532905.2295 | 5.6 | 127.2 | 166.3 | 90 | 0 | 0 | 0 | 30 | -2510760.168 | 24394.8167 | 3020414.61 | 6808318.1841 | -1844338.9774 | 0 | 0 | 0 | 13776537.4631 | 19274565.9285 | 1.323%
2016-07-01 | 7 | 2016 | 21956762.4891 | 0 | 213.1 | 167.5 | 91 | 0 | 0 | 0 | 31 | -2510760.168 | 0 | 5060144.2876 | 6857446.1566 | -1864831.6327 | 0 | 0 | 0 | 14235755.3786 | 21777754.0221 | 0.8153%
2016-08-01 | 8 | 2016 | 21900969.8063 | 0 | 219 | 167.9 | 92 | 0 | 0 | 0 | 31 | -2510760.168 | 0 | 5200242.1351 | 6873822.1474 | -1885324.288 | 0 | 0 | 0 | 14235755.3786 | 21913735.2051 | 0.05829%
2016-09-01 | 9 | 2016 | 18789309.1377 | 8 | 90.1 | 167.5 | 93 | 0 | 1 | 1 | 30 | -2510760.168 | 34849.7381 | 2139460.3487 | 6857446.1566 | -1905816.9433 | 0 | 697390.1736 | -782960.3125 | 13776537.4631 | 18306146.4564 | 2.571%
2016-10-01 | 10 | 2016 | 16955472.0712 | 146 | 22.7 | 166.4 | 94 | 0 | 0 | 1 | 31 | -2510760.168 | 636007.7203 | 539020.5318 | 6812412.1818 | -1926309.5986 | 0 | 0 | -782960.3125 | 14235755.3786 | 17003165.7335 | 0.2813%
2016-11-01 | 11 | 2016 | 16751612.5892 | 290.7 | 0 | 163.9 | 95 | 0 | 0 | 1 | 30 | -2510760.168 | 1266352.3582 | 0 | 6710062.2392 | -1946802.2539 | 0 | 0 | -782960.3125 | 13776537.4631 | 16512429.3262 | 1.428%
2016-12-01 | 12 | 2016 | 18774069.7167 | 581.1 | 0 | 161.8 | 96 | 0 | 0 | 0 | 31 | -2510760.168 | 2531397.8513 | 0 | 6624088.2874 | -1967294.9092 | 0 | 0 | 0 | 14235755.3786 | 18913186.44 | 0.741%
2017-01-01 | 1 | 2017 | 18732513.1366 | 570.4 | 0 | 162 | 97 | 0 | 0 | 0 | 31 | -2510760.168 | 2484786.3266 | 0 | 6632276.2828 | -1987787.5646 | 0 | 0 | 0 | 14235755.3786 | 18854270.2554 | 0.65%
2017-02-01 | 2 | 2017 | 16467205.2566 | 411.8 | 0 | 161.2 | 98 | 0 | 0 | 0 | 28 | -2510760.168 | 1793890.2687 | 0 | 6599524.3012 | -2008280.2199 | 0 | 0 | 0 | 12858101.6323 | 16732475.8143 | 1.611%
2017-03-01 | 3 | 2017 | 17473640.6566 | 469.7 | 0 | 161.3 | 99 | 1 | 0 | 1 | 31 | -2510760.168 | 2046115.2482 | 0 | 6603618.2989 | -2028772.8752 | 419453.4328 | 0 | -782960.3125 | 14235755.3786 | 17982449.0028 | 2.912%
2017-04-01 | 4 | 2017 | 15740126.9766 | 177.1 | 6.1 | 160.2 | 100 | 0 | 0 | 1 | 30 | -2510760.168 | 771486.0772 | 144846.9271 | 6558584.3241 | -2049265.5305 | 0 | 0 | -782960.3125 | 13776537.4631 | 15908468.7806 | 1.07%
2017-05-01 | 5 | 2017 | 16539773.2266 | 124.4 | 28.5 | 160 | 101 | 0 | 0 | 1 | 31 | -2510760.168 | 541913.4275 | 676743.8395 | 6550396.3287 | -2069758.1858 | 0 | 0 | -782960.3125 | 14235755.3786 | 16641330.308 | 0.614%
2017-06-01 | 6 | 2017 | 18287536.6466 | 2.9 | 128.1 | 160.5 | 102 | 0 | 0 | 0 | 30 | -2510760.168 | 12633.0301 | 3041785.4681 | 6570866.3172 | -2090250.8411 | 0 | 0 | 0 | 13776537.4631 | 18800811.2695 | 2.807%
2017-07-01 | 7 | 2017 | 20148670.4666 | 0 | 179.5 | 160.5 | 103 | 0 | 0 | 0 | 31 | -2510760.168 | 0 | 4262298.9189 | 6570866.3172 | -2110743.4964 | 0 | 0 | 0 | 14235755.3786 | 20447416.9504 | 1.483%
2017-08-01 | 8 | 2017 | 19087552.9266 | 1.9 | 121.4 | 163.7 | 104 | 0 | 0 | 0 | 31 | -2510760.168 | 8276.8128 | 2882691.3023 | 6701874.2438 | -2131236.1517 | 0 | 0 | 0 | 14235755.3786 | 19186601.4178 | 0.5189%
2017-09-01 | 9 | 2017 | 17404207.7366 | 27.4 | 80.7 | 164.7 | 105 | 0 | 1 | 1 | 30 | -2510760.168 | 119360.353 | 1916253.6087 | 6742814.2209 | -2151728.807 | 0 | 697390.1736 | -782960.3125 | 13776537.4631 | 17806906.5318 | 2.314%
2017-10-01 | 10 | 2017 | 16833839.9066 | 124.6 | 24.9 | 162.1 | 106 | 0 | 0 | 1 | 31 | -2510760.168 | 542784.6709 | 591260.4071 | 6636370.2805 | -2172221.4623 | 0 | 0 | -782960.3125 | 14235755.3786 | 16540228.7944 | 1.744%
2017-11-01 | 11 | 2017 | 16525687.1266 | 379.5 | 0 | 162.9 | 107 | 0 | 0 | 1 | 30 | -2510760.168 | 1653184.4511 | 0 | 6669122.2622 | -2192714.1176 | 0 | 0 | -782960.3125 | 13776537.4631 | 16612409.5784 | 0.5248%
2017-12-01 | 12 | 2017 | 18537220.0166 | 634.4 | 0 | 163.9 | 108 | 0 | 0 | 0 | 31 | -2510760.168 | 2763584.2314 | 0 | 6710062.2392 | -2213206.7729 | 0 | 0 | 0 | 14235755.3786 | 18985434.9083 | 2.418%
2018-01-01 | 1 | 2018 | 19001303.515 | 671.4 | 0 | 165.3963 | 109 | 0 | 0 | 0 | 31 | -2510760.168 | 2924764.2701 | 0 | 6771322.6979 | -2233699.4282 | 0 | 0 | 0 | 14235755.3786 | 19187382.7504 | 0.9793%
2018-02-01 | 2 | 2018 | 16610806.1315 | 497.3 | 0 | 161.9049 | 110 | 0 | 0 | 0 | 28 | -2510760.168 | 2166346.8447 | 0 | 6628381.6277 | -2254192.0835 | 0 | 0 | 0 | 12858101.6323 | 16887877.8531 | 1.668%
2018-03-01 | 3 | 2018 | 17318740.1207 | 510.6 | 0 | 160.5083 | 111 | 1 | 0 | 1 | 31 | -2510760.168 | 2224284.5343 | 0 | 6571205.1996 | -2274684.7388 | 419453.4328 | 0 | -782960.3125 | 14235755.3786 | 17882293.3259 | 3.254%
2018-04-01 | 4 | 2018 | 16017226.2723 | 334.2 | 0 | 161.5058 | 112 | 0 | 0 | 1 | 30 | -2510760.168 | 1455847.8091 | 0 | 6612045.5053 | -2295177.3941 | 0 | 0 | -782960.3125 | 13776537.4631 | 16255532.9031 | 1.488%
2018-05-01 | 5 | 2018 | 16921821.134 | 44.6 | 68.7 | 162.9024 | 113 | 0 | 0 | 1 | 31 | -2510760.168 | 194287.2899 | 1631308.8342 | 6669221.9334 | -2315670.0494 | 0 | 0 | -782960.3125 | 14235755.3786 | 17121182.9062 | 1.178%
2018-06-01 | 6 | 2018 | 18917894.2304 | 4 | 122.4 | 163.8002 | 114 | 0 | 0 | 0 | 30 | -2510760.168 | 17424.8691 | 2906436.7002 | 6705978.2086 | -2336162.7047 | 0 | 0 | 0 | 13776537.4631 | 18559454.3683 | 1.895%
2018-07-01 | 7 | 2018 | 20639533.8733 | 0 | 204 | 163.2017 | 115 | 0 | 0 | 0 | 31 | -2510760.168 | 0 | 4844061.1669 | 6681474.0252 | -2356655.36 | 0 | 0 | 0 | 14235755.3786 | 20893875.0427 | 1.232%
2018-08-01 | 8 | 2018 | 20163539.1853 | 0 | 204.4 | 162.9024 | 116 | 0 | 0 | 0 | 31 | -2510760.168 | 0 | 4853559.3261 | 6669221.9334 | -2377148.0153 | 0 | 0 | 0 | 14235755.3786 | 20870628.4548 | 3.507%
2018-09-01 | 9 | 2018 | 17735720.1633 | 29.7 | 109.2 | 163.3015 | 117 | 0 | 1 | 1 | 30 | -2510760.168 | 129379.6527 | 2592997.4482 | 6685558.0557 | -2397640.6706 | 0 | 697390.1736 | -782960.3125 | 13776537.4631 | 18190501.6423 | 2.564%
2018-10-01 | 10 | 2018 | 16132772.4915 | 207.9 | 24.1 | 164.5983 | 118 | 0 | 0 | 1 | 31 | -2510760.168 | 905657.5689 | 572264.0888 | 6738650.4533 | -2418133.3259 | 0 | 0 | -782960.3125 | 14235755.3786 | 16740473.6832 | 3.767%
2018-11-01 | 11 | 2018 | 16564637.2533 | 454.9 | 0 | 167.4912 | 119 | 0 | 0 | 1 | 30 | -2510760.168 | 1981643.2327 | 0 | 6857087.34 | -2438625.9813 | 0 | 0 | -782960.3125 | 13776537.4631 | 16882921.5742 | 1.921%
2018-12-01 | 12 | 2018 | 17253745.0332 | 500.6 | 0 | 168.6883 | 120 | 0 | 0 | 0 | 31 | -2510760.168 | 2180722.3616 | 0 | 6906095.7069 | -2459118.6366 | 0 | 0 | 0 | 14235755.3786 | 18352694.6426 | 6.369%
1.597%

## GS > 50 OLS Model
Model 5: OLS, using observations 2009:01-2018:12 (T = 120)
Dependent variable: GS_gt_50_NO_CDM
| coefficient | std. error | t-ratio | p-value
const | -8508488.8174 | 6348557.2148 | -1.3402 | 0.18293
HDD | 24245.8337 | 1000.4689 | 24.2345 | 6.3826e-46
CDD | 71387.607 | 3529.1095 | 20.2282 | 7.3281e-39
Ont_GDP | 52.3642 | 3.5579 | 14.7178 | 9.3789e-28
Apr | -1670359.8066 | 566029.955 | -2.951 | 0.0038714
Jun | 1244451.2383 | 621942.7883 | 2.0009 | 0.047865
Aug | 2505717.0713 | 618703.5256 | 4.0499 | 9.568e-05
Sept | 2345350.8919 | 598719.5002 | 3.9173 | 0.00015583
MonthDays | 1118373.2947 | 209160.1645 | 5.347 | 4.9035e-07
PeakDays | 654154.7122 | 152011.3065 | 4.3033 | 3.6626e-05
Mean dependent var | 80899783.2349 | S.D. dependent var | 5117649.114
Sum squared resid | 259492753739900 | S.E. of regression | 1535911.7924
R-squared | 0.91674 | Adjusted R-squared | 0.90993
F(9, 110) | 134.5733 | P-value(F) | 3.8083e-55
Log-likelihood | -1874.4081 | Akaike criterion | 3768.8162
Schwarz criterion | 3796.6911 | Hannan-Quinn | 3780.1364
rho | 0.40598 | Durbin-Watson | 1.1681

## GS > 50 Predicted Monthly
Date |  | Year | GS_gt_50_NO_CDM | HDD | CDD | Ont_GDP | Trend | Apr | Jun | Aug | Sept | Oct | Month Days | Peak Days | const | HDD | CDD | Ont_GDP | Trend | Apr | Jun | Aug | Sept | Oct | Month Days | Peak Days | Predicted | Model Error
2009-01-01 | 1 | 2009 | 85381791.8691 | 768.8 | 0 | 539388 | 1 | 0 | 0 | 0 | 0 | 0 | 31 | 21 | -8508488.8174 | 18640196.9439 | 0 | 28244636.3656 |  | 0 | 0 | 0 | 0 | 0 | 34669572.1349 | 13737248.9563 | 86783165.5832 | 1.641%
2009-02-01 | 2 | 2009 | 77417193.5523 | 540 | 0 | 539388 | 2 | 0 | 0 | 0 | 0 | 0 | 28 | 19 | -8508488.8174 | 13092750.1947 | 0 | 28244636.3656 |  | 0 | 0 | 0 | 0 | 0 | 31314452.2508 | 12428939.5319 | 76572289.5256 | 1.091%
2009-03-01 | 3 | 2009 | 79227713.9897 | 456.8 | 0 | 539388 | 3 | 0 | 0 | 0 | 0 | 0 | 31 | 22 | -8508488.8174 | 11075496.8314 | 0 | 28244636.3656 |  | 0 | 0 | 0 | 0 | 0 | 34669572.1349 | 14391403.6685 | 79872620.183 | 0.814%
2009-04-01 | 4 | 2009 | 71027811.6648 | 263.3 | 10.4 | 539388 | 4 | 1 | 0 | 0 | 0 | 0 | 30 | 20 | -8508488.8174 | 6383928.0116 | 742431.1131 | 28244636.3656 |  | -1670359.8066 | 0 | 0 | 0 | 0 | 33551198.8402 | 13083094.2441 | 71826439.9506 | 1.124%
2009-05-01 | 5 | 2009 | 68182291.6445 | 83.4 | 12.9 | 539388 | 5 | 0 | 0 | 0 | 0 | 0 | 31 | 20 | -8508488.8174 | 2022102.5301 | 920900.1307 | 28244636.3656 |  | 0 | 0 | 0 | 0 | 0 | 34669572.1349 | 13083094.2441 | 70431816.5879 | 3.299%
2009-06-01 | 6 | 2009 | 70571023.2312 | 25.3 | 79.4 | 539388 | 6 | 0 | 1 | 0 | 0 | 0 | 30 | 22 | -8508488.8174 | 613419.5925 | 5668175.9981 | 28244636.3656 |  | 0 | 1244451.2383 | 0 | 0 | 0 | 33551198.8402 | 14391403.6685 | 75204796.8858 | 6.566%
2009-07-01 | 7 | 2009 | 74557299.5693 | 0.5 | 100.2 | 539388 | 7 | 0 | 0 | 0 | 0 | 0 | 31 | 22 | -8508488.8174 | 12122.9168 | 7153038.2243 | 28244636.3656 |  | 0 | 0 | 0 | 0 | 0 | 34669572.1349 | 14391403.6685 | 75962284.4928 | 1.884%
2009-08-01 | 8 | 2009 | 79205277.5628 | 5.9 | 133.4 | 539388 | 8 | 0 | 0 | 1 | 0 | 0 | 31 | 20 | -8508488.8174 | 143050.4188 | 9523106.7777 | 28244636.3656 |  | 0 | 0 | 2505717.0713 | 0 | 0 | 34669572.1349 | 13083094.2441 | 79660688.195 | 0.575%
2009-09-01 | 9 | 2009 | 75059365.0605 | 26.2 | 54.7 | 539388 | 9 | 0 | 0 | 0 | 1 | 0 | 30 | 21 | -8508488.8174 | 635240.8428 | 3904902.1045 | 28244636.3656 |  | 0 | 0 | 0 | 2345350.8919 | 0 | 33551198.8402 | 13737248.9563 | 73910089.1839 | 1.531%
2009-10-01 | 10 | 2009 | 74478609.6262 | 230.8 | 0 | 539388 | 10 | 0 | 0 | 0 | 0 | 1 | 31 | 21 | -8508488.8174 | 5595938.4165 | 0 | 28244636.3656 |  | 0 | 0 | 0 | 0 | 0 | 34669572.1349 | 13737248.9563 | 73738907.0559 | 0.9932%
2009-11-01 | 11 | 2009 | 74097028.3294 | 305.5 | 0 | 539388 | 11 | 0 | 0 | 0 | 0 | 0 | 30 | 21 | -8508488.8174 | 7407102.1935 | 0 | 28244636.3656 |  | 0 | 0 | 0 | 0 | 0 | 33551198.8402 | 13737248.9563 | 74431697.5382 | 0.4517%
2009-12-01 | 12 | 2009 | 80736283.955 | 582 | 0 | 539388 | 12 | 0 | 0 | 0 | 0 | 0 | 31 | 21 | -8508488.8174 | 14111075.2098 | 0 | 28244636.3656 |  | 0 | 0 | 0 | 0 | 0 | 34669572.1349 | 13737248.9563 | 82254043.8492 | 1.88%
2010-01-01 | 1 | 2010 | 85427036.5282 | 663.3 | 0 | 555907.5 | 13 | 0 | 0 | 0 | 0 | 0 | 31 | 20 | -8508488.8174 | 16082261.4892 | 0 | 29109667.2347 |  | 0 | 0 | 0 | 0 | 0 | 34669572.1349 | 13083094.2441 | 84436106.2855 | 1.16%
2010-02-01 | 2 | 2010 | 77459286.1073 | 557.3 | 0 | 555907.5 | 14 | 0 | 0 | 0 | 0 | 0 | 28 | 19 | -8508488.8174 | 13512203.1176 | 0 | 29109667.2347 |  | 0 | 0 | 0 | 0 | 0 | 31314452.2508 | 12428939.5319 | 77856773.3177 | 0.5132%
2010-03-01 | 3 | 2010 | 79469302.5644 | 393.4 | 0 | 555907.5 | 15 | 0 | 0 | 0 | 0 | 0 | 31 | 23 | -8508488.8174 | 9538310.9752 | 0 | 29109667.2347 |  | 0 | 0 | 0 | 0 | 0 | 34669572.1349 | 15045558.3808 | 79854619.9081 | 0.4849%
2010-04-01 | 4 | 2010 | 71033086.4616 | 174.9 | 5 | 555907.5 | 16 | 1 | 0 | 0 | 0 | 0 | 30 | 20 | -8508488.8174 | 4240596.3131 | 356938.0351 | 29109667.2347 |  | -1670359.8066 | 0 | 0 | 0 | 0 | 33551198.8402 | 13083094.2441 | 70162646.0432 | 1.225%
2010-05-01 | 5 | 2010 | 75509222.108 | 84.3 | 59.7 | 555907.5 | 17 | 0 | 0 | 0 | 0 | 0 | 31 | 20 | -8508488.8174 | 2043923.7804 | 4261840.1397 | 29109667.2347 |  | 0 | 0 | 0 | 0 | 0 | 34669572.1349 | 13083094.2441 | 74659608.7164 | 1.125%
2010-06-01 | 6 | 2010 | 81034423.7144 | 3.9 | 135.9 | 555907.5 | 18 | 0 | 1 | 0 | 0 | 0 | 30 | 22 | -8508488.8174 | 94558.7514 | 9701575.7953 | 29109667.2347 |  | 0 | 1244451.2383 | 0 | 0 | 0 | 33551198.8402 | 14391403.6685 | 79584366.7111 | 1.789%
2010-07-01 | 7 | 2010 | 85939810.8517 | 0 | 227 | 555907.5 | 19 | 0 | 0 | 0 | 0 | 0 | 31 | 21 | -8508488.8174 | 0 | 16204986.7957 | 29109667.2347 |  | 0 | 0 | 0 | 0 | 0 | 34669572.1349 | 13737248.9563 | 85212986.3042 | 0.8457%
2010-08-01 | 8 | 2010 | 86205660.1299 | 0 | 211.8 | 555907.5 | 20 | 0 | 0 | 1 | 0 | 0 | 31 | 21 | -8508488.8174 | 0 | 15119895.1688 | 29109667.2347 |  | 0 | 0 | 2505717.0713 | 0 | 0 | 34669572.1349 | 13737248.9563 | 86633611.7487 | 0.4964%
2010-09-01 | 9 | 2010 | 75144375.4153 | 38 | 59.7 | 555907.5 | 21 | 0 | 0 | 0 | 1 | 0 | 30 | 21 | -8508488.8174 | 921341.6804 | 4261840.1397 | 29109667.2347 |  | 0 | 0 | 0 | 2345350.8919 | 0 | 33551198.8402 | 13737248.9563 | 75418158.9258 | 0.3643%
2010-10-01 | 10 | 2010 | 73712701.5955 | 157.6 | 1.4 | 555907.5 | 22 | 0 | 0 | 0 | 0 | 1 | 31 | 20 | -8508488.8174 | 3821143.3902 | 99942.6498 | 29109667.2347 |  | 0 | 0 | 0 | 0 | 0 | 34669572.1349 | 13083094.2441 | 72274930.8363 | 1.951%
2010-11-01 | 11 | 2010 | 76223861.516 | 376.6 | 0 | 555907.5 | 23 | 0 | 0 | 0 | 0 | 0 | 30 | 22 | -8508488.8174 | 9130980.9691 | 0 | 29109667.2347 |  | 0 | 0 | 0 | 0 | 0 | 33551198.8402 | 14391403.6685 | 77674761.8952 | 1.903%
2010-12-01 | 12 | 2010 | 82782031.2484 | 645.6 | 0 | 555907.5 | 24 | 0 | 0 | 0 | 0 | 0 | 31 | 21 | -8508488.8174 | 15653110.2328 | 0 | 29109667.2347 |  | 0 | 0 | 0 | 0 | 0 | 34669572.1349 | 13737248.9563 | 84661109.7413 | 2.27%
2011-01-01 | 1 | 2011 | 87926514.0893 | 703.6 | 0 | 570633.3 | 25 | 0 | 0 | 0 | 0 | 0 | 31 | 20 | -8508488.8174 | 17059368.587 | 0 | 29880772.3876 |  | 0 | 0 | 0 | 0 | 0 | 34669572.1349 | 13083094.2441 | 86184318.5362 | 1.981%
2011-02-01 | 2 | 2011 | 79445566.3399 | 583.2 | 0 | 570633.3 | 26 | 0 | 0 | 0 | 0 | 0 | 28 | 19 | -8508488.8174 | 14140170.2103 | 0 | 29880772.3876 |  | 0 | 0 | 0 | 0 | 0 | 31314452.2508 | 12428939.5319 | 79255845.5632 | 0.2388%
2011-03-01 | 3 | 2011 | 83484642.0995 | 514.3 | 0 | 570633.3 | 27 | 0 | 0 | 0 | 0 | 0 | 31 | 23 | -8508488.8174 | 12469632.2688 | 0 | 29880772.3876 |  | 0 | 0 | 0 | 0 | 0 | 34669572.1349 | 15045558.3808 | 83557046.3546 | 0.08673%
2011-04-01 | 4 | 2011 | 73145108.284 | 278.6 | 0.5 | 570633.3 | 28 | 1 | 0 | 0 | 0 | 0 | 30 | 19 | -8508488.8174 | 6754889.2671 | 35693.8035 | 29880772.3876 |  | -1670359.8066 | 0 | 0 | 0 | 0 | 33551198.8402 | 12428939.5319 | 72472645.2063 | 0.9194%
2011-05-01 | 5 | 2011 | 74301939.8954 | 105.2 | 37.2 | 570633.3 | 29 | 0 | 0 | 0 | 0 | 0 | 31 | 21 | -8508488.8174 | 2550661.7046 | 2655618.9815 | 29880772.3876 |  | 0 | 0 | 0 | 0 | 0 | 34669572.1349 | 13737248.9563 | 74985385.3475 | 0.9198%
2011-06-01 | 6 | 2011 | 79491543.1908 | 7.6 | 115.9 | 570633.3 | 30 | 0 | 1 | 0 | 0 | 0 | 30 | 22 | -8508488.8174 | 184268.3361 | 8273823.6547 | 29880772.3876 |  | 0 | 1244451.2383 | 0 | 0 | 0 | 33551198.8402 | 14391403.6685 | 79017429.308 | 0.5964%
2011-07-01 | 7 | 2011 | 85669531.8569 | 0 | 255.5 | 570633.3 | 31 | 0 | 0 | 0 | 0 | 0 | 31 | 20 | -8508488.8174 | 0 | 18239533.596 | 29880772.3876 |  | 0 | 0 | 0 | 0 | 0 | 34669572.1349 | 13083094.2441 | 87364483.5452 | 1.978%
2011-08-01 | 8 | 2011 | 85461087.2223 | 0 | 159.5 | 570633.3 | 32 | 0 | 0 | 1 | 0 | 0 | 31 | 22 | -8508488.8174 | 0 | 11386323.3212 | 29880772.3876 |  | 0 | 0 | 2505717.0713 | 0 | 0 | 34669572.1349 | 14391403.6685 | 84325299.7661 | 1.329%
2011-09-01 | 9 | 2011 | 75648608.6303 | 51.4 | 60.2 | 570633.3 | 33 | 0 | 0 | 0 | 1 | 0 | 30 | 21 | -8508488.8174 | 1246235.8519 | 4297533.9432 | 29880772.3876 |  | 0 | 0 | 0 | 2345350.8919 | 0 | 33551198.8402 | 13737248.9563 | 76549852.0537 | 1.191%
2011-10-01 | 10 | 2011 | 74971165.1508 | 185.3 | 2.7 | 570633.3 | 34 | 0 | 0 | 0 | 0 | 1 | 31 | 20 | -8508488.8174 | 4492752.9835 | 192746.539 | 29880772.3876 |  | 0 | 0 | 0 | 0 | 0 | 34669572.1349 | 13083094.2441 | 73810449.4716 | 1.548%
2011-11-01 | 11 | 2011 | 75882976.9797 | 297.3 | 0 | 570633.3 | 35 | 0 | 0 | 0 | 0 | 0 | 30 | 22 | -8508488.8174 | 7208286.3572 | 0 | 29880772.3876 |  | 0 | 0 | 0 | 0 | 0 | 33551198.8402 | 14391403.6685 | 76523172.4361 | 0.8437%
2011-12-01 | 12 | 2011 | 79287692.6629 | 485.4 | 0 | 570633.3 | 36 | 0 | 0 | 0 | 0 | 0 | 31 | 20 | -8508488.8174 | 11768927.675 | 0 | 29880772.3876 |  | 0 | 0 | 0 | 0 | 0 | 34669572.1349 | 13083094.2441 | 80893877.6242 | 2.026%
2012-01-01 | 1 | 2012 | 83627865.9435 | 559.6 | 0 | 578793.9 | 37 | 0 | 0 | 0 | 0 | 0 | 31 | 21 | -8508488.8174 | 13567968.5351 | 0 | 30308095.9089 |  | 0 | 0 | 0 | 0 | 0 | 34669572.1349 | 13737248.9563 | 83774396.7178 | 0.1752%
2012-02-01 | 2 | 2012 | 78960983.6586 | 492.4 | 0 | 578793.9 | 38 | 0 | 0 | 0 | 0 | 0 | 29 | 20 | -8508488.8174 | 11938648.5109 | 0 | 30308095.9089 |  | 0 | 0 | 0 | 0 | 0 | 32432825.5455 | 13083094.2441 | 79254175.392 | 0.3713%
2012-03-01 | 3 | 2012 | 78967146.2141 | 250.8 | 4.8 | 578793.9 | 39 | 0 | 0 | 0 | 0 | 0 | 31 | 22 | -8508488.8174 | 6080855.0904 | 342660.5137 | 30308095.9089 |  | 0 | 0 | 0 | 0 | 0 | 34669572.1349 | 14391403.6685 | 77284098.4991 | 2.131%
2012-04-01 | 4 | 2012 | 70404346.9042 | 252.5 | 4.3 | 578793.9 | 40 | 1 | 0 | 0 | 0 | 0 | 30 | 19 | -8508488.8174 | 6122073.0077 | 306966.7102 | 30308095.9089 |  | -1670359.8066 | 0 | 0 | 0 | 0 | 33551198.8402 | 12428939.5319 | 72538425.3749 | 3.031%
2012-05-01 | 5 | 2012 | 76707141.2564 | 48.2 | 59.3 | 578793.9 | 41 | 0 | 0 | 0 | 0 | 0 | 31 | 22 | -8508488.8174 | 1168649.184 | 4233285.0968 | 30308095.9089 |  | 0 | 0 | 0 | 0 | 0 | 34669572.1349 | 14391403.6685 | 76262517.1758 | 0.5796%
2012-06-01 | 6 | 2012 | 81073916.051 | 10.3 | 147.1 | 578793.9 | 42 | 0 | 1 | 0 | 0 | 0 | 30 | 21 | -8508488.8174 | 249732.087 | 10501116.994 | 30308095.9089 |  | 0 | 1244451.2383 | 0 | 0 | 0 | 33551198.8402 | 13737248.9563 | 81083355.2074 | 0.01164%
2012-07-01 | 7 | 2012 | 86497634.1792 | 0 | 235.5 | 578793.9 | 43 | 0 | 0 | 0 | 0 | 0 | 31 | 21 | -8508488.8174 | 0 | 16811781.4554 | 30308095.9089 |  | 0 | 0 | 0 | 0 | 0 | 34669572.1349 | 13737248.9563 | 87018209.6381 | 0.6018%
2012-08-01 | 8 | 2012 | 84955144.6821 | 0.7 | 143.7 | 578793.9 | 44 | 0 | 0 | 1 | 0 | 0 | 31 | 22 | -8508488.8174 | 16972.0836 | 10258399.1301 | 30308095.9089 |  | 0 | 0 | 2505717.0713 | 0 | 0 | 34669572.1349 | 14391403.6685 | 83641671.1799 | 1.546%
2012-09-01 | 9 | 2012 | 75637873.1171 | 53.2 | 50.3 | 578793.9 | 45 | 0 | 0 | 0 | 1 | 0 | 30 | 19 | -8508488.8174 | 1289878.3525 | 3590796.6336 | 30308095.9089 |  | 0 | 0 | 0 | 2345350.8919 | 0 | 33551198.8402 | 12428939.5319 | 75005771.3417 | 0.8357%
2012-10-01 | 10 | 2012 | 75854816.158 | 207.2 | 5.6 | 578793.9 | 46 | 0 | 0 | 0 | 0 | 1 | 31 | 22 | -8508488.8174 | 5023736.7414 | 399770.5994 | 30308095.9089 |  | 0 | 0 | 0 | 0 | 0 | 34669572.1349 | 14391403.6685 | 76284090.2357 | 0.5659%
2012-11-01 | 11 | 2012 | 76825179.4475 | 405.5 | 0 | 578793.9 | 47 | 0 | 0 | 0 | 0 | 0 | 30 | 22 | -8508488.8174 | 9831685.5629 | 0 | 30308095.9089 |  | 0 | 0 | 0 | 0 | 0 | 33551198.8402 | 14391403.6685 | 79573895.1631 | 3.578%
2012-12-01 | 12 | 2012 | 78089232.6018 | 484.2 | 0 | 578793.9 | 48 | 0 | 0 | 0 | 0 | 0 | 31 | 19 | -8508488.8174 | 11739832.6746 | 0 | 30308095.9089 |  | 0 | 0 | 0 | 0 | 0 | 34669572.1349 | 12428939.5319 | 80637951.4329 | 3.264%
2013-01-01 | 1 | 2013 | 86172794.2979 | 598.2 | 0 | 586913 | 49 | 0 | 0 | 0 | 0 | 0 | 31 | 22 | -8508488.8174 | 14503857.7157 | 0 | 30733246.3148 |  | 0 | 0 | 0 | 0 | 0 | 34669572.1349 | 14391403.6685 | 85789591.0165 | 0.4447%
2013-02-01 | 2 | 2013 | 80116229.5699 | 574.8 | 0 | 586913 | 50 | 0 | 0 | 0 | 0 | 0 | 28 | 19 | -8508488.8174 | 13936505.2072 | 0 | 30733246.3148 |  | 0 | 0 | 0 | 0 | 0 | 31314452.2508 | 12428939.5319 | 79904654.4874 | 0.2641%
2013-03-01 | 3 | 2013 | 83295056.1316 | 505.2 | 0 | 586913 | 51 | 0 | 0 | 0 | 0 | 0 | 31 | 19 | -8508488.8174 | 12248995.1822 | 0 | 30733246.3148 |  | 0 | 0 | 0 | 0 | 0 | 34669572.1349 | 12428939.5319 | 81572264.3463 | 2.068%
2013-04-01 | 4 | 2013 | 75368667.8343 | 300.2 | 0 | 586913 | 52 | 1 | 0 | 0 | 0 | 0 | 30 | 22 | -8508488.8174 | 7278599.2749 | 0 | 30733246.3148 |  | -1670359.8066 | 0 | 0 | 0 | 0 | 33551198.8402 | 14391403.6685 | 75775599.4744 | 0.5399%
2013-05-01 | 5 | 2013 | 76645979.1283 | 73.3 | 59.9 | 586913 | 53 | 0 | 0 | 0 | 0 | 0 | 31 | 22 | -8508488.8174 | 1777219.6098 | 4276117.6611 | 30733246.3148 |  | 0 | 0 | 0 | 0 | 0 | 34669572.1349 | 14391403.6685 | 77339070.5716 | 0.9043%
2013-06-01 | 6 | 2013 | 77950659.4037 | 14.7 | 103.5 | 586913 | 54 | 0 | 1 | 0 | 0 | 0 | 30 | 20 | -8508488.8174 | 356413.7553 | 7388617.3275 | 30733246.3148 |  | 0 | 1244451.2383 | 0 | 0 | 0 | 33551198.8402 | 13083094.2441 | 77848532.9028 | 0.131%
2013-07-01 | 7 | 2013 | 82611806.2309 | 1.5 | 174.8 | 586913 | 55 | 0 | 0 | 0 | 0 | 0 | 31 | 22 | -8508488.8174 | 36368.7505 | 12478553.7087 | 30733246.3148 |  | 0 | 0 | 0 | 0 | 0 | 34669572.1349 | 14391403.6685 | 83800655.7601 | 1.439%
2013-08-01 | 8 | 2013 | 81402470.1099 | 1.2 | 134.3 | 586913 | 56 | 0 | 0 | 1 | 0 | 0 | 31 | 21 | -8508488.8174 | 29095.0004 | 9587355.624 | 30733246.3148 |  | 0 | 0 | 2505717.0713 | 0 | 0 | 34669572.1349 | 13737248.9563 | 82753746.2844 | 1.66%
2013-09-01 | 9 | 2013 | 76153505.5867 | 41.2 | 65.3 | 586913 | 57 | 0 | 0 | 0 | 1 | 0 | 30 | 20 | -8508488.8174 | 998928.3482 | 4661610.739 | 30733246.3148 |  | 0 | 0 | 0 | 2345350.8919 | 0 | 33551198.8402 | 13083094.2441 | 76864940.5608 | 0.9342%
2013-10-01 | 10 | 2013 | 77422083.6809 | 170.5 | 19.9 | 586913 | 58 | 0 | 0 | 0 | 0 | 1 | 31 | 22 | -8508488.8174 | 4133914.6448 | 1420613.3799 | 30733246.3148 |  | 0 | 0 | 0 | 0 | 0 | 34669572.1349 | 14391403.6685 | 76840261.3255 | 0.7515%
2013-11-01 | 11 | 2013 | 79988549.4671 | 424.9 | 0 | 586913 | 59 | 0 | 0 | 0 | 0 | 0 | 30 | 21 | -8508488.8174 | 10302054.7365 | 0 | 30733246.3148 |  | 0 | 0 | 0 | 0 | 0 | 33551198.8402 | 13737248.9563 | 79815260.0304 | 0.2166%
2013-12-01 | 12 | 2013 | 83719004.8506 | 614.3 | 0 | 586913 | 60 | 0 | 0 | 0 | 0 | 0 | 31 | 20 | -8508488.8174 | 14894215.6382 | 0 | 30733246.3148 |  | 0 | 0 | 0 | 0 | 0 | 34669572.1349 | 13083094.2441 | 84871639.5145 | 1.377%
2014-01-01 | 1 | 2014 | 96510112.6834 | 785 | 0 | 601343.5 | 61 | 0 | 0 | 0 | 0 | 0 | 31 | 22 | -8508488.8174 | 19032979.4497 | 0 | 31488888.311 |  | 0 | 0 | 0 | 0 | 0 | 34669572.1349 | 14391403.6685 | 91074354.7467 | 5.632%
2014-02-01 | 2 | 2014 | 85964089.9634 | 674.2 | 0 | 601343.5 | 62 | 0 | 0 | 0 | 0 | 0 | 28 | 19 | -8508488.8174 | 16346541.0764 | 0 | 31488888.311 |  | 0 | 0 | 0 | 0 | 0 | 31314452.2508 | 12428939.5319 | 83070332.3528 | 3.366%
2014-03-01 | 3 | 2014 | 88422332.0787 | 591.9 | 0 | 601343.5 | 63 | 0 | 0 | 0 | 0 | 0 | 31 | 21 | -8508488.8174 | 14351108.9634 | 0 | 31488888.311 |  | 0 | 0 | 0 | 0 | 0 | 34669572.1349 | 13737248.9563 | 85738329.5482 | 3.035%
2014-04-01 | 4 | 2014 | 76199788.9276 | 253.7 | 0 | 601343.5 | 64 | 1 | 0 | 0 | 0 | 0 | 30 | 20 | -8508488.8174 | 6151168.0081 | 0 | 31488888.311 |  | -1670359.8066 | 0 | 0 | 0 | 0 | 33551198.8402 | 13083094.2441 | 74095500.7795 | 2.762%
2014-05-01 | 5 | 2014 | 78731314.2044 | 90.6 | 36.4 | 601343.5 | 65 | 0 | 0 | 0 | 0 | 0 | 31 | 22 | -8508488.8174 | 2196672.5327 | 2598508.8959 | 31488888.311 |  | 0 | 0 | 0 | 0 | 0 | 34669572.1349 | 14391403.6685 | 76836556.7256 | 2.407%
2014-06-01 | 6 | 2014 | 82040736.4392 | 2.4 | 123.3 | 601343.5 | 66 | 0 | 1 | 0 | 0 | 0 | 30 | 21 | -8508488.8174 | 58190.0009 | 8802091.9467 | 31488888.311 |  | 0 | 1244451.2383 | 0 | 0 | 0 | 33551198.8402 | 13737248.9563 | 80373580.4761 | 2.032%
2014-07-01 | 7 | 2014 | 83536033.436 | 0.7 | 113.6 | 601343.5 | 67 | 0 | 0 | 0 | 0 | 0 | 31 | 22 | -8508488.8174 | 16972.0836 | 8109632.1585 | 31488888.311 |  | 0 | 0 | 0 | 0 | 0 | 34669572.1349 | 14391403.6685 | 80167979.5392 | 4.032%
2014-08-01 | 8 | 2014 | 82890715.1014 | 0.7 | 130.2 | 601343.5 | 68 | 0 | 0 | 1 | 0 | 0 | 31 | 20 | -8508488.8174 | 16972.0836 | 9294666.4352 | 31488888.311 |  | 0 | 0 | 2505717.0713 | 0 | 0 | 34669572.1349 | 13083094.2441 | 82550421.4627 | 0.4105%
2014-09-01 | 9 | 2014 | 78138961.6909 | 57.2 | 50.5 | 601343.5 | 69 | 0 | 0 | 0 | 1 | 0 | 30 | 21 | -8508488.8174 | 1386861.6873 | 3605074.155 | 31488888.311 |  | 0 | 0 | 0 | 2345350.8919 | 0 | 33551198.8402 | 13737248.9563 | 77606134.0244 | 0.6819%
2014-10-01 | 10 | 2014 | 78077874.4163 | 179.7 | 3.9 | 601343.5 | 70 | 0 | 0 | 0 | 0 | 1 | 31 | 22 | -8508488.8174 | 4356976.3148 | 278411.6674 | 31488888.311 |  | 0 | 0 | 0 | 0 | 0 | 34669572.1349 | 14391403.6685 | 76676763.2792 | 1.795%
2014-11-01 | 11 | 2014 | 81347157.7768 | 442 | 0 | 601343.5 | 71 | 0 | 0 | 0 | 0 | 0 | 30 | 20 | -8508488.8174 | 10716658.4927 | 0 | 31488888.311 |  | 0 | 0 | 0 | 0 | 0 | 33551198.8402 | 13083094.2441 | 80331351.0706 | 1.249%
2014-12-01 | 12 | 2014 | 84624117.963 | 513.9 | 0 | 601343.5 | 72 | 0 | 0 | 0 | 0 | 0 | 31 | 21 | -8508488.8174 | 12459933.9353 | 0 | 31488888.311 |  | 0 | 0 | 0 | 0 | 0 | 34669572.1349 | 13737248.9563 | 83847154.5201 | 0.9181%
2015-01-01 | 1 | 2015 | 91047914.9884 | 724.7 | 0 | 618051.4 | 73 | 0 | 0 | 0 | 0 | 0 | 31 | 21 | -8508488.8174 | 17570955.678 | 0 | 32363784.6008 |  | 0 | 0 | 0 | 0 | 0 | 34669572.1349 | 13737248.9563 | 89833072.5525 | 1.334%
2015-02-01 | 2 | 2015 | 84953121.0003 | 757.4 | 0 | 618051.4 | 74 | 0 | 0 | 0 | 0 | 0 | 28 | 19 | -8508488.8174 | 18363794.4398 | 0 | 32363784.6008 |  | 0 | 0 | 0 | 0 | 0 | 31314452.2508 | 12428939.5319 | 85962482.0059 | 1.188%
2015-03-01 | 3 | 2015 | 85185196.8039 | 508.7 | 0 | 618051.4 | 75 | 0 | 0 | 0 | 0 | 0 | 31 | 22 | -8508488.8174 | 12333855.6001 | 0 | 32363784.6008 |  | 0 | 0 | 0 | 0 | 0 | 34669572.1349 | 14391403.6685 | 85250127.1869 | 0.07622%
2015-04-01 | 4 | 2015 | 74690896.3343 | 257.4 | 0 | 618051.4 | 76 | 1 | 0 | 0 | 0 | 0 | 30 | 20 | -8508488.8174 | 6240877.5928 | 0 | 32363784.6008 |  | -1670359.8066 | 0 | 0 | 0 | 0 | 33551198.8402 | 13083094.2441 | 75060106.6539 | 0.4943%
2015-05-01 | 5 | 2015 | 77420119.173 | 68.7 | 64.1 | 618051.4 | 77 | 0 | 0 | 0 | 0 | 0 | 31 | 20 | -8508488.8174 | 1665688.7748 | 4575945.6106 | 32363784.6008 |  | 0 | 0 | 0 | 0 | 0 | 34669572.1349 | 13083094.2441 | 77849596.5477 | 0.5547%
2015-06-01 | 6 | 2015 | 80301286.4492 | 13.1 | 89.6 | 618051.4 | 78 | 0 | 1 | 0 | 0 | 0 | 30 | 22 | -8508488.8174 | 317620.4214 | 6396329.5898 | 32363784.6008 |  | 0 | 1244451.2383 | 0 | 0 | 0 | 33551198.8402 | 14391403.6685 | 79756299.5416 | 0.6787%
2015-07-01 | 7 | 2015 | 84741146.4393 | 1.9 | 152.9 | 618051.4 | 79 | 0 | 0 | 0 | 0 | 0 | 31 | 22 | -8508488.8174 | 46067.084 | 10915165.1148 | 32363784.6008 |  | 0 | 0 | 0 | 0 | 0 | 34669572.1349 | 14391403.6685 | 83877503.7856 | 1.019%
2015-08-01 | 8 | 2015 | 85831922.0467 | 3.2 | 138.7 | 618051.4 | 80 | 0 | 0 | 1 | 0 | 0 | 31 | 20 | -8508488.8174 | 77586.6678 | 9901461.095 | 32363784.6008 |  | 0 | 0 | 2505717.0713 | 0 | 0 | 34669572.1349 | 13083094.2441 | 84092726.9965 | 2.026%
2015-09-01 | 9 | 2015 | 81721577.5132 | 10.8 | 109.2 | 618051.4 | 81 | 0 | 0 | 0 | 1 | 0 | 30 | 21 | -8508488.8174 | 261855.0039 | 7795526.6876 | 32363784.6008 |  | 0 | 0 | 0 | 2345350.8919 | 0 | 33551198.8402 | 13737248.9563 | 81546476.1633 | 0.2143%
2015-10-01 | 10 | 2015 | 77593220.9134 | 157.8 | 2.6 | 618051.4 | 82 | 0 | 0 | 0 | 0 | 1 | 31 | 21 | -8508488.8174 | 3825992.5569 | 185607.7783 | 32363784.6008 |  | 0 | 0 | 0 | 0 | 0 | 34669572.1349 | 13737248.9563 | 76273717.2097 | 1.701%
2015-11-01 | 11 | 2015 | 77813417.9822 | 286.6 | 0.5 | 618051.4 | 83 | 0 | 0 | 0 | 0 | 0 | 30 | 21 | -8508488.8174 | 6948855.9367 | 35693.8035 | 32363784.6008 |  | 0 | 0 | 0 | 0 | 0 | 33551198.8402 | 13737248.9563 | 78128293.3201 | 0.4047%
2015-12-01 | 12 | 2015 | 79732634.0109 | 392.2 | 0 | 618051.4 | 84 | 0 | 0 | 0 | 0 | 0 | 31 | 21 | -8508488.8174 | 9509215.9747 | 0 | 32363784.6008 |  | 0 | 0 | 0 | 0 | 0 | 34669572.1349 | 13737248.9563 | 81771332.8493 | 2.557%
2016-01-01 | 1 | 2016 | 87340715.8114 | 618.5 | 0 | 634257.8 | 85 | 0 | 0 | 0 | 0 | 0 | 31 | 20 | -8508488.8174 | 14996048.1397 | 0 | 33212420.2301 |  | 0 | 0 | 0 | 0 | 0 | 34669572.1349 | 13083094.2441 | 87452645.9313 | 0.1282%
2016-02-01 | 2 | 2016 | 83154848.3435 | 510.5 | 0 | 634257.8 | 86 | 0 | 0 | 0 | 0 | 0 | 29 | 20 | -8508488.8174 | 12377498.1007 | 0 | 33212420.2301 |  | 0 | 0 | 0 | 0 | 0 | 32432825.5455 | 13083094.2441 | 82597349.303 | 0.6704%
2016-03-01 | 3 | 2016 | 82620214.0155 | 350.9 | 0 | 634257.8 | 87 | 0 | 0 | 0 | 0 | 0 | 31 | 21 | -8508488.8174 | 8507863.0432 | 0 | 33212420.2301 |  | 0 | 0 | 0 | 0 | 0 | 34669572.1349 | 13737248.9563 | 81618615.547 | 1.212%
2016-04-01 | 4 | 2016 | 76969494.488 | 315.2 | 0 | 634257.8 | 88 | 1 | 0 | 0 | 0 | 0 | 30 | 21 | -8508488.8174 | 7642286.7803 | 0 | 33212420.2301 |  | -1670359.8066 | 0 | 0 | 0 | 0 | 33551198.8402 | 13737248.9563 | 77964306.1828 | 1.292%
2016-05-01 | 5 | 2016 | 79885437.081 | 110.9 | 47 | 634257.8 | 89 | 0 | 0 | 0 | 0 | 0 | 31 | 21 | -8508488.8174 | 2688862.9567 | 3355217.5304 | 33212420.2301 |  | 0 | 0 | 0 | 0 | 0 | 34669572.1349 | 13737248.9563 | 79154832.9909 | 0.9146%
2016-06-01 | 6 | 2016 | 84108563.981 | 5.6 | 127.2 | 634257.8 | 90 | 0 | 1 | 0 | 0 | 0 | 30 | 22 | -8508488.8174 | 135776.6687 | 9080503.6141 | 33212420.2301 |  | 0 | 1244451.2383 | 0 | 0 | 0 | 33551198.8402 | 14391403.6685 | 83107265.4425 | 1.19%
2016-07-01 | 7 | 2016 | 89208055.8743 | 0 | 213.1 | 634257.8 | 91 | 0 | 0 | 0 | 0 | 0 | 31 | 20 | -8508488.8174 | 0 | 15212699.058 | 33212420.2301 |  | 0 | 0 | 0 | 0 | 0 | 34669572.1349 | 13083094.2441 | 87669296.8496 | 1.725%
2016-08-01 | 8 | 2016 | 92081052.0064 | 0 | 219 | 634257.8 | 92 | 0 | 0 | 1 | 0 | 0 | 31 | 22 | -8508488.8174 | 0 | 15633885.9394 | 33212420.2301 |  | 0 | 0 | 2505717.0713 | 0 | 0 | 34669572.1349 | 14391403.6685 | 91904510.2268 | 0.1917%
2016-09-01 | 9 | 2016 | 82625134.4283 | 8 | 90.1 | 634257.8 | 93 | 0 | 0 | 0 | 1 | 0 | 30 | 21 | -8508488.8174 | 193966.6696 | 6432023.3933 | 33212420.2301 |  | 0 | 0 | 0 | 2345350.8919 | 0 | 33551198.8402 | 13737248.9563 | 80963720.164 | 2.011%
2016-10-01 | 10 | 2016 | 79761867.388 | 146 | 22.7 | 634257.8 | 94 | 0 | 0 | 0 | 0 | 1 | 31 | 20 | -8508488.8174 | 3539891.7193 | 1620498.6796 | 33212420.2301 |  | 0 | 0 | 0 | 0 | 0 | 34669572.1349 | 13083094.2441 | 77616988.1905 | 2.689%
2016-11-01 | 11 | 2016 | 79632729.527 | 290.7 | 0 | 634257.8 | 95 | 0 | 0 | 0 | 0 | 0 | 30 | 22 | -8508488.8174 | 7048263.8548 | 0 | 33212420.2301 |  | 0 | 0 | 0 | 0 | 0 | 33551198.8402 | 14391403.6685 | 79694797.7762 | 0.07794%
2016-12-01 | 12 | 2016 | 85703762.9771 | 581.1 | 0 | 634257.8 | 96 | 0 | 0 | 0 | 0 | 0 | 31 | 20 | -8508488.8174 | 14089253.9595 | 0 | 33212420.2301 |  | 0 | 0 | 0 | 0 | 0 | 34669572.1349 | 13083094.2441 | 86545851.7511 | 0.9826%
2017-01-01 | 1 | 2017 | 89452615.2898 | 570.4 | 0 | 651932.3 | 97 | 0 | 0 | 0 | 0 | 0 | 31 | 22 | -8508488.8174 | 13829823.539 | 0 | 34137931.7829 |  | 0 | 0 | 0 | 0 | 0 | 34669572.1349 | 14391403.6685 | 88520242.3078 | 1.042%
2017-02-01 | 2 | 2017 | 79369250.5098 | 411.8 | 0 | 651932.3 | 98 | 0 | 0 | 0 | 0 | 0 | 28 | 19 | -8508488.8174 | 9984434.3151 | 0 | 34137931.7829 |  | 0 | 0 | 0 | 0 | 0 | 31314452.2508 | 12428939.5319 | 79357269.0633 | 0.0151%
2017-03-01 | 3 | 2017 | 85130613.0798 | 469.7 | 0 | 651932.3 | 99 | 0 | 0 | 0 | 0 | 0 | 31 | 23 | -8508488.8174 | 11388268.086 | 0 | 34137931.7829 |  | 0 | 0 | 0 | 0 | 0 | 34669572.1349 | 15045558.3808 | 86732841.5671 | 1.882%
2017-04-01 | 4 | 2017 | 75264677.3498 | 177.1 | 6.1 | 651932.3 | 100 | 1 | 0 | 0 | 0 | 0 | 30 | 19 | -8508488.8174 | 4293937.1472 | 435464.4029 | 34137931.7829 |  | -1670359.8066 | 0 | 0 | 0 | 0 | 33551198.8402 | 12428939.5319 | 74668623.081 | 0.7919%
2017-05-01 | 5 | 2017 | 78986166.6298 | 124.4 | 28.5 | 651932.3 | 101 | 0 | 0 | 0 | 0 | 0 | 31 | 22 | -8508488.8174 | 3016181.7115 | 2034546.8003 | 34137931.7829 |  | 0 | 0 | 0 | 0 | 0 | 34669572.1349 | 14391403.6685 | 79741147.2807 | 0.9558%
2017-06-01 | 6 | 2017 | 82979146.2398 | 2.9 | 128.1 | 651932.3 | 102 | 0 | 1 | 0 | 0 | 0 | 30 | 22 | -8508488.8174 | 70312.9177 | 9144752.4605 | 34137931.7829 |  | 0 | 1244451.2383 | 0 | 0 | 0 | 33551198.8402 | 14391403.6685 | 84031562.0907 | 1.268%
2017-07-01 | 7 | 2017 | 86438186.8098 | 0 | 179.5 | 651932.3 | 103 | 0 | 0 | 0 | 0 | 0 | 31 | 20 | -8508488.8174 | 0 | 12814075.4618 | 34137931.7829 |  | 0 | 0 | 0 | 0 | 0 | 34669572.1349 | 13083094.2441 | 86196184.8062 | 0.28%
2017-08-01 | 8 | 2017 | 86020553.3298 | 1.9 | 121.4 | 651932.3 | 104 | 0 | 0 | 1 | 0 | 0 | 31 | 22 | -8508488.8174 | 46067.084 | 8666455.4934 | 34137931.7829 |  | 0 | 0 | 2505717.0713 | 0 | 0 | 34669572.1349 | 14391403.6685 | 85908658.4175 | 0.1301%
2017-09-01 | 9 | 2017 | 80922821.0898 | 27.4 | 80.7 | 651932.3 | 105 | 0 | 0 | 0 | 1 | 0 | 30 | 20 | -8508488.8174 | 664335.8432 | 5760979.8873 | 34137931.7829 |  | 0 | 0 | 0 | 2345350.8919 | 0 | 33551198.8402 | 13083094.2441 | 81034402.6722 | 0.1379%
2017-10-01 | 10 | 2017 | 79895134.9198 | 124.6 | 24.9 | 651932.3 | 106 | 0 | 0 | 0 | 0 | 1 | 31 | 21 | -8508488.8174 | 3021030.8783 | 1777551.415 | 34137931.7829 |  | 0 | 0 | 0 | 0 | 0 | 34669572.1349 | 13737248.9563 | 78834846.3499 | 1.327%
2017-11-01 | 11 | 2017 | 81623489.6898 | 379.5 | 0 | 651932.3 | 107 | 0 | 0 | 0 | 0 | 0 | 30 | 22 | -8508488.8174 | 9201293.8868 | 0 | 34137931.7829 |  | 0 | 0 | 0 | 0 | 0 | 33551198.8402 | 14391403.6685 | 82773339.361 | 1.409%
2017-12-01 | 12 | 2017 | 86732874.1898 | 634.4 | 0 | 651932.3 | 108 | 0 | 0 | 0 | 0 | 0 | 31 | 19 | -8508488.8174 | 15381556.8954 | 0 | 34137931.7829 |  | 0 | 0 | 0 | 0 | 0 | 34669572.1349 | 12428939.5319 | 88109511.5276 | 1.587%
2018-01-01 | 1 | 2018 | 93400783.2314 | 671.4 | 0 | 665994.7802 | 109 | 0 | 0 | 0 | 0 | 0 | 31 | 22 | -8508488.8174 | 16278652.7421 | 0 | 34874302.7072 |  | 0 | 0 | 0 | 0 | 0 | 34669572.1349 | 14391403.6685 | 91705442.4353 | 1.815%
2018-02-01 | 2 | 2018 | 82408782.704 | 497.3 | 0 | 665994.7802 | 110 | 0 | 0 | 0 | 0 | 0 | 28 | 19 | -8508488.8174 | 12057453.096 | 0 | 34874302.7072 |  | 0 | 0 | 0 | 0 | 0 | 31314452.2508 | 12428939.5319 | 82166658.7686 | 0.2938%
2018-03-01 | 3 | 2018 | 87484965.5653 | 510.6 | 0 | 665994.7802 | 111 | 0 | 0 | 0 | 0 | 0 | 31 | 21 | -8508488.8174 | 12379922.6841 | 0 | 34874302.7072 |  | 0 | 0 | 0 | 0 | 0 | 34669572.1349 | 13737248.9563 | 87152557.6651 | 0.38%
2018-04-01 | 4 | 2018 | 80547273.9981 | 334.2 | 0 | 665994.7802 | 112 | 1 | 0 | 0 | 0 | 0 | 30 | 21 | -8508488.8174 | 8102957.6205 | 0 | 34874302.7072 |  | -1670359.8066 | 0 | 0 | 0 | 0 | 33551198.8402 | 13737248.9563 | 80086859.5002 | 0.5716%
2018-05-01 | 5 | 2018 | 81380421.9399 | 44.6 | 68.7 | 665994.7802 | 113 | 0 | 0 | 0 | 0 | 0 | 31 | 22 | -8508488.8174 | 1081364.1827 | 4904328.6029 | 34874302.7072 |  | 0 | 0 | 0 | 0 | 0 | 34669572.1349 | 14391403.6685 | 81412482.4789 | 0.0394%
2018-06-01 | 6 | 2018 | 84189429.2255 | 4 | 122.4 | 665994.7802 | 114 | 0 | 1 | 0 | 0 | 0 | 30 | 21 | -8508488.8174 | 96983.3348 | 8737843.1004 | 34874302.7072 |  | 0 | 1244451.2383 | 0 | 0 | 0 | 33551198.8402 | 13737248.9563 | 83733539.3598 | 0.5415%
2018-07-01 | 7 | 2018 | 88386784.5502 | 0 | 204 | 665994.7802 | 115 | 0 | 0 | 0 | 0 | 0 | 31 | 21 | -8508488.8174 | 0 | 14563071.834 | 34874302.7072 |  | 0 | 0 | 0 | 0 | 0 | 34669572.1349 | 13737248.9563 | 89335706.815 | 1.074%
2018-08-01 | 8 | 2018 | 89941585.7276 | 0 | 204.4 | 665994.7802 | 116 | 0 | 0 | 1 | 0 | 0 | 31 | 22 | -8508488.8174 | 0 | 14591626.8768 | 34874302.7072 |  | 0 | 0 | 2505717.0713 | 0 | 0 | 34669572.1349 | 14391403.6685 | 92524133.6413 | 2.871%
2018-09-01 | 9 | 2018 | 81054253.66 | 29.7 | 109.2 | 665994.7802 | 117 | 0 | 0 | 0 | 1 | 0 | 30 | 19 | -8508488.8174 | 720101.2607 | 7795526.6876 | 34874302.7072 |  | 0 | 0 | 0 | 2345350.8919 | 0 | 33551198.8402 | 12428939.5319 | 83206931.1022 | 2.656%
2018-10-01 | 10 | 2018 | 79879338.7846 | 207.9 | 24.1 | 665994.7802 | 118 | 0 | 0 | 0 | 0 | 1 | 31 | 22 | -8508488.8174 | 5040708.825 | 1720441.3294 | 34874302.7072 |  | 0 | 0 | 0 | 0 | 0 | 34669572.1349 | 14391403.6685 | 82187939.8476 | 2.89%
2018-11-01 | 11 | 2018 | 81359765.4207 | 454.9 | 0 | 665994.7802 | 119 | 0 | 0 | 0 | 0 | 0 | 30 | 22 | -8508488.8174 | 11029429.7474 | 0 | 34874302.7072 |  | 0 | 0 | 0 | 0 | 0 | 33551198.8402 | 14391403.6685 | 85337846.1459 | 4.889%
2018-12-01 | 12 | 2018 | 81470558.7982 | 500.6 | 0 | 665994.7802 | 120 | 0 | 0 | 0 | 0 | 0 | 31 | 19 | -8508488.8174 | 12137464.3472 | 0 | 34874302.7072 |  | 0 | 0 | 0 | 0 | 0 | 34669572.1349 | 12428939.5319 | 85601789.9038 | 5.071%
1.372%

## GS > 50 OLS Model (LC)
Model 1: OLS, using observations 2009:01-2018:12 (T = 120)
Dependent variable: GSgt_LC_kWh_NoCDM
| coefficient | std. error | t-ratio | p-value
const | -8436546.8468 | 6361810.2154 | -1.3261 | 0.18755
HDD | 24217.0092 | 1002.5574 | 24.1552 | 8.6482e-46
CDD | 71372.8824 | 3536.4768 | 20.1819 | 8.9421e-39
Ont_GDP | 51.8795 | 3.5653 | 14.5512 | 2.1533e-27
Apr | -1670517.911 | 567211.5771 | -2.9451 | 0.0039401
Jun | 1260255.0137 | 623241.1318 | 2.0221 | 0.045593
Aug | 2501012.769 | 619995.107 | 4.0339 | 0.00010154
Sept | 2346294.5864 | 599969.3637 | 3.9107 | 0.0001596
MonthDays | 1122772.3697 | 209596.7991 | 5.3568 | 4.6963e-07
PeakDays | 647687.1592 | 152328.6394 | 4.2519 | 4.4639e-05
Mean dependent var | 80672452.8852 | S.D. dependent var | 5106857.7931
Sum squared resid | 260577298500704 | S.E. of regression | 1539118.102
R-squared | 0.91604 | Adjusted R-squared | 0.90917
F(9, 110) | 133.3465 | P-value(F) | 6.0264e-55
Log-likelihood | -1874.6584 | Akaike criterion | 3769.3167
Schwarz criterion | 3797.1916 | Hannan-Quinn | 3780.6369
rho | 0.4087 | Durbin-Watson | 1.1634

## GS > 50 Predicted Monthly (LC)
Date | Year | GSgt_LC_kWh_NoCDM | HDD | CDD | Ont_GDP | Trend | Apr | Jun | Aug | Sept | Oct | Month Days | Peak Days | const | HDD | CDD | Ont_GDP | Trend | Apr | Jun | Aug | Sept | Oct | Month Days | Peak Days | Predicted | Model Error
2009-01-01 | 2009 | 85159952.3008 | 768.8 | 0 | 539388 | 1 | 0 | 0 | 0 | 0 | 0 | 31 | 21 | -8436546.8468 | 18618036.6567 | 0 | 27983193.9997 |  | 0 | 0 | 0 | 0 | 0 | 34805943.4612 | 13601430.3423 | 86572057.6131 | 1.658%
2009-02-01 | 2009 | 77150159.1107 | 540 | 0 | 539388 | 2 | 0 | 0 | 0 | 0 | 0 | 28 | 19 | -8436546.8468 | 13077184.9566 | 0 | 27983193.9997 |  | 0 | 0 | 0 | 0 | 0 | 31437626.352 | 12306056.024 | 76367514.4855 | 1.014%
2009-03-01 | 2009 | 79013110.8385 | 456.8 | 0 | 539388 | 3 | 0 | 0 | 0 | 0 | 0 | 31 | 22 | -8436546.8468 | 11062329.7929 | 0 | 27983193.9997 |  | 0 | 0 | 0 | 0 | 0 | 34805943.4612 | 14249117.5015 | 79664037.9085 | 0.8238%
2009-04-01 | 2009 | 70823487.3996 | 263.3 | 10.4 | 539388 | 4 | 1 | 0 | 0 | 0 | 0 | 30 | 20 | -8436546.8468 | 6376338.5168 | 742277.9765 | 27983193.9997 |  | -1670517.911 | 0 | 0 | 0 | 0 | 33683171.0914 | 12953743.1832 | 71631660.0098 | 1.141%
2009-05-01 | 2009 | 68038651.8256 | 83.4 | 12.9 | 539388 | 5 | 0 | 0 | 0 | 0 | 0 | 31 | 20 | -8436546.8468 | 2019698.5655 | 920710.1824 | 27983193.9997 |  | 0 | 0 | 0 | 0 | 0 | 34805943.4612 | 12953743.1832 | 70246742.5452 | 3.245%
2009-06-01 | 2009 | 70398886.3516 | 25.3 | 79.4 | 539388 | 6 | 0 | 1 | 0 | 0 | 0 | 30 | 22 | -8436546.8468 | 612690.3322 | 5667006.8591 | 27983193.9997 |  | 0 | 1260255.0137 | 0 | 0 | 0 | 33683171.0914 | 14249117.5015 | 75018887.9509 | 6.563%
2009-07-01 | 2009 | 74398674.8415 | 0.5 | 100.2 | 539388 | 7 | 0 | 0 | 0 | 0 | 0 | 31 | 22 | -8436546.8468 | 12108.5046 | 7151562.8121 | 27983193.9997 |  | 0 | 0 | 0 | 0 | 0 | 34805943.4612 | 14249117.5015 | 75765379.4323 | 1.837%
2009-08-01 | 2009 | 79119319.6463 | 5.9 | 133.4 | 539388 | 8 | 0 | 0 | 1 | 0 | 0 | 31 | 20 | -8436546.8468 | 142880.3542 | 9521142.5064 | 27983193.9997 |  | 0 | 0 | 2501012.769 | 0 | 0 | 34805943.4612 | 12953743.1832 | 79471369.4268 | 0.445%
2009-09-01 | 2009 | 74924986.5985 | 26.2 | 54.7 | 539388 | 9 | 0 | 0 | 0 | 1 | 0 | 30 | 21 | -8436546.8468 | 634485.6405 | 3904096.6649 | 27983193.9997 |  | 0 | 0 | 0 | 2346294.5864 | 0 | 33683171.0914 | 13601430.3423 | 73716125.4785 | 1.613%
2009-10-01 | 2009 | 74286504.538 | 230.8 | 0 | 539388 | 10 | 0 | 0 | 0 | 0 | 1 | 31 | 21 | -8436546.8468 | 5589285.7185 | 0 | 27983193.9997 |  | 0 | 0 | 0 | 0 | 0 | 34805943.4612 | 13601430.3423 | 73543306.6749 | 1%
2009-11-01 | 2009 | 73914526.5948 | 305.5 | 0 | 539388 | 11 | 0 | 0 | 0 | 0 | 0 | 30 | 21 | -8436546.8468 | 7398296.3041 | 0 | 27983193.9997 |  | 0 | 0 | 0 | 0 | 0 | 33683171.0914 | 13601430.3423 | 74229544.8908 | 0.4262%
2009-12-01 | 2009 | 80547003.6042 | 582 | 0 | 539388 | 12 | 0 | 0 | 0 | 0 | 0 | 31 | 21 | -8436546.8468 | 14094299.3421 | 0 | 27983193.9997 |  | 0 | 0 | 0 | 0 | 0 | 34805943.4612 | 13601430.3423 | 82048320.2985 | 1.864%
2010-01-01 | 2010 | 85230308.4951 | 663.3 | 0 | 555907.5 | 13 | 0 | 0 | 0 | 0 | 0 | 31 | 20 | -8436546.8468 | 16063142.1883 | 0 | 28840217.8365 |  | 0 | 0 | 0 | 0 | 0 | 34805943.4612 | 12953743.1832 | 84226499.8224 | 1.178%
2010-02-01 | 2010 | 77285135.746 | 557.3 | 0 | 555907.5 | 14 | 0 | 0 | 0 | 0 | 0 | 28 | 19 | -8436546.8468 | 13496139.2154 | 0 | 28840217.8365 |  | 0 | 0 | 0 | 0 | 0 | 31437626.352 | 12306056.024 | 77643492.5811 | 0.4637%
2010-03-01 | 2010 | 79275413.9453 | 393.4 | 0 | 555907.5 | 15 | 0 | 0 | 0 | 0 | 0 | 31 | 23 | -8436546.8468 | 9526971.4109 | 0 | 28840217.8365 |  | 0 | 0 | 0 | 0 | 0 | 34805943.4612 | 14896804.6606 | 79633390.5225 | 0.4516%
2010-04-01 | 2010 | 70858250.3047 | 174.9 | 5 | 555907.5 | 16 | 1 | 0 | 0 | 0 | 0 | 30 | 20 | -8436546.8468 | 4235554.9054 | 356864.4118 | 28840217.8365 |  | -1670517.911 | 0 | 0 | 0 | 0 | 33683171.0914 | 12953743.1832 | 69962486.6705 | 1.264%
2010-05-01 | 2010 | 75323997.1586 | 84.3 | 59.7 | 555907.5 | 17 | 0 | 0 | 0 | 0 | 0 | 31 | 20 | -8436546.8468 | 2041493.8738 | 4260961.0767 | 28840217.8365 |  | 0 | 0 | 0 | 0 | 0 | 34805943.4612 | 12953743.1832 | 74465812.5845 | 1.139%
2010-06-01 | 2010 | 80844184.0498 | 3.9 | 135.9 | 555907.5 | 18 | 0 | 1 | 0 | 0 | 0 | 30 | 22 | -8436546.8468 | 94446.3358 | 9699574.7122 | 28840217.8365 |  | 0 | 1260255.0137 | 0 | 0 | 0 | 33683171.0914 | 14249117.5015 | 79390235.6444 | 1.798%
2010-07-01 | 2010 | 85724188.7644 | 0 | 227 | 555907.5 | 19 | 0 | 0 | 0 | 0 | 0 | 31 | 21 | -8436546.8468 | 0 | 16201644.2949 | 28840217.8365 |  | 0 | 0 | 0 | 0 | 0 | 34805943.4612 | 13601430.3423 | 85012689.0881 | 0.83%
2010-08-01 | 2010 | 85962780.0971 | 0 | 211.8 | 555907.5 | 20 | 0 | 0 | 1 | 0 | 0 | 31 | 21 | -8436546.8468 | 0 | 15116776.4831 | 28840217.8365 |  | 0 | 0 | 2501012.769 | 0 | 0 | 34805943.4612 | 13601430.3423 | 86428834.0453 | 0.5422%
2010-09-01 | 2010 | 74966407.255 | 38 | 59.7 | 555907.5 | 21 | 0 | 0 | 0 | 1 | 0 | 30 | 21 | -8436546.8468 | 920246.3488 | 4260961.0767 | 28840217.8365 |  | 0 | 0 | 0 | 2346294.5864 | 0 | 33683171.0914 | 13601430.3423 | 75215774.4354 | 0.3326%
2010-10-01 | 2010 | 73516726.0534 | 157.6 | 1.4 | 555907.5 | 22 | 0 | 0 | 0 | 0 | 1 | 31 | 20 | -8436546.8468 | 3816600.6466 | 99922.0353 | 28840217.8365 |  | 0 | 0 | 0 | 0 | 0 | 34805943.4612 | 12953743.1832 | 72079880.3159 | 1.954%
2010-11-01 | 2010 | 76037403.3007 | 376.6 | 0 | 555907.5 | 23 | 0 | 0 | 0 | 0 | 0 | 30 | 22 | -8436546.8468 | 9120125.6567 | 0 | 28840217.8365 |  | 0 | 0 | 0 | 0 | 0 | 33683171.0914 | 14249117.5015 | 77456085.2394 | 1.866%
2010-12-01 | 2010 | 82527064.3119 | 645.6 | 0 | 555907.5 | 24 | 0 | 0 | 0 | 0 | 0 | 31 | 21 | -8436546.8468 | 15634501.1258 | 0 | 28840217.8365 |  | 0 | 0 | 0 | 0 | 0 | 34805943.4612 | 13601430.3423 | 84445545.9191 | 2.325%
2011-01-01 | 2011 | 87683932.2256 | 703.6 | 0 | 570633.3 | 25 | 0 | 0 | 0 | 0 | 0 | 31 | 20 | -8436546.8468 | 17039087.6582 | 0 | 29604185.3668 |  | 0 | 0 | 0 | 0 | 0 | 34805943.4612 | 12953743.1832 | 85966412.8225 | 1.959%
2011-02-01 | 2011 | 79180941.4965 | 583.2 | 0 | 570633.3 | 26 | 0 | 0 | 0 | 0 | 0 | 28 | 19 | -8436546.8468 | 14123359.7531 | 0 | 29604185.3668 |  | 0 | 0 | 0 | 0 | 0 | 31437626.352 | 12306056.024 | 79034680.6491 | 0.1847%
2011-03-01 | 2011 | 83137506.7906 | 514.3 | 0 | 570633.3 | 27 | 0 | 0 | 0 | 0 | 0 | 31 | 23 | -8436546.8468 | 12454807.8207 | 0 | 29604185.3668 |  | 0 | 0 | 0 | 0 | 0 | 34805943.4612 | 14896804.6606 | 83325194.4624 | 0.2258%
2011-04-01 | 2011 | 72823673.2835 | 278.6 | 0.5 | 570633.3 | 28 | 1 | 0 | 0 | 0 | 0 | 30 | 19 | -8436546.8468 | 6746858.7572 | 35686.4412 | 29604185.3668 |  | -1670517.911 | 0 | 0 | 0 | 0 | 33683171.0914 | 12306056.024 | 72268892.9228 | 0.7618%
2011-05-01 | 2011 | 73981180.89 | 105.2 | 37.2 | 570633.3 | 29 | 0 | 0 | 0 | 0 | 0 | 31 | 21 | -8436546.8468 | 2547629.3656 | 2655071.2237 | 29604185.3668 |  | 0 | 0 | 0 | 0 | 0 | 34805943.4612 | 13601430.3423 | 74777712.9127 | 1.077%
2011-06-01 | 2011 | 79181645.2916 | 7.6 | 115.9 | 570633.3 | 30 | 0 | 1 | 0 | 0 | 0 | 30 | 22 | -8436546.8468 | 184049.2698 | 8272117.0651 | 29604185.3668 |  | 0 | 1260255.0137 | 0 | 0 | 0 | 33683171.0914 | 14249117.5015 | 78816348.4615 | 0.4613%
2011-07-01 | 2011 | 85355428.5226 | 0 | 255.5 | 570633.3 | 31 | 0 | 0 | 0 | 0 | 0 | 31 | 20 | -8436546.8468 | 0 | 18235771.4421 | 29604185.3668 |  | 0 | 0 | 0 | 0 | 0 | 34805943.4612 | 12953743.1832 | 87163096.6064 | 2.118%
2011-08-01 | 2011 | 85134730.1248 | 0 | 159.5 | 570633.3 | 32 | 0 | 0 | 1 | 0 | 0 | 31 | 22 | -8436546.8468 | 0 | 11383974.7359 | 29604185.3668 |  | 0 | 0 | 2501012.769 | 0 | 0 | 34805943.4612 | 14249117.5015 | 84107686.9875 | 1.206%
2011-09-01 | 2011 | 75323276.5401 | 51.4 | 60.2 | 570633.3 | 33 | 0 | 0 | 0 | 1 | 0 | 30 | 21 | -8436546.8468 | 1244754.2718 | 4296647.5179 | 29604185.3668 |  | 0 | 0 | 0 | 2346294.5864 | 0 | 33683171.0914 | 13601430.3423 | 76339936.3298 | 1.35%
2011-10-01 | 2011 | 74615749.9345 | 185.3 | 2.7 | 570633.3 | 34 | 0 | 0 | 0 | 0 | 1 | 31 | 20 | -8436546.8468 | 4487411.8008 | 192706.7824 | 29604185.3668 |  | 0 | 0 | 0 | 0 | 0 | 34805943.4612 | 12953743.1832 | 73607443.7475 | 1.351%
2011-11-01 | 2011 | 75520032.9882 | 297.3 | 0 | 570633.3 | 35 | 0 | 0 | 0 | 0 | 0 | 30 | 22 | -8436546.8468 | 7199716.8289 | 0 | 29604185.3668 |  | 0 | 0 | 0 | 0 | 0 | 33683171.0914 | 14249117.5015 | 76299643.9418 | 1.032%
2011-12-01 | 2011 | 78915481.6386 | 485.4 | 0 | 570633.3 | 36 | 0 | 0 | 0 | 0 | 0 | 31 | 20 | -8436546.8468 | 11754936.2554 | 0 | 29604185.3668 |  | 0 | 0 | 0 | 0 | 0 | 34805943.4612 | 12953743.1832 | 80682261.4197 | 2.239%
2012-01-01 | 2012 | 83288190.2858 | 559.6 | 0 | 578793.9 | 37 | 0 | 0 | 0 | 0 | 0 | 31 | 21 | -8436546.8468 | 13551838.3365 | 0 | 30027553.4301 |  | 0 | 0 | 0 | 0 | 0 | 34805943.4612 | 13601430.3423 | 83550218.7233 | 0.3146%
2012-02-01 | 2012 | 78654916.5197 | 492.4 | 0 | 578793.9 | 38 | 0 | 0 | 0 | 0 | 0 | 29 | 20 | -8436546.8468 | 11924455.3196 | 0 | 30027553.4301 |  | 0 | 0 | 0 | 0 | 0 | 32560398.7217 | 12953743.1832 | 79029603.8079 | 0.4764%
2012-03-01 | 2012 | 78745075.1724 | 250.8 | 4.8 | 578793.9 | 39 | 0 | 0 | 0 | 0 | 0 | 31 | 22 | -8436546.8468 | 6073625.902 | 342589.8353 | 30027553.4301 |  | 0 | 0 | 0 | 0 | 0 | 34805943.4612 | 14249117.5015 | 77062283.2833 | 2.137%
2012-04-01 | 2012 | 70171446.6151 | 252.5 | 4.3 | 578793.9 | 40 | 1 | 0 | 0 | 0 | 0 | 30 | 19 | -8436546.8468 | 6114794.8177 | 306903.3941 | 30027553.4301 |  | -1670517.911 | 0 | 0 | 0 | 0 | 33683171.0914 | 12306056.024 | 72331413.9996 | 3.078%
2012-05-01 | 2012 | 76476013.3389 | 48.2 | 59.3 | 578793.9 | 41 | 0 | 0 | 0 | 0 | 0 | 31 | 22 | -8436546.8468 | 1167259.8424 | 4232411.9237 | 30027553.4301 |  | 0 | 0 | 0 | 0 | 0 | 34805943.4612 | 14249117.5015 | 76045739.3121 | 0.5626%
2012-06-01 | 2012 | 80853337.8396 | 10.3 | 147.1 | 578793.9 | 42 | 0 | 1 | 0 | 0 | 0 | 30 | 21 | -8436546.8468 | 249435.1945 | 10498950.9946 | 30027553.4301 |  | 0 | 1260255.0137 | 0 | 0 | 0 | 33683171.0914 | 13601430.3423 | 80884249.22 | 0.03823%
2012-07-01 | 2012 | 86305793.1461 | 0 | 235.5 | 578793.9 | 43 | 0 | 0 | 0 | 0 | 0 | 31 | 21 | -8436546.8468 | 0 | 16808313.7949 | 30027553.4301 |  | 0 | 0 | 0 | 0 | 0 | 34805943.4612 | 13601430.3423 | 86806694.1818 | 0.5804%
2012-08-01 | 2012 | 84730807.8025 | 0.7 | 143.7 | 578793.9 | 44 | 0 | 0 | 1 | 0 | 0 | 31 | 22 | -8436546.8468 | 16951.9064 | 10256283.1946 | 30027553.4301 |  | 0 | 0 | 2501012.769 | 0 | 0 | 34805943.4612 | 14249117.5015 | 83420315.416 | 1.547%
2012-09-01 | 2012 | 75430602.5765 | 53.2 | 50.3 | 578793.9 | 45 | 0 | 0 | 0 | 1 | 0 | 30 | 19 | -8436546.8468 | 1288344.8883 | 3590055.9825 | 30027553.4301 |  | 0 | 0 | 0 | 2346294.5864 | 0 | 33683171.0914 | 12306056.024 | 74804929.156 | 0.8295%
2012-10-01 | 2012 | 75643415.7918 | 207.2 | 5.6 | 578793.9 | 46 | 0 | 0 | 0 | 0 | 1 | 31 | 22 | -8436546.8468 | 5017764.3019 | 399688.1412 | 30027553.4301 |  | 0 | 0 | 0 | 0 | 0 | 34805943.4612 | 14249117.5015 | 76063519.989 | 0.5554%
2012-11-01 | 2012 | 76619857.8613 | 405.5 | 0 | 578793.9 | 47 | 0 | 0 | 0 | 0 | 0 | 30 | 22 | -8436546.8468 | 9819997.222 | 0 | 30027553.4301 |  | 0 | 0 | 0 | 0 | 0 | 33683171.0914 | 14249117.5015 | 79343292.3983 | 3.554%
2012-12-01 | 2012 | 77899563.0923 | 484.2 | 0 | 578793.9 | 48 | 0 | 0 | 0 | 0 | 0 | 31 | 19 | -8436546.8468 | 11725875.8444 | 0 | 30027553.4301 |  | 0 | 0 | 0 | 0 | 0 | 34805943.4612 | 12306056.024 | 80428881.9129 | 3.247%
2013-01-01 | 2013 | 85968723.0827 | 598.2 | 0 | 586913 | 49 | 0 | 0 | 0 | 0 | 0 | 31 | 22 | -8436546.8468 | 14486614.8908 | 0 | 30448768.4931 |  | 0 | 0 | 0 | 0 | 0 | 34805943.4612 | 14249117.5015 | 85553897.4997 | 0.4825%
2013-02-01 | 2013 | 79915847.629 | 574.8 | 0 | 586913 | 50 | 0 | 0 | 0 | 0 | 0 | 28 | 19 | -8436546.8468 | 13919936.876 | 0 | 30448768.4931 |  | 0 | 0 | 0 | 0 | 0 | 31437626.352 | 12306056.024 | 79675840.8983 | 0.3003%
2013-03-01 | 2013 | 83098114.1735 | 505.2 | 0 | 586913 | 51 | 0 | 0 | 0 | 0 | 0 | 31 | 19 | -8436546.8468 | 12234433.0371 | 0 | 30448768.4931 |  | 0 | 0 | 0 | 0 | 0 | 34805943.4612 | 12306056.024 | 81358654.1686 | 2.093%
2013-04-01 | 2013 | 75176128.7672 | 300.2 | 0 | 586913 | 52 | 1 | 0 | 0 | 0 | 0 | 30 | 22 | -8436546.8468 | 7269946.1555 | 0 | 30448768.4931 |  | -1670517.911 | 0 | 0 | 0 | 0 | 33683171.0914 | 14249117.5015 | 75543938.4837 | 0.4893%
2013-05-01 | 2013 | 76467660.6836 | 73.3 | 59.9 | 586913 | 53 | 0 | 0 | 0 | 0 | 0 | 31 | 22 | -8436546.8468 | 1775106.7728 | 4275235.6532 | 30448768.4931 |  | 0 | 0 | 0 | 0 | 0 | 34805943.4612 | 14249117.5015 | 77117625.0349 | 0.85%
2013-06-01 | 2013 | 77849227.6893 | 14.7 | 103.5 | 586913 | 54 | 0 | 1 | 0 | 0 | 0 | 30 | 20 | -8436546.8468 | 355990.0349 | 7387093.3239 | 30448768.4931 |  | 0 | 1260255.0137 | 0 | 0 | 0 | 33683171.0914 | 12953743.1832 | 77652474.2934 | 0.2527%
2013-07-01 | 2013 | 82540445.7702 | 1.5 | 174.8 | 586913 | 55 | 0 | 0 | 0 | 0 | 0 | 31 | 22 | -8436546.8468 | 36325.5138 | 12475979.8359 | 30448768.4931 |  | 0 | 0 | 0 | 0 | 0 | 34805943.4612 | 14249117.5015 | 83579587.9587 | 1.259%
2013-08-01 | 2013 | 81226483.6591 | 1.2 | 134.3 | 586913 | 56 | 0 | 0 | 1 | 0 | 0 | 31 | 21 | -8436546.8468 | 29060.411 | 9585378.1005 | 30448768.4931 |  | 0 | 0 | 2501012.769 | 0 | 0 | 34805943.4612 | 13601430.3423 | 82535046.7303 | 1.611%
2013-09-01 | 2013 | 75974010.3086 | 41.2 | 65.3 | 586913 | 57 | 0 | 0 | 0 | 1 | 0 | 30 | 20 | -8436546.8468 | 997740.7782 | 4660649.2179 | 30448768.4931 |  | 0 | 0 | 0 | 2346294.5864 | 0 | 33683171.0914 | 12953743.1832 | 76653820.5034 | 0.8948%
2013-10-01 | 2013 | 77227978.159 | 170.5 | 19.9 | 586913 | 58 | 0 | 0 | 0 | 0 | 1 | 31 | 22 | -8436546.8468 | 4129000.065 | 1420320.3589 | 30448768.4931 |  | 0 | 0 | 0 | 0 | 0 | 34805943.4612 | 14249117.5015 | 76616603.0329 | 0.7916%
2013-11-01 | 2013 | 79798645.3233 | 424.9 | 0 | 586913 | 59 | 0 | 0 | 0 | 0 | 0 | 30 | 21 | -8436546.8468 | 10289807.2001 | 0 | 30448768.4931 |  | 0 | 0 | 0 | 0 | 0 | 33683171.0914 | 13601430.3423 | 79586630.2802 | 0.2657%
2013-12-01 | 2013 | 83545537.0468 | 614.3 | 0 | 586913 | 60 | 0 | 0 | 0 | 0 | 0 | 31 | 20 | -8436546.8468 | 14876508.7385 | 0 | 30448768.4931 |  | 0 | 0 | 0 | 0 | 0 | 34805943.4612 | 12953743.1832 | 84648417.0292 | 1.32%
2014-01-01 | 2014 | 96326688.9 | 785 | 0 | 601343.5 | 61 | 0 | 0 | 0 | 0 | 0 | 31 | 22 | -8436546.8468 | 19010352.2054 | 0 | 31197415.9992 |  | 0 | 0 | 0 | 0 | 0 | 34805943.4612 | 14249117.5015 | 90826282.3204 | 5.71%
2014-02-01 | 2014 | 85795493.4133 | 674.2 | 0 | 601343.5 | 62 | 0 | 0 | 0 | 0 | 0 | 28 | 19 | -8436546.8468 | 16327107.5884 | 0 | 31197415.9992 |  | 0 | 0 | 0 | 0 | 0 | 31437626.352 | 12306056.024 | 82831659.1168 | 3.455%
2014-03-01 | 2014 | 88242965.3156 | 591.9 | 0 | 601343.5 | 63 | 0 | 0 | 0 | 0 | 0 | 31 | 21 | -8436546.8468 | 14334047.7329 | 0 | 31197415.9992 |  | 0 | 0 | 0 | 0 | 0 | 34805943.4612 | 13601430.3423 | 85502290.6888 | 3.106%
2014-04-01 | 2014 | 76032615.9971 | 253.7 | 0 | 601343.5 | 64 | 1 | 0 | 0 | 0 | 0 | 30 | 20 | -8436546.8468 | 6143855.2287 | 0 | 31197415.9992 |  | -1670517.911 | 0 | 0 | 0 | 0 | 33683171.0914 | 12953743.1832 | 73871120.7447 | 2.843%
2014-05-01 | 2014 | 78518698.9206 | 90.6 | 36.4 | 601343.5 | 65 | 0 | 0 | 0 | 0 | 0 | 31 | 22 | -8436546.8468 | 2194061.0316 | 2597972.9178 | 31197415.9992 |  | 0 | 0 | 0 | 0 | 0 | 34805943.4612 | 14249117.5015 | 76607964.0644 | 2.433%
2014-06-01 | 2014 | 81857571.2277 | 2.4 | 123.3 | 601343.5 | 66 | 0 | 1 | 0 | 0 | 0 | 30 | 21 | -8436546.8468 | 58120.822 | 8800276.3946 | 31197415.9992 |  | 0 | 1260255.0137 | 0 | 0 | 0 | 33683171.0914 | 13601430.3423 | 80164122.8164 | 2.069%
2014-07-01 | 2014 | 83348919.1159 | 0.7 | 113.6 | 601343.5 | 67 | 0 | 0 | 0 | 0 | 0 | 31 | 22 | -8436546.8468 | 16951.9064 | 8107959.4357 | 31197415.9992 |  | 0 | 0 | 0 | 0 | 0 | 34805943.4612 | 14249117.5015 | 79940841.4572 | 4.089%
2014-08-01 | 2014 | 82700521.4327 | 0.7 | 130.2 | 601343.5 | 68 | 0 | 0 | 1 | 0 | 0 | 31 | 20 | -8436546.8468 | 16951.9064 | 9292749.2828 | 31197415.9992 |  | 0 | 0 | 2501012.769 | 0 | 0 | 34805943.4612 | 12953743.1832 | 82331269.755 | 0.4465%
2014-09-01 | 2014 | 77960422.0263 | 57.2 | 50.5 | 601343.5 | 69 | 0 | 0 | 0 | 1 | 0 | 30 | 21 | -8436546.8468 | 1385212.925 | 3604330.559 | 31197415.9992 |  | 0 | 0 | 0 | 2346294.5864 | 0 | 33683171.0914 | 13601430.3423 | 77381308.6566 | 0.7428%
2014-10-01 | 2014 | 77895587.7824 | 179.7 | 3.9 | 601343.5 | 70 | 0 | 0 | 0 | 0 | 1 | 31 | 22 | -8436546.8468 | 4351796.5494 | 278354.2412 | 31197415.9992 |  | 0 | 0 | 0 | 0 | 0 | 34805943.4612 | 14249117.5015 | 76446080.9057 | 1.861%
2014-11-01 | 2014 | 81173246.3669 | 442 | 0 | 601343.5 | 71 | 0 | 0 | 0 | 0 | 0 | 30 | 20 | -8436546.8468 | 10703918.057 | 0 | 31197415.9992 |  | 0 | 0 | 0 | 0 | 0 | 33683171.0914 | 12953743.1832 | 80101701.4841 | 1.32%
2014-12-01 | 2014 | 84448717.2306 | 513.9 | 0 | 601343.5 | 72 | 0 | 0 | 0 | 0 | 0 | 31 | 21 | -8436546.8468 | 12445121.017 | 0 | 31197415.9992 |  | 0 | 0 | 0 | 0 | 0 | 34805943.4612 | 13601430.3423 | 83613363.9729 | 0.9892%
2015-01-01 | 2015 | 90862720.0091 | 724.7 | 0 | 618051.4 | 73 | 0 | 0 | 0 | 0 | 0 | 31 | 21 | -8436546.8468 | 17550066.5519 | 0 | 32064213.9388 |  | 0 | 0 | 0 | 0 | 0 | 34805943.4612 | 13601430.3423 | 89585107.4474 | 1.406%
2015-02-01 | 2015 | 84772321.1737 | 757.4 | 0 | 618051.4 | 74 | 0 | 0 | 0 | 0 | 0 | 28 | 19 | -8436546.8468 | 18341962.752 | 0 | 32064213.9388 |  | 0 | 0 | 0 | 0 | 0 | 31437626.352 | 12306056.024 | 85713312.22 | 1.11%
2015-03-01 | 2015 | 84997101.1211 | 508.7 | 0 | 618051.4 | 75 | 0 | 0 | 0 | 0 | 0 | 31 | 22 | -8436546.8468 | 12319192.5693 | 0 | 32064213.9388 |  | 0 | 0 | 0 | 0 | 0 | 34805943.4612 | 14249117.5015 | 85001920.6239 | 0.00567%
2015-04-01 | 2015 | 74517514.7501 | 257.4 | 0 | 618051.4 | 76 | 1 | 0 | 0 | 0 | 0 | 30 | 20 | -8436546.8468 | 6233458.1626 | 0 | 32064213.9388 |  | -1670517.911 | 0 | 0 | 0 | 0 | 33683171.0914 | 12953743.1832 | 74827521.6182 | 0.416%
2015-05-01 | 2015 | 77248422.6614 | 68.7 | 64.1 | 618051.4 | 77 | 0 | 0 | 0 | 0 | 0 | 31 | 20 | -8436546.8468 | 1663708.5306 | 4575001.759 | 32064213.9388 |  | 0 | 0 | 0 | 0 | 0 | 34805943.4612 | 12953743.1832 | 77626064.0259 | 0.4889%
2015-06-01 | 2015 | 80126569.7199 | 13.1 | 89.6 | 618051.4 | 78 | 0 | 1 | 0 | 0 | 0 | 30 | 22 | -8436546.8468 | 317242.8202 | 6395010.2591 | 32064213.9388 |  | 0 | 1260255.0137 | 0 | 0 | 0 | 33683171.0914 | 14249117.5015 | 79532463.778 | 0.7415%
2015-07-01 | 2015 | 84547068.3725 | 1.9 | 152.9 | 618051.4 | 79 | 0 | 0 | 0 | 0 | 0 | 31 | 22 | -8436546.8468 | 46012.3174 | 10912913.7123 | 32064213.9388 |  | 0 | 0 | 0 | 0 | 0 | 34805943.4612 | 14249117.5015 | 83641654.0844 | 1.071%
2015-08-01 | 2015 | 85635461.6728 | 3.2 | 138.7 | 618051.4 | 80 | 0 | 0 | 1 | 0 | 0 | 31 | 20 | -8436546.8468 | 77494.4294 | 9899418.7828 | 32064213.9388 |  | 0 | 0 | 2501012.769 | 0 | 0 | 34805943.4612 | 12953743.1832 | 83865279.7175 | 2.067%
2015-09-01 | 2015 | 81535891.3996 | 10.8 | 109.2 | 618051.4 | 81 | 0 | 0 | 0 | 1 | 0 | 30 | 21 | -8436546.8468 | 261543.6991 | 7793918.7533 | 32064213.9388 |  | 0 | 0 | 0 | 2346294.5864 | 0 | 33683171.0914 | 13601430.3423 | 81314025.5646 | 0.2721%
2015-10-01 | 2015 | 77401672.1999 | 157.8 | 2.6 | 618051.4 | 82 | 0 | 0 | 0 | 0 | 1 | 31 | 21 | -8436546.8468 | 3821444.0484 | 185569.4941 | 32064213.9388 |  | 0 | 0 | 0 | 0 | 0 | 34805943.4612 | 13601430.3423 | 76042054.438 | 1.757%
2015-11-01 | 2015 | 77630447.9812 | 286.6 | 0.5 | 618051.4 | 83 | 0 | 0 | 0 | 0 | 0 | 30 | 21 | -8436546.8468 | 6940594.8306 | 35686.4412 | 32064213.9388 |  | 0 | 0 | 0 | 0 | 0 | 33683171.0914 | 13601430.3423 | 77888549.7976 | 0.3325%
2015-12-01 | 2015 | 79549095.4834 | 392.2 | 0 | 618051.4 | 84 | 0 | 0 | 0 | 0 | 0 | 31 | 21 | -8436546.8468 | 9497910.9999 | 0 | 32064213.9388 |  | 0 | 0 | 0 | 0 | 0 | 34805943.4612 | 13601430.3423 | 81532951.8954 | 2.494%
2016-01-01 | 2016 | 87169946.0321 | 618.5 | 0 | 634257.8 | 85 | 0 | 0 | 0 | 0 | 0 | 31 | 20 | -8436546.8468 | 14978220.1771 | 0 | 32904994.2959 |  | 0 | 0 | 0 | 0 | 0 | 34805943.4612 | 12953743.1832 | 87206354.2705 | 0.04177%
2016-02-01 | 2016 | 82995259.9846 | 510.5 | 0 | 634257.8 | 86 | 0 | 0 | 0 | 0 | 0 | 29 | 20 | -8436546.8468 | 12362783.1858 | 0 | 32904994.2959 |  | 0 | 0 | 0 | 0 | 0 | 32560398.7217 | 12953743.1832 | 82345372.5397 | 0.783%
2016-03-01 | 2016 | 82448056.6193 | 350.9 | 0 | 634257.8 | 87 | 0 | 0 | 0 | 0 | 0 | 31 | 21 | -8436546.8468 | 8497748.5208 | 0 | 32904994.2959 |  | 0 | 0 | 0 | 0 | 0 | 34805943.4612 | 13601430.3423 | 81373569.7734 | 1.303%
2016-04-01 | 2016 | 76779556.5965 | 315.2 | 0 | 634257.8 | 88 | 1 | 0 | 0 | 0 | 0 | 30 | 21 | -8436546.8468 | 7633201.2932 | 0 | 32904994.2959 |  | -1670517.911 | 0 | 0 | 0 | 0 | 33683171.0914 | 13601430.3423 | 77715732.265 | 1.219%
2016-05-01 | 2016 | 79686689.3601 | 110.9 | 47 | 634257.8 | 89 | 0 | 0 | 0 | 0 | 0 | 31 | 21 | -8436546.8468 | 2685666.3179 | 3354525.4708 | 32904994.2959 |  | 0 | 0 | 0 | 0 | 0 | 34805943.4612 | 13601430.3423 | 78916013.0412 | 0.9671%
2016-06-01 | 2016 | 83872675.5065 | 5.6 | 127.2 | 634257.8 | 90 | 0 | 1 | 0 | 0 | 0 | 30 | 22 | -8436546.8468 | 135615.2514 | 9078630.6357 | 32904994.2959 |  | 0 | 1260255.0137 | 0 | 0 | 0 | 33683171.0914 | 14249117.5015 | 82875236.9428 | 1.189%
2016-07-01 | 2016 | 88955763.5547 | 0 | 213.1 | 634257.8 | 91 | 0 | 0 | 0 | 0 | 0 | 31 | 20 | -8436546.8468 | 0 | 15209561.2302 | 32904994.2959 |  | 0 | 0 | 0 | 0 | 0 | 34805943.4612 | 12953743.1832 | 87437695.3235 | 1.707%
2016-08-01 | 2016 | 91795187.1707 | 0 | 219 | 634257.8 | 92 | 0 | 0 | 1 | 0 | 0 | 31 | 22 | -8436546.8468 | 0 | 15630661.2361 | 32904994.2959 |  | 0 | 0 | 2501012.769 | 0 | 0 | 34805943.4612 | 14249117.5015 | 91655182.4168 | 0.1525%
2016-09-01 | 2016 | 82362063.4348 | 8 | 90.1 | 634257.8 | 93 | 0 | 0 | 0 | 1 | 0 | 30 | 21 | -8436546.8468 | 193736.0734 | 6430696.7003 | 32904994.2959 |  | 0 | 0 | 0 | 2346294.5864 | 0 | 33683171.0914 | 13601430.3423 | 80723776.243 | 1.989%
2016-10-01 | 2016 | 79489363.408 | 146 | 22.7 | 634257.8 | 94 | 0 | 0 | 0 | 0 | 1 | 31 | 20 | -8436546.8468 | 3535683.3401 | 1620164.4295 | 32904994.2959 |  | 0 | 0 | 0 | 0 | 0 | 34805943.4612 | 12953743.1832 | 77383981.863 | 2.649%
2016-11-01 | 2016 | 79335132.2831 | 290.7 | 0 | 634257.8 | 95 | 0 | 0 | 0 | 0 | 0 | 30 | 22 | -8436546.8468 | 7039884.5683 | 0 | 32904994.2959 |  | 0 | 0 | 0 | 0 | 0 | 33683171.0914 | 14249117.5015 | 79440620.6103 | 0.133%
2016-12-01 | 2016 | 85381711.6617 | 581.1 | 0 | 634257.8 | 96 | 0 | 0 | 0 | 0 | 0 | 31 | 20 | -8436546.8468 | 14072504.0338 | 0 | 32904994.2959 |  | 0 | 0 | 0 | 0 | 0 | 34805943.4612 | 12953743.1832 | 86300638.1272 | 1.076%
2017-01-01 | 2017 | 89104940.4319 | 570.4 | 0 | 651932.3 | 97 | 0 | 0 | 0 | 0 | 0 | 31 | 22 | -8436546.8468 | 13813382.0356 | 0 | 33821938.9857 |  | 0 | 0 | 0 | 0 | 0 | 34805943.4612 | 14249117.5015 | 88253835.1371 | 0.9552%
2017-02-01 | 2017 | 79064176.7891 | 411.8 | 0 | 651932.3 | 98 | 0 | 0 | 0 | 0 | 0 | 28 | 19 | -8436546.8468 | 9972564.3798 | 0 | 33821938.9857 |  | 0 | 0 | 0 | 0 | 0 | 31437626.352 | 12306056.024 | 79101638.8947 | 0.04738%
2017-03-01 | 2017 | 84805567.5464 | 469.7 | 0 | 651932.3 | 99 | 0 | 0 | 0 | 0 | 0 | 31 | 23 | -8436546.8468 | 11374729.2113 | 0 | 33821938.9857 |  | 0 | 0 | 0 | 0 | 0 | 34805943.4612 | 14896804.6606 | 86462869.472 | 1.954%
2017-04-01 | 2017 | 74954400.1888 | 177.1 | 6.1 | 651932.3 | 100 | 1 | 0 | 0 | 0 | 0 | 30 | 19 | -8436546.8468 | 4288832.3256 | 435374.5824 | 33821938.9857 |  | -1670517.911 | 0 | 0 | 0 | 0 | 33683171.0914 | 12306056.024 | 74428308.2513 | 0.7019%
2017-05-01 | 2017 | 78674140.1385 | 124.4 | 28.5 | 651932.3 | 101 | 0 | 0 | 0 | 0 | 0 | 31 | 22 | -8436546.8468 | 3012595.9418 | 2034127.1472 | 33821938.9857 |  | 0 | 0 | 0 | 0 | 0 | 34805943.4612 | 14249117.5015 | 79487176.1905 | 1.033%
2017-06-01 | 2017 | 82671566.5636 | 2.9 | 128.1 | 651932.3 | 102 | 0 | 1 | 0 | 0 | 0 | 30 | 22 | -8436546.8468 | 70229.3266 | 9142866.2299 | 33821938.9857 |  | 0 | 1260255.0137 | 0 | 0 | 0 | 33683171.0914 | 14249117.5015 | 83791031.302 | 1.354%
2017-07-01 | 2017 | 86176054.4305 | 0 | 179.5 | 651932.3 | 103 | 0 | 0 | 0 | 0 | 0 | 31 | 20 | -8436546.8468 | 0 | 12811432.383 | 33821938.9857 |  | 0 | 0 | 0 | 0 | 0 | 34805943.4612 | 12953743.1832 | 85956511.1662 | 0.2548%
2017-08-01 | 2017 | 85719841.7272 | 1.9 | 121.4 | 651932.3 | 104 | 0 | 0 | 1 | 0 | 0 | 31 | 22 | -8436546.8468 | 46012.3174 | 8664667.9181 | 33821938.9857 |  | 0 | 0 | 2501012.769 | 0 | 0 | 34805943.4612 | 14249117.5015 | 85652146.106 | 0.07897%
2017-09-01 | 2017 | 80616907.0395 | 27.4 | 80.7 | 651932.3 | 105 | 0 | 0 | 0 | 1 | 0 | 30 | 20 | -8436546.8468 | 663546.0515 | 5759791.6062 | 33821938.9857 |  | 0 | 0 | 0 | 2346294.5864 | 0 | 33683171.0914 | 12953743.1832 | 80791938.6576 | 0.2171%
2017-10-01 | 2017 | 79586762.1627 | 124.6 | 24.9 | 651932.3 | 106 | 0 | 0 | 0 | 0 | 1 | 31 | 21 | -8436546.8468 | 3017439.3437 | 1777184.7707 | 33821938.9857 |  | 0 | 0 | 0 | 0 | 0 | 34805943.4612 | 13601430.3423 | 78587390.0567 | 1.256%
2017-11-01 | 2017 | 81281637.0156 | 379.5 | 0 | 651932.3 | 107 | 0 | 0 | 0 | 0 | 0 | 30 | 22 | -8436546.8468 | 9190354.9834 | 0 | 33821938.9857 |  | 0 | 0 | 0 | 0 | 0 | 33683171.0914 | 14249117.5015 | 82508035.7152 | 1.509%
2017-12-01 | 2017 | 86442800.4113 | 634.4 | 0 | 651932.3 | 108 | 0 | 0 | 0 | 0 | 0 | 31 | 19 | -8436546.8468 | 15363270.623 | 0 | 33821938.9857 |  | 0 | 0 | 0 | 0 | 0 | 34805943.4612 | 12306056.024 | 87860662.2471 | 1.64%
2018-01-01 | 2018 | 93065533.7759 | 671.4 | 0 | 665994.7802 | 109 | 0 | 0 | 0 | 0 | 0 | 31 | 22 | -8436546.8468 | 16259299.9627 | 0 | 34551493.7998 |  | 0 | 0 | 0 | 0 | 0 | 34805943.4612 | 14249117.5015 | 91429307.8783 | 1.758%
2018-02-01 | 2018 | 82075594.5186 | 497.3 | 0 | 665994.7802 | 110 | 0 | 0 | 0 | 0 | 0 | 28 | 19 | -8436546.8468 | 12043118.6646 | 0 | 34551493.7998 |  | 0 | 0 | 0 | 0 | 0 | 31437626.352 | 12306056.024 | 81901747.9936 | 0.2118%
2018-03-01 | 2018 | 87168792.8661 | 510.6 | 0 | 665994.7802 | 111 | 0 | 0 | 0 | 0 | 0 | 31 | 21 | -8436546.8468 | 12365204.8867 | 0 | 34551493.7998 |  | 0 | 0 | 0 | 0 | 0 | 34805943.4612 | 13601430.3423 | 86887525.6431 | 0.3227%
2018-04-01 | 2018 | 80266356.0064 | 334.2 | 0 | 665994.7802 | 112 | 1 | 0 | 0 | 0 | 0 | 30 | 21 | -8436546.8468 | 8093324.4676 | 0 | 34551493.7998 |  | -1670517.911 | 0 | 0 | 0 | 0 | 33683171.0914 | 13601430.3423 | 79822354.9433 | 0.5532%
2018-05-01 | 2018 | 81142404.9697 | 44.6 | 68.7 | 665994.7802 | 113 | 0 | 0 | 0 | 0 | 0 | 31 | 22 | -8436546.8468 | 1080078.6094 | 4903317.0179 | 34551493.7998 |  | 0 | 0 | 0 | 0 | 0 | 34805943.4612 | 14249117.5015 | 81153403.5429 | 0.01355%
2018-06-01 | 2018 | 83962098.4073 | 4 | 122.4 | 665994.7802 | 114 | 0 | 1 | 0 | 0 | 0 | 30 | 21 | -8436546.8468 | 96868.0367 | 8736040.8004 | 34551493.7998 |  | 0 | 1260255.0137 | 0 | 0 | 0 | 33683171.0914 | 13601430.3423 | 83492712.2375 | 0.559%
2018-07-01 | 2018 | 88154358.0203 | 0 | 204 | 665994.7802 | 115 | 0 | 0 | 0 | 0 | 0 | 31 | 21 | -8436546.8468 | 0 | 14560068.0007 | 34551493.7998 |  | 0 | 0 | 0 | 0 | 0 | 34805943.4612 | 13601430.3423 | 89082388.7572 | 1.053%
2018-08-01 | 2018 | 89701635.1061 | 0 | 204.4 | 665994.7802 | 116 | 0 | 0 | 1 | 0 | 0 | 31 | 22 | -8436546.8468 | 0 | 14588617.1537 | 34551493.7998 |  | 0 | 0 | 2501012.769 | 0 | 0 | 34805943.4612 | 14249117.5015 | 92259637.8383 | 2.852%
2018-09-01 | 2018 | 80810700.4268 | 29.7 | 109.2 | 665994.7802 | 117 | 0 | 0 | 0 | 1 | 0 | 30 | 19 | -8436546.8468 | 719245.1726 | 7793918.7533 | 34551493.7998 |  | 0 | 0 | 0 | 2346294.5864 | 0 | 33683171.0914 | 12306056.024 | 82963632.5808 | 2.664%
2018-10-01 | 2018 | 79623950.0114 | 207.9 | 24.1 | 665994.7802 | 118 | 0 | 0 | 0 | 0 | 1 | 31 | 22 | -8436546.8468 | 5034716.2083 | 1720086.4648 | 34551493.7998 |  | 0 | 0 | 0 | 0 | 0 | 34805943.4612 | 14249117.5015 | 81924810.5887 | 2.89%
2018-11-01 | 2018 | 81146978.2376 | 454.9 | 0 | 665994.7802 | 119 | 0 | 0 | 0 | 0 | 0 | 30 | 22 | -8436546.8468 | 11016317.4754 | 0 | 34551493.7998 |  | 0 | 0 | 0 | 0 | 0 | 33683171.0914 | 14249117.5015 | 85063553.0213 | 4.827%
2018-12-01 | 2018 | 81291484.3547 | 500.6 | 0 | 665994.7802 | 120 | 0 | 0 | 0 | 0 | 0 | 31 | 19 | -8436546.8468 | 12123034.7949 | 0 | 34551493.7998 |  | 0 | 0 | 0 | 0 | 0 | 34805943.4612 | 12306056.024 | 85349981.233 | 4.993%
1.378%

## Intermediate OLS Model
Model 5: OLS, using observations 2009:01-2018:12 (T = 120)
Dependent variable: Intermediate_NO_CDM
| coefficient | std. error | t-ratio | p-value
const | -415228.0288 | 1003047.8931 | -0.41397 | 0.67968
Trend | -5756.5183 | 758.0859 | -7.5935 | 9.3238e-12
Jun | 346553.6211 | 98186.3027 | 3.5296 | 0.00060141
Jul | 428565.9655 | 98654.6463 | 4.3441 | 3.0486e-05
Fall | 219659.0507 | 62880.1921 | 3.4933 | 0.00068011
MonthDays | 148292.5209 | 32928.2175 | 4.5035 | 1.6242e-05
Mean dependent var | 3869046.3944 | S.D. dependent var | 392848.6835
Sum squared resid | 9.3891e+12 | S.E. of regression | 286985.5651
R-squared | 0.48876 | Adjusted R-squared | 0.46633
F(5, 114) | 21.7972 | P-value(F) | 2.8933e-15
Log-likelihood | -1675.2575 | Akaike criterion | 3362.515
Schwarz criterion | 3379.2399 | Hannan-Quinn | 3369.3071
rho | 0.28743 | Durbin-Watson | 1.4099

## Intermediate Predicted Monthly
Date | Year | Intermediate_NO_CDM | Trend | Ont_Empl | Jun | Jul | Fall | Month Days | const | Trend | Ont_Empl | Jun | Jul | Fall | Month Days | Predicted | Model Error
2009-01-01 | 2009 | 4415320.5251 | 1 | 6541.6 | 0 | 0 | 0 | 31 | -415228.0288 | -5756.5183 | 0 | 0 | 0 | 0 | 4597068.1483 | 4176083.6012 | 5.418%
2009-02-01 | 2009 | 4063549.3826 | 2 | 6506 | 0 | 0 | 0 | 28 | -415228.0288 | -11513.0366 | 0 | 0 | 0 | 0 | 4152190.5856 | 3725449.5201 | 8.32%
2009-03-01 | 2009 | 4547876.9076 | 3 | 6466.8 | 0 | 0 | 0 | 31 | -415228.0288 | -17269.5549 | 0 | 0 | 0 | 0 | 4597068.1483 | 4164570.5646 | 8.428%
2009-04-01 | 2009 | 4092154.0065 | 4 | 6445.5 | 0 | 0 | 0 | 30 | -415228.0288 | -23026.0733 | 0 | 0 | 0 | 0 | 4448775.6274 | 4010521.5253 | 1.995%
2009-05-01 | 2009 | 4275362.9309 | 5 | 6420.3 | 0 | 0 | 0 | 31 | -415228.0288 | -28782.5916 | 0 | 0 | 0 | 0 | 4597068.1483 | 4153057.5279 | 2.861%
2009-06-01 | 2009 | 4339364.1067 | 6 | 6393.2 | 1 | 0 | 0 | 30 | -415228.0288 | -34539.1099 | 0 | 346553.6211 | 0 | 0 | 4448775.6274 | 4345562.1098 | 0.1428%
2009-07-01 | 2009 | 4830360.0326 | 7 | 6390.2 | 0 | 1 | 0 | 31 | -415228.0288 | -40295.6282 | 0 | 0 | 428565.9655 | 0 | 4597068.1483 | 4570110.4568 | 5.388%
2009-08-01 | 2009 | 4185937.0571 | 8 | 6401 | 0 | 0 | 0 | 31 | -415228.0288 | -46052.1465 | 0 | 0 | 0 | 0 | 4597068.1483 | 4135787.973 | 1.198%
2009-09-01 | 2009 | 4066294.1068 | 9 | 6421.2 | 0 | 0 | 1 | 30 | -415228.0288 | -51808.6648 | 0 | 0 | 0 | 219659.0507 | 4448775.6274 | 4201397.9845 | 3.323%
2009-10-01 | 2009 | 4216044.9664 | 10 | 6438.2 | 0 | 0 | 1 | 31 | -415228.0288 | -57565.1832 | 0 | 0 | 0 | 219659.0507 | 4597068.1483 | 4343933.9871 | 3.033%
2009-11-01 | 2009 | 4135261.8551 | 11 | 6454 | 0 | 0 | 1 | 30 | -415228.0288 | -63321.7015 | 0 | 0 | 0 | 219659.0507 | 4448775.6274 | 4189884.9478 | 1.321%
2009-12-01 | 2009 | 4139276.0675 | 12 | 6458.5 | 0 | 0 | 0 | 31 | -415228.0288 | -69078.2198 | 0 | 0 | 0 | 0 | 4597068.1483 | 4112761.8997 | 0.6406%
2010-01-01 | 2010 | 3680290.211 | 13 | 6466.9 | 0 | 0 | 0 | 31 | -415228.0288 | -74834.7381 | 0 | 0 | 0 | 0 | 4597068.1483 | 4107005.3814 | 11.59%
2010-02-01 | 2010 | 3458917.212 | 14 | 6471 | 0 | 0 | 0 | 28 | -415228.0288 | -80591.2564 | 0 | 0 | 0 | 0 | 4152190.5856 | 3656371.3003 | 5.709%
2010-03-01 | 2010 | 3961328.3825 | 15 | 6477.5 | 0 | 0 | 0 | 31 | -415228.0288 | -86347.7747 | 0 | 0 | 0 | 0 | 4597068.1483 | 4095492.3448 | 3.387%
2010-04-01 | 2010 | 3819290.2417 | 16 | 6485 | 0 | 0 | 0 | 30 | -415228.0288 | -92104.2931 | 0 | 0 | 0 | 0 | 4448775.6274 | 3941443.3055 | 3.198%
2010-05-01 | 2010 | 4025317.4492 | 17 | 6506.8 | 0 | 0 | 0 | 31 | -415228.0288 | -97860.8114 | 0 | 0 | 0 | 0 | 4597068.1483 | 4083979.3081 | 1.457%
2010-06-01 | 2010 | 4225303.8982 | 18 | 6540.8 | 1 | 0 | 0 | 30 | -415228.0288 | -103617.3297 | 0 | 346553.6211 | 0 | 0 | 4448775.6274 | 4276483.89 | 1.211%
2010-07-01 | 2010 | 4362344.0816 | 19 | 6561 | 0 | 1 | 0 | 31 | -415228.0288 | -109373.848 | 0 | 0 | 428565.9655 | 0 | 4597068.1483 | 4501032.237 | 3.179%
2010-08-01 | 2010 | 4421103.6722 | 20 | 6568.9 | 0 | 0 | 0 | 31 | -415228.0288 | -115130.3663 | 0 | 0 | 0 | 0 | 4597068.1483 | 4066709.7532 | 8.016%
2010-09-01 | 2010 | 4336552.6475 | 21 | 6556 | 0 | 0 | 1 | 30 | -415228.0288 | -120886.8846 | 0 | 0 | 0 | 219659.0507 | 4448775.6274 | 4132319.7647 | 4.71%
2010-10-01 | 2010 | 4409060.9406 | 22 | 6551.6 | 0 | 0 | 1 | 31 | -415228.0288 | -126643.403 | 0 | 0 | 0 | 219659.0507 | 4597068.1483 | 4274855.7673 | 3.044%
2010-11-01 | 2010 | 4233860.3741 | 23 | 6555.7 | 0 | 0 | 1 | 30 | -415228.0288 | -132399.9213 | 0 | 0 | 0 | 219659.0507 | 4448775.6274 | 4120806.728 | 2.67%
2010-12-01 | 2010 | 4138518.772 | 24 | 6578.3 | 0 | 0 | 0 | 31 | -415228.0288 | -138156.4396 | 0 | 0 | 0 | 0 | 4597068.1483 | 4043683.6799 | 2.292%
2011-01-01 | 2011 | 4225575.7612 | 25 | 6606.3 | 0 | 0 | 0 | 31 | -415228.0288 | -143912.9579 | 0 | 0 | 0 | 0 | 4597068.1483 | 4037927.1616 | 4.441%
2011-02-01 | 2011 | 3677829.2421 | 26 | 6619.5 | 0 | 0 | 0 | 28 | -415228.0288 | -149669.4762 | 0 | 0 | 0 | 0 | 4152190.5856 | 3587293.0805 | 2.462%
2011-03-01 | 2011 | 4008991.4056 | 27 | 6628.6 | 0 | 0 | 0 | 31 | -415228.0288 | -155425.9945 | 0 | 0 | 0 | 0 | 4597068.1483 | 4026414.125 | 0.4346%
2011-04-01 | 2011 | 3911881.7843 | 28 | 6635.5 | 0 | 0 | 0 | 30 | -415228.0288 | -161182.5129 | 0 | 0 | 0 | 0 | 4448775.6274 | 3872365.0857 | 1.01%
2011-05-01 | 2011 | 4672710.2647 | 29 | 6645.8 | 0 | 0 | 0 | 31 | -415228.0288 | -166939.0312 | 0 | 0 | 0 | 0 | 4597068.1483 | 4014901.0883 | 14.08%
2011-06-01 | 2011 | 4411205.0579 | 30 | 6662 | 1 | 0 | 0 | 30 | -415228.0288 | -172695.5495 | 0 | 346553.6211 | 0 | 0 | 4448775.6274 | 4207405.6702 | 4.62%
2011-07-01 | 2011 | 4410294.6934 | 31 | 6665.8 | 0 | 1 | 0 | 31 | -415228.0288 | -178452.0678 | 0 | 0 | 428565.9655 | 0 | 4597068.1483 | 4431954.0172 | 0.4911%
2011-08-01 | 2011 | 3989309.9329 | 32 | 6677.5 | 0 | 0 | 0 | 31 | -415228.0288 | -184208.5861 | 0 | 0 | 0 | 0 | 4597068.1483 | 3997631.5334 | 0.2086%
2011-09-01 | 2011 | 3961994.7169 | 33 | 6674.4 | 0 | 0 | 1 | 30 | -415228.0288 | -189965.1044 | 0 | 0 | 0 | 219659.0507 | 4448775.6274 | 4063241.5449 | 2.555%
2011-10-01 | 2011 | 4046724.6679 | 34 | 6668.1 | 0 | 0 | 1 | 31 | -415228.0288 | -195721.6228 | 0 | 0 | 0 | 219659.0507 | 4597068.1483 | 4205777.5475 | 3.93%
2011-11-01 | 2011 | 3772717.8805 | 35 | 6662.8 | 0 | 0 | 1 | 30 | -415228.0288 | -201478.1411 | 0 | 0 | 0 | 219659.0507 | 4448775.6274 | 4051728.5082 | 7.395%
2011-12-01 | 2011 | 3705335.7431 | 36 | 6667.5 | 0 | 0 | 0 | 31 | -415228.0288 | -207234.6594 | 0 | 0 | 0 | 0 | 4597068.1483 | 3974605.4601 | 7.267%
2012-01-01 | 2012 | 3676968.9811 | 37 | 6673.6 | 0 | 0 | 0 | 31 | -415228.0288 | -212991.1777 | 0 | 0 | 0 | 0 | 4597068.1483 | 3968848.9418 | 7.938%
2012-02-01 | 2012 | 3497416.8931 | 38 | 6670.7 | 0 | 0 | 0 | 29 | -415228.0288 | -218747.696 | 0 | 0 | 0 | 0 | 4300483.1065 | 3666507.3817 | 4.835%
2012-03-01 | 2012 | 3797437.6184 | 39 | 6674 | 0 | 0 | 0 | 31 | -415228.0288 | -224504.2143 | 0 | 0 | 0 | 0 | 4597068.1483 | 3957335.9052 | 4.211%
2012-04-01 | 2012 | 3517504.1996 | 40 | 6685.8 | 0 | 0 | 0 | 30 | -415228.0288 | -230260.7327 | 0 | 0 | 0 | 0 | 4448775.6274 | 3803286.8659 | 8.125%
2012-05-01 | 2012 | 4044937.4375 | 41 | 6690.1 | 0 | 0 | 0 | 31 | -415228.0288 | -236017.251 | 0 | 0 | 0 | 0 | 4597068.1483 | 3945822.8685 | 2.45%
2012-06-01 | 2012 | 4101522.8 | 42 | 6693.3 | 1 | 0 | 0 | 30 | -415228.0288 | -241773.7693 | 0 | 346553.6211 | 0 | 0 | 4448775.6274 | 4138327.4504 | 0.8973%
2012-07-01 | 2012 | 4189025.0908 | 43 | 6694.6 | 0 | 1 | 0 | 31 | -415228.0288 | -247530.2876 | 0 | 0 | 428565.9655 | 0 | 4597068.1483 | 4362875.7974 | 4.15%
2012-08-01 | 2012 | 4037293.3265 | 44 | 6703.3 | 0 | 0 | 0 | 31 | -415228.0288 | -253286.8059 | 0 | 0 | 0 | 0 | 4597068.1483 | 3928553.3136 | 2.693%
2012-09-01 | 2012 | 3505149.0577 | 45 | 6707.4 | 0 | 0 | 1 | 30 | -415228.0288 | -259043.3242 | 0 | 0 | 0 | 219659.0507 | 4448775.6274 | 3994163.3251 | 13.95%
2012-10-01 | 2012 | 3665713.2215 | 46 | 6710 | 0 | 0 | 1 | 31 | -415228.0288 | -264799.8426 | 0 | 0 | 0 | 219659.0507 | 4597068.1483 | 4136699.3277 | 12.85%
2012-11-01 | 2012 | 4332336.8527 | 47 | 6722.4 | 0 | 0 | 1 | 30 | -415228.0288 | -270556.3609 | 0 | 0 | 0 | 219659.0507 | 4448775.6274 | 3982650.2884 | 8.072%
2012-12-01 | 2012 | 3431298.8417 | 48 | 6740.6 | 0 | 0 | 0 | 31 | -415228.0288 | -276312.8792 | 0 | 0 | 0 | 0 | 4597068.1483 | 3905527.2403 | 13.82%
2013-01-01 | 2013 | 3650792.2622 | 49 | 6758.8 | 0 | 0 | 0 | 31 | -415228.0288 | -282069.3975 | 0 | 0 | 0 | 0 | 4597068.1483 | 3899770.722 | 6.82%
2013-02-01 | 2013 | 3160249.3169 | 50 | 6775.5 | 0 | 0 | 0 | 28 | -415228.0288 | -287825.9158 | 0 | 0 | 0 | 0 | 4152190.5856 | 3449136.641 | 9.141%
2013-03-01 | 2013 | 2795571.2969 | 51 | 6781.1 | 0 | 0 | 0 | 31 | -415228.0288 | -293582.4341 | 0 | 0 | 0 | 0 | 4597068.1483 | 3888257.6854 | 39.09%
2013-04-01 | 2013 | 3642488.5188 | 52 | 6788.9 | 0 | 0 | 0 | 30 | -415228.0288 | -299338.9524 | 0 | 0 | 0 | 0 | 4448775.6274 | 3734208.6461 | 2.518%
2013-05-01 | 2013 | 4167859.4824 | 53 | 6801.1 | 0 | 0 | 0 | 31 | -415228.0288 | -305095.4708 | 0 | 0 | 0 | 0 | 4597068.1483 | 3876744.6487 | 6.985%
2013-06-01 | 2013 | 4054002.5971 | 54 | 6815.2 | 1 | 0 | 0 | 30 | -415228.0288 | -310851.9891 | 0 | 346553.6211 | 0 | 0 | 4448775.6274 | 4069249.2306 | 0.3761%
2013-07-01 | 2013 | 4267179.1415 | 55 | 6826.2 | 0 | 1 | 0 | 31 | -415228.0288 | -316608.5074 | 0 | 0 | 428565.9655 | 0 | 4597068.1483 | 4293797.5776 | 0.6238%
2013-08-01 | 2013 | 3913373.0793 | 56 | 6833.9 | 0 | 0 | 0 | 31 | -415228.0288 | -322365.0257 | 0 | 0 | 0 | 0 | 4597068.1483 | 3859475.0938 | 1.377%
2013-09-01 | 2013 | 4476539.7539 | 57 | 6843.3 | 0 | 0 | 1 | 30 | -415228.0288 | -328121.544 | 0 | 0 | 0 | 219659.0507 | 4448775.6274 | 3925085.1053 | 12.32%
2013-10-01 | 2013 | 4212272.7134 | 58 | 6850.3 | 0 | 0 | 1 | 31 | -415228.0288 | -333878.0623 | 0 | 0 | 0 | 219659.0507 | 4597068.1483 | 4067621.1079 | 3.434%
2013-11-01 | 2013 | 3811378.5649 | 59 | 6854 | 0 | 0 | 1 | 30 | -415228.0288 | -339634.5807 | 0 | 0 | 0 | 219659.0507 | 4448775.6274 | 3913572.0686 | 2.681%
2013-12-01 | 2013 | 3578441.9494 | 60 | 6850.4 | 0 | 0 | 0 | 31 | -415228.0288 | -345391.099 | 0 | 0 | 0 | 0 | 4597068.1483 | 3836449.0205 | 7.21%
2014-01-01 | 2014 | 3977286.2197 | 61 | 6848.3 | 0 | 0 | 0 | 31 | -415228.0288 | -351147.6173 | 0 | 0 | 0 | 0 | 4597068.1483 | 3830692.5022 | 3.686%
2014-02-01 | 2014 | 3319296.8601 | 62 | 6850 | 0 | 0 | 0 | 28 | -415228.0288 | -356904.1356 | 0 | 0 | 0 | 0 | 4152190.5856 | 3380058.4212 | 1.831%
2014-03-01 | 2014 | 3885375.2901 | 63 | 6856.4 | 0 | 0 | 0 | 31 | -415228.0288 | -362660.6539 | 0 | 0 | 0 | 0 | 4597068.1483 | 3819179.4656 | 1.704%
2014-04-01 | 2014 | 3911958.4601 | 64 | 6869.6 | 0 | 0 | 0 | 30 | -415228.0288 | -368417.1722 | 0 | 0 | 0 | 0 | 4448775.6274 | 3665130.4264 | 6.31%
2014-05-01 | 2014 | 3824996.2101 | 65 | 6870.6 | 0 | 0 | 0 | 31 | -415228.0288 | -374173.6906 | 0 | 0 | 0 | 0 | 4597068.1483 | 3807666.4289 | 0.4531%
2014-06-01 | 2014 | 4134163.2601 | 66 | 6865.4 | 1 | 0 | 0 | 30 | -415228.0288 | -379930.2089 | 0 | 346553.6211 | 0 | 0 | 4448775.6274 | 4000171.0108 | 3.241%
2014-07-01 | 2014 | 4416922.8601 | 67 | 6864.4 | 0 | 1 | 0 | 31 | -415228.0288 | -385686.7272 | 0 | 0 | 428565.9655 | 0 | 4597068.1483 | 4224719.3578 | 4.352%
2014-08-01 | 2014 | 4004879.6001 | 68 | 6869.9 | 0 | 0 | 0 | 31 | -415228.0288 | -391443.2455 | 0 | 0 | 0 | 0 | 4597068.1483 | 3790396.874 | 5.356%
2014-09-01 | 2014 | 4146273.0001 | 69 | 6884.5 | 0 | 0 | 1 | 30 | -415228.0288 | -397199.7638 | 0 | 0 | 0 | 219659.0507 | 4448775.6274 | 3856006.8855 | 7.001%
2014-10-01 | 2014 | 4193404.6501 | 70 | 6901.5 | 0 | 0 | 1 | 31 | -415228.0288 | -402956.2821 | 0 | 0 | 0 | 219659.0507 | 4597068.1483 | 3998542.8881 | 4.647%
2014-11-01 | 2014 | 3890694.8401 | 71 | 6907.5 | 0 | 0 | 1 | 30 | -415228.0288 | -408712.8005 | 0 | 0 | 0 | 219659.0507 | 4448775.6274 | 3844493.8488 | 1.187%
2014-12-01 | 2014 | 3891709.5801 | 72 | 6903.1 | 0 | 0 | 0 | 31 | -415228.0288 | -414469.3188 | 0 | 0 | 0 | 0 | 4597068.1483 | 3767370.8007 | 3.195%
2015-01-01 | 2015 | 4093961.0033 | 73 | 6885.7 | 0 | 0 | 0 | 31 | -415228.0288 | -420225.8371 | 0 | 0 | 0 | 0 | 4597068.1483 | 3761614.2824 | 8.118%
2015-02-01 | 2015 | 3523842.6233 | 74 | 6885.3 | 0 | 0 | 0 | 28 | -415228.0288 | -425982.3554 | 0 | 0 | 0 | 0 | 4152190.5856 | 3310980.2014 | 6.041%
2015-03-01 | 2015 | 3811662.5533 | 75 | 6892.1 | 0 | 0 | 0 | 31 | -415228.0288 | -431738.8737 | 0 | 0 | 0 | 0 | 4597068.1483 | 3750101.2458 | 1.615%
2015-04-01 | 2015 | 3577372.4733 | 76 | 6897.3 | 0 | 0 | 0 | 30 | -415228.0288 | -437495.392 | 0 | 0 | 0 | 0 | 4448775.6274 | 3596052.2066 | 0.5222%
2015-05-01 | 2015 | 3991285.1133 | 77 | 6906.5 | 0 | 0 | 0 | 31 | -415228.0288 | -443251.9104 | 0 | 0 | 0 | 0 | 4597068.1483 | 3738588.2092 | 6.331%
2015-06-01 | 2015 | 3758112.9033 | 78 | 6921.3 | 1 | 0 | 0 | 30 | -415228.0288 | -449008.4287 | 0 | 346553.6211 | 0 | 0 | 4448775.6274 | 3931092.791 | 4.603%
2015-07-01 | 2015 | 4199678.1333 | 79 | 6941.2 | 0 | 1 | 0 | 31 | -415228.0288 | -454764.947 | 0 | 0 | 428565.9655 | 0 | 4597068.1483 | 4155641.138 | 1.049%
2015-08-01 | 2015 | 3385911.6133 | 80 | 6949.2 | 0 | 0 | 0 | 31 | -415228.0288 | -460521.4653 | 0 | 0 | 0 | 0 | 4597068.1483 | 3721318.6542 | 9.906%
2015-09-01 | 2015 | 3774070.6733 | 81 | 6941.1 | 0 | 0 | 1 | 30 | -415228.0288 | -466277.9836 | 0 | 0 | 0 | 219659.0507 | 4448775.6274 | 3786928.6657 | 0.3407%
2015-10-01 | 2015 | 3704194.3133 | 82 | 6934.8 | 0 | 0 | 1 | 31 | -415228.0288 | -472034.5019 | 0 | 0 | 0 | 219659.0507 | 4597068.1483 | 3929464.6683 | 6.081%
2015-11-01 | 2015 | 3527052.9233 | 83 | 6928.3 | 0 | 0 | 1 | 30 | -415228.0288 | -477791.0203 | 0 | 0 | 0 | 219659.0507 | 4448775.6274 | 3775415.6291 | 7.042%
2015-12-01 | 2015 | 3267111.6733 | 84 | 6942.8 | 0 | 0 | 0 | 31 | -415228.0288 | -483547.5386 | 0 | 0 | 0 | 0 | 4597068.1483 | 3698292.5809 | 13.2%
2016-01-01 | 2016 | 3533933.7732 | 85 | 6956.6 | 0 | 0 | 0 | 31 | -415228.0288 | -489304.0569 | 0 | 0 | 0 | 0 | 4597068.1483 | 3692536.0626 | 4.488%
2016-02-01 | 2016 | 3495480.8832 | 86 | 6968.5 | 0 | 0 | 0 | 29 | -415228.0288 | -495060.5752 | 0 | 0 | 0 | 0 | 4300483.1065 | 3390194.5025 | 3.012%
2016-03-01 | 2016 | 3636082.5632 | 87 | 6975.7 | 0 | 0 | 0 | 31 | -415228.0288 | -500817.0935 | 0 | 0 | 0 | 0 | 4597068.1483 | 3681023.026 | 1.236%
2016-04-01 | 2016 | 3430288.7432 | 88 | 6979.7 | 0 | 0 | 0 | 30 | -415228.0288 | -506573.6118 | 0 | 0 | 0 | 0 | 4448775.6274 | 3526973.9868 | 2.819%
2016-05-01 | 2016 | 3783247.3232 | 89 | 6990.5 | 0 | 0 | 0 | 31 | -415228.0288 | -512330.1302 | 0 | 0 | 0 | 0 | 4597068.1483 | 3669509.9894 | 3.006%
2016-06-01 | 2016 | 4068589.4732 | 90 | 6998.8 | 1 | 0 | 0 | 30 | -415228.0288 | -518086.6485 | 0 | 346553.6211 | 0 | 0 | 4448775.6274 | 3862014.5712 | 5.077%
2016-07-01 | 2016 | 3984566.7832 | 91 | 6995 | 0 | 1 | 0 | 31 | -415228.0288 | -523843.1668 | 0 | 0 | 428565.9655 | 0 | 4597068.1483 | 4086562.9182 | 2.56%
2016-08-01 | 2016 | 3315041.8332 | 92 | 6991 | 0 | 0 | 0 | 31 | -415228.0288 | -529599.6851 | 0 | 0 | 0 | 0 | 4597068.1483 | 3652240.4344 | 10.17%
2016-09-01 | 2016 | 3610685.6432 | 93 | 6989.1 | 0 | 0 | 1 | 30 | -415228.0288 | -535356.2034 | 0 | 0 | 0 | 219659.0507 | 4448775.6274 | 3717850.4459 | 2.968%
2016-10-01 | 2016 | 3809029.3432 | 94 | 7005.5 | 0 | 0 | 1 | 31 | -415228.0288 | -541112.7217 | 0 | 0 | 0 | 219659.0507 | 4597068.1483 | 3860386.4485 | 1.348%
2016-11-01 | 2016 | 3762256.7532 | 95 | 7021.6 | 0 | 0 | 1 | 30 | -415228.0288 | -546869.2401 | 0 | 0 | 0 | 219659.0507 | 4448775.6274 | 3706337.4093 | 1.486%
2016-12-01 | 2016 | 4040160.4732 | 96 | 7035.1 | 0 | 0 | 0 | 31 | -415228.0288 | -552625.7584 | 0 | 0 | 0 | 0 | 4597068.1483 | 3629214.3611 | 10.17%
2017-01-01 | 2017 | 4673482.852 | 97 | 7049.2 | 0 | 0 | 0 | 31 | -415228.0288 | -558382.2767 | 0 | 0 | 0 | 0 | 4597068.1483 | 3623457.8428 | 22.47%
2017-02-01 | 2017 | 3160702.712 | 98 | 7062.5 | 0 | 0 | 0 | 28 | -415228.0288 | -564138.795 | 0 | 0 | 0 | 0 | 4152190.5856 | 3172823.7618 | 0.3835%
2017-03-01 | 2017 | 3516291.022 | 99 | 7071 | 0 | 0 | 0 | 31 | -415228.0288 | -569895.3133 | 0 | 0 | 0 | 0 | 4597068.1483 | 3611944.8062 | 2.72%
2017-04-01 | 2017 | 3257803.342 | 100 | 7073.2 | 0 | 0 | 0 | 30 | -415228.0288 | -575651.8316 | 0 | 0 | 0 | 0 | 4448775.6274 | 3457895.767 | 6.142%
2017-05-01 | 2017 | 3505256.112 | 101 | 7076.2 | 0 | 0 | 0 | 31 | -415228.0288 | -581408.35 | 0 | 0 | 0 | 0 | 4597068.1483 | 3600431.7696 | 2.715%
2017-06-01 | 2017 | 3900962.202 | 102 | 7082.2 | 1 | 0 | 0 | 30 | -415228.0288 | -587164.8683 | 0 | 346553.6211 | 0 | 0 | 4448775.6274 | 3792936.3514 | 2.769%
2017-07-01 | 2017 | 3948803.202 | 103 | 7098 | 0 | 1 | 0 | 31 | -415228.0288 | -592921.3866 | 0 | 0 | 428565.9655 | 0 | 4597068.1483 | 4017484.6984 | 1.739%
2017-08-01 | 2017 | 2923548.002 | 104 | 7118.8 | 0 | 0 | 0 | 31 | -415228.0288 | -598677.9049 | 0 | 0 | 0 | 0 | 4597068.1483 | 3583162.2146 | 22.56%
2017-09-01 | 2017 | 3551345.632 | 105 | 7148.9 | 0 | 0 | 1 | 30 | -415228.0288 | -604434.4232 | 0 | 0 | 0 | 219659.0507 | 4448775.6274 | 3648772.2261 | 2.743%
2017-10-01 | 2017 | 4675960.202 | 106 | 7168.4 | 0 | 0 | 1 | 31 | -415228.0288 | -610190.9415 | 0 | 0 | 0 | 219659.0507 | 4597068.1483 | 3791308.2287 | 18.92%
2017-11-01 | 2017 | 3582167.132 | 107 | 7192.2 | 0 | 0 | 1 | 30 | -415228.0288 | -615947.4598 | 0 | 0 | 0 | 219659.0507 | 4448775.6274 | 3637259.1895 | 1.538%
2017-12-01 | 2017 | 4051590.772 | 108 | 7207.4 | 0 | 0 | 0 | 31 | -415228.0288 | -621703.9782 | 0 | 0 | 0 | 0 | 4597068.1483 | 3560136.1413 | 12.13%
2018-01-01 | 2018 | 3830105.2185 | 109 | 7166.6339 | 0 | 0 | 0 | 31 | -415228.0288 | -627460.4965 | 0 | 0 | 0 | 0 | 4597068.1483 | 3554379.623 | 7.199%
2018-02-01 | 2018 | 3294091.5385 | 110 | 7119.8729 | 0 | 0 | 0 | 28 | -415228.0288 | -633217.0148 | 0 | 0 | 0 | 0 | 4152190.5856 | 3103745.542 | 5.778%
2018-03-01 | 2018 | 3181748.4385 | 111 | 7076.409 | 0 | 0 | 0 | 31 | -415228.0288 | -638973.5331 | 0 | 0 | 0 | 0 | 4597068.1483 | 3542866.5864 | 11.35%
2018-04-01 | 2018 | 3438894.3685 | 112 | 7102.4873 | 0 | 0 | 0 | 30 | -415228.0288 | -644730.0514 | 0 | 0 | 0 | 0 | 4448775.6274 | 3388817.5472 | 1.456%
2018-05-01 | 2018 | 3285743.2085 | 113 | 7168.7322 | 0 | 0 | 0 | 31 | -415228.0288 | -650486.5697 | 0 | 0 | 0 | 0 | 4597068.1483 | 3531353.5498 | 7.475%
2018-06-01 | 2018 | 3353874.9085 | 114 | 7263.1536 | 1 | 0 | 0 | 30 | -415228.0288 | -656243.0881 | 0 | 346553.6211 | 0 | 0 | 4448775.6274 | 3723858.1316 | 11.03%
2018-07-01 | 2018 | 3983410.6585 | 115 | 7346.3843 | 0 | 1 | 0 | 31 | -415228.0288 | -661999.6064 | 0 | 0 | 428565.9655 | 0 | 4597068.1483 | 3948406.4786 | 0.8787%
2018-08-01 | 2018 | 3230274.8985 | 116 | 7349.8814 | 0 | 0 | 0 | 31 | -415228.0288 | -667756.1247 | 0 | 0 | 0 | 0 | 4597068.1483 | 3514083.9948 | 8.786%
2018-09-01 | 2018 | 3384714.4785 | 117 | 7309.1153 | 0 | 0 | 1 | 30 | -415228.0288 | -673512.643 | 0 | 0 | 0 | 219659.0507 | 4448775.6274 | 3579694.0063 | 5.761%
2018-10-01 | 2018 | 3691608.7785 | 118 | 7268.3493 | 0 | 0 | 1 | 31 | -415228.0288 | -679269.1613 | 0 | 0 | 0 | 219659.0507 | 4597068.1483 | 3722230.0089 | 0.8295%
2018-11-01 | 2018 | 3541248.8385 | 119 | 7272.9454 | 0 | 0 | 1 | 30 | -415228.0288 | -685025.6796 | 0 | 0 | 0 | 219659.0507 | 4448775.6274 | 3568180.9697 | 0.7605%
2018-12-01 | 2018 | 3941344.4185 | 120 | 7296.6257 | 0 | 0 | 0 | 31 | -415228.0288 | -690782.198 | 0 | 0 | 0 | 0 | 4597068.1483 | 3491057.9216 | 11.42%
5.364%

## Large Use OLS Model
Model 7: OLS, using observations 2009:01-2018:12 (T = 120)
Dependent variable: Large_Use_NO_CDM
| coefficient | std. error | t-ratio | p-value
const | -19707994.0132 | 5849421.1534 | -3.3692 | 0.0010291
CDD | 26426.1592 | 2288.2142 | 11.5488 | 6.696e-21
Ont_Empl | 3429.7237 | 504.8361 | 6.7937 | 5.2321e-10
Jul | -1563237.6991 | 548743.3109 | -2.8488 | 0.0052088
Dec | -2219022.2542 | 466534.1097 | -4.7564 | 5.8143e-06
MonthDays | 689600.1597 | 156528.9335 | 4.4056 | 2.3954e-05
Mean dependent var | 25689375.9856 | S.D. dependent var | 2552481.8553
Sum squared resid | 200014593066932 | S.E. of regression | 1324580.6787
R-squared | 0.74202 | Adjusted R-squared | 0.7307
F(5, 114) | 65.5783 | P-value(F) | 6.2289e-32
Log-likelihood | -1858.7878 | Akaike criterion | 3729.5756
Schwarz criterion | 3746.3006 | Hannan-Quinn | 3736.3677
rho | 0.58436 | Durbin-Watson | 0.8353

## Large Use Predicted Monthly
Date | Year | Large_Use_NO_CDM | CDD | Ont_Empl | Trend | Jul | Dec | Month Days | const | CDD | Ont_Empl | Trend | Jul | Dec | Month Days | Predicted | Model Error
2009-01-01 | 2009 | 24657854.5158 | 0 | 6541.6 | 1 | 0 | 0 | 31 | -19707994.0132 | 0 | 22435880.3509 | 0 | 0 | 0 | 21377604.9512 | 24105491.2889 | 2.24%
2009-02-01 | 2009 | 22260143.4764 | 0 | 6506 | 2 | 0 | 0 | 28 | -19707994.0132 | 0 | 22313782.1883 | 0 | 0 | 0 | 19308804.472 | 21914592.6471 | 1.552%
2009-03-01 | 2009 | 20653970.599 | 0 | 6466.8 | 3 | 0 | 0 | 31 | -19707994.0132 | 0 | 22179337.0205 | 0 | 0 | 0 | 21377604.9512 | 23848947.9584 | 15.47%
2009-04-01 | 2009 | 19934511.7466 | 10.4 | 6445.5 | 4 | 0 | 0 | 30 | -19707994.0132 | 274832.0556 | 22106283.9063 | 0 | 0 | 0 | 20688004.7914 | 23361126.7402 | 17.19%
2009-05-01 | 2009 | 20696037.7063 | 12.9 | 6420.3 | 5 | 0 | 0 | 31 | -19707994.0132 | 340897.4536 | 22019854.8699 | 0 | 0 | 0 | 21377604.9512 | 24030363.2615 | 16.11%
2009-06-01 | 2009 | 23177348.2542 | 79.4 | 6393.2 | 6 | 0 | 0 | 30 | -19707994.0132 | 2098237.0402 | 21926909.3584 | 0 | 0 | 0 | 20688004.7914 | 25005157.1769 | 7.886%
2009-07-01 | 2009 | 24105091.7789 | 100.2 | 6390.2 | 7 | 1 | 0 | 31 | -19707994.0132 | 2647901.1515 | 21916620.1874 | 0 | -1563237.6991 | 0 | 21377604.9512 | 24670894.5779 | 2.347%
2009-08-01 | 2009 | 25408029.3146 | 133.4 | 6401 | 8 | 0 | 0 | 31 | -19707994.0132 | 3525249.6369 | 21953661.2031 | 0 | 0 | 0 | 21377604.9512 | 27148521.7779 | 6.85%
2009-09-01 | 2009 | 24750387.8516 | 54.7 | 6421.2 | 9 | 0 | 0 | 30 | -19707994.0132 | 1445510.9081 | 22022941.6212 | 0 | 0 | 0 | 20688004.7914 | 24448463.3075 | 1.22%
2009-10-01 | 2009 | 22390724.2438 | 0 | 6438.2 | 10 | 0 | 0 | 31 | -19707994.0132 | 0 | 22081246.9235 | 0 | 0 | 0 | 21377604.9512 | 23750857.8615 | 6.075%
2009-11-01 | 2009 | 21830185.7626 | 0 | 6454 | 11 | 0 | 0 | 30 | -19707994.0132 | 0 | 22135436.5575 | 0 | 0 | 0 | 20688004.7914 | 23115447.3358 | 5.888%
2009-12-01 | 2009 | 22001519.0524 | 0 | 6458.5 | 12 | 0 | 1 | 31 | -19707994.0132 | 0 | 22150870.314 | 0 | 0 | -2219022.2542 | 21377604.9512 | 21601458.9978 | 1.818%
2010-01-01 | 2010 | 23267481.4926 | 0 | 6466.9 | 13 | 0 | 0 | 31 | -19707994.0132 | 0 | 22179679.9928 | 0 | 0 | 0 | 21377604.9512 | 23849290.9308 | 2.501%
2010-02-01 | 2010 | 21795460.4321 | 0 | 6471 | 14 | 0 | 0 | 28 | -19707994.0132 | 0 | 22193741.8599 | 0 | 0 | 0 | 19308804.472 | 21794552.3187 | 0.004167%
2010-03-01 | 2010 | 23702308.643 | 0 | 6477.5 | 15 | 0 | 0 | 31 | -19707994.0132 | 0 | 22216035.0637 | 0 | 0 | 0 | 21377604.9512 | 23885646.0017 | 0.7735%
2010-04-01 | 2010 | 22434537.2581 | 5 | 6485 | 16 | 0 | 0 | 30 | -19707994.0132 | 132130.796 | 22241757.9912 | 0 | 0 | 0 | 20688004.7914 | 23353899.5655 | 4.098%
2010-05-01 | 2010 | 24754424.4389 | 59.7 | 6506.8 | 17 | 0 | 0 | 31 | -19707994.0132 | 1577641.7041 | 22316525.9672 | 0 | 0 | 0 | 21377604.9512 | 25563778.6092 | 3.27%
2010-06-01 | 2010 | 27908850.4078 | 135.9 | 6540.8 | 18 | 0 | 0 | 30 | -19707994.0132 | 3591315.0348 | 22433136.5719 | 0 | 0 | 0 | 20688004.7914 | 27004462.3851 | 3.241%
2010-07-01 | 2010 | 28114606.9374 | 227 | 6561 | 19 | 1 | 0 | 31 | -19707994.0132 | 5998738.1377 | 22502416.99 | 0 | -1563237.6991 | 0 | 21377604.9512 | 28607528.3667 | 1.753%
2010-08-01 | 2010 | 28003793.7989 | 211.8 | 6568.9 | 20 | 0 | 0 | 31 | -19707994.0132 | 5597060.5179 | 22529511.807 | 0 | 0 | 0 | 21377604.9512 | 29796183.2629 | 6.401%
2010-09-01 | 2010 | 25632165.9227 | 59.7 | 6556 | 21 | 0 | 0 | 30 | -19707994.0132 | 1577641.7041 | 22485268.3717 | 0 | 0 | 0 | 20688004.7914 | 25042920.854 | 2.299%
2010-10-01 | 2010 | 22852757.8049 | 1.4 | 6551.6 | 22 | 0 | 0 | 31 | -19707994.0132 | 36996.6229 | 22470177.5876 | 0 | 0 | 0 | 21377604.9512 | 24176785.1484 | 5.794%
2010-11-01 | 2010 | 23723679.5433 | 0 | 6555.7 | 23 | 0 | 0 | 30 | -19707994.0132 | 0 | 22484239.4546 | 0 | 0 | 0 | 20688004.7914 | 23464250.2329 | 1.094%
2010-12-01 | 2010 | 22899884.5764 | 0 | 6578.3 | 24 | 0 | 1 | 31 | -19707994.0132 | 0 | 22561751.2095 | 0 | 0 | -2219022.2542 | 21377604.9512 | 22012339.8933 | 3.876%
2011-01-01 | 2011 | 25034209.6124 | 0 | 6606.3 | 25 | 0 | 0 | 31 | -19707994.0132 | 0 | 22657783.4722 | 0 | 0 | 0 | 21377604.9512 | 24327394.4102 | 2.823%
2011-02-01 | 2011 | 23164195.3469 | 0 | 6619.5 | 26 | 0 | 0 | 28 | -19707994.0132 | 0 | 22703055.8247 | 0 | 0 | 0 | 19308804.472 | 22303866.2835 | 3.714%
2011-03-01 | 2011 | 26459090.2303 | 0 | 6628.6 | 27 | 0 | 0 | 31 | -19707994.0132 | 0 | 22734266.31 | 0 | 0 | 0 | 21377604.9512 | 24403877.248 | 7.768%
2011-04-01 | 2011 | 25022567.663 | 0.5 | 6635.5 | 28 | 0 | 0 | 30 | -19707994.0132 | 13213.0796 | 22757931.4034 | 0 | 0 | 0 | 20688004.7914 | 23751155.2612 | 5.081%
2011-05-01 | 2011 | 26704085.3654 | 37.2 | 6645.8 | 29 | 0 | 0 | 31 | -19707994.0132 | 983053.1221 | 22793257.5571 | 0 | 0 | 0 | 21377604.9512 | 25445921.6173 | 4.712%
2011-06-01 | 2011 | 28111785.63 | 115.9 | 6662 | 30 | 0 | 0 | 30 | -19707994.0132 | 3062791.8509 | 22848819.0806 | 0 | 0 | 0 | 20688004.7914 | 26891621.7098 | 4.34%
2011-07-01 | 2011 | 30190116.6418 | 255.5 | 6665.8 | 31 | 1 | 0 | 31 | -19707994.0132 | 6751883.6748 | 22861852.0305 | 0 | -1563237.6991 | 0 | 21377604.9512 | 29720108.9442 | 1.557%
2011-08-01 | 2011 | 30861622.6593 | 159.5 | 6677.5 | 32 | 0 | 0 | 31 | -19707994.0132 | 4214972.3919 | 22901979.7974 | 0 | 0 | 0 | 21377604.9512 | 28786563.1273 | 6.724%
2011-09-01 | 2011 | 28060858.5821 | 60.2 | 6674.4 | 33 | 0 | 0 | 30 | -19707994.0132 | 1590854.7836 | 22891347.6541 | 0 | 0 | 0 | 20688004.7914 | 25462213.216 | 9.261%
2011-10-01 | 2011 | 27577133.7364 | 2.7 | 6668.1 | 34 | 0 | 0 | 31 | -19707994.0132 | 71350.6298 | 22869740.395 | 0 | 0 | 0 | 21377604.9512 | 24610701.9628 | 10.76%
2011-11-01 | 2011 | 25509610.9061 | 0 | 6662.8 | 35 | 0 | 0 | 30 | -19707994.0132 | 0 | 22851562.8595 | 0 | 0 | 0 | 20688004.7914 | 23831573.6378 | 6.578%
2011-12-01 | 2011 | 24520015.1743 | 0 | 6667.5 | 36 | 0 | 1 | 31 | -19707994.0132 | 0 | 22867682.5608 | 0 | 0 | -2219022.2542 | 21377604.9512 | 22318271.2446 | 8.979%
2012-01-01 | 2012 | 24619746.9104 | 0 | 6673.6 | 37 | 0 | 0 | 31 | -19707994.0132 | 0 | 22888603.8751 | 0 | 0 | 0 | 21377604.9512 | 24558214.8131 | 0.2499%
2012-02-01 | 2012 | 23358346.4859 | 0 | 6670.7 | 38 | 0 | 0 | 29 | -19707994.0132 | 0 | 22878657.6765 | 0 | 0 | 0 | 19998404.6317 | 23169068.2951 | 0.8103%
2012-03-01 | 2012 | 25697582.4036 | 4.8 | 6674 | 39 | 0 | 0 | 31 | -19707994.0132 | 126845.5641 | 22889975.7646 | 0 | 0 | 0 | 21377604.9512 | 24686432.2667 | 3.935%
2012-04-01 | 2012 | 22724090.5694 | 4.3 | 6685.8 | 40 | 0 | 0 | 30 | -19707994.0132 | 113632.4845 | 22930446.5039 | 0 | 0 | 0 | 20688004.7914 | 24024089.7667 | 5.721%
2012-05-01 | 2012 | 26147718.7081 | 59.3 | 6690.1 | 41 | 0 | 0 | 31 | -19707994.0132 | 1567071.2404 | 22945194.3157 | 0 | 0 | 0 | 21377604.9512 | 26181876.494 | 0.1306%
2012-06-01 | 2012 | 27110911.6694 | 147.1 | 6693.3 | 42 | 0 | 0 | 30 | -19707994.0132 | 3887288.0179 | 22956169.4314 | 0 | 0 | 0 | 20688004.7914 | 27823468.2275 | 2.628%
2012-07-01 | 2012 | 28651532.9467 | 235.5 | 6694.6 | 43 | 1 | 0 | 31 | -19707994.0132 | 6223360.4909 | 22960628.0722 | 0 | -1563237.6991 | 0 | 21377604.9512 | 29290361.802 | 2.23%
2012-08-01 | 2012 | 29135996.9648 | 143.7 | 6703.3 | 44 | 0 | 0 | 31 | -19707994.0132 | 3797439.0766 | 22990466.6681 | 0 | 0 | 0 | 21377604.9512 | 28457516.6827 | 2.329%
2012-09-01 | 2012 | 26827518.3811 | 50.3 | 6707.4 | 45 | 0 | 0 | 30 | -19707994.0132 | 1329235.8076 | 23004528.5351 | 0 | 0 | 0 | 20688004.7914 | 25313775.121 | 5.643%
2012-10-01 | 2012 | 26040528.2399 | 5.6 | 6710 | 46 | 0 | 0 | 31 | -19707994.0132 | 147986.4915 | 23013445.8167 | 0 | 0 | 0 | 21377604.9512 | 24831043.2462 | 4.645%
2012-11-01 | 2012 | 24522347.9211 | 0 | 6722.4 | 47 | 0 | 0 | 30 | -19707994.0132 | 0 | 23055974.3902 | 0 | 0 | 0 | 20688004.7914 | 24035985.1684 | 1.983%
2012-12-01 | 2012 | 22515876.2461 | 0 | 6740.6 | 48 | 0 | 1 | 31 | -19707994.0132 | 0 | 23118395.3609 | 0 | 0 | -2219022.2542 | 21377604.9512 | 22568984.0448 | 0.2359%
2013-01-01 | 2013 | 23925452.9353 | 0 | 6758.8 | 49 | 0 | 0 | 31 | -19707994.0132 | 0 | 23180816.3317 | 0 | 0 | 0 | 21377604.9512 | 24850427.2697 | 3.866%
2013-02-01 | 2013 | 22074898.5693 | 0 | 6775.5 | 50 | 0 | 0 | 28 | -19707994.0132 | 0 | 23238092.717 | 0 | 0 | 0 | 19308804.472 | 22838903.1758 | 3.461%
2013-03-01 | 2013 | 25957172.4657 | 0 | 6781.1 | 51 | 0 | 0 | 31 | -19707994.0132 | 0 | 23257299.1695 | 0 | 0 | 0 | 21377604.9512 | 24926910.1075 | 3.969%
2013-04-01 | 2013 | 25334732.8691 | 0 | 6788.9 | 52 | 0 | 0 | 30 | -19707994.0132 | 0 | 23284051.0141 | 0 | 0 | 0 | 20688004.7914 | 24264061.7924 | 4.226%
2013-05-01 | 2013 | 26406281.1157 | 59.9 | 6801.1 | 53 | 0 | 0 | 31 | -19707994.0132 | 1582926.9359 | 23325893.6429 | 0 | 0 | 0 | 21377604.9512 | 26578431.5168 | 0.6519%
2013-06-01 | 2013 | 26304525.375 | 103.5 | 6815.2 | 54 | 0 | 0 | 30 | -19707994.0132 | 2735107.4769 | 23374252.7466 | 0 | 0 | 0 | 20688004.7914 | 27089371.0018 | 2.984%
2013-07-01 | 2013 | 25876608.3089 | 174.8 | 6826.2 | 55 | 1 | 0 | 31 | -19707994.0132 | 4619292.6276 | 23411979.707 | 0 | -1563237.6991 | 0 | 21377604.9512 | 28137645.5735 | 8.738%
2013-08-01 | 2013 | 27134287.8629 | 134.3 | 6833.9 | 56 | 0 | 0 | 31 | -19707994.0132 | 3549033.1801 | 23438388.5792 | 0 | 0 | 0 | 21377604.9512 | 28657032.6973 | 5.612%
2013-09-01 | 2013 | 24944209.6168 | 65.3 | 6843.3 | 57 | 0 | 0 | 30 | -19707994.0132 | 1725628.1956 | 23470627.9817 | 0 | 0 | 0 | 20688004.7914 | 26176266.9555 | 4.939%
2013-10-01 | 2013 | 25745628.7253 | 19.9 | 6850.3 | 58 | 0 | 0 | 31 | -19707994.0132 | 525880.568 | 23494636.0474 | 0 | 0 | 0 | 21377604.9512 | 25690127.5534 | 0.2156%
2013-11-01 | 2013 | 24932264.7811 | 0 | 6854 | 59 | 0 | 0 | 30 | -19707994.0132 | 0 | 23507326.025 | 0 | 0 | 0 | 20688004.7914 | 24487336.8032 | 1.785%
2013-12-01 | 2013 | 22639929.5188 | 0 | 6850.4 | 60 | 0 | 1 | 31 | -19707994.0132 | 0 | 23494979.0198 | 0 | 0 | -2219022.2542 | 21377604.9512 | 22945567.7036 | 1.35%
2014-01-01 | 2014 | 26670683.2329 | 0 | 6848.3 | 61 | 0 | 0 | 31 | -19707994.0132 | 0 | 23487776.6 | 0 | 0 | 0 | 21377604.9512 | 25157387.538 | 5.674%
2014-02-01 | 2014 | 23471289.1542 | 0 | 6850 | 62 | 0 | 0 | 28 | -19707994.0132 | 0 | 23493607.1303 | 0 | 0 | 0 | 19308804.472 | 23094417.5891 | 1.606%
2014-03-01 | 2014 | 25265167.3142 | 0 | 6856.4 | 63 | 0 | 0 | 31 | -19707994.0132 | 0 | 23515557.3618 | 0 | 0 | 0 | 21377604.9512 | 25185168.2998 | 0.3166%
2014-04-01 | 2014 | 22877973.4942 | 0 | 6869.6 | 64 | 0 | 0 | 30 | -19707994.0132 | 0 | 23560829.7142 | 0 | 0 | 0 | 20688004.7914 | 24540840.4925 | 7.268%
2014-05-01 | 2014 | 28623709.6642 | 36.4 | 6870.6 | 65 | 0 | 0 | 31 | -19707994.0132 | 961912.1948 | 23564259.4379 | 0 | 0 | 0 | 21377604.9512 | 26195782.5706 | 8.482%
2014-06-01 | 2014 | 30426752.6542 | 123.3 | 6865.4 | 66 | 0 | 0 | 30 | -19707994.0132 | 3258345.429 | 23546424.8748 | 0 | 0 | 0 | 20688004.7914 | 27784781.082 | 8.683%
2014-07-01 | 2014 | 28757284.4642 | 113.6 | 6864.4 | 67 | 1 | 0 | 31 | -19707994.0132 | 3002011.6848 | 23542995.1511 | 0 | -1563237.6991 | 0 | 21377604.9512 | 26651380.0748 | 7.323%
2014-08-01 | 2014 | 29410529.9542 | 130.2 | 6869.9 | 68 | 0 | 0 | 31 | -19707994.0132 | 3440685.9274 | 23561858.6313 | 0 | 0 | 0 | 21377604.9512 | 28672155.4967 | 2.511%
2014-09-01 | 2014 | 23959161.4742 | 50.5 | 6884.5 | 69 | 0 | 0 | 30 | -19707994.0132 | 1334521.0394 | 23611932.5969 | 0 | 0 | 0 | 20688004.7914 | 25926464.4146 | 8.211%
2014-10-01 | 2014 | 25930142.9642 | 3.9 | 6901.5 | 70 | 0 | 0 | 31 | -19707994.0132 | 103062.0209 | 23670237.8992 | 0 | 0 | 0 | 21377604.9512 | 25442910.8581 | 1.879%
2014-11-01 | 2014 | 24626116.6242 | 0 | 6907.5 | 71 | 0 | 0 | 30 | -19707994.0132 | 0 | 23690816.2412 | 0 | 0 | 0 | 20688004.7914 | 24670827.0195 | 0.1816%
2014-12-01 | 2014 | 22876540.3042 | 0 | 6903.1 | 72 | 0 | 1 | 31 | -19707994.0132 | 0 | 23675725.4571 | 0 | 0 | -2219022.2542 | 21377604.9512 | 23126314.1409 | 1.092%
2015-01-01 | 2015 | 23987700.5333 | 0 | 6885.7 | 73 | 0 | 0 | 31 | -19707994.0132 | 0 | 23616048.2653 | 0 | 0 | 0 | 21377604.9512 | 25285659.2032 | 5.411%
2015-02-01 | 2015 | 23738766.7033 | 0 | 6885.3 | 74 | 0 | 0 | 28 | -19707994.0132 | 0 | 23614676.3758 | 0 | 0 | 0 | 19308804.472 | 23215486.8346 | 2.204%
2015-03-01 | 2015 | 25313211.3433 | 0 | 6892.1 | 75 | 0 | 0 | 31 | -19707994.0132 | 0 | 23637998.4967 | 0 | 0 | 0 | 21377604.9512 | 25307609.4347 | 0.02213%
2015-04-01 | 2015 | 24471161.1133 | 0 | 6897.3 | 76 | 0 | 0 | 30 | -19707994.0132 | 0 | 23655833.0598 | 0 | 0 | 0 | 20688004.7914 | 24635843.8381 | 0.673%
2015-05-01 | 2015 | 27691400.0533 | 64.1 | 6906.5 | 77 | 0 | 0 | 31 | -19707994.0132 | 1693916.8045 | 23687386.5176 | 0 | 0 | 0 | 21377604.9512 | 27050914.2601 | 2.313%
2015-06-01 | 2015 | 28284245.9433 | 89.6 | 6921.3 | 78 | 0 | 0 | 30 | -19707994.0132 | 2367783.864 | 23738146.4279 | 0 | 0 | 0 | 20688004.7914 | 27085941.0702 | 4.237%
2015-07-01 | 2015 | 28027417.5733 | 152.9 | 6941.2 | 79 | 1 | 0 | 31 | -19707994.0132 | 4040559.7412 | 23806397.9289 | 0 | -1563237.6991 | 0 | 21377604.9512 | 27953330.909 | 0.2643%
2015-08-01 | 2015 | 29750781.5533 | 138.7 | 6949.2 | 80 | 0 | 0 | 31 | -19707994.0132 | 3665308.2806 | 23833835.7182 | 0 | 0 | 0 | 21377604.9512 | 29168754.9368 | 1.956%
2015-09-01 | 2015 | 26713798.0033 | 109.2 | 6941.1 | 81 | 0 | 0 | 30 | -19707994.0132 | 2885736.5843 | 23806054.9565 | 0 | 0 | 0 | 20688004.7914 | 27671802.3191 | 3.586%
2015-10-01 | 2015 | 25441621.8933 | 2.6 | 6934.8 | 82 | 0 | 0 | 31 | -19707994.0132 | 68708.0139 | 23784447.6974 | 0 | 0 | 0 | 21377604.9512 | 25522766.6493 | 0.3189%
2015-11-01 | 2015 | 24220410.9133 | 0.5 | 6928.3 | 83 | 0 | 0 | 30 | -19707994.0132 | 13213.0796 | 23762154.4935 | 0 | 0 | 0 | 20688004.7914 | 24755378.3514 | 2.209%
2015-12-01 | 2015 | 23661661.9633 | 0 | 6942.8 | 84 | 0 | 1 | 31 | -19707994.0132 | 0 | 23811885.4867 | 0 | 0 | -2219022.2542 | 21377604.9512 | 23262474.1706 | 1.687%
2016-01-01 | 2016 | 25090154.5906 | 0 | 6956.6 | 85 | 0 | 0 | 31 | -19707994.0132 | 0 | 23859215.6734 | 0 | 0 | 0 | 21377604.9512 | 25528826.6114 | 1.748%
2016-02-01 | 2016 | 24396990.3306 | 0 | 6968.5 | 86 | 0 | 0 | 29 | -19707994.0132 | 0 | 23900029.385 | 0 | 0 | 0 | 19998404.6317 | 24190440.0036 | 0.8466%
2016-03-01 | 2016 | 27149345.8006 | 0 | 6975.7 | 87 | 0 | 0 | 31 | -19707994.0132 | 0 | 23924723.3954 | 0 | 0 | 0 | 21377604.9512 | 25594334.3334 | 5.728%
2016-04-01 | 2016 | 27647505.1306 | 0 | 6979.7 | 88 | 0 | 0 | 30 | -19707994.0132 | 0 | 23938442.2901 | 0 | 0 | 0 | 20688004.7914 | 24918453.0684 | 9.871%
2016-05-01 | 2016 | 28570914.3506 | 47 | 6990.5 | 89 | 0 | 0 | 31 | -19707994.0132 | 1242029.4823 | 23975483.3057 | 0 | 0 | 0 | 21377604.9512 | 26887123.726 | 5.893%
2016-06-01 | 2016 | 29314407.1806 | 127.2 | 6998.8 | 90 | 0 | 0 | 30 | -19707994.0132 | 3361407.4498 | 24003950.0122 | 0 | 0 | 0 | 20688004.7914 | 28345368.2403 | 3.306%
2016-07-01 | 2016 | 30213662.1706 | 213.1 | 6995 | 91 | 1 | 0 | 31 | -19707994.0132 | 5631414.5248 | 23990917.0622 | 0 | -1563237.6991 | 0 | 21377604.9512 | 29728704.826 | 1.605%
2016-08-01 | 2016 | 31803691.6506 | 219 | 6991 | 92 | 0 | 0 | 31 | -19707994.0132 | 5787328.8641 | 23977198.1676 | 0 | 0 | 0 | 21377604.9512 | 31434137.9697 | 1.162%
2016-09-01 | 2016 | 28562406.8506 | 90.1 | 6989.1 | 93 | 0 | 0 | 30 | -19707994.0132 | 2380996.9436 | 23970681.6926 | 0 | 0 | 0 | 20688004.7914 | 27331689.4145 | 4.309%
2016-10-01 | 2016 | 27098824.6006 | 22.7 | 7005.5 | 94 | 0 | 0 | 31 | -19707994.0132 | 599873.8138 | 24026929.1608 | 0 | 0 | 0 | 21377604.9512 | 26296413.9125 | 2.961%
2016-11-01 | 2016 | 25594458.1806 | 0 | 7021.6 | 95 | 0 | 0 | 30 | -19707994.0132 | 0 | 24082147.7118 | 0 | 0 | 0 | 20688004.7914 | 25062158.4901 | 2.08%
2016-12-01 | 2016 | 23271647.3706 | 0 | 7035.1 | 96 | 0 | 1 | 31 | -19707994.0132 | 0 | 24128448.9814 | 0 | 0 | -2219022.2542 | 21377604.9512 | 23579037.6652 | 1.321%
2017-01-01 | 2017 | 24541033.2375 | 0 | 7049.2 | 97 | 0 | 0 | 31 | -19707994.0132 | 0 | 24176808.0851 | 0 | 0 | 0 | 21377604.9512 | 25846419.0231 | 5.319%
2017-02-01 | 2017 | 22499336.2375 | 0 | 7062.5 | 98 | 0 | 0 | 28 | -19707994.0132 | 0 | 24222423.4099 | 0 | 0 | 0 | 19308804.472 | 23823233.8687 | 5.884%
2017-03-01 | 2017 | 24743226.8175 | 0 | 7071 | 99 | 0 | 0 | 31 | -19707994.0132 | 0 | 24251576.0611 | 0 | 0 | 0 | 21377604.9512 | 25921186.9991 | 4.761%
2017-04-01 | 2017 | 23949395.7675 | 6.1 | 7073.2 | 100 | 0 | 0 | 30 | -19707994.0132 | 161199.5711 | 24259121.4531 | 0 | 0 | 0 | 20688004.7914 | 25400331.8025 | 6.058%
2017-05-01 | 2017 | 25751167.4275 | 28.5 | 7076.2 | 101 | 0 | 0 | 31 | -19707994.0132 | 753145.5371 | 24269410.6241 | 0 | 0 | 0 | 21377604.9512 | 26692167.0992 | 3.654%
2017-06-01 | 2017 | 28230853.4975 | 128.1 | 7082.2 | 102 | 0 | 0 | 30 | -19707994.0132 | 3385190.9931 | 24289988.9661 | 0 | 0 | 0 | 20688004.7914 | 28655190.7375 | 1.503%
2017-07-01 | 2017 | 29806897.6975 | 179.5 | 7098 | 103 | 1 | 0 | 31 | -19707994.0132 | 4743495.5758 | 24344178.6001 | 0 | -1563237.6991 | 0 | 21377604.9512 | 29194047.4149 | 2.056%
2017-08-01 | 2017 | 28084142.7575 | 121.4 | 7118.8 | 104 | 0 | 0 | 31 | -19707994.0132 | 3208135.7265 | 24415516.8524 | 0 | 0 | 0 | 21377604.9512 | 29293263.5169 | 4.305%
2017-09-01 | 2017 | 27096573.6475 | 80.7 | 7148.9 | 105 | 0 | 0 | 30 | -19707994.0132 | 2132591.0472 | 24518751.5348 | 0 | 0 | 0 | 20688004.7914 | 27631353.3603 | 1.974%
2017-10-01 | 2017 | 26885972.5875 | 24.9 | 7168.4 | 106 | 0 | 0 | 31 | -19707994.0132 | 658011.364 | 24585631.1464 | 0 | 0 | 0 | 21377604.9512 | 26913253.4484 | 0.1015%
2017-11-01 | 2017 | 24700471.0575 | 0 | 7192.2 | 107 | 0 | 0 | 30 | -19707994.0132 | 0 | 24667258.5697 | 0 | 0 | 0 | 20688004.7914 | 25647269.348 | 3.833%
2017-12-01 | 2017 | 23760465.8775 | 0 | 7207.4 | 108 | 0 | 1 | 31 | -19707994.0132 | 0 | 24719390.3695 | 0 | 0 | -2219022.2542 | 21377604.9512 | 24169979.0533 | 1.724%
2018-01-01 | 2018 | 25945759.0329 | 0 | 7166.6339 | 109 | 0 | 0 | 31 | -19707994.0132 | 0 | 24579574.0378 | 0 | 0 | 0 | 21377604.9512 | 26249184.9758 | 1.169%
2018-02-01 | 2018 | 23723363.4529 | 0 | 7119.8729 | 110 | 0 | 0 | 28 | -19707994.0132 | 0 | 24419196.4808 | 0 | 0 | 0 | 19308804.472 | 24020006.9397 | 1.25%
2018-03-01 | 2018 | 27257041.4829 | 0 | 7076.409 | 111 | 0 | 0 | 31 | -19707994.0132 | 0 | 24270127.5978 | 0 | 0 | 0 | 21377604.9512 | 25939738.5357 | 4.833%
2018-04-01 | 2018 | 25500957.3629 | 0 | 7102.4873 | 112 | 0 | 0 | 30 | -19707994.0132 | 0 | 24359568.9276 | 0 | 0 | 0 | 20688004.7914 | 25339579.7059 | 0.6328%
2018-05-01 | 2018 | 29537487.8529 | 68.7 | 7168.7322 | 113 | 0 | 0 | 31 | -19707994.0132 | 1815477.1368 | 24586770.4666 | 0 | 0 | 0 | 21377604.9512 | 28071858.5414 | 4.962%
2018-06-01 | 2018 | 30656694.9029 | 122.4 | 7263.1536 | 114 | 0 | 0 | 30 | -19707994.0132 | 3234561.8857 | 24910609.7643 | 0 | 0 | 0 | 20688004.7914 | 29125182.4283 | 4.996%
2018-07-01 | 2018 | 30904161.7929 | 204 | 7346.3843 | 115 | 1 | 0 | 31 | -19707994.0132 | 5390936.4762 | 25196068.1082 | 0 | -1563237.6991 | 0 | 21377604.9512 | 30693377.8233 | 0.6821%
2018-08-01 | 2018 | 30192199.5929 | 204.4 | 7349.8814 | 116 | 0 | 0 | 31 | -19707994.0132 | 5401506.9398 | 25208062.1562 | 0 | 0 | 0 | 21377604.9512 | 32279180.0341 | 6.912%
2018-09-01 | 2018 | 28299525.3929 | 109.2 | 7309.1153 | 117 | 0 | 0 | 30 | -19707994.0132 | 2885736.5843 | 25068245.8245 | 0 | 0 | 0 | 20688004.7914 | 28933993.1871 | 2.242%
2018-10-01 | 2018 | 25590231.1229 | 24.1 | 7268.3493 | 118 | 0 | 0 | 31 | -19707994.0132 | 636870.4366 | 24928429.4928 | 0 | 0 | 0 | 21377604.9512 | 27234910.8675 | 6.427%
2018-11-01 | 2018 | 23444500.4229 | 0 | 7272.9454 | 119 | 0 | 0 | 30 | -19707994.0132 | 0 | 24944193.0989 | 0 | 0 | 0 | 20688004.7914 | 25924203.8771 | 10.58%
2018-12-01 | 2018 | 21912885.4529 | 0 | 7296.6257 | 120 | 0 | 1 | 31 | -19707994.0132 | 0 | 25025409.9386 | 0 | 0 | -2219022.2542 | 21377604.9512 | 24475998.6224 | 11.7%
4.007%

## Large Use OLS Model (LC)
Model 1: OLS, using observations 2009:01-2018:12 (T = 120)
Dependent variable: Large_Use_LC_kWh_NO_CDM
| coefficient | std. error | t-ratio | p-value
const | -11585185.4436 | 4484108.2539 | -2.5836 | 0.011041
CDD | 25720.9059 | 1754.1223 | 14.6631 | 5.3189e-28
Ont_Empl | 2079.5158 | 387.0023 | 5.3734 | 4.1439e-07
Jul | -947874.1225 | 420661.1808 | -2.2533 | 0.026153
Dec | -1776727.9579 | 357640.4224 | -4.9679 | 2.4003e-06
MonthDays | 584592.1036 | 119993.5283 | 4.8719 | 3.5972e-06
Mean dependent var | 21452907.9419 | S.D. dependent var | 2257413.4124
Sum squared resid | 117540647174972 | S.E. of regression | 1015410.4138
R-squared | 0.80617 | Adjusted R-squared | 0.79767
F(5, 114) | 94.8294 | P-value(F) | 5.8819e-39
Log-likelihood | -1826.8914 | Akaike criterion | 3665.7829
Schwarz criterion | 3682.5078 | Hannan-Quinn | 3672.575
rho | 0.41794 | Durbin-Watson | 1.1336

## Large Use Predicted Monthly (L)
Date | Year | Large_Use_LC_kWh_NO_CDM | CDD | Ont_Empl | Trend | Jul | Dec | Month Days | const | CDD | Ont_Empl | Trend | Jul | Dec | Month Days | Predicted | Model Error
2009-01-01 | 2009 | 22028250.7256 | 0 | 6541.6 | 1 | 0 | 0 | 31 | -11585185.4436 | 0 | 13603360.301 | 0 | 0 | 0 | 18122355.2103 | 20140530.0677 | 8.57%
2009-02-01 | 2009 | 19634474.3474 | 0 | 6506 | 2 | 0 | 0 | 28 | -11585185.4436 | 0 | 13529329.5399 | 0 | 0 | 0 | 16368578.8997 | 18312722.9959 | 6.732%
2009-03-01 | 2009 | 19328255.7354 | 0 | 6466.8 | 3 | 0 | 0 | 31 | -11585185.4436 | 0 | 13447812.5221 | 0 | 0 | 0 | 18122355.2103 | 19984982.2888 | 3.398%
2009-04-01 | 2009 | 18204586.0626 | 10.4 | 6445.5 | 4 | 0 | 0 | 30 | -11585185.4436 | 267497.421 | 13403518.8364 | 0 | 0 | 0 | 17537763.1068 | 19623593.9206 | 7.795%
2009-05-01 | 2009 | 18282543.4751 | 12.9 | 6420.3 | 5 | 0 | 0 | 31 | -11585185.4436 | 331799.6857 | 13351115.0392 | 0 | 0 | 0 | 18122355.2103 | 20220084.4916 | 10.6%
2009-06-01 | 2009 | 21113808.4084 | 79.4 | 6393.2 | 6 | 0 | 0 | 30 | -11585185.4436 | 2042239.9261 | 13294760.1621 | 0 | 0 | 0 | 17537763.1068 | 21289577.7513 | 0.8325%
2009-07-01 | 2009 | 22008982.6775 | 100.2 | 6390.2 | 7 | 1 | 0 | 31 | -11585185.4436 | 2577234.7682 | 13288521.6148 | 0 | -947874.1225 | 0 | 18122355.2103 | 21455052.0272 | 2.517%
2009-08-01 | 2009 | 22872095.0569 | 133.4 | 6401 | 8 | 0 | 0 | 31 | -11585185.4436 | 3431168.843 | 13310980.385 | 0 | 0 | 0 | 18122355.2103 | 23279318.9948 | 1.78%
2009-09-01 | 2009 | 20688385.8518 | 54.7 | 6421.2 | 9 | 0 | 0 | 30 | -11585185.4436 | 1406933.5511 | 13352986.6034 | 0 | 0 | 0 | 17537763.1068 | 20712497.8176 | 0.1165%
2009-10-01 | 2009 | 18370827.8161 | 0 | 6438.2 | 10 | 0 | 0 | 31 | -11585185.4436 | 0 | 13388338.3713 | 0 | 0 | 0 | 18122355.2103 | 19925508.138 | 8.463%
2009-11-01 | 2009 | 17897159.7012 | 0 | 6454 | 11 | 0 | 0 | 30 | -11585185.4436 | 0 | 13421194.7203 | 0 | 0 | 0 | 17537763.1068 | 19373772.3835 | 8.251%
2009-12-01 | 2009 | 18512763.1732 | 0 | 6458.5 | 12 | 0 | 1 | 31 | -11585185.4436 | 0 | 13430552.5413 | 0 | 0 | -1776727.9579 | 18122355.2103 | 18190994.3501 | 1.738%
2010-01-01 | 2010 | 19044313.5146 | 0 | 6466.9 | 13 | 0 | 0 | 31 | -11585185.4436 | 0 | 13448020.4736 | 0 | 0 | 0 | 18122355.2103 | 19985190.2404 | 4.94%
2010-02-01 | 2010 | 17686133.2686 | 0 | 6471 | 14 | 0 | 0 | 28 | -11585185.4436 | 0 | 13456546.4883 | 0 | 0 | 0 | 16368578.8997 | 18239939.9443 | 3.131%
2010-03-01 | 2010 | 19479538.8825 | 0 | 6477.5 | 15 | 0 | 0 | 31 | -11585185.4436 | 0 | 13470063.3407 | 0 | 0 | 0 | 18122355.2103 | 20007233.1074 | 2.709%
2010-04-01 | 2010 | 18625659.0987 | 5 | 6485 | 16 | 0 | 0 | 30 | -11585185.4436 | 128604.5293 | 13485659.7089 | 0 | 0 | 0 | 17537763.1068 | 19566841.9014 | 5.053%
2010-05-01 | 2010 | 20816001.059 | 59.7 | 6506.8 | 17 | 0 | 0 | 31 | -11585185.4436 | 1535538.0804 | 13530993.1525 | 0 | 0 | 0 | 18122355.2103 | 21603700.9996 | 3.784%
2010-06-01 | 2010 | 23509898.3453 | 135.9 | 6540.8 | 18 | 0 | 0 | 30 | -11585185.4436 | 3495471.1077 | 13601696.6884 | 0 | 0 | 0 | 17537763.1068 | 23049745.4592 | 1.957%
2010-07-01 | 2010 | 24336162.4819 | 227 | 6561 | 19 | 1 | 0 | 31 | -11585185.4436 | 5838645.6324 | 13643702.9067 | 0 | -947874.1225 | 0 | 18122355.2103 | 25071644.1834 | 3.022%
2010-08-01 | 2010 | 23181072.6356 | 211.8 | 6568.9 | 20 | 0 | 0 | 31 | -11585185.4436 | 5447687.8632 | 13660131.0812 | 0 | 0 | 0 | 18122355.2103 | 25644988.7112 | 10.63%
2010-09-01 | 2010 | 21387323.1241 | 59.7 | 6556 | 21 | 0 | 0 | 30 | -11585185.4436 | 1535538.0804 | 13633305.3279 | 0 | 0 | 0 | 17537763.1068 | 21121421.0715 | 1.243%
2010-10-01 | 2010 | 18384718.3188 | 1.4 | 6551.6 | 22 | 0 | 0 | 31 | -11585185.4436 | 36009.2682 | 13624155.4586 | 0 | 0 | 0 | 18122355.2103 | 20197334.4935 | 9.859%
2010-11-01 | 2010 | 19335451.7974 | 0 | 6555.7 | 23 | 0 | 0 | 30 | -11585185.4436 | 0 | 13632681.4732 | 0 | 0 | 0 | 17537763.1068 | 19585259.1364 | 1.292%
2010-12-01 | 2010 | 18685961.1385 | 0 | 6578.3 | 24 | 0 | 1 | 31 | -11585185.4436 | 0 | 13679678.5294 | 0 | 0 | -1776727.9579 | 18122355.2103 | 18440120.3382 | 1.316%
2011-01-01 | 2011 | 20311443.9149 | 0 | 6606.3 | 25 | 0 | 0 | 31 | -11585185.4436 | 0 | 13737904.9707 | 0 | 0 | 0 | 18122355.2103 | 20275074.7374 | 0.1791%
2011-02-01 | 2011 | 18637137.925 | 0 | 6619.5 | 26 | 0 | 0 | 28 | -11585185.4436 | 0 | 13765354.5787 | 0 | 0 | 0 | 16368578.8997 | 18548748.0348 | 0.4743%
2011-03-01 | 2011 | 21533862.7226 | 0 | 6628.6 | 27 | 0 | 0 | 31 | -11585185.4436 | 0 | 13784278.1722 | 0 | 0 | 0 | 18122355.2103 | 20321447.9389 | 5.63%
2011-04-01 | 2011 | 20450919.3894 | 0.5 | 6635.5 | 28 | 0 | 0 | 30 | -11585185.4436 | 12860.4529 | 13798626.8309 | 0 | 0 | 0 | 17537763.1068 | 19764064.947 | 3.359%
2011-05-01 | 2011 | 21971453.5812 | 37.2 | 6645.8 | 29 | 0 | 0 | 31 | -11585185.4436 | 956817.6984 | 13820045.8433 | 0 | 0 | 0 | 18122355.2103 | 21314033.3083 | 2.992%
2011-06-01 | 2011 | 22815807.1534 | 115.9 | 6662 | 30 | 0 | 0 | 30 | -11585185.4436 | 2981052.9903 | 13853733.9986 | 0 | 0 | 0 | 17537763.1068 | 22787364.652 | 0.1247%
2011-07-01 | 2011 | 25456437.547 | 255.5 | 6665.8 | 31 | 1 | 0 | 31 | -11585185.4436 | 6571691.4497 | 13861636.1585 | 0 | -947874.1225 | 0 | 18122355.2103 | 26022623.2525 | 2.224%
2011-08-01 | 2011 | 24857683.7208 | 159.5 | 6677.5 | 32 | 0 | 0 | 31 | -11585185.4436 | 4102484.4862 | 13885966.4929 | 0 | 0 | 0 | 18122355.2103 | 24525620.7458 | 1.336%
2011-09-01 | 2011 | 22360661.7751 | 60.2 | 6674.4 | 33 | 0 | 0 | 30 | -11585185.4436 | 1548398.5334 | 13879519.994 | 0 | 0 | 0 | 17537763.1068 | 21380496.1905 | 4.383%
2011-10-01 | 2011 | 21639744.6479 | 2.7 | 6668.1 | 34 | 0 | 0 | 31 | -11585185.4436 | 69446.4458 | 13866419.0447 | 0 | 0 | 0 | 18122355.2103 | 20473035.2573 | 5.392%
2011-11-01 | 2011 | 19883497.7456 | 0 | 6662.8 | 35 | 0 | 0 | 30 | -11585185.4436 | 0 | 13855397.6112 | 0 | 0 | 0 | 17537763.1068 | 19807975.2743 | 0.3798%
2011-12-01 | 2011 | 18586040.9008 | 0 | 6667.5 | 36 | 0 | 1 | 31 | -11585185.4436 | 0 | 13865171.3353 | 0 | 0 | -1776727.9579 | 18122355.2103 | 18625613.1441 | 0.2129%
2012-01-01 | 2012 | 19687814.3382 | 0 | 6673.6 | 37 | 0 | 0 | 31 | -11585185.4436 | 0 | 13877856.3814 | 0 | 0 | 0 | 18122355.2103 | 20415026.1481 | 3.694%
2012-02-01 | 2012 | 18467697.4065 | 0 | 6670.7 | 38 | 0 | 0 | 29 | -11585185.4436 | 0 | 13871825.7857 | 0 | 0 | 0 | 16953171.0032 | 19239811.3453 | 4.181%
2012-03-01 | 2012 | 20499238.476 | 4.8 | 6674 | 39 | 0 | 0 | 31 | -11585185.4436 | 123460.3482 | 13878688.1877 | 0 | 0 | 0 | 18122355.2103 | 20539318.3026 | 0.1955%
2012-04-01 | 2012 | 19245043.9736 | 4.3 | 6685.8 | 40 | 0 | 0 | 30 | -11585185.4436 | 110599.8952 | 13903226.4737 | 0 | 0 | 0 | 17537763.1068 | 19966404.0321 | 3.748%
2012-05-01 | 2012 | 22797281.1939 | 59.3 | 6690.1 | 41 | 0 | 0 | 31 | -11585185.4436 | 1525249.7181 | 13912168.3915 | 0 | 0 | 0 | 18122355.2103 | 21974587.8763 | 3.609%
2012-06-01 | 2012 | 23456120.9044 | 147.1 | 6693.3 | 42 | 0 | 0 | 30 | -11585185.4436 | 3783545.2534 | 13918822.8419 | 0 | 0 | 0 | 17537763.1068 | 23654945.7585 | 0.8476%
2012-07-01 | 2012 | 25361430.6252 | 235.5 | 6694.6 | 43 | 1 | 0 | 31 | -11585185.4436 | 6057273.3323 | 13921526.2124 | 0 | -947874.1225 | 0 | 18122355.2103 | 25568095.189 | 0.8149%
2012-08-01 | 2012 | 24577913.7314 | 143.7 | 6703.3 | 44 | 0 | 0 | 31 | -11585185.4436 | 3696094.1735 | 13939617.9995 | 0 | 0 | 0 | 18122355.2103 | 24172881.9397 | 1.648%
2012-09-01 | 2012 | 22977997.3166 | 50.3 | 6707.4 | 45 | 0 | 0 | 30 | -11585185.4436 | 1293761.5652 | 13948144.0141 | 0 | 0 | 0 | 17537763.1068 | 21194483.2425 | 7.762%
2012-10-01 | 2012 | 21890662.7101 | 5.6 | 6710 | 46 | 0 | 0 | 31 | -11585185.4436 | 144037.0729 | 13953550.7551 | 0 | 0 | 0 | 18122355.2103 | 20634757.5947 | 5.737%
2012-11-01 | 2012 | 20407767.8935 | 0 | 6722.4 | 47 | 0 | 0 | 30 | -11585185.4436 | 0 | 13979336.7505 | 0 | 0 | 0 | 17537763.1068 | 19931914.4137 | 2.332%
2012-12-01 | 2012 | 19317288.8938 | 0 | 6740.6 | 48 | 0 | 1 | 31 | -11585185.4436 | 0 | 14017183.9374 | 0 | 0 | -1776727.9579 | 18122355.2103 | 18777625.7462 | 2.794%
2013-01-01 | 2013 | 20938144.4308 | 0 | 6758.8 | 49 | 0 | 0 | 31 | -11585185.4436 | 0 | 14055031.1242 | 0 | 0 | 0 | 18122355.2103 | 20592200.8909 | 1.652%
2013-02-01 | 2013 | 19315820.072 | 0 | 6775.5 | 50 | 0 | 0 | 28 | -11585185.4436 | 0 | 14089759.0374 | 0 | 0 | 0 | 16368578.8997 | 18873152.4935 | 2.292%
2013-03-01 | 2013 | 23045320.9728 | 0 | 6781.1 | 51 | 0 | 0 | 31 | -11585185.4436 | 0 | 14101404.3257 | 0 | 0 | 0 | 18122355.2103 | 20638574.0924 | 10.44%
2013-04-01 | 2013 | 22026086.5181 | 0 | 6788.9 | 52 | 0 | 0 | 30 | -11585185.4436 | 0 | 14117624.5486 | 0 | 0 | 0 | 17537763.1068 | 20070202.2118 | 8.88%
2013-05-01 | 2013 | 22961717.1178 | 59.9 | 6801.1 | 53 | 0 | 0 | 31 | -11585185.4436 | 1540682.2616 | 14142994.6409 | 0 | 0 | 0 | 18122355.2103 | 22220846.6692 | 3.227%
2013-06-01 | 2013 | 22886135.3903 | 103.5 | 6815.2 | 54 | 0 | 0 | 30 | -11585185.4436 | 2662113.7575 | 14172315.8131 | 0 | 0 | 0 | 17537763.1068 | 22787007.2338 | 0.4331%
2013-07-01 | 2013 | 23748691.3955 | 174.8 | 6826.2 | 55 | 1 | 0 | 31 | -11585185.4436 | 4496014.346 | 14195190.4865 | 0 | -947874.1225 | 0 | 18122355.2103 | 24280500.4768 | 2.239%
2013-08-01 | 2013 | 24186748.8461 | 134.3 | 6833.9 | 56 | 0 | 0 | 31 | -11585185.4436 | 3454317.6583 | 14211202.7579 | 0 | 0 | 0 | 18122355.2103 | 24202690.1829 | 0.06591%
2013-09-01 | 2013 | 21216640.257 | 65.3 | 6843.3 | 57 | 0 | 0 | 30 | -11585185.4436 | 1679575.1533 | 14230750.206 | 0 | 0 | 0 | 17537763.1068 | 21862903.0225 | 3.046%
2013-10-01 | 2013 | 21329674.185 | 19.9 | 6850.3 | 58 | 0 | 0 | 31 | -11585185.4436 | 511846.0268 | 14245306.8163 | 0 | 0 | 0 | 18122355.2103 | 21294322.6099 | 0.1657%
2013-11-01 | 2013 | 20487706.0511 | 0 | 6854 | 59 | 0 | 0 | 30 | -11585185.4436 | 0 | 14253001.0247 | 0 | 0 | 0 | 17537763.1068 | 20205578.6878 | 1.377%
2013-12-01 | 2013 | 18775517.7664 | 0 | 6850.4 | 60 | 0 | 1 | 31 | -11585185.4436 | 0 | 14245514.7679 | 0 | 0 | -1776727.9579 | 18122355.2103 | 19005956.5767 | 1.227%
2014-01-01 | 2014 | 22344717.2195 | 0 | 6848.3 | 61 | 0 | 0 | 31 | -11585185.4436 | 0 | 14241147.7848 | 0 | 0 | 0 | 18122355.2103 | 20778317.5515 | 7.01%
2014-02-01 | 2014 | 19245805.3807 | 0 | 6850 | 62 | 0 | 0 | 28 | -11585185.4436 | 0 | 14244682.9616 | 0 | 0 | 0 | 16368578.8997 | 19028076.4177 | 1.131%
2014-03-01 | 2014 | 21372491.5347 | 0 | 6856.4 | 63 | 0 | 0 | 31 | -11585185.4436 | 0 | 14257991.8625 | 0 | 0 | 0 | 18122355.2103 | 20795161.6292 | 2.701%
2014-04-01 | 2014 | 19337845.2408 | 0 | 6869.6 | 64 | 0 | 0 | 30 | -11585185.4436 | 0 | 14285441.4705 | 0 | 0 | 0 | 17537763.1068 | 20238019.1337 | 4.655%
2014-05-01 | 2014 | 23983038.3645 | 36.4 | 6870.6 | 65 | 0 | 0 | 31 | -11585185.4436 | 936240.9737 | 14287520.9863 | 0 | 0 | 0 | 18122355.2103 | 21760931.7267 | 9.265%
2014-06-01 | 2014 | 25841742.1609 | 123.3 | 6865.4 | 66 | 0 | 0 | 30 | -11585185.4436 | 3171387.6937 | 14276707.5043 | 0 | 0 | 0 | 17537763.1068 | 23400672.8612 | 9.446%
2014-07-01 | 2014 | 24522462.7713 | 113.6 | 6864.4 | 67 | 1 | 0 | 31 | -11585185.4436 | 2921894.9068 | 14274627.9886 | 0 | -947874.1225 | 0 | 18122355.2103 | 22785818.5396 | 7.082%
2014-08-01 | 2014 | 24555956.2553 | 130.2 | 6869.9 | 68 | 0 | 0 | 31 | -11585185.4436 | 3348861.9442 | 14286065.3253 | 0 | 0 | 0 | 18122355.2103 | 24172097.0362 | 1.563%
2014-09-01 | 2014 | 19514912.9023 | 50.5 | 6884.5 | 69 | 0 | 0 | 30 | -11585185.4436 | 1298905.7464 | 14316426.2554 | 0 | 0 | 0 | 17537763.1068 | 21567909.6649 | 10.52%
2014-10-01 | 2014 | 21300946.5476 | 3.9 | 6901.5 | 70 | 0 | 0 | 31 | -11585185.4436 | 100311.5329 | 14351778.0233 | 0 | 0 | 0 | 18122355.2103 | 20989259.3229 | 1.463%
2014-11-01 | 2014 | 20077193.4878 | 0 | 6907.5 | 71 | 0 | 0 | 30 | -11585185.4436 | 0 | 14364255.1179 | 0 | 0 | 0 | 17537763.1068 | 20316832.781 | 1.194%
2014-12-01 | 2014 | 18843492.3694 | 0 | 6903.1 | 72 | 0 | 1 | 31 | -11585185.4436 | 0 | 14355105.2485 | 0 | 0 | -1776727.9579 | 18122355.2103 | 19115547.0573 | 1.444%
2015-01-01 | 2015 | 19855535.4512 | 0 | 6885.7 | 73 | 0 | 0 | 31 | -11585185.4436 | 0 | 14318921.6743 | 0 | 0 | 0 | 18122355.2103 | 20856091.441 | 5.039%
2015-02-01 | 2015 | 19560967.0667 | 0 | 6885.3 | 74 | 0 | 0 | 28 | -11585185.4436 | 0 | 14318089.868 | 0 | 0 | 0 | 16368578.8997 | 19101483.324 | 2.349%
2015-03-01 | 2015 | 20639792.5031 | 0 | 6892.1 | 75 | 0 | 0 | 31 | -11585185.4436 | 0 | 14332230.5751 | 0 | 0 | 0 | 18122355.2103 | 20869400.3419 | 1.112%
2015-04-01 | 2015 | 19904757.3154 | 0 | 6897.3 | 76 | 0 | 0 | 30 | -11585185.4436 | 0 | 14343044.0571 | 0 | 0 | 0 | 17537763.1068 | 20295621.7203 | 1.964%
2015-05-01 | 2015 | 22782928.0922 | 64.1 | 6906.5 | 77 | 0 | 0 | 31 | -11585185.4436 | 1648710.0663 | 14362175.6021 | 0 | 0 | 0 | 18122355.2103 | 22548055.4351 | 1.031%
2015-06-01 | 2015 | 23267604.0668 | 89.6 | 6921.3 | 78 | 0 | 0 | 30 | -11585185.4436 | 2304593.1659 | 14392952.4354 | 0 | 0 | 0 | 17537763.1068 | 22650123.2645 | 2.654%
2015-07-01 | 2015 | 23082254.4126 | 152.9 | 6941.2 | 79 | 1 | 0 | 31 | -11585185.4436 | 3932726.5075 | 14434334.799 | 0 | -947874.1225 | 0 | 18122355.2103 | 23956356.9508 | 3.787%
2015-08-01 | 2015 | 24594093.9127 | 138.7 | 6949.2 | 80 | 0 | 0 | 31 | -11585185.4436 | 3567489.6441 | 14450970.9251 | 0 | 0 | 0 | 18122355.2103 | 24555630.3359 | 0.1564%
2015-09-01 | 2015 | 21887907.1671 | 109.2 | 6941.1 | 81 | 0 | 0 | 30 | -11585185.4436 | 2808722.921 | 14434126.8474 | 0 | 0 | 0 | 17537763.1068 | 23195427.4316 | 5.974%
2015-10-01 | 2015 | 20162332.6599 | 2.6 | 6934.8 | 82 | 0 | 0 | 31 | -11585185.4436 | 66874.3553 | 14421025.8981 | 0 | 0 | 0 | 18122355.2103 | 21025070.0201 | 4.279%
2015-11-01 | 2015 | 19622172.551 | 0.5 | 6928.3 | 83 | 0 | 0 | 30 | -11585185.4436 | 12860.4529 | 14407509.0457 | 0 | 0 | 0 | 17537763.1068 | 20372947.1618 | 3.826%
2015-12-01 | 2015 | 19510069.365 | 0 | 6942.8 | 84 | 0 | 1 | 31 | -11585185.4436 | 0 | 14437662.0242 | 0 | 0 | -1776727.9579 | 18122355.2103 | 19198103.833 | 1.599%
2016-01-01 | 2016 | 20030911.9417 | 0 | 6956.6 | 85 | 0 | 0 | 31 | -11585185.4436 | 0 | 14466359.3417 | 0 | 0 | 0 | 18122355.2103 | 21003529.1084 | 4.856%
2016-02-01 | 2016 | 19426538.0849 | 0 | 6968.5 | 86 | 0 | 0 | 29 | -11585185.4436 | 0 | 14491105.5793 | 0 | 0 | 0 | 16953171.0032 | 19859091.1389 | 2.227%
2016-03-01 | 2016 | 21950234.9884 | 0 | 6975.7 | 87 | 0 | 0 | 31 | -11585185.4436 | 0 | 14506078.0928 | 0 | 0 | 0 | 18122355.2103 | 21043247.8595 | 4.132%
2016-04-01 | 2016 | 22516546.643 | 0 | 6979.7 | 88 | 0 | 0 | 30 | -11585185.4436 | 0 | 14514396.1558 | 0 | 0 | 0 | 17537763.1068 | 20466973.819 | 9.103%
2016-05-01 | 2016 | 23491879.3871 | 47 | 6990.5 | 89 | 0 | 0 | 31 | -11585185.4436 | 1208882.5759 | 14536854.926 | 0 | 0 | 0 | 18122355.2103 | 22282907.2686 | 5.146%
2016-06-01 | 2016 | 25154852.5357 | 127.2 | 6998.8 | 90 | 0 | 0 | 30 | -11585185.4436 | 3271699.2266 | 14554114.9068 | 0 | 0 | 0 | 17537763.1068 | 23778391.7966 | 5.472%
2016-07-01 | 2016 | 26434818.566 | 213.1 | 6995 | 91 | 1 | 0 | 31 | -11585185.4436 | 5481125.0408 | 14546212.7469 | 0 | -947874.1225 | 0 | 18122355.2103 | 25616633.432 | 3.095%
2016-08-01 | 2016 | 28083591.4009 | 219 | 6991 | 92 | 0 | 0 | 31 | -11585185.4436 | 5632878.3855 | 14537894.6839 | 0 | 0 | 0 | 18122355.2103 | 26707942.8361 | 4.898%
2016-09-01 | 2016 | 23664869.4879 | 90.1 | 6989.1 | 93 | 0 | 0 | 30 | -11585185.4436 | 2317453.6189 | 14533943.6039 | 0 | 0 | 0 | 17537763.1068 | 22803974.886 | 3.638%
2016-10-01 | 2016 | 21818348.0343 | 22.7 | 7005.5 | 94 | 0 | 0 | 31 | -11585185.4436 | 583864.5632 | 14568047.6624 | 0 | 0 | 0 | 18122355.2103 | 21689081.9924 | 0.5925%
2016-11-01 | 2016 | 20096745.1285 | 0 | 7021.6 | 95 | 0 | 0 | 30 | -11585185.4436 | 0 | 14601527.8662 | 0 | 0 | 0 | 17537763.1068 | 20554105.5293 | 2.276%
2016-12-01 | 2016 | 18899420.0826 | 0 | 7035.1 | 96 | 0 | 1 | 31 | -11585185.4436 | 0 | 14629601.3289 | 0 | 0 | -1776727.9579 | 18122355.2103 | 19390043.1378 | 2.596%
2017-01-01 | 2017 | 20315496.8057 | 0 | 7049.2 | 97 | 0 | 0 | 31 | -11585185.4436 | 0 | 14658922.5012 | 0 | 0 | 0 | 18122355.2103 | 21196092.2679 | 4.335%
2017-02-01 | 2017 | 18666295.8136 | 0 | 7062.5 | 98 | 0 | 0 | 28 | -11585185.4436 | 0 | 14686580.0608 | 0 | 0 | 0 | 16368578.8997 | 19469973.5168 | 4.306%
2017-03-01 | 2017 | 20501069.9078 | 0 | 7071 | 99 | 0 | 0 | 31 | -11585185.4436 | 0 | 14704255.9448 | 0 | 0 | 0 | 18122355.2103 | 21241425.7115 | 3.611%
2017-04-01 | 2017 | 19823217.4143 | 6.1 | 7073.2 | 100 | 0 | 0 | 30 | -11585185.4436 | 156897.5258 | 14708830.8794 | 0 | 0 | 0 | 17537763.1068 | 20818306.0684 | 5.02%
2017-05-01 | 2017 | 21332197.7154 | 28.5 | 7076.2 | 101 | 0 | 0 | 31 | -11585185.4436 | 733045.8173 | 14715069.4267 | 0 | 0 | 0 | 18122355.2103 | 21985285.0107 | 3.062%
2017-06-01 | 2017 | 23799303.9447 | 128.1 | 7082.2 | 102 | 0 | 0 | 30 | -11585185.4436 | 3294848.0419 | 14727546.5213 | 0 | 0 | 0 | 17537763.1068 | 23974972.2264 | 0.7381%
2017-07-01 | 2017 | 25324504.6305 | 179.5 | 7098 | 103 | 1 | 0 | 31 | -11585185.4436 | 4616902.6036 | 14760402.8703 | 0 | -947874.1225 | 0 | 18122355.2103 | 24966601.1182 | 1.413%
2017-08-01 | 2017 | 23736935.9324 | 121.4 | 7118.8 | 104 | 0 | 0 | 31 | -11585185.4436 | 3122517.9726 | 14803656.7981 | 0 | 0 | 0 | 18122355.2103 | 24463344.5374 | 3.06%
2017-09-01 | 2017 | 22804130.018 | 80.7 | 7148.9 | 105 | 0 | 0 | 30 | -11585185.4436 | 2075677.1037 | 14866250.2225 | 0 | 0 | 0 | 17537763.1068 | 22894504.9894 | 0.3963%
2017-10-01 | 2017 | 22410894.7221 | 24.9 | 7168.4 | 106 | 0 | 0 | 31 | -11585185.4436 | 640450.5562 | 14906800.7799 | 0 | 0 | 0 | 18122355.2103 | 22084421.1027 | 1.457%
2017-11-01 | 2017 | 20145414.6257 | 0 | 7192.2 | 107 | 0 | 0 | 30 | -11585185.4436 | 0 | 14956293.255 | 0 | 0 | 0 | 17537763.1068 | 20908870.9181 | 3.79%
2017-12-01 | 2017 | 19707437.6089 | 0 | 7207.4 | 108 | 0 | 1 | 31 | -11585185.4436 | 0 | 14987901.8945 | 0 | 0 | -1776727.9579 | 18122355.2103 | 19748343.7033 | 0.2076%
2018-01-01 | 2018 | 21406178.4036 | 0 | 7166.6339 | 109 | 0 | 0 | 31 | -11585185.4436 | 0 | 14903128.2237 | 0 | 0 | 0 | 18122355.2103 | 21440297.9904 | 0.1594%
2018-02-01 | 2018 | 19541869.5434 | 0 | 7119.8729 | 110 | 0 | 0 | 28 | -11585185.4436 | 0 | 14805887.8365 | 0 | 0 | 0 | 16368578.8997 | 19589281.2926 | 0.2426%
2018-03-01 | 2018 | 22152171.5754 | 0 | 7076.409 | 111 | 0 | 0 | 31 | -11585185.4436 | 0 | 14715504.1434 | 0 | 0 | 0 | 18122355.2103 | 21252673.9101 | 4.061%
2018-04-01 | 2018 | 20451823.1348 | 0 | 7102.4873 | 112 | 0 | 0 | 30 | -11585185.4436 | 0 | 14769734.3593 | 0 | 0 | 0 | 17537763.1068 | 20722312.0224 | 1.323%
2018-05-01 | 2018 | 24335320.0161 | 68.7 | 7168.7322 | 113 | 0 | 0 | 31 | -11585185.4436 | 1767026.2333 | 14907491.5744 | 0 | 0 | 0 | 18122355.2103 | 23211687.5744 | 4.617%
2018-06-01 | 2018 | 25658165.1547 | 122.4 | 7263.1536 | 114 | 0 | 0 | 30 | -11585185.4436 | 3148238.8785 | 15103842.3561 | 0 | 0 | 0 | 17537763.1068 | 24204658.8978 | 5.665%
2018-07-01 | 2018 | 25560862.4379 | 204 | 7346.3843 | 115 | 1 | 0 | 31 | -11585185.4436 | 5247064.7974 | 15276921.9341 | 0 | -947874.1225 | 0 | 18122355.2103 | 26113282.3758 | 2.161%
2018-08-01 | 2018 | 24886166.4798 | 204.4 | 7349.8814 | 116 | 0 | 0 | 31 | -11585185.4436 | 5257353.1598 | 15284194.1853 | 0 | 0 | 0 | 18122355.2103 | 27078717.1118 | 8.81%
2018-09-01 | 2018 | 23757578.3624 | 109.2 | 7309.1153 | 117 | 0 | 0 | 30 | -11585185.4436 | 2808722.921 | 15199420.5144 | 0 | 0 | 0 | 17537763.1068 | 23960721.0986 | 0.8551%
2018-10-01 | 2018 | 20871681.5339 | 24.1 | 7268.3493 | 118 | 0 | 0 | 31 | -11585185.4436 | 619873.8315 | 15114646.8436 | 0 | 0 | 0 | 18122355.2103 | 22271690.4418 | 6.708%
2018-11-01 | 2018 | 18668697.3944 | 0 | 7272.9454 | 119 | 0 | 0 | 30 | -11585185.4436 | 0 | 15124204.6594 | 0 | 0 | 0 | 17537763.1068 | 21076782.3226 | 12.9%
2018-12-01 | 2018 | 19588246.5857 | 0 | 7296.6257 | 120 | 0 | 1 | 31 | -11585185.4436 | 0 | 15173448.1888 | 0 | 0 | -1776727.9579 | 18122355.2103 | 19933889.9976 | 1.765%
3.573%

## Model Annual Summary
Weather Actual
|  | Res kWh |  | Absolute |  | GS<50 kWh |  | Absolute |  | GS>50 kWh |  | Absolute |  | Intermediate kWh |  | Absolute |  | Large Use kWh |  | Absolute
| Year | CDM Added Back | Predicted | Error (%) |  | CDM Added Back | Predicted | Error (%) |  | CDM Added Back | Predicted | Error (%) |  | CDM Added Back | Predicted | Error (%) |  | CDM Added Back | Predicted | Error (%)
| 2009 | 617540503.8078 | 610641123.6514 | 1.117% | 2009 | 223945291.1177 | 228179096.2735 | 1.891% | 2009 | 909941690.0546 | 920648839.0312 | 1.177% | 2009 | 51306801.945 | 50129122.0978 | 2.295% | 2009 | 271865804.3022 | 287001322.9316 | 5.567%
| 2010 | 656956762.93 | 658046618.1967 | 0.1659% | 2010 | 230145436.9724 | 232004194.7391 | 0.8076% | 2010 | 949940798.2408 | 948429680.4333 | 0.1591% | 2010 | 49071887.8829 | 49300183.4602 | 0.4652% | 2010 | 295089951.2561 | 298551637.5693 | 1.173%
| 2011 | 648263943.4718 | 647016007.0728 | 0.1925% | 2011 | 228157622.2711 | 227916309.3461 | 0.1058% | 2011 | 954716376.4019 | 954939805.2126 | 0.0234% | 2011 | 48794571.1505 | 48471244.8227 | 0.6626% | 2011 | 321215291.5479 | 301853268.6628 | 6.028%
| 2012 | 644174271.2804 | 639510922.8621 | 0.7239% | 2012 | 227061141.6215 | 226476052.5883 | 0.2577% | 2012 | 947601280.2134 | 952358557.3585 | 0.502% | 2012 | 45796604.3205 | 47790598.706 | 4.354% | 2012 | 307352197.4465 | 304940815.9282 | 0.7846%
| 2013 | 632113222.1342 | 633098920.7333 | 0.1559% | 2013 | 228735100.8672 | 224102281.4526 | 2.025% | 2013 | 960846806.2917 | 963176216.2747 | 0.2424% | 2013 | 45730148.6766 | 46813367.5476 | 2.369% | 2013 | 301275992.1438 | 306642082.1506 | 1.781%
| 2014 | 615560426.7552 | 620444986.6597 | 0.7935% | 2014 | 224527430.3604 | 220240737.3223 | 1.909% | 2014 | 996483234.6811 | 972368458.5251 | 2.42% | 2014 | 47596960.8309 | 45984428.91 | 3.388% | 2014 | 312895351.2991 | 306448429.5766 | 2.06%
| 2015 | 611654935.0425 | 626091053.5872 | 2.36% | 2015 | 221869668.0808 | 219715639.1252 | 0.9709% | 2015 | 981032453.6548 | 979401734.813 | 0.1662% | 2015 | 44614255.9992 | 45155490.2725 | 1.213% | 2015 | 311302177.5898 | 310915961.9771 | 0.1241%
| 2016 | 640933751.723 | 648273576.9344 | 1.145% | 2016 | 223883451.0513 | 222422922.2199 | 0.6524% | 2016 | 1003091875.9216 | 996290180.3557 | 0.6781% | 2016 | 44469363.589 | 44474844.1558 | 0.01232% | 2016 | 328714008.2069 | 318896688.261 | 2.987%
| 2017 | 615171812.1905 | 618202538.9005 | 0.4927% | 2017 | 211777974.0792 | 214498803.6118 | 1.285% | 2017 | 992815529.1276 | 995908628.525 | 0.3115% | 2017 | 44747913.1836 | 43497612.9973 | 2.794% | 2017 | 310049536.6104 | 319187695.6719 | 2.947%
| 2018 | 671815776.2687 | 652859657.006 | 2.822% | 2018 | 213277739.4039 | 217824819.1466 | 2.132% | 2018 | 1011503943.6055 | 1024451887.6637 | 1.28% | 2018 | 42157059.7516 | 42668674.3598 | 1.214% | 2018 | 322964807.8644 | 328287215.5381 | 1.648%
| Mean Absolute Percentage Error (Annual) |  |  | 0.9969% | Mean Absolute Percentage Error (Annual) |  |  | 1.204% | Mean Absolute Percentage Error (Annual) |  |  | 0.696% | Mean Absolute Percentage Error (Annual) |  |  | 1.877% | Mean Absolute Percentage Error (Annual) |  |  | 2.51%
| Mean Absolute Percentage Error (Monthly) |  |  | 2.418% | Mean Absolute Percentage Error (Monthly) |  |  | 1.597% | Mean Absolute Percentage Error (Monthly) |  |  | 1.372% | Mean Absolute Percentage Error (Monthly) |  |  | 5.364% | Mean Absolute Percentage Error (Monthly) |  |  | 4.007%
[10 empty] | GS>50 kWh |  | Absolute | [5 empty] | Large Use kWh |  | Absolute
[10 empty] | CDM Added Back | Predicted | Error (%) | [5 empty] | CDM Added Back | Predicted | Error (%)
[9 empty] | 2009 | 907775263.6501 | 918274946.7148 | 1.157% |  |  |  |  | 2009 | 238942133.0311 | 242508635.227 | 1.493%
[9 empty] | 2010 | 947551859.482 | 945960726.8686 | 0.1679% |  |  |  |  | 2010 | 244472233.6651 | 252513419.5866 | 3.289%
[9 empty] | 2011 | 950853579.7265 | 952389311.2637 | 0.1615% |  |  |  |  | 2011 | 258504691.0236 | 253846097.483 | 1.802%
[9 empty] | 2012 | 944819020.0418 | 949771141.4001 | 0.5241% |  |  |  |  | 2012 | 258686257.4632 | 256069851.5886 | 1.011%
[7 empty] | Lost Customer |  | 2013 | 958788802.2924 | 960522535.9134 | 0.1808% |  |  |  |  | 2013 | 260918203.003 | 256033935.1482 | 1.872%
[9 empty] | 2014 | 994301447.7292 | 969618005.9831 | 2.482% |  |  |  |  | 2014 | 260940604.2347 | 254948643.722 | 2.296%
[9 empty] | 2015 | 978824286.5448 | 976570905.211 | 0.2302% |  |  |  |  | 2015 | 254870414.5636 | 258624311.2598 | 1.473%
[9 empty] | 2016 | 1000271405.6123 | 993374173.4163 | 0.6895% |  |  |  |  | 2016 | 271568756.2808 | 265195922.8045 | 2.347%
[9 empty] | 2017 | 989098794.4451 | 992881543.1962 | 0.3824% |  |  |  |  | 2017 | 258566899.1392 | 263752141.1708 | 2.005%
[9 empty] | 2018 | 1008409886.7008 | 1021331056.2579 | 1.281% |  |  |  |  | 2018 | 266878760.6221 | 270855995.0357 | 1.49%
[9 empty] | Mean Absolute Percentage Error (Annual) |  |  | 0.7257% |  |  |  |  | Mean Absolute Percentage Error (Annual) |  |  | 1.908%
[9 empty] | Mean Absolute Percentage Error (Monthly) |  |  | 1.378% |  |  |  |  | Mean Absolute Percentage Error (Monthly) |  |  | 3.573%

## Res Normalized Monthly
Date | Year | Residential_NO_CDM | HDD | CDD | Spring | Fall | Month Days | Sept | Trend | const | HDD | CDD | Spring | Fall | Month Days | Sept | Trend | Normalized
2009-01-01 | 2009 | 59871639.47 | 659.43 | 0 | 0 | 0 | 31 | 0 | 1 | -14695221.8516 | 15920059.6958 | 0 | 0 | 0 | 55859933.6715 | 0 | -12746.1846 | 57072025.331
2009-02-01 | 2009 | 50314490.0877 | 571.77 | 0 | 0 | 0 | 28 | 0 | 2 | -14695221.8516 | 13803758.598 | 0 | 0 | 0 | 50454133.6388 | 0 | -25492.3693 | 49537178.0159
2009-03-01 | 2009 | 49701259.0779 | 456.54 | 0.48 | 1 | 0 | 31 | 0 | 3 | -14695221.8516 | 11021858.3527 | 83615.9471 | -4177006.7226 | 0 | 55859933.6715 | 0 | -38238.5539 | 48054940.8432
2009-04-01 | 2009 | 43094637.6231 | 248.55 | 2.63 | 1 | 0 | 30 | 0 | 4 | -14695221.8516 | 6000532.0313 | 458145.71 | -4177006.7226 | 0 | 54058000.3273 | 0 | -50984.7385 | 41593464.7558
2009-05-01 | 2009 | 41837246.1659 | 92.74 | 47.37 | 1 | 0 | 31 | 0 | 5 | -14695221.8516 | 2238943.2331 | 8251848.7774 | -4177006.7226 | 0 | 55859933.6715 | 0 | -63730.9231 | 47414766.1846
2009-06-01 | 2009 | 50342302.3869 | 9.08 | 117.24 | 0 | 0 | 30 | 0 | 6 | -14695221.8516 | 219210.7457 | 20423195.0741 | 0 | 0 | 54058000.3273 | 0 | -76477.1078 | 59928707.1877
2009-07-01 | 2009 | 60810554.498 | 0.51 | 185.61 | 0 | 0 | 31 | 0 | 7 | -14695221.8516 | 12312.4978 | 32333241.5363 | 0 | 0 | 55859933.6715 | 0 | -89223.2924 | 73421042.5616
2009-08-01 | 2009 | 64587027.7458 | 1.51 | 159.64 | 0 | 0 | 31 | 0 | 8 | -14695221.8516 | 36454.6504 | 27809270.3995 | 0 | 0 | 55859933.6715 | 0 | -101969.477 | 68908467.3928
2009-09-01 | 2009 | 49270432.9538 | 33.01 | 72.99 | 0 | 1 | 30 | 1 | 9 | -14695221.8516 | 796932.4577 | 12714849.9528 | 0 | -2399238.6351 | 54058000.3273 | 2497427.9462 | -114715.6617 | 52858034.5354
2009-10-01 | 2009 | 45083293.9601 | 177.84 | 10.78 | 0 | 1 | 31 | 0 | 10 | -14695221.8516 | 4293440.4202 | 1877874.8115 | 0 | -2399238.6351 | 55859933.6715 | 0 | -127461.8463 | 44809326.5702
2009-11-01 | 2009 | 46033170.6458 | 361.95 | 0.05 | 0 | 1 | 30 | 0 | 11 | -14695221.8516 | 8738252.1373 | 8709.9945 | 0 | -2399238.6351 | 54058000.3273 | 0 | -140208.0309 | 45570293.9414
2009-12-01 | 2009 | 56594449.1928 | 556.41 | 0 | 0 | 0 | 31 | 0 | 12 | -14695221.8516 | 13432935.1339 | 0 | 0 | 0 | 55859933.6715 | 0 | -152954.2156 | 54444692.7382
2010-01-01 | 2010 | 57230062.2354 | 659.43 | 0 | 0 | 0 | 31 | 0 | 13 | -14695221.8516 | 15920059.6958 | 0 | 0 | 0 | 55859933.6715 | 0 | -165700.4002 | 56919071.1155
2010-02-01 | 2010 | 48541585.3147 | 571.77 | 0 | 0 | 0 | 28 | 0 | 14 | -14695221.8516 | 13803758.598 | 0 | 0 | 0 | 50454133.6388 | 0 | -178446.5848 | 49384223.8003
2010-03-01 | 2010 | 46701990.4688 | 456.54 | 0.48 | 1 | 0 | 31 | 0 | 15 | -14695221.8516 | 11021858.3527 | 83615.9471 | -4177006.7226 | 0 | 55859933.6715 | 0 | -191192.7694 | 47901986.6276
2010-04-01 | 2010 | 40737141.6748 | 248.55 | 2.63 | 1 | 0 | 30 | 0 | 16 | -14695221.8516 | 6000532.0313 | 458145.71 | -4177006.7226 | 0 | 54058000.3273 | 0 | -203938.9541 | 41440510.5403
2010-05-01 | 2010 | 48242779.2361 | 92.74 | 47.37 | 1 | 0 | 31 | 0 | 17 | -14695221.8516 | 2238943.2331 | 8251848.7774 | -4177006.7226 | 0 | 55859933.6715 | 0 | -216685.1387 | 47261811.9691
2010-06-01 | 2010 | 65023461.8953 | 9.08 | 117.24 | 0 | 0 | 30 | 0 | 18 | -14695221.8516 | 219210.7457 | 20423195.0741 | 0 | 0 | 54058000.3273 | 0 | -229431.3233 | 59775752.9722
2010-07-01 | 2010 | 81296181.7597 | 0.51 | 185.61 | 0 | 0 | 31 | 0 | 19 | -14695221.8516 | 12312.4978 | 32333241.5363 | 0 | 0 | 55859933.6715 | 0 | -242177.508 | 73268088.346
2010-08-01 | 2010 | 75078483.5391 | 1.51 | 159.64 | 0 | 0 | 31 | 0 | 20 | -14695221.8516 | 36454.6504 | 27809270.3995 | 0 | 0 | 55859933.6715 | 0 | -254923.6926 | 68755513.1772
2010-09-01 | 2010 | 49993208.9715 | 33.01 | 72.99 | 0 | 1 | 30 | 1 | 21 | -14695221.8516 | 796932.4577 | 12714849.9528 | 0 | -2399238.6351 | 54058000.3273 | 2497427.9462 | -267669.8772 | 52705080.3199
2010-10-01 | 2010 | 42337839.4795 | 177.84 | 10.78 | 0 | 1 | 31 | 0 | 22 | -14695221.8516 | 4293440.4202 | 1877874.8115 | 0 | -2399238.6351 | 55859933.6715 | 0 | -280416.0618 | 44656372.3546
2010-11-01 | 2010 | 45676188.0576 | 361.95 | 0.05 | 0 | 1 | 30 | 0 | 23 | -14695221.8516 | 8738252.1373 | 8709.9945 | 0 | -2399238.6351 | 54058000.3273 | 0 | -293162.2465 | 45417339.7258
2010-12-01 | 2010 | 56097840.2974 | 556.41 | 0 | 0 | 0 | 31 | 0 | 24 | -14695221.8516 | 13432935.1339 | 0 | 0 | 0 | 55859933.6715 | 0 | -305908.4311 | 54291738.5226
2011-01-01 | 2011 | 57216324.6834 | 659.43 | 0 | 0 | 0 | 31 | 0 | 25 | -14695221.8516 | 15920059.6958 | 0 | 0 | 0 | 55859933.6715 | 0 | -318654.6157 | 56766116.8999
2011-02-01 | 2011 | 49077423.3933 | 571.77 | 0 | 0 | 0 | 28 | 0 | 26 | -14695221.8516 | 13803758.598 | 0 | 0 | 0 | 50454133.6388 | 0 | -331400.8004 | 49231269.5848
2011-03-01 | 2011 | 49267213.1766 | 456.54 | 0.48 | 1 | 0 | 31 | 0 | 27 | -14695221.8516 | 11021858.3527 | 83615.9471 | -4177006.7226 | 0 | 55859933.6715 | 0 | -344146.985 | 47749032.4121
2011-04-01 | 2011 | 43063023.1213 | 248.55 | 2.63 | 1 | 0 | 30 | 0 | 28 | -14695221.8516 | 6000532.0313 | 458145.71 | -4177006.7226 | 0 | 54058000.3273 | 0 | -356893.1696 | 41287556.3247
2011-05-01 | 2011 | 46164662.0557 | 92.74 | 47.37 | 1 | 0 | 31 | 0 | 29 | -14695221.8516 | 2238943.2331 | 8251848.7774 | -4177006.7226 | 0 | 55859933.6715 | 0 | -369639.3543 | 47108857.7535
2011-06-01 | 2011 | 60282224.6905 | 9.08 | 117.24 | 0 | 0 | 30 | 0 | 30 | -14695221.8516 | 219210.7457 | 20423195.0741 | 0 | 0 | 54058000.3273 | 0 | -382385.5389 | 59622798.7566
2011-07-01 | 2011 | 81061488.556 | 0.51 | 185.61 | 0 | 0 | 31 | 0 | 31 | -14695221.8516 | 12312.4978 | 32333241.5363 | 0 | 0 | 55859933.6715 | 0 | -395131.7235 | 73115134.1305
2011-08-01 | 2011 | 71258545.4099 | 1.51 | 159.64 | 0 | 0 | 31 | 0 | 32 | -14695221.8516 | 36454.6504 | 27809270.3995 | 0 | 0 | 55859933.6715 | 0 | -407877.9081 | 68602558.9617
2011-09-01 | 2011 | 49668107.2805 | 33.01 | 72.99 | 0 | 1 | 30 | 1 | 33 | -14695221.8516 | 796932.4577 | 12714849.9528 | 0 | -2399238.6351 | 54058000.3273 | 2497427.9462 | -420624.0928 | 52552126.1043
2011-10-01 | 2011 | 43253414.186 | 177.84 | 10.78 | 0 | 1 | 31 | 0 | 34 | -14695221.8516 | 4293440.4202 | 1877874.8115 | 0 | -2399238.6351 | 55859933.6715 | 0 | -433370.2774 | 44503418.1391
2011-11-01 | 2011 | 44910887.278 | 361.95 | 0.05 | 0 | 1 | 30 | 0 | 35 | -14695221.8516 | 8738252.1373 | 8709.9945 | 0 | -2399238.6351 | 54058000.3273 | 0 | -446116.462 | 45264385.5103
2011-12-01 | 2011 | 53040629.6407 | 556.41 | 0 | 0 | 0 | 31 | 0 | 36 | -14695221.8516 | 13432935.1339 | 0 | 0 | 0 | 55859933.6715 | 0 | -458862.6467 | 54138784.3071
2012-01-01 | 2012 | 53836254.4636 | 659.43 | 0 | 0 | 0 | 31 | 0 | 37 | -14695221.8516 | 15920059.6958 | 0 | 0 | 0 | 55859933.6715 | 0 | -471608.8313 | 56613162.6844
2012-02-01 | 2012 | 47974878.7534 | 571.77 | 0 | 0 | 0 | 29 | 0 | 38 | -14695221.8516 | 13803758.598 | 0 | 0 | 0 | 52256066.983 | 0 | -484355.0159 | 50880248.7134
2012-03-01 | 2012 | 44818017.8476 | 456.54 | 0.48 | 1 | 0 | 31 | 0 | 39 | -14695221.8516 | 11021858.3527 | 83615.9471 | -4177006.7226 | 0 | 55859933.6715 | 0 | -497101.2005 | 47596078.1965
2012-04-01 | 2012 | 40519756.9644 | 248.55 | 2.63 | 1 | 0 | 30 | 0 | 40 | -14695221.8516 | 6000532.0313 | 458145.71 | -4177006.7226 | 0 | 54058000.3273 | 0 | -509847.3852 | 41134602.1092
2012-05-01 | 2012 | 47369873.152 | 92.74 | 47.37 | 1 | 0 | 31 | 0 | 41 | -14695221.8516 | 2238943.2331 | 8251848.7774 | -4177006.7226 | 0 | 55859933.6715 | 0 | -522593.5698 | 46955903.538
2012-06-01 | 2012 | 66164429.4769 | 9.08 | 117.24 | 0 | 0 | 30 | 0 | 42 | -14695221.8516 | 219210.7457 | 20423195.0741 | 0 | 0 | 54058000.3273 | 0 | -535339.7544 | 59469844.5411
2012-07-01 | 2012 | 83251368.9386 | 0.51 | 185.61 | 0 | 0 | 31 | 0 | 43 | -14695221.8516 | 12312.4978 | 32333241.5363 | 0 | 0 | 55859933.6715 | 0 | -548085.9391 | 72962179.9149
2012-08-01 | 2012 | 68538520.7698 | 1.51 | 159.64 | 0 | 0 | 31 | 0 | 44 | -14695221.8516 | 36454.6504 | 27809270.3995 | 0 | 0 | 55859933.6715 | 0 | -560832.1237 | 68449604.7461
2012-09-01 | 2012 | 50547782.2823 | 33.01 | 72.99 | 0 | 1 | 30 | 1 | 45 | -14695221.8516 | 796932.4577 | 12714849.9528 | 0 | -2399238.6351 | 54058000.3273 | 2497427.9462 | -573578.3083 | 52399171.8888
2012-10-01 | 2012 | 42873857.884 | 177.84 | 10.78 | 0 | 1 | 31 | 0 | 46 | -14695221.8516 | 4293440.4202 | 1877874.8115 | 0 | -2399238.6351 | 55859933.6715 | 0 | -586324.4929 | 44350463.9235
2012-11-01 | 2012 | 45641430.122 | 361.95 | 0.05 | 0 | 1 | 30 | 0 | 47 | -14695221.8516 | 8738252.1373 | 8709.9945 | 0 | -2399238.6351 | 54058000.3273 | 0 | -599070.6776 | 45111431.2947
2012-12-01 | 2012 | 52638100.6258 | 556.41 | 0 | 0 | 0 | 31 | 0 | 48 | -14695221.8516 | 13432935.1339 | 0 | 0 | 0 | 55859933.6715 | 0 | -611816.8622 | 53985830.0915
2013-01-01 | 2013 | 54911356.1212 | 659.43 | 0 | 0 | 0 | 31 | 0 | 49 | -14695221.8516 | 15920059.6958 | 0 | 0 | 0 | 55859933.6715 | 0 | -624563.0468 | 56460208.4688
2013-02-01 | 2013 | 48753761.1942 | 571.77 | 0 | 0 | 0 | 28 | 0 | 50 | -14695221.8516 | 13803758.598 | 0 | 0 | 0 | 50454133.6388 | 0 | -637309.2315 | 48925361.1536
2013-03-01 | 2013 | 49889124.1021 | 456.54 | 0.48 | 1 | 0 | 31 | 0 | 51 | -14695221.8516 | 11021858.3527 | 83615.9471 | -4177006.7226 | 0 | 55859933.6715 | 0 | -650055.4161 | 47443123.981
2013-04-01 | 2013 | 43188284.9818 | 248.55 | 2.63 | 1 | 0 | 30 | 0 | 52 | -14695221.8516 | 6000532.0313 | 458145.71 | -4177006.7226 | 0 | 54058000.3273 | 0 | -662801.6007 | 40981647.8936
2013-05-01 | 2013 | 45290631.4819 | 92.74 | 47.37 | 1 | 0 | 31 | 0 | 53 | -14695221.8516 | 2238943.2331 | 8251848.7774 | -4177006.7226 | 0 | 55859933.6715 | 0 | -675547.7854 | 46802949.3224
2013-06-01 | 2013 | 56572380.0583 | 9.08 | 117.24 | 0 | 0 | 30 | 0 | 54 | -14695221.8516 | 219210.7457 | 20423195.0741 | 0 | 0 | 54058000.3273 | 0 | -688293.97 | 59316890.3255
2013-07-01 | 2013 | 69531972.104 | 0.51 | 185.61 | 0 | 0 | 31 | 0 | 55 | -14695221.8516 | 12312.4978 | 32333241.5363 | 0 | 0 | 55859933.6715 | 0 | -701040.1546 | 72809225.6994
2013-08-01 | 2013 | 62627316.6697 | 1.51 | 159.64 | 0 | 0 | 31 | 0 | 56 | -14695221.8516 | 36454.6504 | 27809270.3995 | 0 | 0 | 55859933.6715 | 0 | -713786.3392 | 68296650.5306
2013-09-01 | 2013 | 52483630.8694 | 33.01 | 72.99 | 0 | 1 | 30 | 1 | 57 | -14695221.8516 | 796932.4577 | 12714849.9528 | 0 | -2399238.6351 | 54058000.3273 | 2497427.9462 | -726532.5239 | 52246217.6732
2013-10-01 | 2013 | 44313505.9337 | 177.84 | 10.78 | 0 | 1 | 31 | 0 | 58 | -14695221.8516 | 4293440.4202 | 1877874.8115 | 0 | -2399238.6351 | 55859933.6715 | 0 | -739278.7085 | 44197509.708
2013-11-01 | 2013 | 47268963.6807 | 361.95 | 0.05 | 0 | 1 | 30 | 0 | 59 | -14695221.8516 | 8738252.1373 | 8709.9945 | 0 | -2399238.6351 | 54058000.3273 | 0 | -752024.8931 | 44958477.0792
2013-12-01 | 2013 | 57282294.9373 | 556.41 | 0 | 0 | 0 | 31 | 0 | 60 | -14695221.8516 | 13432935.1339 | 0 | 0 | 0 | 55859933.6715 | 0 | -764771.0778 | 53832875.876
2014-01-01 | 2014 | 61083284.6388 | 659.43 | 0 | 0 | 0 | 31 | 0 | 61 | -14695221.8516 | 15920059.6958 | 0 | 0 | 0 | 55859933.6715 | 0 | -777517.2624 | 56307254.2533
2014-02-01 | 2014 | 51952415.0726 | 571.77 | 0 | 0 | 0 | 28 | 0 | 62 | -14695221.8516 | 13803758.598 | 0 | 0 | 0 | 50454133.6388 | 0 | -790263.447 | 48772406.9381
2014-03-01 | 2014 | 51052991.4827 | 456.54 | 0.48 | 1 | 0 | 31 | 0 | 63 | -14695221.8516 | 11021858.3527 | 83615.9471 | -4177006.7226 | 0 | 55859933.6715 | 0 | -803009.6316 | 47290169.7654
2014-04-01 | 2014 | 41360165.1936 | 248.55 | 2.63 | 1 | 0 | 30 | 0 | 64 | -14695221.8516 | 6000532.0313 | 458145.71 | -4177006.7226 | 0 | 54058000.3273 | 0 | -815755.8163 | 40828693.6781
2014-05-01 | 2014 | 43158849.9212 | 92.74 | 47.37 | 1 | 0 | 31 | 0 | 65 | -14695221.8516 | 2238943.2331 | 8251848.7774 | -4177006.7226 | 0 | 55859933.6715 | 0 | -828502.0009 | 46649995.1069
2014-06-01 | 2014 | 55440642.7147 | 9.08 | 117.24 | 0 | 0 | 30 | 0 | 66 | -14695221.8516 | 219210.7457 | 20423195.0741 | 0 | 0 | 54058000.3273 | 0 | -841248.1855 | 59163936.11
2014-07-01 | 2014 | 61454907.375 | 0.51 | 185.61 | 0 | 0 | 31 | 0 | 67 | -14695221.8516 | 12312.4978 | 32333241.5363 | 0 | 0 | 55859933.6715 | 0 | -853994.3702 | 72656271.4838
2014-08-01 | 2014 | 60080885.5391 | 1.51 | 159.64 | 0 | 0 | 31 | 0 | 68 | -14695221.8516 | 36454.6504 | 27809270.3995 | 0 | 0 | 55859933.6715 | 0 | -866740.5548 | 68143696.315
2014-09-01 | 2014 | 48273397.0428 | 33.01 | 72.99 | 0 | 1 | 30 | 1 | 69 | -14695221.8516 | 796932.4577 | 12714849.9528 | 0 | -2399238.6351 | 54058000.3273 | 2497427.9462 | -879486.7394 | 52093263.4577
2014-10-01 | 2014 | 41793076.8971 | 177.84 | 10.78 | 0 | 1 | 31 | 0 | 70 | -14695221.8516 | 4293440.4202 | 1877874.8115 | 0 | -2399238.6351 | 55859933.6715 | 0 | -892232.9241 | 44044555.4924
2014-11-01 | 2014 | 46664422.6497 | 361.95 | 0.05 | 0 | 1 | 30 | 0 | 71 | -14695221.8516 | 8738252.1373 | 8709.9945 | 0 | -2399238.6351 | 54058000.3273 | 0 | -904979.1087 | 44805522.8636
2014-12-01 | 2014 | 53245388.2278 | 556.41 | 0 | 0 | 0 | 31 | 0 | 72 | -14695221.8516 | 13432935.1339 | 0 | 0 | 0 | 55859933.6715 | 0 | -917725.2933 | 53679921.6604
2015-01-01 | 2015 | 55763896.1817 | 659.43 | 0 | 0 | 0 | 31 | 0 | 73 | -14695221.8516 | 15920059.6958 | 0 | 0 | 0 | 55859933.6715 | 0 | -930471.4779 | 56154300.0377
2015-02-01 | 2015 | 50700386.3566 | 571.77 | 0 | 0 | 0 | 28 | 0 | 74 | -14695221.8516 | 13803758.598 | 0 | 0 | 0 | 50454133.6388 | 0 | -943217.6626 | 48619452.7225
2015-03-01 | 2015 | 48601161.7719 | 456.54 | 0.48 | 1 | 0 | 31 | 0 | 75 | -14695221.8516 | 11021858.3527 | 83615.9471 | -4177006.7226 | 0 | 55859933.6715 | 0 | -955963.8472 | 47137215.5499
2015-04-01 | 2015 | 40903456.9173 | 248.55 | 2.63 | 1 | 0 | 30 | 0 | 76 | -14695221.8516 | 6000532.0313 | 458145.71 | -4177006.7226 | 0 | 54058000.3273 | 0 | -968710.0318 | 40675739.4625
2015-05-01 | 2015 | 44255377.8162 | 92.74 | 47.37 | 1 | 0 | 31 | 0 | 77 | -14695221.8516 | 2238943.2331 | 8251848.7774 | -4177006.7226 | 0 | 55859933.6715 | 0 | -981456.2165 | 46497040.8913
2015-06-01 | 2015 | 52472039.3035 | 9.08 | 117.24 | 0 | 0 | 30 | 0 | 78 | -14695221.8516 | 219210.7457 | 20423195.0741 | 0 | 0 | 54058000.3273 | 0 | -994202.4011 | 59010981.8944
2015-07-01 | 2015 | 65255972.6383 | 0.51 | 185.61 | 0 | 0 | 31 | 0 | 79 | -14695221.8516 | 12312.4978 | 32333241.5363 | 0 | 0 | 55859933.6715 | 0 | -1006948.5857 | 72503317.2683
2015-08-01 | 2015 | 67807607.1442 | 1.51 | 159.64 | 0 | 0 | 31 | 0 | 80 | -14695221.8516 | 36454.6504 | 27809270.3995 | 0 | 0 | 55859933.6715 | 0 | -1019694.7703 | 67990742.0995
2015-09-01 | 2015 | 53044043.7349 | 33.01 | 72.99 | 0 | 1 | 30 | 1 | 81 | -14695221.8516 | 796932.4577 | 12714849.9528 | 0 | -2399238.6351 | 54058000.3273 | 2497427.9462 | -1032440.955 | 51940309.2421
2015-10-01 | 2015 | 41411011.4398 | 177.84 | 10.78 | 0 | 1 | 31 | 0 | 82 | -14695221.8516 | 4293440.4202 | 1877874.8115 | 0 | -2399238.6351 | 55859933.6715 | 0 | -1045187.1396 | 43891601.2769
2015-11-01 | 2015 | 42304554.5154 | 361.95 | 0.05 | 0 | 1 | 30 | 0 | 83 | -14695221.8516 | 8738252.1373 | 8709.9945 | 0 | -2399238.6351 | 54058000.3273 | 0 | -1057933.3242 | 44652568.6481
2015-12-01 | 2015 | 49135427.2228 | 556.41 | 0 | 0 | 0 | 31 | 0 | 84 | -14695221.8516 | 13432935.1339 | 0 | 0 | 0 | 55859933.6715 | 0 | -1070679.5089 | 53526967.4449
2016-01-01 | 2016 | 52102836.709 | 659.43 | 0 | 0 | 0 | 31 | 0 | 85 | -14695221.8516 | 15920059.6958 | 0 | 0 | 0 | 55859933.6715 | 0 | -1083425.6935 | 56001345.8222
2016-02-01 | 2016 | 46904127.65 | 571.77 | 0 | 0 | 0 | 29 | 0 | 86 | -14695221.8516 | 13803758.598 | 0 | 0 | 0 | 52256066.983 | 0 | -1096171.8781 | 50268431.8512
2016-03-01 | 2016 | 45175173.0873 | 456.54 | 0.48 | 1 | 0 | 31 | 0 | 87 | -14695221.8516 | 11021858.3527 | 83615.9471 | -4177006.7226 | 0 | 55859933.6715 | 0 | -1108918.0628 | 46984261.3343
2016-04-01 | 2016 | 40065253.611 | 248.55 | 2.63 | 1 | 0 | 30 | 0 | 88 | -14695221.8516 | 6000532.0313 | 458145.71 | -4177006.7226 | 0 | 54058000.3273 | 0 | -1121664.2474 | 40522785.247
2016-05-01 | 2016 | 45621730.5605 | 92.74 | 47.37 | 1 | 0 | 31 | 0 | 89 | -14695221.8516 | 2238943.2331 | 8251848.7774 | -4177006.7226 | 0 | 55859933.6715 | 0 | -1134410.432 | 46344086.6758
2016-06-01 | 2016 | 62219414.4442 | 9.08 | 117.24 | 0 | 0 | 30 | 0 | 90 | -14695221.8516 | 219210.7457 | 20423195.0741 | 0 | 0 | 54058000.3273 | 0 | -1147156.6166 | 58858027.6789
2016-07-01 | 2016 | 78540515.1832 | 0.51 | 185.61 | 0 | 0 | 31 | 0 | 91 | -14695221.8516 | 12312.4978 | 32333241.5363 | 0 | 0 | 55859933.6715 | 0 | -1159902.8013 | 72350363.0527
2016-08-01 | 2016 | 76966973.6312 | 1.51 | 159.64 | 0 | 0 | 31 | 0 | 92 | -14695221.8516 | 36454.6504 | 27809270.3995 | 0 | 0 | 55859933.6715 | 0 | -1172648.9859 | 67837787.8839
2016-09-01 | 2016 | 56086414.5274 | 33.01 | 72.99 | 0 | 1 | 30 | 1 | 93 | -14695221.8516 | 796932.4577 | 12714849.9528 | 0 | -2399238.6351 | 54058000.3273 | 2497427.9462 | -1185395.1705 | 51787355.0266
2016-10-01 | 2016 | 42624018.7776 | 177.84 | 10.78 | 0 | 1 | 31 | 0 | 94 | -14695221.8516 | 4293440.4202 | 1877874.8115 | 0 | -2399238.6351 | 55859933.6715 | 0 | -1198141.3552 | 43738647.0613
2016-11-01 | 2016 | 42697547.7495 | 361.95 | 0.05 | 0 | 1 | 30 | 0 | 95 | -14695221.8516 | 8738252.1373 | 8709.9945 | 0 | -2399238.6351 | 54058000.3273 | 0 | -1210887.5398 | 44499614.4325
2016-12-01 | 2016 | 51929745.7921 | 556.41 | 0 | 0 | 0 | 31 | 0 | 96 | -14695221.8516 | 13432935.1339 | 0 | 0 | 0 | 55859933.6715 | 0 | -1223633.7244 | 53374013.2293
2017-01-01 | 2017 | 52235221.9967 | 659.43 | 0 | 0 | 0 | 31 | 0 | 97 | -14695221.8516 | 15920059.6958 | 0 | 0 | 0 | 55859933.6715 | 0 | -1236379.909 | 55848391.6066
2017-02-01 | 2017 | 43740261.3067 | 571.77 | 0 | 0 | 0 | 28 | 0 | 98 | -14695221.8516 | 13803758.598 | 0 | 0 | 0 | 50454133.6388 | 0 | -1249126.0937 | 48313544.2914
2017-03-01 | 2017 | 45837850.0767 | 456.54 | 0.48 | 1 | 0 | 31 | 0 | 99 | -14695221.8516 | 11021858.3527 | 83615.9471 | -4177006.7226 | 0 | 55859933.6715 | 0 | -1261872.2783 | 46831307.1187
2017-04-01 | 2017 | 39739104.1767 | 248.55 | 2.63 | 1 | 0 | 30 | 0 | 100 | -14695221.8516 | 6000532.0313 | 458145.71 | -4177006.7226 | 0 | 54058000.3273 | 0 | -1274618.4629 | 40369831.0314
2017-05-01 | 2017 | 43383845.1567 | 92.74 | 47.37 | 1 | 0 | 31 | 0 | 101 | -14695221.8516 | 2238943.2331 | 8251848.7774 | -4177006.7226 | 0 | 55859933.6715 | 0 | -1287364.6476 | 46191132.4602
2017-06-01 | 2017 | 58319622.4067 | 9.08 | 117.24 | 0 | 0 | 30 | 0 | 102 | -14695221.8516 | 219210.7457 | 20423195.0741 | 0 | 0 | 54058000.3273 | 0 | -1300110.8322 | 58705073.4633
2017-07-01 | 2017 | 70157146.2567 | 0.51 | 185.61 | 0 | 0 | 31 | 0 | 103 | -14695221.8516 | 12312.4978 | 32333241.5363 | 0 | 0 | 55859933.6715 | 0 | -1312857.0168 | 72197408.8372
2017-08-01 | 2017 | 62635034.5367 | 1.51 | 159.64 | 0 | 0 | 31 | 0 | 104 | -14695221.8516 | 36454.6504 | 27809270.3995 | 0 | 0 | 55859933.6715 | 0 | -1325603.2015 | 67684833.6684
2017-09-01 | 2017 | 53098958.5867 | 33.01 | 72.99 | 0 | 1 | 30 | 1 | 105 | -14695221.8516 | 796932.4577 | 12714849.9528 | 0 | -2399238.6351 | 54058000.3273 | 2497427.9462 | -1338349.3861 | 51634400.811
2017-10-01 | 2017 | 46118064.9067 | 177.84 | 10.78 | 0 | 1 | 31 | 0 | 106 | -14695221.8516 | 4293440.4202 | 1877874.8115 | 0 | -2399238.6351 | 55859933.6715 | 0 | -1351095.5707 | 43585692.8458
2017-11-01 | 2017 | 45341675.6067 | 361.95 | 0.05 | 0 | 1 | 30 | 0 | 107 | -14695221.8516 | 8738252.1373 | 8709.9945 | 0 | -2399238.6351 | 54058000.3273 | 0 | -1363841.7553 | 44346660.217
2017-12-01 | 2017 | 54565027.1767 | 556.41 | 0 | 0 | 0 | 31 | 0 | 108 | -14695221.8516 | 13432935.1339 | 0 | 0 | 0 | 55859933.6715 | 0 | -1376587.94 | 53221059.0138
2018-01-01 | 2018 | 56225086.2933 | 659.43 | 0 | 0 | 0 | 31 | 0 | 109 | -14695221.8516 | 15920059.6958 | 0 | 0 | 0 | 55859933.6715 | 0 | -1389334.1246 | 55695437.3911
2018-02-01 | 2018 | 47139422.7878 | 571.77 | 0 | 0 | 0 | 28 | 0 | 110 | -14695221.8516 | 13803758.598 | 0 | 0 | 0 | 50454133.6388 | 0 | -1402080.3092 | 48160590.0759
2018-03-01 | 2018 | 48575569.5122 | 456.54 | 0.48 | 1 | 0 | 31 | 0 | 111 | -14695221.8516 | 11021858.3527 | 83615.9471 | -4177006.7226 | 0 | 55859933.6715 | 0 | -1414826.4939 | 46678352.9032
2018-04-01 | 2018 | 43821696.0326 | 248.55 | 2.63 | 1 | 0 | 30 | 0 | 112 | -14695221.8516 | 6000532.0313 | 458145.71 | -4177006.7226 | 0 | 54058000.3273 | 0 | -1427572.6785 | 40216876.8159
2018-05-01 | 2018 | 48899921.9337 | 92.74 | 47.37 | 1 | 0 | 31 | 0 | 113 | -14695221.8516 | 2238943.2331 | 8251848.7774 | -4177006.7226 | 0 | 55859933.6715 | 0 | -1440318.8631 | 46038178.2447
2018-06-01 | 2018 | 66010052.5843 | 9.08 | 117.24 | 0 | 0 | 30 | 0 | 114 | -14695221.8516 | 219210.7457 | 20423195.0741 | 0 | 0 | 54058000.3273 | 0 | -1453065.0477 | 58552119.2477
2018-07-01 | 2018 | 78572912.3289 | 0.51 | 185.61 | 0 | 0 | 31 | 0 | 115 | -14695221.8516 | 12312.4978 | 32333241.5363 | 0 | 0 | 55859933.6715 | 0 | -1465811.2324 | 72044454.6216
2018-08-01 | 2018 | 75820147.4721 | 1.51 | 159.64 | 0 | 0 | 31 | 0 | 116 | -14695221.8516 | 36454.6504 | 27809270.3995 | 0 | 0 | 55859933.6715 | 0 | -1478557.417 | 67531879.4528
2018-09-01 | 2018 | 59545277.3894 | 33.01 | 72.99 | 0 | 1 | 30 | 1 | 117 | -14695221.8516 | 796932.4577 | 12714849.9528 | 0 | -2399238.6351 | 54058000.3273 | 2497427.9462 | -1491303.6016 | 51481446.5955
2018-10-01 | 2018 | 46605104.7942 | 177.84 | 10.78 | 0 | 1 | 31 | 0 | 118 | -14695221.8516 | 4293440.4202 | 1877874.8115 | 0 | -2399238.6351 | 55859933.6715 | 0 | -1504049.7863 | 43432738.6302
2018-11-01 | 2018 | 47874988.188 | 361.95 | 0.05 | 0 | 1 | 30 | 0 | 119 | -14695221.8516 | 8738252.1373 | 8709.9945 | 0 | -2399238.6351 | 54058000.3273 | 0 | -1516795.9709 | 44193706.0014
2018-12-01 | 2018 | 52725596.9522 | 556.41 | 0 | 0 | 0 | 31 | 0 | 120 | -14695221.8516 | 13432935.1339 | 0 | 0 | 0 | 55859933.6715 | 0 | -1529542.1555 | 53068104.7982
2019-01-01 | 2019 |  | 659.43 | 0 | 0 | 0 | 31 | 0 | 121 | -14695221.8516 | 15920059.6958 | 0 | 0 | 0 | 55859933.6715 | 0 | -1542288.3401 | 55542483.1755
2019-02-01 | 2019 |  | 571.77 | 0 | 0 | 0 | 28 | 0 | 122 | -14695221.8516 | 13803758.598 | 0 | 0 | 0 | 50454133.6388 | 0 | -1555034.5248 | 48007635.8603
2019-03-01 | 2019 |  | 456.54 | 0.48 | 1 | 0 | 31 | 0 | 123 | -14695221.8516 | 11021858.3527 | 83615.9471 | -4177006.7226 | 0 | 55859933.6715 | 0 | -1567780.7094 | 46525398.6876
2019-04-01 | 2019 |  | 248.55 | 2.63 | 1 | 0 | 30 | 0 | 124 | -14695221.8516 | 6000532.0313 | 458145.71 | -4177006.7226 | 0 | 54058000.3273 | 0 | -1580526.894 | 40063922.6003
2019-05-01 | 2019 |  | 92.74 | 47.37 | 1 | 0 | 31 | 0 | 125 | -14695221.8516 | 2238943.2331 | 8251848.7774 | -4177006.7226 | 0 | 55859933.6715 | 0 | -1593273.0787 | 45885224.0291
2019-06-01 | 2019 |  | 9.08 | 117.24 | 0 | 0 | 30 | 0 | 126 | -14695221.8516 | 219210.7457 | 20423195.0741 | 0 | 0 | 54058000.3273 | 0 | -1606019.2633 | 58399165.0322
2019-07-01 | 2019 |  | 0.51 | 185.61 | 0 | 0 | 31 | 0 | 127 | -14695221.8516 | 12312.4978 | 32333241.5363 | 0 | 0 | 55859933.6715 | 0 | -1618765.4479 | 71891500.4061
2019-08-01 | 2019 |  | 1.51 | 159.64 | 0 | 0 | 31 | 0 | 128 | -14695221.8516 | 36454.6504 | 27809270.3995 | 0 | 0 | 55859933.6715 | 0 | -1631511.6326 | 67378925.2373
2019-09-01 | 2019 |  | 33.01 | 72.99 | 0 | 1 | 30 | 1 | 129 | -14695221.8516 | 796932.4577 | 12714849.9528 | 0 | -2399238.6351 | 54058000.3273 | 2497427.9462 | -1644257.8172 | 51328492.3799
2019-10-01 | 2019 |  | 177.84 | 10.78 | 0 | 1 | 31 | 0 | 130 | -14695221.8516 | 4293440.4202 | 1877874.8115 | 0 | -2399238.6351 | 55859933.6715 | 0 | -1657004.0018 | 43279784.4147
2019-11-01 | 2019 |  | 361.95 | 0.05 | 0 | 1 | 30 | 0 | 131 | -14695221.8516 | 8738252.1373 | 8709.9945 | 0 | -2399238.6351 | 54058000.3273 | 0 | -1669750.1864 | 44040751.7859
2019-12-01 | 2019 |  | 556.41 | 0 | 0 | 0 | 31 | 0 | 132 | -14695221.8516 | 13432935.1339 | 0 | 0 | 0 | 55859933.6715 | 0 | -1682496.3711 | 52915150.5827
2020-01-01 | 2020 |  | 659.43 | 0 | 0 | 0 | 31 | 0 | 133 | -14695221.8516 | 15920059.6958 | 0 | 0 | 0 | 55859933.6715 | 0 | -1695242.5557 | 55389528.96
2020-02-01 | 2020 |  | 571.77 | 0 | 0 | 0 | 29 | 0 | 134 | -14695221.8516 | 13803758.598 | 0 | 0 | 0 | 52256066.983 | 0 | -1707988.7403 | 49656614.989
2020-03-01 | 2020 |  | 456.54 | 0.48 | 1 | 0 | 31 | 0 | 135 | -14695221.8516 | 11021858.3527 | 83615.9471 | -4177006.7226 | 0 | 55859933.6715 | 0 | -1720734.925 | 46372444.4721
2020-04-01 | 2020 |  | 248.55 | 2.63 | 1 | 0 | 30 | 0 | 136 | -14695221.8516 | 6000532.0313 | 458145.71 | -4177006.7226 | 0 | 54058000.3273 | 0 | -1733481.1096 | 39910968.3848
2020-05-01 | 2020 |  | 92.74 | 47.37 | 1 | 0 | 31 | 0 | 137 | -14695221.8516 | 2238943.2331 | 8251848.7774 | -4177006.7226 | 0 | 55859933.6715 | 0 | -1746227.2942 | 45732269.8135
2020-06-01 | 2020 |  | 9.08 | 117.24 | 0 | 0 | 30 | 0 | 138 | -14695221.8516 | 219210.7457 | 20423195.0741 | 0 | 0 | 54058000.3273 | 0 | -1758973.4788 | 58246210.8166
2020-07-01 | 2020 |  | 0.51 | 185.61 | 0 | 0 | 31 | 0 | 139 | -14695221.8516 | 12312.4978 | 32333241.5363 | 0 | 0 | 55859933.6715 | 0 | -1771719.6635 | 71738546.1905
2020-08-01 | 2020 |  | 1.51 | 159.64 | 0 | 0 | 31 | 0 | 140 | -14695221.8516 | 36454.6504 | 27809270.3995 | 0 | 0 | 55859933.6715 | 0 | -1784465.8481 | 67225971.0217
2020-09-01 | 2020 |  | 33.01 | 72.99 | 0 | 1 | 30 | 1 | 141 | -14695221.8516 | 796932.4577 | 12714849.9528 | 0 | -2399238.6351 | 54058000.3273 | 2497427.9462 | -1797212.0327 | 51175538.1644
2020-10-01 | 2020 |  | 177.84 | 10.78 | 0 | 1 | 31 | 0 | 142 | -14695221.8516 | 4293440.4202 | 1877874.8115 | 0 | -2399238.6351 | 55859933.6715 | 0 | -1809958.2174 | 43126830.1991
2020-11-01 | 2020 |  | 361.95 | 0.05 | 0 | 1 | 30 | 0 | 143 | -14695221.8516 | 8738252.1373 | 8709.9945 | 0 | -2399238.6351 | 54058000.3273 | 0 | -1822704.402 | 43887797.5703
2020-12-01 | 2020 |  | 556.41 | 0 | 0 | 0 | 31 | 0 | 144 | -14695221.8516 | 13432935.1339 | 0 | 0 | 0 | 55859933.6715 | 0 | -1835450.5866 | 52762196.3671

## GS < 50 Normalized Monthly
Date | Year | GS_lt_50_No_CDM | HDD | CDD | Windsor_Empl | Trend | Mar | Sept | Shoulder | Month Days | const | HDD | CDD | Windsor_Empl | Trend | Mar | Sept | Shoulder | Month Days | Predicted
2009-01-01 | 2009 | 20997000.5769 | 659.43 | 0 | 151.5 | 1 | 0 | 0 | 0 | 31 | -2510760.168 | 2872620.3494 | 0 | 6202406.5237 | -20492.6553 | 0 | 0 | 0 | 14235755.3786 | 20779529.4285
2009-02-01 | 2009 | 18534901.3202 | 571.77 | 0 | 149.7 | 2 | 0 | 0 | 0 | 28 | -2510760.168 | 2490754.3442 | 0 | 6128714.565 | -40985.3106 | 0 | 0 | 0 | 12858101.6323 | 18925825.0629
2009-03-01 | 2009 | 18954018.3027 | 456.54 | 0.48 | 147.2 | 3 | 1 | 0 | 1 | 31 | -2510760.168 | 1988787.429 | 11397.791 | 6026364.6224 | -61477.9659 | 419453.4328 | 0 | -782960.3125 | 14235755.3786 | 19326560.2074
2009-04-01 | 2009 | 16925516.1654 | 248.55 | 2.63 | 147.4 | 4 | 0 | 0 | 1 | 30 | -2510760.168 | 1082737.8006 | 62450.3964 | 6034552.6178 | -81970.6212 | 0 | 0 | -782960.3125 | 13776537.4631 | 17580587.1763
2009-05-01 | 2009 | 17278203.8421 | 92.74 | 47.37 | 147 | 5 | 0 | 0 | 1 | 31 | -2510760.168 | 403995.5889 | 1124819.4974 | 6018176.627 | -102463.2765 | 0 | 0 | -782960.3125 | 14235755.3786 | 18386563.335
2009-06-01 | 2009 | 18191454.6429 | 9.08 | 117.24 | 146.4 | 6 | 0 | 0 | 0 | 30 | -2510760.168 | 39554.4527 | 2783910.4471 | 5993612.6408 | -122955.9318 | 0 | 0 | 0 | 13776537.4631 | 19959898.904
2009-07-01 | 2009 | 20105262.7224 | 0.51 | 185.61 | 145.2 | 7 | 0 | 0 | 0 | 31 | -2510760.168 | 2221.6708 | 4407383.3 | 5944484.6683 | -143448.5871 | 0 | 0 | 0 | 14235755.3786 | 21935636.2626
2009-08-01 | 2009 | 20523724.4113 | 1.51 | 159.64 | 145.3 | 8 | 0 | 0 | 0 | 31 | -2510760.168 | 6577.8881 | 3790715.3171 | 5948578.666 | -163941.2424 | 0 | 0 | 0 | 14235755.3786 | 21306925.8394
2009-09-01 | 2009 | 18157087.0661 | 33.01 | 72.99 | 145.6 | 9 | 0 | 1 | 1 | 30 | -2510760.168 | 143798.7318 | 1733176.5911 | 5960860.6591 | -184433.8977 | 0 | 697390.1736 | -782960.3125 | 13776537.4631 | 18833609.2406
2009-10-01 | 2009 | 17337285.1807 | 177.84 | 10.78 | 146.3 | 10 | 0 | 0 | 1 | 31 | -2510760.168 | 774709.678 | 255975.3891 | 5989518.6431 | -204926.553 | 0 | 0 | -782960.3125 | 14235755.3786 | 17757312.0552
2009-11-01 | 2009 | 17481165.5039 | 361.95 | 0.05 | 146.4 | 11 | 0 | 0 | 1 | 30 | -2510760.168 | 1576732.8382 | 1187.2699 | 5993612.6408 | -225419.2084 | 0 | 0 | -782960.3125 | 13776537.4631 | 17828930.5232
2009-12-01 | 2009 | 19459671.3831 | 556.41 | 0 | 147.1 | 12 | 0 | 0 | 0 | 31 | -2510760.168 | 2423842.8471 | 0 | 6022270.6247 | -245911.8637 | 0 | 0 | 0 | 14235755.3786 | 19925196.8187
2010-01-01 | 2010 | 20364989.1203 | 659.43 | 0 | 146.9 | 13 | 0 | 0 | 0 | 31 | -2510760.168 | 2872620.3494 | 0 | 6014082.6293 | -266404.519 | 0 | 0 | 0 | 14235755.3786 | 20345293.6704
2010-02-01 | 2010 | 18205145.4891 | 571.77 | 0 | 147.6 | 14 | 0 | 0 | 0 | 28 | -2510760.168 | 2490754.3442 | 0 | 6042740.6132 | -286897.1743 | 0 | 0 | 0 | 12858101.6323 | 18593939.2475
2010-03-01 | 2010 | 18513709.375 | 456.54 | 0.48 | 147.4 | 15 | 1 | 0 | 1 | 31 | -2510760.168 | 1988787.429 | 11397.791 | 6034552.6178 | -307389.8296 | 419453.4328 | 0 | -782960.3125 | 14235755.3786 | 19088836.3391
2010-04-01 | 2010 | 16824162.8468 | 248.55 | 2.63 | 149 | 16 | 0 | 0 | 1 | 30 | -2510760.168 | 1082737.8006 | 62450.3964 | 6100056.5811 | -327882.4849 | 0 | 0 | -782960.3125 | 13776537.4631 | 17400179.2759
2010-05-01 | 2010 | 18405787.8432 | 92.74 | 47.37 | 149.6 | 17 | 0 | 0 | 1 | 31 | -2510760.168 | 403995.5889 | 1124819.4974 | 6124620.5673 | -348375.1402 | 0 | 0 | -782960.3125 | 14235755.3786 | 18247095.4116
2010-06-01 | 2010 | 20461415.9695 | 9.08 | 117.24 | 150.5 | 18 | 0 | 0 | 0 | 30 | -2510760.168 | 39554.4527 | 2783910.4471 | 6161466.5467 | -368867.7955 | 0 | 0 | 0 | 13776537.4631 | 19881840.9462
2010-07-01 | 2010 | 22795593.036 | 0.51 | 185.61 | 148.7 | 19 | 0 | 0 | 0 | 31 | -2510760.168 | 2221.6708 | 4407383.3 | 6087774.588 | -389360.4508 | 0 | 0 | 0 | 14235755.3786 | 21833014.3186
2010-08-01 | 2010 | 22116079.5943 | 1.51 | 159.64 | 148 | 20 | 0 | 0 | 0 | 31 | -2510760.168 | 6577.8881 | 3790715.3171 | 6059116.604 | -409853.1061 | 0 | 0 | 0 | 14235755.3786 | 21171551.9137
2010-09-01 | 2010 | 18334763.2262 | 33.01 | 72.99 | 146.9 | 21 | 0 | 1 | 1 | 30 | -2510760.168 | 143798.7318 | 1733176.5911 | 6014082.6293 | -430345.7614 | 0 | 697390.1736 | -782960.3125 | 13776537.4631 | 18640919.3471
2010-10-01 | 2010 | 17072567.9523 | 177.84 | 10.78 | 146.4 | 22 | 0 | 0 | 1 | 31 | -2510760.168 | 774709.678 | 255975.3891 | 5993612.6408 | -450838.4167 | 0 | 0 | -782960.3125 | 14235755.3786 | 17515494.1893
2010-11-01 | 2010 | 17395857.7507 | 361.95 | 0.05 | 145.4 | 23 | 0 | 0 | 1 | 30 | -2510760.168 | 1576732.8382 | 1187.2699 | 5952672.6637 | -471331.072 | 0 | 0 | -782960.3125 | 13776537.4631 | 17542078.6825
2010-12-01 | 2010 | 19655364.769 | 556.41 | 0 | 145.3 | 24 | 0 | 0 | 0 | 31 | -2510760.168 | 2423842.8471 | 0 | 5948578.666 | -491823.7273 | 0 | 0 | 0 | 14235755.3786 | 19605592.9964
2011-01-01 | 2011 | 20433168.7128 | 659.43 | 0 | 148.9 | 25 | 0 | 0 | 0 | 31 | -2510760.168 | 2872620.3494 | 0 | 6095962.5834 | -512316.3826 | 0 | 0 | 0 | 14235755.3786 | 20181261.7608
2011-02-01 | 2011 | 18248985.6609 | 571.77 | 0 | 148.7 | 26 | 0 | 0 | 0 | 28 | -2510760.168 | 2490754.3442 | 0 | 6087774.588 | -532809.0379 | 0 | 0 | 0 | 12858101.6323 | 18393061.3586
2011-03-01 | 2011 | 18891983.1271 | 456.54 | 0.48 | 149.1 | 27 | 1 | 0 | 1 | 31 | -2510760.168 | 1988787.429 | 11397.791 | 6104150.5788 | -553301.6932 | 419453.4328 | 0 | -782960.3125 | 14235755.3786 | 18912522.4365
2011-04-01 | 2011 | 17089616.6253 | 248.55 | 2.63 | 146.3 | 28 | 0 | 0 | 1 | 30 | -2510760.168 | 1082737.8006 | 62450.3964 | 5989518.6431 | -573794.3485 | 0 | 0 | -782960.3125 | 13776537.4631 | 17043729.4742
2011-05-01 | 2011 | 17878369.4372 | 92.74 | 47.37 | 146.9 | 29 | 0 | 0 | 1 | 31 | -2510760.168 | 403995.5889 | 1124819.4974 | 6014082.6293 | -594287.0038 | 0 | 0 | -782960.3125 | 14235755.3786 | 17890645.6099
2011-06-01 | 2011 | 19789305.953 | 9.08 | 117.24 | 147.1 | 30 | 0 | 0 | 0 | 30 | -2510760.168 | 39554.4527 | 2783910.4471 | 6022270.6247 | -614779.6591 | 0 | 0 | 0 | 13776537.4631 | 19496733.1606
2011-07-01 | 2011 | 22703572.4207 | 0.51 | 185.61 | 148 | 31 | 0 | 0 | 0 | 31 | -2510760.168 | 2221.6708 | 4407383.3 | 6059116.604 | -635272.3144 | 0 | 0 | 0 | 14235755.3786 | 21558444.471
2011-08-01 | 2011 | 21542109.4337 | 1.51 | 159.64 | 147.9 | 32 | 0 | 0 | 0 | 31 | -2510760.168 | 6577.8881 | 3790715.3171 | 6055022.6063 | -655764.9697 | 0 | 0 | 0 | 14235755.3786 | 20921546.0524
2011-09-01 | 2011 | 18050834.514 | 33.01 | 72.99 | 146 | 33 | 0 | 1 | 1 | 30 | -2510760.168 | 143798.7318 | 1733176.5911 | 5977236.6499 | -676257.6251 | 0 | 697390.1736 | -782960.3125 | 13776537.4631 | 18358161.5041
2011-10-01 | 2011 | 17206685.4523 | 177.84 | 10.78 | 146 | 34 | 0 | 0 | 1 | 31 | -2510760.168 | 774709.678 | 255975.3891 | 5977236.6499 | -696750.2804 | 0 | 0 | -782960.3125 | 14235755.3786 | 17253206.3348
2011-11-01 | 2011 | 17348028.4082 | 361.95 | 0.05 | 147.3 | 35 | 0 | 0 | 1 | 30 | -2510760.168 | 1576732.8382 | 1187.2699 | 6030458.6201 | -717242.9357 | 0 | 0 | -782960.3125 | 13776537.4631 | 17373952.7752
2011-12-01 | 2011 | 18974962.526 | 556.41 | 0 | 149.3 | 36 | 0 | 0 | 0 | 31 | -2510760.168 | 2423842.8471 | 0 | 6112338.5742 | -737735.591 | 0 | 0 | 0 | 14235755.3786 | 19523441.0409
2012-01-01 | 2012 | 19511148.0827 | 659.43 | 0 | 149.5 | 37 | 0 | 0 | 0 | 31 | -2510760.168 | 2872620.3494 | 0 | 6120526.5696 | -758228.2463 | 0 | 0 | 0 | 14235755.3786 | 19959913.8834
2012-02-01 | 2012 | 18256163.6885 | 571.77 | 0 | 150.2 | 38 | 0 | 0 | 0 | 29 | -2510760.168 | 2490754.3442 | 0 | 6149184.5536 | -778720.9016 | 0 | 0 | 0 | 13317319.5477 | 18667777.3759
2012-03-01 | 2012 | 18096668.8584 | 456.54 | 0.48 | 151.8 | 39 | 1 | 0 | 1 | 31 | -2510760.168 | 1988787.429 | 11397.791 | 6214688.5169 | -799213.5569 | 419453.4328 | 0 | -782960.3125 | 14235755.3786 | 18777148.5109
2012-04-01 | 2012 | 16541459.7676 | 248.55 | 2.63 | 152.5 | 40 | 0 | 0 | 1 | 30 | -2510760.168 | 1082737.8006 | 62450.3964 | 6243346.5008 | -819706.2122 | 0 | 0 | -782960.3125 | 13776537.4631 | 17051645.4683
2012-05-01 | 2012 | 18171949.7481 | 92.74 | 47.37 | 152.7 | 41 | 0 | 0 | 1 | 31 | -2510760.168 | 403995.5889 | 1124819.4974 | 6251534.4962 | -840198.8675 | 0 | 0 | -782960.3125 | 14235755.3786 | 17882185.6132
2012-06-01 | 2012 | 20403300.9099 | 9.08 | 117.24 | 152.6 | 42 | 0 | 0 | 0 | 30 | -2510760.168 | 39554.4527 | 2783910.4471 | 6247440.4985 | -860691.5228 | 0 | 0 | 0 | 13776537.4631 | 19475991.1707
2012-07-01 | 2012 | 22861363.392 | 0.51 | 185.61 | 153.8 | 43 | 0 | 0 | 0 | 31 | -2510760.168 | 2221.6708 | 4407383.3 | 6296568.471 | -881184.1781 | 0 | 0 | 0 | 14235755.3786 | 21549984.4743
2012-08-01 | 2012 | 21118978.9869 | 1.51 | 159.64 | 154.5 | 44 | 0 | 0 | 0 | 31 | -2510760.168 | 6577.8881 | 3790715.3171 | 6325226.4549 | -901676.8334 | 0 | 0 | 0 | 14235755.3786 | 20945838.0373
2012-09-01 | 2012 | 18170205.4694 | 33.01 | 72.99 | 155.1 | 45 | 0 | 1 | 1 | 30 | -2510760.168 | 143798.7318 | 1733176.5911 | 6349790.4411 | -922169.4887 | 0 | 697390.1736 | -782960.3125 | 13776537.4631 | 18484803.4316
2012-10-01 | 2012 | 17220595.8039 | 177.84 | 10.78 | 154.3 | 46 | 0 | 0 | 1 | 31 | -2510760.168 | 774709.678 | 255975.3891 | 6317038.4595 | -942662.144 | 0 | 0 | -782960.3125 | 14235755.3786 | 17347096.2807
2012-11-01 | 2012 | 17668478.3767 | 361.95 | 0.05 | 153.8 | 47 | 0 | 0 | 1 | 30 | -2510760.168 | 1576732.8382 | 1187.2699 | 6296568.471 | -963154.7993 | 0 | 0 | -782960.3125 | 13776537.4631 | 17394150.7624
2012-12-01 | 2012 | 19040828.5373 | 556.41 | 0 | 152.9 | 48 | 0 | 0 | 0 | 31 | -2510760.168 | 2423842.8471 | 0 | 6259722.4916 | -983647.4546 | 0 | 0 | 0 | 14235755.3786 | 19424913.0947
2013-01-01 | 2013 | 19918645.0381 | 659.43 | 0 | 151.4 | 49 | 0 | 0 | 0 | 31 | -2510760.168 | 2872620.3494 | 0 | 6198312.526 | -1004140.1099 | 0 | 0 | 0 | 14235755.3786 | 19791787.9762
2013-02-01 | 2013 | 18479022.4277 | 571.77 | 0 | 151.9 | 50 | 0 | 0 | 0 | 28 | -2510760.168 | 2490754.3442 | 0 | 6218782.5146 | -1024632.7652 | 0 | 0 | 0 | 12858101.6323 | 18032245.5578
2013-03-01 | 2013 | 19344536.5737 | 456.54 | 0.48 | 152.4 | 51 | 1 | 0 | 1 | 31 | -2510760.168 | 1988787.429 | 11397.791 | 6239252.5031 | -1045125.4205 | 419453.4328 | 0 | -782960.3125 | 14235755.3786 | 18555800.6334
2013-04-01 | 2013 | 17496135.7431 | 248.55 | 2.63 | 154.4 | 52 | 0 | 0 | 1 | 30 | -2510760.168 | 1082737.8006 | 62450.3964 | 6321132.4572 | -1065618.0758 | 0 | 0 | -782960.3125 | 13776537.4631 | 16883519.5611
2013-05-01 | 2013 | 18053028.2411 | 92.74 | 47.37 | 155.3 | 53 | 0 | 0 | 1 | 31 | -2510760.168 | 403995.5889 | 1124819.4974 | 6357978.4365 | -1086110.7311 | 0 | 0 | -782960.3125 | 14235755.3786 | 17742717.6899
2013-06-01 | 2013 | 19266723.8068 | 9.08 | 117.24 | 156.1 | 54 | 0 | 0 | 0 | 30 | -2510760.168 | 39554.4527 | 2783910.4471 | 6390730.4182 | -1106603.3865 | 0 | 0 | 0 | 13776537.4631 | 19373369.2268
2013-07-01 | 2013 | 21311982.9758 | 0.51 | 185.61 | 156 | 55 | 0 | 0 | 0 | 31 | -2510760.168 | 2221.6708 | 4407383.3 | 6386636.4205 | -1127096.0418 | 0 | 0 | 0 | 14235755.3786 | 21394140.5601
2013-08-01 | 2013 | 20411785.1229 | 1.51 | 159.64 | 155.8 | 56 | 0 | 0 | 0 | 31 | -2510760.168 | 6577.8881 | 3790715.3171 | 6378448.4251 | -1147588.6971 | 0 | 0 | 0 | 14235755.3786 | 20753148.1438
2013-09-01 | 2013 | 18727336.2104 | 33.01 | 72.99 | 154 | 57 | 0 | 1 | 1 | 30 | -2510760.168 | 143798.7318 | 1733176.5911 | 6304756.4664 | -1168081.3524 | 0 | 697390.1736 | -782960.3125 | 13776537.4631 | 18193857.5932
2013-10-01 | 2013 | 17638387.4284 | 177.84 | 10.78 | 154.5 | 58 | 0 | 0 | 1 | 31 | -2510760.168 | 774709.678 | 255975.3891 | 6325226.4549 | -1188574.0077 | 0 | 0 | -782960.3125 | 14235755.3786 | 17109372.4124
2013-11-01 | 2013 | 18020884.0447 | 361.95 | 0.05 | 155 | 59 | 0 | 0 | 1 | 30 | -2510760.168 | 1576732.8382 | 1187.2699 | 6345696.4434 | -1209066.663 | 0 | 0 | -782960.3125 | 13776537.4631 | 17197366.8712
2013-12-01 | 2013 | 20066633.2543 | 556.41 | 0 | 157 | 60 | 0 | 0 | 0 | 31 | -2510760.168 | 2423842.8471 | 0 | 6427576.3975 | -1229559.3183 | 0 | 0 | 0 | 14235755.3786 | 19346855.1369
2014-01-01 | 2014 | 21303777.7839 | 659.43 | 0 | 157.6 | 61 | 0 | 0 | 0 | 31 | -2510760.168 | 2872620.3494 | 0 | 6452140.3838 | -1250051.9736 | 0 | 0 | 0 | 14235755.3786 | 19799703.9703
2014-02-01 | 2014 | 19099984.1393 | 571.77 | 0 | 156.4 | 62 | 0 | 0 | 0 | 28 | -2510760.168 | 2490754.3442 | 0 | 6403012.4113 | -1270544.6289 | 0 | 0 | 0 | 12858101.6323 | 17970563.5909
2014-03-01 | 2014 | 19585691.6073 | 456.54 | 0.48 | 155.3 | 63 | 1 | 0 | 1 | 31 | -2510760.168 | 1988787.429 | 11397.791 | 6357978.4365 | -1291037.2842 | 419453.4328 | 0 | -782960.3125 | 14235755.3786 | 18428614.7033
2014-04-01 | 2014 | 16922663.677 | 248.55 | 2.63 | 152.9 | 64 | 0 | 0 | 1 | 30 | -2510760.168 | 1082737.8006 | 62450.3964 | 6259722.4916 | -1311529.9395 | 0 | 0 | -782960.3125 | 13776537.4631 | 16576197.7318
2014-05-01 | 2014 | 17613446.7246 | 92.74 | 47.37 | 152.1 | 65 | 0 | 0 | 1 | 31 | -2510760.168 | 403995.5889 | 1124819.4974 | 6226970.51 | -1332022.5948 | 0 | 0 | -782960.3125 | 14235755.3786 | 17365797.8997
2014-06-01 | 2014 | 18970931.0542 | 9.08 | 117.24 | 150.8 | 66 | 0 | 0 | 0 | 30 | -2510760.168 | 39554.4527 | 2783910.4471 | 6173748.5398 | -1352515.2501 | 0 | 0 | 0 | 13776537.4631 | 18910475.4847
2014-07-01 | 2014 | 19855708.9003 | 0.51 | 185.61 | 152.1 | 67 | 0 | 0 | 0 | 31 | -2510760.168 | 2221.6708 | 4407383.3 | 6226970.51 | -1373007.9054 | 0 | 0 | 0 | 14235755.3786 | 20988562.786
2014-08-01 | 2014 | 19611045.2072 | 1.51 | 159.64 | 153.3 | 68 | 0 | 0 | 0 | 31 | -2510760.168 | 6577.8881 | 3790715.3171 | 6276098.4824 | -1393500.5607 | 0 | 0 | 0 | 14235755.3786 | 20404886.3375
2014-09-01 | 2014 | 17643769.2378 | 33.01 | 72.99 | 155.3 | 69 | 0 | 1 | 1 | 30 | -2510760.168 | 143798.7318 | 1733176.5911 | 6357978.4365 | -1413993.216 | 0 | 697390.1736 | -782960.3125 | 13776537.4631 | 18001167.6997
2014-10-01 | 2014 | 16849179.5113 | 177.84 | 10.78 | 156.9 | 70 | 0 | 0 | 1 | 31 | -2510760.168 | 774709.678 | 255975.3891 | 6423482.3998 | -1434485.8713 | 0 | 0 | -782960.3125 | 14235755.3786 | 16961716.4937
2014-11-01 | 2014 | 17791302.0501 | 361.95 | 0.05 | 157.9 | 71 | 0 | 0 | 1 | 30 | -2510760.168 | 1576732.8382 | 1187.2699 | 6464422.3769 | -1454978.5266 | 0 | 0 | -782960.3125 | 13776537.4631 | 17070180.941
2014-12-01 | 2014 | 19279930.4675 | 556.41 | 0 | 159.9 | 72 | 0 | 0 | 0 | 31 | -2510760.168 | 2423842.8471 | 0 | 6546302.331 | -1475471.1819 | 0 | 0 | 0 | 14235755.3786 | 19219669.2067
2015-01-01 | 2015 | 20206900.3842 | 659.43 | 0 | 160.4 | 73 | 0 | 0 | 0 | 31 | -2510760.168 | 2872620.3494 | 0 | 6566772.3195 | -1495963.8372 | 0 | 0 | 0 | 14235755.3786 | 19668424.0423
2015-02-01 | 2015 | 18912952.9114 | 571.77 | 0 | 161.7 | 74 | 0 | 0 | 0 | 28 | -2510760.168 | 2490754.3442 | 0 | 6619994.2897 | -1516456.4925 | 0 | 0 | 0 | 12858101.6323 | 17941633.6057
2015-03-01 | 2015 | 19087194.6931 | 456.54 | 0.48 | 160.5 | 75 | 1 | 0 | 1 | 31 | -2510760.168 | 1988787.429 | 11397.791 | 6570866.3172 | -1536949.1478 | 419453.4328 | 0 | -782960.3125 | 14235755.3786 | 18395590.7203
2015-04-01 | 2015 | 16822886.2774 | 248.55 | 2.63 | 160.2 | 76 | 0 | 0 | 1 | 30 | -2510760.168 | 1082737.8006 | 62450.3964 | 6558584.3241 | -1557441.8032 | 0 | 0 | -782960.3125 | 13776537.4631 | 16629147.7007
2015-05-01 | 2015 | 17571335.8047 | 92.74 | 47.37 | 160.8 | 77 | 0 | 0 | 1 | 31 | -2510760.168 | 403995.5889 | 1124819.4974 | 6583148.3103 | -1577934.4585 | 0 | 0 | -782960.3125 | 14235755.3786 | 17476063.8364
2015-06-01 | 2015 | 18388369.4152 | 9.08 | 117.24 | 163 | 78 | 0 | 0 | 0 | 30 | -2510760.168 | 39554.4527 | 2783910.4471 | 6673216.2599 | -1598427.1138 | 0 | 0 | 0 | 13776537.4631 | 19164031.3411
2015-07-01 | 2015 | 20279519.4736 | 0.51 | 185.61 | 162.2 | 79 | 0 | 0 | 0 | 31 | -2510760.168 | 2221.6708 | 4407383.3 | 6640464.2782 | -1618919.7691 | 0 | 0 | 0 | 14235755.3786 | 21156144.6905
2015-08-01 | 2015 | 20702927.0925 | 1.51 | 159.64 | 158.7 | 80 | 0 | 0 | 0 | 31 | -2510760.168 | 6577.8881 | 3790715.3171 | 6497174.3585 | -1639412.4244 | 0 | 0 | 0 | 14235755.3786 | 20380050.3499
2015-09-01 | 2015 | 18321540.1604 | 33.01 | 72.99 | 155.5 | 81 | 0 | 1 | 1 | 30 | -2510760.168 | 143798.7318 | 1733176.5911 | 6366166.432 | -1659905.0797 | 0 | 697390.1736 | -782960.3125 | 13776537.4631 | 17763443.8315
2015-10-01 | 2015 | 16809498.4777 | 177.84 | 10.78 | 153.9 | 82 | 0 | 0 | 1 | 31 | -2510760.168 | 774709.678 | 255975.3891 | 6300662.4687 | -1680397.735 | 0 | 0 | -782960.3125 | 14235755.3786 | 16592984.6989
2015-11-01 | 2015 | 16699458.0421 | 361.95 | 0.05 | 154.2 | 83 | 0 | 0 | 1 | 30 | -2510760.168 | 1576732.8382 | 1187.2699 | 6312944.4618 | -1700890.3903 | 0 | 0 | -782960.3125 | 13776537.4631 | 16672791.1623
2015-12-01 | 2015 | 18067085.3485 | 556.41 | 0 | 154.4 | 84 | 0 | 0 | 0 | 31 | -2510760.168 | 2423842.8471 | 0 | 6321132.4572 | -1721383.0456 | 0 | 0 | 0 | 14235755.3786 | 18748587.4693
2016-01-01 | 2016 | 19133061.7607 | 659.43 | 0 | 156.2 | 85 | 0 | 0 | 0 | 31 | -2510760.168 | 2872620.3494 | 0 | 6394824.4159 | -1741875.7009 | 0 | 0 | 0 | 14235755.3786 | 19250564.2751
2016-02-01 | 2016 | 18058710.3309 | 571.77 | 0 | 158.5 | 86 | 0 | 0 | 0 | 29 | -2510760.168 | 2490754.3442 | 0 | 6488986.3631 | -1762368.3562 | 0 | 0 | 0 | 13317319.5477 | 18023931.7309
2016-03-01 | 2016 | 17926685.6213 | 456.54 | 0.48 | 161 | 87 | 1 | 0 | 1 | 31 | -2510760.168 | 1988787.429 | 11397.791 | 6591336.3058 | -1782861.0115 | 419453.4328 | 0 | -782960.3125 | 14235755.3786 | 18170148.8451
2016-04-01 | 2016 | 16527168.64 | 248.55 | 2.63 | 163.1 | 88 | 0 | 0 | 1 | 30 | -2510760.168 | 1082737.8006 | 62450.3964 | 6677310.2576 | -1803353.6668 | 0 | 0 | -782960.3125 | 13776537.4631 | 16501961.7705
2016-05-01 | 2016 | 17576723.6587 | 92.74 | 47.37 | 164.8 | 89 | 0 | 0 | 1 | 31 | -2510760.168 | 403995.5889 | 1124819.4974 | 6746908.2186 | -1823846.3221 | 0 | 0 | -782960.3125 | 14235755.3786 | 17393911.8809
2016-06-01 | 2016 | 19532905.2295 | 9.08 | 117.24 | 166.3 | 90 | 0 | 0 | 0 | 30 | -2510760.168 | 39554.4527 | 2783910.4471 | 6808318.1841 | -1844338.9774 | 0 | 0 | 0 | 13776537.4631 | 19053221.4018
2016-07-01 | 2016 | 21956762.4891 | 0.51 | 185.61 | 167.5 | 91 | 0 | 0 | 0 | 31 | -2510760.168 | 2221.6708 | 4407383.3 | 6857446.1566 | -1864831.6327 | 0 | 0 | 0 | 14235755.3786 | 21127214.7053
2016-08-01 | 2016 | 21900969.8063 | 1.51 | 159.64 | 167.9 | 92 | 0 | 0 | 0 | 31 | -2510760.168 | 6577.8881 | 3790715.3171 | 6873822.1474 | -1885324.288 | 0 | 0 | 0 | 14235755.3786 | 20510786.2752
2016-09-01 | 2016 | 18789309.1377 | 33.01 | 72.99 | 167.5 | 93 | 0 | 1 | 1 | 30 | -2510760.168 | 143798.7318 | 1733176.5911 | 6857446.1566 | -1905816.9433 | 0 | 697390.1736 | -782960.3125 | 13776537.4631 | 18008811.6925
2016-10-01 | 2016 | 16955472.0712 | 177.84 | 10.78 | 166.4 | 94 | 0 | 0 | 1 | 31 | -2510760.168 | 774709.678 | 255975.3891 | 6812412.1818 | -1926309.5986 | 0 | 0 | -782960.3125 | 14235755.3786 | 16858822.5484
2016-11-01 | 2016 | 16751612.5892 | 361.95 | 0.05 | 163.9 | 95 | 0 | 0 | 1 | 30 | -2510760.168 | 1576732.8382 | 1187.2699 | 6710062.2392 | -1946802.2539 | 0 | 0 | -782960.3125 | 13776537.4631 | 16823997.076
2016-12-01 | 2016 | 18774069.7167 | 556.41 | 0 | 161.8 | 96 | 0 | 0 | 0 | 31 | -2510760.168 | 2423842.8471 | 0 | 6624088.2874 | -1967294.9092 | 0 | 0 | 0 | 14235755.3786 | 18805631.4358
2017-01-01 | 2017 | 18732513.1366 | 659.43 | 0 | 162 | 97 | 0 | 0 | 0 | 31 | -2510760.168 | 2872620.3494 | 0 | 6632276.2828 | -1987787.5646 | 0 | 0 | 0 | 14235755.3786 | 19242104.2783
2017-02-01 | 2017 | 16467205.2566 | 571.77 | 0 | 161.2 | 98 | 0 | 0 | 0 | 28 | -2510760.168 | 2490754.3442 | 0 | 6599524.3012 | -2008280.2199 | 0 | 0 | 0 | 12858101.6323 | 17429339.8898
2017-03-01 | 2017 | 17473640.6566 | 456.54 | 0.48 | 161.3 | 99 | 1 | 0 | 1 | 31 | -2510760.168 | 1988787.429 | 11397.791 | 6603618.2989 | -2028772.8752 | 419453.4328 | 0 | -782960.3125 | 14235755.3786 | 17936518.9746
2017-04-01 | 2017 | 15740126.9766 | 248.55 | 2.63 | 160.2 | 100 | 0 | 0 | 1 | 30 | -2510760.168 | 1082737.8006 | 62450.3964 | 6558584.3241 | -2049265.5305 | 0 | 0 | -782960.3125 | 13776537.4631 | 16137323.9734
2017-05-01 | 2017 | 16539773.2266 | 92.74 | 47.37 | 160 | 101 | 0 | 0 | 1 | 31 | -2510760.168 | 403995.5889 | 1124819.4974 | 6550396.3287 | -2069758.1858 | 0 | 0 | -782960.3125 | 14235755.3786 | 16951488.1274
2017-06-01 | 2017 | 18287536.6466 | 9.08 | 117.24 | 160.5 | 102 | 0 | 0 | 0 | 30 | -2510760.168 | 39554.4527 | 2783910.4471 | 6570866.3172 | -2090250.8411 | 0 | 0 | 0 | 13776537.4631 | 18569857.6712
2017-07-01 | 2017 | 20148670.4666 | 0.51 | 185.61 | 160.5 | 103 | 0 | 0 | 0 | 31 | -2510760.168 | 2221.6708 | 4407383.3 | 6570866.3172 | -2110743.4964 | 0 | 0 | 0 | 14235755.3786 | 20594723.0022
2017-08-01 | 2017 | 19087552.9266 | 1.51 | 159.64 | 163.7 | 104 | 0 | 0 | 0 | 31 | -2510760.168 | 6577.8881 | 3790715.3171 | 6701874.2438 | -2131236.1517 | 0 | 0 | 0 | 14235755.3786 | 20092926.5079
2017-09-01 | 2017 | 17404207.7366 | 33.01 | 72.99 | 164.7 | 105 | 0 | 1 | 1 | 30 | -2510760.168 | 143798.7318 | 1733176.5911 | 6742814.2209 | -2151728.807 | 0 | 697390.1736 | -782960.3125 | 13776537.4631 | 17648267.8931
2017-10-01 | 2017 | 16833839.9066 | 177.84 | 10.78 | 162.1 | 106 | 0 | 0 | 1 | 31 | -2510760.168 | 774709.678 | 255975.3891 | 6636370.2805 | -2172221.4623 | 0 | 0 | -782960.3125 | 14235755.3786 | 16436868.7834
2017-11-01 | 2017 | 16525687.1266 | 361.95 | 0.05 | 162.9 | 107 | 0 | 0 | 1 | 30 | -2510760.168 | 1576732.8382 | 1187.2699 | 6669122.2622 | -2192714.1176 | 0 | 0 | -782960.3125 | 13776537.4631 | 16537145.2353
2017-12-01 | 2017 | 18537220.0166 | 556.41 | 0 | 163.9 | 108 | 0 | 0 | 0 | 31 | -2510760.168 | 2423842.8471 | 0 | 6710062.2392 | -2213206.7729 | 0 | 0 | 0 | 14235755.3786 | 18645693.524
2018-01-01 | 2018 | 19001303.515 | 659.43 | 0 | 165.3963 | 109 | 0 | 0 | 0 | 31 | -2510760.168 | 2872620.3494 | 0 | 6771322.6979 | -2233699.4282 | 0 | 0 | 0 | 14235755.3786 | 19135238.8297
2018-02-01 | 2018 | 16610806.1315 | 571.77 | 0 | 161.9049 | 110 | 0 | 0 | 0 | 28 | -2510760.168 | 2490754.3442 | 0 | 6628381.6277 | -2254192.0835 | 0 | 0 | 0 | 12858101.6323 | 17212285.3527
2018-03-01 | 2018 | 17318740.1207 | 456.54 | 0.48 | 160.5083 | 111 | 1 | 0 | 1 | 31 | -2510760.168 | 1988787.429 | 11397.791 | 6571205.1996 | -2274684.7388 | 419453.4328 | 0 | -782960.3125 | 14235755.3786 | 17658194.0117
2018-04-01 | 2018 | 16017226.2723 | 248.55 | 2.63 | 161.5058 | 112 | 0 | 0 | 1 | 30 | -2510760.168 | 1082737.8006 | 62450.3964 | 6612045.5053 | -2295177.3941 | 0 | 0 | -782960.3125 | 13776537.4631 | 15944873.2909
2018-05-01 | 2018 | 16921821.134 | 92.74 | 47.37 | 162.9024 | 113 | 0 | 0 | 1 | 31 | -2510760.168 | 403995.5889 | 1124819.4974 | 6669221.9334 | -2315670.0494 | 0 | 0 | -782960.3125 | 14235755.3786 | 16824401.8685
2018-06-01 | 2018 | 18917894.2304 | 9.08 | 117.24 | 163.8002 | 114 | 0 | 0 | 0 | 30 | -2510760.168 | 39554.4527 | 2783910.4471 | 6705978.2086 | -2336162.7047 | 0 | 0 | 0 | 13776537.4631 | 18459057.6989
2018-07-01 | 2018 | 20639533.8733 | 0.51 | 185.61 | 163.2017 | 115 | 0 | 0 | 0 | 31 | -2510760.168 | 2221.6708 | 4407383.3 | 6681474.0252 | -2356655.36 | 0 | 0 | 0 | 14235755.3786 | 20459418.8465
2018-08-01 | 2018 | 20163539.1853 | 1.51 | 159.64 | 162.9024 | 116 | 0 | 0 | 0 | 31 | -2510760.168 | 6577.8881 | 3790715.3171 | 6669221.9334 | -2377148.0153 | 0 | 0 | 0 | 14235755.3786 | 19814362.3339
2018-09-01 | 2018 | 17735720.1633 | 33.01 | 72.99 | 163.3015 | 117 | 0 | 1 | 1 | 30 | -2510760.168 | 143798.7318 | 1733176.5911 | 6685558.0557 | -2397640.6706 | 0 | 697390.1736 | -782960.3125 | 13776537.4631 | 17345099.8643
2018-10-01 | 2018 | 16132772.4915 | 177.84 | 10.78 | 164.5983 | 118 | 0 | 0 | 1 | 31 | -2510760.168 | 774709.678 | 255975.3891 | 6738650.4533 | -2418133.3259 | 0 | 0 | -782960.3125 | 14235755.3786 | 16293237.0925
2018-11-01 | 2018 | 16564637.2533 | 361.95 | 0.05 | 167.4912 | 119 | 0 | 0 | 1 | 30 | -2510760.168 | 1576732.8382 | 1187.2699 | 6857087.34 | -2438625.9813 | 0 | 0 | -782960.3125 | 13776537.4631 | 16479198.4495
2018-12-01 | 2018 | 17253745.0332 | 556.41 | 0 | 168.6883 | 120 | 0 | 0 | 0 | 31 | -2510760.168 | 2423842.8471 | 0 | 6906095.7069 | -2459118.6366 | 0 | 0 | 0 | 14235755.3786 | 18595815.1281
2019-01-01 | 2019 |  | 659.43 | 0 | 169.432 | 121 | 0 | 0 | 0 | 31 | -2510760.168 | 2872620.3494 | 0 | 6936542.9717 | -2479611.2919 | 0 | 0 | 0 | 14235755.3786 | 19054547.2399
2019-02-01 | 2019 |  | 571.77 | 0 | 165.8553 | 122 | 0 | 0 | 0 | 28 | -2510760.168 | 2490754.3442 | 0 | 6790114.1394 | -2500103.9472 | 0 | 0 | 0 | 12858101.6323 | 17128106.0007
2019-03-01 | 2019 |  | 456.54 | 0.48 | 164.4247 | 123 | 1 | 0 | 1 | 31 | -2510760.168 | 1988787.429 | 11397.791 | 6731542.6064 | -2520596.6025 | 419453.4328 | 0 | -782960.3125 | 14235755.3786 | 17572619.5549
2019-04-01 | 2019 |  | 248.55 | 2.63 | 165.4466 | 124 | 0 | 0 | 1 | 30 | -2510760.168 | 1082737.8006 | 62450.3964 | 6773379.4157 | -2541089.2578 | 0 | 0 | -782960.3125 | 13776537.4631 | 15860295.3376
2019-05-01 | 2019 |  | 92.74 | 47.37 | 166.8773 | 125 | 0 | 0 | 1 | 31 | -2510760.168 | 403995.5889 | 1124819.4974 | 6831950.9486 | -2561581.9131 | 0 | 0 | -782960.3125 | 14235755.3786 | 16741219.02
2019-06-01 | 2019 |  | 9.08 | 117.24 | 167.797 | 126 | 0 | 0 | 0 | 30 | -2510760.168 | 39554.4527 | 2783910.4471 | 6869604.0769 | -2582074.5684 | 0 | 0 | 0 | 13776537.4631 | 18376771.7036
2019-07-01 | 2019 |  | 0.51 | 185.61 | 167.1838 | 127 | 0 | 0 | 0 | 31 | -2510760.168 | 2221.6708 | 4407383.3 | 6844501.9914 | -2602567.2237 | 0 | 0 | 0 | 14235755.3786 | 20376534.9491
2019-08-01 | 2019 |  | 1.51 | 159.64 | 166.8773 | 128 | 0 | 0 | 0 | 31 | -2510760.168 | 6577.8881 | 3790715.3171 | 6831950.9486 | -2623059.879 | 0 | 0 | 0 | 14235755.3786 | 19731179.4854
2019-09-01 | 2019 |  | 33.01 | 72.99 | 167.286 | 129 | 0 | 1 | 1 | 30 | -2510760.168 | 143798.7318 | 1733176.5911 | 6848685.6723 | -2643552.5343 | 0 | 697390.1736 | -782960.3125 | 13776537.4631 | 17262315.6172
2019-10-01 | 2019 |  | 177.84 | 10.78 | 168.6145 | 130 | 0 | 0 | 1 | 31 | -2510760.168 | 774709.678 | 255975.3891 | 6903073.5243 | -2664045.1896 | 0 | 0 | -782960.3125 | 14235755.3786 | 16211748.2999
2019-11-01 | 2019 |  | 361.95 | 0.05 | 171.578 | 131 | 0 | 0 | 1 | 30 | -2510760.168 | 1576732.8382 | 1187.2699 | 7024400.2711 | -2684537.8449 | 0 | 0 | -782960.3125 | 13776537.4631 | 16400599.517
2019-12-01 | 2019 |  | 556.41 | 0 | 172.8043 | 132 | 0 | 0 | 0 | 31 | -2510760.168 | 2423842.8471 | 0 | 7074604.4422 | -2705030.5002 | 0 | 0 | 0 | 14235755.3786 | 18518411.9997
2020-01-01 | 2020 |  | 659.43 | 0 | 171.1941 | 133 | 0 | 0 | 0 | 31 | -2510760.168 | 2872620.3494 | 0 | 7008683.0186 | -2725523.1555 | 0 | 0 | 0 | 14235755.3786 | 18880775.4232
2020-02-01 | 2020 |  | 571.77 | 0 | 167.5802 | 134 | 0 | 0 | 0 | 29 | -2510760.168 | 2490754.3442 | 0 | 6860731.3264 | -2746015.8108 | 0 | 0 | 0 | 13317319.5477 | 17412029.2396
2020-03-01 | 2020 |  | 456.54 | 0.48 | 166.1347 | 135 | 1 | 0 | 1 | 31 | -2510760.168 | 1988787.429 | 11397.791 | 6801550.6495 | -2766508.4661 | 419453.4328 | 0 | -782960.3125 | 14235755.3786 | 17396715.7343
2020-04-01 | 2020 |  | 248.55 | 2.63 | 167.1672 | 136 | 0 | 0 | 1 | 30 | -2510760.168 | 1082737.8006 | 62450.3964 | 6843822.5616 | -2787001.1214 | 0 | 0 | -782960.3125 | 13776537.4631 | 15684826.6199
2020-05-01 | 2020 |  | 92.74 | 47.37 | 168.6128 | 137 | 0 | 0 | 1 | 31 | -2510760.168 | 403995.5889 | 1124819.4974 | 6903003.2385 | -2807493.7767 | 0 | 0 | -782960.3125 | 14235755.3786 | 16566359.4462
2020-06-01 | 2020 |  | 9.08 | 117.24 | 169.5421 | 138 | 0 | 0 | 0 | 30 | -2510760.168 | 39554.4527 | 2783910.4471 | 6941047.9593 | -2827986.432 | 0 | 0 | 0 | 13776537.4631 | 18202303.7223
2020-07-01 | 2020 |  | 0.51 | 185.61 | 168.9225 | 139 | 0 | 0 | 0 | 31 | -2510760.168 | 2221.6708 | 4407383.3 | 6915684.8121 | -2848479.0873 | 0 | 0 | 0 | 14235755.3786 | 20201805.9061
2020-08-01 | 2020 |  | 1.51 | 159.64 | 168.6128 | 140 | 0 | 0 | 0 | 31 | -2510760.168 | 6577.8881 | 3790715.3171 | 6903003.2385 | -2868971.7427 | 0 | 0 | 0 | 14235755.3786 | 19556319.9116
2020-09-01 | 2020 |  | 33.01 | 72.99 | 169.0258 | 141 | 0 | 1 | 1 | 30 | -2510760.168 | 143798.7318 | 1733176.5911 | 6919912.0033 | -2889464.398 | 0 | 697390.1736 | -782960.3125 | 13776537.4631 | 17087630.0845
2020-10-01 | 2020 |  | 177.84 | 10.78 | 170.3681 | 142 | 0 | 0 | 1 | 31 | -2510760.168 | 774709.678 | 255975.3891 | 6974865.489 | -2909957.0533 | 0 | 0 | -782960.3125 | 14235755.3786 | 16037628.4009
2020-11-01 | 2020 |  | 361.95 | 0.05 | 173.3624 | 143 | 0 | 0 | 1 | 30 | -2510760.168 | 1576732.8382 | 1187.2699 | 7097454.0339 | -2930449.7086 | 0 | 0 | -782960.3125 | 13776537.4631 | 16227741.4161
2020-12-01 | 2020 |  | 556.41 | 0 | 174.6015 | 144 | 0 | 0 | 0 | 31 | -2510760.168 | 2423842.8471 | 0 | 7148180.3284 | -2950942.3639 | 0 | 0 | 0 | 14235755.3786 | 18346076.0222

## GS > 50 Normalized Monthly
Date | Year | GS_gt_50_NO_CDM | HDD | CDD | Ont_GDP | Trend | Apr | Jun | Aug | Sept | Oct | Month Days | Peak Days | const | HDD | CDD | Ont_GDP | Trend | Apr | Jun | Aug | Sept | Oct | Month Days | Peak Days | Predicted
2009-01-01 | 2009 | 85381791.8691 | 659.43 | 0 | 539388 | 1 | 0 | 0 | 0 | 0 | 0 | 31 | 21 | -8508488.8174 | 15988430.1128 | 0 | 28244636.3656 | 0 | 0 | 0 | 0 | 0 | 0 | 34669572.1349 | 13737248.9563 | 84131398.7521
2009-02-01 | 2009 | 77417193.5523 | 571.77 | 0 | 539388 | 2 | 0 | 0 | 0 | 0 | 0 | 28 | 19 | -8508488.8174 | 13863040.3312 | 0 | 28244636.3656 | 0 | 0 | 0 | 0 | 0 | 0 | 31314452.2508 | 12428939.5319 | 77342579.6621
2009-03-01 | 2009 | 79227713.9897 | 456.54 | 0.48 | 539388 | 3 | 0 | 0 | 0 | 0 | 0 | 31 | 22 | -8508488.8174 | 11069192.9146 | 34266.0514 | 28244636.3656 | 0 | 0 | 0 | 0 | 0 | 0 | 34669572.1349 | 14391403.6685 | 79900582.3176
2009-04-01 | 2009 | 71027811.6648 | 248.55 | 2.63 | 539388 | 4 | 1 | 0 | 0 | 0 | 0 | 30 | 20 | -8508488.8174 | 6026301.9646 | 187749.4065 | 28244636.3656 | 0 | -1670359.8066 | 0 | 0 | 0 | 0 | 33551198.8402 | 13083094.2441 | 70914132.197
2009-05-01 | 2009 | 68182291.6445 | 92.74 | 47.37 | 539388 | 5 | 0 | 0 | 0 | 0 | 0 | 31 | 20 | -8508488.8174 | 2248558.6168 | 3381630.945 | 28244636.3656 | 0 | 0 | 0 | 0 | 0 | 0 | 34669572.1349 | 13083094.2441 | 73119003.4889
2009-06-01 | 2009 | 70571023.2312 | 9.08 | 117.24 | 539388 | 6 | 0 | 1 | 0 | 0 | 0 | 30 | 22 | -8508488.8174 | 220152.1699 | 8369483.0481 | 28244636.3656 | 0 | 0 | 1244451.2383 | 0 | 0 | 0 | 33551198.8402 | 14391403.6685 | 77512836.5133
2009-07-01 | 2009 | 74557299.5693 | 0.51 | 185.61 | 539388 | 7 | 0 | 0 | 0 | 0 | 0 | 31 | 22 | -8508488.8174 | 12365.3752 | 13250253.7407 | 28244636.3656 | 0 | 0 | 0 | 0 | 0 | 0 | 34669572.1349 | 14391403.6685 | 82059742.4675
2009-08-01 | 2009 | 79205277.5628 | 1.51 | 159.64 | 539388 | 8 | 0 | 0 | 1 | 0 | 0 | 31 | 20 | -8508488.8174 | 36611.2089 | 11396317.5862 | 28244636.3656 | 0 | 0 | 0 | 2505717.0713 | 0 | 0 | 34669572.1349 | 13083094.2441 | 81427459.7935
2009-09-01 | 2009 | 75059365.0605 | 33.01 | 72.99 | 539388 | 9 | 0 | 0 | 0 | 1 | 0 | 30 | 21 | -8508488.8174 | 800354.9702 | 5210581.4371 | 28244636.3656 | 0 | 0 | 0 | 0 | 2345350.8919 | 0 | 33551198.8402 | 13737248.9563 | 75380882.644
2009-10-01 | 2009 | 74478609.6262 | 177.84 | 10.78 | 539388 | 10 | 0 | 0 | 0 | 0 | 1 | 31 | 21 | -8508488.8174 | 4311879.0641 | 769558.4038 | 28244636.3656 | 0 | 0 | 0 | 0 | 0 | 0 | 34669572.1349 | 13737248.9563 | 73224406.1073
2009-11-01 | 2009 | 74097028.3294 | 361.95 | 0.05 | 539388 | 11 | 0 | 0 | 0 | 0 | 0 | 30 | 21 | -8508488.8174 | 8775779.5055 | 3569.3804 | 28244636.3656 | 0 | 0 | 0 | 0 | 0 | 0 | 33551198.8402 | 13737248.9563 | 75803944.2306
2009-12-01 | 2009 | 80736283.955 | 556.41 | 0 | 539388 | 12 | 0 | 0 | 0 | 0 | 0 | 31 | 21 | -8508488.8174 | 13490624.3256 | 0 | 28244636.3656 | 0 | 0 | 0 | 0 | 0 | 0 | 34669572.1349 | 13737248.9563 | 81633592.965
2010-01-01 | 2010 | 85427036.5282 | 659.43 | 0 | 555907.5 | 13 | 0 | 0 | 0 | 0 | 0 | 31 | 20 | -8508488.8174 | 15988430.1128 | 0 | 29109667.2347 | 0 | 0 | 0 | 0 | 0 | 0 | 34669572.1349 | 13083094.2441 | 84342274.9091
2010-02-01 | 2010 | 77459286.1073 | 571.77 | 0 | 555907.5 | 14 | 0 | 0 | 0 | 0 | 0 | 28 | 19 | -8508488.8174 | 13863040.3312 | 0 | 29109667.2347 | 0 | 0 | 0 | 0 | 0 | 0 | 31314452.2508 | 12428939.5319 | 78207610.5312
2010-03-01 | 2010 | 79469302.5644 | 456.54 | 0.48 | 555907.5 | 15 | 0 | 0 | 0 | 0 | 0 | 31 | 23 | -8508488.8174 | 11069192.9146 | 34266.0514 | 29109667.2347 | 0 | 0 | 0 | 0 | 0 | 0 | 34669572.1349 | 15045558.3808 | 81419767.8989
2010-04-01 | 2010 | 71033086.4616 | 248.55 | 2.63 | 555907.5 | 16 | 1 | 0 | 0 | 0 | 0 | 30 | 20 | -8508488.8174 | 6026301.9646 | 187749.4065 | 29109667.2347 | 0 | -1670359.8066 | 0 | 0 | 0 | 0 | 33551198.8402 | 13083094.2441 | 71779163.0661
2010-05-01 | 2010 | 75509222.108 | 92.74 | 47.37 | 555907.5 | 17 | 0 | 0 | 0 | 0 | 0 | 31 | 20 | -8508488.8174 | 2248558.6168 | 3381630.945 | 29109667.2347 | 0 | 0 | 0 | 0 | 0 | 0 | 34669572.1349 | 13083094.2441 | 73984034.3581
2010-06-01 | 2010 | 81034423.7144 | 9.08 | 117.24 | 555907.5 | 18 | 0 | 1 | 0 | 0 | 0 | 30 | 22 | -8508488.8174 | 220152.1699 | 8369483.0481 | 29109667.2347 | 0 | 0 | 1244451.2383 | 0 | 0 | 0 | 33551198.8402 | 14391403.6685 | 78377867.3824
2010-07-01 | 2010 | 85939810.8517 | 0.51 | 185.61 | 555907.5 | 19 | 0 | 0 | 0 | 0 | 0 | 31 | 21 | -8508488.8174 | 12365.3752 | 13250253.7407 | 29109667.2347 | 0 | 0 | 0 | 0 | 0 | 0 | 34669572.1349 | 13737248.9563 | 82270618.6244
2010-08-01 | 2010 | 86205660.1299 | 1.51 | 159.64 | 555907.5 | 20 | 0 | 0 | 1 | 0 | 0 | 31 | 21 | -8508488.8174 | 36611.2089 | 11396317.5862 | 29109667.2347 | 0 | 0 | 0 | 2505717.0713 | 0 | 0 | 34669572.1349 | 13737248.9563 | 82946645.3749
2010-09-01 | 2010 | 75144375.4153 | 33.01 | 72.99 | 555907.5 | 21 | 0 | 0 | 0 | 1 | 0 | 30 | 21 | -8508488.8174 | 800354.9702 | 5210581.4371 | 29109667.2347 | 0 | 0 | 0 | 0 | 2345350.8919 | 0 | 33551198.8402 | 13737248.9563 | 76245913.5131
2010-10-01 | 2010 | 73712701.5955 | 177.84 | 10.78 | 555907.5 | 22 | 0 | 0 | 0 | 0 | 1 | 31 | 20 | -8508488.8174 | 4311879.0641 | 769558.4038 | 29109667.2347 | 0 | 0 | 0 | 0 | 0 | 0 | 34669572.1349 | 13083094.2441 | 73435282.2642
2010-11-01 | 2010 | 76223861.516 | 361.95 | 0.05 | 555907.5 | 23 | 0 | 0 | 0 | 0 | 0 | 30 | 22 | -8508488.8174 | 8775779.5055 | 3569.3804 | 29109667.2347 | 0 | 0 | 0 | 0 | 0 | 0 | 33551198.8402 | 14391403.6685 | 77323129.8119
2010-12-01 | 2010 | 82782031.2484 | 556.41 | 0 | 555907.5 | 24 | 0 | 0 | 0 | 0 | 0 | 31 | 21 | -8508488.8174 | 13490624.3256 | 0 | 29109667.2347 | 0 | 0 | 0 | 0 | 0 | 0 | 34669572.1349 | 13737248.9563 | 82498623.8341
2011-01-01 | 2011 | 87926514.0893 | 659.43 | 0 | 570633.3 | 25 | 0 | 0 | 0 | 0 | 0 | 31 | 20 | -8508488.8174 | 15988430.1128 | 0 | 29880772.3876 | 0 | 0 | 0 | 0 | 0 | 0 | 34669572.1349 | 13083094.2441 | 85113380.0619
2011-02-01 | 2011 | 79445566.3399 | 571.77 | 0 | 570633.3 | 26 | 0 | 0 | 0 | 0 | 0 | 28 | 19 | -8508488.8174 | 13863040.3312 | 0 | 29880772.3876 | 0 | 0 | 0 | 0 | 0 | 0 | 31314452.2508 | 12428939.5319 | 78978715.6841
2011-03-01 | 2011 | 83484642.0995 | 456.54 | 0.48 | 570633.3 | 27 | 0 | 0 | 0 | 0 | 0 | 31 | 23 | -8508488.8174 | 11069192.9146 | 34266.0514 | 29880772.3876 | 0 | 0 | 0 | 0 | 0 | 0 | 34669572.1349 | 15045558.3808 | 82190873.0518
2011-04-01 | 2011 | 73145108.284 | 248.55 | 2.63 | 570633.3 | 28 | 1 | 0 | 0 | 0 | 0 | 30 | 19 | -8508488.8174 | 6026301.9646 | 187749.4065 | 29880772.3876 | 0 | -1670359.8066 | 0 | 0 | 0 | 0 | 33551198.8402 | 12428939.5319 | 71896113.5068
2011-05-01 | 2011 | 74301939.8954 | 92.74 | 47.37 | 570633.3 | 29 | 0 | 0 | 0 | 0 | 0 | 31 | 21 | -8508488.8174 | 2248558.6168 | 3381630.945 | 29880772.3876 | 0 | 0 | 0 | 0 | 0 | 0 | 34669572.1349 | 13737248.9563 | 75409294.2231
2011-06-01 | 2011 | 79491543.1908 | 9.08 | 117.24 | 570633.3 | 30 | 0 | 1 | 0 | 0 | 0 | 30 | 22 | -8508488.8174 | 220152.1699 | 8369483.0481 | 29880772.3876 | 0 | 0 | 1244451.2383 | 0 | 0 | 0 | 33551198.8402 | 14391403.6685 | 79148972.5353
2011-07-01 | 2011 | 85669531.8569 | 0.51 | 185.61 | 570633.3 | 31 | 0 | 0 | 0 | 0 | 0 | 31 | 20 | -8508488.8174 | 12365.3752 | 13250253.7407 | 29880772.3876 | 0 | 0 | 0 | 0 | 0 | 0 | 34669572.1349 | 13083094.2441 | 82387569.0651
2011-08-01 | 2011 | 85461087.2223 | 1.51 | 159.64 | 570633.3 | 32 | 0 | 0 | 1 | 0 | 0 | 31 | 22 | -8508488.8174 | 36611.2089 | 11396317.5862 | 29880772.3876 | 0 | 0 | 0 | 2505717.0713 | 0 | 0 | 34669572.1349 | 14391403.6685 | 84371905.24
2011-09-01 | 2011 | 75648608.6303 | 33.01 | 72.99 | 570633.3 | 33 | 0 | 0 | 0 | 1 | 0 | 30 | 21 | -8508488.8174 | 800354.9702 | 5210581.4371 | 29880772.3876 | 0 | 0 | 0 | 0 | 2345350.8919 | 0 | 33551198.8402 | 13737248.9563 | 77017018.666
2011-10-01 | 2011 | 74971165.1508 | 177.84 | 10.78 | 570633.3 | 34 | 0 | 0 | 0 | 0 | 1 | 31 | 20 | -8508488.8174 | 4311879.0641 | 769558.4038 | 29880772.3876 | 0 | 0 | 0 | 0 | 0 | 0 | 34669572.1349 | 13083094.2441 | 74206387.4171
2011-11-01 | 2011 | 75882976.9797 | 361.95 | 0.05 | 570633.3 | 35 | 0 | 0 | 0 | 0 | 0 | 30 | 22 | -8508488.8174 | 8775779.5055 | 3569.3804 | 29880772.3876 | 0 | 0 | 0 | 0 | 0 | 0 | 33551198.8402 | 14391403.6685 | 78094234.9648
2011-12-01 | 2011 | 79287692.6629 | 556.41 | 0 | 570633.3 | 36 | 0 | 0 | 0 | 0 | 0 | 31 | 20 | -8508488.8174 | 13490624.3256 | 0 | 29880772.3876 | 0 | 0 | 0 | 0 | 0 | 0 | 34669572.1349 | 13083094.2441 | 82615574.2748
2012-01-01 | 2012 | 83627865.9435 | 659.43 | 0 | 578793.9 | 37 | 0 | 0 | 0 | 0 | 0 | 31 | 21 | -8508488.8174 | 15988430.1128 | 0 | 30308095.9089 | 0 | 0 | 0 | 0 | 0 | 0 | 34669572.1349 | 13737248.9563 | 86194858.2955
2012-02-01 | 2012 | 78960983.6586 | 571.77 | 0 | 578793.9 | 38 | 0 | 0 | 0 | 0 | 0 | 29 | 20 | -8508488.8174 | 13863040.3312 | 0 | 30308095.9089 | 0 | 0 | 0 | 0 | 0 | 0 | 32432825.5455 | 13083094.2441 | 81178567.2123
2012-03-01 | 2012 | 78967146.2141 | 456.54 | 0.48 | 578793.9 | 39 | 0 | 0 | 0 | 0 | 0 | 31 | 22 | -8508488.8174 | 11069192.9146 | 34266.0514 | 30308095.9089 | 0 | 0 | 0 | 0 | 0 | 0 | 34669572.1349 | 14391403.6685 | 81964041.8609
2012-04-01 | 2012 | 70404346.9042 | 248.55 | 2.63 | 578793.9 | 40 | 1 | 0 | 0 | 0 | 0 | 30 | 19 | -8508488.8174 | 6026301.9646 | 187749.4065 | 30308095.9089 | 0 | -1670359.8066 | 0 | 0 | 0 | 0 | 33551198.8402 | 12428939.5319 | 72323437.0281
2012-05-01 | 2012 | 76707141.2564 | 92.74 | 47.37 | 578793.9 | 41 | 0 | 0 | 0 | 0 | 0 | 31 | 22 | -8508488.8174 | 2248558.6168 | 3381630.945 | 30308095.9089 | 0 | 0 | 0 | 0 | 0 | 0 | 34669572.1349 | 14391403.6685 | 76490772.4567
2012-06-01 | 2012 | 81073916.051 | 9.08 | 117.24 | 578793.9 | 42 | 0 | 1 | 0 | 0 | 0 | 30 | 21 | -8508488.8174 | 220152.1699 | 8369483.0481 | 30308095.9089 | 0 | 0 | 1244451.2383 | 0 | 0 | 0 | 33551198.8402 | 13737248.9563 | 78922141.3444
2012-07-01 | 2012 | 86497634.1792 | 0.51 | 185.61 | 578793.9 | 43 | 0 | 0 | 0 | 0 | 0 | 31 | 21 | -8508488.8174 | 12365.3752 | 13250253.7407 | 30308095.9089 | 0 | 0 | 0 | 0 | 0 | 0 | 34669572.1349 | 13737248.9563 | 83469047.2986
2012-08-01 | 2012 | 84955144.6821 | 1.51 | 159.64 | 578793.9 | 44 | 0 | 0 | 1 | 0 | 0 | 31 | 22 | -8508488.8174 | 36611.2089 | 11396317.5862 | 30308095.9089 | 0 | 0 | 0 | 2505717.0713 | 0 | 0 | 34669572.1349 | 14391403.6685 | 84799228.7613
2012-09-01 | 2012 | 75637873.1171 | 33.01 | 72.99 | 578793.9 | 45 | 0 | 0 | 0 | 1 | 0 | 30 | 19 | -8508488.8174 | 800354.9702 | 5210581.4371 | 30308095.9089 | 0 | 0 | 0 | 0 | 2345350.8919 | 0 | 33551198.8402 | 12428939.5319 | 76136032.7629
2012-10-01 | 2012 | 75854816.158 | 177.84 | 10.78 | 578793.9 | 46 | 0 | 0 | 0 | 0 | 1 | 31 | 22 | -8508488.8174 | 4311879.0641 | 769558.4038 | 30308095.9089 | 0 | 0 | 0 | 0 | 0 | 0 | 34669572.1349 | 14391403.6685 | 75942020.3628
2012-11-01 | 2012 | 76825179.4475 | 361.95 | 0.05 | 578793.9 | 47 | 0 | 0 | 0 | 0 | 0 | 30 | 22 | -8508488.8174 | 8775779.5055 | 3569.3804 | 30308095.9089 | 0 | 0 | 0 | 0 | 0 | 0 | 33551198.8402 | 14391403.6685 | 78521558.4861
2012-12-01 | 2012 | 78089232.6018 | 556.41 | 0 | 578793.9 | 48 | 0 | 0 | 0 | 0 | 0 | 31 | 19 | -8508488.8174 | 13490624.3256 | 0 | 30308095.9089 | 0 | 0 | 0 | 0 | 0 | 0 | 34669572.1349 | 12428939.5319 | 82388743.0839
2013-01-01 | 2013 | 86172794.2979 | 659.43 | 0 | 586913 | 49 | 0 | 0 | 0 | 0 | 0 | 31 | 22 | -8508488.8174 | 15988430.1128 | 0 | 30733246.3148 | 0 | 0 | 0 | 0 | 0 | 0 | 34669572.1349 | 14391403.6685 | 87274163.4135
2013-02-01 | 2013 | 80116229.5699 | 571.77 | 0 | 586913 | 50 | 0 | 0 | 0 | 0 | 0 | 28 | 19 | -8508488.8174 | 13863040.3312 | 0 | 30733246.3148 | 0 | 0 | 0 | 0 | 0 | 0 | 31314452.2508 | 12428939.5319 | 79831189.6113
2013-03-01 | 2013 | 83295056.1316 | 456.54 | 0.48 | 586913 | 51 | 0 | 0 | 0 | 0 | 0 | 31 | 19 | -8508488.8174 | 11069192.9146 | 34266.0514 | 30733246.3148 | 0 | 0 | 0 | 0 | 0 | 0 | 34669572.1349 | 12428939.5319 | 80426728.1301
2013-04-01 | 2013 | 75368667.8343 | 248.55 | 2.63 | 586913 | 52 | 1 | 0 | 0 | 0 | 0 | 30 | 22 | -8508488.8174 | 6026301.9646 | 187749.4065 | 30733246.3148 | 0 | -1670359.8066 | 0 | 0 | 0 | 0 | 33551198.8402 | 14391403.6685 | 74711051.5706
2013-05-01 | 2013 | 76645979.1283 | 92.74 | 47.37 | 586913 | 53 | 0 | 0 | 0 | 0 | 0 | 31 | 22 | -8508488.8174 | 2248558.6168 | 3381630.945 | 30733246.3148 | 0 | 0 | 0 | 0 | 0 | 0 | 34669572.1349 | 14391403.6685 | 76915922.8625
2013-06-01 | 2013 | 77950659.4037 | 9.08 | 117.24 | 586913 | 54 | 0 | 1 | 0 | 0 | 0 | 30 | 20 | -8508488.8174 | 220152.1699 | 8369483.0481 | 30733246.3148 | 0 | 0 | 1244451.2383 | 0 | 0 | 0 | 33551198.8402 | 13083094.2441 | 78693137.0381
2013-07-01 | 2013 | 82611806.2309 | 0.51 | 185.61 | 586913 | 55 | 0 | 0 | 0 | 0 | 0 | 31 | 22 | -8508488.8174 | 12365.3752 | 13250253.7407 | 30733246.3148 | 0 | 0 | 0 | 0 | 0 | 0 | 34669572.1349 | 14391403.6685 | 84548352.4167
2013-08-01 | 2013 | 81402470.1099 | 1.51 | 159.64 | 586913 | 56 | 0 | 0 | 1 | 0 | 0 | 31 | 21 | -8508488.8174 | 36611.2089 | 11396317.5862 | 30733246.3148 | 0 | 0 | 0 | 2505717.0713 | 0 | 0 | 34669572.1349 | 13737248.9563 | 84570224.4549
2013-09-01 | 2013 | 76153505.5867 | 33.01 | 72.99 | 586913 | 57 | 0 | 0 | 0 | 1 | 0 | 30 | 20 | -8508488.8174 | 800354.9702 | 5210581.4371 | 30733246.3148 | 0 | 0 | 0 | 0 | 2345350.8919 | 0 | 33551198.8402 | 13083094.2441 | 77215337.8809
2013-10-01 | 2013 | 77422083.6809 | 177.84 | 10.78 | 586913 | 58 | 0 | 0 | 0 | 0 | 1 | 31 | 22 | -8508488.8174 | 4311879.0641 | 769558.4038 | 30733246.3148 | 0 | 0 | 0 | 0 | 0 | 0 | 34669572.1349 | 14391403.6685 | 76367170.7687
2013-11-01 | 2013 | 79988549.4671 | 361.95 | 0.05 | 586913 | 59 | 0 | 0 | 0 | 0 | 0 | 30 | 21 | -8508488.8174 | 8775779.5055 | 3569.3804 | 30733246.3148 | 0 | 0 | 0 | 0 | 0 | 0 | 33551198.8402 | 13737248.9563 | 78292554.1798
2013-12-01 | 2013 | 83719004.8506 | 556.41 | 0 | 586913 | 60 | 0 | 0 | 0 | 0 | 0 | 31 | 20 | -8508488.8174 | 13490624.3256 | 0 | 30733246.3148 | 0 | 0 | 0 | 0 | 0 | 0 | 34669572.1349 | 13083094.2441 | 83468048.202
2014-01-01 | 2014 | 96510112.6834 | 659.43 | 0 | 601343.5 | 61 | 0 | 0 | 0 | 0 | 0 | 31 | 22 | -8508488.8174 | 15988430.1128 | 0 | 31488888.311 | 0 | 0 | 0 | 0 | 0 | 0 | 34669572.1349 | 14391403.6685 | 88029805.4098
2014-02-01 | 2014 | 85964089.9634 | 571.77 | 0 | 601343.5 | 62 | 0 | 0 | 0 | 0 | 0 | 28 | 19 | -8508488.8174 | 13863040.3312 | 0 | 31488888.311 | 0 | 0 | 0 | 0 | 0 | 0 | 31314452.2508 | 12428939.5319 | 80586831.6075
2014-03-01 | 2014 | 88422332.0787 | 456.54 | 0.48 | 601343.5 | 63 | 0 | 0 | 0 | 0 | 0 | 31 | 21 | -8508488.8174 | 11069192.9146 | 34266.0514 | 31488888.311 | 0 | 0 | 0 | 0 | 0 | 0 | 34669572.1349 | 13737248.9563 | 82490679.5508
2014-04-01 | 2014 | 76199788.9276 | 248.55 | 2.63 | 601343.5 | 64 | 1 | 0 | 0 | 0 | 0 | 30 | 20 | -8508488.8174 | 6026301.9646 | 187749.4065 | 31488888.311 | 0 | -1670359.8066 | 0 | 0 | 0 | 0 | 33551198.8402 | 13083094.2441 | 74158384.1424
2014-05-01 | 2014 | 78731314.2044 | 92.74 | 47.37 | 601343.5 | 65 | 0 | 0 | 0 | 0 | 0 | 31 | 22 | -8508488.8174 | 2248558.6168 | 3381630.945 | 31488888.311 | 0 | 0 | 0 | 0 | 0 | 0 | 34669572.1349 | 14391403.6685 | 77671564.8588
2014-06-01 | 2014 | 82040736.4392 | 9.08 | 117.24 | 601343.5 | 66 | 0 | 1 | 0 | 0 | 0 | 30 | 21 | -8508488.8174 | 220152.1699 | 8369483.0481 | 31488888.311 | 0 | 0 | 1244451.2383 | 0 | 0 | 0 | 33551198.8402 | 13737248.9563 | 80102933.7465
2014-07-01 | 2014 | 83536033.436 | 0.51 | 185.61 | 601343.5 | 67 | 0 | 0 | 0 | 0 | 0 | 31 | 22 | -8508488.8174 | 12365.3752 | 13250253.7407 | 31488888.311 | 0 | 0 | 0 | 0 | 0 | 0 | 34669572.1349 | 14391403.6685 | 85303994.4129
2014-08-01 | 2014 | 82890715.1014 | 1.51 | 159.64 | 601343.5 | 68 | 0 | 0 | 1 | 0 | 0 | 31 | 20 | -8508488.8174 | 36611.2089 | 11396317.5862 | 31488888.311 | 0 | 0 | 0 | 2505717.0713 | 0 | 0 | 34669572.1349 | 13083094.2441 | 84671711.739
2014-09-01 | 2014 | 78138961.6909 | 33.01 | 72.99 | 601343.5 | 69 | 0 | 0 | 0 | 1 | 0 | 30 | 21 | -8508488.8174 | 800354.9702 | 5210581.4371 | 31488888.311 | 0 | 0 | 0 | 0 | 2345350.8919 | 0 | 33551198.8402 | 13737248.9563 | 78625134.5894
2014-10-01 | 2014 | 78077874.4163 | 177.84 | 10.78 | 601343.5 | 70 | 0 | 0 | 0 | 0 | 1 | 31 | 22 | -8508488.8174 | 4311879.0641 | 769558.4038 | 31488888.311 | 0 | 0 | 0 | 0 | 0 | 0 | 34669572.1349 | 14391403.6685 | 77122812.7649
2014-11-01 | 2014 | 81347157.7768 | 361.95 | 0.05 | 601343.5 | 71 | 0 | 0 | 0 | 0 | 0 | 30 | 20 | -8508488.8174 | 8775779.5055 | 3569.3804 | 31488888.311 | 0 | 0 | 0 | 0 | 0 | 0 | 33551198.8402 | 13083094.2441 | 78394041.4638
2014-12-01 | 2014 | 84624117.963 | 556.41 | 0 | 601343.5 | 72 | 0 | 0 | 0 | 0 | 0 | 31 | 21 | -8508488.8174 | 13490624.3256 | 0 | 31488888.311 | 0 | 0 | 0 | 0 | 0 | 0 | 34669572.1349 | 13737248.9563 | 84877844.9104
2015-01-01 | 2015 | 91047914.9884 | 659.43 | 0 | 618051.4 | 73 | 0 | 0 | 0 | 0 | 0 | 31 | 21 | -8508488.8174 | 15988430.1128 | 0 | 32363784.6008 | 0 | 0 | 0 | 0 | 0 | 0 | 34669572.1349 | 13737248.9563 | 88250546.9873
2015-02-01 | 2015 | 84953121.0003 | 571.77 | 0 | 618051.4 | 74 | 0 | 0 | 0 | 0 | 0 | 28 | 19 | -8508488.8174 | 13863040.3312 | 0 | 32363784.6008 | 0 | 0 | 0 | 0 | 0 | 0 | 31314452.2508 | 12428939.5319 | 81461727.8973
2015-03-01 | 2015 | 85185196.8039 | 456.54 | 0.48 | 618051.4 | 75 | 0 | 0 | 0 | 0 | 0 | 31 | 22 | -8508488.8174 | 11069192.9146 | 34266.0514 | 32363784.6008 | 0 | 0 | 0 | 0 | 0 | 0 | 34669572.1349 | 14391403.6685 | 84019730.5528
2015-04-01 | 2015 | 74690896.3343 | 248.55 | 2.63 | 618051.4 | 76 | 1 | 0 | 0 | 0 | 0 | 30 | 20 | -8508488.8174 | 6026301.9646 | 187749.4065 | 32363784.6008 | 0 | -1670359.8066 | 0 | 0 | 0 | 0 | 33551198.8402 | 13083094.2441 | 75033280.4322
2015-05-01 | 2015 | 77420119.173 | 92.74 | 47.37 | 618051.4 | 77 | 0 | 0 | 0 | 0 | 0 | 31 | 20 | -8508488.8174 | 2248558.6168 | 3381630.945 | 32363784.6008 | 0 | 0 | 0 | 0 | 0 | 0 | 34669572.1349 | 13083094.2441 | 77238151.7241
2015-06-01 | 2015 | 80301286.4492 | 9.08 | 117.24 | 618051.4 | 78 | 0 | 1 | 0 | 0 | 0 | 30 | 22 | -8508488.8174 | 220152.1699 | 8369483.0481 | 32363784.6008 | 0 | 0 | 1244451.2383 | 0 | 0 | 0 | 33551198.8402 | 14391403.6685 | 81631984.7485
2015-07-01 | 2015 | 84741146.4393 | 0.51 | 185.61 | 618051.4 | 79 | 0 | 0 | 0 | 0 | 0 | 31 | 22 | -8508488.8174 | 12365.3752 | 13250253.7407 | 32363784.6008 | 0 | 0 | 0 | 0 | 0 | 0 | 34669572.1349 | 14391403.6685 | 86178890.7027
2015-08-01 | 2015 | 85831922.0467 | 1.51 | 159.64 | 618051.4 | 80 | 0 | 0 | 1 | 0 | 0 | 31 | 20 | -8508488.8174 | 36611.2089 | 11396317.5862 | 32363784.6008 | 0 | 0 | 0 | 2505717.0713 | 0 | 0 | 34669572.1349 | 13083094.2441 | 85546608.0287
2015-09-01 | 2015 | 81721577.5132 | 33.01 | 72.99 | 618051.4 | 81 | 0 | 0 | 0 | 1 | 0 | 30 | 21 | -8508488.8174 | 800354.9702 | 5210581.4371 | 32363784.6008 | 0 | 0 | 0 | 0 | 2345350.8919 | 0 | 33551198.8402 | 13737248.9563 | 79500030.8791
2015-10-01 | 2015 | 77593220.9134 | 177.84 | 10.78 | 618051.4 | 82 | 0 | 0 | 0 | 0 | 1 | 31 | 21 | -8508488.8174 | 4311879.0641 | 769558.4038 | 32363784.6008 | 0 | 0 | 0 | 0 | 0 | 0 | 34669572.1349 | 13737248.9563 | 77343554.3425
2015-11-01 | 2015 | 77813417.9822 | 361.95 | 0.05 | 618051.4 | 83 | 0 | 0 | 0 | 0 | 0 | 30 | 21 | -8508488.8174 | 8775779.5055 | 3569.3804 | 32363784.6008 | 0 | 0 | 0 | 0 | 0 | 0 | 33551198.8402 | 13737248.9563 | 79923092.4657
2015-12-01 | 2015 | 79732634.0109 | 556.41 | 0 | 618051.4 | 84 | 0 | 0 | 0 | 0 | 0 | 31 | 21 | -8508488.8174 | 13490624.3256 | 0 | 32363784.6008 | 0 | 0 | 0 | 0 | 0 | 0 | 34669572.1349 | 13737248.9563 | 85752741.2002
2016-01-01 | 2016 | 87340715.8114 | 659.43 | 0 | 634257.8 | 85 | 0 | 0 | 0 | 0 | 0 | 31 | 20 | -8508488.8174 | 15988430.1128 | 0 | 33212420.2301 | 0 | 0 | 0 | 0 | 0 | 0 | 34669572.1349 | 13083094.2441 | 88445027.9044
2016-02-01 | 2016 | 83154848.3435 | 571.77 | 0 | 634257.8 | 86 | 0 | 0 | 0 | 0 | 0 | 29 | 20 | -8508488.8174 | 13863040.3312 | 0 | 33212420.2301 | 0 | 0 | 0 | 0 | 0 | 0 | 32432825.5455 | 13083094.2441 | 84082891.5334
2016-03-01 | 2016 | 82620214.0155 | 456.54 | 0.48 | 634257.8 | 87 | 0 | 0 | 0 | 0 | 0 | 31 | 21 | -8508488.8174 | 11069192.9146 | 34266.0514 | 33212420.2301 | 0 | 0 | 0 | 0 | 0 | 0 | 34669572.1349 | 13737248.9563 | 84214211.4698
2016-04-01 | 2016 | 76969494.488 | 248.55 | 2.63 | 634257.8 | 88 | 1 | 0 | 0 | 0 | 0 | 30 | 21 | -8508488.8174 | 6026301.9646 | 187749.4065 | 33212420.2301 | 0 | -1670359.8066 | 0 | 0 | 0 | 0 | 33551198.8402 | 13737248.9563 | 76536070.7736
2016-05-01 | 2016 | 79885437.081 | 92.74 | 47.37 | 634257.8 | 89 | 0 | 0 | 0 | 0 | 0 | 31 | 21 | -8508488.8174 | 2248558.6168 | 3381630.945 | 33212420.2301 | 0 | 0 | 0 | 0 | 0 | 0 | 34669572.1349 | 13737248.9563 | 78740942.0656
2016-06-01 | 2016 | 84108563.981 | 9.08 | 117.24 | 634257.8 | 90 | 0 | 1 | 0 | 0 | 0 | 30 | 22 | -8508488.8174 | 220152.1699 | 8369483.0481 | 33212420.2301 | 0 | 0 | 1244451.2383 | 0 | 0 | 0 | 33551198.8402 | 14391403.6685 | 82480620.3777
2016-07-01 | 2016 | 89208055.8743 | 0.51 | 185.61 | 634257.8 | 91 | 0 | 0 | 0 | 0 | 0 | 31 | 20 | -8508488.8174 | 12365.3752 | 13250253.7407 | 33212420.2301 | 0 | 0 | 0 | 0 | 0 | 0 | 34669572.1349 | 13083094.2441 | 85719216.9075
2016-08-01 | 2016 | 92081052.0064 | 1.51 | 159.64 | 634257.8 | 92 | 0 | 0 | 1 | 0 | 0 | 31 | 22 | -8508488.8174 | 36611.2089 | 11396317.5862 | 33212420.2301 | 0 | 0 | 0 | 2505717.0713 | 0 | 0 | 34669572.1349 | 14391403.6685 | 87703553.0824
2016-09-01 | 2016 | 82625134.4283 | 33.01 | 72.99 | 634257.8 | 93 | 0 | 0 | 0 | 1 | 0 | 30 | 21 | -8508488.8174 | 800354.9702 | 5210581.4371 | 33212420.2301 | 0 | 0 | 0 | 0 | 2345350.8919 | 0 | 33551198.8402 | 13737248.9563 | 80348666.5084
2016-10-01 | 2016 | 79761867.388 | 177.84 | 10.78 | 634257.8 | 94 | 0 | 0 | 0 | 0 | 1 | 31 | 20 | -8508488.8174 | 4311879.0641 | 769558.4038 | 33212420.2301 | 0 | 0 | 0 | 0 | 0 | 0 | 34669572.1349 | 13083094.2441 | 77538035.2595
2016-11-01 | 2016 | 79632729.527 | 361.95 | 0.05 | 634257.8 | 95 | 0 | 0 | 0 | 0 | 0 | 30 | 22 | -8508488.8174 | 8775779.5055 | 3569.3804 | 33212420.2301 | 0 | 0 | 0 | 0 | 0 | 0 | 33551198.8402 | 14391403.6685 | 81425882.8072
2016-12-01 | 2016 | 85703762.9771 | 556.41 | 0 | 634257.8 | 96 | 0 | 0 | 0 | 0 | 0 | 31 | 20 | -8508488.8174 | 13490624.3256 | 0 | 33212420.2301 | 0 | 0 | 0 | 0 | 0 | 0 | 34669572.1349 | 13083094.2441 | 85947222.1172
2017-01-01 | 2017 | 89452615.2898 | 659.43 | 0 | 651932.3 | 97 | 0 | 0 | 0 | 0 | 0 | 31 | 22 | -8508488.8174 | 15988430.1128 | 0 | 34137931.7829 | 0 | 0 | 0 | 0 | 0 | 0 | 34669572.1349 | 14391403.6685 | 90678848.8816
2017-02-01 | 2017 | 79369250.5098 | 571.77 | 0 | 651932.3 | 98 | 0 | 0 | 0 | 0 | 0 | 28 | 19 | -8508488.8174 | 13863040.3312 | 0 | 34137931.7829 | 0 | 0 | 0 | 0 | 0 | 0 | 31314452.2508 | 12428939.5319 | 83235875.0794
2017-03-01 | 2017 | 85130613.0798 | 456.54 | 0.48 | 651932.3 | 99 | 0 | 0 | 0 | 0 | 0 | 31 | 23 | -8508488.8174 | 11069192.9146 | 34266.0514 | 34137931.7829 | 0 | 0 | 0 | 0 | 0 | 0 | 34669572.1349 | 15045558.3808 | 86448032.447
2017-04-01 | 2017 | 75264677.3498 | 248.55 | 2.63 | 651932.3 | 100 | 1 | 0 | 0 | 0 | 0 | 30 | 19 | -8508488.8174 | 6026301.9646 | 187749.4065 | 34137931.7829 | 0 | -1670359.8066 | 0 | 0 | 0 | 0 | 33551198.8402 | 12428939.5319 | 76153272.902
2017-05-01 | 2017 | 78986166.6298 | 92.74 | 47.37 | 651932.3 | 101 | 0 | 0 | 0 | 0 | 0 | 31 | 22 | -8508488.8174 | 2248558.6168 | 3381630.945 | 34137931.7829 | 0 | 0 | 0 | 0 | 0 | 0 | 34669572.1349 | 14391403.6685 | 80320608.3306
2017-06-01 | 2017 | 82979146.2398 | 9.08 | 117.24 | 651932.3 | 102 | 0 | 1 | 0 | 0 | 0 | 30 | 22 | -8508488.8174 | 220152.1699 | 8369483.0481 | 34137931.7829 | 0 | 0 | 1244451.2383 | 0 | 0 | 0 | 33551198.8402 | 14391403.6685 | 83406131.9305
2017-07-01 | 2017 | 86438186.8098 | 0.51 | 185.61 | 651932.3 | 103 | 0 | 0 | 0 | 0 | 0 | 31 | 20 | -8508488.8174 | 12365.3752 | 13250253.7407 | 34137931.7829 | 0 | 0 | 0 | 0 | 0 | 0 | 34669572.1349 | 13083094.2441 | 86644728.4603
2017-08-01 | 2017 | 86020553.3298 | 1.51 | 159.64 | 651932.3 | 104 | 0 | 0 | 1 | 0 | 0 | 31 | 22 | -8508488.8174 | 36611.2089 | 11396317.5862 | 34137931.7829 | 0 | 0 | 0 | 2505717.0713 | 0 | 0 | 34669572.1349 | 14391403.6685 | 88629064.6352
2017-09-01 | 2017 | 80922821.0898 | 33.01 | 72.99 | 651932.3 | 105 | 0 | 0 | 0 | 1 | 0 | 30 | 20 | -8508488.8174 | 800354.9702 | 5210581.4371 | 34137931.7829 | 0 | 0 | 0 | 0 | 2345350.8919 | 0 | 33551198.8402 | 13083094.2441 | 80620023.349
2017-10-01 | 2017 | 79895134.9198 | 177.84 | 10.78 | 651932.3 | 106 | 0 | 0 | 0 | 0 | 1 | 31 | 21 | -8508488.8174 | 4311879.0641 | 769558.4038 | 34137931.7829 | 0 | 0 | 0 | 0 | 0 | 0 | 34669572.1349 | 13737248.9563 | 79117701.5245
2017-11-01 | 2017 | 81623489.6898 | 361.95 | 0.05 | 651932.3 | 107 | 0 | 0 | 0 | 0 | 0 | 30 | 22 | -8508488.8174 | 8775779.5055 | 3569.3804 | 34137931.7829 | 0 | 0 | 0 | 0 | 0 | 0 | 33551198.8402 | 14391403.6685 | 82351394.36
2017-12-01 | 2017 | 86732874.1898 | 556.41 | 0 | 651932.3 | 108 | 0 | 0 | 0 | 0 | 0 | 31 | 19 | -8508488.8174 | 13490624.3256 | 0 | 34137931.7829 | 0 | 0 | 0 | 0 | 0 | 0 | 34669572.1349 | 12428939.5319 | 86218578.9578
2018-01-01 | 2018 | 93400783.2314 | 659.43 | 0 | 665994.7802 | 109 | 0 | 0 | 0 | 0 | 0 | 31 | 22 | -8508488.8174 | 15988430.1128 | 0 | 34874302.7072 | 0 | 0 | 0 | 0 | 0 | 0 | 34669572.1349 | 14391403.6685 | 91415219.806
2018-02-01 | 2018 | 82408782.704 | 571.77 | 0 | 665994.7802 | 110 | 0 | 0 | 0 | 0 | 0 | 28 | 19 | -8508488.8174 | 13863040.3312 | 0 | 34874302.7072 | 0 | 0 | 0 | 0 | 0 | 0 | 31314452.2508 | 12428939.5319 | 83972246.0037
2018-03-01 | 2018 | 87484965.5653 | 456.54 | 0.48 | 665994.7802 | 111 | 0 | 0 | 0 | 0 | 0 | 31 | 21 | -8508488.8174 | 11069192.9146 | 34266.0514 | 34874302.7072 | 0 | 0 | 0 | 0 | 0 | 0 | 34669572.1349 | 13737248.9563 | 85876093.947
2018-04-01 | 2018 | 80547273.9981 | 248.55 | 2.63 | 665994.7802 | 112 | 1 | 0 | 0 | 0 | 0 | 30 | 21 | -8508488.8174 | 6026301.9646 | 187749.4065 | 34874302.7072 | 0 | -1670359.8066 | 0 | 0 | 0 | 0 | 33551198.8402 | 13737248.9563 | 78197953.2508
2018-05-01 | 2018 | 81380421.9399 | 92.74 | 47.37 | 665994.7802 | 113 | 0 | 0 | 0 | 0 | 0 | 31 | 22 | -8508488.8174 | 2248558.6168 | 3381630.945 | 34874302.7072 | 0 | 0 | 0 | 0 | 0 | 0 | 34669572.1349 | 14391403.6685 | 81056979.255
2018-06-01 | 2018 | 84189429.2255 | 9.08 | 117.24 | 665994.7802 | 114 | 0 | 1 | 0 | 0 | 0 | 30 | 21 | -8508488.8174 | 220152.1699 | 8369483.0481 | 34874302.7072 | 0 | 0 | 1244451.2383 | 0 | 0 | 0 | 33551198.8402 | 13737248.9563 | 83488348.1427
2018-07-01 | 2018 | 88386784.5502 | 0.51 | 185.61 | 665994.7802 | 115 | 0 | 0 | 0 | 0 | 0 | 31 | 21 | -8508488.8174 | 12365.3752 | 13250253.7407 | 34874302.7072 | 0 | 0 | 0 | 0 | 0 | 0 | 34669572.1349 | 13737248.9563 | 88035254.0969
2018-08-01 | 2018 | 89941585.7276 | 1.51 | 159.64 | 665994.7802 | 116 | 0 | 0 | 1 | 0 | 0 | 31 | 22 | -8508488.8174 | 36611.2089 | 11396317.5862 | 34874302.7072 | 0 | 0 | 0 | 2505717.0713 | 0 | 0 | 34669572.1349 | 14391403.6685 | 89365435.5596
2018-09-01 | 2018 | 81054253.66 | 33.01 | 72.99 | 665994.7802 | 117 | 0 | 0 | 0 | 1 | 0 | 30 | 19 | -8508488.8174 | 800354.9702 | 5210581.4371 | 34874302.7072 | 0 | 0 | 0 | 0 | 2345350.8919 | 0 | 33551198.8402 | 12428939.5319 | 80702239.5612
2018-10-01 | 2018 | 79879338.7846 | 177.84 | 10.78 | 665994.7802 | 118 | 0 | 0 | 0 | 0 | 1 | 31 | 22 | -8508488.8174 | 4311879.0641 | 769558.4038 | 34874302.7072 | 0 | 0 | 0 | 0 | 0 | 0 | 34669572.1349 | 14391403.6685 | 80508227.1611
2018-11-01 | 2018 | 81359765.4207 | 361.95 | 0.05 | 665994.7802 | 119 | 0 | 0 | 0 | 0 | 0 | 30 | 22 | -8508488.8174 | 8775779.5055 | 3569.3804 | 34874302.7072 | 0 | 0 | 0 | 0 | 0 | 0 | 33551198.8402 | 14391403.6685 | 83087765.2844
2018-12-01 | 2018 | 81470558.7982 | 556.41 | 0 | 665994.7802 | 120 | 0 | 0 | 0 | 0 | 0 | 31 | 19 | -8508488.8174 | 13490624.3256 | 0 | 34874302.7072 | 0 | 0 | 0 | 0 | 0 | 0 | 34669572.1349 | 12428939.5319 | 86954949.8822
2019-01-01 | 2019 |  | 659.43 | 0 | 676783.8957 | 121 | 0 | 0 | 0 | 0 | 0 | 31 | 22 | -8508488.8174 | 15988430.1128 | 0 | 35439266.4111 | 0 | 0 | 0 | 0 | 0 | 0 | 34669572.1349 | 14391403.6685 | 91980183.5098
2019-02-01 | 2019 |  | 571.77 | 0 | 676783.8957 | 122 | 0 | 0 | 0 | 0 | 0 | 28 | 19 | -8508488.8174 | 13863040.3312 | 0 | 35439266.4111 | 0 | 0 | 0 | 0 | 0 | 0 | 31314452.2508 | 12428939.5319 | 84537209.7076
2019-03-01 | 2019 |  | 456.54 | 0.48 | 676783.8957 | 123 | 0 | 0 | 0 | 0 | 0 | 31 | 21 | -8508488.8174 | 11069192.9146 | 34266.0514 | 35439266.4111 | 0 | 0 | 0 | 0 | 0 | 0 | 34669572.1349 | 13737248.9563 | 86441057.6509
2019-04-01 | 2019 |  | 248.55 | 2.63 | 676783.8957 | 124 | 1 | 0 | 0 | 0 | 0 | 30 | 20 | -8508488.8174 | 6026301.9646 | 187749.4065 | 35439266.4111 | 0 | -1670359.8066 | 0 | 0 | 0 | 0 | 33551198.8402 | 13083094.2441 | 78108762.2425
2019-05-01 | 2019 |  | 92.74 | 47.37 | 676783.8957 | 125 | 0 | 0 | 0 | 0 | 0 | 31 | 22 | -8508488.8174 | 2248558.6168 | 3381630.945 | 35439266.4111 | 0 | 0 | 0 | 0 | 0 | 0 | 34669572.1349 | 14391403.6685 | 81621942.9588
2019-06-01 | 2019 |  | 9.08 | 117.24 | 676783.8957 | 126 | 0 | 1 | 0 | 0 | 0 | 30 | 20 | -8508488.8174 | 220152.1699 | 8369483.0481 | 35439266.4111 | 0 | 0 | 1244451.2383 | 0 | 0 | 0 | 33551198.8402 | 13083094.2441 | 83399157.1344
2019-07-01 | 2019 |  | 0.51 | 185.61 | 676783.8957 | 127 | 0 | 0 | 0 | 0 | 0 | 31 | 22 | -8508488.8174 | 12365.3752 | 13250253.7407 | 35439266.4111 | 0 | 0 | 0 | 0 | 0 | 0 | 34669572.1349 | 14391403.6685 | 89254372.513
2019-08-01 | 2019 |  | 1.51 | 159.64 | 676783.8957 | 128 | 0 | 0 | 1 | 0 | 0 | 31 | 21 | -8508488.8174 | 36611.2089 | 11396317.5862 | 35439266.4111 | 0 | 0 | 0 | 2505717.0713 | 0 | 0 | 34669572.1349 | 13737248.9563 | 89276244.5512
2019-09-01 | 2019 |  | 33.01 | 72.99 | 676783.8957 | 129 | 0 | 0 | 0 | 1 | 0 | 30 | 20 | -8508488.8174 | 800354.9702 | 5210581.4371 | 35439266.4111 | 0 | 0 | 0 | 0 | 2345350.8919 | 0 | 33551198.8402 | 13083094.2441 | 81921357.9772
2019-10-01 | 2019 |  | 177.84 | 10.78 | 676783.8957 | 130 | 0 | 0 | 0 | 0 | 1 | 31 | 22 | -8508488.8174 | 4311879.0641 | 769558.4038 | 35439266.4111 | 0 | 0 | 0 | 0 | 0 | 0 | 34669572.1349 | 14391403.6685 | 81073190.865
2019-11-01 | 2019 |  | 361.95 | 0.05 | 676783.8957 | 131 | 0 | 0 | 0 | 0 | 0 | 30 | 21 | -8508488.8174 | 8775779.5055 | 3569.3804 | 35439266.4111 | 0 | 0 | 0 | 0 | 0 | 0 | 33551198.8402 | 13737248.9563 | 82998574.2761
2019-12-01 | 2019 |  | 556.41 | 0 | 676783.8957 | 132 | 0 | 0 | 0 | 0 | 0 | 31 | 20 | -8508488.8174 | 13490624.3256 | 0 | 35439266.4111 | 0 | 0 | 0 | 0 | 0 | 0 | 34669572.1349 | 13083094.2441 | 88174068.2983
2020-01-01 | 2020 |  | 659.43 | 0 | 687206.3677 | 133 | 0 | 0 | 0 | 0 | 0 | 31 | 22 | -8508488.8174 | 15988430.1128 | 0 | 35985031.1138 | 0 | 0 | 0 | 0 | 0 | 0 | 34669572.1349 | 14391403.6685 | 92525948.2126
2020-02-01 | 2020 |  | 571.77 | 0 | 687206.3677 | 134 | 0 | 0 | 0 | 0 | 0 | 29 | 19 | -8508488.8174 | 13863040.3312 | 0 | 35985031.1138 | 0 | 0 | 0 | 0 | 0 | 0 | 32432825.5455 | 12428939.5319 | 86201347.705
2020-03-01 | 2020 |  | 456.54 | 0.48 | 687206.3677 | 135 | 0 | 0 | 0 | 0 | 0 | 31 | 22 | -8508488.8174 | 11069192.9146 | 34266.0514 | 35985031.1138 | 0 | 0 | 0 | 0 | 0 | 0 | 34669572.1349 | 14391403.6685 | 87640977.0658
2020-04-01 | 2020 |  | 248.55 | 2.63 | 687206.3677 | 136 | 1 | 0 | 0 | 0 | 0 | 30 | 21 | -8508488.8174 | 6026301.9646 | 187749.4065 | 35985031.1138 | 0 | -1670359.8066 | 0 | 0 | 0 | 0 | 33551198.8402 | 13737248.9563 | 79308681.6574
2020-05-01 | 2020 |  | 92.74 | 47.37 | 687206.3677 | 137 | 0 | 0 | 0 | 0 | 0 | 31 | 20 | -8508488.8174 | 2248558.6168 | 3381630.945 | 35985031.1138 | 0 | 0 | 0 | 0 | 0 | 0 | 34669572.1349 | 13083094.2441 | 80859398.2371
2020-06-01 | 2020 |  | 9.08 | 117.24 | 687206.3677 | 138 | 0 | 1 | 0 | 0 | 0 | 30 | 22 | -8508488.8174 | 220152.1699 | 8369483.0481 | 35985031.1138 | 0 | 0 | 1244451.2383 | 0 | 0 | 0 | 33551198.8402 | 14391403.6685 | 85253231.2615
2020-07-01 | 2020 |  | 0.51 | 185.61 | 687206.3677 | 139 | 0 | 0 | 0 | 0 | 0 | 31 | 22 | -8508488.8174 | 12365.3752 | 13250253.7407 | 35985031.1138 | 0 | 0 | 0 | 0 | 0 | 0 | 34669572.1349 | 14391403.6685 | 89800137.2157
2020-08-01 | 2020 |  | 1.51 | 159.64 | 687206.3677 | 140 | 0 | 0 | 1 | 0 | 0 | 31 | 20 | -8508488.8174 | 36611.2089 | 11396317.5862 | 35985031.1138 | 0 | 0 | 0 | 2505717.0713 | 0 | 0 | 34669572.1349 | 13083094.2441 | 89167854.5418
2020-09-01 | 2020 |  | 33.01 | 72.99 | 687206.3677 | 141 | 0 | 0 | 0 | 1 | 0 | 30 | 21 | -8508488.8174 | 800354.9702 | 5210581.4371 | 35985031.1138 | 0 | 0 | 0 | 0 | 2345350.8919 | 0 | 33551198.8402 | 13737248.9563 | 83121277.3922
2020-10-01 | 2020 |  | 177.84 | 10.78 | 687206.3677 | 142 | 0 | 0 | 0 | 0 | 1 | 31 | 21 | -8508488.8174 | 4311879.0641 | 769558.4038 | 35985031.1138 | 0 | 0 | 0 | 0 | 0 | 0 | 34669572.1349 | 13737248.9563 | 80964800.8555
2020-11-01 | 2020 |  | 361.95 | 0.05 | 687206.3677 | 143 | 0 | 0 | 0 | 0 | 0 | 30 | 21 | -8508488.8174 | 8775779.5055 | 3569.3804 | 35985031.1138 | 0 | 0 | 0 | 0 | 0 | 0 | 33551198.8402 | 13737248.9563 | 83544338.9788
2020-12-01 | 2020 |  | 556.41 | 0 | 687206.3677 | 144 | 0 | 0 | 0 | 0 | 0 | 31 | 21 | -8508488.8174 | 13490624.3256 | 0 | 35985031.1138 | 0 | 0 | 0 | 0 | 0 | 0 | 34669572.1349 | 13737248.9563 | 89373987.7132

## GS > 50 Normalized Monthly (LC)
Date | Year | GSgt_LC_kWh_NoCDM | HDD | CDD | Ont_GDP | Trend | Apr | Jun | Aug | Sept | Oct | Month Days | Peak Days | const | HDD | CDD | Ont_GDP | Trend | Apr | Jun | Aug | Sept | Oct | Month Days | Peak Days | Predicted
2009-01-01 | 2009 | 85159952.3008 | 659.43 | 0 | 539388 | 1 | 0 | 0 | 0 | 0 | 0 | 31 | 21 | -8436546.8468 | 15969422.3628 | 0 | 27983193.9997 | 0 | 0 | 0 | 0 | 0 | 0 | 34805943.4612 | 13601430.3423 | 83923443.3192
2009-02-01 | 2009 | 77150159.1107 | 571.77 | 0 | 539388 | 2 | 0 | 0 | 0 | 0 | 0 | 28 | 19 | -8436546.8468 | 13846559.3382 | 0 | 27983193.9997 | 0 | 0 | 0 | 0 | 0 | 0 | 31437626.352 | 12306056.024 | 77136888.8671
2009-03-01 | 2009 | 79013110.8385 | 456.54 | 0.48 | 539388 | 3 | 0 | 0 | 0 | 0 | 0 | 31 | 22 | -8436546.8468 | 11056033.3705 | 34258.9835 | 27983193.9997 | 0 | 0 | 0 | 0 | 0 | 0 | 34805943.4612 | 14249117.5015 | 79692000.4696
2009-04-01 | 2009 | 70823487.3996 | 248.55 | 2.63 | 539388 | 4 | 1 | 0 | 0 | 0 | 0 | 30 | 20 | -8436546.8468 | 6019137.6314 | 187710.6806 | 27983193.9997 | 0 | -1670517.911 | 0 | 0 | 0 | 0 | 33683171.0914 | 12953743.1832 | 70719891.8285
2009-05-01 | 2009 | 68038651.8256 | 92.74 | 47.37 | 539388 | 5 | 0 | 0 | 0 | 0 | 0 | 31 | 20 | -8436546.8468 | 2245885.4312 | 3380933.4372 | 27983193.9997 | 0 | 0 | 0 | 0 | 0 | 0 | 34805943.4612 | 12953743.1832 | 72933152.6657
2009-06-01 | 2009 | 70398886.3516 | 9.08 | 117.24 | 539388 | 6 | 0 | 1 | 0 | 0 | 0 | 30 | 22 | -8436546.8468 | 219890.4433 | 8367756.7275 | 27983193.9997 | 0 | 0 | 1260255.0137 | 0 | 0 | 0 | 33683171.0914 | 14249117.5015 | 77326837.9304
2009-07-01 | 2009 | 74398674.8415 | 0.51 | 185.61 | 539388 | 7 | 0 | 0 | 0 | 0 | 0 | 31 | 22 | -8436546.8468 | 12350.6747 | 13247520.6942 | 27983193.9997 | 0 | 0 | 0 | 0 | 0 | 0 | 34805943.4612 | 14249117.5015 | 81861579.4845
2009-08-01 | 2009 | 79119319.6463 | 1.51 | 159.64 | 539388 | 8 | 0 | 0 | 1 | 0 | 0 | 31 | 20 | -8436546.8468 | 36567.6839 | 11393966.9394 | 27983193.9997 | 0 | 0 | 0 | 2501012.769 | 0 | 0 | 34805943.4612 | 12953743.1832 | 81237881.1895
2009-09-01 | 2009 | 74924986.5985 | 33.01 | 72.99 | 539388 | 9 | 0 | 0 | 0 | 1 | 0 | 30 | 21 | -8436546.8468 | 799403.473 | 5209506.6832 | 27983193.9997 | 0 | 0 | 0 | 0 | 2346294.5864 | 0 | 33683171.0914 | 13601430.3423 | 75186453.3293
2009-10-01 | 2009 | 74286504.538 | 177.84 | 10.78 | 539388 | 10 | 0 | 0 | 0 | 0 | 1 | 31 | 21 | -8436546.8468 | 4306752.9124 | 769399.6718 | 27983193.9997 | 0 | 0 | 0 | 0 | 0 | 0 | 34805943.4612 | 13601430.3423 | 73030173.5406
2009-11-01 | 2009 | 73914526.5948 | 361.95 | 0.05 | 539388 | 11 | 0 | 0 | 0 | 0 | 0 | 30 | 21 | -8436546.8468 | 8765346.4723 | 3568.6441 | 27983193.9997 | 0 | 0 | 0 | 0 | 0 | 0 | 33683171.0914 | 13601430.3423 | 75600163.7031
2009-12-01 | 2009 | 80547003.6042 | 556.41 | 0 | 539388 | 12 | 0 | 0 | 0 | 0 | 0 | 31 | 21 | -8436546.8468 | 13474586.0772 | 0 | 27983193.9997 | 0 | 0 | 0 | 0 | 0 | 0 | 34805943.4612 | 13601430.3423 | 81428607.0336
2010-01-01 | 2010 | 85230308.4951 | 659.43 | 0 | 555907.5 | 13 | 0 | 0 | 0 | 0 | 0 | 31 | 20 | -8436546.8468 | 15969422.3628 | 0 | 28840217.8365 | 0 | 0 | 0 | 0 | 0 | 0 | 34805943.4612 | 12953743.1832 | 84132779.9968
2010-02-01 | 2010 | 77285135.746 | 571.77 | 0 | 555907.5 | 14 | 0 | 0 | 0 | 0 | 0 | 28 | 19 | -8436546.8468 | 13846559.3382 | 0 | 28840217.8365 | 0 | 0 | 0 | 0 | 0 | 0 | 31437626.352 | 12306056.024 | 77993912.7039
2010-03-01 | 2010 | 79275413.9453 | 456.54 | 0.48 | 555907.5 | 15 | 0 | 0 | 0 | 0 | 0 | 31 | 23 | -8436546.8468 | 11056033.3705 | 34258.9835 | 28840217.8365 | 0 | 0 | 0 | 0 | 0 | 0 | 34805943.4612 | 14896804.6606 | 81196711.4656
2010-04-01 | 2010 | 70858250.3047 | 248.55 | 2.63 | 555907.5 | 16 | 1 | 0 | 0 | 0 | 0 | 30 | 20 | -8436546.8468 | 6019137.6314 | 187710.6806 | 28840217.8365 | 0 | -1670517.911 | 0 | 0 | 0 | 0 | 33683171.0914 | 12953743.1832 | 71576915.6653
2010-05-01 | 2010 | 75323997.1586 | 92.74 | 47.37 | 555907.5 | 17 | 0 | 0 | 0 | 0 | 0 | 31 | 20 | -8436546.8468 | 2245885.4312 | 3380933.4372 | 28840217.8365 | 0 | 0 | 0 | 0 | 0 | 0 | 34805943.4612 | 12953743.1832 | 73790176.5025
2010-06-01 | 2010 | 80844184.0498 | 9.08 | 117.24 | 555907.5 | 18 | 0 | 1 | 0 | 0 | 0 | 30 | 22 | -8436546.8468 | 219890.4433 | 8367756.7275 | 28840217.8365 | 0 | 0 | 1260255.0137 | 0 | 0 | 0 | 33683171.0914 | 14249117.5015 | 78183861.7672
2010-07-01 | 2010 | 85724188.7644 | 0.51 | 185.61 | 555907.5 | 19 | 0 | 0 | 0 | 0 | 0 | 31 | 21 | -8436546.8468 | 12350.6747 | 13247520.6942 | 28840217.8365 | 0 | 0 | 0 | 0 | 0 | 0 | 34805943.4612 | 13601430.3423 | 82070916.1621
2010-08-01 | 2010 | 85962780.0971 | 1.51 | 159.64 | 555907.5 | 20 | 0 | 0 | 1 | 0 | 0 | 31 | 21 | -8436546.8468 | 36567.6839 | 11393966.9394 | 28840217.8365 | 0 | 0 | 0 | 2501012.769 | 0 | 0 | 34805943.4612 | 13601430.3423 | 82742592.1855
2010-09-01 | 2010 | 74966407.255 | 33.01 | 72.99 | 555907.5 | 21 | 0 | 0 | 0 | 1 | 0 | 30 | 21 | -8436546.8468 | 799403.473 | 5209506.6832 | 28840217.8365 | 0 | 0 | 0 | 0 | 2346294.5864 | 0 | 33683171.0914 | 13601430.3423 | 76043477.1661
2010-10-01 | 2010 | 73516726.0534 | 177.84 | 10.78 | 555907.5 | 22 | 0 | 0 | 0 | 0 | 1 | 31 | 20 | -8436546.8468 | 4306752.9124 | 769399.6718 | 28840217.8365 | 0 | 0 | 0 | 0 | 0 | 0 | 34805943.4612 | 12953743.1832 | 73239510.2182
2010-11-01 | 2010 | 76037403.3007 | 361.95 | 0.05 | 555907.5 | 23 | 0 | 0 | 0 | 0 | 0 | 30 | 22 | -8436546.8468 | 8765346.4723 | 3568.6441 | 28840217.8365 | 0 | 0 | 0 | 0 | 0 | 0 | 33683171.0914 | 14249117.5015 | 77104874.6991
2010-12-01 | 2010 | 82527064.3119 | 556.41 | 0 | 555907.5 | 24 | 0 | 0 | 0 | 0 | 0 | 31 | 21 | -8436546.8468 | 13474586.0772 | 0 | 28840217.8365 | 0 | 0 | 0 | 0 | 0 | 0 | 34805943.4612 | 13601430.3423 | 82285630.8704
2011-01-01 | 2011 | 87683932.2256 | 659.43 | 0 | 570633.3 | 25 | 0 | 0 | 0 | 0 | 0 | 31 | 20 | -8436546.8468 | 15969422.3628 | 0 | 29604185.3668 | 0 | 0 | 0 | 0 | 0 | 0 | 34805943.4612 | 12953743.1832 | 84896747.5271
2011-02-01 | 2011 | 79180941.4965 | 571.77 | 0 | 570633.3 | 26 | 0 | 0 | 0 | 0 | 0 | 28 | 19 | -8436546.8468 | 13846559.3382 | 0 | 29604185.3668 | 0 | 0 | 0 | 0 | 0 | 0 | 31437626.352 | 12306056.024 | 78757880.2342
2011-03-01 | 2011 | 83137506.7906 | 456.54 | 0.48 | 570633.3 | 27 | 0 | 0 | 0 | 0 | 0 | 31 | 23 | -8436546.8468 | 11056033.3705 | 34258.9835 | 29604185.3668 | 0 | 0 | 0 | 0 | 0 | 0 | 34805943.4612 | 14896804.6606 | 81960678.9958
2011-04-01 | 2011 | 72823673.2835 | 248.55 | 2.63 | 570633.3 | 28 | 1 | 0 | 0 | 0 | 0 | 30 | 19 | -8436546.8468 | 6019137.6314 | 187710.6806 | 29604185.3668 | 0 | -1670517.911 | 0 | 0 | 0 | 0 | 33683171.0914 | 12306056.024 | 71693196.0364
2011-05-01 | 2011 | 73981180.89 | 92.74 | 47.37 | 570633.3 | 29 | 0 | 0 | 0 | 0 | 0 | 31 | 21 | -8436546.8468 | 2245885.4312 | 3380933.4372 | 29604185.3668 | 0 | 0 | 0 | 0 | 0 | 0 | 34805943.4612 | 13601430.3423 | 75201831.1919
2011-06-01 | 2011 | 79181645.2916 | 9.08 | 117.24 | 570633.3 | 30 | 0 | 1 | 0 | 0 | 0 | 30 | 22 | -8436546.8468 | 219890.4433 | 8367756.7275 | 29604185.3668 | 0 | 0 | 1260255.0137 | 0 | 0 | 0 | 33683171.0914 | 14249117.5015 | 78947829.2974
2011-07-01 | 2011 | 85355428.5226 | 0.51 | 185.61 | 570633.3 | 31 | 0 | 0 | 0 | 0 | 0 | 31 | 20 | -8436546.8468 | 12350.6747 | 13247520.6942 | 29604185.3668 | 0 | 0 | 0 | 0 | 0 | 0 | 34805943.4612 | 12953743.1832 | 82187196.5332
2011-08-01 | 2011 | 85134730.1248 | 1.51 | 159.64 | 570633.3 | 32 | 0 | 0 | 1 | 0 | 0 | 31 | 22 | -8436546.8468 | 36567.6839 | 11393966.9394 | 29604185.3668 | 0 | 0 | 0 | 2501012.769 | 0 | 0 | 34805943.4612 | 14249117.5015 | 84154246.8749
2011-09-01 | 2011 | 75323276.5401 | 33.01 | 72.99 | 570633.3 | 33 | 0 | 0 | 0 | 1 | 0 | 30 | 21 | -8436546.8468 | 799403.473 | 5209506.6832 | 29604185.3668 | 0 | 0 | 0 | 0 | 2346294.5864 | 0 | 33683171.0914 | 13601430.3423 | 76807444.6964
2011-10-01 | 2011 | 74615749.9345 | 177.84 | 10.78 | 570633.3 | 34 | 0 | 0 | 0 | 0 | 1 | 31 | 20 | -8436546.8468 | 4306752.9124 | 769399.6718 | 29604185.3668 | 0 | 0 | 0 | 0 | 0 | 0 | 34805943.4612 | 12953743.1832 | 74003477.7485
2011-11-01 | 2011 | 75520032.9882 | 361.95 | 0.05 | 570633.3 | 35 | 0 | 0 | 0 | 0 | 0 | 30 | 22 | -8436546.8468 | 8765346.4723 | 3568.6441 | 29604185.3668 | 0 | 0 | 0 | 0 | 0 | 0 | 33683171.0914 | 14249117.5015 | 77868842.2293
2011-12-01 | 2011 | 78915481.6386 | 556.41 | 0 | 570633.3 | 36 | 0 | 0 | 0 | 0 | 0 | 31 | 20 | -8436546.8468 | 13474586.0772 | 0 | 29604185.3668 | 0 | 0 | 0 | 0 | 0 | 0 | 34805943.4612 | 12953743.1832 | 82401911.2415
2012-01-01 | 2012 | 83288190.2858 | 659.43 | 0 | 578793.9 | 37 | 0 | 0 | 0 | 0 | 0 | 31 | 21 | -8436546.8468 | 15969422.3628 | 0 | 30027553.4301 | 0 | 0 | 0 | 0 | 0 | 0 | 34805943.4612 | 13601430.3423 | 85967802.7496
2012-02-01 | 2012 | 78654916.5197 | 571.77 | 0 | 578793.9 | 38 | 0 | 0 | 0 | 0 | 0 | 29 | 20 | -8436546.8468 | 13846559.3382 | 0 | 30027553.4301 | 0 | 0 | 0 | 0 | 0 | 0 | 32560398.7217 | 12953743.1832 | 80951707.8264
2012-03-01 | 2012 | 78745075.1724 | 456.54 | 0.48 | 578793.9 | 39 | 0 | 0 | 0 | 0 | 0 | 31 | 22 | -8436546.8468 | 11056033.3705 | 34258.9835 | 30027553.4301 | 0 | 0 | 0 | 0 | 0 | 0 | 34805943.4612 | 14249117.5015 | 81736359.9
2012-04-01 | 2012 | 70171446.6151 | 248.55 | 2.63 | 578793.9 | 40 | 1 | 0 | 0 | 0 | 0 | 30 | 19 | -8436546.8468 | 6019137.6314 | 187710.6806 | 30027553.4301 | 0 | -1670517.911 | 0 | 0 | 0 | 0 | 33683171.0914 | 12306056.024 | 72116564.0998
2012-05-01 | 2012 | 76476013.3389 | 92.74 | 47.37 | 578793.9 | 41 | 0 | 0 | 0 | 0 | 0 | 31 | 22 | -8436546.8468 | 2245885.4312 | 3380933.4372 | 30027553.4301 | 0 | 0 | 0 | 0 | 0 | 0 | 34805943.4612 | 14249117.5015 | 76272886.4144
2012-06-01 | 2012 | 80853337.8396 | 9.08 | 117.24 | 578793.9 | 42 | 0 | 1 | 0 | 0 | 0 | 30 | 21 | -8436546.8468 | 219890.4433 | 8367756.7275 | 30027553.4301 | 0 | 0 | 1260255.0137 | 0 | 0 | 0 | 33683171.0914 | 13601430.3423 | 78723510.2016
2012-07-01 | 2012 | 86305793.1461 | 0.51 | 185.61 | 578793.9 | 43 | 0 | 0 | 0 | 0 | 0 | 31 | 21 | -8436546.8468 | 12350.6747 | 13247520.6942 | 30027553.4301 | 0 | 0 | 0 | 0 | 0 | 0 | 34805943.4612 | 13601430.3423 | 83258251.7557
2012-08-01 | 2012 | 84730807.8025 | 1.51 | 159.64 | 578793.9 | 44 | 0 | 0 | 1 | 0 | 0 | 31 | 22 | -8436546.8468 | 36567.6839 | 11393966.9394 | 30027553.4301 | 0 | 0 | 0 | 2501012.769 | 0 | 0 | 34805943.4612 | 14249117.5015 | 84577614.9382
2012-09-01 | 2012 | 75430602.5765 | 33.01 | 72.99 | 578793.9 | 45 | 0 | 0 | 0 | 1 | 0 | 30 | 19 | -8436546.8468 | 799403.473 | 5209506.6832 | 30027553.4301 | 0 | 0 | 0 | 0 | 2346294.5864 | 0 | 33683171.0914 | 12306056.024 | 75935438.4414
2012-10-01 | 2012 | 75643415.7918 | 177.84 | 10.78 | 578793.9 | 46 | 0 | 0 | 0 | 0 | 1 | 31 | 22 | -8436546.8468 | 4306752.9124 | 769399.6718 | 30027553.4301 | 0 | 0 | 0 | 0 | 0 | 0 | 34805943.4612 | 14249117.5015 | 75722220.1301
2012-11-01 | 2012 | 76619857.8613 | 361.95 | 0.05 | 578793.9 | 47 | 0 | 0 | 0 | 0 | 0 | 30 | 22 | -8436546.8468 | 8765346.4723 | 3568.6441 | 30027553.4301 | 0 | 0 | 0 | 0 | 0 | 0 | 33683171.0914 | 14249117.5015 | 78292210.2926
2012-12-01 | 2012 | 77899563.0923 | 556.41 | 0 | 578793.9 | 48 | 0 | 0 | 0 | 0 | 0 | 31 | 19 | -8436546.8468 | 13474586.0772 | 0 | 30027553.4301 | 0 | 0 | 0 | 0 | 0 | 0 | 34805943.4612 | 12306056.024 | 82177592.1457
2013-01-01 | 2013 | 85968723.0827 | 659.43 | 0 | 586913 | 49 | 0 | 0 | 0 | 0 | 0 | 31 | 22 | -8436546.8468 | 15969422.3628 | 0 | 30448768.4931 | 0 | 0 | 0 | 0 | 0 | 0 | 34805943.4612 | 14249117.5015 | 87036704.9718
2013-02-01 | 2013 | 79915847.629 | 571.77 | 0 | 586913 | 50 | 0 | 0 | 0 | 0 | 0 | 28 | 19 | -8436546.8468 | 13846559.3382 | 0 | 30448768.4931 | 0 | 0 | 0 | 0 | 0 | 0 | 31437626.352 | 12306056.024 | 79602463.3605
2013-03-01 | 2013 | 83098114.1735 | 456.54 | 0.48 | 586913 | 51 | 0 | 0 | 0 | 0 | 0 | 31 | 19 | -8436546.8468 | 11056033.3705 | 34258.9835 | 30448768.4931 | 0 | 0 | 0 | 0 | 0 | 0 | 34805943.4612 | 12306056.024 | 80214513.4855
2013-04-01 | 2013 | 75176128.7672 | 248.55 | 2.63 | 586913 | 52 | 1 | 0 | 0 | 0 | 0 | 30 | 22 | -8436546.8468 | 6019137.6314 | 187710.6806 | 30448768.4931 | 0 | -1670517.911 | 0 | 0 | 0 | 0 | 33683171.0914 | 14249117.5015 | 74480840.6402
2013-05-01 | 2013 | 76467660.6836 | 92.74 | 47.37 | 586913 | 53 | 0 | 0 | 0 | 0 | 0 | 31 | 22 | -8436546.8468 | 2245885.4312 | 3380933.4372 | 30448768.4931 | 0 | 0 | 0 | 0 | 0 | 0 | 34805943.4612 | 14249117.5015 | 76694101.4774
2013-06-01 | 2013 | 77849227.6893 | 9.08 | 117.24 | 586913 | 54 | 0 | 1 | 0 | 0 | 0 | 30 | 20 | -8436546.8468 | 219890.4433 | 8367756.7275 | 30448768.4931 | 0 | 0 | 1260255.0137 | 0 | 0 | 0 | 33683171.0914 | 12953743.1832 | 78497038.1054
2013-07-01 | 2013 | 82540445.7702 | 0.51 | 185.61 | 586913 | 55 | 0 | 0 | 0 | 0 | 0 | 31 | 22 | -8436546.8468 | 12350.6747 | 13247520.6942 | 30448768.4931 | 0 | 0 | 0 | 0 | 0 | 0 | 34805943.4612 | 14249117.5015 | 84327153.9778
2013-08-01 | 2013 | 81226483.6591 | 1.51 | 159.64 | 586913 | 56 | 0 | 0 | 1 | 0 | 0 | 31 | 21 | -8436546.8468 | 36567.6839 | 11393966.9394 | 30448768.4931 | 0 | 0 | 0 | 2501012.769 | 0 | 0 | 34805943.4612 | 13601430.3423 | 84351142.8421
2013-09-01 | 2013 | 75974010.3086 | 33.01 | 72.99 | 586913 | 57 | 0 | 0 | 0 | 1 | 0 | 30 | 20 | -8436546.8468 | 799403.473 | 5209506.6832 | 30448768.4931 | 0 | 0 | 0 | 0 | 2346294.5864 | 0 | 33683171.0914 | 12953743.1832 | 77004340.6635
2013-10-01 | 2013 | 77227978.159 | 177.84 | 10.78 | 586913 | 58 | 0 | 0 | 0 | 0 | 1 | 31 | 22 | -8436546.8468 | 4306752.9124 | 769399.6718 | 30448768.4931 | 0 | 0 | 0 | 0 | 0 | 0 | 34805943.4612 | 14249117.5015 | 76143435.1931
2013-11-01 | 2013 | 79798645.3233 | 361.95 | 0.05 | 586913 | 59 | 0 | 0 | 0 | 0 | 0 | 30 | 21 | -8436546.8468 | 8765346.4723 | 3568.6441 | 30448768.4931 | 0 | 0 | 0 | 0 | 0 | 0 | 33683171.0914 | 13601430.3423 | 78065738.1965
2013-12-01 | 2013 | 83545537.0468 | 556.41 | 0 | 586913 | 60 | 0 | 0 | 0 | 0 | 0 | 31 | 20 | -8436546.8468 | 13474586.0772 | 0 | 30448768.4931 | 0 | 0 | 0 | 0 | 0 | 0 | 34805943.4612 | 12953743.1832 | 83246494.3678
2014-01-01 | 2014 | 96326688.9 | 659.43 | 0 | 601343.5 | 61 | 0 | 0 | 0 | 0 | 0 | 31 | 22 | -8436546.8468 | 15969422.3628 | 0 | 31197415.9992 | 0 | 0 | 0 | 0 | 0 | 0 | 34805943.4612 | 14249117.5015 | 87785352.4778
2014-02-01 | 2014 | 85795493.4133 | 571.77 | 0 | 601343.5 | 62 | 0 | 0 | 0 | 0 | 0 | 28 | 19 | -8436546.8468 | 13846559.3382 | 0 | 31197415.9992 | 0 | 0 | 0 | 0 | 0 | 0 | 31437626.352 | 12306056.024 | 80351110.8666
2014-03-01 | 2014 | 88242965.3156 | 456.54 | 0.48 | 601343.5 | 63 | 0 | 0 | 0 | 0 | 0 | 31 | 21 | -8436546.8468 | 11056033.3705 | 34258.9835 | 31197415.9992 | 0 | 0 | 0 | 0 | 0 | 0 | 34805943.4612 | 13601430.3423 | 82258535.3099
2014-04-01 | 2014 | 76032615.9971 | 248.55 | 2.63 | 601343.5 | 64 | 1 | 0 | 0 | 0 | 0 | 30 | 20 | -8436546.8468 | 6019137.6314 | 187710.6806 | 31197415.9992 | 0 | -1670517.911 | 0 | 0 | 0 | 0 | 33683171.0914 | 12953743.1832 | 73934113.828
2014-05-01 | 2014 | 78518698.9206 | 92.74 | 47.37 | 601343.5 | 65 | 0 | 0 | 0 | 0 | 0 | 31 | 22 | -8436546.8468 | 2245885.4312 | 3380933.4372 | 31197415.9992 | 0 | 0 | 0 | 0 | 0 | 0 | 34805943.4612 | 14249117.5015 | 77442748.9835
2014-06-01 | 2014 | 81857571.2277 | 9.08 | 117.24 | 601343.5 | 66 | 0 | 1 | 0 | 0 | 0 | 30 | 21 | -8436546.8468 | 219890.4433 | 8367756.7275 | 31197415.9992 | 0 | 0 | 1260255.0137 | 0 | 0 | 0 | 33683171.0914 | 13601430.3423 | 79893372.7707
2014-07-01 | 2014 | 83348919.1159 | 0.51 | 185.61 | 601343.5 | 67 | 0 | 0 | 0 | 0 | 0 | 31 | 22 | -8436546.8468 | 12350.6747 | 13247520.6942 | 31197415.9992 | 0 | 0 | 0 | 0 | 0 | 0 | 34805943.4612 | 14249117.5015 | 85075801.4839
2014-08-01 | 2014 | 82700521.4327 | 1.51 | 159.64 | 601343.5 | 68 | 0 | 0 | 1 | 0 | 0 | 31 | 20 | -8436546.8468 | 36567.6839 | 11393966.9394 | 31197415.9992 | 0 | 0 | 0 | 2501012.769 | 0 | 0 | 34805943.4612 | 12953743.1832 | 84452103.189
2014-09-01 | 2014 | 77960422.0263 | 33.01 | 72.99 | 601343.5 | 69 | 0 | 0 | 0 | 1 | 0 | 30 | 21 | -8436546.8468 | 799403.473 | 5209506.6832 | 31197415.9992 | 0 | 0 | 0 | 0 | 2346294.5864 | 0 | 33683171.0914 | 13601430.3423 | 78400675.3288
2014-10-01 | 2014 | 77895587.7824 | 177.84 | 10.78 | 601343.5 | 70 | 0 | 0 | 0 | 0 | 1 | 31 | 22 | -8436546.8468 | 4306752.9124 | 769399.6718 | 31197415.9992 | 0 | 0 | 0 | 0 | 0 | 0 | 34805943.4612 | 14249117.5015 | 76892082.6992
2014-11-01 | 2014 | 81173246.3669 | 361.95 | 0.05 | 601343.5 | 71 | 0 | 0 | 0 | 0 | 0 | 30 | 20 | -8436546.8468 | 8765346.4723 | 3568.6441 | 31197415.9992 | 0 | 0 | 0 | 0 | 0 | 0 | 33683171.0914 | 12953743.1832 | 78166698.5434
2014-12-01 | 2014 | 84448717.2306 | 556.41 | 0 | 601343.5 | 72 | 0 | 0 | 0 | 0 | 0 | 31 | 21 | -8436546.8468 | 13474586.0772 | 0 | 31197415.9992 | 0 | 0 | 0 | 0 | 0 | 0 | 34805943.4612 | 13601430.3423 | 84642829.0331
2015-01-01 | 2015 | 90862720.0091 | 659.43 | 0 | 618051.4 | 73 | 0 | 0 | 0 | 0 | 0 | 31 | 21 | -8436546.8468 | 15969422.3628 | 0 | 32064213.9388 | 0 | 0 | 0 | 0 | 0 | 0 | 34805943.4612 | 13601430.3423 | 88004463.2583
2015-02-01 | 2015 | 84772321.1737 | 571.77 | 0 | 618051.4 | 74 | 0 | 0 | 0 | 0 | 0 | 28 | 19 | -8436546.8468 | 13846559.3382 | 0 | 32064213.9388 | 0 | 0 | 0 | 0 | 0 | 0 | 31437626.352 | 12306056.024 | 81217908.8062
2015-03-01 | 2015 | 84997101.1211 | 456.54 | 0.48 | 618051.4 | 75 | 0 | 0 | 0 | 0 | 0 | 31 | 22 | -8436546.8468 | 11056033.3705 | 34258.9835 | 32064213.9388 | 0 | 0 | 0 | 0 | 0 | 0 | 34805943.4612 | 14249117.5015 | 83773020.4087
2015-04-01 | 2015 | 74517514.7501 | 248.55 | 2.63 | 618051.4 | 76 | 1 | 0 | 0 | 0 | 0 | 30 | 20 | -8436546.8468 | 6019137.6314 | 187710.6806 | 32064213.9388 | 0 | -1670517.911 | 0 | 0 | 0 | 0 | 33683171.0914 | 12953743.1832 | 74800911.7676
2015-05-01 | 2015 | 77248422.6614 | 92.74 | 47.37 | 618051.4 | 77 | 0 | 0 | 0 | 0 | 0 | 31 | 20 | -8436546.8468 | 2245885.4312 | 3380933.4372 | 32064213.9388 | 0 | 0 | 0 | 0 | 0 | 0 | 34805943.4612 | 12953743.1832 | 77014172.6048
2015-06-01 | 2015 | 80126569.7199 | 9.08 | 117.24 | 618051.4 | 78 | 0 | 1 | 0 | 0 | 0 | 30 | 22 | -8436546.8468 | 219890.4433 | 8367756.7275 | 32064213.9388 | 0 | 0 | 1260255.0137 | 0 | 0 | 0 | 33683171.0914 | 14249117.5015 | 81407857.8694
2015-07-01 | 2015 | 84547068.3725 | 0.51 | 185.61 | 618051.4 | 79 | 0 | 0 | 0 | 0 | 0 | 31 | 22 | -8436546.8468 | 12350.6747 | 13247520.6942 | 32064213.9388 | 0 | 0 | 0 | 0 | 0 | 0 | 34805943.4612 | 14249117.5015 | 85942599.4235
2015-08-01 | 2015 | 85635461.6728 | 1.51 | 159.64 | 618051.4 | 80 | 0 | 0 | 1 | 0 | 0 | 31 | 20 | -8436546.8468 | 36567.6839 | 11393966.9394 | 32064213.9388 | 0 | 0 | 0 | 2501012.769 | 0 | 0 | 34805943.4612 | 12953743.1832 | 85318901.1285
2015-09-01 | 2015 | 81535891.3996 | 33.01 | 72.99 | 618051.4 | 81 | 0 | 0 | 0 | 1 | 0 | 30 | 21 | -8436546.8468 | 799403.473 | 5209506.6832 | 32064213.9388 | 0 | 0 | 0 | 0 | 2346294.5864 | 0 | 33683171.0914 | 13601430.3423 | 79267473.2684
2015-10-01 | 2015 | 77401672.1999 | 177.84 | 10.78 | 618051.4 | 82 | 0 | 0 | 0 | 0 | 1 | 31 | 21 | -8436546.8468 | 4306752.9124 | 769399.6718 | 32064213.9388 | 0 | 0 | 0 | 0 | 0 | 0 | 34805943.4612 | 13601430.3423 | 77111193.4796
2015-11-01 | 2015 | 77630447.9812 | 361.95 | 0.05 | 618051.4 | 83 | 0 | 0 | 0 | 0 | 0 | 30 | 21 | -8436546.8468 | 8765346.4723 | 3568.6441 | 32064213.9388 | 0 | 0 | 0 | 0 | 0 | 0 | 33683171.0914 | 13601430.3423 | 79681183.6421
2015-12-01 | 2015 | 79549095.4834 | 556.41 | 0 | 618051.4 | 84 | 0 | 0 | 0 | 0 | 0 | 31 | 21 | -8436546.8468 | 13474586.0772 | 0 | 32064213.9388 | 0 | 0 | 0 | 0 | 0 | 0 | 34805943.4612 | 13601430.3423 | 85509626.9727
2016-01-01 | 2016 | 87169946.0321 | 659.43 | 0 | 634257.8 | 85 | 0 | 0 | 0 | 0 | 0 | 31 | 20 | -8436546.8468 | 15969422.3628 | 0 | 32904994.2959 | 0 | 0 | 0 | 0 | 0 | 0 | 34805943.4612 | 12953743.1832 | 88197556.4562
2016-02-01 | 2016 | 82995259.9846 | 571.77 | 0 | 634257.8 | 86 | 0 | 0 | 0 | 0 | 0 | 29 | 20 | -8436546.8468 | 13846559.3382 | 0 | 32904994.2959 | 0 | 0 | 0 | 0 | 0 | 0 | 32560398.7217 | 12953743.1832 | 83829148.6921
2016-03-01 | 2016 | 82448056.6193 | 456.54 | 0.48 | 634257.8 | 87 | 0 | 0 | 0 | 0 | 0 | 31 | 21 | -8436546.8468 | 11056033.3705 | 34258.9835 | 32904994.2959 | 0 | 0 | 0 | 0 | 0 | 0 | 34805943.4612 | 13601430.3423 | 83966113.6066
2016-04-01 | 2016 | 76779556.5965 | 248.55 | 2.63 | 634257.8 | 88 | 1 | 0 | 0 | 0 | 0 | 30 | 21 | -8436546.8468 | 6019137.6314 | 187710.6806 | 32904994.2959 | 0 | -1670517.911 | 0 | 0 | 0 | 0 | 33683171.0914 | 13601430.3423 | 76289379.2838
2016-05-01 | 2016 | 79686689.3601 | 92.74 | 47.37 | 634257.8 | 89 | 0 | 0 | 0 | 0 | 0 | 31 | 21 | -8436546.8468 | 2245885.4312 | 3380933.4372 | 32904994.2959 | 0 | 0 | 0 | 0 | 0 | 0 | 34805943.4612 | 13601430.3423 | 78502640.121
2016-06-01 | 2016 | 83872675.5065 | 9.08 | 117.24 | 634257.8 | 90 | 0 | 1 | 0 | 0 | 0 | 30 | 22 | -8436546.8468 | 219890.4433 | 8367756.7275 | 32904994.2959 | 0 | 0 | 1260255.0137 | 0 | 0 | 0 | 33683171.0914 | 14249117.5015 | 82248638.2265
2016-07-01 | 2016 | 88955763.5547 | 0.51 | 185.61 | 634257.8 | 91 | 0 | 0 | 0 | 0 | 0 | 31 | 20 | -8436546.8468 | 12350.6747 | 13247520.6942 | 32904994.2959 | 0 | 0 | 0 | 0 | 0 | 0 | 34805943.4612 | 12953743.1832 | 85488005.4622
2016-08-01 | 2016 | 91795187.1707 | 1.51 | 159.64 | 634257.8 | 92 | 0 | 0 | 1 | 0 | 0 | 31 | 22 | -8436546.8468 | 36567.6839 | 11393966.9394 | 32904994.2959 | 0 | 0 | 0 | 2501012.769 | 0 | 0 | 34805943.4612 | 14249117.5015 | 87455055.8039
2016-09-01 | 2016 | 82362063.4348 | 33.01 | 72.99 | 634257.8 | 93 | 0 | 0 | 0 | 1 | 0 | 30 | 21 | -8436546.8468 | 799403.473 | 5209506.6832 | 32904994.2959 | 0 | 0 | 0 | 0 | 2346294.5864 | 0 | 33683171.0914 | 13601430.3423 | 80108253.6254
2016-10-01 | 2016 | 79489363.408 | 177.84 | 10.78 | 634257.8 | 94 | 0 | 0 | 0 | 0 | 1 | 31 | 20 | -8436546.8468 | 4306752.9124 | 769399.6718 | 32904994.2959 | 0 | 0 | 0 | 0 | 0 | 0 | 34805943.4612 | 12953743.1832 | 77304286.6775
2016-11-01 | 2016 | 79335132.2831 | 361.95 | 0.05 | 634257.8 | 95 | 0 | 0 | 0 | 0 | 0 | 30 | 22 | -8436546.8468 | 8765346.4723 | 3568.6441 | 32904994.2959 | 0 | 0 | 0 | 0 | 0 | 0 | 33683171.0914 | 14249117.5015 | 81169651.1584
2016-12-01 | 2016 | 85381711.6617 | 556.41 | 0 | 634257.8 | 96 | 0 | 0 | 0 | 0 | 0 | 31 | 20 | -8436546.8468 | 13474586.0772 | 0 | 32904994.2959 | 0 | 0 | 0 | 0 | 0 | 0 | 34805943.4612 | 12953743.1832 | 85702720.1706
2017-01-01 | 2017 | 89104940.4319 | 659.43 | 0 | 651932.3 | 97 | 0 | 0 | 0 | 0 | 0 | 31 | 22 | -8436546.8468 | 15969422.3628 | 0 | 33821938.9857 | 0 | 0 | 0 | 0 | 0 | 0 | 34805943.4612 | 14249117.5015 | 90409875.4643
2017-02-01 | 2017 | 79064176.7891 | 571.77 | 0 | 651932.3 | 98 | 0 | 0 | 0 | 0 | 0 | 28 | 19 | -8436546.8468 | 13846559.3382 | 0 | 33821938.9857 | 0 | 0 | 0 | 0 | 0 | 0 | 31437626.352 | 12306056.024 | 82975633.8531
2017-03-01 | 2017 | 84805567.5464 | 456.54 | 0.48 | 651932.3 | 99 | 0 | 0 | 0 | 0 | 0 | 31 | 23 | -8436546.8468 | 11056033.3705 | 34258.9835 | 33821938.9857 | 0 | 0 | 0 | 0 | 0 | 0 | 34805943.4612 | 14896804.6606 | 86178432.6147
2017-04-01 | 2017 | 74954400.1888 | 248.55 | 2.63 | 651932.3 | 100 | 1 | 0 | 0 | 0 | 0 | 30 | 19 | -8436546.8468 | 6019137.6314 | 187710.6806 | 33821938.9857 | 0 | -1670517.911 | 0 | 0 | 0 | 0 | 33683171.0914 | 12306056.024 | 75910949.6553
2017-05-01 | 2017 | 78674140.1385 | 92.74 | 47.37 | 651932.3 | 101 | 0 | 0 | 0 | 0 | 0 | 31 | 22 | -8436546.8468 | 2245885.4312 | 3380933.4372 | 33821938.9857 | 0 | 0 | 0 | 0 | 0 | 0 | 34805943.4612 | 14249117.5015 | 80067271.97
2017-06-01 | 2017 | 82671566.5636 | 9.08 | 117.24 | 651932.3 | 102 | 0 | 1 | 0 | 0 | 0 | 30 | 22 | -8436546.8468 | 219890.4433 | 8367756.7275 | 33821938.9857 | 0 | 0 | 1260255.0137 | 0 | 0 | 0 | 33683171.0914 | 14249117.5015 | 83165582.9163
2017-07-01 | 2017 | 86176054.4305 | 0.51 | 185.61 | 651932.3 | 103 | 0 | 0 | 0 | 0 | 0 | 31 | 20 | -8436546.8468 | 12350.6747 | 13247520.6942 | 33821938.9857 | 0 | 0 | 0 | 0 | 0 | 0 | 34805943.4612 | 12953743.1832 | 86404950.1521
2017-08-01 | 2017 | 85719841.7272 | 1.51 | 159.64 | 651932.3 | 104 | 0 | 0 | 1 | 0 | 0 | 31 | 22 | -8436546.8468 | 36567.6839 | 11393966.9394 | 33821938.9857 | 0 | 0 | 0 | 2501012.769 | 0 | 0 | 34805943.4612 | 14249117.5015 | 88372000.4937
2017-09-01 | 2017 | 80616907.0395 | 33.01 | 72.99 | 651932.3 | 105 | 0 | 0 | 0 | 1 | 0 | 30 | 20 | -8436546.8468 | 799403.473 | 5209506.6832 | 33821938.9857 | 0 | 0 | 0 | 0 | 2346294.5864 | 0 | 33683171.0914 | 12953743.1832 | 80377511.1561
2017-10-01 | 2017 | 79586762.1627 | 177.84 | 10.78 | 651932.3 | 106 | 0 | 0 | 0 | 0 | 1 | 31 | 21 | -8436546.8468 | 4306752.9124 | 769399.6718 | 33821938.9857 | 0 | 0 | 0 | 0 | 0 | 0 | 34805943.4612 | 13601430.3423 | 78868918.5265
2017-11-01 | 2017 | 81281637.0156 | 361.95 | 0.05 | 651932.3 | 107 | 0 | 0 | 0 | 0 | 0 | 30 | 22 | -8436546.8468 | 8765346.4723 | 3568.6441 | 33821938.9857 | 0 | 0 | 0 | 0 | 0 | 0 | 33683171.0914 | 14249117.5015 | 82086595.8482
2017-12-01 | 2017 | 86442800.4113 | 556.41 | 0 | 651932.3 | 108 | 0 | 0 | 0 | 0 | 0 | 31 | 19 | -8436546.8468 | 13474586.0772 | 0 | 33821938.9857 | 0 | 0 | 0 | 0 | 0 | 0 | 34805943.4612 | 12306056.024 | 85971977.7012
2018-01-01 | 2018 | 93065533.7759 | 659.43 | 0 | 665994.7802 | 109 | 0 | 0 | 0 | 0 | 0 | 31 | 22 | -8436546.8468 | 15969422.3628 | 0 | 34551493.7998 | 0 | 0 | 0 | 0 | 0 | 0 | 34805943.4612 | 14249117.5015 | 91139430.2784
2018-02-01 | 2018 | 82075594.5186 | 571.77 | 0 | 665994.7802 | 110 | 0 | 0 | 0 | 0 | 0 | 28 | 19 | -8436546.8468 | 13846559.3382 | 0 | 34551493.7998 | 0 | 0 | 0 | 0 | 0 | 0 | 31437626.352 | 12306056.024 | 83705188.6672
2018-03-01 | 2018 | 87168792.8661 | 456.54 | 0.48 | 665994.7802 | 111 | 0 | 0 | 0 | 0 | 0 | 31 | 21 | -8436546.8468 | 11056033.3705 | 34258.9835 | 34551493.7998 | 0 | 0 | 0 | 0 | 0 | 0 | 34805943.4612 | 13601430.3423 | 85612613.1105
2018-04-01 | 2018 | 80266356.0064 | 248.55 | 2.63 | 665994.7802 | 112 | 1 | 0 | 0 | 0 | 0 | 30 | 21 | -8436546.8468 | 6019137.6314 | 187710.6806 | 34551493.7998 | 0 | -1670517.911 | 0 | 0 | 0 | 0 | 33683171.0914 | 13601430.3423 | 77935878.7877
2018-05-01 | 2018 | 81142404.9697 | 92.74 | 47.37 | 665994.7802 | 113 | 0 | 0 | 0 | 0 | 0 | 31 | 22 | -8436546.8468 | 2245885.4312 | 3380933.4372 | 34551493.7998 | 0 | 0 | 0 | 0 | 0 | 0 | 34805943.4612 | 14249117.5015 | 80796826.7841
2018-06-01 | 2018 | 83962098.4073 | 9.08 | 117.24 | 665994.7802 | 114 | 0 | 1 | 0 | 0 | 0 | 30 | 21 | -8436546.8468 | 219890.4433 | 8367756.7275 | 34551493.7998 | 0 | 0 | 1260255.0137 | 0 | 0 | 0 | 33683171.0914 | 13601430.3423 | 83247450.5712
2018-07-01 | 2018 | 88154358.0203 | 0.51 | 185.61 | 665994.7802 | 115 | 0 | 0 | 0 | 0 | 0 | 31 | 21 | -8436546.8468 | 12350.6747 | 13247520.6942 | 34551493.7998 | 0 | 0 | 0 | 0 | 0 | 0 | 34805943.4612 | 13601430.3423 | 87782192.1253
2018-08-01 | 2018 | 89701635.1061 | 1.51 | 159.64 | 665994.7802 | 116 | 0 | 0 | 1 | 0 | 0 | 31 | 22 | -8436546.8468 | 36567.6839 | 11393966.9394 | 34551493.7998 | 0 | 0 | 0 | 2501012.769 | 0 | 0 | 34805943.4612 | 14249117.5015 | 89101555.3078
2018-09-01 | 2018 | 80810700.4268 | 33.01 | 72.99 | 665994.7802 | 117 | 0 | 0 | 0 | 1 | 0 | 30 | 19 | -8436546.8468 | 799403.473 | 5209506.6832 | 34551493.7998 | 0 | 0 | 0 | 0 | 2346294.5864 | 0 | 33683171.0914 | 12306056.024 | 80459378.811
2018-10-01 | 2018 | 79623950.0114 | 177.84 | 10.78 | 665994.7802 | 118 | 0 | 0 | 0 | 0 | 1 | 31 | 22 | -8436546.8468 | 4306752.9124 | 769399.6718 | 34551493.7998 | 0 | 0 | 0 | 0 | 0 | 0 | 34805943.4612 | 14249117.5015 | 80246160.4998
2018-11-01 | 2018 | 81146978.2376 | 361.95 | 0.05 | 665994.7802 | 119 | 0 | 0 | 0 | 0 | 0 | 30 | 22 | -8436546.8468 | 8765346.4723 | 3568.6441 | 34551493.7998 | 0 | 0 | 0 | 0 | 0 | 0 | 33683171.0914 | 14249117.5015 | 82816150.6623
2018-12-01 | 2018 | 81291484.3547 | 556.41 | 0 | 665994.7802 | 120 | 0 | 0 | 0 | 0 | 0 | 31 | 19 | -8436546.8468 | 13474586.0772 | 0 | 34551493.7998 | 0 | 0 | 0 | 0 | 0 | 0 | 34805943.4612 | 12306056.024 | 86701532.5153
2019-01-01 | 2019 |  | 659.43 | 0 | 676783.8957 | 121 | 0 | 0 | 0 | 0 | 0 | 31 | 22 | -8436546.8468 | 15969422.3628 | 0 | 35111227.9993 | 0 | 0 | 0 | 0 | 0 | 0 | 34805943.4612 | 14249117.5015 | 91699164.4779
2019-02-01 | 2019 |  | 571.77 | 0 | 676783.8957 | 122 | 0 | 0 | 0 | 0 | 0 | 28 | 19 | -8436546.8468 | 13846559.3382 | 0 | 35111227.9993 | 0 | 0 | 0 | 0 | 0 | 0 | 31437626.352 | 12306056.024 | 84264922.8667
2019-03-01 | 2019 |  | 456.54 | 0.48 | 676783.8957 | 123 | 0 | 0 | 0 | 0 | 0 | 31 | 21 | -8436546.8468 | 11056033.3705 | 34258.9835 | 35111227.9993 | 0 | 0 | 0 | 0 | 0 | 0 | 34805943.4612 | 13601430.3423 | 86172347.31
2019-04-01 | 2019 |  | 248.55 | 2.63 | 676783.8957 | 124 | 1 | 0 | 0 | 0 | 0 | 30 | 20 | -8436546.8468 | 6019137.6314 | 187710.6806 | 35111227.9993 | 0 | -1670517.911 | 0 | 0 | 0 | 0 | 33683171.0914 | 12953743.1832 | 77847925.8281
2019-05-01 | 2019 |  | 92.74 | 47.37 | 676783.8957 | 125 | 0 | 0 | 0 | 0 | 0 | 31 | 22 | -8436546.8468 | 2245885.4312 | 3380933.4372 | 35111227.9993 | 0 | 0 | 0 | 0 | 0 | 0 | 34805943.4612 | 14249117.5015 | 81356560.9836
2019-06-01 | 2019 |  | 9.08 | 117.24 | 676783.8957 | 126 | 0 | 1 | 0 | 0 | 0 | 30 | 20 | -8436546.8468 | 219890.4433 | 8367756.7275 | 35111227.9993 | 0 | 0 | 1260255.0137 | 0 | 0 | 0 | 33683171.0914 | 12953743.1832 | 83159497.6116
2019-07-01 | 2019 |  | 0.51 | 185.61 | 676783.8957 | 127 | 0 | 0 | 0 | 0 | 0 | 31 | 22 | -8436546.8468 | 12350.6747 | 13247520.6942 | 35111227.9993 | 0 | 0 | 0 | 0 | 0 | 0 | 34805943.4612 | 14249117.5015 | 88989613.484
2019-08-01 | 2019 |  | 1.51 | 159.64 | 676783.8957 | 128 | 0 | 0 | 1 | 0 | 0 | 31 | 21 | -8436546.8468 | 36567.6839 | 11393966.9394 | 35111227.9993 | 0 | 0 | 0 | 2501012.769 | 0 | 0 | 34805943.4612 | 13601430.3423 | 89013602.3482
2019-09-01 | 2019 |  | 33.01 | 72.99 | 676783.8957 | 129 | 0 | 0 | 0 | 1 | 0 | 30 | 20 | -8436546.8468 | 799403.473 | 5209506.6832 | 35111227.9993 | 0 | 0 | 0 | 0 | 2346294.5864 | 0 | 33683171.0914 | 12953743.1832 | 81666800.1697
2019-10-01 | 2019 |  | 177.84 | 10.78 | 676783.8957 | 130 | 0 | 0 | 0 | 0 | 1 | 31 | 22 | -8436546.8468 | 4306752.9124 | 769399.6718 | 35111227.9993 | 0 | 0 | 0 | 0 | 0 | 0 | 34805943.4612 | 14249117.5015 | 80805894.6993
2019-11-01 | 2019 |  | 361.95 | 0.05 | 676783.8957 | 131 | 0 | 0 | 0 | 0 | 0 | 30 | 21 | -8436546.8468 | 8765346.4723 | 3568.6441 | 35111227.9993 | 0 | 0 | 0 | 0 | 0 | 0 | 33683171.0914 | 13601430.3423 | 82728197.7027
2019-12-01 | 2019 |  | 556.41 | 0 | 676783.8957 | 132 | 0 | 0 | 0 | 0 | 0 | 31 | 20 | -8436546.8468 | 13474586.0772 | 0 | 35111227.9993 | 0 | 0 | 0 | 0 | 0 | 0 | 34805943.4612 | 12953743.1832 | 87908953.874
2020-01-01 | 2020 |  | 659.43 | 0 | 687206.3677 | 133 | 0 | 0 | 0 | 0 | 0 | 31 | 22 | -8436546.8468 | 15969422.3628 | 0 | 35651940.9105 | 0 | 0 | 0 | 0 | 0 | 0 | 34805943.4612 | 14249117.5015 | 92239877.3891
2020-02-01 | 2020 |  | 571.77 | 0 | 687206.3677 | 134 | 0 | 0 | 0 | 0 | 0 | 29 | 19 | -8436546.8468 | 13846559.3382 | 0 | 35651940.9105 | 0 | 0 | 0 | 0 | 0 | 0 | 32560398.7217 | 12306056.024 | 85928408.1476
2020-03-01 | 2020 |  | 456.54 | 0.48 | 687206.3677 | 135 | 0 | 0 | 0 | 0 | 0 | 31 | 22 | -8436546.8468 | 11056033.3705 | 34258.9835 | 35651940.9105 | 0 | 0 | 0 | 0 | 0 | 0 | 34805943.4612 | 14249117.5015 | 87360747.3804
2020-04-01 | 2020 |  | 248.55 | 2.63 | 687206.3677 | 136 | 1 | 0 | 0 | 0 | 0 | 30 | 21 | -8436546.8468 | 6019137.6314 | 187710.6806 | 35651940.9105 | 0 | -1670517.911 | 0 | 0 | 0 | 0 | 33683171.0914 | 13601430.3423 | 79036325.8985
2020-05-01 | 2020 |  | 92.74 | 47.37 | 687206.3677 | 137 | 0 | 0 | 0 | 0 | 0 | 31 | 20 | -8436546.8468 | 2245885.4312 | 3380933.4372 | 35651940.9105 | 0 | 0 | 0 | 0 | 0 | 0 | 34805943.4612 | 12953743.1832 | 80601899.5765
2020-06-01 | 2020 |  | 9.08 | 117.24 | 687206.3677 | 138 | 0 | 1 | 0 | 0 | 0 | 30 | 22 | -8436546.8468 | 219890.4433 | 8367756.7275 | 35651940.9105 | 0 | 0 | 1260255.0137 | 0 | 0 | 0 | 33683171.0914 | 14249117.5015 | 84995584.8411
2020-07-01 | 2020 |  | 0.51 | 185.61 | 687206.3677 | 139 | 0 | 0 | 0 | 0 | 0 | 31 | 22 | -8436546.8468 | 12350.6747 | 13247520.6942 | 35651940.9105 | 0 | 0 | 0 | 0 | 0 | 0 | 34805943.4612 | 14249117.5015 | 89530326.3952
2020-08-01 | 2020 |  | 1.51 | 159.64 | 687206.3677 | 140 | 0 | 0 | 1 | 0 | 0 | 31 | 20 | -8436546.8468 | 36567.6839 | 11393966.9394 | 35651940.9105 | 0 | 0 | 0 | 2501012.769 | 0 | 0 | 34805943.4612 | 12953743.1832 | 88906628.1003
2020-09-01 | 2020 |  | 33.01 | 72.99 | 687206.3677 | 141 | 0 | 0 | 0 | 1 | 0 | 30 | 21 | -8436546.8468 | 799403.473 | 5209506.6832 | 35651940.9105 | 0 | 0 | 0 | 0 | 2346294.5864 | 0 | 33683171.0914 | 13601430.3423 | 82855200.2401
2020-10-01 | 2020 |  | 177.84 | 10.78 | 687206.3677 | 142 | 0 | 0 | 0 | 0 | 1 | 31 | 21 | -8436546.8468 | 4306752.9124 | 769399.6718 | 35651940.9105 | 0 | 0 | 0 | 0 | 0 | 0 | 34805943.4612 | 13601430.3423 | 80698920.4514
2020-11-01 | 2020 |  | 361.95 | 0.05 | 687206.3677 | 143 | 0 | 0 | 0 | 0 | 0 | 30 | 21 | -8436546.8468 | 8765346.4723 | 3568.6441 | 35651940.9105 | 0 | 0 | 0 | 0 | 0 | 0 | 33683171.0914 | 13601430.3423 | 83268910.6139
2020-12-01 | 2020 |  | 556.41 | 0 | 687206.3677 | 144 | 0 | 0 | 0 | 0 | 0 | 31 | 21 | -8436546.8468 | 13474586.0772 | 0 | 35651940.9105 | 0 | 0 | 0 | 0 | 0 | 0 | 34805943.4612 | 13601430.3423 | 89097353.9444

## Intermediate Normalized Monthly
Date | Year | Intermediate_NO_CDM | Trend | Ont_Empl | Jun | Jul | Fall | Month Days | const | Trend | Ont_Empl | Jun | Jul | Fall | Month Days | Predicted
2009-01-01 | 2009 | 4415320.5251 | 1 | 6541.6 | 0 | 0 | 0 | 31 | -415228.0288 | -5756.5183 | 0 | 0 | 0 | 0 | 4597068.1483 | 4176083.6012
2009-02-01 | 2009 | 4063549.3826 | 2 | 6506 | 0 | 0 | 0 | 28 | -415228.0288 | -11513.0366 | 0 | 0 | 0 | 0 | 4152190.5856 | 3725449.5201
2009-03-01 | 2009 | 4547876.9076 | 3 | 6466.8 | 0 | 0 | 0 | 31 | -415228.0288 | -17269.5549 | 0 | 0 | 0 | 0 | 4597068.1483 | 4164570.5646
2009-04-01 | 2009 | 4092154.0065 | 4 | 6445.5 | 0 | 0 | 0 | 30 | -415228.0288 | -23026.0733 | 0 | 0 | 0 | 0 | 4448775.6274 | 4010521.5253
2009-05-01 | 2009 | 4275362.9309 | 5 | 6420.3 | 0 | 0 | 0 | 31 | -415228.0288 | -28782.5916 | 0 | 0 | 0 | 0 | 4597068.1483 | 4153057.5279
2009-06-01 | 2009 | 4339364.1067 | 6 | 6393.2 | 1 | 0 | 0 | 30 | -415228.0288 | -34539.1099 | 0 | 346553.6211 | 0 | 0 | 4448775.6274 | 4345562.1098
2009-07-01 | 2009 | 4830360.0326 | 7 | 6390.2 | 0 | 1 | 0 | 31 | -415228.0288 | -40295.6282 | 0 | 0 | 428565.9655 | 0 | 4597068.1483 | 4570110.4568
2009-08-01 | 2009 | 4185937.0571 | 8 | 6401 | 0 | 0 | 0 | 31 | -415228.0288 | -46052.1465 | 0 | 0 | 0 | 0 | 4597068.1483 | 4135787.973
2009-09-01 | 2009 | 4066294.1068 | 9 | 6421.2 | 0 | 0 | 1 | 30 | -415228.0288 | -51808.6648 | 0 | 0 | 0 | 219659.0507 | 4448775.6274 | 4201397.9845
2009-10-01 | 2009 | 4216044.9664 | 10 | 6438.2 | 0 | 0 | 1 | 31 | -415228.0288 | -57565.1832 | 0 | 0 | 0 | 219659.0507 | 4597068.1483 | 4343933.9871
2009-11-01 | 2009 | 4135261.8551 | 11 | 6454 | 0 | 0 | 1 | 30 | -415228.0288 | -63321.7015 | 0 | 0 | 0 | 219659.0507 | 4448775.6274 | 4189884.9478
2009-12-01 | 2009 | 4139276.0675 | 12 | 6458.5 | 0 | 0 | 0 | 31 | -415228.0288 | -69078.2198 | 0 | 0 | 0 | 0 | 4597068.1483 | 4112761.8997
2010-01-01 | 2010 | 3680290.211 | 13 | 6466.9 | 0 | 0 | 0 | 31 | -415228.0288 | -74834.7381 | 0 | 0 | 0 | 0 | 4597068.1483 | 4107005.3814
2010-02-01 | 2010 | 3458917.212 | 14 | 6471 | 0 | 0 | 0 | 28 | -415228.0288 | -80591.2564 | 0 | 0 | 0 | 0 | 4152190.5856 | 3656371.3003
2010-03-01 | 2010 | 3961328.3825 | 15 | 6477.5 | 0 | 0 | 0 | 31 | -415228.0288 | -86347.7747 | 0 | 0 | 0 | 0 | 4597068.1483 | 4095492.3448
2010-04-01 | 2010 | 3819290.2417 | 16 | 6485 | 0 | 0 | 0 | 30 | -415228.0288 | -92104.2931 | 0 | 0 | 0 | 0 | 4448775.6274 | 3941443.3055
2010-05-01 | 2010 | 4025317.4492 | 17 | 6506.8 | 0 | 0 | 0 | 31 | -415228.0288 | -97860.8114 | 0 | 0 | 0 | 0 | 4597068.1483 | 4083979.3081
2010-06-01 | 2010 | 4225303.8982 | 18 | 6540.8 | 1 | 0 | 0 | 30 | -415228.0288 | -103617.3297 | 0 | 346553.6211 | 0 | 0 | 4448775.6274 | 4276483.89
2010-07-01 | 2010 | 4362344.0816 | 19 | 6561 | 0 | 1 | 0 | 31 | -415228.0288 | -109373.848 | 0 | 0 | 428565.9655 | 0 | 4597068.1483 | 4501032.237
2010-08-01 | 2010 | 4421103.6722 | 20 | 6568.9 | 0 | 0 | 0 | 31 | -415228.0288 | -115130.3663 | 0 | 0 | 0 | 0 | 4597068.1483 | 4066709.7532
2010-09-01 | 2010 | 4336552.6475 | 21 | 6556 | 0 | 0 | 1 | 30 | -415228.0288 | -120886.8846 | 0 | 0 | 0 | 219659.0507 | 4448775.6274 | 4132319.7647
2010-10-01 | 2010 | 4409060.9406 | 22 | 6551.6 | 0 | 0 | 1 | 31 | -415228.0288 | -126643.403 | 0 | 0 | 0 | 219659.0507 | 4597068.1483 | 4274855.7673
2010-11-01 | 2010 | 4233860.3741 | 23 | 6555.7 | 0 | 0 | 1 | 30 | -415228.0288 | -132399.9213 | 0 | 0 | 0 | 219659.0507 | 4448775.6274 | 4120806.728
2010-12-01 | 2010 | 4138518.772 | 24 | 6578.3 | 0 | 0 | 0 | 31 | -415228.0288 | -138156.4396 | 0 | 0 | 0 | 0 | 4597068.1483 | 4043683.6799
2011-01-01 | 2011 | 4225575.7612 | 25 | 6606.3 | 0 | 0 | 0 | 31 | -415228.0288 | -143912.9579 | 0 | 0 | 0 | 0 | 4597068.1483 | 4037927.1616
2011-02-01 | 2011 | 3677829.2421 | 26 | 6619.5 | 0 | 0 | 0 | 28 | -415228.0288 | -149669.4762 | 0 | 0 | 0 | 0 | 4152190.5856 | 3587293.0805
2011-03-01 | 2011 | 4008991.4056 | 27 | 6628.6 | 0 | 0 | 0 | 31 | -415228.0288 | -155425.9945 | 0 | 0 | 0 | 0 | 4597068.1483 | 4026414.125
2011-04-01 | 2011 | 3911881.7843 | 28 | 6635.5 | 0 | 0 | 0 | 30 | -415228.0288 | -161182.5129 | 0 | 0 | 0 | 0 | 4448775.6274 | 3872365.0857
2011-05-01 | 2011 | 4672710.2647 | 29 | 6645.8 | 0 | 0 | 0 | 31 | -415228.0288 | -166939.0312 | 0 | 0 | 0 | 0 | 4597068.1483 | 4014901.0883
2011-06-01 | 2011 | 4411205.0579 | 30 | 6662 | 1 | 0 | 0 | 30 | -415228.0288 | -172695.5495 | 0 | 346553.6211 | 0 | 0 | 4448775.6274 | 4207405.6702
2011-07-01 | 2011 | 4410294.6934 | 31 | 6665.8 | 0 | 1 | 0 | 31 | -415228.0288 | -178452.0678 | 0 | 0 | 428565.9655 | 0 | 4597068.1483 | 4431954.0172
2011-08-01 | 2011 | 3989309.9329 | 32 | 6677.5 | 0 | 0 | 0 | 31 | -415228.0288 | -184208.5861 | 0 | 0 | 0 | 0 | 4597068.1483 | 3997631.5334
2011-09-01 | 2011 | 3961994.7169 | 33 | 6674.4 | 0 | 0 | 1 | 30 | -415228.0288 | -189965.1044 | 0 | 0 | 0 | 219659.0507 | 4448775.6274 | 4063241.5449
2011-10-01 | 2011 | 4046724.6679 | 34 | 6668.1 | 0 | 0 | 1 | 31 | -415228.0288 | -195721.6228 | 0 | 0 | 0 | 219659.0507 | 4597068.1483 | 4205777.5475
2011-11-01 | 2011 | 3772717.8805 | 35 | 6662.8 | 0 | 0 | 1 | 30 | -415228.0288 | -201478.1411 | 0 | 0 | 0 | 219659.0507 | 4448775.6274 | 4051728.5082
2011-12-01 | 2011 | 3705335.7431 | 36 | 6667.5 | 0 | 0 | 0 | 31 | -415228.0288 | -207234.6594 | 0 | 0 | 0 | 0 | 4597068.1483 | 3974605.4601
2012-01-01 | 2012 | 3676968.9811 | 37 | 6673.6 | 0 | 0 | 0 | 31 | -415228.0288 | -212991.1777 | 0 | 0 | 0 | 0 | 4597068.1483 | 3968848.9418
2012-02-01 | 2012 | 3497416.8931 | 38 | 6670.7 | 0 | 0 | 0 | 29 | -415228.0288 | -218747.696 | 0 | 0 | 0 | 0 | 4300483.1065 | 3666507.3817
2012-03-01 | 2012 | 3797437.6184 | 39 | 6674 | 0 | 0 | 0 | 31 | -415228.0288 | -224504.2143 | 0 | 0 | 0 | 0 | 4597068.1483 | 3957335.9052
2012-04-01 | 2012 | 3517504.1996 | 40 | 6685.8 | 0 | 0 | 0 | 30 | -415228.0288 | -230260.7327 | 0 | 0 | 0 | 0 | 4448775.6274 | 3803286.8659
2012-05-01 | 2012 | 4044937.4375 | 41 | 6690.1 | 0 | 0 | 0 | 31 | -415228.0288 | -236017.251 | 0 | 0 | 0 | 0 | 4597068.1483 | 3945822.8685
2012-06-01 | 2012 | 4101522.8 | 42 | 6693.3 | 1 | 0 | 0 | 30 | -415228.0288 | -241773.7693 | 0 | 346553.6211 | 0 | 0 | 4448775.6274 | 4138327.4504
2012-07-01 | 2012 | 4189025.0908 | 43 | 6694.6 | 0 | 1 | 0 | 31 | -415228.0288 | -247530.2876 | 0 | 0 | 428565.9655 | 0 | 4597068.1483 | 4362875.7974
2012-08-01 | 2012 | 4037293.3265 | 44 | 6703.3 | 0 | 0 | 0 | 31 | -415228.0288 | -253286.8059 | 0 | 0 | 0 | 0 | 4597068.1483 | 3928553.3136
2012-09-01 | 2012 | 3505149.0577 | 45 | 6707.4 | 0 | 0 | 1 | 30 | -415228.0288 | -259043.3242 | 0 | 0 | 0 | 219659.0507 | 4448775.6274 | 3994163.3251
2012-10-01 | 2012 | 3665713.2215 | 46 | 6710 | 0 | 0 | 1 | 31 | -415228.0288 | -264799.8426 | 0 | 0 | 0 | 219659.0507 | 4597068.1483 | 4136699.3277
2012-11-01 | 2012 | 4332336.8527 | 47 | 6722.4 | 0 | 0 | 1 | 30 | -415228.0288 | -270556.3609 | 0 | 0 | 0 | 219659.0507 | 4448775.6274 | 3982650.2884
2012-12-01 | 2012 | 3431298.8417 | 48 | 6740.6 | 0 | 0 | 0 | 31 | -415228.0288 | -276312.8792 | 0 | 0 | 0 | 0 | 4597068.1483 | 3905527.2403
2013-01-01 | 2013 | 3650792.2622 | 49 | 6758.8 | 0 | 0 | 0 | 31 | -415228.0288 | -282069.3975 | 0 | 0 | 0 | 0 | 4597068.1483 | 3899770.722
2013-02-01 | 2013 | 3160249.3169 | 50 | 6775.5 | 0 | 0 | 0 | 28 | -415228.0288 | -287825.9158 | 0 | 0 | 0 | 0 | 4152190.5856 | 3449136.641
2013-03-01 | 2013 | 2795571.2969 | 51 | 6781.1 | 0 | 0 | 0 | 31 | -415228.0288 | -293582.4341 | 0 | 0 | 0 | 0 | 4597068.1483 | 3888257.6854
2013-04-01 | 2013 | 3642488.5188 | 52 | 6788.9 | 0 | 0 | 0 | 30 | -415228.0288 | -299338.9524 | 0 | 0 | 0 | 0 | 4448775.6274 | 3734208.6461
2013-05-01 | 2013 | 4167859.4824 | 53 | 6801.1 | 0 | 0 | 0 | 31 | -415228.0288 | -305095.4708 | 0 | 0 | 0 | 0 | 4597068.1483 | 3876744.6487
2013-06-01 | 2013 | 4054002.5971 | 54 | 6815.2 | 1 | 0 | 0 | 30 | -415228.0288 | -310851.9891 | 0 | 346553.6211 | 0 | 0 | 4448775.6274 | 4069249.2306
2013-07-01 | 2013 | 4267179.1415 | 55 | 6826.2 | 0 | 1 | 0 | 31 | -415228.0288 | -316608.5074 | 0 | 0 | 428565.9655 | 0 | 4597068.1483 | 4293797.5776
2013-08-01 | 2013 | 3913373.0793 | 56 | 6833.9 | 0 | 0 | 0 | 31 | -415228.0288 | -322365.0257 | 0 | 0 | 0 | 0 | 4597068.1483 | 3859475.0938
2013-09-01 | 2013 | 4476539.7539 | 57 | 6843.3 | 0 | 0 | 1 | 30 | -415228.0288 | -328121.544 | 0 | 0 | 0 | 219659.0507 | 4448775.6274 | 3925085.1053
2013-10-01 | 2013 | 4212272.7134 | 58 | 6850.3 | 0 | 0 | 1 | 31 | -415228.0288 | -333878.0623 | 0 | 0 | 0 | 219659.0507 | 4597068.1483 | 4067621.1079
2013-11-01 | 2013 | 3811378.5649 | 59 | 6854 | 0 | 0 | 1 | 30 | -415228.0288 | -339634.5807 | 0 | 0 | 0 | 219659.0507 | 4448775.6274 | 3913572.0686
2013-12-01 | 2013 | 3578441.9494 | 60 | 6850.4 | 0 | 0 | 0 | 31 | -415228.0288 | -345391.099 | 0 | 0 | 0 | 0 | 4597068.1483 | 3836449.0205
2014-01-01 | 2014 | 3977286.2197 | 61 | 6848.3 | 0 | 0 | 0 | 31 | -415228.0288 | -351147.6173 | 0 | 0 | 0 | 0 | 4597068.1483 | 3830692.5022
2014-02-01 | 2014 | 3319296.8601 | 62 | 6850 | 0 | 0 | 0 | 28 | -415228.0288 | -356904.1356 | 0 | 0 | 0 | 0 | 4152190.5856 | 3380058.4212
2014-03-01 | 2014 | 3885375.2901 | 63 | 6856.4 | 0 | 0 | 0 | 31 | -415228.0288 | -362660.6539 | 0 | 0 | 0 | 0 | 4597068.1483 | 3819179.4656
2014-04-01 | 2014 | 3911958.4601 | 64 | 6869.6 | 0 | 0 | 0 | 30 | -415228.0288 | -368417.1722 | 0 | 0 | 0 | 0 | 4448775.6274 | 3665130.4264
2014-05-01 | 2014 | 3824996.2101 | 65 | 6870.6 | 0 | 0 | 0 | 31 | -415228.0288 | -374173.6906 | 0 | 0 | 0 | 0 | 4597068.1483 | 3807666.4289
2014-06-01 | 2014 | 4134163.2601 | 66 | 6865.4 | 1 | 0 | 0 | 30 | -415228.0288 | -379930.2089 | 0 | 346553.6211 | 0 | 0 | 4448775.6274 | 4000171.0108
2014-07-01 | 2014 | 4416922.8601 | 67 | 6864.4 | 0 | 1 | 0 | 31 | -415228.0288 | -385686.7272 | 0 | 0 | 428565.9655 | 0 | 4597068.1483 | 4224719.3578
2014-08-01 | 2014 | 4004879.6001 | 68 | 6869.9 | 0 | 0 | 0 | 31 | -415228.0288 | -391443.2455 | 0 | 0 | 0 | 0 | 4597068.1483 | 3790396.874
2014-09-01 | 2014 | 4146273.0001 | 69 | 6884.5 | 0 | 0 | 1 | 30 | -415228.0288 | -397199.7638 | 0 | 0 | 0 | 219659.0507 | 4448775.6274 | 3856006.8855
2014-10-01 | 2014 | 4193404.6501 | 70 | 6901.5 | 0 | 0 | 1 | 31 | -415228.0288 | -402956.2821 | 0 | 0 | 0 | 219659.0507 | 4597068.1483 | 3998542.8881
2014-11-01 | 2014 | 3890694.8401 | 71 | 6907.5 | 0 | 0 | 1 | 30 | -415228.0288 | -408712.8005 | 0 | 0 | 0 | 219659.0507 | 4448775.6274 | 3844493.8488
2014-12-01 | 2014 | 3891709.5801 | 72 | 6903.1 | 0 | 0 | 0 | 31 | -415228.0288 | -414469.3188 | 0 | 0 | 0 | 0 | 4597068.1483 | 3767370.8007
2015-01-01 | 2015 | 4093961.0033 | 73 | 6885.7 | 0 | 0 | 0 | 31 | -415228.0288 | -420225.8371 | 0 | 0 | 0 | 0 | 4597068.1483 | 3761614.2824
2015-02-01 | 2015 | 3523842.6233 | 74 | 6885.3 | 0 | 0 | 0 | 28 | -415228.0288 | -425982.3554 | 0 | 0 | 0 | 0 | 4152190.5856 | 3310980.2014
2015-03-01 | 2015 | 3811662.5533 | 75 | 6892.1 | 0 | 0 | 0 | 31 | -415228.0288 | -431738.8737 | 0 | 0 | 0 | 0 | 4597068.1483 | 3750101.2458
2015-04-01 | 2015 | 3577372.4733 | 76 | 6897.3 | 0 | 0 | 0 | 30 | -415228.0288 | -437495.392 | 0 | 0 | 0 | 0 | 4448775.6274 | 3596052.2066
2015-05-01 | 2015 | 3991285.1133 | 77 | 6906.5 | 0 | 0 | 0 | 31 | -415228.0288 | -443251.9104 | 0 | 0 | 0 | 0 | 4597068.1483 | 3738588.2092
2015-06-01 | 2015 | 3758112.9033 | 78 | 6921.3 | 1 | 0 | 0 | 30 | -415228.0288 | -449008.4287 | 0 | 346553.6211 | 0 | 0 | 4448775.6274 | 3931092.791
2015-07-01 | 2015 | 4199678.1333 | 79 | 6941.2 | 0 | 1 | 0 | 31 | -415228.0288 | -454764.947 | 0 | 0 | 428565.9655 | 0 | 4597068.1483 | 4155641.138
2015-08-01 | 2015 | 3385911.6133 | 80 | 6949.2 | 0 | 0 | 0 | 31 | -415228.0288 | -460521.4653 | 0 | 0 | 0 | 0 | 4597068.1483 | 3721318.6542
2015-09-01 | 2015 | 3774070.6733 | 81 | 6941.1 | 0 | 0 | 1 | 30 | -415228.0288 | -466277.9836 | 0 | 0 | 0 | 219659.0507 | 4448775.6274 | 3786928.6657
2015-10-01 | 2015 | 3704194.3133 | 82 | 6934.8 | 0 | 0 | 1 | 31 | -415228.0288 | -472034.5019 | 0 | 0 | 0 | 219659.0507 | 4597068.1483 | 3929464.6683
2015-11-01 | 2015 | 3527052.9233 | 83 | 6928.3 | 0 | 0 | 1 | 30 | -415228.0288 | -477791.0203 | 0 | 0 | 0 | 219659.0507 | 4448775.6274 | 3775415.6291
2015-12-01 | 2015 | 3267111.6733 | 84 | 6942.8 | 0 | 0 | 0 | 31 | -415228.0288 | -483547.5386 | 0 | 0 | 0 | 0 | 4597068.1483 | 3698292.5809
2016-01-01 | 2016 | 3533933.7732 | 85 | 6956.6 | 0 | 0 | 0 | 31 | -415228.0288 | -489304.0569 | 0 | 0 | 0 | 0 | 4597068.1483 | 3692536.0626
2016-02-01 | 2016 | 3495480.8832 | 86 | 6968.5 | 0 | 0 | 0 | 29 | -415228.0288 | -495060.5752 | 0 | 0 | 0 | 0 | 4300483.1065 | 3390194.5025
2016-03-01 | 2016 | 3636082.5632 | 87 | 6975.7 | 0 | 0 | 0 | 31 | -415228.0288 | -500817.0935 | 0 | 0 | 0 | 0 | 4597068.1483 | 3681023.026
2016-04-01 | 2016 | 3430288.7432 | 88 | 6979.7 | 0 | 0 | 0 | 30 | -415228.0288 | -506573.6118 | 0 | 0 | 0 | 0 | 4448775.6274 | 3526973.9868
2016-05-01 | 2016 | 3783247.3232 | 89 | 6990.5 | 0 | 0 | 0 | 31 | -415228.0288 | -512330.1302 | 0 | 0 | 0 | 0 | 4597068.1483 | 3669509.9894
2016-06-01 | 2016 | 4068589.4732 | 90 | 6998.8 | 1 | 0 | 0 | 30 | -415228.0288 | -518086.6485 | 0 | 346553.6211 | 0 | 0 | 4448775.6274 | 3862014.5712
2016-07-01 | 2016 | 3984566.7832 | 91 | 6995 | 0 | 1 | 0 | 31 | -415228.0288 | -523843.1668 | 0 | 0 | 428565.9655 | 0 | 4597068.1483 | 4086562.9182
2016-08-01 | 2016 | 3315041.8332 | 92 | 6991 | 0 | 0 | 0 | 31 | -415228.0288 | -529599.6851 | 0 | 0 | 0 | 0 | 4597068.1483 | 3652240.4344
2016-09-01 | 2016 | 3610685.6432 | 93 | 6989.1 | 0 | 0 | 1 | 30 | -415228.0288 | -535356.2034 | 0 | 0 | 0 | 219659.0507 | 4448775.6274 | 3717850.4459
2016-10-01 | 2016 | 3809029.3432 | 94 | 7005.5 | 0 | 0 | 1 | 31 | -415228.0288 | -541112.7217 | 0 | 0 | 0 | 219659.0507 | 4597068.1483 | 3860386.4485
2016-11-01 | 2016 | 3762256.7532 | 95 | 7021.6 | 0 | 0 | 1 | 30 | -415228.0288 | -546869.2401 | 0 | 0 | 0 | 219659.0507 | 4448775.6274 | 3706337.4093
2016-12-01 | 2016 | 4040160.4732 | 96 | 7035.1 | 0 | 0 | 0 | 31 | -415228.0288 | -552625.7584 | 0 | 0 | 0 | 0 | 4597068.1483 | 3629214.3611
2017-01-01 | 2017 | 4673482.852 | 97 | 7049.2 | 0 | 0 | 0 | 31 | -415228.0288 | -558382.2767 | 0 | 0 | 0 | 0 | 4597068.1483 | 3623457.8428
2017-02-01 | 2017 | 3160702.712 | 98 | 7062.5 | 0 | 0 | 0 | 28 | -415228.0288 | -564138.795 | 0 | 0 | 0 | 0 | 4152190.5856 | 3172823.7618
2017-03-01 | 2017 | 3516291.022 | 99 | 7071 | 0 | 0 | 0 | 31 | -415228.0288 | -569895.3133 | 0 | 0 | 0 | 0 | 4597068.1483 | 3611944.8062
2017-04-01 | 2017 | 3257803.342 | 100 | 7073.2 | 0 | 0 | 0 | 30 | -415228.0288 | -575651.8316 | 0 | 0 | 0 | 0 | 4448775.6274 | 3457895.767
2017-05-01 | 2017 | 3505256.112 | 101 | 7076.2 | 0 | 0 | 0 | 31 | -415228.0288 | -581408.35 | 0 | 0 | 0 | 0 | 4597068.1483 | 3600431.7696
2017-06-01 | 2017 | 3900962.202 | 102 | 7082.2 | 1 | 0 | 0 | 30 | -415228.0288 | -587164.8683 | 0 | 346553.6211 | 0 | 0 | 4448775.6274 | 3792936.3514
2017-07-01 | 2017 | 3948803.202 | 103 | 7098 | 0 | 1 | 0 | 31 | -415228.0288 | -592921.3866 | 0 | 0 | 428565.9655 | 0 | 4597068.1483 | 4017484.6984
2017-08-01 | 2017 | 2923548.002 | 104 | 7118.8 | 0 | 0 | 0 | 31 | -415228.0288 | -598677.9049 | 0 | 0 | 0 | 0 | 4597068.1483 | 3583162.2146
2017-09-01 | 2017 | 3551345.632 | 105 | 7148.9 | 0 | 0 | 1 | 30 | -415228.0288 | -604434.4232 | 0 | 0 | 0 | 219659.0507 | 4448775.6274 | 3648772.2261
2017-10-01 | 2017 | 4675960.202 | 106 | 7168.4 | 0 | 0 | 1 | 31 | -415228.0288 | -610190.9415 | 0 | 0 | 0 | 219659.0507 | 4597068.1483 | 3791308.2287
2017-11-01 | 2017 | 3582167.132 | 107 | 7192.2 | 0 | 0 | 1 | 30 | -415228.0288 | -615947.4598 | 0 | 0 | 0 | 219659.0507 | 4448775.6274 | 3637259.1895
2017-12-01 | 2017 | 4051590.772 | 108 | 7207.4 | 0 | 0 | 0 | 31 | -415228.0288 | -621703.9782 | 0 | 0 | 0 | 0 | 4597068.1483 | 3560136.1413
2018-01-01 | 2018 | 3830105.2185 | 109 | 7166.6339 | 0 | 0 | 0 | 31 | -415228.0288 | -627460.4965 | 0 | 0 | 0 | 0 | 4597068.1483 | 3554379.623
2018-02-01 | 2018 | 3294091.5385 | 110 | 7119.8729 | 0 | 0 | 0 | 28 | -415228.0288 | -633217.0148 | 0 | 0 | 0 | 0 | 4152190.5856 | 3103745.542
2018-03-01 | 2018 | 3181748.4385 | 111 | 7076.409 | 0 | 0 | 0 | 31 | -415228.0288 | -638973.5331 | 0 | 0 | 0 | 0 | 4597068.1483 | 3542866.5864
2018-04-01 | 2018 | 3438894.3685 | 112 | 7102.4873 | 0 | 0 | 0 | 30 | -415228.0288 | -644730.0514 | 0 | 0 | 0 | 0 | 4448775.6274 | 3388817.5472
2018-05-01 | 2018 | 3285743.2085 | 113 | 7168.7322 | 0 | 0 | 0 | 31 | -415228.0288 | -650486.5697 | 0 | 0 | 0 | 0 | 4597068.1483 | 3531353.5498
2018-06-01 | 2018 | 3353874.9085 | 114 | 7263.1536 | 1 | 0 | 0 | 30 | -415228.0288 | -656243.0881 | 0 | 346553.6211 | 0 | 0 | 4448775.6274 | 3723858.1316
2018-07-01 | 2018 | 3983410.6585 | 115 | 7346.3843 | 0 | 1 | 0 | 31 | -415228.0288 | -661999.6064 | 0 | 0 | 428565.9655 | 0 | 4597068.1483 | 3948406.4786
2018-08-01 | 2018 | 3230274.8985 | 116 | 7349.8814 | 0 | 0 | 0 | 31 | -415228.0288 | -667756.1247 | 0 | 0 | 0 | 0 | 4597068.1483 | 3514083.9948
2018-09-01 | 2018 | 3384714.4785 | 117 | 7309.1153 | 0 | 0 | 1 | 30 | -415228.0288 | -673512.643 | 0 | 0 | 0 | 219659.0507 | 4448775.6274 | 3579694.0063
2018-10-01 | 2018 | 3691608.7785 | 118 | 7268.3493 | 0 | 0 | 1 | 31 | -415228.0288 | -679269.1613 | 0 | 0 | 0 | 219659.0507 | 4597068.1483 | 3722230.0089
2018-11-01 | 2018 | 3541248.8385 | 119 | 7272.9454 | 0 | 0 | 1 | 30 | -415228.0288 | -685025.6796 | 0 | 0 | 0 | 219659.0507 | 4448775.6274 | 3568180.9697
2018-12-01 | 2018 | 3941344.4185 | 120 | 7296.6257 | 0 | 0 | 0 | 31 | -415228.0288 | -690782.198 | 0 | 0 | 0 | 0 | 4597068.1483 | 3491057.9216
2019-01-01 | 2019 |  | 121 | 7341.4998 | 0 | 0 | 0 | 31 | -415228.0288 | -696538.7163 | 0 | 0 | 0 | 0 | 4597068.1483 | 3485301.4032
2019-02-01 | 2019 |  | 122 | 7293.5978 | 0 | 0 | 0 | 28 | -415228.0288 | -702295.2346 | 0 | 0 | 0 | 0 | 4152190.5856 | 3034667.3222
2019-03-01 | 2019 |  | 123 | 7249.0734 | 0 | 0 | 0 | 31 | -415228.0288 | -708051.7529 | 0 | 0 | 0 | 0 | 4597068.1483 | 3473788.3666
2019-04-01 | 2019 |  | 124 | 7275.788 | 0 | 0 | 0 | 30 | -415228.0288 | -713808.2712 | 0 | 0 | 0 | 0 | 4448775.6274 | 3319739.3274
2019-05-01 | 2019 |  | 125 | 7343.6493 | 0 | 0 | 0 | 31 | -415228.0288 | -719564.7895 | 0 | 0 | 0 | 0 | 4597068.1483 | 3462275.33
2019-06-01 | 2019 |  | 126 | 7440.3745 | 1 | 0 | 0 | 30 | -415228.0288 | -725321.3079 | 0 | 346553.6211 | 0 | 0 | 4448775.6274 | 3654779.9118
2019-07-01 | 2019 |  | 127 | 7525.6361 | 0 | 1 | 0 | 31 | -415228.0288 | -731077.8262 | 0 | 0 | 428565.9655 | 0 | 4597068.1483 | 3879328.2588
2019-08-01 | 2019 |  | 128 | 7529.2185 | 0 | 0 | 0 | 31 | -415228.0288 | -736834.3445 | 0 | 0 | 0 | 0 | 4597068.1483 | 3445005.775
2019-09-01 | 2019 |  | 129 | 7487.4577 | 0 | 0 | 1 | 30 | -415228.0288 | -742590.8628 | 0 | 0 | 0 | 219659.0507 | 4448775.6274 | 3510615.7865
2019-10-01 | 2019 |  | 130 | 7445.697 | 0 | 0 | 1 | 31 | -415228.0288 | -748347.3811 | 0 | 0 | 0 | 219659.0507 | 4597068.1483 | 3653151.7891
2019-11-01 | 2019 |  | 131 | 7450.4053 | 0 | 0 | 1 | 30 | -415228.0288 | -754103.8994 | 0 | 0 | 0 | 219659.0507 | 4448775.6274 | 3499102.7499
2019-12-01 | 2019 |  | 132 | 7474.6634 | 0 | 0 | 0 | 31 | -415228.0288 | -759860.4178 | 0 | 0 | 0 | 0 | 4597068.1483 | 3421979.7018
2020-01-01 | 2020 |  | 133 | 7417.8514 | 0 | 0 | 0 | 31 | -415228.0288 | -765616.9361 | 0 | 0 | 0 | 0 | 4597068.1483 | 3416223.1834
2020-02-01 | 2020 |  | 134 | 7369.4512 | 0 | 0 | 0 | 29 | -415228.0288 | -771373.4544 | 0 | 0 | 0 | 0 | 4300483.1065 | 3113881.6233
2020-03-01 | 2020 |  | 135 | 7324.4638 | 0 | 0 | 0 | 31 | -415228.0288 | -777129.9727 | 0 | 0 | 0 | 0 | 4597068.1483 | 3404710.1468
2020-04-01 | 2020 |  | 136 | 7351.4562 | 0 | 0 | 0 | 30 | -415228.0288 | -782886.491 | 0 | 0 | 0 | 0 | 4448775.6274 | 3250661.1076
2020-05-01 | 2020 |  | 137 | 7420.0232 | 0 | 0 | 0 | 31 | -415228.0288 | -788643.0093 | 0 | 0 | 0 | 0 | 4597068.1483 | 3393197.1102
2020-06-01 | 2020 |  | 138 | 7517.7544 | 1 | 0 | 0 | 30 | -415228.0288 | -794399.5277 | 0 | 346553.6211 | 0 | 0 | 4448775.6274 | 3585701.692
2020-07-01 | 2020 |  | 139 | 7603.9027 | 0 | 1 | 0 | 31 | -415228.0288 | -800156.046 | 0 | 0 | 428565.9655 | 0 | 4597068.1483 | 3810250.039
2020-08-01 | 2020 |  | 140 | 7607.5224 | 0 | 0 | 0 | 31 | -415228.0288 | -805912.5643 | 0 | 0 | 0 | 0 | 4597068.1483 | 3375927.5552
2020-09-01 | 2020 |  | 141 | 7565.3273 | 0 | 0 | 1 | 30 | -415228.0288 | -811669.0826 | 0 | 0 | 0 | 219659.0507 | 4448775.6274 | 3441537.5667
2020-10-01 | 2020 |  | 142 | 7523.1322 | 0 | 0 | 1 | 31 | -415228.0288 | -817425.6009 | 0 | 0 | 0 | 219659.0507 | 4597068.1483 | 3584073.5693
2020-11-01 | 2020 |  | 143 | 7527.8895 | 0 | 0 | 1 | 30 | -415228.0288 | -823182.1192 | 0 | 0 | 0 | 219659.0507 | 4448775.6274 | 3430024.5301
2020-12-01 | 2020 |  | 144 | 7552.3999 | 0 | 0 | 0 | 31 | -415228.0288 | -828938.6376 | 0 | 0 | 0 | 0 | 4597068.1483 | 3352901.482

## Large Use Normalized Monthly
Date | Year | Large_Use_NO_CDM | CDD | Ont_Empl | Trend | Jul | Dec | Month Days | const | CDD | Ont_Empl | Trend | Jul | Dec | Month Days | Predicted
2009-01-01 | 2009 | 24657854.5158 | 0 | 6541.6 | 1 | 0 | 0 | 31 | -19707994.0132 | 0 | 22435880.3509 | 0 | 0 | 0 | 21377604.9512 | 24105491.2889
2009-02-01 | 2009 | 22260143.4764 | 0 | 6506 | 2 | 0 | 0 | 28 | -19707994.0132 | 0 | 22313782.1883 | 0 | 0 | 0 | 19308804.472 | 21914592.6471
2009-03-01 | 2009 | 20653970.599 | 0.48 | 6466.8 | 3 | 0 | 0 | 31 | -19707994.0132 | 12684.5564 | 22179337.0205 | 0 | 0 | 0 | 21377604.9512 | 23861632.5149
2009-04-01 | 2009 | 19934511.7466 | 2.63 | 6445.5 | 4 | 0 | 0 | 30 | -19707994.0132 | 69500.7987 | 22106283.9063 | 0 | 0 | 0 | 20688004.7914 | 23155795.4833
2009-05-01 | 2009 | 20696037.7063 | 47.37 | 6420.3 | 5 | 0 | 0 | 31 | -19707994.0132 | 1251807.1612 | 22019854.8699 | 0 | 0 | 0 | 21377604.9512 | 24941272.969
2009-06-01 | 2009 | 23177348.2542 | 117.24 | 6393.2 | 6 | 0 | 0 | 30 | -19707994.0132 | 3098202.9042 | 21926909.3584 | 0 | 0 | 0 | 20688004.7914 | 26005123.041
2009-07-01 | 2009 | 24105091.7789 | 185.61 | 6390.2 | 7 | 1 | 0 | 31 | -19707994.0132 | 4904959.4085 | 21916620.1874 | 0 | -1563237.6991 | 0 | 21377604.9512 | 26927952.8349
2009-08-01 | 2009 | 25408029.3146 | 159.64 | 6401 | 8 | 0 | 0 | 31 | -19707994.0132 | 4218672.0542 | 21953661.2031 | 0 | 0 | 0 | 21377604.9512 | 27841944.1952
2009-09-01 | 2009 | 24750387.8516 | 72.99 | 6421.2 | 9 | 0 | 0 | 30 | -19707994.0132 | 1928845.3598 | 22022941.6212 | 0 | 0 | 0 | 20688004.7914 | 24931797.7592
2009-10-01 | 2009 | 22390724.2438 | 10.78 | 6438.2 | 10 | 0 | 0 | 31 | -19707994.0132 | 284873.9961 | 22081246.9235 | 0 | 0 | 0 | 21377604.9512 | 24035731.8577
2009-11-01 | 2009 | 21830185.7626 | 0.05 | 6454 | 11 | 0 | 0 | 30 | -19707994.0132 | 1321.308 | 22135436.5575 | 0 | 0 | 0 | 20688004.7914 | 23116768.6437
2009-12-01 | 2009 | 22001519.0524 | 0 | 6458.5 | 12 | 0 | 1 | 31 | -19707994.0132 | 0 | 22150870.314 | 0 | 0 | -2219022.2542 | 21377604.9512 | 21601458.9978
2010-01-01 | 2010 | 23267481.4926 | 0 | 6466.9 | 13 | 0 | 0 | 31 | -19707994.0132 | 0 | 22179679.9928 | 0 | 0 | 0 | 21377604.9512 | 23849290.9308
2010-02-01 | 2010 | 21795460.4321 | 0 | 6471 | 14 | 0 | 0 | 28 | -19707994.0132 | 0 | 22193741.8599 | 0 | 0 | 0 | 19308804.472 | 21794552.3187
2010-03-01 | 2010 | 23702308.643 | 0.48 | 6477.5 | 15 | 0 | 0 | 31 | -19707994.0132 | 12684.5564 | 22216035.0637 | 0 | 0 | 0 | 21377604.9512 | 23898330.5581
2010-04-01 | 2010 | 22434537.2581 | 2.63 | 6485 | 16 | 0 | 0 | 30 | -19707994.0132 | 69500.7987 | 22241757.9912 | 0 | 0 | 0 | 20688004.7914 | 23291269.5682
2010-05-01 | 2010 | 24754424.4389 | 47.37 | 6506.8 | 17 | 0 | 0 | 31 | -19707994.0132 | 1251807.1612 | 22316525.9672 | 0 | 0 | 0 | 21377604.9512 | 25237944.0663
2010-06-01 | 2010 | 27908850.4078 | 117.24 | 6540.8 | 18 | 0 | 0 | 30 | -19707994.0132 | 3098202.9042 | 22433136.5719 | 0 | 0 | 0 | 20688004.7914 | 26511350.2545
2010-07-01 | 2010 | 28114606.9374 | 185.61 | 6561 | 19 | 1 | 0 | 31 | -19707994.0132 | 4904959.4085 | 22502416.99 | 0 | -1563237.6991 | 0 | 21377604.9512 | 27513749.6375
2010-08-01 | 2010 | 28003793.7989 | 159.64 | 6568.9 | 20 | 0 | 0 | 31 | -19707994.0132 | 4218672.0542 | 22529511.807 | 0 | 0 | 0 | 21377604.9512 | 28417794.7992
2010-09-01 | 2010 | 25632165.9227 | 72.99 | 6556 | 21 | 0 | 0 | 30 | -19707994.0132 | 1928845.3598 | 22485268.3717 | 0 | 0 | 0 | 20688004.7914 | 25394124.5098
2010-10-01 | 2010 | 22852757.8049 | 10.78 | 6551.6 | 22 | 0 | 0 | 31 | -19707994.0132 | 284873.9961 | 22470177.5876 | 0 | 0 | 0 | 21377604.9512 | 24424662.5217
2010-11-01 | 2010 | 23723679.5433 | 0.05 | 6555.7 | 23 | 0 | 0 | 30 | -19707994.0132 | 1321.308 | 22484239.4546 | 0 | 0 | 0 | 20688004.7914 | 23465571.5408
2010-12-01 | 2010 | 22899884.5764 | 0 | 6578.3 | 24 | 0 | 1 | 31 | -19707994.0132 | 0 | 22561751.2095 | 0 | 0 | -2219022.2542 | 21377604.9512 | 22012339.8933
2011-01-01 | 2011 | 25034209.6124 | 0 | 6606.3 | 25 | 0 | 0 | 31 | -19707994.0132 | 0 | 22657783.4722 | 0 | 0 | 0 | 21377604.9512 | 24327394.4102
2011-02-01 | 2011 | 23164195.3469 | 0 | 6619.5 | 26 | 0 | 0 | 28 | -19707994.0132 | 0 | 22703055.8247 | 0 | 0 | 0 | 19308804.472 | 22303866.2835
2011-03-01 | 2011 | 26459090.2303 | 0.48 | 6628.6 | 27 | 0 | 0 | 31 | -19707994.0132 | 12684.5564 | 22734266.31 | 0 | 0 | 0 | 21377604.9512 | 24416561.8045
2011-04-01 | 2011 | 25022567.663 | 2.63 | 6635.5 | 28 | 0 | 0 | 30 | -19707994.0132 | 69500.7987 | 22757931.4034 | 0 | 0 | 0 | 20688004.7914 | 23807442.9803
2011-05-01 | 2011 | 26704085.3654 | 47.37 | 6645.8 | 29 | 0 | 0 | 31 | -19707994.0132 | 1251807.1612 | 22793257.5571 | 0 | 0 | 0 | 21377604.9512 | 25714675.6563
2011-06-01 | 2011 | 28111785.63 | 117.24 | 6662 | 30 | 0 | 0 | 30 | -19707994.0132 | 3098202.9042 | 22848819.0806 | 0 | 0 | 0 | 20688004.7914 | 26927032.7631
2011-07-01 | 2011 | 30190116.6418 | 185.61 | 6665.8 | 31 | 1 | 0 | 31 | -19707994.0132 | 4904959.4085 | 22861852.0305 | 0 | -1563237.6991 | 0 | 21377604.9512 | 27873184.678
2011-08-01 | 2011 | 30861622.6593 | 159.64 | 6677.5 | 32 | 0 | 0 | 31 | -19707994.0132 | 4218672.0542 | 22901979.7974 | 0 | 0 | 0 | 21377604.9512 | 28790262.7896
2011-09-01 | 2011 | 28060858.5821 | 72.99 | 6674.4 | 33 | 0 | 0 | 30 | -19707994.0132 | 1928845.3598 | 22891347.6541 | 0 | 0 | 0 | 20688004.7914 | 25800203.7921
2011-10-01 | 2011 | 27577133.7364 | 10.78 | 6668.1 | 34 | 0 | 0 | 31 | -19707994.0132 | 284873.9961 | 22869740.395 | 0 | 0 | 0 | 21377604.9512 | 24824225.3291
2011-11-01 | 2011 | 25509610.9061 | 0.05 | 6662.8 | 35 | 0 | 0 | 30 | -19707994.0132 | 1321.308 | 22851562.8595 | 0 | 0 | 0 | 20688004.7914 | 23832894.9458
2011-12-01 | 2011 | 24520015.1743 | 0 | 6667.5 | 36 | 0 | 1 | 31 | -19707994.0132 | 0 | 22867682.5608 | 0 | 0 | -2219022.2542 | 21377604.9512 | 22318271.2446
2012-01-01 | 2012 | 24619746.9104 | 0 | 6673.6 | 37 | 0 | 0 | 31 | -19707994.0132 | 0 | 22888603.8751 | 0 | 0 | 0 | 21377604.9512 | 24558214.8131
2012-02-01 | 2012 | 23358346.4859 | 0 | 6670.7 | 38 | 0 | 0 | 29 | -19707994.0132 | 0 | 22878657.6765 | 0 | 0 | 0 | 19998404.6317 | 23169068.2951
2012-03-01 | 2012 | 25697582.4036 | 0.48 | 6674 | 39 | 0 | 0 | 31 | -19707994.0132 | 12684.5564 | 22889975.7646 | 0 | 0 | 0 | 21377604.9512 | 24572271.259
2012-04-01 | 2012 | 22724090.5694 | 2.63 | 6685.8 | 40 | 0 | 0 | 30 | -19707994.0132 | 69500.7987 | 22930446.5039 | 0 | 0 | 0 | 20688004.7914 | 23979958.0809
2012-05-01 | 2012 | 26147718.7081 | 47.37 | 6690.1 | 41 | 0 | 0 | 31 | -19707994.0132 | 1251807.1612 | 22945194.3157 | 0 | 0 | 0 | 21377604.9512 | 25866612.4148
2012-06-01 | 2012 | 27110911.6694 | 117.24 | 6693.3 | 42 | 0 | 0 | 30 | -19707994.0132 | 3098202.9042 | 22956169.4314 | 0 | 0 | 0 | 20688004.7914 | 27034383.1139
2012-07-01 | 2012 | 28651532.9467 | 185.61 | 6694.6 | 43 | 1 | 0 | 31 | -19707994.0132 | 4904959.4085 | 22960628.0722 | 0 | -1563237.6991 | 0 | 21377604.9512 | 27971960.7196
2012-08-01 | 2012 | 29135996.9648 | 159.64 | 6703.3 | 44 | 0 | 0 | 31 | -19707994.0132 | 4218672.0542 | 22990466.6681 | 0 | 0 | 0 | 21377604.9512 | 28878749.6603
2012-09-01 | 2012 | 26827518.3811 | 72.99 | 6707.4 | 45 | 0 | 0 | 30 | -19707994.0132 | 1928845.3598 | 23004528.5351 | 0 | 0 | 0 | 20688004.7914 | 25913384.6732
2012-10-01 | 2012 | 26040528.2399 | 10.78 | 6710 | 46 | 0 | 0 | 31 | -19707994.0132 | 284873.9961 | 23013445.8167 | 0 | 0 | 0 | 21377604.9512 | 24967930.7508
2012-11-01 | 2012 | 24522347.9211 | 0.05 | 6722.4 | 47 | 0 | 0 | 30 | -19707994.0132 | 1321.308 | 23055974.3902 | 0 | 0 | 0 | 20688004.7914 | 24037306.4764
2012-12-01 | 2012 | 22515876.2461 | 0 | 6740.6 | 48 | 0 | 1 | 31 | -19707994.0132 | 0 | 23118395.3609 | 0 | 0 | -2219022.2542 | 21377604.9512 | 22568984.0448
2013-01-01 | 2013 | 23925452.9353 | 0 | 6758.8 | 49 | 0 | 0 | 31 | -19707994.0132 | 0 | 23180816.3317 | 0 | 0 | 0 | 21377604.9512 | 24850427.2697
2013-02-01 | 2013 | 22074898.5693 | 0 | 6775.5 | 50 | 0 | 0 | 28 | -19707994.0132 | 0 | 23238092.717 | 0 | 0 | 0 | 19308804.472 | 22838903.1758
2013-03-01 | 2013 | 25957172.4657 | 0.48 | 6781.1 | 51 | 0 | 0 | 31 | -19707994.0132 | 12684.5564 | 23257299.1695 | 0 | 0 | 0 | 21377604.9512 | 24939594.6639
2013-04-01 | 2013 | 25334732.8691 | 2.63 | 6788.9 | 52 | 0 | 0 | 30 | -19707994.0132 | 69500.7987 | 23284051.0141 | 0 | 0 | 0 | 20688004.7914 | 24333562.5911
2013-05-01 | 2013 | 26406281.1157 | 47.37 | 6801.1 | 53 | 0 | 0 | 31 | -19707994.0132 | 1251807.1612 | 23325893.6429 | 0 | 0 | 0 | 21377604.9512 | 26247311.742
2013-06-01 | 2013 | 26304525.375 | 117.24 | 6815.2 | 54 | 0 | 0 | 30 | -19707994.0132 | 3098202.9042 | 23374252.7466 | 0 | 0 | 0 | 20688004.7914 | 27452466.4291
2013-07-01 | 2013 | 25876608.3089 | 185.61 | 6826.2 | 55 | 1 | 0 | 31 | -19707994.0132 | 4904959.4085 | 23411979.707 | 0 | -1563237.6991 | 0 | 21377604.9512 | 28423312.3544
2013-08-01 | 2013 | 27134287.8629 | 159.64 | 6833.9 | 56 | 0 | 0 | 31 | -19707994.0132 | 4218672.0542 | 23438388.5792 | 0 | 0 | 0 | 21377604.9512 | 29326671.5714
2013-09-01 | 2013 | 24944209.6168 | 72.99 | 6843.3 | 57 | 0 | 0 | 30 | -19707994.0132 | 1928845.3598 | 23470627.9817 | 0 | 0 | 0 | 20688004.7914 | 26379484.1198
2013-10-01 | 2013 | 25745628.7253 | 10.78 | 6850.3 | 58 | 0 | 0 | 31 | -19707994.0132 | 284873.9961 | 23494636.0474 | 0 | 0 | 0 | 21377604.9512 | 25449120.9815
2013-11-01 | 2013 | 24932264.7811 | 0.05 | 6854 | 59 | 0 | 0 | 30 | -19707994.0132 | 1321.308 | 23507326.025 | 0 | 0 | 0 | 20688004.7914 | 24488658.1112
2013-12-01 | 2013 | 22639929.5188 | 0 | 6850.4 | 60 | 0 | 1 | 31 | -19707994.0132 | 0 | 23494979.0198 | 0 | 0 | -2219022.2542 | 21377604.9512 | 22945567.7036
2014-01-01 | 2014 | 26670683.2329 | 0 | 6848.3 | 61 | 0 | 0 | 31 | -19707994.0132 | 0 | 23487776.6 | 0 | 0 | 0 | 21377604.9512 | 25157387.538
2014-02-01 | 2014 | 23471289.1542 | 0 | 6850 | 62 | 0 | 0 | 28 | -19707994.0132 | 0 | 23493607.1303 | 0 | 0 | 0 | 19308804.472 | 23094417.5891
2014-03-01 | 2014 | 25265167.3142 | 0.48 | 6856.4 | 63 | 0 | 0 | 31 | -19707994.0132 | 12684.5564 | 23515557.3618 | 0 | 0 | 0 | 21377604.9512 | 25197852.8562
2014-04-01 | 2014 | 22877973.4942 | 2.63 | 6869.6 | 64 | 0 | 0 | 30 | -19707994.0132 | 69500.7987 | 23560829.7142 | 0 | 0 | 0 | 20688004.7914 | 24610341.2912
2014-05-01 | 2014 | 28623709.6642 | 47.37 | 6870.6 | 65 | 0 | 0 | 31 | -19707994.0132 | 1251807.1612 | 23564259.4379 | 0 | 0 | 0 | 21377604.9512 | 26485677.537
2014-06-01 | 2014 | 30426752.6542 | 117.24 | 6865.4 | 66 | 0 | 0 | 30 | -19707994.0132 | 3098202.9042 | 23546424.8748 | 0 | 0 | 0 | 20688004.7914 | 27624638.5573
2014-07-01 | 2014 | 28757284.4642 | 185.61 | 6864.4 | 67 | 1 | 0 | 31 | -19707994.0132 | 4904959.4085 | 23542995.1511 | 0 | -1563237.6991 | 0 | 21377604.9512 | 28554327.7986
2014-08-01 | 2014 | 29410529.9542 | 159.64 | 6869.9 | 68 | 0 | 0 | 31 | -19707994.0132 | 4218672.0542 | 23561858.6313 | 0 | 0 | 0 | 21377604.9512 | 29450141.6235
2014-09-01 | 2014 | 23959161.4742 | 72.99 | 6884.5 | 69 | 0 | 0 | 30 | -19707994.0132 | 1928845.3598 | 23611932.5969 | 0 | 0 | 0 | 20688004.7914 | 26520788.7349
2014-10-01 | 2014 | 25930142.9642 | 10.78 | 6901.5 | 70 | 0 | 0 | 31 | -19707994.0132 | 284873.9961 | 23670237.8992 | 0 | 0 | 0 | 21377604.9512 | 25624722.8334
2014-11-01 | 2014 | 24626116.6242 | 0.05 | 6907.5 | 71 | 0 | 0 | 30 | -19707994.0132 | 1321.308 | 23690816.2412 | 0 | 0 | 0 | 20688004.7914 | 24672148.3275
2014-12-01 | 2014 | 22876540.3042 | 0 | 6903.1 | 72 | 0 | 1 | 31 | -19707994.0132 | 0 | 23675725.4571 | 0 | 0 | -2219022.2542 | 21377604.9512 | 23126314.1409
2015-01-01 | 2015 | 23987700.5333 | 0 | 6885.7 | 73 | 0 | 0 | 31 | -19707994.0132 | 0 | 23616048.2653 | 0 | 0 | 0 | 21377604.9512 | 25285659.2032
2015-02-01 | 2015 | 23738766.7033 | 0 | 6885.3 | 74 | 0 | 0 | 28 | -19707994.0132 | 0 | 23614676.3758 | 0 | 0 | 0 | 19308804.472 | 23215486.8346
2015-03-01 | 2015 | 25313211.3433 | 0.48 | 6892.1 | 75 | 0 | 0 | 31 | -19707994.0132 | 12684.5564 | 23637998.4967 | 0 | 0 | 0 | 21377604.9512 | 25320293.9911
2015-04-01 | 2015 | 24471161.1133 | 2.63 | 6897.3 | 76 | 0 | 0 | 30 | -19707994.0132 | 69500.7987 | 23655833.0598 | 0 | 0 | 0 | 20688004.7914 | 24705344.6368
2015-05-01 | 2015 | 27691400.0533 | 47.37 | 6906.5 | 77 | 0 | 0 | 31 | -19707994.0132 | 1251807.1612 | 23687386.5176 | 0 | 0 | 0 | 21377604.9512 | 26608804.6167
2015-06-01 | 2015 | 28284245.9433 | 117.24 | 6921.3 | 78 | 0 | 0 | 30 | -19707994.0132 | 3098202.9042 | 23738146.4279 | 0 | 0 | 0 | 20688004.7914 | 27816360.1104
2015-07-01 | 2015 | 28027417.5733 | 185.61 | 6941.2 | 79 | 1 | 0 | 31 | -19707994.0132 | 4904959.4085 | 23806397.9289 | 0 | -1563237.6991 | 0 | 21377604.9512 | 28817730.5763
2015-08-01 | 2015 | 29750781.5533 | 159.64 | 6949.2 | 80 | 0 | 0 | 31 | -19707994.0132 | 4218672.0542 | 23833835.7182 | 0 | 0 | 0 | 21377604.9512 | 29722118.7104
2015-09-01 | 2015 | 26713798.0033 | 72.99 | 6941.1 | 81 | 0 | 0 | 30 | -19707994.0132 | 1928845.3598 | 23806054.9565 | 0 | 0 | 0 | 20688004.7914 | 26714911.0946
2015-10-01 | 2015 | 25441621.8933 | 10.78 | 6934.8 | 82 | 0 | 0 | 31 | -19707994.0132 | 284873.9961 | 23784447.6974 | 0 | 0 | 0 | 21377604.9512 | 25738932.6315
2015-11-01 | 2015 | 24220410.9133 | 0.05 | 6928.3 | 83 | 0 | 0 | 30 | -19707994.0132 | 1321.308 | 23762154.4935 | 0 | 0 | 0 | 20688004.7914 | 24743486.5798
2015-12-01 | 2015 | 23661661.9633 | 0 | 6942.8 | 84 | 0 | 1 | 31 | -19707994.0132 | 0 | 23811885.4867 | 0 | 0 | -2219022.2542 | 21377604.9512 | 23262474.1706
2016-01-01 | 2016 | 25090154.5906 | 0 | 6956.6 | 85 | 0 | 0 | 31 | -19707994.0132 | 0 | 23859215.6734 | 0 | 0 | 0 | 21377604.9512 | 25528826.6114
2016-02-01 | 2016 | 24396990.3306 | 0 | 6968.5 | 86 | 0 | 0 | 29 | -19707994.0132 | 0 | 23900029.385 | 0 | 0 | 0 | 19998404.6317 | 24190440.0036
2016-03-01 | 2016 | 27149345.8006 | 0.48 | 6975.7 | 87 | 0 | 0 | 31 | -19707994.0132 | 12684.5564 | 23924723.3954 | 0 | 0 | 0 | 21377604.9512 | 25607018.8898
2016-04-01 | 2016 | 27647505.1306 | 2.63 | 6979.7 | 88 | 0 | 0 | 30 | -19707994.0132 | 69500.7987 | 23938442.2901 | 0 | 0 | 0 | 20688004.7914 | 24987953.8671
2016-05-01 | 2016 | 28570914.3506 | 47.37 | 6990.5 | 89 | 0 | 0 | 31 | -19707994.0132 | 1251807.1612 | 23975483.3057 | 0 | 0 | 0 | 21377604.9512 | 26896901.4049
2016-06-01 | 2016 | 29314407.1806 | 117.24 | 6998.8 | 90 | 0 | 0 | 30 | -19707994.0132 | 3098202.9042 | 24003950.0122 | 0 | 0 | 0 | 20688004.7914 | 28082163.6947
2016-07-01 | 2016 | 30213662.1706 | 185.61 | 6995 | 91 | 1 | 0 | 31 | -19707994.0132 | 4904959.4085 | 23990917.0622 | 0 | -1563237.6991 | 0 | 21377604.9512 | 29002249.7097
2016-08-01 | 2016 | 31803691.6506 | 159.64 | 6991 | 92 | 0 | 0 | 31 | -19707994.0132 | 4218672.0542 | 23977198.1676 | 0 | 0 | 0 | 21377604.9512 | 29865481.1597
2016-09-01 | 2016 | 28562406.8506 | 72.99 | 6989.1 | 93 | 0 | 0 | 30 | -19707994.0132 | 1928845.3598 | 23970681.6926 | 0 | 0 | 0 | 20688004.7914 | 26879537.8306
2016-10-01 | 2016 | 27098824.6006 | 10.78 | 7005.5 | 94 | 0 | 0 | 31 | -19707994.0132 | 284873.9961 | 24026929.1608 | 0 | 0 | 0 | 21377604.9512 | 25981414.0949
2016-11-01 | 2016 | 25594458.1806 | 0.05 | 7021.6 | 95 | 0 | 0 | 30 | -19707994.0132 | 1321.308 | 24082147.7118 | 0 | 0 | 0 | 20688004.7914 | 25063479.7981
2016-12-01 | 2016 | 23271647.3706 | 0 | 7035.1 | 96 | 0 | 1 | 31 | -19707994.0132 | 0 | 24128448.9814 | 0 | 0 | -2219022.2542 | 21377604.9512 | 23579037.6652
2017-01-01 | 2017 | 24541033.2375 | 0 | 7049.2 | 97 | 0 | 0 | 31 | -19707994.0132 | 0 | 24176808.0851 | 0 | 0 | 0 | 21377604.9512 | 25846419.0231
2017-02-01 | 2017 | 22499336.2375 | 0 | 7062.5 | 98 | 0 | 0 | 28 | -19707994.0132 | 0 | 24222423.4099 | 0 | 0 | 0 | 19308804.472 | 23823233.8687
2017-03-01 | 2017 | 24743226.8175 | 0.48 | 7071 | 99 | 0 | 0 | 31 | -19707994.0132 | 12684.5564 | 24251576.0611 | 0 | 0 | 0 | 21377604.9512 | 25933871.5555
2017-04-01 | 2017 | 23949395.7675 | 2.63 | 7073.2 | 100 | 0 | 0 | 30 | -19707994.0132 | 69500.7987 | 24259121.4531 | 0 | 0 | 0 | 20688004.7914 | 25308633.0301
2017-05-01 | 2017 | 25751167.4275 | 47.37 | 7076.2 | 101 | 0 | 0 | 31 | -19707994.0132 | 1251807.1612 | 24269410.6241 | 0 | 0 | 0 | 21377604.9512 | 27190828.7233
2017-06-01 | 2017 | 28230853.4975 | 117.24 | 7082.2 | 102 | 0 | 0 | 30 | -19707994.0132 | 3098202.9042 | 24289988.9661 | 0 | 0 | 0 | 20688004.7914 | 28368202.6487
2017-07-01 | 2017 | 29806897.6975 | 185.61 | 7098 | 103 | 1 | 0 | 31 | -19707994.0132 | 4904959.4085 | 24344178.6001 | 0 | -1563237.6991 | 0 | 21377604.9512 | 29355511.2476
2017-08-01 | 2017 | 28084142.7575 | 159.64 | 7118.8 | 104 | 0 | 0 | 31 | -19707994.0132 | 4218672.0542 | 24415516.8524 | 0 | 0 | 0 | 21377604.9512 | 30303799.8446
2017-09-01 | 2017 | 27096573.6475 | 72.99 | 7148.9 | 105 | 0 | 0 | 30 | -19707994.0132 | 1928845.3598 | 24518751.5348 | 0 | 0 | 0 | 20688004.7914 | 27427607.6729
2017-10-01 | 2017 | 26885972.5875 | 10.78 | 7168.4 | 106 | 0 | 0 | 31 | -19707994.0132 | 284873.9961 | 24585631.1464 | 0 | 0 | 0 | 21377604.9512 | 26540116.0805
2017-11-01 | 2017 | 24700471.0575 | 0.05 | 7192.2 | 107 | 0 | 0 | 30 | -19707994.0132 | 1321.308 | 24667258.5697 | 0 | 0 | 0 | 20688004.7914 | 25648590.6559
2017-12-01 | 2017 | 23760465.8775 | 0 | 7207.4 | 108 | 0 | 1 | 31 | -19707994.0132 | 0 | 24719390.3695 | 0 | 0 | -2219022.2542 | 21377604.9512 | 24169979.0533
2018-01-01 | 2018 | 25945759.0329 | 0 | 7166.6339 | 109 | 0 | 0 | 31 | -19707994.0132 | 0 | 24579574.0378 | 0 | 0 | 0 | 21377604.9512 | 26249184.9758
2018-02-01 | 2018 | 23723363.4529 | 0 | 7119.8729 | 110 | 0 | 0 | 28 | -19707994.0132 | 0 | 24419196.4808 | 0 | 0 | 0 | 19308804.472 | 24020006.9397
2018-03-01 | 2018 | 27257041.4829 | 0.48 | 7076.409 | 111 | 0 | 0 | 31 | -19707994.0132 | 12684.5564 | 24270127.5978 | 0 | 0 | 0 | 21377604.9512 | 25952423.0922
2018-04-01 | 2018 | 25500957.3629 | 2.63 | 7102.4873 | 112 | 0 | 0 | 30 | -19707994.0132 | 69500.7987 | 24359568.9276 | 0 | 0 | 0 | 20688004.7914 | 25409080.5046
2018-05-01 | 2018 | 29537487.8529 | 47.37 | 7168.7322 | 113 | 0 | 0 | 31 | -19707994.0132 | 1251807.1612 | 24586770.4666 | 0 | 0 | 0 | 21377604.9512 | 27508188.5657
2018-06-01 | 2018 | 30656694.9029 | 117.24 | 7263.1536 | 114 | 0 | 0 | 30 | -19707994.0132 | 3098202.9042 | 24910609.7643 | 0 | 0 | 0 | 20688004.7914 | 28988823.4468
2018-07-01 | 2018 | 30904161.7929 | 185.61 | 7346.3843 | 115 | 1 | 0 | 31 | -19707994.0132 | 4904959.4085 | 25196068.1082 | 0 | -1563237.6991 | 0 | 21377604.9512 | 30207400.7556
2018-08-01 | 2018 | 30192199.5929 | 159.64 | 7349.8814 | 116 | 0 | 0 | 31 | -19707994.0132 | 4218672.0542 | 25208062.1562 | 0 | 0 | 0 | 21377604.9512 | 31096345.1484
2018-09-01 | 2018 | 28299525.3929 | 72.99 | 7309.1153 | 117 | 0 | 0 | 30 | -19707994.0132 | 1928845.3598 | 25068245.8245 | 0 | 0 | 0 | 20688004.7914 | 27977101.9626
2018-10-01 | 2018 | 25590231.1229 | 10.78 | 7268.3493 | 118 | 0 | 0 | 31 | -19707994.0132 | 284873.9961 | 24928429.4928 | 0 | 0 | 0 | 21377604.9512 | 26882914.427
2018-11-01 | 2018 | 23444500.4229 | 0.05 | 7272.9454 | 119 | 0 | 0 | 30 | -19707994.0132 | 1321.308 | 24944193.0989 | 0 | 0 | 0 | 20688004.7914 | 25925525.1851
2018-12-01 | 2018 | 21912885.4529 | 0 | 7296.6257 | 120 | 0 | 1 | 31 | -19707994.0132 | 0 | 25025409.9386 | 0 | 0 | -2219022.2542 | 21377604.9512 | 24475998.6224
2019-01-01 | 2019 |  | 0 | 7341.4998 | 121 | 0 | 0 | 31 | -19707994.0132 | 0 | 25179315.6443 | 0 | 0 | 0 | 21377604.9512 | 26848926.5823
2019-02-01 | 2019 |  | 0 | 7293.5978 | 122 | 0 | 0 | 28 | -19707994.0132 | 0 | 25015024.8749 | 0 | 0 | 0 | 19308804.472 | 24615835.3338
2019-03-01 | 2019 |  | 0.48 | 7249.0734 | 123 | 0 | 0 | 31 | -19707994.0132 | 12684.5564 | 24862318.7111 | 0 | 0 | 0 | 21377604.9512 | 26544614.2055
2019-04-01 | 2019 |  | 2.63 | 7275.788 | 124 | 0 | 0 | 30 | -19707994.0132 | 69500.7987 | 24953942.4094 | 0 | 0 | 0 | 20688004.7914 | 26003453.9864
2019-05-01 | 2019 |  | 47.37 | 7343.6493 | 125 | 0 | 0 | 31 | -19707994.0132 | 1251807.1612 | 25186687.666 | 0 | 0 | 0 | 21377604.9512 | 28108105.7651
2019-06-01 | 2019 |  | 117.24 | 7440.3745 | 126 | 0 | 0 | 30 | -19707994.0132 | 3098202.9042 | 25518428.6425 | 0 | 0 | 0 | 20688004.7914 | 29596642.325
2019-07-01 | 2019 |  | 185.61 | 7525.6361 | 127 | 1 | 0 | 31 | -19707994.0132 | 4904959.4085 | 25810852.17 | 0 | -1563237.6991 | 0 | 21377604.9512 | 30822184.8175
2019-08-01 | 2019 |  | 159.64 | 7529.2185 | 128 | 0 | 0 | 31 | -19707994.0132 | 4218672.0542 | 25823138.8728 | 0 | 0 | 0 | 21377604.9512 | 31711421.865
2019-09-01 | 2019 |  | 72.99 | 7487.4577 | 129 | 0 | 0 | 30 | -19707994.0132 | 1928845.3598 | 25679911.0226 | 0 | 0 | 0 | 20688004.7914 | 28588767.1607
2019-10-01 | 2019 |  | 10.78 | 7445.697 | 130 | 0 | 0 | 31 | -19707994.0132 | 284873.9961 | 25536683.1725 | 0 | 0 | 0 | 21377604.9512 | 27491168.1066
2019-11-01 | 2019 |  | 0.05 | 7450.4053 | 131 | 0 | 0 | 30 | -19707994.0132 | 1321.308 | 25552831.4105 | 0 | 0 | 0 | 20688004.7914 | 26534163.4967
2019-12-01 | 2019 |  | 0 | 7474.6634 | 132 | 0 | 1 | 31 | -19707994.0132 | 0 | 25636029.9411 | 0 | 0 | -2219022.2542 | 21377604.9512 | 25086618.6249
2020-01-01 | 2020 |  | 0 | 7417.8514 | 133 | 0 | 0 | 31 | -19707994.0132 | 0 | 25441180.527 | 0 | 0 | 0 | 21377604.9512 | 27110791.465
2020-02-01 | 2020 |  | 0 | 7369.4512 | 134 | 0 | 0 | 29 | -19707994.0132 | 0 | 25275181.1336 | 0 | 0 | 0 | 19998404.6317 | 25565591.7522
2020-03-01 | 2020 |  | 0.48 | 7324.4638 | 135 | 0 | 0 | 31 | -19707994.0132 | 12684.5564 | 25120886.8257 | 0 | 0 | 0 | 21377604.9512 | 26803182.3201
2020-04-01 | 2020 |  | 2.63 | 7351.4562 | 136 | 0 | 0 | 30 | -19707994.0132 | 69500.7987 | 25213463.4105 | 0 | 0 | 0 | 20688004.7914 | 26262974.9874
2020-05-01 | 2020 |  | 47.37 | 7420.0232 | 137 | 0 | 0 | 31 | -19707994.0132 | 1251807.1612 | 25448629.2177 | 0 | 0 | 0 | 21377604.9512 | 28370047.3169
2020-06-01 | 2020 |  | 117.24 | 7517.7544 | 138 | 0 | 0 | 30 | -19707994.0132 | 3098202.9042 | 25783820.3004 | 0 | 0 | 0 | 20688004.7914 | 29862033.9829
2020-07-01 | 2020 |  | 185.61 | 7603.9027 | 139 | 1 | 0 | 31 | -19707994.0132 | 4904959.4085 | 26079285.0326 | 0 | -1563237.6991 | 0 | 21377604.9512 | 31090617.68
2020-08-01 | 2020 |  | 159.64 | 7607.5224 | 140 | 0 | 0 | 31 | -19707994.0132 | 4218672.0542 | 26091699.5171 | 0 | 0 | 0 | 21377604.9512 | 31979982.5093
2020-09-01 | 2020 |  | 72.99 | 7565.3273 | 141 | 0 | 0 | 30 | -19707994.0132 | 1928845.3598 | 25946982.0973 | 0 | 0 | 0 | 20688004.7914 | 28855838.2353
2020-10-01 | 2020 |  | 10.78 | 7523.1322 | 142 | 0 | 0 | 31 | -19707994.0132 | 284873.9961 | 25802264.6775 | 0 | 0 | 0 | 21377604.9512 | 27756749.6116
2020-11-01 | 2020 |  | 0.05 | 7527.8895 | 143 | 0 | 0 | 30 | -19707994.0132 | 1321.308 | 25818580.8571 | 0 | 0 | 0 | 20688004.7914 | 26799912.9434
2020-12-01 | 2020 |  | 0 | 7552.3999 | 144 | 0 | 1 | 31 | -19707994.0132 | 0 | 25902644.6525 | 0 | 0 | -2219022.2542 | 21377604.9512 | 25353233.3363

## Large Use Norm Monthly (LC)
Date | Year | Large_Use_LC_kWh_NO_CDM | CDD | Ont_Empl | Trend | Jul | Dec | Month Days | const | CDD | Ont_Empl | Trend | Jul | Dec | Month Days | Predicted
2009-01-01 | 2009 | 22028250.7256 | 0 | 6541.6 | 1 | 0 | 0 | 31 | -11585185.4436 | 0 | 13603360.301 | 0 | 0 | 0 | 18122355.2103 | 20140530.0677
2009-02-01 | 2009 | 19634474.3474 | 0 | 6506 | 2 | 0 | 0 | 28 | -11585185.4436 | 0 | 13529329.5399 | 0 | 0 | 0 | 16368578.8997 | 18312722.9959
2009-03-01 | 2009 | 19328255.7354 | 0.48 | 6466.8 | 3 | 0 | 0 | 31 | -11585185.4436 | 12346.0348 | 13447812.5221 | 0 | 0 | 0 | 18122355.2103 | 19997328.3236
2009-04-01 | 2009 | 18204586.0626 | 2.63 | 6445.5 | 4 | 0 | 0 | 30 | -11585185.4436 | 67645.9824 | 13403518.8364 | 0 | 0 | 0 | 17537763.1068 | 19423742.482
2009-05-01 | 2009 | 18282543.4751 | 47.37 | 6420.3 | 5 | 0 | 0 | 31 | -11585185.4436 | 1218399.3111 | 13351115.0392 | 0 | 0 | 0 | 18122355.2103 | 21106684.117
2009-06-01 | 2009 | 21113808.4084 | 117.24 | 6393.2 | 6 | 0 | 0 | 30 | -11585185.4436 | 3015519.0042 | 13294760.1621 | 0 | 0 | 0 | 17537763.1068 | 22262856.8294
2009-07-01 | 2009 | 22008982.6775 | 185.61 | 6390.2 | 7 | 1 | 0 | 31 | -11585185.4436 | 4774057.3385 | 13288521.6148 | 0 | -947874.1225 | 0 | 18122355.2103 | 23651874.5975
2009-08-01 | 2009 | 22872095.0569 | 159.64 | 6401 | 8 | 0 | 0 | 31 | -11585185.4436 | 4106085.4131 | 13310980.385 | 0 | 0 | 0 | 18122355.2103 | 23954235.5648
2009-09-01 | 2009 | 20688385.8518 | 72.99 | 6421.2 | 9 | 0 | 0 | 30 | -11585185.4436 | 1877368.9194 | 13352986.6034 | 0 | 0 | 0 | 17537763.1068 | 21182933.186
2009-10-01 | 2009 | 18370827.8161 | 10.78 | 6438.2 | 10 | 0 | 0 | 31 | -11585185.4436 | 277271.3653 | 13388338.3713 | 0 | 0 | 0 | 18122355.2103 | 20202779.5033
2009-11-01 | 2009 | 17897159.7012 | 0.05 | 6454 | 11 | 0 | 0 | 30 | -11585185.4436 | 1286.0453 | 13421194.7203 | 0 | 0 | 0 | 17537763.1068 | 19375058.4288
2009-12-01 | 2009 | 18512763.1732 | 0 | 6458.5 | 12 | 0 | 1 | 31 | -11585185.4436 | 0 | 13430552.5413 | 0 | 0 | -1776727.9579 | 18122355.2103 | 18190994.3501
2010-01-01 | 2010 | 19044313.5146 | 0 | 6466.9 | 13 | 0 | 0 | 31 | -11585185.4436 | 0 | 13448020.4736 | 0 | 0 | 0 | 18122355.2103 | 19985190.2404
2010-02-01 | 2010 | 17686133.2686 | 0 | 6471 | 14 | 0 | 0 | 28 | -11585185.4436 | 0 | 13456546.4883 | 0 | 0 | 0 | 16368578.8997 | 18239939.9443
2010-03-01 | 2010 | 19479538.8825 | 0.48 | 6477.5 | 15 | 0 | 0 | 31 | -11585185.4436 | 12346.0348 | 13470063.3407 | 0 | 0 | 0 | 18122355.2103 | 20019579.1422
2010-04-01 | 2010 | 18625659.0987 | 2.63 | 6485 | 16 | 0 | 0 | 30 | -11585185.4436 | 67645.9824 | 13485659.7089 | 0 | 0 | 0 | 17537763.1068 | 19505883.3545
2010-05-01 | 2010 | 20816001.059 | 47.37 | 6506.8 | 17 | 0 | 0 | 31 | -11585185.4436 | 1218399.3111 | 13530993.1525 | 0 | 0 | 0 | 18122355.2103 | 21286562.2303
2010-06-01 | 2010 | 23509898.3453 | 117.24 | 6540.8 | 18 | 0 | 0 | 30 | -11585185.4436 | 3015519.0042 | 13601696.6884 | 0 | 0 | 0 | 17537763.1068 | 22569793.3557
2010-07-01 | 2010 | 24336162.4819 | 185.61 | 6561 | 19 | 1 | 0 | 31 | -11585185.4436 | 4774057.3385 | 13643702.9067 | 0 | -947874.1225 | 0 | 18122355.2103 | 24007055.8895
2010-08-01 | 2010 | 23181072.6356 | 159.64 | 6568.9 | 20 | 0 | 0 | 31 | -11585185.4436 | 4106085.4131 | 13660131.0812 | 0 | 0 | 0 | 18122355.2103 | 24303386.261
2010-09-01 | 2010 | 21387323.1241 | 72.99 | 6556 | 21 | 0 | 0 | 30 | -11585185.4436 | 1877368.9194 | 13633305.3279 | 0 | 0 | 0 | 17537763.1068 | 21463251.9105
2010-10-01 | 2010 | 18384718.3188 | 10.78 | 6551.6 | 22 | 0 | 0 | 31 | -11585185.4436 | 277271.3653 | 13624155.4586 | 0 | 0 | 0 | 18122355.2103 | 20438596.5906
2010-11-01 | 2010 | 19335451.7974 | 0.05 | 6555.7 | 23 | 0 | 0 | 30 | -11585185.4436 | 1286.0453 | 13632681.4732 | 0 | 0 | 0 | 17537763.1068 | 19586545.1817
2010-12-01 | 2010 | 18685961.1385 | 0 | 6578.3 | 24 | 0 | 1 | 31 | -11585185.4436 | 0 | 13679678.5294 | 0 | 0 | -1776727.9579 | 18122355.2103 | 18440120.3382
2011-01-01 | 2011 | 20311443.9149 | 0 | 6606.3 | 25 | 0 | 0 | 31 | -11585185.4436 | 0 | 13737904.9707 | 0 | 0 | 0 | 18122355.2103 | 20275074.7374
2011-02-01 | 2011 | 18637137.925 | 0 | 6619.5 | 26 | 0 | 0 | 28 | -11585185.4436 | 0 | 13765354.5787 | 0 | 0 | 0 | 16368578.8997 | 18548748.0348
2011-03-01 | 2011 | 21533862.7226 | 0.48 | 6628.6 | 27 | 0 | 0 | 31 | -11585185.4436 | 12346.0348 | 13784278.1722 | 0 | 0 | 0 | 18122355.2103 | 20333793.9737
2011-04-01 | 2011 | 20450919.3894 | 2.63 | 6635.5 | 28 | 0 | 0 | 30 | -11585185.4436 | 67645.9824 | 13798626.8309 | 0 | 0 | 0 | 17537763.1068 | 19818850.4765
2011-05-01 | 2011 | 21971453.5812 | 47.37 | 6645.8 | 29 | 0 | 0 | 31 | -11585185.4436 | 1218399.3111 | 13820045.8433 | 0 | 0 | 0 | 18122355.2103 | 21575614.921
2011-06-01 | 2011 | 22815807.1534 | 117.24 | 6662 | 30 | 0 | 0 | 30 | -11585185.4436 | 3015519.0042 | 13853733.9986 | 0 | 0 | 0 | 17537763.1068 | 22821830.6659
2011-07-01 | 2011 | 25456437.547 | 185.61 | 6665.8 | 31 | 1 | 0 | 31 | -11585185.4436 | 4774057.3385 | 13861636.1585 | 0 | -947874.1225 | 0 | 18122355.2103 | 24224989.1412
2011-08-01 | 2011 | 24857683.7208 | 159.64 | 6677.5 | 32 | 0 | 0 | 31 | -11585185.4436 | 4106085.4131 | 13885966.4929 | 0 | 0 | 0 | 18122355.2103 | 24529221.6726
2011-09-01 | 2011 | 22360661.7751 | 72.99 | 6674.4 | 33 | 0 | 0 | 30 | -11585185.4436 | 1877368.9194 | 13879519.994 | 0 | 0 | 0 | 17537763.1068 | 21709466.5766
2011-10-01 | 2011 | 21639744.6479 | 10.78 | 6668.1 | 34 | 0 | 0 | 31 | -11585185.4436 | 277271.3653 | 13866419.0447 | 0 | 0 | 0 | 18122355.2103 | 20680860.1767
2011-11-01 | 2011 | 19883497.7456 | 0.05 | 6662.8 | 35 | 0 | 0 | 30 | -11585185.4436 | 1286.0453 | 13855397.6112 | 0 | 0 | 0 | 17537763.1068 | 19809261.3196
2011-12-01 | 2011 | 18586040.9008 | 0 | 6667.5 | 36 | 0 | 1 | 31 | -11585185.4436 | 0 | 13865171.3353 | 0 | 0 | -1776727.9579 | 18122355.2103 | 18625613.1441
2012-01-01 | 2012 | 19687814.3382 | 0 | 6673.6 | 37 | 0 | 0 | 31 | -11585185.4436 | 0 | 13877856.3814 | 0 | 0 | 0 | 18122355.2103 | 20415026.1481
2012-02-01 | 2012 | 18467697.4065 | 0 | 6670.7 | 38 | 0 | 0 | 29 | -11585185.4436 | 0 | 13871825.7857 | 0 | 0 | 0 | 16953171.0032 | 19239811.3453
2012-03-01 | 2012 | 20499238.476 | 0.48 | 6674 | 39 | 0 | 0 | 31 | -11585185.4436 | 12346.0348 | 13878688.1877 | 0 | 0 | 0 | 18122355.2103 | 20428203.9892
2012-04-01 | 2012 | 19245043.9736 | 2.63 | 6685.8 | 40 | 0 | 0 | 30 | -11585185.4436 | 67645.9824 | 13903226.4737 | 0 | 0 | 0 | 17537763.1068 | 19923450.1193
2012-05-01 | 2012 | 22797281.1939 | 47.37 | 6690.1 | 41 | 0 | 0 | 31 | -11585185.4436 | 1218399.3111 | 13912168.3915 | 0 | 0 | 0 | 18122355.2103 | 21667737.4692
2012-06-01 | 2012 | 23456120.9044 | 117.24 | 6693.3 | 42 | 0 | 0 | 30 | -11585185.4436 | 3015519.0042 | 13918822.8419 | 0 | 0 | 0 | 17537763.1068 | 22886919.5092
2012-07-01 | 2012 | 25361430.6252 | 185.61 | 6694.6 | 43 | 1 | 0 | 31 | -11585185.4436 | 4774057.3385 | 13921526.2124 | 0 | -947874.1225 | 0 | 18122355.2103 | 24284879.1951
2012-08-01 | 2012 | 24577913.7314 | 159.64 | 6703.3 | 44 | 0 | 0 | 31 | -11585185.4436 | 4106085.4131 | 13939617.9995 | 0 | 0 | 0 | 18122355.2103 | 24582873.1793
2012-09-01 | 2012 | 22977997.3166 | 72.99 | 6707.4 | 45 | 0 | 0 | 30 | -11585185.4436 | 1877368.9194 | 13948144.0141 | 0 | 0 | 0 | 17537763.1068 | 21778090.5967
2012-10-01 | 2012 | 21890662.7101 | 10.78 | 6710 | 46 | 0 | 0 | 31 | -11585185.4436 | 277271.3653 | 13953550.7551 | 0 | 0 | 0 | 18122355.2103 | 20767991.8871
2012-11-01 | 2012 | 20407767.8935 | 0.05 | 6722.4 | 47 | 0 | 0 | 30 | -11585185.4436 | 1286.0453 | 13979336.7505 | 0 | 0 | 0 | 17537763.1068 | 19933200.459
2012-12-01 | 2012 | 19317288.8938 | 0 | 6740.6 | 48 | 0 | 1 | 31 | -11585185.4436 | 0 | 14017183.9374 | 0 | 0 | -1776727.9579 | 18122355.2103 | 18777625.7462
2013-01-01 | 2013 | 20938144.4308 | 0 | 6758.8 | 49 | 0 | 0 | 31 | -11585185.4436 | 0 | 14055031.1242 | 0 | 0 | 0 | 18122355.2103 | 20592200.8909
2013-02-01 | 2013 | 19315820.072 | 0 | 6775.5 | 50 | 0 | 0 | 28 | -11585185.4436 | 0 | 14089759.0374 | 0 | 0 | 0 | 16368578.8997 | 18873152.4935
2013-03-01 | 2013 | 23045320.9728 | 0.48 | 6781.1 | 51 | 0 | 0 | 31 | -11585185.4436 | 12346.0348 | 14101404.3257 | 0 | 0 | 0 | 18122355.2103 | 20650920.1272
2013-04-01 | 2013 | 22026086.5181 | 2.63 | 6788.9 | 52 | 0 | 0 | 30 | -11585185.4436 | 67645.9824 | 14117624.5486 | 0 | 0 | 0 | 17537763.1068 | 20137848.1942
2013-05-01 | 2013 | 22961717.1178 | 47.37 | 6801.1 | 53 | 0 | 0 | 31 | -11585185.4436 | 1218399.3111 | 14142994.6409 | 0 | 0 | 0 | 18122355.2103 | 21898563.7187
2013-06-01 | 2013 | 22886135.3903 | 117.24 | 6815.2 | 54 | 0 | 0 | 30 | -11585185.4436 | 3015519.0042 | 14172315.8131 | 0 | 0 | 0 | 17537763.1068 | 23140412.4805
2013-07-01 | 2013 | 23748691.3955 | 185.61 | 6826.2 | 55 | 1 | 0 | 31 | -11585185.4436 | 4774057.3385 | 14195190.4865 | 0 | -947874.1225 | 0 | 18122355.2103 | 24558543.4693
2013-08-01 | 2013 | 24186748.8461 | 159.64 | 6833.9 | 56 | 0 | 0 | 31 | -11585185.4436 | 4106085.4131 | 14211202.7579 | 0 | 0 | 0 | 18122355.2103 | 24854457.9376
2013-09-01 | 2013 | 21216640.257 | 72.99 | 6843.3 | 57 | 0 | 0 | 30 | -11585185.4436 | 1877368.9194 | 14230750.206 | 0 | 0 | 0 | 17537763.1068 | 22060696.7886
2013-10-01 | 2013 | 21329674.185 | 10.78 | 6850.3 | 58 | 0 | 0 | 31 | -11585185.4436 | 277271.3653 | 14245306.8163 | 0 | 0 | 0 | 18122355.2103 | 21059747.9483
2013-11-01 | 2013 | 20487706.0511 | 0.05 | 6854 | 59 | 0 | 0 | 30 | -11585185.4436 | 1286.0453 | 14253001.0247 | 0 | 0 | 0 | 17537763.1068 | 20206864.7331
2013-12-01 | 2013 | 18775517.7664 | 0 | 6850.4 | 60 | 0 | 1 | 31 | -11585185.4436 | 0 | 14245514.7679 | 0 | 0 | -1776727.9579 | 18122355.2103 | 19005956.5767
2014-01-01 | 2014 | 22344717.2195 | 0 | 6848.3 | 61 | 0 | 0 | 31 | -11585185.4436 | 0 | 14241147.7848 | 0 | 0 | 0 | 18122355.2103 | 20778317.5515
2014-02-01 | 2014 | 19245805.3807 | 0 | 6850 | 62 | 0 | 0 | 28 | -11585185.4436 | 0 | 14244682.9616 | 0 | 0 | 0 | 16368578.8997 | 19028076.4177
2014-03-01 | 2014 | 21372491.5347 | 0.48 | 6856.4 | 63 | 0 | 0 | 31 | -11585185.4436 | 12346.0348 | 14257991.8625 | 0 | 0 | 0 | 18122355.2103 | 20807507.664
2014-04-01 | 2014 | 19337845.2408 | 2.63 | 6869.6 | 64 | 0 | 0 | 30 | -11585185.4436 | 67645.9824 | 14285441.4705 | 0 | 0 | 0 | 17537763.1068 | 20305665.1161
2014-05-01 | 2014 | 23983038.3645 | 47.37 | 6870.6 | 65 | 0 | 0 | 31 | -11585185.4436 | 1218399.3111 | 14287520.9863 | 0 | 0 | 0 | 18122355.2103 | 22043090.0641
2014-06-01 | 2014 | 25841742.1609 | 117.24 | 6865.4 | 66 | 0 | 0 | 30 | -11585185.4436 | 3015519.0042 | 14276707.5043 | 0 | 0 | 0 | 17537763.1068 | 23244804.1717
2014-07-01 | 2014 | 24522462.7713 | 185.61 | 6864.4 | 67 | 1 | 0 | 31 | -11585185.4436 | 4774057.3385 | 14274627.9886 | 0 | -947874.1225 | 0 | 18122355.2103 | 24637980.9713
2014-08-01 | 2014 | 24555956.2553 | 159.64 | 6869.9 | 68 | 0 | 0 | 31 | -11585185.4436 | 4106085.4131 | 14286065.3253 | 0 | 0 | 0 | 18122355.2103 | 24929320.505
2014-09-01 | 2014 | 19514912.9023 | 72.99 | 6884.5 | 69 | 0 | 0 | 30 | -11585185.4436 | 1877368.9194 | 14316426.2554 | 0 | 0 | 0 | 17537763.1068 | 22146372.838
2014-10-01 | 2014 | 21300946.5476 | 10.78 | 6901.5 | 70 | 0 | 0 | 31 | -11585185.4436 | 277271.3653 | 14351778.0233 | 0 | 0 | 0 | 18122355.2103 | 21166219.1553
2014-11-01 | 2014 | 20077193.4878 | 0.05 | 6907.5 | 71 | 0 | 0 | 30 | -11585185.4436 | 1286.0453 | 14364255.1179 | 0 | 0 | 0 | 17537763.1068 | 20318118.8263
2014-12-01 | 2014 | 18843492.3694 | 0 | 6903.1 | 72 | 0 | 1 | 31 | -11585185.4436 | 0 | 14355105.2485 | 0 | 0 | -1776727.9579 | 18122355.2103 | 19115547.0573
2015-01-01 | 2015 | 19855535.4512 | 0 | 6885.7 | 73 | 0 | 0 | 31 | -11585185.4436 | 0 | 14318921.6743 | 0 | 0 | 0 | 18122355.2103 | 20856091.441
2015-02-01 | 2015 | 19560967.0667 | 0 | 6885.3 | 74 | 0 | 0 | 28 | -11585185.4436 | 0 | 14318089.868 | 0 | 0 | 0 | 16368578.8997 | 19101483.324
2015-03-01 | 2015 | 20639792.5031 | 0.48 | 6892.1 | 75 | 0 | 0 | 31 | -11585185.4436 | 12346.0348 | 14332230.5751 | 0 | 0 | 0 | 18122355.2103 | 20881746.3767
2015-04-01 | 2015 | 19904757.3154 | 2.63 | 6897.3 | 76 | 0 | 0 | 30 | -11585185.4436 | 67645.9824 | 14343044.0571 | 0 | 0 | 0 | 17537763.1068 | 20363267.7027
2015-05-01 | 2015 | 22782928.0922 | 47.37 | 6906.5 | 77 | 0 | 0 | 31 | -11585185.4436 | 1218399.3111 | 14362175.6021 | 0 | 0 | 0 | 18122355.2103 | 22117744.6799
2015-06-01 | 2015 | 23267604.0668 | 117.24 | 6921.3 | 78 | 0 | 0 | 30 | -11585185.4436 | 3015519.0042 | 14392952.4354 | 0 | 0 | 0 | 17537763.1068 | 23361049.1027
2015-07-01 | 2015 | 23082254.4126 | 185.61 | 6941.2 | 79 | 1 | 0 | 31 | -11585185.4436 | 4774057.3385 | 14434334.799 | 0 | -947874.1225 | 0 | 18122355.2103 | 24797687.7818
2015-08-01 | 2015 | 24594093.9127 | 159.64 | 6949.2 | 80 | 0 | 0 | 31 | -11585185.4436 | 4106085.4131 | 14450970.9251 | 0 | 0 | 0 | 18122355.2103 | 25094226.1049
2015-09-01 | 2015 | 21887907.1671 | 72.99 | 6941.1 | 81 | 0 | 0 | 30 | -11585185.4436 | 1877368.9194 | 14434126.8474 | 0 | 0 | 0 | 17537763.1068 | 22264073.43
2015-10-01 | 2015 | 20162332.6599 | 10.78 | 6934.8 | 82 | 0 | 0 | 31 | -11585185.4436 | 277271.3653 | 14421025.8981 | 0 | 0 | 0 | 18122355.2103 | 21235467.0301
2015-11-01 | 2015 | 19622172.551 | 0.05 | 6928.3 | 83 | 0 | 0 | 30 | -11585185.4436 | 1286.0453 | 14407509.0457 | 0 | 0 | 0 | 17537763.1068 | 20361372.7541
2015-12-01 | 2015 | 19510069.365 | 0 | 6942.8 | 84 | 0 | 1 | 31 | -11585185.4436 | 0 | 14437662.0242 | 0 | 0 | -1776727.9579 | 18122355.2103 | 19198103.833
2016-01-01 | 2016 | 20030911.9417 | 0 | 6956.6 | 85 | 0 | 0 | 31 | -11585185.4436 | 0 | 14466359.3417 | 0 | 0 | 0 | 18122355.2103 | 21003529.1084
2016-02-01 | 2016 | 19426538.0849 | 0 | 6968.5 | 86 | 0 | 0 | 29 | -11585185.4436 | 0 | 14491105.5793 | 0 | 0 | 0 | 16953171.0032 | 19859091.1389
2016-03-01 | 2016 | 21950234.9884 | 0.48 | 6975.7 | 87 | 0 | 0 | 31 | -11585185.4436 | 12346.0348 | 14506078.0928 | 0 | 0 | 0 | 18122355.2103 | 21055593.8943
2016-04-01 | 2016 | 22516546.643 | 2.63 | 6979.7 | 88 | 0 | 0 | 30 | -11585185.4436 | 67645.9824 | 14514396.1558 | 0 | 0 | 0 | 17537763.1068 | 20534619.8014
2016-05-01 | 2016 | 23491879.3871 | 47.37 | 6990.5 | 89 | 0 | 0 | 31 | -11585185.4436 | 1218399.3111 | 14536854.926 | 0 | 0 | 0 | 18122355.2103 | 22292424.0038
2016-06-01 | 2016 | 25154852.5357 | 117.24 | 6998.8 | 90 | 0 | 0 | 30 | -11585185.4436 | 3015519.0042 | 14554114.9068 | 0 | 0 | 0 | 17537763.1068 | 23522211.5742
2016-07-01 | 2016 | 26434818.566 | 185.61 | 6995 | 91 | 1 | 0 | 31 | -11585185.4436 | 4774057.3385 | 14546212.7469 | 0 | -947874.1225 | 0 | 18122355.2103 | 24909565.7297
2016-08-01 | 2016 | 28083591.4009 | 159.64 | 6991 | 92 | 0 | 0 | 31 | -11585185.4436 | 4106085.4131 | 14537894.6839 | 0 | 0 | 0 | 18122355.2103 | 25181149.8637
2016-09-01 | 2016 | 23664869.4879 | 72.99 | 6989.1 | 93 | 0 | 0 | 30 | -11585185.4436 | 1877368.9194 | 14533943.6039 | 0 | 0 | 0 | 17537763.1068 | 22363890.1865
2016-10-01 | 2016 | 21818348.0343 | 10.78 | 7005.5 | 94 | 0 | 0 | 31 | -11585185.4436 | 277271.3653 | 14568047.6624 | 0 | 0 | 0 | 18122355.2103 | 21382488.7944
2016-11-01 | 2016 | 20096745.1285 | 0.05 | 7021.6 | 95 | 0 | 0 | 30 | -11585185.4436 | 1286.0453 | 14601527.8662 | 0 | 0 | 0 | 17537763.1068 | 20555391.5746
2016-12-01 | 2016 | 18899420.0826 | 0 | 7035.1 | 96 | 0 | 1 | 31 | -11585185.4436 | 0 | 14629601.3289 | 0 | 0 | -1776727.9579 | 18122355.2103 | 19390043.1378
2017-01-01 | 2017 | 20315496.8057 | 0 | 7049.2 | 97 | 0 | 0 | 31 | -11585185.4436 | 0 | 14658922.5012 | 0 | 0 | 0 | 18122355.2103 | 21196092.2679
2017-02-01 | 2017 | 18666295.8136 | 0 | 7062.5 | 98 | 0 | 0 | 28 | -11585185.4436 | 0 | 14686580.0608 | 0 | 0 | 0 | 16368578.8997 | 19469973.5168
2017-03-01 | 2017 | 20501069.9078 | 0.48 | 7071 | 99 | 0 | 0 | 31 | -11585185.4436 | 12346.0348 | 14704255.9448 | 0 | 0 | 0 | 18122355.2103 | 21253771.7463
2017-04-01 | 2017 | 19823217.4143 | 2.63 | 7073.2 | 100 | 0 | 0 | 30 | -11585185.4436 | 67645.9824 | 14708830.8794 | 0 | 0 | 0 | 17537763.1068 | 20729054.525
2017-05-01 | 2017 | 21332197.7154 | 47.37 | 7076.2 | 101 | 0 | 0 | 31 | -11585185.4436 | 1218399.3111 | 14715069.4267 | 0 | 0 | 0 | 18122355.2103 | 22470638.5045
2017-06-01 | 2017 | 23799303.9447 | 117.24 | 7082.2 | 102 | 0 | 0 | 30 | -11585185.4436 | 3015519.0042 | 14727546.5213 | 0 | 0 | 0 | 17537763.1068 | 23695643.1886
2017-07-01 | 2017 | 25324504.6305 | 185.61 | 7098 | 103 | 1 | 0 | 31 | -11585185.4436 | 4774057.3385 | 14760402.8703 | 0 | -947874.1225 | 0 | 18122355.2103 | 25123755.8531
2017-08-01 | 2017 | 23736935.9324 | 159.64 | 7118.8 | 104 | 0 | 0 | 31 | -11585185.4436 | 4106085.4131 | 14803656.7981 | 0 | 0 | 0 | 18122355.2103 | 25446911.9779
2017-09-01 | 2017 | 22804130.018 | 72.99 | 7148.9 | 105 | 0 | 0 | 30 | -11585185.4436 | 1877368.9194 | 14866250.2225 | 0 | 0 | 0 | 17537763.1068 | 22696196.8051
2017-10-01 | 2017 | 22410894.7221 | 10.78 | 7168.4 | 106 | 0 | 0 | 31 | -11585185.4436 | 277271.3653 | 14906800.7799 | 0 | 0 | 0 | 18122355.2103 | 21721241.9119
2017-11-01 | 2017 | 20145414.6257 | 0.05 | 7192.2 | 107 | 0 | 0 | 30 | -11585185.4436 | 1286.0453 | 14956293.255 | 0 | 0 | 0 | 17537763.1068 | 20910156.9634
2017-12-01 | 2017 | 19707437.6089 | 0 | 7207.4 | 108 | 0 | 1 | 31 | -11585185.4436 | 0 | 14987901.8945 | 0 | 0 | -1776727.9579 | 18122355.2103 | 19748343.7033
2018-01-01 | 2018 | 21406178.4036 | 0 | 7166.6339 | 109 | 0 | 0 | 31 | -11585185.4436 | 0 | 14903128.2237 | 0 | 0 | 0 | 18122355.2103 | 21440297.9904
2018-02-01 | 2018 | 19541869.5434 | 0 | 7119.8729 | 110 | 0 | 0 | 28 | -11585185.4436 | 0 | 14805887.8365 | 0 | 0 | 0 | 16368578.8997 | 19589281.2926
2018-03-01 | 2018 | 22152171.5754 | 0.48 | 7076.409 | 111 | 0 | 0 | 31 | -11585185.4436 | 12346.0348 | 14715504.1434 | 0 | 0 | 0 | 18122355.2103 | 21265019.9449
2018-04-01 | 2018 | 20451823.1348 | 2.63 | 7102.4873 | 112 | 0 | 0 | 30 | -11585185.4436 | 67645.9824 | 14769734.3593 | 0 | 0 | 0 | 17537763.1068 | 20789958.0049
2018-05-01 | 2018 | 24335320.0161 | 47.37 | 7168.7322 | 113 | 0 | 0 | 31 | -11585185.4436 | 1218399.3111 | 14907491.5744 | 0 | 0 | 0 | 18122355.2103 | 22663060.6522
2018-06-01 | 2018 | 25658165.1547 | 117.24 | 7263.1536 | 114 | 0 | 0 | 30 | -11585185.4436 | 3015519.0042 | 15103842.3561 | 0 | 0 | 0 | 17537763.1068 | 24071939.0235
2018-07-01 | 2018 | 25560862.4379 | 185.61 | 7346.3843 | 115 | 1 | 0 | 31 | -11585185.4436 | 4774057.3385 | 15276921.9341 | 0 | -947874.1225 | 0 | 18122355.2103 | 25640274.9169
2018-08-01 | 2018 | 24886166.4798 | 159.64 | 7349.8814 | 116 | 0 | 0 | 31 | -11585185.4436 | 4106085.4131 | 15284194.1853 | 0 | 0 | 0 | 18122355.2103 | 25927449.3651
2018-09-01 | 2018 | 23757578.3624 | 72.99 | 7309.1153 | 117 | 0 | 0 | 30 | -11585185.4436 | 1877368.9194 | 15199420.5144 | 0 | 0 | 0 | 17537763.1068 | 23029367.097
2018-10-01 | 2018 | 20871681.5339 | 10.78 | 7268.3493 | 118 | 0 | 0 | 31 | -11585185.4436 | 277271.3653 | 15114646.8436 | 0 | 0 | 0 | 18122355.2103 | 21929087.9756
2018-11-01 | 2018 | 18668697.3944 | 0.05 | 7272.9454 | 119 | 0 | 0 | 30 | -11585185.4436 | 1286.0453 | 15124204.6594 | 0 | 0 | 0 | 17537763.1068 | 21078068.3679
2018-12-01 | 2018 | 19588246.5857 | 0 | 7296.6257 | 120 | 0 | 1 | 31 | -11585185.4436 | 0 | 15173448.1888 | 0 | 0 | -1776727.9579 | 18122355.2103 | 19933889.9976
2019-01-01 | 2019 |  | 0 | 7341.4998 | 121 | 0 | 0 | 31 | -11585185.4436 | 0 | 15266764.5523 | 0 | 0 | 0 | 18122355.2103 | 21803934.3191
2019-02-01 | 2019 |  | 0 | 7293.5978 | 122 | 0 | 0 | 28 | -11585185.4436 | 0 | 15167151.4997 | 0 | 0 | 0 | 16368578.8997 | 19950544.9558
2019-03-01 | 2019 |  | 0.48 | 7249.0734 | 123 | 0 | 0 | 31 | -11585185.4436 | 12346.0348 | 15074562.4444 | 0 | 0 | 0 | 18122355.2103 | 21624078.246
2019-04-01 | 2019 |  | 2.63 | 7275.788 | 124 | 0 | 0 | 30 | -11585185.4436 | 67645.9824 | 15130115.8776 | 0 | 0 | 0 | 17537763.1068 | 21150339.5232
2019-05-01 | 2019 |  | 47.37 | 7343.6493 | 125 | 0 | 0 | 31 | -11585185.4436 | 1218399.3111 | 15271234.3688 | 0 | 0 | 0 | 18122355.2103 | 23026803.4466
2019-06-01 | 2019 |  | 117.24 | 7440.3745 | 126 | 0 | 0 | 30 | -11585185.4436 | 3015519.0042 | 15472376.1096 | 0 | 0 | 0 | 17537763.1068 | 24440472.777
2019-07-01 | 2019 |  | 185.61 | 7525.6361 | 127 | 1 | 0 | 31 | -11585185.4436 | 4774057.3385 | 15649678.8293 | 0 | -947874.1225 | 0 | 18122355.2103 | 26013031.8121
2019-08-01 | 2019 |  | 159.64 | 7529.2185 | 128 | 0 | 0 | 31 | -11585185.4436 | 4106085.4131 | 15657128.5234 | 0 | 0 | 0 | 18122355.2103 | 26300383.7032
2019-09-01 | 2019 |  | 72.99 | 7487.4577 | 129 | 0 | 0 | 30 | -11585185.4436 | 1877368.9194 | 15570286.375 | 0 | 0 | 0 | 17537763.1068 | 23400232.9576
2019-10-01 | 2019 |  | 10.78 | 7445.697 | 130 | 0 | 0 | 31 | -11585185.4436 | 277271.3653 | 15483444.2266 | 0 | 0 | 0 | 18122355.2103 | 22297885.3586
2019-11-01 | 2019 |  | 0.05 | 7450.4053 | 131 | 0 | 0 | 30 | -11585185.4436 | 1286.0453 | 15493235.2531 | 0 | 0 | 0 | 17537763.1068 | 21447098.9616
2019-12-01 | 2019 |  | 0 | 7474.6634 | 132 | 0 | 1 | 31 | -11585185.4436 | 0 | 15543680.3246 | 0 | 0 | -1776727.9579 | 18122355.2103 | 20304122.1334
2020-01-01 | 2020 |  | 0 | 7417.8514 | 133 | 0 | 0 | 31 | -11585185.4436 | 0 | 15425538.9037 | 0 | 0 | 0 | 18122355.2103 | 21962708.6704
2020-02-01 | 2020 |  | 0 | 7369.4512 | 134 | 0 | 0 | 29 | -11585185.4436 | 0 | 15324889.8753 | 0 | 0 | 0 | 16953171.0032 | 20692875.4349
2020-03-01 | 2020 |  | 0.48 | 7324.4638 | 135 | 0 | 0 | 31 | -11585185.4436 | 12346.0348 | 15231337.8939 | 0 | 0 | 0 | 18122355.2103 | 21780853.6954
2020-04-01 | 2020 |  | 2.63 | 7351.4562 | 136 | 0 | 0 | 30 | -11585185.4436 | 67645.9824 | 15287469.0828 | 0 | 0 | 0 | 17537763.1068 | 21307692.7283
2020-05-01 | 2020 |  | 47.37 | 7420.0232 | 137 | 0 | 0 | 31 | -11585185.4436 | 1218399.3111 | 15430055.2062 | 0 | 0 | 0 | 18122355.2103 | 23185624.284
2020-06-01 | 2020 |  | 117.24 | 7517.7544 | 138 | 0 | 0 | 30 | -11585185.4436 | 3015519.0042 | 15633288.8212 | 0 | 0 | 0 | 17537763.1068 | 24601385.4885
2020-07-01 | 2020 |  | 185.61 | 7603.9027 | 139 | 1 | 0 | 31 | -11585185.4436 | 4774057.3385 | 15812435.4891 | 0 | -947874.1225 | 0 | 18122355.2103 | 26175788.4719
2020-08-01 | 2020 |  | 159.64 | 7607.5224 | 140 | 0 | 0 | 31 | -11585185.4436 | 4106085.4131 | 15819962.6601 | 0 | 0 | 0 | 18122355.2103 | 26463217.8398
2020-09-01 | 2020 |  | 72.99 | 7565.3273 | 141 | 0 | 0 | 30 | -11585185.4436 | 1877368.9194 | 15732217.3533 | 0 | 0 | 0 | 17537763.1068 | 23562163.9359
2020-10-01 | 2020 |  | 10.78 | 7523.1322 | 142 | 0 | 0 | 31 | -11585185.4436 | 277271.3653 | 15644472.0465 | 0 | 0 | 0 | 18122355.2103 | 22458913.1785
2020-11-01 | 2020 |  | 0.05 | 7527.8895 | 143 | 0 | 0 | 30 | -11585185.4436 | 1286.0453 | 15654364.8997 | 0 | 0 | 0 | 17537763.1068 | 21608228.6082
2020-12-01 | 2020 |  | 0 | 7552.3999 | 144 | 0 | 1 | 31 | -11585185.4436 | 0 | 15705334.6 | 0 | 0 | -1776727.9579 | 18122355.2103 | 20465776.4088
2574348953.0265

## Connection count
Residential |  | Percent of Prior Year | GS < 50 |  | Percent of Prior Year | GS > 50 |  | Percent of Prior Year | Intermediate |  | Percent of Prior Year | Large Use |  | Percent of Prior Year | Large Use - 3TS |  | Percent of Prior Year | Large Use - FA |  | Percent of Prior Year | Street Light | Lamps / Devices | Percent of Prior Year | Sentinel Light | Connections | Percent of Prior Year | USL | Connections | Percent of Prior Year
Year | Customers |  | Year | Customers |  | Year | Customers |  | Year | Customers |  | Year | Customers |  | Year | Connections |  | Year | Connections |  | Year |  |  | Year |  |  | Year
2009 | 76419 |  | 2009 | 6970.25 |  | 2009 | 1175.5 |  | 2009 | 3 |  | 2009 | 6 |  | 2009 | 3 |  | 2009 | 1 |  | 2009 | 23421 |  | 2009 | 668.5 |  | 2009 | 762.5
2010 | 76604.75 | 100.2% | 2010 | 6948 | 99.68% | 2010 | 1188.5 | 101.1% | 2010 | 3 | 100% | 2010 | 6 | 100% | 2010 | 3 | 100% | 2010 | 1 | 100% | 2010 | 23436.25 | 100.1% | 2010 | 666.5 | 99.7% | 2010 | 769.75 | 101%
2011 | 76747 | 100.2% | 2011 | 6929 | 99.73% | 2011 | 1195 | 100.5% | 2011 | 3 | 100% | 2011 | 6 | 100% | 2011 | 3 | 100% | 2011 | 1 | 100% | 2011 | 23411 | 99.89% | 2011 | 662 | 99.32% | 2011 | 792.75 | 103%
2012 | 77099 | 100.5% | 2012 | 6922 | 99.9% | 2012 | 1179.25 | 98.68% | 2012 | 3 | 100% | 2012 | 6 | 100% | 2012 | 2.5 | 83.33% | 2012 | 1 | 100% | 2012 | 23358 | 99.77% | 2012 | 660.5 | 99.77% | 2012 | 794 | 100.2%
2013 | 77452.25 | 100.5% | 2013 | 6945.5 | 100.3% | 2013 | 1179.25 | 100% | 2013 | 3 | 100% | 2013 | 6 | 100% | 2013 | 2 | 80% | 2013 | 1 | 100% | 2013 | 23385.5 | 100.1% | 2013 | 641.25 | 97.09% | 2013 | 789.5 | 99.43%
2014 | 77949.5 | 100.6% | 2014 | 7014 | 101% | 2014 | 1209.25 | 102.5% | 2014 | 3 | 100% | 2014 | 6 | 100% | 2014 | 2 | 100% | 2014 | 1 | 100% | 2014 | 23459.5 | 100.3% | 2014 | 631.25 | 98.44% | 2014 | 783 | 99.18%
2015 | 78320.5 | 100.5% | 2015 | 7054.5 | 100.6% | 2015 | 1228.75 | 101.6% | 2015 | 3 | 100% | 2015 | 6 | 100% | 2015 | 2 | 100% | 2015 | 1 | 100% | 2015 | 23495.25 | 100.2% | 2015 | 615.75 | 97.54% | 2015 | 780 | 99.62%
2016 | 78812 | 100.6% | 2016 | 7079.5 | 100.4% | 2016 | 1245 | 101.3% | 2016 | 3 | 100% | 2016 | 6 | 100% | 2016 | 2 | 100% | 2016 | 1 | 100% | 2016 | 23517.5 | 100.1% | 2016 | 602 | 97.77% | 2016 | 781 | 100.1%
2017 | 79324.5 | 100.7% | 2017 | 7108.75 | 100.4% | 2017 | 1251.25 | 100.5% | 2017 | 3 | 100% | 2017 | 6 | 100% | 2017 | 2 | 100% | 2017 | 1 | 100% | 2017 | 24143.5 | 102.7% | 2017 | 554.25 | 92.07% | 2017 | 769 | 98.46%
2018 | 79466 | 100.2% | 2018 | 7104 | 99.93% | 2018 | 1254.25 | 100.2% | 2018 | 3 | 100% | 2018 | 6 | 100% | 2018 | 2 | 100% | 2018 | 1 | 100% | 2018 | 24283.5 | 100.6% | 2018 | 532.75 | 96.12% | 2018 | 726.5 | 94.47%
2019 | 79811.968 | 100.4% | 2019 | 7119.0186 | 100.2% | 2019 | 1263.3194 | 100.7% | 2019 | 3 | 100% | 2019 | 6 | 100% | 2019 | 2 | 95.59% | 2019 | 1 | 100% | 2019 | 24313.5502 | 100.1% | 2019 | 519.4818 | 97.51% | 2019 | 715.8216 | 98.53%
2020 | 80159.4423 | 100.4% | 2020 | 7134.069 | 100.2% | 2020 | 1272.4544 | 100.7% | 2020 | 3 | 100% | 2020 | 5 | 100% | 2020 | 2 | 95.59% | 2020 | 1 | 100% | 2020 | 24343.6377 | 100.1% | 2020 | 506.5441 | 97.51% | 2020 | 705.3002 | 98.53%
*2017 Connection increase is due to recount of streetlights during LED conversion

## Normalized Annual Summary
Weather Normal
| Residential kWh | [6 empty] | GS<50 kW | [7 empty] | GS>50 kW | [7 empty] | Intermediate | [6 empty] | Large Use | [8 empty] | Large Use - 3TS | [6 empty] | Large Use - FA | [5 empty] | Street Light |  |  |  |  | Sentinel |  |  |  |  | USL
| Year | Actual | Cumulative Persisting CDM | Actual No CDM | Normalized No CDM | Cumulative Persisting CDM | Normalized | Year | Actual | Cumulative Persisting CDM | Actual No CDM | Normalized No CDM | Cumulative Persisting CDM | Normalized | Year | Actual | Cumulative Persisting CDM | Actual No CDM | Normalized No CDM | Lost Customer | Cumulative Persisting CDM | Normalized | Year | Actual | Cumulative Persisting CDM | Actual No CDM | Normalized No CDM | Cumulative Persisting CDM | Normalized | Year | Actual | Cumulative Persisting CDM | Actual No CDM | Normalized No CDM | Lost Customer | Cumulative Persisting CDM | Lost Customer | Normalized | Year | Actual Adjusted | Cumulative Persisting CDM | Actual No CDM | Normalized No CDM | Cumulative Persisting CDM | Normalized | Year | Actual Adjusted | Cumulative Persisting CDM | Actual No CDM | Normalized No CDM | Cumulative Persisting CDM | Normalized | Year | Actual | Lamps / Devices | Average per Connection | Normal Forecast | Year | Actual | Connections | Average per Connection | Normal Forecast | Year | Actual | Connections | Average per Connection | Normal Forecast
|  | A | B | C = A + B | D | E = B | F = D - E |  | A | B | C = A + B | D | E = B | F = D - E |  | A | B | C = A + B | D |  | E = B | F = D - E |  | A | B | C = A + B | D | E = B | F = D - E |  | A | B | C = A + B | D |  | E = B |  | F = D - E |  | A | B | C = A + B | D | E = B | F = D - E |  | A | B | C = A + B | D | E = B | F = D - E
| 2009 | 604635108.5126 | 12905395.2951 | 617540503.8078 | 643612940.0578 | 12905395.2951 | 630707544.7627 | 2009 | 220940436.2763 | 3004854.8414 | 223945291.1177 | 232546574.8536 | 3004854.8414 | 229541720.0122 | 2009 | 906614904.728 | 3326785.3266 | 909941690.0546 | 932450561.1388 |  | 3326785.3266 | 929123775.8122 | 2009 | 51306801.945 | 0 | 51306801.945 | 50129122.0978 | 0 | 50129122.0978 | 2009 | 271865804.3022 | 0 | 271865804.3022 | 292439562.2327 |  | 0 |  | 292439562.2327 | 2009 | 253823156.0712 | 0 | 253823156.0712 | 276090122.3299 | 0 | 276090122.3299 | 2009 | 50208448.7278 | 0 | 50208448.7278 | 49694947.1273 | 0 | 49694947.1273 | 2009 | 16930327.9662 | 23421 | 722.8696 |  | 2009 | 992473.3479 | 668.5 | 1484.6273 | 992473.3479 | 2009 | 4214866.8444 | 762.5 | 5527.6942 | 4214866.8444
| 2010 | 647490324.9596 | 9466437.9703 | 656956762.93 | 641777489.4712 | 9466437.9703 | 632311051.5008 | 2010 | 223232845.5297 | 6912591.4427 | 230145436.9724 | 229865836.3383 | 6912591.4427 | 222953244.8956 | 2010 | 943095058.8294 | 6845739.4114 | 949940798.2408 | 942830931.5685 |  | 6845739.4114 | 935985192.157 | 2010 | 49071887.8829 | 0 | 49071887.8829 | 49300183.4602 | 0 | 49300183.4602 | 2010 | 295089951.2561 | 0 | 295089951.2561 | 295810980.599 |  | 0 |  | 295810980.599 | 2010 | 287197655.7575 | 0 | 287197655.7575 | 276090122.3299 | 0 | 276090122.3299 | 2010 | 54756020.2974 | 0 | 54756020.2974 | 49055862.7633 | 0 | 49055862.7633 | 2010 | 16997068.5576 | 23436.25 | 725.2469 |  | 2010 | 953516.903 | 666.5 | 1430.633 | 953516.903 | 2010 | 3980559.6165 | 769.75 | 5171.2369 | 3980559.6165
| 2011 | 636991610.623 | 11272332.8489 | 648263943.4718 | 639942038.8846 | 11272332.8489 | 628669706.0357 | 2011 | 218915071.691 | 9242550.5801 | 228157622.2711 | 226906705.9791 | 9242550.5801 | 217664155.399 | 2011 | 949533128.0451 | 8227293.3485 | 954716376.4019 | 951430038.6906 |  | 8227293.3485 | 943202745.3421 | 2011 | 48794571.1505 | 0 | 48794571.1505 | 48471244.8227 | 0 | 48471244.8227 | 2011 | 320621511.3267 | 593780.2212 | 321215291.5479 | 300936016.677 |  | 593780.2212 |  | 300342236.4558 | 2011 | 265542337.9139 | 0 | 265542337.9139 | 276090122.3299 | 0 | 276090122.3299 | 2011 | 41936988.3051 | 0 | 41936988.3051 | 48416778.3992 | 0 | 48416778.3992 | 2011 | 17061700.8538 | 23411 | 728.7899 |  | 2011 | 908472.844 | 662 | 1372.3155 | 908472.844 | 2011 | 3657260.1133 | 792.75 | 4613.3839 | 3657260.1133
| 2012 | 631309635.8446 | 12864635.4358 | 644174271.2804 | 639908521.6422 | 12864635.4358 | 627043886.2064 | 2012 | 216236228.6937 | 10824912.9278 | 227061141.6215 | 226961448.1034 | 10824912.9278 | 216136535.1756 | 2012 | 941638530.0649 | 12792018.9209 | 947601280.2134 | 958330448.9535 |  | 12792018.9209 | 945538430.0326 | 2012 | 45768539.7379 | 28064.5826 | 45796604.3205 | 47790598.706 | 28064.5826 | 47762534.1234 | 2012 | 304746367.4582 | 2605829.9884 | 307352197.4465 | 303518824.3018 |  | 2605829.9884 |  | 300912994.3135 | 2012 | 280858035.0979 | 3232821.7272 | 284090856.8251 | 276090122.3299 | 3232821.7272 | 272857300.6028 | 2012 | 45336838.9316 | 27493.9115 | 45364332.8431 | 47777694.0352 | 27493.9115 | 47750200.1237 | 2012 | 17377866.279 | 23358 | 743.9792 |  | 2012 | 908923.3789 | 660.5 | 1376.1141 | 908923.3789 | 2012 | 3485917.9891 | 794 | 4390.3249 | 3485917.9891
| 2013 | 617011740.7937 | 15101481.3406 | 632113222.1342 | 636271137.7113 | 15101481.3406 | 621169656.3707 | 2013 | 217023476.4837 | 11711624.3836 | 228735100.8672 | 224374181.3629 | 11711624.3836 | 212662556.9793 | 2013 | 948224332.7811 | 20212082.1059 | 960846806.2917 | 962313880.5291 |  | 20212082.1059 | 942101798.4232 | 2013 | 45666584.4262 | 63564.2504 | 45730148.6766 | 46813367.5476 | 63564.2504 | 46749803.2972 | 2013 | 295185913.8055 | 6090078.3383 | 301275992.1438 | 307675080.7136 |  | 6090078.3383 |  | 301585002.3753 | 2013 | 265541554.2418 | 9075528.6572 | 274617082.8991 | 276090122.3299 | 9075528.6572 | 267014593.6727 | 2013 | 48126674.8124 | 54694.9469 | 48181369.7593 | 47138609.6712 | 54694.9469 | 47083914.7243 | 2013 | 17283102.4428 | 23385.5 | 739.0521 |  | 2013 | 887747.7703 | 641.25 | 1384.402 | 887747.7703 | 2013 | 3254726.4492 | 789.5 | 4122.5161 | 3254726.4492
| 2014 | 598157531.4502 | 17402895.305 | 615560426.7552 | 634435687.1247 | 17402895.305 | 617032791.8197 | 2014 | 212401261.7379 | 12126168.6225 | 224527430.3604 | 221697536.8453 | 12126168.6225 | 209571368.2227 | 2014 | 970184488.0937 | 29688916.713 | 996483234.6811 | 972035739.1964 |  | 29688916.713 | 942346822.4834 | 2014 | 47519841.5096 | 77119.3212 | 47596960.8309 | 45984428.91 | 77119.3212 | 45907309.5888 | 2014 | 304014292.3687 | 8881058.9304 | 312895351.2991 | 310118758.8275 |  | 8881058.9304 |  | 301237699.8971 | 2014 | 266219489.74 | 13403463.6468 | 279622953.3868 | 276090122.3299 | 13403463.6468 | 262686658.6831 | 2014 | 47308908.679 | 54654.6637 | 47363563.3427 | 46499525.3072 | 54654.6637 | 46444870.6435 | 2014 | 17360921.0516 | 23459.5 | 740.038 |  | 2014 | 924204.1828 | 631.25 | 1464.0858 | 924204.1828 | 2014 | 2436824.9269 | 783 | 3112.1647 | 2436824.9269
| 2015 | 593984431.476 | 17670503.5665 | 611654935.0425 | 632600236.5381 | 17670503.5665 | 614929732.9715 | 2015 | 207733154.9402 | 14136513.1406 | 221869668.0808 | 220588893.4489 | 14136513.1406 | 206452380.3083 | 2015 | 941653981.7049 | 39378471.9498 | 981032453.6548 | 981880339.9611 |  | 39378471.9498 | 942501868.0113 | 2015 | 44363940.88 | 250315.1192 | 44614255.9992 | 45155490.2725 | 250315.1192 | 44905175.1533 | 2015 | 301194469.31 | 10107708.2798 | 311302177.5898 | 311951603.156 |  | 10107708.2798 |  | 301843894.8763 | 2015 | 241052438.81 | 15576070.6485 | 256628509.4585 | 276090122.3299 | 15576070.6485 | 260514051.6815 | 2015 | 47202925.82 | 54613.5527 | 47257539.3727 | 45860440.9432 | 54613.5527 | 45805827.3905 | 2015 | 17162407.53 | 23495.25 | 730.4629 |  | 2015 | 873074.4187 | 615.75 | 1417.904 | 873074.4187 | 2015 | 2410786.2157 | 780 | 3090.7516 | 2410786.2157
| 2016 | 619568737.6866 | 21365014.0363 | 640933751.723 | 632566719.2957 | 21365014.0363 | 611201705.2593 | 2016 | 208239182.3002 | 15644268.7511 | 223883451.0513 | 220529003.6375 | 15644268.7511 | 204884734.8863 | 2016 | 954879860.938 | 48212014.9837 | 1003091875.9216 | 993182340.8069 |  | 48212014.9837 | 944970325.8232 | 2016 | 44045563.99 | 423799.599 | 44469363.589 | 44474844.1558 | 423799.599 | 44051044.5568 | 2016 | 318162193.04 | 10551815.1669 | 328714008.2069 | 315664504.7296 |  | 10551815.1669 |  | 305112689.5628 | 2016 | 264027087 | 17374995.2648 | 281402082.2648 | 276090122.3299 | 17374995.2648 | 258715127.0651 | 2016 | 44370766.85 | 54613.5527 | 44425380.4027 | 45221356.5792 | 54613.5527 | 45166743.0264 | 2016 | 14655212.35 | 23517.5 | 623.162 | 14655212.35 | 2016 | 851684.9625 | 602 | 1414.7591 | 851684.9625 | 2016 | 2415557 | 781 | 3092.9027 | 2415557
| 2017 | 583858255.15 | 31313557.0405 | 615171812.1905 | 628929335.3648 | 31313557.0405 | 597615778.3243 | 2017 | 199190042.64 | 12587931.4392 | 211777974.0792 | 216222257.8607 | 12587931.4392 | 203634326.4215 | 2017 | 935689535.97 | 57125993.1576 | 992815529.1276 | 1003824260.8581 |  | 57125993.1576 | 946698267.7005 | 2017 | 44136954.4 | 610958.7836 | 44747913.1836 | 43497612.9973 | 610958.7836 | 42886654.2138 | 2017 | 299472217.16 | 10577319.4504 | 310049536.6104 | 319916793.4041 |  | 10577319.4504 |  | 309339473.9537 | 2017 | 252589949.61 | 21850499.4314 | 274440449.0414 | 276090122.3299 | 21850499.4314 | 254239622.8985 | 2017 | 42875821.29 | 53078.5415 | 42928899.8315 | 44582272.2151 | 53078.5415 | 44529193.6737 | 2017 | 6962744.3 | 24143.5 | 288.39 | 6962744.3 | 2017 | 795950.62 | 554.25 | 1436.0859 | 795950.62 | 2017 | 2368616.32 | 769 | 3080.1253 | 2368616.32
| 2018 | 636798570.5095 | 35017205.7592 | 671815776.2687 | 627093884.7782 | 35017205.7592 | 592076679.019 | 2018 | 203075206.3242 | 10202533.0797 | 213277739.4039 | 214221182.7672 | 10202533.0797 | 204018649.6876 | 2018 | 936712309.4651 | 74791634.1404 | 1011503943.6055 | 1012660711.9507 |  | 74791634.1404 | 937869077.8103 | 2018 | 41120567.09 | 1036492.6616 | 42157059.7516 | 42668674.3598 | 1036492.6616 | 41632181.6982 | 2018 | 311285837.95 | 11678969.9144 | 322964807.8644 | 324692993.6258 |  | 10176303.13 |  | 314516690.4958 | 2018 | 254635666.93 | 26633506.4922 | 281269173.4222 | 276090122.3299 | 26633506.4922 | 249456615.8378 | 2018 | 45402739.36 | 365392.6498 | 45768132.0098 | 43943187.8511 | 365392.6498 | 43577795.2014 | 2018 | 6467781.08 | 24283.5 | 266.3447 | 6467781.08 | 2018 | 768231.7202 | 532.75 | 1442.0117 | 768231.7202 | 2018 | 2266364.23 | 726.5 | 3119.5654 | 2266364.23
| 2019 |  |  |  | 625258434.1916 | 34942853.3746 | 590315580.817 | 2019 |  |  |  | 213234348.7249 | 9691813.5047 | 203542535.2202 | 2019 |  |  |  | 1018786121.6847 |  | 72356933.9356 | 946429187.7491 | 2019 |  |  |  | 41839735.7222 | 1035458.2903 | 40804277.432 | 2019 |  |  |  | 331951902.2696 |  | 10140059.5175 |  | 321811842.7521 | 2019 |  |  |  | 276090122.3299 | 26352850.6331 | 249737271.6968 | 2019 |  |  |  | 43304103.4871 | 365392.6536 | 42938710.8336 | 2019 |  | 24313.5502 | 266.3447 | 6475784.8006 | 2019 |  | 519.4818 | 1442.0117 | 749098.8481 | 2019 |  | 715.8216 | 3119.5654 | 2233052.2918
| 2020 |  |  |  | 625224916.9492 | 33776666.1726 | 591448250.7766 | 2020 |  |  |  | 211600211.927 | 9317123.8277 | 202283088.0993 | 2020 |  |  |  | 1024520182.9783 | -3241797.8583 | 67992626.6173 | 956527556.361 | 2020 |  |  |  | 41159089.6056 | 1032122.3204 | 40126967.2852 | 2020 |  |  |  | 274265228.7447 | -61545727.3958 | 8470851.7025 | -1469214.7298 | 265794377.0423 | 2020 |  |  |  | 276090122.3299 | 26000175.2919 | 250089947.038 | 2020 |  |  |  | 42665019.1231 | 360261.2624 | 42304757.8607 | 2020 |  | 24343.6377 | 266.3447 | 6483798.4257 | 2020 |  | 506.5441 | 1442.0117 | 730442.4817 | 2020 |  | 705.3002 | 3119.5654 | 2200229.9859

## kW Forecast
| GS>50 | [5 empty] | Intermediate |  |  |  |  | Large Use |  |  |  |  | Large Use 3TS |  |  |  |  | Large Use FA |  |  |  |  | Street Light |  |  |  |  | Sentinel
| Year | kWh | kW | Ratio | Ratio Moving Average |  | Year | kWh | kW | Ratio | Ratio Moving Average | Year | kWh | kW | Ratio | Ratio Moving Average | Year | kWh | kW | Ratio | Ratio Moving Average | Year | kWh | kW | Ratio | Ratio Moving Average | Year | kWh | kW | Ratio | Ratio Moving Average | Year | kWh | kW | Ratio | Ratio Moving Average
|  | A | B | C = B / A |  | Inc'l LC |  | A | B | C = B / A |  |  | A | B | C = B / A |  |  | A | B | C = B / A |  |  | A | B | C = B / A |  |  | A | B | C = B / A |  |  | A | B | C = B / A
| 2009 | 906614904.728 | 2411400.2174 | 0.0026598 |  | 2411400.2174 | 2009 | 51306801.945 | 130057.3133 | 0.0025349 |  | 2009 | 271865804.3022 | 550085.4305 | 0.0020234 |  | 2009 | 253823156.0712 | 739222.9248 | 0.0029124 |  | 2009 | 50208448.7278 | 95070.4148 | 0.0018935 |  | 2009 | 16930327.9662 | 48739.06 | 0.0028788 |  | 2009 | 992473.3479 | 2749.4739 | 0.0027703
| 2010 | 943095058.8294 | 2412320.5319 | 0.0025579 |  | 2412320.5319 | 2010 | 49071887.8829 | 130265.6771 | 0.0026546 |  | 2010 | 295089951.2561 | 579239.6256 | 0.0019629 |  | 2010 | 287197655.7575 | 698063.1407 | 0.0024306 |  | 2010 | 54756020.2974 | 99529.3094 | 0.0018177 |  | 2010 | 16997068.5576 | 48810.08 | 0.0028717 |  | 2010 | 953516.903 | 2624.2302 | 0.0027522
Actual | 2011 | 949533128.0451 | 2424894.852 | 0.0025538 | 0.0025905 | 2435756.552 | 2011 | 48794571.1505 | 130751.7097 | 0.0026796 | 0.002623 | 2011 | 320621511.3267 | 598591.0492 | 0.001867 | 0.0019511 | 2011 | 265542337.9139 | 574891.8717 | 0.002165 | 0.0025026 | 2011 | 41936988.3051 | 77154.6135 | 0.0018398 | 0.0018503 | 2011 | 17061700.8538 | 49249.5 | 0.0028866 | 0.002879 | 2011 | 908472.844 | 2565.8749 | 0.0028244 | 0.0027823
| 2012 | 941638530.0649 | 2403905.2839 | 0.0025529 | 0.0025548 | 2427537.8839 | 2012 | 45768539.7379 | 127750.5484 | 0.0027912 | 0.0027085 | 2012 | 304746367.4582 | 566690.5948 | 0.0018595 | 0.0018965 | 2012 | 280858035.0979 | 559020.8004 | 0.0019904 | 0.0021953 | 2012 | 45336838.9316 | 81689.1619 | 0.0018018 | 0.0018198 | 2012 | 17377866.279 | 49565.56 | 0.0028522 | 0.0028702 | 2012 | 908923.3789 | 2495.6537 | 0.0027457 | 0.0027741
| 2013 | 948224332.7811 | 2533713.0355 | 0.0026721 | 0.0025929 | 2556408.0255 | 2013 | 45666584.4262 | 129021.0999 | 0.0028253 | 0.0027654 | 2013 | 295185913.8055 | 557388.8766 | 0.0018883 | 0.0018716 | 2013 | 265541554.2418 | 535816.2172 | 0.0020178 | 0.0020577 | 2013 | 48126674.8124 | 85550.8282 | 0.0017776 | 0.0018064 | 2013 | 17283102.4428 | 49480.34 | 0.0028629 | 0.0028672 | 2013 | 887747.7703 | 2438.7616 | 0.0027471 | 0.0027724
| 2014 | 970184488.0937 | 2361955.46 | 0.0024345 | 0.0025532 | 2368008.03 | 2014 | 47519841.5096 | 131071.55 | 0.0027582 | 0.0027916 | 2014 | 304014292.3687 | 557415.25 | 0.0018335 | 0.0018604 | 2014 | 266219489.74 | 524555.2 | 0.0019704 | 0.0019929 | 2014 | 47308908.679 | 86734.08 | 0.0018334 | 0.0018043 | 2014 | 17360921.0516 | 49412.19 | 0.0028462 | 0.0028538 | 2014 | 924204.1828 | 2541.5786 | 0.00275 | 0.0027476
| 2015 | 941653981.7049 | 2413020.58 | 0.0025625 | 0.0025564 | 2413020.58 | 2015 | 44363940.88 | 128585.57 | 0.0028984 | 0.0028273 | 2015 | 301194469.31 | 559320.55 | 0.001857 | 0.0018596 | 2015 | 241052438.81 | 487724.93 | 0.0020233 | 0.0020038 | 2015 | 47202925.82 | 82844.53 | 0.0017551 | 0.0017887 | 2015 | 17162407.53 | 49145.37 | 0.0028635 | 0.0028576 | 2015 | 873074.4187 | 2447.9 | 0.0028038 | 0.002767
| 2016 | 954879860.938 | 2436984.27 | 0.0025521 | 0.0025164 | 2436984.27 | 2016 | 44045563.99 | 130216.19 | 0.0029564 | 0.002871 | 2016 | 318162193.04 | 576548.01 | 0.0018121 | 0.0018342 | 2016 | 264027087 | 515986.85 | 0.0019543 | 0.0019827 | 2016 | 44370766.85 | 74821.62 | 0.0016863 | 0.0017582 | 2016 | 14655212.35 | 43202.96 | 0.002948 | 0.0028859 | 2016 | 851684.9625 | 2364.69 | 0.0027765 | 0.0027768
| 2017 | 935689535.97 | 2393115.89 | 0.0025576 | 0.0025574 | 2393115.89 | 2017 | 44136954.4 | 133091.58 | 0.0030154 | 0.0029567 | 2017 | 299472217.16 | 548063.93 | 0.0018301 | 0.0018331 | 2017 | 252589949.61 | 495653.43 | 0.0019623 | 0.00198 | 2017 | 42875821.29 | 70873.78 | 0.001653 | 0.0016981 | 2017 | 6962744.3 | 19819.26 | 0.0028465 | 0.002886 | 2017 | 795950.62 | 2229.64 | 0.0028012 | 0.0027938
| 2018 | 936712309.4651 | 2385326.37 | 0.0025465 | 0.0025521 | 2385326.37 | 2018 | 41120567.09 | 128455.82 | 0.0031239 | 0.0030319 | 2018 | 311285837.95 | 568092.82 | 0.001825 | 0.0018224 | 2018 | 254635666.93 | 494552.83 | 0.0019422 | 0.0019529 | 2018 | 45402739.36 | 73849.09 | 0.0016265 | 0.0016553 | 2018 | 6467781.08 | 18707.3 | 0.0028924 | 0.0028956 | 2018 | 768231.7202 | 2141.57 | 0.0027877 | 0.0027885
|  | kWh Normalized | kW Normalized |  | Ratio Trend |  |  | kWh Normalized | kW Normalized |  | Ratio Trend |  | kWh Normalized | kW Normalized |  | Ratio Trend |  | kWh Normalized | kW Normalized |  | Ratio Trend |  | kWh Normalized | kW Normalized |  | Ratio Trend |  | kWh Normalized | kW Normalized |  | Ratio Trend |  | kWh Normalized | kW Normalized |  | Ratio Trend
|  | D | F = D * E |  | E |  |  | D | F = D * E |  | E |  | D | F = D * E |  | E |  | D | F = D * E |  | E |  | D | F = D * E |  | E |  | D | F = D * E |  | E |  | D | F = D * E |  | E
Ratio | 2018 | 937869077.8103 | 2381358.1783 |  | 0.0025391 |  | 2018 | 41632181.6982 | 125213.0633 |  | 0.0030076 | 2018 | 314516690.4958 | 569483.1579 |  | 0.0018107 | 2018 | 249456615.8378 | 487261.339 |  | 0.0019533 | 2018 | 43577795.2014 | 72902.7353 |  | 0.0016729 | 2018 | 6467781.08 | 18728.1373 |  | 0.0028956 | 2018 | 768231.7202 | 2142.1821 |  | 0.0027885
Trend | 2019 | 946429187.7491 | 2397659.4545 |  | 0.0025334 |  | 2019 | 40804277.432 | 124887.624 |  | 0.0030607 | 2019 | 321811842.7521 | 577593.698 |  | 0.0017948 | 2019 | 249737271.6968 | 483642.972 |  | 0.0019366 | 2019 | 42938710.8336 | 70478.4888 |  | 0.0016414 | 2019 | 6475784.8006 | 18751.3129 |  | 0.0028956 | 2019 | 749098.8481 | 2088.8309 |  | 0.0027885
| 2020 | 956527556.361 | 2417750.5899 |  | 0.0025276 |  | 2020 | 40126967.2852 | 124943.2527 |  | 0.0031137 | 2020 | 265794377.0423 | 472841.524 |  | 0.001779 | 2020 | 250089947.038 | 480153.5119 |  | 0.0019199 | 2020 | 42304757.8607 | 68102.8406 |  | 0.0016098 | 2020 | 6483798.4257 | 18774.5172 |  | 0.0028956 | 2020 | 730442.4817 | 2036.8084 |  | 0.0027885
|  | kWh | kW | Ratio | [8 empty] | kWh | kW | Ratio
|  | A | B | C = B / A | [8 empty] | A | B | C = B / A
| 2009 | 929123775.8122 | 2471268.9625 | 0.0026598 | [7 empty] | 2009 | 292439562.2327 | 591713.7792 | 0.0020234
Weather | 2010 | 935985192.157 | 2394134.3722 | 0.0025579 | [7 empty] | 2010 | 295810980.599 | 580654.9525 | 0.0019629
Normal | 2011 | 943202745.3421 | 2443346.8134 | 0.0025905 | [7 empty] | 2011 | 300342236.4558 | 585994.5084 | 0.0019511
| 2012 | 945538430.0326 | 2415708.3282 | 0.0025548 | [7 empty] | 2012 | 300912994.3135 | 570675.9662 | 0.0018965
| 2013 | 942101798.4232 | 2442786.0376 | 0.0025929 | [7 empty] | 2013 | 301585002.3753 | 564444.7891 | 0.0018716
| 2014 | 942346822.4834 | 2405968.3097 | 0.0025532 | [7 empty] | 2014 | 301237699.8971 | 560435.5416 | 0.0018604
| 2015 | 942501868.0113 | 2409392.174 | 0.0025564 | [7 empty] | 2015 | 301843894.8763 | 561307.7433 | 0.0018596
| 2016 | 944970325.8232 | 2377927.7039 | 0.0025164 | [7 empty] | 2016 | 305112689.5628 | 559642.2141 | 0.0018342
| 2017 | 946698267.7005 | 2421107.4125 | 0.0025574 | [7 empty] | 2017 | 309339473.9537 | 567042.6887 | 0.0018331
| 2018 | 937869077.8103 | 2381358.1783 | 0.0025391 | [7 empty] | 2018 | 314516690.4958 | 569483.1579 | 0.0018107
| 2019 | 946429187.7491 | 2397659.4545 | 0.0025334 | [7 empty] | 2019 | 321811842.7521 | 577593.698 | 0.0017948
| 2020 | 956527556.361 | 2417750.5899 | 0.0025276 | [7 empty] | 2020 | 265794377.0423 | 472841.524 | 0.001779

## CDM Adjustments
2018-2020 Forcasted kWh Savings by Rate Class
Rate Class | 2018 |  |  | 2019 | 2020 |  |  | CDM Adjustment | LRAMVA Target
| kWh | CDM Adj Weight | Amount | kWh | kWh | CDM Adj Weight | Amount | kWh | kWh
| A | B | C = A * B | D | E | F | G = E * F | H = C + D + G | I = A + D + E
Residential | 1598200.8852 | 0.5 | 799100.4426 | 0 | 0 | 0.5 | 0 | 799100.4426 | 1598200.8852
GS < 50 | 1297396.7754 | 0.5 | 648698.3877 | 1432188.171 | 0 | 0.5 | 0 | 1946095.1631 | 2729584.9464
GS > 50 | 19941425.0947 | 0.5 | 9970712.5473 | 15981377.7912 | 0 | 0.5 | 0 | 29912137.642 | 35922802.8859
Intermediate | 248975.6009 | 0.5 | 124487.8004 | 129316.0857 | 0 | 0.5 | 0 | 373463.4013 | 378291.6866
Large Use | 1520169.664 | 0.5 | 760084.832 | 3230207.0158 | 54001577.64 | 0.5 | 27000788.82 | 29281043.316 | 58751954.3198
Large Use 3TS | 1952631.5838 | 0.5 | 976315.7919 | 3805261.4823 | 0 | 0.5 | 0 | 2928947.3757 | 5757893.0661
Large Use FA | 624543.7447 | 0.5 | 312271.8724 | 17911.4741 | 0 | 0.5 | 0 | 936815.6171 | 642455.2188
TOTAL | 27183343.3487 | 0.5 | 13591671.6744 | 24596262.02 | 33534337.9273 | 0.5 | 27000788.82 | 66177602.9578 | 105781183.0087
2018-2020 kW Forcasted Savings by Rate Class
Rate Class | 2020 Forecast kWh |  |  | 2020 Forecast kW
| Weather-Normal Forecast | CDM | % Savings | Weather-Normal Forecast | CDM
| A | B | C = B / A | D | E = C * D
GS > 50 | 956527556.361 | 29912137.642 | 3.127% | 2417750.5899 | 75606.9054
Intermediate | 40126967.2852 | 373463.4013 | 0.9307% | 124943.2527 | 1162.8522
Large Use | 265794377.0423 | 29281043.316 | 11.02% | 472841.524 | 52090.241
Large Use 3TS | 250089947.038 | 2928947.3757 | 1.171% | 480153.5119 | 5623.3543
Large Use FA | 42304757.8607 | 936815.6171 | 2.214% | 68102.8406 | 1508.1
TOTAL | 1554843605.5872 | 63432407.3521 | 4.08% | 3563791.719 | 135991.4528
| CDM Savings in 2018 persisting in 2020 |  | CDM Savings in 2019 persisting in 2020 |  | CDM Savings in 2020 persisting in 2020
| kW | kWh | kW | kWh | kW | kWh
Residential | 132.2682 | 1598200.8852 | 0 | 0 | 0 | 0
General Service <50 kW | 165.6352 | 1297396.7754 | 107.9317 | 1432188.171 | 0 | 0
General Service 50 - 4,999 kW | 2327.7204 | 19941425.0947 | 1478.1347 | 15981377.7912 | 0 | 0
General Service 3,000 - 4,999 kW | 59.3166 | 248975.6009 | 4.1028 | 129316.0857 | 0 | 0
Large use - Regular | 284.0752 | 1520169.664 | 216.0402 | 3230207.0158 | 6165.002 | 54001577.64
Large Use - 3TS | 163.9874 | 1952631.5838 | 381.4331 | 3805261.4823 | 0 | 0
Large Use - Ford Annex | 107.8903 | 624543.7447 | 0.59414 | 17911.4741 | 0 | 0
Other
| 3240.8933 | 27183343.3487 | 2188.2366 | 24596262.02 | 6165.002 | 54001577.64

## Data for App. 2 IB
Total System | [6 empty] | Residential |  |  |  |  | GS<50 kW |  |  |  | GS>50 kW | [5 empty] | Intermediate | [5 empty] | Large Use | [5 empty] | Large Use - 3TS | [5 empty] | Large Use - FA | [5 empty] | Street Light | [5 empty] | Sentinel | [5 empty] | USL
|  | kWh |  | kW |  |  |  |  | kWh |  |  |  |  | kWh |  |  |  | kWh |  | kW |  |  |  | kWh |  | kW |  |  |  | kWh |  | kW |  |  |  | kWh |  | kW |  |  |  | kWh |  | kW |  |  |  | kWh |  | kW |  |  |  | kWh |  | kW |  |  |  | kWh
Year | Customers / Connections | Actual | Weather Normalized | Actual | Weather Normalized |  | Year | Customers | Actual | Weather Normalized |  | Year | Customers | Actual | Weather Normalized | Year | Customers | Actual | Weather Normalized | Actual | Weather Normalized | Year | Customers | Actual | Weather Normalized | Actual | Weather Normalized | Year | Customers | Actual | Weather Normalized | Actual | Weather Normalized | Year | Customers | Actual | Weather Normalized | Actual | Weather Normalized | Year | Customers | Actual | Weather Normalized | Actual | Weather Normalized | Year | Connections | Actual | Weather Normalized | Actual | Weather Normalized | Year | Connections | Actual | Weather Normalized | Actual | Weather Normalized | Year | Connections | Actual | Weather Normalized
2009 | 109429.75 | 2381532328.7216 | 2459288677.7222 | 3977324.8347 | 4078821.9284 |  | 2009 | 76419 | 604635108.5126 | 630707544.7627 |  | 2009 | 6970.25 | 220940436.2763 | 229541720.0122 | 2009 | 1175.5 | 906614904.728 | 929123775.8122 | 2411400.2174 | 2471268.9625 | 2009 | 3 | 51306801.945 | 51306801.945 | 130057.3133 | 130057.3133 | 2009 | 6 | 271865804.3022 | 292439562.2327 | 550085.4305 | 591713.7792 | 2009 | 3 | 253823156.0712 | 253823156.0712 | 739222.9248 | 739222.9248 | 2009 | 1 | 50208448.7278 | 50208448.7278 | 95070.4148 | 95070.4148 | 2009 | 23421 | 16930327.9662 | 16930327.9662 | 48739.06 | 48739.06 | 2009 | 668.5 | 992473.3479 | 992473.3479 | 2749.4739 | 2749.4739 | 2009 | 762.5 | 4214866.8444 | 4214866.8444
2010 | 109626.75 | 2521864889.5896 | 2500017178.1673 | 3970852.5949 | 3954081.7622 |  | 2010 | 76604.75 | 647490324.9596 | 632311051.5008 |  | 2010 | 6948 | 223232845.5297 | 222953244.8956 | 2010 | 1188.5 | 943095058.8294 | 935985192.157 | 2412320.5319 | 2394134.3722 | 2010 | 3 | 49071887.8829 | 49071887.8829 | 130265.6771 | 130265.6771 | 2010 | 6 | 295089951.2561 | 295810980.599 | 579239.6256 | 580654.9525 | 2010 | 3 | 287197655.7575 | 287197655.7575 | 698063.1407 | 698063.1407 | 2010 | 1 | 54756020.2974 | 54756020.2974 | 99529.3094 | 99529.3094 | 2010 | 23436.25 | 16997068.5576 | 16997068.5576 | 48810.08 | 48810.08 | 2010 | 666.5 | 953516.903 | 953516.903 | 2624.2302 | 2624.2302 | 2010 | 769.75 | 3980559.6165 | 3980559.6165
2011 | 109749.75 | 2503962652.8663 | 2467780174.4131 | 3868961.1709 | 3863954.8915 |  | 2011 | 76747 | 636991610.623 | 628669706.0357 |  | 2011 | 6929 | 218915071.691 | 217664155.399 | 2011 | 1195 | 949533128.0451 | 943202745.3421 | 2435756.552 | 2443346.8134 | 2011 | 3 | 48794571.1505 | 48794571.1505 | 130751.7097 | 130751.7097 | 2011 | 6 | 320621511.3267 | 300342236.4558 | 598591.0492 | 585994.5084 | 2011 | 3 | 265542337.9139 | 265542337.9139 | 574891.8717 | 574891.8717 | 2011 | 1 | 41936988.3051 | 41936988.3051 | 77154.6135 | 77154.6135 | 2011 | 23411 | 17061700.8538 | 17061700.8538 | 49249.5 | 49249.5 | 2011 | 662 | 908472.844 | 908472.844 | 2565.8749 | 2565.8749 | 2011 | 792.75 | 3657260.1133 | 3657260.1133
2012 | 110025.25 | 2487666883.4758 | 2483367967.1423 | 3814750.2032 | 3806906.0189 |  | 2012 | 77099 | 631309635.8446 | 627043886.2064 |  | 2012 | 6922 | 216236228.6937 | 216136535.1756 | 2012 | 1179.25 | 941638530.0649 | 945538430.0326 | 2427537.8839 | 2415708.3282 | 2012 | 3 | 45768539.7379 | 45768539.7379 | 127750.5484 | 127750.5484 | 2012 | 6 | 304746367.4582 | 300912994.3135 | 566690.5948 | 570675.9662 | 2012 | 2.5 | 280858035.0979 | 280858035.0979 | 559020.8004 | 559020.8004 | 2012 | 1 | 45336838.9316 | 45336838.9316 | 81689.1619 | 81689.1619 | 2012 | 23358 | 17377866.279 | 17377866.279 | 49565.56 | 49565.56 | 2012 | 660.5 | 908923.3789 | 908923.3789 | 2495.6537 | 2495.6537 | 2012 | 794 | 3485917.9891 | 3485917.9891
2013 | 110405.25 | 2458205854.0067 | 2458279404.2913 | 3916104.1489 | 3809538.0736 |  | 2013 | 77452.25 | 617011740.7937 | 621169656.3707 |  | 2013 | 6945.5 | 217023476.4837 | 212662556.9793 | 2013 | 1179.25 | 948224332.7811 | 942101798.4232 | 2556408.0255 | 2442786.0376 | 2013 | 3 | 45666584.4262 | 45666584.4262 | 129021.0999 | 129021.0999 | 2013 | 6 | 295185913.8055 | 301585002.3753 | 557388.8766 | 564444.7891 | 2013 | 2 | 265541554.2418 | 265541554.2418 | 535816.2172 | 535816.2172 | 2013 | 1 | 48126674.8124 | 48126674.8124 | 85550.8282 | 85550.8282 | 2013 | 23385.5 | 17283102.4428 | 17283102.4428 | 49480.34 | 49480.34 | 2013 | 641.25 | 887747.7703 | 887747.7703 | 2438.7616 | 2438.7616 | 2013 | 789.5 | 3254726.4492 | 3254726.4492
2014 | 111058.5 | 2466527763.7404 | 2451958872.5128 | 3719737.8786 | 3760718.4498 |  | 2014 | 77949.5 | 598157531.4502 | 617032791.8197 |  | 2014 | 7014 | 212401261.7379 | 209571368.2227 | 2014 | 1209.25 | 970184488.0937 | 942346822.4834 | 2368008.03 | 2405968.3097 | 2014 | 3 | 47519841.5096 | 47519841.5096 | 131071.55 | 131071.55 | 2014 | 6 | 304014292.3687 | 301237699.8971 | 557415.25 | 560435.5416 | 2014 | 2 | 266219489.74 | 266219489.74 | 524555.2 | 524555.2 | 2014 | 1 | 47308908.679 | 47308908.679 | 86734.08 | 86734.08 | 2014 | 23459.5 | 17360921.0516 | 17360921.0516 | 49412.19 | 49412.19 | 2014 | 631.25 | 924204.1828 | 924204.1828 | 2541.5786 | 2541.5786 | 2014 | 783 | 2436824.9269 | 2436824.9269
2015 | 111506.75 | 2397631611.1056 | 2418793449.8418 | 3723089.43 | 3721448.2173 |  | 2015 | 78320.5 | 593984431.476 | 614929732.9715 |  | 2015 | 7054.5 | 207733154.9402 | 206452380.3083 | 2015 | 1228.75 | 941653981.7049 | 942501868.0113 | 2413020.58 | 2409392.174 | 2015 | 3 | 44363940.88 | 44363940.88 | 128585.57 | 128585.57 | 2015 | 6 | 301194469.31 | 301843894.8763 | 559320.55 | 561307.7433 | 2015 | 2 | 241052438.81 | 241052438.81 | 487724.93 | 487724.93 | 2015 | 1 | 47202925.82 | 47202925.82 | 82844.53 | 82844.53 | 2015 | 23495.25 | 17162407.53 | 17162407.53 | 49145.37 | 49145.37 | 2015 | 615.75 | 873074.4187 | 873074.4187 | 2447.9 | 2447.9 | 2015 | 780 | 2410786.2157 | 2410786.2157
2016 | 112049 | 2471215846.1173 | 2436535327.6842 | 3780124.59 | 3704162.228 |  | 2016 | 78812 | 619568737.6866 | 611201705.2593 |  | 2016 | 7079.5 | 208239182.3002 | 204884734.8863 | 2016 | 1245 | 954879860.938 | 944970325.8232 | 2436984.27 | 2377927.7039 | 2016 | 3 | 44045563.99 | 44045563.99 | 130216.19 | 130216.19 | 2016 | 6 | 318162193.04 | 305112689.5628 | 576548.01 | 559642.2141 | 2016 | 2 | 264027087 | 264027087 | 515986.85 | 515986.85 | 2016 | 1 | 44370766.85 | 44370766.85 | 74821.62 | 74821.62 | 2016 | 23517.5 | 14655212.35 | 14655212.35 | 43202.96 | 43202.96 | 2016 | 602 | 851684.9625 | 851684.9625 | 2364.69 | 2364.69 | 2016 | 781 | 2415557 | 2415557
2017 | 113163.25 | 2367940087.46 | 2407017882.9399 | 3662847.51 | 3709817.7912 |  | 2017 | 79324.5 | 583858255.15 | 597615778.3243 |  | 2017 | 7108.75 | 199190042.64 | 203634326.4215 | 2017 | 1251.25 | 935689535.97 | 946698267.7005 | 2393115.89 | 2421107.4125 | 2017 | 3 | 44136954.4 | 44136954.4 | 133091.58 | 133091.58 | 2017 | 6 | 299472217.16 | 309339473.9537 | 548063.93 | 567042.6887 | 2017 | 2 | 252589949.61 | 252589949.61 | 495653.43 | 495653.43 | 2017 | 1 | 42875821.29 | 42875821.29 | 70873.78 | 70873.78 | 2017 | 24143.5 | 6962744.3 | 6962744.3 | 19819.26 | 19819.26 | 2017 | 554.25 | 795950.62 | 795950.62 | 2229.64 | 2229.64 | 2017 | 769 | 2368616.32 | 2368616.32
2018 | 113379 | 2438533274.659 | 2399142447.4228 | 3671125.8 | 3668547.9462 |  | 2018 | 79466 | 636798570.5095 | 592076679.019 |  | 2018 | 7104 | 203075206.3242 | 204018649.6876 | 2018 | 1254.25 | 936712309.4651 | 937869077.8103 | 2385326.37 | 2381358.1783 | 2018 | 3 | 41120567.09 | 41120567.09 | 128455.82 | 128455.82 | 2018 | 6 | 311285837.95 | 314516690.4958 | 568092.82 | 569483.1579 | 2018 | 2 | 254635666.93 | 254635666.93 | 494552.83 | 494552.83 | 2018 | 1 | 45402739.36 | 45402739.36 | 73849.09 | 73849.09 | 2018 | 24283.5 | 6467781.08 | 6467781.08 | 18707.3 | 18707.3 | 2018 | 532.75 | 768231.7202 | 768231.7202 | 2141.57 | 2141.57 | 2018 | 726.5 | 2266364.23 | 2266364.23
2019 | 113755.1597 |  | 2378653099.5352 |  | 3618843.7336 |  | 2019 | 79811.968 |  | 589516480.3744 |  | 2019 | 7119.0186 |  | 202245138.4449 | 2019 | 1263.3194 |  | 926487762.6544 |  | 2352259.6239 | 2019 | 3 |  | 40555301.8311 |  | 124298.681 | 2019 | 6 |  | 320291673.0881 |  | 573368.2976 | 2019 | 2 |  | 247784640.113 |  | 478115.6155 | 2019 | 1 |  | 42314167.0888 |  | 69961.3717 | 2019 | 24313.5502 |  | 6475784.8006 |  | 18751.3129 | 2019 | 519.4818 |  | 749098.8481 |  | 2088.8309 | 2019 | 715.8216 |  | 2233052.2918
2020 | 114132.4476 |  | 2291811812.3984 |  | 3448611.5919 |  | 2020 | 80159.4423 |  | 590649150.3339 |  | 2020 | 7134.069 |  | 200336992.9362 | 2020 | 1272.4544 |  | 926615418.7189 |  | 2342143.6845 | 2020 | 3 |  | 39753503.8838 |  | 123780.4005 | 2020 | 5 |  | 236513333.7263 |  | 420751.283 | 2020 | 2 |  | 247160999.6624 |  | 474530.1577 | 2020 | 1 |  | 41367942.2436 |  | 66594.7406 | 2020 | 24343.6377 |  | 6483798.4257 |  | 18774.5172 | 2020 | 506.5441 |  | 730442.4817 |  | 2036.8084 | 2020 | 705.3002 |  | 2200229.9859
[23 empty] | *Not Weather-Sensitive | [11 empty] | *Not Weather-Sensitive | [6 empty] | *Not Weather-Sensitive |  |  |  |  | *Not Weather-Sensitive | [5 empty] | *Not Weather-Sensitive | [5 empty] | *Not Weather-Sensitive
*Weather normalized figures in 2019-2020 include CDM
3-Staff-81
|  | kWh | Total System | Residential | GS<50 kW | GS>50 kW | Intermediate |  | kWh | Large Use | Large Use - 3TS | Large Use - FA | Street Light | Sentinel | USL
|  | 2009 | 2459288677.7222 | 630707544.7627 | 229541720.0122 | 929123775.8122 | 51306801.945 |  | 2009 | 292439562.2327 | 253823156.0712 | 50208448.7278 | 16930327.9662 | 992473.3479 | 4214866.8444
|  | 2010 | 2500017178.1673 | 632311051.5008 | 222953244.8956 | 935985192.157 | 49071887.8829 |  | 2010 | 295810980.599 | 287197655.7575 | 54756020.2974 | 16997068.5576 | 953516.903 | 3980559.6165
|  | 2011 | 2467780174.4131 | 628669706.0357 | 217664155.399 | 943202745.3421 | 48794571.1505 |  | 2011 | 300342236.4558 | 265542337.9139 | 41936988.3051 | 17061700.8538 | 908472.844 | 3657260.1133
|  | 2012 | 2483367967.1423 | 627043886.2064 | 216136535.1756 | 945538430.0326 | 45768539.7379 |  | 2012 | 300912994.3135 | 280858035.0979 | 45336838.9316 | 17377866.279 | 908923.3789 | 3485917.9891
|  | 2013 | 2458279404.2913 | 621169656.3707 | 212662556.9793 | 942101798.4232 | 45666584.4262 |  | 2013 | 301585002.3753 | 265541554.2418 | 48126674.8124 | 17283102.4428 | 887747.7703 | 3254726.4492
|  | 2014 | 2451958872.5128 | 617032791.8197 | 209571368.2227 | 942346822.4834 | 47519841.5096 |  | 2014 | 301237699.8971 | 266219489.74 | 47308908.679 | 17360921.0516 | 924204.1828 | 2436824.9269
|  | 2015 | 2418793449.8418 | 614929732.9715 | 206452380.3083 | 942501868.0113 | 44363940.88 |  | 2015 | 301843894.8763 | 241052438.81 | 47202925.82 | 17162407.53 | 873074.4187 | 2410786.2157
|  | 2016 | 2436535327.6842 | 611201705.2593 | 204884734.8863 | 944970325.8232 | 44045563.99 |  | 2016 | 305112689.5628 | 264027087 | 44370766.85 | 14655212.35 | 851684.9625 | 2415557
|  | 2017 | 2407017882.9399 | 597615778.3243 | 203634326.4215 | 946698267.7005 | 44136954.4 |  | 2017 | 309339473.9537 | 252589949.61 | 42875821.29 | 6962744.3 | 795950.62 | 2368616.32
|  | 2018 | 2399142447.4228 | 592076679.019 | 204018649.6876 | 937869077.8103 | 41120567.09 |  | 2018 | 314516690.4958 | 254635666.93 | 45402739.36 | 6467781.08 | 768231.7202 | 2266364.23
|  | 2019 | 2396866106.2844 | 593531015.9347 | 197889089.9731 | 946177057.4177 | 41291133.4106 |  | 2019 | 313073863.1833 | 251229024.502 | 43280137.0558 | 8297409.5904 | 774384.9898 | 1944394.138
|  | 2020 | 2387680730.6027 | 589337258.1859 | 195327254.1586 | 947117694.5755 | 40473647.0887 |  | 2020 | 315081955.3591 | 249174913.2804 | 42698715.3328 | 7544256.8624 | 755963.5672 | 1800486.2468
|  | kW | Total System | GS>50 kW | Intermediate | Large Use | Large Use - 3TS | Large Use - FA | Street Light | Sentinel
|  | 2009 | 4078821.9284 | 2471268.9625 | 130057.3133 | 591713.7792 | 739222.9248 | 95070.4148 | 48739.06 | 2749.4739
|  | 2010 | 3954081.7622 | 2394134.3722 | 130265.6771 | 580654.9525 | 698063.1407 | 99529.3094 | 48810.08 | 2624.2302
|  | 2011 | 3863954.8915 | 2443346.8134 | 130751.7097 | 585994.5084 | 574891.8717 | 77154.6135 | 49249.5 | 2565.8749
|  | 2012 | 3806906.0189 | 2415708.3282 | 127750.5484 | 570675.9662 | 559020.8004 | 81689.1619 | 49565.56 | 2495.6537
|  | 2013 | 3809538.0736 | 2442786.0376 | 129021.0999 | 564444.7891 | 535816.2172 | 85550.8282 | 49480.34 | 2438.7616
|  | 2014 | 3760718.4498 | 2405968.3097 | 131071.55 | 560435.5416 | 524555.2 | 86734.08 | 49412.19 | 2541.5786
|  | 2015 | 3721448.2173 | 2409392.174 | 128585.57 | 561307.7433 | 487724.93 | 82844.53 | 49145.37 | 2447.9
|  | 2016 | 3704162.228 | 2377927.7039 | 130216.19 | 559642.2141 | 515986.85 | 74821.62 | 43202.96 | 2364.69
|  | 2017 | 3709817.7912 | 2421107.4125 | 133091.58 | 567042.6887 | 495653.43 | 70873.78 | 19819.26 | 2229.64
|  | 2018 | 3668547.9462 | 2381358.1783 | 128455.82 | 569483.1579 | 494552.83 | 73849.09 | 18707.3 | 2141.57
|  | 2019 | 3597112.559 | 2383035.8813 | 130150.311 | 556059.3309 | 441309.0505 | 70302.9425 | 23926.0102 | 2160.8713
|  | 2020 | 3560400.2582 | 2377066.1181 | 130192.5263 | 553378.0345 | 423015.377 | 68308.8091 | 21766.3773 | 2111.4903
|  | 2009 | 21.6231 | 20.2624 | 19.2516 | 20.6498 | 17.7533 | 19.4938 | 19.3521 | 17.7317 | 16.6446 | 13.808 | 15.2541
|  | 2010 | 21.6396 | 20.2649 | 19.2225 | 20.6571 | 17.7088 | 19.5052 | 19.4757 | 17.8184 | 16.6486 | 13.7679 | 15.1969
|  | 2011 | 21.6266 | 20.2591 | 19.1985 | 20.6648 | 17.7031 | 19.5204 | 19.3973 | 17.5517 | 16.6523 | 13.7195 | 15.1122
|  | 2012 | 21.6329 | 20.2565 | 19.1914 | 20.6673 | 17.6391 | 19.5223 | 19.4534 | 17.6296 | 16.6707 | 13.72 | 15.0642
|  | 2013 | 21.6227 | 20.2471 | 19.1752 | 20.6636 | 17.6369 | 19.5246 | 19.3973 | 17.6893 | 16.6652 | 13.6964 | 14.9956
|  | 2014 | 21.6202 | 20.2404 | 19.1606 | 20.6639 | 17.6767 | 19.5234 | 19.3998 | 17.6722 | 16.6697 | 13.7367 | 14.7062
|  | 2015 | 21.6065 | 20.237 | 19.1456 | 20.664 | 17.6079 | 19.5254 | 19.3005 | 17.67 | 16.6582 | 13.6798 | 14.6955
|  | 2016 | 21.6138 | 20.2309 | 19.138 | 20.6667 | 17.6007 | 19.5362 | 19.3916 | 17.6081 | 16.5003 | 13.655 | 14.6974
|  | 2017 | 21.6017 | 20.2085 | 19.1318 | 20.6685 | 17.6028 | 19.5499 | 19.3473 | 17.5738 | 15.7561 | 13.5873 | 14.6778
|  | 2018 | 21.5984 | 20.1991 | 19.1337 | 20.6591 | 17.532 | 19.5665 | 19.3553 | 17.6311 | 15.6823 | 13.5518 | 14.6337
|  | 2019 | 21.5974 | 20.2016 | 19.1032 | 20.6679 | 17.5362 | 19.5619 | 19.3419 | 17.5832 | 15.9315 | 13.5598 | 14.4805
|  | 2020 | 21.5936 | 20.1945 | 19.0902 | 20.6689 | 17.5162 | 19.5683 | 19.3337 | 17.5697 | 15.8363 | 13.5357 | 14.4036
|  | 2009 | 15.2213 | 14.7202 | 11.7757 | 13.2908 | 13.5134 | 11.4624 | 10.7942 | 7.9192
|  | 2010 | 15.1903 | 14.6885 | 11.7773 | 13.2719 | 13.4561 | 11.5082 | 10.7957 | 7.8725
|  | 2011 | 15.1672 | 14.7089 | 11.7811 | 13.2811 | 13.2619 | 11.2536 | 10.8047 | 7.8501
|  | 2012 | 15.1523 | 14.6975 | 11.7578 | 13.2546 | 13.2339 | 11.3107 | 10.8111 | 7.8223
|  | 2013 | 15.153 | 14.7086 | 11.7677 | 13.2436 | 13.1915 | 11.3569 | 10.8093 | 7.7992
|  | 2014 | 15.1401 | 14.6935 | 11.7835 | 13.2365 | 13.1703 | 11.3706 | 10.808 | 7.8405
|  | 2015 | 15.1296 | 14.6949 | 11.7643 | 13.238 | 13.0975 | 11.3247 | 10.8025 | 7.803
|  | 2016 | 15.125 | 14.6817 | 11.777 | 13.2351 | 13.1538 | 11.2229 | 10.6737 | 7.7684
|  | 2017 | 15.1265 | 14.6997 | 11.7988 | 13.2482 | 13.1136 | 11.1687 | 9.8944 | 7.7096
|  | 2018 | 15.1153 | 14.6832 | 11.7633 | 13.2525 | 13.1114 | 11.2098 | 9.8367 | 7.6693
|  | 2019 | 15.0956 | 14.6839 | 11.7764 | 13.2286 | 12.9975 | 11.1606 | 10.0827 | 7.6783
|  | 2020 | 15.0854 | 14.6814 | 11.7768 | 13.2238 | 12.9552 | 11.1318 | 9.9881 | 7.6551

## Summary Tables
Normal Forecast
kWh | 2012 Actual | 2013 Actual | 2014 Actual | 2015 Actual | 2016 Actual | 2017 Actual | 2018 Actual | 2018 Normalized | 2019 Forecast | 2020 Forecast
Residential | 631309635.8446 | 617011740.7937 | 598157531.4502 | 593984431.476 | 619568737.6866 | 583858255.15 | 636798570.5095 | 592076679.019 | 590315580.817 | 591448250.7766
GS < 50 | 216236228.6937 | 217023476.4837 | 212401261.7379 | 207733154.9402 | 208239182.3002 | 199190042.64 | 203075206.3242 | 204018649.6876 | 203542535.2202 | 202283088.0993
GS > 50 | 941638530.0649 | 948224332.7811 | 970184488.0937 | 941653981.7049 | 954879860.938 | 935689535.97 | 936712309.4651 | 937869077.8103 | 946429187.7491 | 956527556.361
Intermediate | 45768539.7379 | 45666584.4262 | 47519841.5096 | 44363940.88 | 44045563.99 | 44136954.4 | 41120567.09 | 41632181.6982 | 40804277.432 | 40126967.2852
Large User | 304746367.4582 | 295185913.8055 | 304014292.3687 | 301194469.31 | 318162193.04 | 299472217.16 | 311285837.95 | 314516690.4958 | 321811842.7521 | 265794377.0423
Large Use 3TS | 280858035.0979 | 265541554.2418 | 266219489.74 | 241052438.81 | 264027087 | 252589949.61 | 254635666.93 | 249456615.8378 | 249737271.6968 | 250089947.038
Large Use FA | 45336838.9316 | 48126674.8124 | 47308908.679 | 47202925.82 | 44370766.85 | 42875821.29 | 45402739.36 | 43577795.2014 | 42938710.8336 | 42304757.8607
Street Light | 17377866.279 | 17283102.4428 | 17360921.0516 | 17162407.53 | 14655212.35 | 6962744.3 | 6467781.08 | 6467781.08 | 6475784.8006 | 6483798.4257
Sentinel Light | 908923.3789 | 887747.7703 | 924204.1828 | 873074.4187 | 851684.9625 | 795950.62 | 768231.7202 | 768231.7202 | 749098.8481 | 730442.4817
USL | 3485917.9891 | 3254726.4492 | 2436824.9269 | 2410786.2157 | 2415557 | 2368616.32 | 2266364.23 | 2266364.23 | 2233052.2918 | 2200229.9859
Total | 2487666883.4758 | 2458205854.0067 | 2466527763.7404 | 2397631611.1056 | 2471215846.1173 | 2367940087.46 | 2438533274.659 | 2392650066.7801 | 2405037342.4413 | 2357989415.3563
CDM Adjusted
kWh | 2020 Weather Normal Forecast | CDM Adjustment | 2020 CDM Adjusted Forecast
Residential | 591448250.7766 | 799100.4426 | 590649150.3339
GS < 50 | 202283088.0993 | 1946095.1631 | 200336992.9362
GS > 50 | 956527556.361 | 29912137.642 | 926615418.7189
Intermediate | 40126967.2852 | 373463.4013 | 39753503.8838
Large User | 265794377.0423 | 29281043.316 | 236513333.7263
Large Use 3TS | 250089947.038 | 2928947.3757 | 247160999.6624
Large Use FA | 42304757.8607 | 936815.6171 | 41367942.2436
Street Light | 6483798.4257 | 0 | 6483798.4257
Sentinel Light | 730442.4817 | 0 | 730442.4817
USL | 2200229.9859 | 0 | 2200229.9859
Total | 2357989415.3563 | 66177602.9578 | 2291811812.3984
Normal Forecast
kW | 2012 Actual | 2013 Actual | 2014 Actual | 2015 Actual | 2016 Actual | 2017 Actual | 2018 Actual | 2018 Normalized | 2019 Forecast | 2020 Forecast
GS > 50 | 2427537.8839 | 2556408.0255 | 2368008.03 | 2413020.58 | 2436984.27 | 2393115.89 | 2385326.37 | 2381358.1783 | 2397659.4545 | 2417750.5899
Intermediate | 127750.5484 | 129021.0999 | 131071.55 | 128585.57 | 130216.19 | 133091.58 | 128455.82 | 125213.0633 | 124887.624 | 124943.2527
Large User | 566690.5948 | 557388.8766 | 557415.25 | 559320.55 | 576548.01 | 548063.93 | 568092.82 | 569483.1579 | 577593.698 | 472841.524
Large Use 3TS | 559020.8004 | 535816.2172 | 524555.2 | 487724.93 | 515986.85 | 495653.43 | 494552.83 | 487261.339 | 483642.972 | 480153.5119
Large Use FA | 81689.1619 | 85550.8282 | 86734.08 | 82844.53 | 74821.62 | 70873.78 | 73849.09 | 72902.7353 | 70478.4888 | 68102.8406
Street Light | 49565.56 | 49480.34 | 49412.19 | 49145.37 | 43202.96 | 19819.26 | 18707.3 | 18728.1373 | 18751.3129 | 18774.5172
Sentinel Light | 2495.6537 | 2438.7616 | 2541.5786 | 2447.9 | 2364.69 | 2229.64 | 2141.57 | 2142.1821 | 2088.8309 | 2036.8084
Total | 3814750.2032 | 3916104.1489 | 3719737.8786 | 3723089.43 | 3780124.59 | 3662847.51 | 3671125.8 | 3657088.7932 | 3675102.381 | 3584603.0447
CDM Adjusted
kW | 2020 Weather Normal Forecast | CDM Adjustment | 2020 CDM Adjusted Forecast
GS > 50 | 2417750.5899 | 75606.9054 | 2342143.6845
Intermediate | 124943.2527 | 1162.8522 | 123780.4005
Large User | 472841.524 | 52090.241 | 420751.283
Large Use 3TS | 480153.5119 | 5623.3543 | 474530.1577
Large Use FA | 68102.8406 | 1508.1 | 66594.7406
Street Light | 18774.5172 | 0 | 18774.5172
Sentinel Light | 2036.8084 | 0 | 2036.8084
Total | 3584603.0447 | 135991.4528 | 3448611.5919
Customers / Connections
kW | 2012 Actual | 2013 Actual | 2014 Actual | 2015 Actual | 2016 Actual | 2017 Actual | 2018 Actual | 2019 Forecast | 2020 Forecast
Residential | 77099 | 77452.25 | 77949.5 | 78320.5 | 78812 | 79324.5 | 79466 | 79811.968 | 80159.4423
GS < 50 | 6922 | 6945.5 | 7014 | 7054.5 | 7079.5 | 7108.75 | 7104 | 7119.0186 | 7134.069
GS > 50 | 1179.25 | 1179.25 | 1209.25 | 1228.75 | 1245 | 1251.25 | 1254.25 | 1263.3194 | 1272.4544
Intermediate | 3 | 3 | 3 | 3 | 3 | 3 | 3 | 3 | 3
Large User | 6 | 6 | 6 | 6 | 6 | 6 | 6 | 6 | 5
Large Use 3TS | 2.5 | 2 | 2 | 2 | 2 | 2 | 2 | 2 | 2
Large Use FA | 1 | 1 | 1 | 1 | 1 | 1 | 1 | 1 | 1
Street Light | 23358 | 23385.5 | 23459.5 | 23495.25 | 23517.5 | 24143.5 | 24283.5 | 24313.5502 | 24343.6377
Sentinel Light | 660.5 | 641.25 | 631.25 | 615.75 | 602 | 554.25 | 532.75 | 519.4818 | 506.5441
USL | 794 | 789.5 | 783 | 780 | 781 | 769 | 726.5 | 715.8216 | 705.3002
Total | 110025.25 | 110405.25 | 111058.5 | 111506.75 | 112049 | 113163.25 | 113379 | 113755.1597 | 114132.4476
Lost Customer
2020 | kWh | kW | kWh CDM* | kW CDM*
GS > 50 | -3241797.8583 | -8194.0752 | 0 | 0
Large User | -61545727.3958 | -109488.3039 | -1469214.7298 | -2613.6961
Total | -64787525.2541 | -117682.3791 | -1469214.7298 | -2613.6961
*Loss in persisting CDM. No incremental CDM that requires revision to CDM adjustment.

## Res NM 20yr Trend
Date | Year | Residential_NO_CDM | HDD | CDD | Spring | Fall | Month Days | Sept | Trend | const | HDD | CDD | Spring | Fall | Month Days | Sept | Trend | Normalized
2009-01-01 | 2009 | 59871639.47 | 665.1488 | 0 | 0 | 0 | 31 | 0 | 1 | -14695221.8516 | 16058123.7655 | 0 | 0 | 0 | 55859933.6715 | 0 | -12746.1846 | 57210089.4008
2009-02-01 | 2009 | 50314490.0877 | 611.1755 | 0 | 0 | 0 | 28 | 0 | 2 | -14695221.8516 | 14755091.9204 | 0 | 0 | 0 | 50454133.6388 | 0 | -25492.3693 | 50488511.3383
2009-03-01 | 2009 | 49701259.0779 | 458.4644 | 0.45218 | 1 | 0 | 31 | 0 | 3 | -14695221.8516 | 11068316.5673 | 78769.7847 | -4177006.7226 | 0 | 55859933.6715 | 0 | -38238.5539 | 48096552.8954
2009-04-01 | 2009 | 43094637.6231 | 254.2905 | 0.50947 | 1 | 0 | 30 | 0 | 4 | -14695221.8516 | 6139120.6937 | 88750.2596 | -4177006.7226 | 0 | 54058000.3273 | 0 | -50984.7385 | 41362657.9678
2009-05-01 | 2009 | 41837246.1659 | 102.6415 | 56.0628 | 1 | 0 | 31 | 0 | 5 | -14695221.8516 | 2477986.8479 | 9766130.4355 | -4177006.7226 | 0 | 55859933.6715 | 0 | -63730.9231 | 49168091.4576
2009-06-01 | 2009 | 50342302.3869 | 0.39669 | 116.8932 | 0 | 0 | 30 | 0 | 6 | -14695221.8516 | 9576.9923 | 20362775.2176 | 0 | 0 | 54058000.3273 | 0 | -76477.1078 | 59658653.5778
2009-07-01 | 2009 | 60810554.498 | 0.58105 | 186.9653 | 0 | 0 | 31 | 0 | 7 | -14695221.8516 | 14027.8613 | 32569328.229 | 0 | 0 | 55859933.6715 | 0 | -89223.2924 | 73658844.6177
2009-08-01 | 2009 | 64587027.7458 | 1.6661 | 167.4344 | 0 | 0 | 31 | 0 | 8 | -14695221.8516 | 40223.0045 | 29167060.3071 | 0 | 0 | 55859933.6715 | 0 | -101969.477 | 70270025.6544
2009-09-01 | 2009 | 49270432.9538 | 30.4108 | 83.0035 | 0 | 1 | 30 | 1 | 9 | -14695221.8516 | 734182.8281 | 14459206.4427 | 0 | -2399238.6351 | 54058000.3273 | 2497427.9462 | -114715.6617 | 54539641.3958
2009-10-01 | 2009 | 45083293.9601 | 158.9368 | 16.9161 | 0 | 1 | 31 | 0 | 10 | -14695221.8516 | 3837075.6823 | 2946781.0523 | 0 | -2399238.6351 | 55859933.6715 | 0 | -127461.8463 | 45421868.0731
2009-11-01 | 2009 | 46033170.6458 | 375.9253 | 0.081203 | 0 | 1 | 30 | 0 | 11 | -14695221.8516 | 9075646.8884 | 14145.555 | 0 | -2399238.6351 | 54058000.3273 | 0 | -140208.0309 | 45913124.253
2009-12-01 | 2009 | 56594449.1928 | 548.7612 | 0 | 0 | 0 | 31 | 0 | 12 | -14695221.8516 | 13248276.7096 | 0 | 0 | 0 | 55859933.6715 | 0 | -152954.2156 | 54260034.3139
2010-01-01 | 2010 | 57230062.2354 | 665.1488 | 0 | 0 | 0 | 31 | 0 | 13 | -14695221.8516 | 16058123.7655 | 0 | 0 | 0 | 55859933.6715 | 0 | -165700.4002 | 57057135.1852
2010-02-01 | 2010 | 48541585.3147 | 611.1755 | 0 | 0 | 0 | 28 | 0 | 14 | -14695221.8516 | 14755091.9204 | 0 | 0 | 0 | 50454133.6388 | 0 | -178446.5848 | 50335557.1227
2010-03-01 | 2010 | 46701990.4688 | 458.4644 | 0.45218 | 1 | 0 | 31 | 0 | 15 | -14695221.8516 | 11068316.5673 | 78769.7847 | -4177006.7226 | 0 | 55859933.6715 | 0 | -191192.7694 | 47943598.6798
2010-04-01 | 2010 | 40737141.6748 | 254.2905 | 0.50947 | 1 | 0 | 30 | 0 | 16 | -14695221.8516 | 6139120.6937 | 88750.2596 | -4177006.7226 | 0 | 54058000.3273 | 0 | -203938.9541 | 41209703.7523
2010-05-01 | 2010 | 48242779.2361 | 102.6415 | 56.0628 | 1 | 0 | 31 | 0 | 17 | -14695221.8516 | 2477986.8479 | 9766130.4355 | -4177006.7226 | 0 | 55859933.6715 | 0 | -216685.1387 | 49015137.242
2010-06-01 | 2010 | 65023461.8953 | 0.39669 | 116.8932 | 0 | 0 | 30 | 0 | 18 | -14695221.8516 | 9576.9923 | 20362775.2176 | 0 | 0 | 54058000.3273 | 0 | -229431.3233 | 59505699.3622
2010-07-01 | 2010 | 81296181.7597 | 0.58105 | 186.9653 | 0 | 0 | 31 | 0 | 19 | -14695221.8516 | 14027.8613 | 32569328.229 | 0 | 0 | 55859933.6715 | 0 | -242177.508 | 73505890.4022
2010-08-01 | 2010 | 75078483.5391 | 1.6661 | 167.4344 | 0 | 0 | 31 | 0 | 20 | -14695221.8516 | 40223.0045 | 29167060.3071 | 0 | 0 | 55859933.6715 | 0 | -254923.6926 | 70117071.4389
2010-09-01 | 2010 | 49993208.9715 | 30.4108 | 83.0035 | 0 | 1 | 30 | 1 | 21 | -14695221.8516 | 734182.8281 | 14459206.4427 | 0 | -2399238.6351 | 54058000.3273 | 2497427.9462 | -267669.8772 | 54386687.1803
2010-10-01 | 2010 | 42337839.4795 | 158.9368 | 16.9161 | 0 | 1 | 31 | 0 | 22 | -14695221.8516 | 3837075.6823 | 2946781.0523 | 0 | -2399238.6351 | 55859933.6715 | 0 | -280416.0618 | 45268913.8575
2010-11-01 | 2010 | 45676188.0576 | 375.9253 | 0.081203 | 0 | 1 | 30 | 0 | 23 | -14695221.8516 | 9075646.8884 | 14145.555 | 0 | -2399238.6351 | 54058000.3273 | 0 | -293162.2465 | 45760170.0374
2010-12-01 | 2010 | 56097840.2974 | 548.7612 | 0 | 0 | 0 | 31 | 0 | 24 | -14695221.8516 | 13248276.7096 | 0 | 0 | 0 | 55859933.6715 | 0 | -305908.4311 | 54107080.0984
2011-01-01 | 2011 | 57216324.6834 | 665.1488 | 0 | 0 | 0 | 31 | 0 | 25 | -14695221.8516 | 16058123.7655 | 0 | 0 | 0 | 55859933.6715 | 0 | -318654.6157 | 56904180.9697
2011-02-01 | 2011 | 49077423.3933 | 611.1755 | 0 | 0 | 0 | 28 | 0 | 26 | -14695221.8516 | 14755091.9204 | 0 | 0 | 0 | 50454133.6388 | 0 | -331400.8004 | 50182602.9072
2011-03-01 | 2011 | 49267213.1766 | 458.4644 | 0.45218 | 1 | 0 | 31 | 0 | 27 | -14695221.8516 | 11068316.5673 | 78769.7847 | -4177006.7226 | 0 | 55859933.6715 | 0 | -344146.985 | 47790644.4643
2011-04-01 | 2011 | 43063023.1213 | 254.2905 | 0.50947 | 1 | 0 | 30 | 0 | 28 | -14695221.8516 | 6139120.6937 | 88750.2596 | -4177006.7226 | 0 | 54058000.3273 | 0 | -356893.1696 | 41056749.5367
2011-05-01 | 2011 | 46164662.0557 | 102.6415 | 56.0628 | 1 | 0 | 31 | 0 | 29 | -14695221.8516 | 2477986.8479 | 9766130.4355 | -4177006.7226 | 0 | 55859933.6715 | 0 | -369639.3543 | 48862183.0265
2011-06-01 | 2011 | 60282224.6905 | 0.39669 | 116.8932 | 0 | 0 | 30 | 0 | 30 | -14695221.8516 | 9576.9923 | 20362775.2176 | 0 | 0 | 54058000.3273 | 0 | -382385.5389 | 59352745.1467
2011-07-01 | 2011 | 81061488.556 | 0.58105 | 186.9653 | 0 | 0 | 31 | 0 | 31 | -14695221.8516 | 14027.8613 | 32569328.229 | 0 | 0 | 55859933.6715 | 0 | -395131.7235 | 73352936.1866
2011-08-01 | 2011 | 71258545.4099 | 1.6661 | 167.4344 | 0 | 0 | 31 | 0 | 32 | -14695221.8516 | 40223.0045 | 29167060.3071 | 0 | 0 | 55859933.6715 | 0 | -407877.9081 | 69964117.2233
2011-09-01 | 2011 | 49668107.2805 | 30.4108 | 83.0035 | 0 | 1 | 30 | 1 | 33 | -14695221.8516 | 734182.8281 | 14459206.4427 | 0 | -2399238.6351 | 54058000.3273 | 2497427.9462 | -420624.0928 | 54233732.9647
2011-10-01 | 2011 | 43253414.186 | 158.9368 | 16.9161 | 0 | 1 | 31 | 0 | 34 | -14695221.8516 | 3837075.6823 | 2946781.0523 | 0 | -2399238.6351 | 55859933.6715 | 0 | -433370.2774 | 45115959.6419
2011-11-01 | 2011 | 44910887.278 | 375.9253 | 0.081203 | 0 | 1 | 30 | 0 | 35 | -14695221.8516 | 9075646.8884 | 14145.555 | 0 | -2399238.6351 | 54058000.3273 | 0 | -446116.462 | 45607215.8219
2011-12-01 | 2011 | 53040629.6407 | 548.7612 | 0 | 0 | 0 | 31 | 0 | 36 | -14695221.8516 | 13248276.7096 | 0 | 0 | 0 | 55859933.6715 | 0 | -458862.6467 | 53954125.8828
2012-01-01 | 2012 | 53836254.4636 | 665.1488 | 0 | 0 | 0 | 31 | 0 | 37 | -14695221.8516 | 16058123.7655 | 0 | 0 | 0 | 55859933.6715 | 0 | -471608.8313 | 56751226.7541
2012-02-01 | 2012 | 47974878.7534 | 611.1755 | 0 | 0 | 0 | 29 | 0 | 38 | -14695221.8516 | 14755091.9204 | 0 | 0 | 0 | 52256066.983 | 0 | -484355.0159 | 51831582.0358
2012-03-01 | 2012 | 44818017.8476 | 458.4644 | 0.45218 | 1 | 0 | 31 | 0 | 39 | -14695221.8516 | 11068316.5673 | 78769.7847 | -4177006.7226 | 0 | 55859933.6715 | 0 | -497101.2005 | 47637690.2487
2012-04-01 | 2012 | 40519756.9644 | 254.2905 | 0.50947 | 1 | 0 | 30 | 0 | 40 | -14695221.8516 | 6139120.6937 | 88750.2596 | -4177006.7226 | 0 | 54058000.3273 | 0 | -509847.3852 | 40903795.3212
2012-05-01 | 2012 | 47369873.152 | 102.6415 | 56.0628 | 1 | 0 | 31 | 0 | 41 | -14695221.8516 | 2477986.8479 | 9766130.4355 | -4177006.7226 | 0 | 55859933.6715 | 0 | -522593.5698 | 48709228.8109
2012-06-01 | 2012 | 66164429.4769 | 0.39669 | 116.8932 | 0 | 0 | 30 | 0 | 42 | -14695221.8516 | 9576.9923 | 20362775.2176 | 0 | 0 | 54058000.3273 | 0 | -535339.7544 | 59199790.9311
2012-07-01 | 2012 | 83251368.9386 | 0.58105 | 186.9653 | 0 | 0 | 31 | 0 | 43 | -14695221.8516 | 14027.8613 | 32569328.229 | 0 | 0 | 55859933.6715 | 0 | -548085.9391 | 73199981.9711
2012-08-01 | 2012 | 68538520.7698 | 1.6661 | 167.4344 | 0 | 0 | 31 | 0 | 44 | -14695221.8516 | 40223.0045 | 29167060.3071 | 0 | 0 | 55859933.6715 | 0 | -560832.1237 | 69811163.0077
2012-09-01 | 2012 | 50547782.2823 | 30.4108 | 83.0035 | 0 | 1 | 30 | 1 | 45 | -14695221.8516 | 734182.8281 | 14459206.4427 | 0 | -2399238.6351 | 54058000.3273 | 2497427.9462 | -573578.3083 | 54080778.7492
2012-10-01 | 2012 | 42873857.884 | 158.9368 | 16.9161 | 0 | 1 | 31 | 0 | 46 | -14695221.8516 | 3837075.6823 | 2946781.0523 | 0 | -2399238.6351 | 55859933.6715 | 0 | -586324.4929 | 44963005.4264
2012-11-01 | 2012 | 45641430.122 | 375.9253 | 0.081203 | 0 | 1 | 30 | 0 | 47 | -14695221.8516 | 9075646.8884 | 14145.555 | 0 | -2399238.6351 | 54058000.3273 | 0 | -599070.6776 | 45454261.6063
2012-12-01 | 2012 | 52638100.6258 | 548.7612 | 0 | 0 | 0 | 31 | 0 | 48 | -14695221.8516 | 13248276.7096 | 0 | 0 | 0 | 55859933.6715 | 0 | -611816.8622 | 53801171.6673
2013-01-01 | 2013 | 54911356.1212 | 665.1488 | 0 | 0 | 0 | 31 | 0 | 49 | -14695221.8516 | 16058123.7655 | 0 | 0 | 0 | 55859933.6715 | 0 | -624563.0468 | 56598272.5386
2013-02-01 | 2013 | 48753761.1942 | 611.1755 | 0 | 0 | 0 | 28 | 0 | 50 | -14695221.8516 | 14755091.9204 | 0 | 0 | 0 | 50454133.6388 | 0 | -637309.2315 | 49876694.4761
2013-03-01 | 2013 | 49889124.1021 | 458.4644 | 0.45218 | 1 | 0 | 31 | 0 | 51 | -14695221.8516 | 11068316.5673 | 78769.7847 | -4177006.7226 | 0 | 55859933.6715 | 0 | -650055.4161 | 47484736.0332
2013-04-01 | 2013 | 43188284.9818 | 254.2905 | 0.50947 | 1 | 0 | 30 | 0 | 52 | -14695221.8516 | 6139120.6937 | 88750.2596 | -4177006.7226 | 0 | 54058000.3273 | 0 | -662801.6007 | 40750841.1056
2013-05-01 | 2013 | 45290631.4819 | 102.6415 | 56.0628 | 1 | 0 | 31 | 0 | 53 | -14695221.8516 | 2477986.8479 | 9766130.4355 | -4177006.7226 | 0 | 55859933.6715 | 0 | -675547.7854 | 48556274.5954
2013-06-01 | 2013 | 56572380.0583 | 0.39669 | 116.8932 | 0 | 0 | 30 | 0 | 54 | -14695221.8516 | 9576.9923 | 20362775.2176 | 0 | 0 | 54058000.3273 | 0 | -688293.97 | 59046836.7156
2013-07-01 | 2013 | 69531972.104 | 0.58105 | 186.9653 | 0 | 0 | 31 | 0 | 55 | -14695221.8516 | 14027.8613 | 32569328.229 | 0 | 0 | 55859933.6715 | 0 | -701040.1546 | 73047027.7555
2013-08-01 | 2013 | 62627316.6697 | 1.6661 | 167.4344 | 0 | 0 | 31 | 0 | 56 | -14695221.8516 | 40223.0045 | 29167060.3071 | 0 | 0 | 55859933.6715 | 0 | -713786.3392 | 69658208.7922
2013-09-01 | 2013 | 52483630.8694 | 30.4108 | 83.0035 | 0 | 1 | 30 | 1 | 57 | -14695221.8516 | 734182.8281 | 14459206.4427 | 0 | -2399238.6351 | 54058000.3273 | 2497427.9462 | -726532.5239 | 53927824.5336
2013-10-01 | 2013 | 44313505.9337 | 158.9368 | 16.9161 | 0 | 1 | 31 | 0 | 58 | -14695221.8516 | 3837075.6823 | 2946781.0523 | 0 | -2399238.6351 | 55859933.6715 | 0 | -739278.7085 | 44810051.2108
2013-11-01 | 2013 | 47268963.6807 | 375.9253 | 0.081203 | 0 | 1 | 30 | 0 | 59 | -14695221.8516 | 9075646.8884 | 14145.555 | 0 | -2399238.6351 | 54058000.3273 | 0 | -752024.8931 | 45301307.3908
2013-12-01 | 2013 | 57282294.9373 | 548.7612 | 0 | 0 | 0 | 31 | 0 | 60 | -14695221.8516 | 13248276.7096 | 0 | 0 | 0 | 55859933.6715 | 0 | -764771.0778 | 53648217.4517
2014-01-01 | 2014 | 61083284.6388 | 665.1488 | 0 | 0 | 0 | 31 | 0 | 61 | -14695221.8516 | 16058123.7655 | 0 | 0 | 0 | 55859933.6715 | 0 | -777517.2624 | 56445318.323
2014-02-01 | 2014 | 51952415.0726 | 611.1755 | 0 | 0 | 0 | 28 | 0 | 62 | -14695221.8516 | 14755091.9204 | 0 | 0 | 0 | 50454133.6388 | 0 | -790263.447 | 49723740.2605
2014-03-01 | 2014 | 51052991.4827 | 458.4644 | 0.45218 | 1 | 0 | 31 | 0 | 63 | -14695221.8516 | 11068316.5673 | 78769.7847 | -4177006.7226 | 0 | 55859933.6715 | 0 | -803009.6316 | 47331781.8176
2014-04-01 | 2014 | 41360165.1936 | 254.2905 | 0.50947 | 1 | 0 | 30 | 0 | 64 | -14695221.8516 | 6139120.6937 | 88750.2596 | -4177006.7226 | 0 | 54058000.3273 | 0 | -815755.8163 | 40597886.89
2014-05-01 | 2014 | 43158849.9212 | 102.6415 | 56.0628 | 1 | 0 | 31 | 0 | 65 | -14695221.8516 | 2477986.8479 | 9766130.4355 | -4177006.7226 | 0 | 55859933.6715 | 0 | -828502.0009 | 48403320.3798
2014-06-01 | 2014 | 55440642.7147 | 0.39669 | 116.8932 | 0 | 0 | 30 | 0 | 66 | -14695221.8516 | 9576.9923 | 20362775.2176 | 0 | 0 | 54058000.3273 | 0 | -841248.1855 | 58893882.5
2014-07-01 | 2014 | 61454907.375 | 0.58105 | 186.9653 | 0 | 0 | 31 | 0 | 67 | -14695221.8516 | 14027.8613 | 32569328.229 | 0 | 0 | 55859933.6715 | 0 | -853994.3702 | 72894073.54
2014-08-01 | 2014 | 60080885.5391 | 1.6661 | 167.4344 | 0 | 0 | 31 | 0 | 68 | -14695221.8516 | 40223.0045 | 29167060.3071 | 0 | 0 | 55859933.6715 | 0 | -866740.5548 | 69505254.5766
2014-09-01 | 2014 | 48273397.0428 | 30.4108 | 83.0035 | 0 | 1 | 30 | 1 | 69 | -14695221.8516 | 734182.8281 | 14459206.4427 | 0 | -2399238.6351 | 54058000.3273 | 2497427.9462 | -879486.7394 | 53774870.3181
2014-10-01 | 2014 | 41793076.8971 | 158.9368 | 16.9161 | 0 | 1 | 31 | 0 | 70 | -14695221.8516 | 3837075.6823 | 2946781.0523 | 0 | -2399238.6351 | 55859933.6715 | 0 | -892232.9241 | 44657096.9953
2014-11-01 | 2014 | 46664422.6497 | 375.9253 | 0.081203 | 0 | 1 | 30 | 0 | 71 | -14695221.8516 | 9075646.8884 | 14145.555 | 0 | -2399238.6351 | 54058000.3273 | 0 | -904979.1087 | 45148353.1752
2014-12-01 | 2014 | 53245388.2278 | 548.7612 | 0 | 0 | 0 | 31 | 0 | 72 | -14695221.8516 | 13248276.7096 | 0 | 0 | 0 | 55859933.6715 | 0 | -917725.2933 | 53495263.2362
2015-01-01 | 2015 | 55763896.1817 | 665.1488 | 0 | 0 | 0 | 31 | 0 | 73 | -14695221.8516 | 16058123.7655 | 0 | 0 | 0 | 55859933.6715 | 0 | -930471.4779 | 56292364.1075
2015-02-01 | 2015 | 50700386.3566 | 611.1755 | 0 | 0 | 0 | 28 | 0 | 74 | -14695221.8516 | 14755091.9204 | 0 | 0 | 0 | 50454133.6388 | 0 | -943217.6626 | 49570786.0449
2015-03-01 | 2015 | 48601161.7719 | 458.4644 | 0.45218 | 1 | 0 | 31 | 0 | 75 | -14695221.8516 | 11068316.5673 | 78769.7847 | -4177006.7226 | 0 | 55859933.6715 | 0 | -955963.8472 | 47178827.6021
2015-04-01 | 2015 | 40903456.9173 | 254.2905 | 0.50947 | 1 | 0 | 30 | 0 | 76 | -14695221.8516 | 6139120.6937 | 88750.2596 | -4177006.7226 | 0 | 54058000.3273 | 0 | -968710.0318 | 40444932.6745
2015-05-01 | 2015 | 44255377.8162 | 102.6415 | 56.0628 | 1 | 0 | 31 | 0 | 77 | -14695221.8516 | 2477986.8479 | 9766130.4355 | -4177006.7226 | 0 | 55859933.6715 | 0 | -981456.2165 | 48250366.1643
2015-06-01 | 2015 | 52472039.3035 | 0.39669 | 116.8932 | 0 | 0 | 30 | 0 | 78 | -14695221.8516 | 9576.9923 | 20362775.2176 | 0 | 0 | 54058000.3273 | 0 | -994202.4011 | 58740928.2845
2015-07-01 | 2015 | 65255972.6383 | 0.58105 | 186.9653 | 0 | 0 | 31 | 0 | 79 | -14695221.8516 | 14027.8613 | 32569328.229 | 0 | 0 | 55859933.6715 | 0 | -1006948.5857 | 72741119.3244
2015-08-01 | 2015 | 67807607.1442 | 1.6661 | 167.4344 | 0 | 0 | 31 | 0 | 80 | -14695221.8516 | 40223.0045 | 29167060.3071 | 0 | 0 | 55859933.6715 | 0 | -1019694.7703 | 69352300.3611
2015-09-01 | 2015 | 53044043.7349 | 30.4108 | 83.0035 | 0 | 1 | 30 | 1 | 81 | -14695221.8516 | 734182.8281 | 14459206.4427 | 0 | -2399238.6351 | 54058000.3273 | 2497427.9462 | -1032440.955 | 53621916.1025
2015-10-01 | 2015 | 41411011.4398 | 158.9368 | 16.9161 | 0 | 1 | 31 | 0 | 82 | -14695221.8516 | 3837075.6823 | 2946781.0523 | 0 | -2399238.6351 | 55859933.6715 | 0 | -1045187.1396 | 44504142.7797
2015-11-01 | 2015 | 42304554.5154 | 375.9253 | 0.081203 | 0 | 1 | 30 | 0 | 83 | -14695221.8516 | 9075646.8884 | 14145.555 | 0 | -2399238.6351 | 54058000.3273 | 0 | -1057933.3242 | 44995398.9597
2015-12-01 | 2015 | 49135427.2228 | 548.7612 | 0 | 0 | 0 | 31 | 0 | 84 | -14695221.8516 | 13248276.7096 | 0 | 0 | 0 | 55859933.6715 | 0 | -1070679.5089 | 53342309.0206
2016-01-01 | 2016 | 52102836.709 | 665.1488 | 0 | 0 | 0 | 31 | 0 | 85 | -14695221.8516 | 16058123.7655 | 0 | 0 | 0 | 55859933.6715 | 0 | -1083425.6935 | 56139409.8919
2016-02-01 | 2016 | 46904127.65 | 611.1755 | 0 | 0 | 0 | 29 | 0 | 86 | -14695221.8516 | 14755091.9204 | 0 | 0 | 0 | 52256066.983 | 0 | -1096171.8781 | 51219765.1736
2016-03-01 | 2016 | 45175173.0873 | 458.4644 | 0.45218 | 1 | 0 | 31 | 0 | 87 | -14695221.8516 | 11068316.5673 | 78769.7847 | -4177006.7226 | 0 | 55859933.6715 | 0 | -1108918.0628 | 47025873.3865
2016-04-01 | 2016 | 40065253.611 | 254.2905 | 0.50947 | 1 | 0 | 30 | 0 | 88 | -14695221.8516 | 6139120.6937 | 88750.2596 | -4177006.7226 | 0 | 54058000.3273 | 0 | -1121664.2474 | 40291978.4589
2016-05-01 | 2016 | 45621730.5605 | 102.6415 | 56.0628 | 1 | 0 | 31 | 0 | 89 | -14695221.8516 | 2477986.8479 | 9766130.4355 | -4177006.7226 | 0 | 55859933.6715 | 0 | -1134410.432 | 48097411.9487
2016-06-01 | 2016 | 62219414.4442 | 0.39669 | 116.8932 | 0 | 0 | 30 | 0 | 90 | -14695221.8516 | 9576.9923 | 20362775.2176 | 0 | 0 | 54058000.3273 | 0 | -1147156.6166 | 58587974.0689
2016-07-01 | 2016 | 78540515.1832 | 0.58105 | 186.9653 | 0 | 0 | 31 | 0 | 91 | -14695221.8516 | 14027.8613 | 32569328.229 | 0 | 0 | 55859933.6715 | 0 | -1159902.8013 | 72588165.1089
2016-08-01 | 2016 | 76966973.6312 | 1.6661 | 167.4344 | 0 | 0 | 31 | 0 | 92 | -14695221.8516 | 40223.0045 | 29167060.3071 | 0 | 0 | 55859933.6715 | 0 | -1172648.9859 | 69199346.1455
2016-09-01 | 2016 | 56086414.5274 | 30.4108 | 83.0035 | 0 | 1 | 30 | 1 | 93 | -14695221.8516 | 734182.8281 | 14459206.4427 | 0 | -2399238.6351 | 54058000.3273 | 2497427.9462 | -1185395.1705 | 53468961.887
2016-10-01 | 2016 | 42624018.7776 | 158.9368 | 16.9161 | 0 | 1 | 31 | 0 | 94 | -14695221.8516 | 3837075.6823 | 2946781.0523 | 0 | -2399238.6351 | 55859933.6715 | 0 | -1198141.3552 | 44351188.5642
2016-11-01 | 2016 | 42697547.7495 | 375.9253 | 0.081203 | 0 | 1 | 30 | 0 | 95 | -14695221.8516 | 9075646.8884 | 14145.555 | 0 | -2399238.6351 | 54058000.3273 | 0 | -1210887.5398 | 44842444.7441
2016-12-01 | 2016 | 51929745.7921 | 548.7612 | 0 | 0 | 0 | 31 | 0 | 96 | -14695221.8516 | 13248276.7096 | 0 | 0 | 0 | 55859933.6715 | 0 | -1223633.7244 | 53189354.8051
2017-01-01 | 2017 | 52235221.9967 | 665.1488 | 0 | 0 | 0 | 31 | 0 | 97 | -14695221.8516 | 16058123.7655 | 0 | 0 | 0 | 55859933.6715 | 0 | -1236379.909 | 55986455.6763
2017-02-01 | 2017 | 43740261.3067 | 611.1755 | 0 | 0 | 0 | 28 | 0 | 98 | -14695221.8516 | 14755091.9204 | 0 | 0 | 0 | 50454133.6388 | 0 | -1249126.0937 | 49264877.6138
2017-03-01 | 2017 | 45837850.0767 | 458.4644 | 0.45218 | 1 | 0 | 31 | 0 | 99 | -14695221.8516 | 11068316.5673 | 78769.7847 | -4177006.7226 | 0 | 55859933.6715 | 0 | -1261872.2783 | 46872919.171
2017-04-01 | 2017 | 39739104.1767 | 254.2905 | 0.50947 | 1 | 0 | 30 | 0 | 100 | -14695221.8516 | 6139120.6937 | 88750.2596 | -4177006.7226 | 0 | 54058000.3273 | 0 | -1274618.4629 | 40139024.2434
2017-05-01 | 2017 | 43383845.1567 | 102.6415 | 56.0628 | 1 | 0 | 31 | 0 | 101 | -14695221.8516 | 2477986.8479 | 9766130.4355 | -4177006.7226 | 0 | 55859933.6715 | 0 | -1287364.6476 | 47944457.7332
2017-06-01 | 2017 | 58319622.4067 | 0.39669 | 116.8932 | 0 | 0 | 30 | 0 | 102 | -14695221.8516 | 9576.9923 | 20362775.2176 | 0 | 0 | 54058000.3273 | 0 | -1300110.8322 | 58435019.8534
2017-07-01 | 2017 | 70157146.2567 | 0.58105 | 186.9653 | 0 | 0 | 31 | 0 | 103 | -14695221.8516 | 14027.8613 | 32569328.229 | 0 | 0 | 55859933.6715 | 0 | -1312857.0168 | 72435210.8933
2017-08-01 | 2017 | 62635034.5367 | 1.6661 | 167.4344 | 0 | 0 | 31 | 0 | 104 | -14695221.8516 | 40223.0045 | 29167060.3071 | 0 | 0 | 55859933.6715 | 0 | -1325603.2015 | 69046391.93
2017-09-01 | 2017 | 53098958.5867 | 30.4108 | 83.0035 | 0 | 1 | 30 | 1 | 105 | -14695221.8516 | 734182.8281 | 14459206.4427 | 0 | -2399238.6351 | 54058000.3273 | 2497427.9462 | -1338349.3861 | 53316007.6714
2017-10-01 | 2017 | 46118064.9067 | 158.9368 | 16.9161 | 0 | 1 | 31 | 0 | 106 | -14695221.8516 | 3837075.6823 | 2946781.0523 | 0 | -2399238.6351 | 55859933.6715 | 0 | -1351095.5707 | 44198234.3486
2017-11-01 | 2017 | 45341675.6067 | 375.9253 | 0.081203 | 0 | 1 | 30 | 0 | 107 | -14695221.8516 | 9075646.8884 | 14145.555 | 0 | -2399238.6351 | 54058000.3273 | 0 | -1363841.7553 | 44689490.5286
2017-12-01 | 2017 | 54565027.1767 | 548.7612 | 0 | 0 | 0 | 31 | 0 | 108 | -14695221.8516 | 13248276.7096 | 0 | 0 | 0 | 55859933.6715 | 0 | -1376587.94 | 53036400.5895
2018-01-01 | 2018 | 56225086.2933 | 665.1488 | 0 | 0 | 0 | 31 | 0 | 109 | -14695221.8516 | 16058123.7655 | 0 | 0 | 0 | 55859933.6715 | 0 | -1389334.1246 | 55833501.4608
2018-02-01 | 2018 | 47139422.7878 | 611.1755 | 0 | 0 | 0 | 28 | 0 | 110 | -14695221.8516 | 14755091.9204 | 0 | 0 | 0 | 50454133.6388 | 0 | -1402080.3092 | 49111923.3983
2018-03-01 | 2018 | 48575569.5122 | 458.4644 | 0.45218 | 1 | 0 | 31 | 0 | 111 | -14695221.8516 | 11068316.5673 | 78769.7847 | -4177006.7226 | 0 | 55859933.6715 | 0 | -1414826.4939 | 46719964.9554
2018-04-01 | 2018 | 43821696.0326 | 254.2905 | 0.50947 | 1 | 0 | 30 | 0 | 112 | -14695221.8516 | 6139120.6937 | 88750.2596 | -4177006.7226 | 0 | 54058000.3273 | 0 | -1427572.6785 | 39986070.0278
2018-05-01 | 2018 | 48899921.9337 | 102.6415 | 56.0628 | 1 | 0 | 31 | 0 | 113 | -14695221.8516 | 2477986.8479 | 9766130.4355 | -4177006.7226 | 0 | 55859933.6715 | 0 | -1440318.8631 | 47791503.5176
2018-06-01 | 2018 | 66010052.5843 | 0.39669 | 116.8932 | 0 | 0 | 30 | 0 | 114 | -14695221.8516 | 9576.9923 | 20362775.2176 | 0 | 0 | 54058000.3273 | 0 | -1453065.0477 | 58282065.6378
2018-07-01 | 2018 | 78572912.3289 | 0.58105 | 186.9653 | 0 | 0 | 31 | 0 | 115 | -14695221.8516 | 14027.8613 | 32569328.229 | 0 | 0 | 55859933.6715 | 0 | -1465811.2324 | 72282256.6778
2018-08-01 | 2018 | 75820147.4721 | 1.6661 | 167.4344 | 0 | 0 | 31 | 0 | 116 | -14695221.8516 | 40223.0045 | 29167060.3071 | 0 | 0 | 55859933.6715 | 0 | -1478557.417 | 68893437.7144
2018-09-01 | 2018 | 59545277.3894 | 30.4108 | 83.0035 | 0 | 1 | 30 | 1 | 117 | -14695221.8516 | 734182.8281 | 14459206.4427 | 0 | -2399238.6351 | 54058000.3273 | 2497427.9462 | -1491303.6016 | 53163053.4559
2018-10-01 | 2018 | 46605104.7942 | 158.9368 | 16.9161 | 0 | 1 | 31 | 0 | 118 | -14695221.8516 | 3837075.6823 | 2946781.0523 | 0 | -2399238.6351 | 55859933.6715 | 0 | -1504049.7863 | 44045280.1331
2018-11-01 | 2018 | 47874988.188 | 375.9253 | 0.081203 | 0 | 1 | 30 | 0 | 119 | -14695221.8516 | 9075646.8884 | 14145.555 | 0 | -2399238.6351 | 54058000.3273 | 0 | -1516795.9709 | 44536536.313
2018-12-01 | 2018 | 52725596.9522 | 548.7612 | 0 | 0 | 0 | 31 | 0 | 120 | -14695221.8516 | 13248276.7096 | 0 | 0 | 0 | 55859933.6715 | 0 | -1529542.1555 | 52883446.374
2019-01-01 | 2019 |  | 665.1488 | 0 | 0 | 0 | 31 | 0 | 121 | -14695221.8516 | 16058123.7655 | 0 | 0 | 0 | 55859933.6715 | 0 | -1542288.3401 | 55680547.2452
2019-02-01 | 2019 |  | 611.1755 | 0 | 0 | 0 | 28 | 0 | 122 | -14695221.8516 | 14755091.9204 | 0 | 0 | 0 | 50454133.6388 | 0 | -1555034.5248 | 48958969.1827
2019-03-01 | 2019 |  | 458.4644 | 0.45218 | 1 | 0 | 31 | 0 | 123 | -14695221.8516 | 11068316.5673 | 78769.7847 | -4177006.7226 | 0 | 55859933.6715 | 0 | -1567780.7094 | 46567010.7399
2019-04-01 | 2019 |  | 254.2905 | 0.50947 | 1 | 0 | 30 | 0 | 124 | -14695221.8516 | 6139120.6937 | 88750.2596 | -4177006.7226 | 0 | 54058000.3273 | 0 | -1580526.894 | 39833115.8123
2019-05-01 | 2019 |  | 102.6415 | 56.0628 | 1 | 0 | 31 | 0 | 125 | -14695221.8516 | 2477986.8479 | 9766130.4355 | -4177006.7226 | 0 | 55859933.6715 | 0 | -1593273.0787 | 47638549.3021
2019-06-01 | 2019 |  | 0.39669 | 116.8932 | 0 | 0 | 30 | 0 | 126 | -14695221.8516 | 9576.9923 | 20362775.2176 | 0 | 0 | 54058000.3273 | 0 | -1606019.2633 | 58129111.4223
2019-07-01 | 2019 |  | 0.58105 | 186.9653 | 0 | 0 | 31 | 0 | 127 | -14695221.8516 | 14027.8613 | 32569328.229 | 0 | 0 | 55859933.6715 | 0 | -1618765.4479 | 72129302.4622
2019-08-01 | 2019 |  | 1.6661 | 167.4344 | 0 | 0 | 31 | 0 | 128 | -14695221.8516 | 40223.0045 | 29167060.3071 | 0 | 0 | 55859933.6715 | 0 | -1631511.6326 | 68740483.4989
2019-09-01 | 2019 |  | 30.4108 | 83.0035 | 0 | 1 | 30 | 1 | 129 | -14695221.8516 | 734182.8281 | 14459206.4427 | 0 | -2399238.6351 | 54058000.3273 | 2497427.9462 | -1644257.8172 | 53010099.2403
2019-10-01 | 2019 |  | 158.9368 | 16.9161 | 0 | 1 | 31 | 0 | 130 | -14695221.8516 | 3837075.6823 | 2946781.0523 | 0 | -2399238.6351 | 55859933.6715 | 0 | -1657004.0018 | 43892325.9175
2019-11-01 | 2019 |  | 375.9253 | 0.081203 | 0 | 1 | 30 | 0 | 131 | -14695221.8516 | 9075646.8884 | 14145.555 | 0 | -2399238.6351 | 54058000.3273 | 0 | -1669750.1864 | 44383582.0975
2019-12-01 | 2019 |  | 548.7612 | 0 | 0 | 0 | 31 | 0 | 132 | -14695221.8516 | 13248276.7096 | 0 | 0 | 0 | 55859933.6715 | 0 | -1682496.3711 | 52730492.1584
2020-01-01 | 2020 |  | 665.1488 | 0 | 0 | 0 | 31 | 0 | 133 | -14695221.8516 | 16058123.7655 | 0 | 0 | 0 | 55859933.6715 | 0 | -1695242.5557 | 55527593.0297
2020-02-01 | 2020 |  | 611.1755 | 0 | 0 | 0 | 29 | 0 | 134 | -14695221.8516 | 14755091.9204 | 0 | 0 | 0 | 52256066.983 | 0 | -1707988.7403 | 50607948.3114
2020-03-01 | 2020 |  | 458.4644 | 0.45218 | 1 | 0 | 31 | 0 | 135 | -14695221.8516 | 11068316.5673 | 78769.7847 | -4177006.7226 | 0 | 55859933.6715 | 0 | -1720734.925 | 46414056.5243
2020-04-01 | 2020 |  | 254.2905 | 0.50947 | 1 | 0 | 30 | 0 | 136 | -14695221.8516 | 6139120.6937 | 88750.2596 | -4177006.7226 | 0 | 54058000.3273 | 0 | -1733481.1096 | 39680161.5967
2020-05-01 | 2020 |  | 102.6415 | 56.0628 | 1 | 0 | 31 | 0 | 137 | -14695221.8516 | 2477986.8479 | 9766130.4355 | -4177006.7226 | 0 | 55859933.6715 | 0 | -1746227.2942 | 47485595.0865
2020-06-01 | 2020 |  | 0.39669 | 116.8932 | 0 | 0 | 30 | 0 | 138 | -14695221.8516 | 9576.9923 | 20362775.2176 | 0 | 0 | 54058000.3273 | 0 | -1758973.4788 | 57976157.2067
2020-07-01 | 2020 |  | 0.58105 | 186.9653 | 0 | 0 | 31 | 0 | 139 | -14695221.8516 | 14027.8613 | 32569328.229 | 0 | 0 | 55859933.6715 | 0 | -1771719.6635 | 71976348.2467
2020-08-01 | 2020 |  | 1.6661 | 167.4344 | 0 | 0 | 31 | 0 | 140 | -14695221.8516 | 40223.0045 | 29167060.3071 | 0 | 0 | 55859933.6715 | 0 | -1784465.8481 | 68587529.2833
2020-09-01 | 2020 |  | 30.4108 | 83.0035 | 0 | 1 | 30 | 1 | 141 | -14695221.8516 | 734182.8281 | 14459206.4427 | 0 | -2399238.6351 | 54058000.3273 | 2497427.9462 | -1797212.0327 | 52857145.0248
2020-10-01 | 2020 |  | 158.9368 | 16.9161 | 0 | 1 | 31 | 0 | 142 | -14695221.8516 | 3837075.6823 | 2946781.0523 | 0 | -2399238.6351 | 55859933.6715 | 0 | -1809958.2174 | 43739371.702
2020-11-01 | 2020 |  | 375.9253 | 0.081203 | 0 | 1 | 30 | 0 | 143 | -14695221.8516 | 9075646.8884 | 14145.555 | 0 | -2399238.6351 | 54058000.3273 | 0 | -1822704.402 | 44230627.8819
2020-12-01 | 2020 |  | 548.7612 | 0 | 0 | 0 | 31 | 0 | 144 | -14695221.8516 | 13248276.7096 | 0 | 0 | 0 | 55859933.6715 | 0 | -1835450.5866 | 52577537.9428

## GS < 50 NM 20yr Trend
Date | Year | GS_lt_50_No_CDM | HDD | CDD | Windsor_Empl | Trend | Mar | Sept | Shoulder | Month Days | const | HDD | CDD | Windsor_Empl | Trend | Mar | Sept | Shoulder | Month Days | Predicted
2009-01-01 | 2009 | 20997000.5769 | 665.1488 | 0 | 151.5 | 1 | 0 | 0 | 0 | 31 | -2510760.168 | 2897532.6716 | 0 | 6202406.5237 | -20492.6553 | 0 | 0 | 0 | 14235755.3786 | 20804441.7507
2009-02-01 | 2009 | 18534901.3202 | 611.1755 | 0 | 149.7 | 2 | 0 | 0 | 0 | 28 | -2510760.168 | 2662413.2144 | 0 | 6128714.565 | -40985.3106 | 0 | 0 | 0 | 12858101.6323 | 19097483.9332
2009-03-01 | 2009 | 18954018.3027 | 458.4644 | 0.45218 | 147.2 | 3 | 1 | 0 | 1 | 31 | -2510760.168 | 1997170.3632 | 10737.2047 | 6026364.6224 | -61477.9659 | 419453.4328 | 0 | -782960.3125 | 14235755.3786 | 19334282.5553
2009-04-01 | 2009 | 16925516.1654 | 254.2905 | 0.50947 | 147.4 | 4 | 0 | 0 | 1 | 30 | -2510760.168 | 1107744.7804 | 12097.6553 | 6034552.6178 | -81970.6212 | 0 | 0 | -782960.3125 | 13776537.4631 | 17555241.4151
2009-05-01 | 2009 | 17278203.8421 | 102.6415 | 56.0628 | 147 | 5 | 0 | 0 | 1 | 31 | -2510760.168 | 447128.6905 | 1331233.0636 | 6018176.627 | -102463.2765 | 0 | 0 | -782960.3125 | 14235755.3786 | 18636110.0027
2009-06-01 | 2009 | 18191454.6429 | 0.39669 | 116.8932 | 146.4 | 6 | 0 | 0 | 0 | 30 | -2510760.168 | 1728.0754 | 2775674.5433 | 5993612.6408 | -122955.9318 | 0 | 0 | 0 | 13776537.4631 | 19913836.6228
2009-07-01 | 2009 | 20105262.7224 | 0.58105 | 186.9653 | 145.2 | 7 | 0 | 0 | 0 | 31 | -2510760.168 | 2531.1915 | 4439564.5629 | 5944484.6683 | -143448.5871 | 0 | 0 | 0 | 14235755.3786 | 21968127.0462
2009-08-01 | 2009 | 20523724.4113 | 1.6661 | 167.4344 | 145.3 | 8 | 0 | 0 | 0 | 31 | -2510760.168 | 7257.851 | 3975797.3033 | 5948578.666 | -163941.2424 | 0 | 0 | 0 | 14235755.3786 | 21492687.7885
2009-09-01 | 2009 | 18157087.0661 | 30.4108 | 83.0035 | 145.6 | 9 | 0 | 1 | 1 | 30 | -2510760.168 | 132476.1698 | 1970951.9361 | 5960860.6591 | -184433.8977 | 0 | 697390.1736 | -782960.3125 | 13776537.4631 | 19060062.0236
2009-10-01 | 2009 | 17337285.1807 | 158.9368 | 16.9161 | 146.3 | 10 | 0 | 0 | 1 | 31 | -2510760.168 | 692363.0877 | 401679.2929 | 5989518.6431 | -204926.553 | 0 | 0 | -782960.3125 | 14235755.3786 | 17820669.3688
2009-11-01 | 2009 | 17481165.5039 | 375.9253 | 0.081203 | 146.4 | 11 | 0 | 0 | 1 | 30 | -2510760.168 | 1637612.4483 | 1928.1977 | 5993612.6408 | -225419.2084 | 0 | 0 | -782960.3125 | 13776537.4631 | 17890551.0611
2009-12-01 | 2009 | 19459671.3831 | 548.7612 | 0 | 147.1 | 12 | 0 | 0 | 0 | 31 | -2510760.168 | 2390523.0256 | 0 | 6022270.6247 | -245911.8637 | 0 | 0 | 0 | 14235755.3786 | 19891876.9972
2010-01-01 | 2010 | 20364989.1203 | 665.1488 | 0 | 146.9 | 13 | 0 | 0 | 0 | 31 | -2510760.168 | 2897532.6716 | 0 | 6014082.6293 | -266404.519 | 0 | 0 | 0 | 14235755.3786 | 20370205.9926
2010-02-01 | 2010 | 18205145.4891 | 611.1755 | 0 | 147.6 | 14 | 0 | 0 | 0 | 28 | -2510760.168 | 2662413.2144 | 0 | 6042740.6132 | -286897.1743 | 0 | 0 | 0 | 12858101.6323 | 18765598.1177
2010-03-01 | 2010 | 18513709.375 | 458.4644 | 0.45218 | 147.4 | 15 | 1 | 0 | 1 | 31 | -2510760.168 | 1997170.3632 | 10737.2047 | 6034552.6178 | -307389.8296 | 419453.4328 | 0 | -782960.3125 | 14235755.3786 | 19096558.6871
2010-04-01 | 2010 | 16824162.8468 | 254.2905 | 0.50947 | 149 | 16 | 0 | 0 | 1 | 30 | -2510760.168 | 1107744.7804 | 12097.6553 | 6100056.5811 | -327882.4849 | 0 | 0 | -782960.3125 | 13776537.4631 | 17374833.5147
2010-05-01 | 2010 | 18405787.8432 | 102.6415 | 56.0628 | 149.6 | 17 | 0 | 0 | 1 | 31 | -2510760.168 | 447128.6905 | 1331233.0636 | 6124620.5673 | -348375.1402 | 0 | 0 | -782960.3125 | 14235755.3786 | 18496642.0794
2010-06-01 | 2010 | 20461415.9695 | 0.39669 | 116.8932 | 150.5 | 18 | 0 | 0 | 0 | 30 | -2510760.168 | 1728.0754 | 2775674.5433 | 6161466.5467 | -368867.7955 | 0 | 0 | 0 | 13776537.4631 | 19835778.6651
2010-07-01 | 2010 | 22795593.036 | 0.58105 | 186.9653 | 148.7 | 19 | 0 | 0 | 0 | 31 | -2510760.168 | 2531.1915 | 4439564.5629 | 6087774.588 | -389360.4508 | 0 | 0 | 0 | 14235755.3786 | 21865505.1022
2010-08-01 | 2010 | 22116079.5943 | 1.6661 | 167.4344 | 148 | 20 | 0 | 0 | 0 | 31 | -2510760.168 | 7257.851 | 3975797.3033 | 6059116.604 | -409853.1061 | 0 | 0 | 0 | 14235755.3786 | 21357313.8629
2010-09-01 | 2010 | 18334763.2262 | 30.4108 | 83.0035 | 146.9 | 21 | 0 | 1 | 1 | 30 | -2510760.168 | 132476.1698 | 1970951.9361 | 6014082.6293 | -430345.7614 | 0 | 697390.1736 | -782960.3125 | 13776537.4631 | 18867372.1301
2010-10-01 | 2010 | 17072567.9523 | 158.9368 | 16.9161 | 146.4 | 22 | 0 | 0 | 1 | 31 | -2510760.168 | 692363.0877 | 401679.2929 | 5993612.6408 | -450838.4167 | 0 | 0 | -782960.3125 | 14235755.3786 | 17578851.5028
2010-11-01 | 2010 | 17395857.7507 | 375.9253 | 0.081203 | 145.4 | 23 | 0 | 0 | 1 | 30 | -2510760.168 | 1637612.4483 | 1928.1977 | 5952672.6637 | -471331.072 | 0 | 0 | -782960.3125 | 13776537.4631 | 17603699.2204
2010-12-01 | 2010 | 19655364.769 | 548.7612 | 0 | 145.3 | 24 | 0 | 0 | 0 | 31 | -2510760.168 | 2390523.0256 | 0 | 5948578.666 | -491823.7273 | 0 | 0 | 0 | 14235755.3786 | 19572273.1749
2011-01-01 | 2011 | 20433168.7128 | 665.1488 | 0 | 148.9 | 25 | 0 | 0 | 0 | 31 | -2510760.168 | 2897532.6716 | 0 | 6095962.5834 | -512316.3826 | 0 | 0 | 0 | 14235755.3786 | 20206174.083
2011-02-01 | 2011 | 18248985.6609 | 611.1755 | 0 | 148.7 | 26 | 0 | 0 | 0 | 28 | -2510760.168 | 2662413.2144 | 0 | 6087774.588 | -532809.0379 | 0 | 0 | 0 | 12858101.6323 | 18564720.2288
2011-03-01 | 2011 | 18891983.1271 | 458.4644 | 0.45218 | 149.1 | 27 | 1 | 0 | 1 | 31 | -2510760.168 | 1997170.3632 | 10737.2047 | 6104150.5788 | -553301.6932 | 419453.4328 | 0 | -782960.3125 | 14235755.3786 | 18920244.7844
2011-04-01 | 2011 | 17089616.6253 | 254.2905 | 0.50947 | 146.3 | 28 | 0 | 0 | 1 | 30 | -2510760.168 | 1107744.7804 | 12097.6553 | 5989518.6431 | -573794.3485 | 0 | 0 | -782960.3125 | 13776537.4631 | 17018383.713
2011-05-01 | 2011 | 17878369.4372 | 102.6415 | 56.0628 | 146.9 | 29 | 0 | 0 | 1 | 31 | -2510760.168 | 447128.6905 | 1331233.0636 | 6014082.6293 | -594287.0038 | 0 | 0 | -782960.3125 | 14235755.3786 | 18140192.2777
2011-06-01 | 2011 | 19789305.953 | 0.39669 | 116.8932 | 147.1 | 30 | 0 | 0 | 0 | 30 | -2510760.168 | 1728.0754 | 2775674.5433 | 6022270.6247 | -614779.6591 | 0 | 0 | 0 | 13776537.4631 | 19450670.8794
2011-07-01 | 2011 | 22703572.4207 | 0.58105 | 186.9653 | 148 | 31 | 0 | 0 | 0 | 31 | -2510760.168 | 2531.1915 | 4439564.5629 | 6059116.604 | -635272.3144 | 0 | 0 | 0 | 14235755.3786 | 21590935.2546
2011-08-01 | 2011 | 21542109.4337 | 1.6661 | 167.4344 | 147.9 | 32 | 0 | 0 | 0 | 31 | -2510760.168 | 7257.851 | 3975797.3033 | 6055022.6063 | -655764.9697 | 0 | 0 | 0 | 14235755.3786 | 21107308.0015
2011-09-01 | 2011 | 18050834.514 | 30.4108 | 83.0035 | 146 | 33 | 0 | 1 | 1 | 30 | -2510760.168 | 132476.1698 | 1970951.9361 | 5977236.6499 | -676257.6251 | 0 | 697390.1736 | -782960.3125 | 13776537.4631 | 18584614.2871
2011-10-01 | 2011 | 17206685.4523 | 158.9368 | 16.9161 | 146 | 34 | 0 | 0 | 1 | 31 | -2510760.168 | 692363.0877 | 401679.2929 | 5977236.6499 | -696750.2804 | 0 | 0 | -782960.3125 | 14235755.3786 | 17316563.6483
2011-11-01 | 2011 | 17348028.4082 | 375.9253 | 0.081203 | 147.3 | 35 | 0 | 0 | 1 | 30 | -2510760.168 | 1637612.4483 | 1928.1977 | 6030458.6201 | -717242.9357 | 0 | 0 | -782960.3125 | 13776537.4631 | 17435573.3132
2011-12-01 | 2011 | 18974962.526 | 548.7612 | 0 | 149.3 | 36 | 0 | 0 | 0 | 31 | -2510760.168 | 2390523.0256 | 0 | 6112338.5742 | -737735.591 | 0 | 0 | 0 | 14235755.3786 | 19490121.2194
2012-01-01 | 2012 | 19511148.0827 | 665.1488 | 0 | 149.5 | 37 | 0 | 0 | 0 | 31 | -2510760.168 | 2897532.6716 | 0 | 6120526.5696 | -758228.2463 | 0 | 0 | 0 | 14235755.3786 | 19984826.2056
2012-02-01 | 2012 | 18256163.6885 | 611.1755 | 0 | 150.2 | 38 | 0 | 0 | 0 | 29 | -2510760.168 | 2662413.2144 | 0 | 6149184.5536 | -778720.9016 | 0 | 0 | 0 | 13317319.5477 | 18839436.2462
2012-03-01 | 2012 | 18096668.8584 | 458.4644 | 0.45218 | 151.8 | 39 | 1 | 0 | 1 | 31 | -2510760.168 | 1997170.3632 | 10737.2047 | 6214688.5169 | -799213.5569 | 419453.4328 | 0 | -782960.3125 | 14235755.3786 | 18784870.8588
2012-04-01 | 2012 | 16541459.7676 | 254.2905 | 0.50947 | 152.5 | 40 | 0 | 0 | 1 | 30 | -2510760.168 | 1107744.7804 | 12097.6553 | 6243346.5008 | -819706.2122 | 0 | 0 | -782960.3125 | 13776537.4631 | 17026299.7071
2012-05-01 | 2012 | 18171949.7481 | 102.6415 | 56.0628 | 152.7 | 41 | 0 | 0 | 1 | 31 | -2510760.168 | 447128.6905 | 1331233.0636 | 6251534.4962 | -840198.8675 | 0 | 0 | -782960.3125 | 14235755.3786 | 18131732.281
2012-06-01 | 2012 | 20403300.9099 | 0.39669 | 116.8932 | 152.6 | 42 | 0 | 0 | 0 | 30 | -2510760.168 | 1728.0754 | 2775674.5433 | 6247440.4985 | -860691.5228 | 0 | 0 | 0 | 13776537.4631 | 19429928.8896
2012-07-01 | 2012 | 22861363.392 | 0.58105 | 186.9653 | 153.8 | 43 | 0 | 0 | 0 | 31 | -2510760.168 | 2531.1915 | 4439564.5629 | 6296568.471 | -881184.1781 | 0 | 0 | 0 | 14235755.3786 | 21582475.2579
2012-08-01 | 2012 | 21118978.9869 | 1.6661 | 167.4344 | 154.5 | 44 | 0 | 0 | 0 | 31 | -2510760.168 | 7257.851 | 3975797.3033 | 6325226.4549 | -901676.8334 | 0 | 0 | 0 | 14235755.3786 | 21131599.9864
2012-09-01 | 2012 | 18170205.4694 | 30.4108 | 83.0035 | 155.1 | 45 | 0 | 1 | 1 | 30 | -2510760.168 | 132476.1698 | 1970951.9361 | 6349790.4411 | -922169.4887 | 0 | 697390.1736 | -782960.3125 | 13776537.4631 | 18711256.2147
2012-10-01 | 2012 | 17220595.8039 | 158.9368 | 16.9161 | 154.3 | 46 | 0 | 0 | 1 | 31 | -2510760.168 | 692363.0877 | 401679.2929 | 6317038.4595 | -942662.144 | 0 | 0 | -782960.3125 | 14235755.3786 | 17410453.5942
2012-11-01 | 2012 | 17668478.3767 | 375.9253 | 0.081203 | 153.8 | 47 | 0 | 0 | 1 | 30 | -2510760.168 | 1637612.4483 | 1928.1977 | 6296568.471 | -963154.7993 | 0 | 0 | -782960.3125 | 13776537.4631 | 17455771.3004
2012-12-01 | 2012 | 19040828.5373 | 548.7612 | 0 | 152.9 | 48 | 0 | 0 | 0 | 31 | -2510760.168 | 2390523.0256 | 0 | 6259722.4916 | -983647.4546 | 0 | 0 | 0 | 14235755.3786 | 19391593.2732
2013-01-01 | 2013 | 19918645.0381 | 665.1488 | 0 | 151.4 | 49 | 0 | 0 | 0 | 31 | -2510760.168 | 2897532.6716 | 0 | 6198312.526 | -1004140.1099 | 0 | 0 | 0 | 14235755.3786 | 19816700.2983
2013-02-01 | 2013 | 18479022.4277 | 611.1755 | 0 | 151.9 | 50 | 0 | 0 | 0 | 28 | -2510760.168 | 2662413.2144 | 0 | 6218782.5146 | -1024632.7652 | 0 | 0 | 0 | 12858101.6323 | 18203904.4281
2013-03-01 | 2013 | 19344536.5737 | 458.4644 | 0.45218 | 152.4 | 51 | 1 | 0 | 1 | 31 | -2510760.168 | 1997170.3632 | 10737.2047 | 6239252.5031 | -1045125.4205 | 419453.4328 | 0 | -782960.3125 | 14235755.3786 | 18563522.9814
2013-04-01 | 2013 | 17496135.7431 | 254.2905 | 0.50947 | 154.4 | 52 | 0 | 0 | 1 | 30 | -2510760.168 | 1107744.7804 | 12097.6553 | 6321132.4572 | -1065618.0758 | 0 | 0 | -782960.3125 | 13776537.4631 | 16858173.7998
2013-05-01 | 2013 | 18053028.2411 | 102.6415 | 56.0628 | 155.3 | 53 | 0 | 0 | 1 | 31 | -2510760.168 | 447128.6905 | 1331233.0636 | 6357978.4365 | -1086110.7311 | 0 | 0 | -782960.3125 | 14235755.3786 | 17992264.3577
2013-06-01 | 2013 | 19266723.8068 | 0.39669 | 116.8932 | 156.1 | 54 | 0 | 0 | 0 | 30 | -2510760.168 | 1728.0754 | 2775674.5433 | 6390730.4182 | -1106603.3865 | 0 | 0 | 0 | 13776537.4631 | 19327306.9456
2013-07-01 | 2013 | 21311982.9758 | 0.58105 | 186.9653 | 156 | 55 | 0 | 0 | 0 | 31 | -2510760.168 | 2531.1915 | 4439564.5629 | 6386636.4205 | -1127096.0418 | 0 | 0 | 0 | 14235755.3786 | 21426631.3437
2013-08-01 | 2013 | 20411785.1229 | 1.6661 | 167.4344 | 155.8 | 56 | 0 | 0 | 0 | 31 | -2510760.168 | 7257.851 | 3975797.3033 | 6378448.4251 | -1147588.6971 | 0 | 0 | 0 | 14235755.3786 | 20938910.0929
2013-09-01 | 2013 | 18727336.2104 | 30.4108 | 83.0035 | 154 | 57 | 0 | 1 | 1 | 30 | -2510760.168 | 132476.1698 | 1970951.9361 | 6304756.4664 | -1168081.3524 | 0 | 697390.1736 | -782960.3125 | 13776537.4631 | 18420310.3763
2013-10-01 | 2013 | 17638387.4284 | 158.9368 | 16.9161 | 154.5 | 58 | 0 | 0 | 1 | 31 | -2510760.168 | 692363.0877 | 401679.2929 | 6325226.4549 | -1188574.0077 | 0 | 0 | -782960.3125 | 14235755.3786 | 17172729.726
2013-11-01 | 2013 | 18020884.0447 | 375.9253 | 0.081203 | 155 | 59 | 0 | 0 | 1 | 30 | -2510760.168 | 1637612.4483 | 1928.1977 | 6345696.4434 | -1209066.663 | 0 | 0 | -782960.3125 | 13776537.4631 | 17258987.4092
2013-12-01 | 2013 | 20066633.2543 | 548.7612 | 0 | 157 | 60 | 0 | 0 | 0 | 31 | -2510760.168 | 2390523.0256 | 0 | 6427576.3975 | -1229559.3183 | 0 | 0 | 0 | 14235755.3786 | 19313535.3154
2014-01-01 | 2014 | 21303777.7839 | 665.1488 | 0 | 157.6 | 61 | 0 | 0 | 0 | 31 | -2510760.168 | 2897532.6716 | 0 | 6452140.3838 | -1250051.9736 | 0 | 0 | 0 | 14235755.3786 | 19824616.2924
2014-02-01 | 2014 | 19099984.1393 | 611.1755 | 0 | 156.4 | 62 | 0 | 0 | 0 | 28 | -2510760.168 | 2662413.2144 | 0 | 6403012.4113 | -1270544.6289 | 0 | 0 | 0 | 12858101.6323 | 18142222.4611
2014-03-01 | 2014 | 19585691.6073 | 458.4644 | 0.45218 | 155.3 | 63 | 1 | 0 | 1 | 31 | -2510760.168 | 1997170.3632 | 10737.2047 | 6357978.4365 | -1291037.2842 | 419453.4328 | 0 | -782960.3125 | 14235755.3786 | 18436337.0512
2014-04-01 | 2014 | 16922663.677 | 254.2905 | 0.50947 | 152.9 | 64 | 0 | 0 | 1 | 30 | -2510760.168 | 1107744.7804 | 12097.6553 | 6259722.4916 | -1311529.9395 | 0 | 0 | -782960.3125 | 13776537.4631 | 16550851.9706
2014-05-01 | 2014 | 17613446.7246 | 102.6415 | 56.0628 | 152.1 | 65 | 0 | 0 | 1 | 31 | -2510760.168 | 447128.6905 | 1331233.0636 | 6226970.51 | -1332022.5948 | 0 | 0 | -782960.3125 | 14235755.3786 | 17615344.5674
2014-06-01 | 2014 | 18970931.0542 | 0.39669 | 116.8932 | 150.8 | 66 | 0 | 0 | 0 | 30 | -2510760.168 | 1728.0754 | 2775674.5433 | 6173748.5398 | -1352515.2501 | 0 | 0 | 0 | 13776537.4631 | 18864413.2036
2014-07-01 | 2014 | 19855708.9003 | 0.58105 | 186.9653 | 152.1 | 67 | 0 | 0 | 0 | 31 | -2510760.168 | 2531.1915 | 4439564.5629 | 6226970.51 | -1373007.9054 | 0 | 0 | 0 | 14235755.3786 | 21021053.5696
2014-08-01 | 2014 | 19611045.2072 | 1.6661 | 167.4344 | 153.3 | 68 | 0 | 0 | 0 | 31 | -2510760.168 | 7257.851 | 3975797.3033 | 6276098.4824 | -1393500.5607 | 0 | 0 | 0 | 14235755.3786 | 20590648.2866
2014-09-01 | 2014 | 17643769.2378 | 30.4108 | 83.0035 | 155.3 | 69 | 0 | 1 | 1 | 30 | -2510760.168 | 132476.1698 | 1970951.9361 | 6357978.4365 | -1413993.216 | 0 | 697390.1736 | -782960.3125 | 13776537.4631 | 18227620.4828
2014-10-01 | 2014 | 16849179.5113 | 158.9368 | 16.9161 | 156.9 | 70 | 0 | 0 | 1 | 31 | -2510760.168 | 692363.0877 | 401679.2929 | 6423482.3998 | -1434485.8713 | 0 | 0 | -782960.3125 | 14235755.3786 | 17025073.8073
2014-11-01 | 2014 | 17791302.0501 | 375.9253 | 0.081203 | 157.9 | 71 | 0 | 0 | 1 | 30 | -2510760.168 | 1637612.4483 | 1928.1977 | 6464422.3769 | -1454978.5266 | 0 | 0 | -782960.3125 | 13776537.4631 | 17131801.479
2014-12-01 | 2014 | 19279930.4675 | 548.7612 | 0 | 159.9 | 72 | 0 | 0 | 0 | 31 | -2510760.168 | 2390523.0256 | 0 | 6546302.331 | -1475471.1819 | 0 | 0 | 0 | 14235755.3786 | 19186349.3852
2015-01-01 | 2015 | 20206900.3842 | 665.1488 | 0 | 160.4 | 73 | 0 | 0 | 0 | 31 | -2510760.168 | 2897532.6716 | 0 | 6566772.3195 | -1495963.8372 | 0 | 0 | 0 | 14235755.3786 | 19693336.3645
2015-02-01 | 2015 | 18912952.9114 | 611.1755 | 0 | 161.7 | 74 | 0 | 0 | 0 | 28 | -2510760.168 | 2662413.2144 | 0 | 6619994.2897 | -1516456.4925 | 0 | 0 | 0 | 12858101.6323 | 18113292.4759
2015-03-01 | 2015 | 19087194.6931 | 458.4644 | 0.45218 | 160.5 | 75 | 1 | 0 | 1 | 31 | -2510760.168 | 1997170.3632 | 10737.2047 | 6570866.3172 | -1536949.1478 | 419453.4328 | 0 | -782960.3125 | 14235755.3786 | 18403313.0682
2015-04-01 | 2015 | 16822886.2774 | 254.2905 | 0.50947 | 160.2 | 76 | 0 | 0 | 1 | 30 | -2510760.168 | 1107744.7804 | 12097.6553 | 6558584.3241 | -1557441.8032 | 0 | 0 | -782960.3125 | 13776537.4631 | 16603801.9394
2015-05-01 | 2015 | 17571335.8047 | 102.6415 | 56.0628 | 160.8 | 77 | 0 | 0 | 1 | 31 | -2510760.168 | 447128.6905 | 1331233.0636 | 6583148.3103 | -1577934.4585 | 0 | 0 | -782960.3125 | 14235755.3786 | 17725610.5042
2015-06-01 | 2015 | 18388369.4152 | 0.39669 | 116.8932 | 163 | 78 | 0 | 0 | 0 | 30 | -2510760.168 | 1728.0754 | 2775674.5433 | 6673216.2599 | -1598427.1138 | 0 | 0 | 0 | 13776537.4631 | 19117969.06
2015-07-01 | 2015 | 20279519.4736 | 0.58105 | 186.9653 | 162.2 | 79 | 0 | 0 | 0 | 31 | -2510760.168 | 2531.1915 | 4439564.5629 | 6640464.2782 | -1618919.7691 | 0 | 0 | 0 | 14235755.3786 | 21188635.4742
2015-08-01 | 2015 | 20702927.0925 | 1.6661 | 167.4344 | 158.7 | 80 | 0 | 0 | 0 | 31 | -2510760.168 | 7257.851 | 3975797.3033 | 6497174.3585 | -1639412.4244 | 0 | 0 | 0 | 14235755.3786 | 20565812.2991
2015-09-01 | 2015 | 18321540.1604 | 30.4108 | 83.0035 | 155.5 | 81 | 0 | 1 | 1 | 30 | -2510760.168 | 132476.1698 | 1970951.9361 | 6366166.432 | -1659905.0797 | 0 | 697390.1736 | -782960.3125 | 13776537.4631 | 17989896.6145
2015-10-01 | 2015 | 16809498.4777 | 158.9368 | 16.9161 | 153.9 | 82 | 0 | 0 | 1 | 31 | -2510760.168 | 692363.0877 | 401679.2929 | 6300662.4687 | -1680397.735 | 0 | 0 | -782960.3125 | 14235755.3786 | 16656342.0124
2015-11-01 | 2015 | 16699458.0421 | 375.9253 | 0.081203 | 154.2 | 83 | 0 | 0 | 1 | 30 | -2510760.168 | 1637612.4483 | 1928.1977 | 6312944.4618 | -1700890.3903 | 0 | 0 | -782960.3125 | 13776537.4631 | 16734411.7002
2015-12-01 | 2015 | 18067085.3485 | 548.7612 | 0 | 154.4 | 84 | 0 | 0 | 0 | 31 | -2510760.168 | 2390523.0256 | 0 | 6321132.4572 | -1721383.0456 | 0 | 0 | 0 | 14235755.3786 | 18715267.6478
2016-01-01 | 2016 | 19133061.7607 | 665.1488 | 0 | 156.2 | 85 | 0 | 0 | 0 | 31 | -2510760.168 | 2897532.6716 | 0 | 6394824.4159 | -1741875.7009 | 0 | 0 | 0 | 14235755.3786 | 19275476.5972
2016-02-01 | 2016 | 18058710.3309 | 611.1755 | 0 | 158.5 | 86 | 0 | 0 | 0 | 29 | -2510760.168 | 2662413.2144 | 0 | 6488986.3631 | -1762368.3562 | 0 | 0 | 0 | 13317319.5477 | 18195590.6011
2016-03-01 | 2016 | 17926685.6213 | 458.4644 | 0.45218 | 161 | 87 | 1 | 0 | 1 | 31 | -2510760.168 | 1997170.3632 | 10737.2047 | 6591336.3058 | -1782861.0115 | 419453.4328 | 0 | -782960.3125 | 14235755.3786 | 18177871.1931
2016-04-01 | 2016 | 16527168.64 | 254.2905 | 0.50947 | 163.1 | 88 | 0 | 0 | 1 | 30 | -2510760.168 | 1107744.7804 | 12097.6553 | 6677310.2576 | -1803353.6668 | 0 | 0 | -782960.3125 | 13776537.4631 | 16476616.0092
2016-05-01 | 2016 | 17576723.6587 | 102.6415 | 56.0628 | 164.8 | 89 | 0 | 0 | 1 | 31 | -2510760.168 | 447128.6905 | 1331233.0636 | 6746908.2186 | -1823846.3221 | 0 | 0 | -782960.3125 | 14235755.3786 | 17643458.5487
2016-06-01 | 2016 | 19532905.2295 | 0.39669 | 116.8932 | 166.3 | 90 | 0 | 0 | 0 | 30 | -2510760.168 | 1728.0754 | 2775674.5433 | 6808318.1841 | -1844338.9774 | 0 | 0 | 0 | 13776537.4631 | 19007159.1206
2016-07-01 | 2016 | 21956762.4891 | 0.58105 | 186.9653 | 167.5 | 91 | 0 | 0 | 0 | 31 | -2510760.168 | 2531.1915 | 4439564.5629 | 6857446.1566 | -1864831.6327 | 0 | 0 | 0 | 14235755.3786 | 21159705.4889
2016-08-01 | 2016 | 21900969.8063 | 1.6661 | 167.4344 | 167.9 | 92 | 0 | 0 | 0 | 31 | -2510760.168 | 7257.851 | 3975797.3033 | 6873822.1474 | -1885324.288 | 0 | 0 | 0 | 14235755.3786 | 20696548.2243
2016-09-01 | 2016 | 18789309.1377 | 30.4108 | 83.0035 | 167.5 | 93 | 0 | 1 | 1 | 30 | -2510760.168 | 132476.1698 | 1970951.9361 | 6857446.1566 | -1905816.9433 | 0 | 697390.1736 | -782960.3125 | 13776537.4631 | 18235264.4755
2016-10-01 | 2016 | 16955472.0712 | 158.9368 | 16.9161 | 166.4 | 94 | 0 | 0 | 1 | 31 | -2510760.168 | 692363.0877 | 401679.2929 | 6812412.1818 | -1926309.5986 | 0 | 0 | -782960.3125 | 14235755.3786 | 16922179.862
2016-11-01 | 2016 | 16751612.5892 | 375.9253 | 0.081203 | 163.9 | 95 | 0 | 0 | 1 | 30 | -2510760.168 | 1637612.4483 | 1928.1977 | 6710062.2392 | -1946802.2539 | 0 | 0 | -782960.3125 | 13776537.4631 | 16885617.614
2016-12-01 | 2016 | 18774069.7167 | 548.7612 | 0 | 161.8 | 96 | 0 | 0 | 0 | 31 | -2510760.168 | 2390523.0256 | 0 | 6624088.2874 | -1967294.9092 | 0 | 0 | 0 | 14235755.3786 | 18772311.6143
2017-01-01 | 2017 | 18732513.1366 | 665.1488 | 0 | 162 | 97 | 0 | 0 | 0 | 31 | -2510760.168 | 2897532.6716 | 0 | 6632276.2828 | -1987787.5646 | 0 | 0 | 0 | 14235755.3786 | 19267016.6005
2017-02-01 | 2017 | 16467205.2566 | 611.1755 | 0 | 161.2 | 98 | 0 | 0 | 0 | 28 | -2510760.168 | 2662413.2144 | 0 | 6599524.3012 | -2008280.2199 | 0 | 0 | 0 | 12858101.6323 | 17600998.76
2017-03-01 | 2017 | 17473640.6566 | 458.4644 | 0.45218 | 161.3 | 99 | 1 | 0 | 1 | 31 | -2510760.168 | 1997170.3632 | 10737.2047 | 6603618.2989 | -2028772.8752 | 419453.4328 | 0 | -782960.3125 | 14235755.3786 | 17944241.3225
2017-04-01 | 2017 | 15740126.9766 | 254.2905 | 0.50947 | 160.2 | 100 | 0 | 0 | 1 | 30 | -2510760.168 | 1107744.7804 | 12097.6553 | 6558584.3241 | -2049265.5305 | 0 | 0 | -782960.3125 | 13776537.4631 | 16111978.2121
2017-05-01 | 2017 | 16539773.2266 | 102.6415 | 56.0628 | 160 | 101 | 0 | 0 | 1 | 31 | -2510760.168 | 447128.6905 | 1331233.0636 | 6550396.3287 | -2069758.1858 | 0 | 0 | -782960.3125 | 14235755.3786 | 17201034.7952
2017-06-01 | 2017 | 18287536.6466 | 0.39669 | 116.8932 | 160.5 | 102 | 0 | 0 | 0 | 30 | -2510760.168 | 1728.0754 | 2775674.5433 | 6570866.3172 | -2090250.8411 | 0 | 0 | 0 | 13776537.4631 | 18523795.39
2017-07-01 | 2017 | 20148670.4666 | 0.58105 | 186.9653 | 160.5 | 103 | 0 | 0 | 0 | 31 | -2510760.168 | 2531.1915 | 4439564.5629 | 6570866.3172 | -2110743.4964 | 0 | 0 | 0 | 14235755.3786 | 20627213.7859
2017-08-01 | 2017 | 19087552.9266 | 1.6661 | 167.4344 | 163.7 | 104 | 0 | 0 | 0 | 31 | -2510760.168 | 7257.851 | 3975797.3033 | 6701874.2438 | -2131236.1517 | 0 | 0 | 0 | 14235755.3786 | 20278688.457
2017-09-01 | 2017 | 17404207.7366 | 30.4108 | 83.0035 | 164.7 | 105 | 0 | 1 | 1 | 30 | -2510760.168 | 132476.1698 | 1970951.9361 | 6742814.2209 | -2151728.807 | 0 | 697390.1736 | -782960.3125 | 13776537.4631 | 17874720.6761
2017-10-01 | 2017 | 16833839.9066 | 158.9368 | 16.9161 | 162.1 | 106 | 0 | 0 | 1 | 31 | -2510760.168 | 692363.0877 | 401679.2929 | 6636370.2805 | -2172221.4623 | 0 | 0 | -782960.3125 | 14235755.3786 | 16500226.097
2017-11-01 | 2017 | 16525687.1266 | 375.9253 | 0.081203 | 162.9 | 107 | 0 | 0 | 1 | 30 | -2510760.168 | 1637612.4483 | 1928.1977 | 6669122.2622 | -2192714.1176 | 0 | 0 | -782960.3125 | 13776537.4631 | 16598765.7733
2017-12-01 | 2017 | 18537220.0166 | 548.7612 | 0 | 163.9 | 108 | 0 | 0 | 0 | 31 | -2510760.168 | 2390523.0256 | 0 | 6710062.2392 | -2213206.7729 | 0 | 0 | 0 | 14235755.3786 | 18612373.7025
2018-01-01 | 2018 | 19001303.515 | 665.1488 | 0 | 165.3963 | 109 | 0 | 0 | 0 | 31 | -2510760.168 | 2897532.6716 | 0 | 6771322.6979 | -2233699.4282 | 0 | 0 | 0 | 14235755.3786 | 19160151.1519
2018-02-01 | 2018 | 16610806.1315 | 611.1755 | 0 | 161.9049 | 110 | 0 | 0 | 0 | 28 | -2510760.168 | 2662413.2144 | 0 | 6628381.6277 | -2254192.0835 | 0 | 0 | 0 | 12858101.6323 | 17383944.2229
2018-03-01 | 2018 | 17318740.1207 | 458.4644 | 0.45218 | 160.5083 | 111 | 1 | 0 | 1 | 31 | -2510760.168 | 1997170.3632 | 10737.2047 | 6571205.1996 | -2274684.7388 | 419453.4328 | 0 | -782960.3125 | 14235755.3786 | 17665916.3596
2018-04-01 | 2018 | 16017226.2723 | 254.2905 | 0.50947 | 161.5058 | 112 | 0 | 0 | 1 | 30 | -2510760.168 | 1107744.7804 | 12097.6553 | 6612045.5053 | -2295177.3941 | 0 | 0 | -782960.3125 | 13776537.4631 | 15919527.5297
2018-05-01 | 2018 | 16921821.134 | 102.6415 | 56.0628 | 162.9024 | 113 | 0 | 0 | 1 | 31 | -2510760.168 | 447128.6905 | 1331233.0636 | 6669221.9334 | -2315670.0494 | 0 | 0 | -782960.3125 | 14235755.3786 | 17073948.5363
2018-06-01 | 2018 | 18917894.2304 | 0.39669 | 116.8932 | 163.8002 | 114 | 0 | 0 | 0 | 30 | -2510760.168 | 1728.0754 | 2775674.5433 | 6705978.2086 | -2336162.7047 | 0 | 0 | 0 | 13776537.4631 | 18412995.4178
2018-07-01 | 2018 | 20639533.8733 | 0.58105 | 186.9653 | 163.2017 | 115 | 0 | 0 | 0 | 31 | -2510760.168 | 2531.1915 | 4439564.5629 | 6681474.0252 | -2356655.36 | 0 | 0 | 0 | 14235755.3786 | 20491909.6301
2018-08-01 | 2018 | 20163539.1853 | 1.6661 | 167.4344 | 162.9024 | 116 | 0 | 0 | 0 | 31 | -2510760.168 | 7257.851 | 3975797.3033 | 6669221.9334 | -2377148.0153 | 0 | 0 | 0 | 14235755.3786 | 20000124.283
2018-09-01 | 2018 | 17735720.1633 | 30.4108 | 83.0035 | 163.3015 | 117 | 0 | 1 | 1 | 30 | -2510760.168 | 132476.1698 | 1970951.9361 | 6685558.0557 | -2397640.6706 | 0 | 697390.1736 | -782960.3125 | 13776537.4631 | 17571552.6474
2018-10-01 | 2018 | 16132772.4915 | 158.9368 | 16.9161 | 164.5983 | 118 | 0 | 0 | 1 | 31 | -2510760.168 | 692363.0877 | 401679.2929 | 6738650.4533 | -2418133.3259 | 0 | 0 | -782960.3125 | 14235755.3786 | 16356594.4061
2018-11-01 | 2018 | 16564637.2533 | 375.9253 | 0.081203 | 167.4912 | 119 | 0 | 0 | 1 | 30 | -2510760.168 | 1637612.4483 | 1928.1977 | 6857087.34 | -2438625.9813 | 0 | 0 | -782960.3125 | 13776537.4631 | 16540818.9875
2018-12-01 | 2018 | 17253745.0332 | 548.7612 | 0 | 168.6883 | 120 | 0 | 0 | 0 | 31 | -2510760.168 | 2390523.0256 | 0 | 6906095.7069 | -2459118.6366 | 0 | 0 | 0 | 14235755.3786 | 18562495.3066
2019-01-01 | 2019 |  | 665.1488 | 0 | 169.432 | 121 | 0 | 0 | 0 | 31 | -2510760.168 | 2897532.6716 | 0 | 6936542.9717 | -2479611.2919 | 0 | 0 | 0 | 14235755.3786 | 19079459.5621
2019-02-01 | 2019 |  | 611.1755 | 0 | 165.8553 | 122 | 0 | 0 | 0 | 28 | -2510760.168 | 2662413.2144 | 0 | 6790114.1394 | -2500103.9472 | 0 | 0 | 0 | 12858101.6323 | 17299764.8709
2019-03-01 | 2019 |  | 458.4644 | 0.45218 | 164.4247 | 123 | 1 | 0 | 1 | 31 | -2510760.168 | 1997170.3632 | 10737.2047 | 6731542.6064 | -2520596.6025 | 419453.4328 | 0 | -782960.3125 | 14235755.3786 | 17580341.9028
2019-04-01 | 2019 |  | 254.2905 | 0.50947 | 165.4466 | 124 | 0 | 0 | 1 | 30 | -2510760.168 | 1107744.7804 | 12097.6553 | 6773379.4157 | -2541089.2578 | 0 | 0 | -782960.3125 | 13776537.4631 | 15834949.5764
2019-05-01 | 2019 |  | 102.6415 | 56.0628 | 166.8773 | 125 | 0 | 0 | 1 | 31 | -2510760.168 | 447128.6905 | 1331233.0636 | 6831950.9486 | -2561581.9131 | 0 | 0 | -782960.3125 | 14235755.3786 | 16990765.6878
2019-06-01 | 2019 |  | 0.39669 | 116.8932 | 167.797 | 126 | 0 | 0 | 0 | 30 | -2510760.168 | 1728.0754 | 2775674.5433 | 6869604.0769 | -2582074.5684 | 0 | 0 | 0 | 13776537.4631 | 18330709.4224
2019-07-01 | 2019 |  | 0.58105 | 186.9653 | 167.1838 | 127 | 0 | 0 | 0 | 31 | -2510760.168 | 2531.1915 | 4439564.5629 | 6844501.9914 | -2602567.2237 | 0 | 0 | 0 | 14235755.3786 | 20409025.7327
2019-08-01 | 2019 |  | 1.6661 | 167.4344 | 166.8773 | 128 | 0 | 0 | 0 | 31 | -2510760.168 | 7257.851 | 3975797.3033 | 6831950.9486 | -2623059.879 | 0 | 0 | 0 | 14235755.3786 | 19916941.4345
2019-09-01 | 2019 |  | 30.4108 | 83.0035 | 167.286 | 129 | 0 | 1 | 1 | 30 | -2510760.168 | 132476.1698 | 1970951.9361 | 6848685.6723 | -2643552.5343 | 0 | 697390.1736 | -782960.3125 | 13776537.4631 | 17488768.4003
2019-10-01 | 2019 |  | 158.9368 | 16.9161 | 168.6145 | 130 | 0 | 0 | 1 | 31 | -2510760.168 | 692363.0877 | 401679.2929 | 6903073.5243 | -2664045.1896 | 0 | 0 | -782960.3125 | 14235755.3786 | 16275105.6135
2019-11-01 | 2019 |  | 375.9253 | 0.081203 | 171.578 | 131 | 0 | 0 | 1 | 30 | -2510760.168 | 1637612.4483 | 1928.1977 | 7024400.2711 | -2684537.8449 | 0 | 0 | -782960.3125 | 13776537.4631 | 16462220.0549
2019-12-01 | 2019 |  | 548.7612 | 0 | 172.8043 | 132 | 0 | 0 | 0 | 31 | -2510760.168 | 2390523.0256 | 0 | 7074604.4422 | -2705030.5002 | 0 | 0 | 0 | 14235755.3786 | 18485092.1782
2020-01-01 | 2020 |  | 665.1488 | 0 | 171.1941 | 133 | 0 | 0 | 0 | 31 | -2510760.168 | 2897532.6716 | 0 | 7008683.0186 | -2725523.1555 | 0 | 0 | 0 | 14235755.3786 | 18905687.7453
2020-02-01 | 2020 |  | 611.1755 | 0 | 167.5802 | 134 | 0 | 0 | 0 | 29 | -2510760.168 | 2662413.2144 | 0 | 6860731.3264 | -2746015.8108 | 0 | 0 | 0 | 13317319.5477 | 17583688.1098
2020-03-01 | 2020 |  | 458.4644 | 0.45218 | 166.1347 | 135 | 1 | 0 | 1 | 31 | -2510760.168 | 1997170.3632 | 10737.2047 | 6801550.6495 | -2766508.4661 | 419453.4328 | 0 | -782960.3125 | 14235755.3786 | 17404438.0822
2020-04-01 | 2020 |  | 254.2905 | 0.50947 | 167.1672 | 136 | 0 | 0 | 1 | 30 | -2510760.168 | 1107744.7804 | 12097.6553 | 6843822.5616 | -2787001.1214 | 0 | 0 | -782960.3125 | 13776537.4631 | 15659480.8586
2020-05-01 | 2020 |  | 102.6415 | 56.0628 | 168.6128 | 137 | 0 | 0 | 1 | 31 | -2510760.168 | 447128.6905 | 1331233.0636 | 6903003.2385 | -2807493.7767 | 0 | 0 | -782960.3125 | 14235755.3786 | 16815906.114
2020-06-01 | 2020 |  | 0.39669 | 116.8932 | 169.5421 | 138 | 0 | 0 | 0 | 30 | -2510760.168 | 1728.0754 | 2775674.5433 | 6941047.9593 | -2827986.432 | 0 | 0 | 0 | 13776537.4631 | 18156241.4411
2020-07-01 | 2020 |  | 0.58105 | 186.9653 | 168.9225 | 139 | 0 | 0 | 0 | 31 | -2510760.168 | 2531.1915 | 4439564.5629 | 6915684.8121 | -2848479.0873 | 0 | 0 | 0 | 14235755.3786 | 20234296.6898
2020-08-01 | 2020 |  | 1.6661 | 167.4344 | 168.6128 | 140 | 0 | 0 | 0 | 31 | -2510760.168 | 7257.851 | 3975797.3033 | 6903003.2385 | -2868971.7427 | 0 | 0 | 0 | 14235755.3786 | 19742081.8607
2020-09-01 | 2020 |  | 30.4108 | 83.0035 | 169.0258 | 141 | 0 | 1 | 1 | 30 | -2510760.168 | 132476.1698 | 1970951.9361 | 6919912.0033 | -2889464.398 | 0 | 697390.1736 | -782960.3125 | 13776537.4631 | 17314082.8676
2020-10-01 | 2020 |  | 158.9368 | 16.9161 | 170.3681 | 142 | 0 | 0 | 1 | 31 | -2510760.168 | 692363.0877 | 401679.2929 | 6974865.489 | -2909957.0533 | 0 | 0 | -782960.3125 | 14235755.3786 | 16100985.7145
2020-11-01 | 2020 |  | 375.9253 | 0.081203 | 173.3624 | 143 | 0 | 0 | 1 | 30 | -2510760.168 | 1637612.4483 | 1928.1977 | 7097454.0339 | -2930449.7086 | 0 | 0 | -782960.3125 | 13776537.4631 | 16289361.9541
2020-12-01 | 2020 |  | 548.7612 | 0 | 174.6015 | 144 | 0 | 0 | 0 | 31 | -2510760.168 | 2390523.0256 | 0 | 7148180.3284 | -2950942.3639 | 0 | 0 | 0 | 14235755.3786 | 18312756.2007

## GS > 50 NM 20yr Trend
Date | Year | GS_gt_50_NO_CDM | HDD | CDD | Ont_GDP | Trend | Apr | Jun | Aug | Sept | Oct | Month Days | Peak Days | const | HDD | CDD | Ont_GDP | Trend | Apr | Jun | Aug | Sept | Oct | Month Days | Peak Days | Predicted
2009-01-01 | 2009 | 85381791.8691 | 665.1488 | 0 | 539388 | 1 | 0 | 0 | 0 | 0 | 0 | 31 | 21 | -8508488.8174 | 16127087.1136 | 0 | 28244636.3656 | 0 | 0 | 0 | 0 | 0 | 0 | 34669572.1349 | 13737248.9563 | 84270055.7529
2009-02-01 | 2009 | 77417193.5523 | 611.1755 | 0 | 539388 | 2 | 0 | 0 | 0 | 0 | 0 | 28 | 19 | -8508488.8174 | 14818459.2573 | 0 | 28244636.3656 | 0 | 0 | 0 | 0 | 0 | 0 | 31314452.2508 | 12428939.5319 | 78297998.5883
2009-03-01 | 2009 | 79227713.9897 | 458.4644 | 0.45218 | 539388 | 3 | 0 | 0 | 0 | 0 | 0 | 31 | 22 | -8508488.8174 | 11115850.649 | 32280.0804 | 28244636.3656 | 0 | 0 | 0 | 0 | 0 | 0 | 34669572.1349 | 14391403.6685 | 79945254.0809
2009-04-01 | 2009 | 71027811.6648 | 254.2905 | 0.50947 | 539388 | 4 | 1 | 0 | 0 | 0 | 0 | 30 | 20 | -8508488.8174 | 6165485.811 | 36370.1072 | 28244636.3656 | 0 | -1670359.8066 | 0 | 0 | 0 | 0 | 33551198.8402 | 13083094.2441 | 70901936.744
2009-05-01 | 2009 | 68182291.6445 | 102.6415 | 56.0628 | 539388 | 5 | 0 | 0 | 0 | 0 | 0 | 31 | 20 | -8508488.8174 | 2488628.8302 | 4002187.8472 | 28244636.3656 | 0 | 0 | 0 | 0 | 0 | 0 | 34669572.1349 | 13083094.2441 | 73979630.6046
2009-06-01 | 2009 | 70571023.2312 | 0.39669 | 116.8932 | 539388 | 6 | 0 | 1 | 0 | 0 | 0 | 30 | 22 | -8508488.8174 | 9618.1217 | 8344722.8202 | 28244636.3656 | 0 | 0 | 1244451.2383 | 0 | 0 | 0 | 33551198.8402 | 14391403.6685 | 77277542.2371
2009-07-01 | 2009 | 74557299.5693 | 0.58105 | 186.9653 | 539388 | 7 | 0 | 0 | 0 | 0 | 0 | 31 | 22 | -8508488.8174 | 14088.1055 | 13347002.7345 | 28244636.3656 | 0 | 0 | 0 | 0 | 0 | 0 | 34669572.1349 | 14391403.6685 | 82158214.1915
2009-08-01 | 2009 | 79205277.5628 | 1.6661 | 167.4344 | 539388 | 8 | 0 | 0 | 1 | 0 | 0 | 31 | 20 | -8508488.8174 | 40395.7465 | 11952743.7268 | 28244636.3656 | 0 | 0 | 0 | 2505717.0713 | 0 | 0 | 34669572.1349 | 13083094.2441 | 81987670.4718
2009-09-01 | 2009 | 75059365.0605 | 30.4108 | 83.0035 | 539388 | 9 | 0 | 0 | 0 | 1 | 0 | 30 | 21 | -8508488.8174 | 737335.8556 | 5925423.6554 | 28244636.3656 | 0 | 0 | 0 | 0 | 2345350.8919 | 0 | 33551198.8402 | 13737248.9563 | 76032705.7477
2009-10-01 | 2009 | 74478609.6262 | 158.9368 | 16.9161 | 539388 | 10 | 0 | 0 | 0 | 0 | 1 | 31 | 21 | -8508488.8174 | 3853554.4185 | 1207599.2015 | 28244636.3656 | 0 | 0 | 0 | 0 | 0 | 0 | 34669572.1349 | 13737248.9563 | 73204122.2594
2009-11-01 | 2009 | 74097028.3294 | 375.9253 | 0.081203 | 539388 | 11 | 0 | 0 | 0 | 0 | 0 | 30 | 21 | -8508488.8174 | 9114623.2349 | 5796.8884 | 28244636.3656 | 0 | 0 | 0 | 0 | 0 | 0 | 33551198.8402 | 13737248.9563 | 76145015.4679
2009-12-01 | 2009 | 80736283.955 | 548.7612 | 0 | 539388 | 12 | 0 | 0 | 0 | 0 | 0 | 31 | 21 | -8508488.8174 | 13305172.8658 | 0 | 28244636.3656 | 0 | 0 | 0 | 0 | 0 | 0 | 34669572.1349 | 13737248.9563 | 81448141.5052
2010-01-01 | 2010 | 85427036.5282 | 665.1488 | 0 | 555907.5 | 13 | 0 | 0 | 0 | 0 | 0 | 31 | 20 | -8508488.8174 | 16127087.1136 | 0 | 29109667.2347 | 0 | 0 | 0 | 0 | 0 | 0 | 34669572.1349 | 13083094.2441 | 84480931.9099
2010-02-01 | 2010 | 77459286.1073 | 611.1755 | 0 | 555907.5 | 14 | 0 | 0 | 0 | 0 | 0 | 28 | 19 | -8508488.8174 | 14818459.2573 | 0 | 29109667.2347 | 0 | 0 | 0 | 0 | 0 | 0 | 31314452.2508 | 12428939.5319 | 79163029.4574
2010-03-01 | 2010 | 79469302.5644 | 458.4644 | 0.45218 | 555907.5 | 15 | 0 | 0 | 0 | 0 | 0 | 31 | 23 | -8508488.8174 | 11115850.649 | 32280.0804 | 29109667.2347 | 0 | 0 | 0 | 0 | 0 | 0 | 34669572.1349 | 15045558.3808 | 81464439.6623
2010-04-01 | 2010 | 71033086.4616 | 254.2905 | 0.50947 | 555907.5 | 16 | 1 | 0 | 0 | 0 | 0 | 30 | 20 | -8508488.8174 | 6165485.811 | 36370.1072 | 29109667.2347 | 0 | -1670359.8066 | 0 | 0 | 0 | 0 | 33551198.8402 | 13083094.2441 | 71766967.6131
2010-05-01 | 2010 | 75509222.108 | 102.6415 | 56.0628 | 555907.5 | 17 | 0 | 0 | 0 | 0 | 0 | 31 | 20 | -8508488.8174 | 2488628.8302 | 4002187.8472 | 29109667.2347 | 0 | 0 | 0 | 0 | 0 | 0 | 34669572.1349 | 13083094.2441 | 74844661.4737
2010-06-01 | 2010 | 81034423.7144 | 0.39669 | 116.8932 | 555907.5 | 18 | 0 | 1 | 0 | 0 | 0 | 30 | 22 | -8508488.8174 | 9618.1217 | 8344722.8202 | 29109667.2347 | 0 | 0 | 1244451.2383 | 0 | 0 | 0 | 33551198.8402 | 14391403.6685 | 78142573.1063
2010-07-01 | 2010 | 85939810.8517 | 0.58105 | 186.9653 | 555907.5 | 19 | 0 | 0 | 0 | 0 | 0 | 31 | 21 | -8508488.8174 | 14088.1055 | 13347002.7345 | 29109667.2347 | 0 | 0 | 0 | 0 | 0 | 0 | 34669572.1349 | 13737248.9563 | 82369090.3484
2010-08-01 | 2010 | 86205660.1299 | 1.6661 | 167.4344 | 555907.5 | 20 | 0 | 0 | 1 | 0 | 0 | 31 | 21 | -8508488.8174 | 40395.7465 | 11952743.7268 | 29109667.2347 | 0 | 0 | 0 | 2505717.0713 | 0 | 0 | 34669572.1349 | 13737248.9563 | 83506856.0532
2010-09-01 | 2010 | 75144375.4153 | 30.4108 | 83.0035 | 555907.5 | 21 | 0 | 0 | 0 | 1 | 0 | 30 | 21 | -8508488.8174 | 737335.8556 | 5925423.6554 | 29109667.2347 | 0 | 0 | 0 | 0 | 2345350.8919 | 0 | 33551198.8402 | 13737248.9563 | 76897736.6168
2010-10-01 | 2010 | 73712701.5955 | 158.9368 | 16.9161 | 555907.5 | 22 | 0 | 0 | 0 | 0 | 1 | 31 | 20 | -8508488.8174 | 3853554.4185 | 1207599.2015 | 29109667.2347 | 0 | 0 | 0 | 0 | 0 | 0 | 34669572.1349 | 13083094.2441 | 73414998.4163
2010-11-01 | 2010 | 76223861.516 | 375.9253 | 0.081203 | 555907.5 | 23 | 0 | 0 | 0 | 0 | 0 | 30 | 22 | -8508488.8174 | 9114623.2349 | 5796.8884 | 29109667.2347 | 0 | 0 | 0 | 0 | 0 | 0 | 33551198.8402 | 14391403.6685 | 77664201.0493
2010-12-01 | 2010 | 82782031.2484 | 548.7612 | 0 | 555907.5 | 24 | 0 | 0 | 0 | 0 | 0 | 31 | 21 | -8508488.8174 | 13305172.8658 | 0 | 29109667.2347 | 0 | 0 | 0 | 0 | 0 | 0 | 34669572.1349 | 13737248.9563 | 82313172.3743
2011-01-01 | 2011 | 87926514.0893 | 665.1488 | 0 | 570633.3 | 25 | 0 | 0 | 0 | 0 | 0 | 31 | 20 | -8508488.8174 | 16127087.1136 | 0 | 29880772.3876 | 0 | 0 | 0 | 0 | 0 | 0 | 34669572.1349 | 13083094.2441 | 85252037.0627
2011-02-01 | 2011 | 79445566.3399 | 611.1755 | 0 | 570633.3 | 26 | 0 | 0 | 0 | 0 | 0 | 28 | 19 | -8508488.8174 | 14818459.2573 | 0 | 29880772.3876 | 0 | 0 | 0 | 0 | 0 | 0 | 31314452.2508 | 12428939.5319 | 79934134.6103
2011-03-01 | 2011 | 83484642.0995 | 458.4644 | 0.45218 | 570633.3 | 27 | 0 | 0 | 0 | 0 | 0 | 31 | 23 | -8508488.8174 | 11115850.649 | 32280.0804 | 29880772.3876 | 0 | 0 | 0 | 0 | 0 | 0 | 34669572.1349 | 15045558.3808 | 82235544.8152
2011-04-01 | 2011 | 73145108.284 | 254.2905 | 0.50947 | 570633.3 | 28 | 1 | 0 | 0 | 0 | 0 | 30 | 19 | -8508488.8174 | 6165485.811 | 36370.1072 | 29880772.3876 | 0 | -1670359.8066 | 0 | 0 | 0 | 0 | 33551198.8402 | 12428939.5319 | 71883918.0538
2011-05-01 | 2011 | 74301939.8954 | 102.6415 | 56.0628 | 570633.3 | 29 | 0 | 0 | 0 | 0 | 0 | 31 | 21 | -8508488.8174 | 2488628.8302 | 4002187.8472 | 29880772.3876 | 0 | 0 | 0 | 0 | 0 | 0 | 34669572.1349 | 13737248.9563 | 76269921.3388
2011-06-01 | 2011 | 79491543.1908 | 0.39669 | 116.8932 | 570633.3 | 30 | 0 | 1 | 0 | 0 | 0 | 30 | 22 | -8508488.8174 | 9618.1217 | 8344722.8202 | 29880772.3876 | 0 | 0 | 1244451.2383 | 0 | 0 | 0 | 33551198.8402 | 14391403.6685 | 78913678.2591
2011-07-01 | 2011 | 85669531.8569 | 0.58105 | 186.9653 | 570633.3 | 31 | 0 | 0 | 0 | 0 | 0 | 31 | 20 | -8508488.8174 | 14088.1055 | 13347002.7345 | 29880772.3876 | 0 | 0 | 0 | 0 | 0 | 0 | 34669572.1349 | 13083094.2441 | 82486040.7891
2011-08-01 | 2011 | 85461087.2223 | 1.6661 | 167.4344 | 570633.3 | 32 | 0 | 0 | 1 | 0 | 0 | 31 | 22 | -8508488.8174 | 40395.7465 | 11952743.7268 | 29880772.3876 | 0 | 0 | 0 | 2505717.0713 | 0 | 0 | 34669572.1349 | 14391403.6685 | 84932115.9182
2011-09-01 | 2011 | 75648608.6303 | 30.4108 | 83.0035 | 570633.3 | 33 | 0 | 0 | 0 | 1 | 0 | 30 | 21 | -8508488.8174 | 737335.8556 | 5925423.6554 | 29880772.3876 | 0 | 0 | 0 | 0 | 2345350.8919 | 0 | 33551198.8402 | 13737248.9563 | 77668841.7697
2011-10-01 | 2011 | 74971165.1508 | 158.9368 | 16.9161 | 570633.3 | 34 | 0 | 0 | 0 | 0 | 1 | 31 | 20 | -8508488.8174 | 3853554.4185 | 1207599.2015 | 29880772.3876 | 0 | 0 | 0 | 0 | 0 | 0 | 34669572.1349 | 13083094.2441 | 74186103.5692
2011-11-01 | 2011 | 75882976.9797 | 375.9253 | 0.081203 | 570633.3 | 35 | 0 | 0 | 0 | 0 | 0 | 30 | 22 | -8508488.8174 | 9114623.2349 | 5796.8884 | 29880772.3876 | 0 | 0 | 0 | 0 | 0 | 0 | 33551198.8402 | 14391403.6685 | 78435306.2022
2011-12-01 | 2011 | 79287692.6629 | 548.7612 | 0 | 570633.3 | 36 | 0 | 0 | 0 | 0 | 0 | 31 | 20 | -8508488.8174 | 13305172.8658 | 0 | 29880772.3876 | 0 | 0 | 0 | 0 | 0 | 0 | 34669572.1349 | 13083094.2441 | 82430122.815
2012-01-01 | 2012 | 83627865.9435 | 665.1488 | 0 | 578793.9 | 37 | 0 | 0 | 0 | 0 | 0 | 31 | 21 | -8508488.8174 | 16127087.1136 | 0 | 30308095.9089 | 0 | 0 | 0 | 0 | 0 | 0 | 34669572.1349 | 13737248.9563 | 86333515.2963
2012-02-01 | 2012 | 78960983.6586 | 611.1755 | 0 | 578793.9 | 38 | 0 | 0 | 0 | 0 | 0 | 29 | 20 | -8508488.8174 | 14818459.2573 | 0 | 30308095.9089 | 0 | 0 | 0 | 0 | 0 | 0 | 32432825.5455 | 13083094.2441 | 82133986.1385
2012-03-01 | 2012 | 78967146.2141 | 458.4644 | 0.45218 | 578793.9 | 39 | 0 | 0 | 0 | 0 | 0 | 31 | 22 | -8508488.8174 | 11115850.649 | 32280.0804 | 30308095.9089 | 0 | 0 | 0 | 0 | 0 | 0 | 34669572.1349 | 14391403.6685 | 82008713.6243
2012-04-01 | 2012 | 70404346.9042 | 254.2905 | 0.50947 | 578793.9 | 40 | 1 | 0 | 0 | 0 | 0 | 30 | 19 | -8508488.8174 | 6165485.811 | 36370.1072 | 30308095.9089 | 0 | -1670359.8066 | 0 | 0 | 0 | 0 | 33551198.8402 | 12428939.5319 | 72311241.5751
2012-05-01 | 2012 | 76707141.2564 | 102.6415 | 56.0628 | 578793.9 | 41 | 0 | 0 | 0 | 0 | 0 | 31 | 22 | -8508488.8174 | 2488628.8302 | 4002187.8472 | 30308095.9089 | 0 | 0 | 0 | 0 | 0 | 0 | 34669572.1349 | 14391403.6685 | 77351399.5723
2012-06-01 | 2012 | 81073916.051 | 0.39669 | 116.8932 | 578793.9 | 42 | 0 | 1 | 0 | 0 | 0 | 30 | 21 | -8508488.8174 | 9618.1217 | 8344722.8202 | 30308095.9089 | 0 | 0 | 1244451.2383 | 0 | 0 | 0 | 33551198.8402 | 13737248.9563 | 78686847.0683
2012-07-01 | 2012 | 86497634.1792 | 0.58105 | 186.9653 | 578793.9 | 43 | 0 | 0 | 0 | 0 | 0 | 31 | 21 | -8508488.8174 | 14088.1055 | 13347002.7345 | 30308095.9089 | 0 | 0 | 0 | 0 | 0 | 0 | 34669572.1349 | 13737248.9563 | 83567519.0226
2012-08-01 | 2012 | 84955144.6821 | 1.6661 | 167.4344 | 578793.9 | 44 | 0 | 0 | 1 | 0 | 0 | 31 | 22 | -8508488.8174 | 40395.7465 | 11952743.7268 | 30308095.9089 | 0 | 0 | 0 | 2505717.0713 | 0 | 0 | 34669572.1349 | 14391403.6685 | 85359439.4396
2012-09-01 | 2012 | 75637873.1171 | 30.4108 | 83.0035 | 578793.9 | 45 | 0 | 0 | 0 | 1 | 0 | 30 | 19 | -8508488.8174 | 737335.8556 | 5925423.6554 | 30308095.9089 | 0 | 0 | 0 | 0 | 2345350.8919 | 0 | 33551198.8402 | 12428939.5319 | 76787855.8666
2012-10-01 | 2012 | 75854816.158 | 158.9368 | 16.9161 | 578793.9 | 46 | 0 | 0 | 0 | 0 | 1 | 31 | 22 | -8508488.8174 | 3853554.4185 | 1207599.2015 | 30308095.9089 | 0 | 0 | 0 | 0 | 0 | 0 | 34669572.1349 | 14391403.6685 | 75921736.5149
2012-11-01 | 2012 | 76825179.4475 | 375.9253 | 0.081203 | 578793.9 | 47 | 0 | 0 | 0 | 0 | 0 | 30 | 22 | -8508488.8174 | 9114623.2349 | 5796.8884 | 30308095.9089 | 0 | 0 | 0 | 0 | 0 | 0 | 33551198.8402 | 14391403.6685 | 78862629.7235
2012-12-01 | 2012 | 78089232.6018 | 548.7612 | 0 | 578793.9 | 48 | 0 | 0 | 0 | 0 | 0 | 31 | 19 | -8508488.8174 | 13305172.8658 | 0 | 30308095.9089 | 0 | 0 | 0 | 0 | 0 | 0 | 34669572.1349 | 12428939.5319 | 82203291.6241
2013-01-01 | 2013 | 86172794.2979 | 665.1488 | 0 | 586913 | 49 | 0 | 0 | 0 | 0 | 0 | 31 | 22 | -8508488.8174 | 16127087.1136 | 0 | 30733246.3148 | 0 | 0 | 0 | 0 | 0 | 0 | 34669572.1349 | 14391403.6685 | 87412820.4143
2013-02-01 | 2013 | 80116229.5699 | 611.1755 | 0 | 586913 | 50 | 0 | 0 | 0 | 0 | 0 | 28 | 19 | -8508488.8174 | 14818459.2573 | 0 | 30733246.3148 | 0 | 0 | 0 | 0 | 0 | 0 | 31314452.2508 | 12428939.5319 | 80786608.5375
2013-03-01 | 2013 | 83295056.1316 | 458.4644 | 0.45218 | 586913 | 51 | 0 | 0 | 0 | 0 | 0 | 31 | 19 | -8508488.8174 | 11115850.649 | 32280.0804 | 30733246.3148 | 0 | 0 | 0 | 0 | 0 | 0 | 34669572.1349 | 12428939.5319 | 80471399.8935
2013-04-01 | 2013 | 75368667.8343 | 254.2905 | 0.50947 | 586913 | 52 | 1 | 0 | 0 | 0 | 0 | 30 | 22 | -8508488.8174 | 6165485.811 | 36370.1072 | 30733246.3148 | 0 | -1670359.8066 | 0 | 0 | 0 | 0 | 33551198.8402 | 14391403.6685 | 74698856.1176
2013-05-01 | 2013 | 76645979.1283 | 102.6415 | 56.0628 | 586913 | 53 | 0 | 0 | 0 | 0 | 0 | 31 | 22 | -8508488.8174 | 2488628.8302 | 4002187.8472 | 30733246.3148 | 0 | 0 | 0 | 0 | 0 | 0 | 34669572.1349 | 14391403.6685 | 77776549.9782
2013-06-01 | 2013 | 77950659.4037 | 0.39669 | 116.8932 | 586913 | 54 | 0 | 1 | 0 | 0 | 0 | 30 | 20 | -8508488.8174 | 9618.1217 | 8344722.8202 | 30733246.3148 | 0 | 0 | 1244451.2383 | 0 | 0 | 0 | 33551198.8402 | 13083094.2441 | 78457842.7619
2013-07-01 | 2013 | 82611806.2309 | 0.58105 | 186.9653 | 586913 | 55 | 0 | 0 | 0 | 0 | 0 | 31 | 22 | -8508488.8174 | 14088.1055 | 13347002.7345 | 30733246.3148 | 0 | 0 | 0 | 0 | 0 | 0 | 34669572.1349 | 14391403.6685 | 84646824.1407
2013-08-01 | 2013 | 81402470.1099 | 1.6661 | 167.4344 | 586913 | 56 | 0 | 0 | 1 | 0 | 0 | 31 | 21 | -8508488.8174 | 40395.7465 | 11952743.7268 | 30733246.3148 | 0 | 0 | 0 | 2505717.0713 | 0 | 0 | 34669572.1349 | 13737248.9563 | 85130435.1332
2013-09-01 | 2013 | 76153505.5867 | 30.4108 | 83.0035 | 586913 | 57 | 0 | 0 | 0 | 1 | 0 | 30 | 20 | -8508488.8174 | 737335.8556 | 5925423.6554 | 30733246.3148 | 0 | 0 | 0 | 0 | 2345350.8919 | 0 | 33551198.8402 | 13083094.2441 | 77867160.9846
2013-10-01 | 2013 | 77422083.6809 | 158.9368 | 16.9161 | 586913 | 58 | 0 | 0 | 0 | 0 | 1 | 31 | 22 | -8508488.8174 | 3853554.4185 | 1207599.2015 | 30733246.3148 | 0 | 0 | 0 | 0 | 0 | 0 | 34669572.1349 | 14391403.6685 | 76346886.9208
2013-11-01 | 2013 | 79988549.4671 | 375.9253 | 0.081203 | 586913 | 59 | 0 | 0 | 0 | 0 | 0 | 30 | 21 | -8508488.8174 | 9114623.2349 | 5796.8884 | 30733246.3148 | 0 | 0 | 0 | 0 | 0 | 0 | 33551198.8402 | 13737248.9563 | 78633625.4171
2013-12-01 | 2013 | 83719004.8506 | 548.7612 | 0 | 586913 | 60 | 0 | 0 | 0 | 0 | 0 | 31 | 20 | -8508488.8174 | 13305172.8658 | 0 | 30733246.3148 | 0 | 0 | 0 | 0 | 0 | 0 | 34669572.1349 | 13083094.2441 | 83282596.7421
2014-01-01 | 2014 | 96510112.6834 | 665.1488 | 0 | 601343.5 | 61 | 0 | 0 | 0 | 0 | 0 | 31 | 22 | -8508488.8174 | 16127087.1136 | 0 | 31488888.311 | 0 | 0 | 0 | 0 | 0 | 0 | 34669572.1349 | 14391403.6685 | 88168462.4106
2014-02-01 | 2014 | 85964089.9634 | 611.1755 | 0 | 601343.5 | 62 | 0 | 0 | 0 | 0 | 0 | 28 | 19 | -8508488.8174 | 14818459.2573 | 0 | 31488888.311 | 0 | 0 | 0 | 0 | 0 | 0 | 31314452.2508 | 12428939.5319 | 81542250.5337
2014-03-01 | 2014 | 88422332.0787 | 458.4644 | 0.45218 | 601343.5 | 63 | 0 | 0 | 0 | 0 | 0 | 31 | 21 | -8508488.8174 | 11115850.649 | 32280.0804 | 31488888.311 | 0 | 0 | 0 | 0 | 0 | 0 | 34669572.1349 | 13737248.9563 | 82535351.3142
2014-04-01 | 2014 | 76199788.9276 | 254.2905 | 0.50947 | 601343.5 | 64 | 1 | 0 | 0 | 0 | 0 | 30 | 20 | -8508488.8174 | 6165485.811 | 36370.1072 | 31488888.311 | 0 | -1670359.8066 | 0 | 0 | 0 | 0 | 33551198.8402 | 13083094.2441 | 74146188.6895
2014-05-01 | 2014 | 78731314.2044 | 102.6415 | 56.0628 | 601343.5 | 65 | 0 | 0 | 0 | 0 | 0 | 31 | 22 | -8508488.8174 | 2488628.8302 | 4002187.8472 | 31488888.311 | 0 | 0 | 0 | 0 | 0 | 0 | 34669572.1349 | 14391403.6685 | 78532191.9744
2014-06-01 | 2014 | 82040736.4392 | 0.39669 | 116.8932 | 601343.5 | 66 | 0 | 1 | 0 | 0 | 0 | 30 | 21 | -8508488.8174 | 9618.1217 | 8344722.8202 | 31488888.311 | 0 | 0 | 1244451.2383 | 0 | 0 | 0 | 33551198.8402 | 13737248.9563 | 79867639.4704
2014-07-01 | 2014 | 83536033.436 | 0.58105 | 186.9653 | 601343.5 | 67 | 0 | 0 | 0 | 0 | 0 | 31 | 22 | -8508488.8174 | 14088.1055 | 13347002.7345 | 31488888.311 | 0 | 0 | 0 | 0 | 0 | 0 | 34669572.1349 | 14391403.6685 | 85402466.137
2014-08-01 | 2014 | 82890715.1014 | 1.6661 | 167.4344 | 601343.5 | 68 | 0 | 0 | 1 | 0 | 0 | 31 | 20 | -8508488.8174 | 40395.7465 | 11952743.7268 | 31488888.311 | 0 | 0 | 0 | 2505717.0713 | 0 | 0 | 34669572.1349 | 13083094.2441 | 85231922.4173
2014-09-01 | 2014 | 78138961.6909 | 30.4108 | 83.0035 | 601343.5 | 69 | 0 | 0 | 0 | 1 | 0 | 30 | 21 | -8508488.8174 | 737335.8556 | 5925423.6554 | 31488888.311 | 0 | 0 | 0 | 0 | 2345350.8919 | 0 | 33551198.8402 | 13737248.9563 | 79276957.6931
2014-10-01 | 2014 | 78077874.4163 | 158.9368 | 16.9161 | 601343.5 | 70 | 0 | 0 | 0 | 0 | 1 | 31 | 22 | -8508488.8174 | 3853554.4185 | 1207599.2015 | 31488888.311 | 0 | 0 | 0 | 0 | 0 | 0 | 34669572.1349 | 14391403.6685 | 77102528.917
2014-11-01 | 2014 | 81347157.7768 | 375.9253 | 0.081203 | 601343.5 | 71 | 0 | 0 | 0 | 0 | 0 | 30 | 20 | -8508488.8174 | 9114623.2349 | 5796.8884 | 31488888.311 | 0 | 0 | 0 | 0 | 0 | 0 | 33551198.8402 | 13083094.2441 | 78735112.7012
2014-12-01 | 2014 | 84624117.963 | 548.7612 | 0 | 601343.5 | 72 | 0 | 0 | 0 | 0 | 0 | 31 | 21 | -8508488.8174 | 13305172.8658 | 0 | 31488888.311 | 0 | 0 | 0 | 0 | 0 | 0 | 34669572.1349 | 13737248.9563 | 84692393.4506
2015-01-01 | 2015 | 91047914.9884 | 665.1488 | 0 | 618051.4 | 73 | 0 | 0 | 0 | 0 | 0 | 31 | 21 | -8508488.8174 | 16127087.1136 | 0 | 32363784.6008 | 0 | 0 | 0 | 0 | 0 | 0 | 34669572.1349 | 13737248.9563 | 88389203.9881
2015-02-01 | 2015 | 84953121.0003 | 611.1755 | 0 | 618051.4 | 74 | 0 | 0 | 0 | 0 | 0 | 28 | 19 | -8508488.8174 | 14818459.2573 | 0 | 32363784.6008 | 0 | 0 | 0 | 0 | 0 | 0 | 31314452.2508 | 12428939.5319 | 82417146.8235
2015-03-01 | 2015 | 85185196.8039 | 458.4644 | 0.45218 | 618051.4 | 75 | 0 | 0 | 0 | 0 | 0 | 31 | 22 | -8508488.8174 | 11115850.649 | 32280.0804 | 32363784.6008 | 0 | 0 | 0 | 0 | 0 | 0 | 34669572.1349 | 14391403.6685 | 84064402.3161
2015-04-01 | 2015 | 74690896.3343 | 254.2905 | 0.50947 | 618051.4 | 76 | 1 | 0 | 0 | 0 | 0 | 30 | 20 | -8508488.8174 | 6165485.811 | 36370.1072 | 32363784.6008 | 0 | -1670359.8066 | 0 | 0 | 0 | 0 | 33551198.8402 | 13083094.2441 | 75021084.9792
2015-05-01 | 2015 | 77420119.173 | 102.6415 | 56.0628 | 618051.4 | 77 | 0 | 0 | 0 | 0 | 0 | 31 | 20 | -8508488.8174 | 2488628.8302 | 4002187.8472 | 32363784.6008 | 0 | 0 | 0 | 0 | 0 | 0 | 34669572.1349 | 13083094.2441 | 78098778.8398
2015-06-01 | 2015 | 80301286.4492 | 0.39669 | 116.8932 | 618051.4 | 78 | 0 | 1 | 0 | 0 | 0 | 30 | 22 | -8508488.8174 | 9618.1217 | 8344722.8202 | 32363784.6008 | 0 | 0 | 1244451.2383 | 0 | 0 | 0 | 33551198.8402 | 14391403.6685 | 81396690.4723
2015-07-01 | 2015 | 84741146.4393 | 0.58105 | 186.9653 | 618051.4 | 79 | 0 | 0 | 0 | 0 | 0 | 31 | 22 | -8508488.8174 | 14088.1055 | 13347002.7345 | 32363784.6008 | 0 | 0 | 0 | 0 | 0 | 0 | 34669572.1349 | 14391403.6685 | 86277362.4267
2015-08-01 | 2015 | 85831922.0467 | 1.6661 | 167.4344 | 618051.4 | 80 | 0 | 0 | 1 | 0 | 0 | 31 | 20 | -8508488.8174 | 40395.7465 | 11952743.7268 | 32363784.6008 | 0 | 0 | 0 | 2505717.0713 | 0 | 0 | 34669572.1349 | 13083094.2441 | 86106818.707
2015-09-01 | 2015 | 81721577.5132 | 30.4108 | 83.0035 | 618051.4 | 81 | 0 | 0 | 0 | 1 | 0 | 30 | 21 | -8508488.8174 | 737335.8556 | 5925423.6554 | 32363784.6008 | 0 | 0 | 0 | 0 | 2345350.8919 | 0 | 33551198.8402 | 13737248.9563 | 80151853.9828
2015-10-01 | 2015 | 77593220.9134 | 158.9368 | 16.9161 | 618051.4 | 82 | 0 | 0 | 0 | 0 | 1 | 31 | 21 | -8508488.8174 | 3853554.4185 | 1207599.2015 | 32363784.6008 | 0 | 0 | 0 | 0 | 0 | 0 | 34669572.1349 | 13737248.9563 | 77323270.4946
2015-11-01 | 2015 | 77813417.9822 | 375.9253 | 0.081203 | 618051.4 | 83 | 0 | 0 | 0 | 0 | 0 | 30 | 21 | -8508488.8174 | 9114623.2349 | 5796.8884 | 32363784.6008 | 0 | 0 | 0 | 0 | 0 | 0 | 33551198.8402 | 13737248.9563 | 80264163.7031
2015-12-01 | 2015 | 79732634.0109 | 548.7612 | 0 | 618051.4 | 84 | 0 | 0 | 0 | 0 | 0 | 31 | 21 | -8508488.8174 | 13305172.8658 | 0 | 32363784.6008 | 0 | 0 | 0 | 0 | 0 | 0 | 34669572.1349 | 13737248.9563 | 85567289.7403
2016-01-01 | 2016 | 87340715.8114 | 665.1488 | 0 | 634257.8 | 85 | 0 | 0 | 0 | 0 | 0 | 31 | 20 | -8508488.8174 | 16127087.1136 | 0 | 33212420.2301 | 0 | 0 | 0 | 0 | 0 | 0 | 34669572.1349 | 13083094.2441 | 88583684.9052
2016-02-01 | 2016 | 83154848.3435 | 611.1755 | 0 | 634257.8 | 86 | 0 | 0 | 0 | 0 | 0 | 29 | 20 | -8508488.8174 | 14818459.2573 | 0 | 33212420.2301 | 0 | 0 | 0 | 0 | 0 | 0 | 32432825.5455 | 13083094.2441 | 85038310.4596
2016-03-01 | 2016 | 82620214.0155 | 458.4644 | 0.45218 | 634257.8 | 87 | 0 | 0 | 0 | 0 | 0 | 31 | 21 | -8508488.8174 | 11115850.649 | 32280.0804 | 33212420.2301 | 0 | 0 | 0 | 0 | 0 | 0 | 34669572.1349 | 13737248.9563 | 84258883.2332
2016-04-01 | 2016 | 76969494.488 | 254.2905 | 0.50947 | 634257.8 | 88 | 1 | 0 | 0 | 0 | 0 | 30 | 21 | -8508488.8174 | 6165485.811 | 36370.1072 | 33212420.2301 | 0 | -1670359.8066 | 0 | 0 | 0 | 0 | 33551198.8402 | 13737248.9563 | 76523875.3207
2016-05-01 | 2016 | 79885437.081 | 102.6415 | 56.0628 | 634257.8 | 89 | 0 | 0 | 0 | 0 | 0 | 31 | 21 | -8508488.8174 | 2488628.8302 | 4002187.8472 | 33212420.2301 | 0 | 0 | 0 | 0 | 0 | 0 | 34669572.1349 | 13737248.9563 | 79601569.1812
2016-06-01 | 2016 | 84108563.981 | 0.39669 | 116.8932 | 634257.8 | 90 | 0 | 1 | 0 | 0 | 0 | 30 | 22 | -8508488.8174 | 9618.1217 | 8344722.8202 | 33212420.2301 | 0 | 0 | 1244451.2383 | 0 | 0 | 0 | 33551198.8402 | 14391403.6685 | 82245326.1016
2016-07-01 | 2016 | 89208055.8743 | 0.58105 | 186.9653 | 634257.8 | 91 | 0 | 0 | 0 | 0 | 0 | 31 | 20 | -8508488.8174 | 14088.1055 | 13347002.7345 | 33212420.2301 | 0 | 0 | 0 | 0 | 0 | 0 | 34669572.1349 | 13083094.2441 | 85817688.6316
2016-08-01 | 2016 | 92081052.0064 | 1.6661 | 167.4344 | 634257.8 | 92 | 0 | 0 | 1 | 0 | 0 | 31 | 22 | -8508488.8174 | 40395.7465 | 11952743.7268 | 33212420.2301 | 0 | 0 | 0 | 2505717.0713 | 0 | 0 | 34669572.1349 | 14391403.6685 | 88263763.7607
2016-09-01 | 2016 | 82625134.4283 | 30.4108 | 83.0035 | 634257.8 | 93 | 0 | 0 | 0 | 1 | 0 | 30 | 21 | -8508488.8174 | 737335.8556 | 5925423.6554 | 33212420.2301 | 0 | 0 | 0 | 0 | 2345350.8919 | 0 | 33551198.8402 | 13737248.9563 | 81000489.6121
2016-10-01 | 2016 | 79761867.388 | 158.9368 | 16.9161 | 634257.8 | 94 | 0 | 0 | 0 | 0 | 1 | 31 | 20 | -8508488.8174 | 3853554.4185 | 1207599.2015 | 33212420.2301 | 0 | 0 | 0 | 0 | 0 | 0 | 34669572.1349 | 13083094.2441 | 77517751.4116
2016-11-01 | 2016 | 79632729.527 | 375.9253 | 0.081203 | 634257.8 | 95 | 0 | 0 | 0 | 0 | 0 | 30 | 22 | -8508488.8174 | 9114623.2349 | 5796.8884 | 33212420.2301 | 0 | 0 | 0 | 0 | 0 | 0 | 33551198.8402 | 14391403.6685 | 81766954.0446
2016-12-01 | 2016 | 85703762.9771 | 548.7612 | 0 | 634257.8 | 96 | 0 | 0 | 0 | 0 | 0 | 31 | 20 | -8508488.8174 | 13305172.8658 | 0 | 33212420.2301 | 0 | 0 | 0 | 0 | 0 | 0 | 34669572.1349 | 13083094.2441 | 85761770.6574
2017-01-01 | 2017 | 89452615.2898 | 665.1488 | 0 | 651932.3 | 97 | 0 | 0 | 0 | 0 | 0 | 31 | 21 | -8508488.8174 | 16127087.1136 | 0 | 34137931.7829 | 0 | 0 | 0 | 0 | 0 | 0 | 34669572.1349 | 13737248.9563 | 90163351.1702
2017-02-01 | 2017 | 79369250.5098 | 611.1755 | 0 | 651932.3 | 98 | 0 | 0 | 0 | 0 | 0 | 28 | 19 | -8508488.8174 | 14818459.2573 | 0 | 34137931.7829 | 0 | 0 | 0 | 0 | 0 | 0 | 31314452.2508 | 12428939.5319 | 84191294.0055
2017-03-01 | 2017 | 85130613.0798 | 458.4644 | 0.45218 | 651932.3 | 99 | 0 | 0 | 0 | 0 | 0 | 31 | 23 | -8508488.8174 | 11115850.649 | 32280.0804 | 34137931.7829 | 0 | 0 | 0 | 0 | 0 | 0 | 34669572.1349 | 15045558.3808 | 86492704.2104
2017-04-01 | 2017 | 75264677.3498 | 254.2905 | 0.50947 | 651932.3 | 100 | 1 | 0 | 0 | 0 | 0 | 30 | 18 | -8508488.8174 | 6165485.811 | 36370.1072 | 34137931.7829 | 0 | -1670359.8066 | 0 | 0 | 0 | 0 | 33551198.8402 | 11774784.8197 | 75486922.7369
2017-05-01 | 2017 | 78986166.6298 | 102.6415 | 56.0628 | 651932.3 | 101 | 0 | 0 | 0 | 0 | 0 | 31 | 22 | -8508488.8174 | 2488628.8302 | 4002187.8472 | 34137931.7829 | 0 | 0 | 0 | 0 | 0 | 0 | 34669572.1349 | 14391403.6685 | 81181235.4462
2017-06-01 | 2017 | 82979146.2398 | 0.39669 | 116.8932 | 651932.3 | 102 | 0 | 1 | 0 | 0 | 0 | 30 | 22 | -8508488.8174 | 9618.1217 | 8344722.8202 | 34137931.7829 | 0 | 0 | 1244451.2383 | 0 | 0 | 0 | 33551198.8402 | 14391403.6685 | 83170837.6544
2017-07-01 | 2017 | 86438186.8098 | 0.58105 | 186.9653 | 651932.3 | 103 | 0 | 0 | 0 | 0 | 0 | 31 | 20 | -8508488.8174 | 14088.1055 | 13347002.7345 | 34137931.7829 | 0 | 0 | 0 | 0 | 0 | 0 | 34669572.1349 | 13083094.2441 | 86743200.1844
2017-08-01 | 2017 | 86020553.3298 | 1.6661 | 167.4344 | 651932.3 | 104 | 0 | 0 | 1 | 0 | 0 | 31 | 22 | -8508488.8174 | 40395.7465 | 11952743.7268 | 34137931.7829 | 0 | 0 | 0 | 2505717.0713 | 0 | 0 | 34669572.1349 | 14391403.6685 | 89189275.3135
2017-09-01 | 2017 | 80922821.0898 | 30.4108 | 83.0035 | 651932.3 | 105 | 0 | 0 | 0 | 1 | 0 | 30 | 20 | -8508488.8174 | 737335.8556 | 5925423.6554 | 34137931.7829 | 0 | 0 | 0 | 0 | 2345350.8919 | 0 | 33551198.8402 | 13083094.2441 | 81271846.4527
2017-10-01 | 2017 | 79895134.9198 | 158.9368 | 16.9161 | 651932.3 | 106 | 0 | 0 | 0 | 0 | 1 | 31 | 21 | -8508488.8174 | 3853554.4185 | 1207599.2015 | 34137931.7829 | 0 | 0 | 0 | 0 | 0 | 0 | 34669572.1349 | 13737248.9563 | 79097417.6766
2017-11-01 | 2017 | 81623489.6898 | 375.9253 | 0.081203 | 651932.3 | 107 | 0 | 0 | 0 | 0 | 0 | 30 | 22 | -8508488.8174 | 9114623.2349 | 5796.8884 | 34137931.7829 | 0 | 0 | 0 | 0 | 0 | 0 | 33551198.8402 | 14391403.6685 | 82692465.5974
2017-12-01 | 2017 | 86732874.1898 | 548.7612 | 0 | 651932.3 | 108 | 0 | 0 | 0 | 0 | 0 | 31 | 19 | -8508488.8174 | 13305172.8658 | 0 | 34137931.7829 | 0 | 0 | 0 | 0 | 0 | 0 | 34669572.1349 | 12428939.5319 | 86033127.498
2018-01-01 | 2018 | 93400783.2314 | 665.1488 | 0 | 665994.7802 | 109 | 0 | 0 | 0 | 0 | 0 | 31 | 22 | -8508488.8174 | 16127087.1136 | 0 | 34874302.7072 | 0 | 0 | 0 | 0 | 0 | 0 | 34669572.1349 | 14391403.6685 | 91553876.8068
2018-02-01 | 2018 | 82408782.704 | 611.1755 | 0 | 665994.7802 | 110 | 0 | 0 | 0 | 0 | 0 | 28 | 19 | -8508488.8174 | 14818459.2573 | 0 | 34874302.7072 | 0 | 0 | 0 | 0 | 0 | 0 | 31314452.2508 | 12428939.5319 | 84927664.9299
2018-03-01 | 2018 | 87484965.5653 | 458.4644 | 0.45218 | 665994.7802 | 111 | 0 | 0 | 0 | 0 | 0 | 31 | 21 | -8508488.8174 | 11115850.649 | 32280.0804 | 34874302.7072 | 0 | 0 | 0 | 0 | 0 | 0 | 34669572.1349 | 13737248.9563 | 85920765.7104
2018-04-01 | 2018 | 80547273.9981 | 254.2905 | 0.50947 | 665994.7802 | 112 | 1 | 0 | 0 | 0 | 0 | 30 | 20 | -8508488.8174 | 6165485.811 | 36370.1072 | 34874302.7072 | 0 | -1670359.8066 | 0 | 0 | 0 | 0 | 33551198.8402 | 13083094.2441 | 77531603.0856
2018-05-01 | 2018 | 81380421.9399 | 102.6415 | 56.0628 | 665994.7802 | 113 | 0 | 0 | 0 | 0 | 0 | 31 | 22 | -8508488.8174 | 2488628.8302 | 4002187.8472 | 34874302.7072 | 0 | 0 | 0 | 0 | 0 | 0 | 34669572.1349 | 14391403.6685 | 81917606.3706
2018-06-01 | 2018 | 84189429.2255 | 0.39669 | 116.8932 | 665994.7802 | 114 | 0 | 1 | 0 | 0 | 0 | 30 | 21 | -8508488.8174 | 9618.1217 | 8344722.8202 | 34874302.7072 | 0 | 0 | 1244451.2383 | 0 | 0 | 0 | 33551198.8402 | 13737248.9563 | 83253053.8666
2018-07-01 | 2018 | 88386784.5502 | 0.58105 | 186.9653 | 665994.7802 | 115 | 0 | 0 | 0 | 0 | 0 | 31 | 21 | -8508488.8174 | 14088.1055 | 13347002.7345 | 34874302.7072 | 0 | 0 | 0 | 0 | 0 | 0 | 34669572.1349 | 13737248.9563 | 88133725.8209
2018-08-01 | 2018 | 89941585.7276 | 1.6661 | 167.4344 | 665994.7802 | 116 | 0 | 0 | 1 | 0 | 0 | 31 | 22 | -8508488.8174 | 40395.7465 | 11952743.7268 | 34874302.7072 | 0 | 0 | 0 | 2505717.0713 | 0 | 0 | 34669572.1349 | 14391403.6685 | 89925646.2379
2018-09-01 | 2018 | 81054253.66 | 30.4108 | 83.0035 | 665994.7802 | 117 | 0 | 0 | 0 | 1 | 0 | 30 | 19 | -8508488.8174 | 737335.8556 | 5925423.6554 | 34874302.7072 | 0 | 0 | 0 | 0 | 2345350.8919 | 0 | 33551198.8402 | 12428939.5319 | 81354062.6649
2018-10-01 | 2018 | 79879338.7846 | 158.9368 | 16.9161 | 665994.7802 | 118 | 0 | 0 | 0 | 0 | 1 | 31 | 22 | -8508488.8174 | 3853554.4185 | 1207599.2015 | 34874302.7072 | 0 | 0 | 0 | 0 | 0 | 0 | 34669572.1349 | 14391403.6685 | 80487943.3132
2018-11-01 | 2018 | 81359765.4207 | 375.9253 | 0.081203 | 665994.7802 | 119 | 0 | 0 | 0 | 0 | 0 | 30 | 22 | -8508488.8174 | 9114623.2349 | 5796.8884 | 34874302.7072 | 0 | 0 | 0 | 0 | 0 | 0 | 33551198.8402 | 14391403.6685 | 83428836.5218
2018-12-01 | 2018 | 81470558.7982 | 548.7612 | 0 | 665994.7802 | 120 | 0 | 0 | 0 | 0 | 0 | 31 | 19 | -8508488.8174 | 13305172.8658 | 0 | 34874302.7072 | 0 | 0 | 0 | 0 | 0 | 0 | 34669572.1349 | 12428939.5319 | 86769498.4224
2019-01-01 | 2019 |  | 665.1488 | 0 | 676783.8957 | 121 | 0 | 0 | 0 | 0 | 0 | 31 | 22 | -8508488.8174 | 16127087.1136 | 0 | 35439266.4111 | 0 | 0 | 0 | 0 | 0 | 0 | 34669572.1349 | 14391403.6685 | 92118840.5106
2019-02-01 | 2019 |  | 611.1755 | 0 | 676783.8957 | 122 | 0 | 0 | 0 | 0 | 0 | 28 | 19 | -8508488.8174 | 14818459.2573 | 0 | 35439266.4111 | 0 | 0 | 0 | 0 | 0 | 0 | 31314452.2508 | 12428939.5319 | 85492628.6338
2019-03-01 | 2019 |  | 458.4644 | 0.45218 | 676783.8957 | 123 | 0 | 0 | 0 | 0 | 0 | 31 | 21 | -8508488.8174 | 11115850.649 | 32280.0804 | 35439266.4111 | 0 | 0 | 0 | 0 | 0 | 0 | 34669572.1349 | 13737248.9563 | 86485729.4142
2019-04-01 | 2019 |  | 254.2905 | 0.50947 | 676783.8957 | 124 | 1 | 0 | 0 | 0 | 0 | 30 | 20 | -8508488.8174 | 6165485.811 | 36370.1072 | 35439266.4111 | 0 | -1670359.8066 | 0 | 0 | 0 | 0 | 33551198.8402 | 13083094.2441 | 78096566.7895
2019-05-01 | 2019 |  | 102.6415 | 56.0628 | 676783.8957 | 125 | 0 | 0 | 0 | 0 | 0 | 31 | 22 | -8508488.8174 | 2488628.8302 | 4002187.8472 | 35439266.4111 | 0 | 0 | 0 | 0 | 0 | 0 | 34669572.1349 | 14391403.6685 | 82482570.0745
2019-06-01 | 2019 |  | 0.39669 | 116.8932 | 676783.8957 | 126 | 0 | 1 | 0 | 0 | 0 | 30 | 20 | -8508488.8174 | 9618.1217 | 8344722.8202 | 35439266.4111 | 0 | 0 | 1244451.2383 | 0 | 0 | 0 | 33551198.8402 | 13083094.2441 | 83163862.8582
2019-07-01 | 2019 |  | 0.58105 | 186.9653 | 676783.8957 | 127 | 0 | 0 | 0 | 0 | 0 | 31 | 22 | -8508488.8174 | 14088.1055 | 13347002.7345 | 35439266.4111 | 0 | 0 | 0 | 0 | 0 | 0 | 34669572.1349 | 14391403.6685 | 89352844.237
2019-08-01 | 2019 |  | 1.6661 | 167.4344 | 676783.8957 | 128 | 0 | 0 | 1 | 0 | 0 | 31 | 21 | -8508488.8174 | 40395.7465 | 11952743.7268 | 35439266.4111 | 0 | 0 | 0 | 2505717.0713 | 0 | 0 | 34669572.1349 | 13737248.9563 | 89836455.2295
2019-09-01 | 2019 |  | 30.4108 | 83.0035 | 676783.8957 | 129 | 0 | 0 | 0 | 1 | 0 | 30 | 20 | -8508488.8174 | 737335.8556 | 5925423.6554 | 35439266.4111 | 0 | 0 | 0 | 0 | 2345350.8919 | 0 | 33551198.8402 | 13083094.2441 | 82573181.0809
2019-10-01 | 2019 |  | 158.9368 | 16.9161 | 676783.8957 | 130 | 0 | 0 | 0 | 0 | 1 | 31 | 22 | -8508488.8174 | 3853554.4185 | 1207599.2015 | 35439266.4111 | 0 | 0 | 0 | 0 | 0 | 0 | 34669572.1349 | 14391403.6685 | 81052907.0171
2019-11-01 | 2019 |  | 375.9253 | 0.081203 | 676783.8957 | 131 | 0 | 0 | 0 | 0 | 0 | 30 | 21 | -8508488.8174 | 9114623.2349 | 5796.8884 | 35439266.4111 | 0 | 0 | 0 | 0 | 0 | 0 | 33551198.8402 | 13737248.9563 | 83339645.5134
2019-12-01 | 2019 |  | 548.7612 | 0 | 676783.8957 | 132 | 0 | 0 | 0 | 0 | 0 | 31 | 20 | -8508488.8174 | 13305172.8658 | 0 | 35439266.4111 | 0 | 0 | 0 | 0 | 0 | 0 | 34669572.1349 | 13083094.2441 | 87988616.8384
2020-01-01 | 2020 |  | 665.1488 | 0 | 687206.3677 | 133 | 0 | 0 | 0 | 0 | 0 | 31 | 22 | -8508488.8174 | 16127087.1136 | 0 | 35985031.1138 | 0 | 0 | 0 | 0 | 0 | 0 | 34669572.1349 | 14391403.6685 | 92664605.2134
2020-02-01 | 2020 |  | 611.1755 | 0 | 687206.3677 | 134 | 0 | 0 | 0 | 0 | 0 | 29 | 19 | -8508488.8174 | 14818459.2573 | 0 | 35985031.1138 | 0 | 0 | 0 | 0 | 0 | 0 | 32432825.5455 | 12428939.5319 | 87156766.6312
2020-03-01 | 2020 |  | 458.4644 | 0.45218 | 687206.3677 | 135 | 0 | 0 | 0 | 0 | 0 | 31 | 22 | -8508488.8174 | 11115850.649 | 32280.0804 | 35985031.1138 | 0 | 0 | 0 | 0 | 0 | 0 | 34669572.1349 | 14391403.6685 | 87685648.8292
2020-04-01 | 2020 |  | 254.2905 | 0.50947 | 687206.3677 | 136 | 1 | 0 | 0 | 0 | 0 | 30 | 21 | -8508488.8174 | 6165485.811 | 36370.1072 | 35985031.1138 | 0 | -1670359.8066 | 0 | 0 | 0 | 0 | 33551198.8402 | 13737248.9563 | 79296486.2044
2020-05-01 | 2020 |  | 102.6415 | 56.0628 | 687206.3677 | 137 | 0 | 0 | 0 | 0 | 0 | 31 | 20 | -8508488.8174 | 2488628.8302 | 4002187.8472 | 35985031.1138 | 0 | 0 | 0 | 0 | 0 | 0 | 34669572.1349 | 13083094.2441 | 81720025.3528
2020-06-01 | 2020 |  | 0.39669 | 116.8932 | 687206.3677 | 138 | 0 | 1 | 0 | 0 | 0 | 30 | 22 | -8508488.8174 | 9618.1217 | 8344722.8202 | 35985031.1138 | 0 | 0 | 1244451.2383 | 0 | 0 | 0 | 33551198.8402 | 14391403.6685 | 85017936.9854
2020-07-01 | 2020 |  | 0.58105 | 186.9653 | 687206.3677 | 139 | 0 | 0 | 0 | 0 | 0 | 31 | 22 | -8508488.8174 | 14088.1055 | 13347002.7345 | 35985031.1138 | 0 | 0 | 0 | 0 | 0 | 0 | 34669572.1349 | 14391403.6685 | 89898608.9397
2020-08-01 | 2020 |  | 1.6661 | 167.4344 | 687206.3677 | 140 | 0 | 0 | 1 | 0 | 0 | 31 | 20 | -8508488.8174 | 40395.7465 | 11952743.7268 | 35985031.1138 | 0 | 0 | 0 | 2505717.0713 | 0 | 0 | 34669572.1349 | 13083094.2441 | 89728065.22
2020-09-01 | 2020 |  | 30.4108 | 83.0035 | 687206.3677 | 141 | 0 | 0 | 0 | 1 | 0 | 30 | 21 | -8508488.8174 | 737335.8556 | 5925423.6554 | 35985031.1138 | 0 | 0 | 0 | 0 | 2345350.8919 | 0 | 33551198.8402 | 13737248.9563 | 83773100.4959
2020-10-01 | 2020 |  | 158.9368 | 16.9161 | 687206.3677 | 142 | 0 | 0 | 0 | 0 | 1 | 31 | 21 | -8508488.8174 | 3853554.4185 | 1207599.2015 | 35985031.1138 | 0 | 0 | 0 | 0 | 0 | 0 | 34669572.1349 | 13737248.9563 | 80944517.0076
2020-11-01 | 2020 |  | 375.9253 | 0.081203 | 687206.3677 | 143 | 0 | 0 | 0 | 0 | 0 | 30 | 21 | -8508488.8174 | 9114623.2349 | 5796.8884 | 35985031.1138 | 0 | 0 | 0 | 0 | 0 | 0 | 33551198.8402 | 13737248.9563 | 83885410.2162
2020-12-01 | 2020 |  | 548.7612 | 0 | 687206.3677 | 144 | 0 | 0 | 0 | 0 | 0 | 31 | 21 | -8508488.8174 | 13305172.8658 | 0 | 35985031.1138 | 0 | 0 | 0 | 0 | 0 | 0 | 34669572.1349 | 13737248.9563 | 89188536.2534

## GS > 50 NM 20yr Trend (LC)
Date | Year | GS_gt_50_NO_CDM | HDD | CDD | Ont_GDP | Trend | Apr | Jun | Aug | Sept | Oct | Month Days | Peak Days | const | HDD | CDD | Ont_GDP | Trend | Apr | Jun | Aug | Sept | Oct | Month Days | Peak Days | Predicted
2009-01-01 | 2009 | 85159952.3008 | 665.1488 | 0 | 539388 | 1 | 0 | 0 | 0 | 0 | 0 | 31 | 21 | -8436546.8468 | 16107914.522 | 0 | 27983193.9997 | 0 | 0 | 0 | 0 | 0 | 0 | 34805943.4612 | 13601430.3423 | 84061935.4785
2009-02-01 | 2009 | 77150159.1107 | 611.1755 | 0 | 539388 | 2 | 0 | 0 | 0 | 0 | 0 | 28 | 19 | -8436546.8468 | 14800842.4202 | 0 | 27983193.9997 | 0 | 0 | 0 | 0 | 0 | 0 | 31437626.352 | 12306056.024 | 78091171.9492
2009-03-01 | 2009 | 79013110.8385 | 458.4644 | 0.45218 | 539388 | 3 | 0 | 0 | 0 | 0 | 0 | 31 | 22 | -8436546.8468 | 11102635.6361 | 32273.4221 | 27983193.9997 | 0 | 0 | 0 | 0 | 0 | 0 | 34805943.4612 | 14249117.5015 | 79736617.1739
2009-04-01 | 2009 | 70823487.3996 | 254.2905 | 0.50947 | 539388 | 4 | 1 | 0 | 0 | 0 | 0 | 30 | 20 | -8436546.8468 | 6158156.0099 | 36362.6053 | 27983193.9997 | 0 | -1670517.911 | 0 | 0 | 0 | 0 | 33683171.0914 | 12953743.1832 | 70707562.1318
2009-05-01 | 2009 | 68038651.8256 | 102.6415 | 56.0628 | 539388 | 5 | 0 | 0 | 0 | 0 | 0 | 31 | 20 | -8436546.8468 | 2485670.2387 | 4001362.341 | 27983193.9997 | 0 | 0 | 0 | 0 | 0 | 0 | 34805943.4612 | 12953743.1832 | 73793366.377
2009-06-01 | 2009 | 70398886.3516 | 0.39669 | 116.8932 | 539388 | 6 | 0 | 1 | 0 | 0 | 0 | 30 | 22 | -8436546.8468 | 9606.6873 | 8343001.6067 | 27983193.9997 | 0 | 0 | 1260255.0137 | 0 | 0 | 0 | 33683171.0914 | 14249117.5015 | 77091799.0535
2009-07-01 | 2009 | 74398674.8415 | 0.58105 | 186.9653 | 539388 | 7 | 0 | 0 | 0 | 0 | 0 | 31 | 22 | -8436546.8468 | 14071.3569 | 13344249.7321 | 27983193.9997 | 0 | 0 | 0 | 0 | 0 | 0 | 34805943.4612 | 14249117.5015 | 81960029.2046
2009-08-01 | 2009 | 79119319.6463 | 1.6661 | 167.4344 | 539388 | 8 | 0 | 0 | 1 | 0 | 0 | 31 | 20 | -8436546.8468 | 40347.7223 | 11950278.3095 | 27983193.9997 | 0 | 0 | 0 | 2501012.769 | 0 | 0 | 34805943.4612 | 12953743.1832 | 81797972.598
2009-09-01 | 2009 | 74924986.5985 | 30.4108 | 83.0035 | 539388 | 9 | 0 | 0 | 0 | 1 | 0 | 30 | 21 | -8436546.8468 | 736459.2782 | 5924201.4555 | 27983193.9997 | 0 | 0 | 0 | 0 | 2346294.5864 | 0 | 33683171.0914 | 13601430.3423 | 75838203.9069
2009-10-01 | 2009 | 74286504.538 | 158.9368 | 16.9161 | 539388 | 10 | 0 | 0 | 0 | 0 | 1 | 31 | 21 | -8436546.8468 | 3848973.1433 | 1207350.1176 | 27983193.9997 | 0 | 0 | 0 | 0 | 0 | 0 | 34805943.4612 | 13601430.3423 | 73010344.2173
2009-11-01 | 2009 | 73914526.5948 | 375.9253 | 0.081203 | 539388 | 11 | 0 | 0 | 0 | 0 | 0 | 30 | 21 | -8436546.8468 | 9103787.3693 | 5795.6927 | 27983193.9997 | 0 | 0 | 0 | 0 | 0 | 0 | 33683171.0914 | 13601430.3423 | 75940831.6487
2009-12-01 | 2009 | 80547003.6042 | 548.7612 | 0 | 539388 | 12 | 0 | 0 | 0 | 0 | 0 | 31 | 21 | -8436546.8468 | 13289355.0902 | 0 | 27983193.9997 | 0 | 0 | 0 | 0 | 0 | 0 | 34805943.4612 | 13601430.3423 | 81243376.0466
2010-01-01 | 2010 | 85230308.4951 | 665.1488 | 0 | 555907.5 | 13 | 0 | 0 | 0 | 0 | 0 | 31 | 20 | -8436546.8468 | 16107914.522 | 0 | 28840217.8365 | 0 | 0 | 0 | 0 | 0 | 0 | 34805943.4612 | 12953743.1832 | 84271272.1561
2010-02-01 | 2010 | 77285135.746 | 611.1755 | 0 | 555907.5 | 14 | 0 | 0 | 0 | 0 | 0 | 28 | 19 | -8436546.8468 | 14800842.4202 | 0 | 28840217.8365 | 0 | 0 | 0 | 0 | 0 | 0 | 31437626.352 | 12306056.024 | 78948195.786
2010-03-01 | 2010 | 79275413.9453 | 458.4644 | 0.45218 | 555907.5 | 15 | 0 | 0 | 0 | 0 | 0 | 31 | 23 | -8436546.8468 | 11102635.6361 | 32273.4221 | 28840217.8365 | 0 | 0 | 0 | 0 | 0 | 0 | 34805943.4612 | 14896804.6606 | 81241328.1698
2010-04-01 | 2010 | 70858250.3047 | 254.2905 | 0.50947 | 555907.5 | 16 | 1 | 0 | 0 | 0 | 0 | 30 | 20 | -8436546.8468 | 6158156.0099 | 36362.6053 | 28840217.8365 | 0 | -1670517.911 | 0 | 0 | 0 | 0 | 33683171.0914 | 12953743.1832 | 71564585.9685
2010-05-01 | 2010 | 75323997.1586 | 102.6415 | 56.0628 | 555907.5 | 17 | 0 | 0 | 0 | 0 | 0 | 31 | 20 | -8436546.8468 | 2485670.2387 | 4001362.341 | 28840217.8365 | 0 | 0 | 0 | 0 | 0 | 0 | 34805943.4612 | 12953743.1832 | 74650390.2138
2010-06-01 | 2010 | 80844184.0498 | 0.39669 | 116.8932 | 555907.5 | 18 | 0 | 1 | 0 | 0 | 0 | 30 | 22 | -8436546.8468 | 9606.6873 | 8343001.6067 | 28840217.8365 | 0 | 0 | 1260255.0137 | 0 | 0 | 0 | 33683171.0914 | 14249117.5015 | 77948822.8903
2010-07-01 | 2010 | 85724188.7644 | 0.58105 | 186.9653 | 555907.5 | 19 | 0 | 0 | 0 | 0 | 0 | 31 | 21 | -8436546.8468 | 14071.3569 | 13344249.7321 | 28840217.8365 | 0 | 0 | 0 | 0 | 0 | 0 | 34805943.4612 | 13601430.3423 | 82169365.8822
2010-08-01 | 2010 | 85962780.0971 | 1.6661 | 167.4344 | 555907.5 | 20 | 0 | 0 | 1 | 0 | 0 | 31 | 21 | -8436546.8468 | 40347.7223 | 11950278.3095 | 28840217.8365 | 0 | 0 | 0 | 2501012.769 | 0 | 0 | 34805943.4612 | 13601430.3423 | 83302683.594
2010-09-01 | 2010 | 74966407.255 | 30.4108 | 83.0035 | 555907.5 | 21 | 0 | 0 | 0 | 1 | 0 | 30 | 21 | -8436546.8468 | 736459.2782 | 5924201.4555 | 28840217.8365 | 0 | 0 | 0 | 0 | 2346294.5864 | 0 | 33683171.0914 | 13601430.3423 | 76695227.7437
2010-10-01 | 2010 | 73516726.0534 | 158.9368 | 16.9161 | 555907.5 | 22 | 0 | 0 | 0 | 0 | 1 | 31 | 20 | -8436546.8468 | 3848973.1433 | 1207350.1176 | 28840217.8365 | 0 | 0 | 0 | 0 | 0 | 0 | 34805943.4612 | 12953743.1832 | 73219680.895
2010-11-01 | 2010 | 76037403.3007 | 375.9253 | 0.081203 | 555907.5 | 23 | 0 | 0 | 0 | 0 | 0 | 30 | 22 | -8436546.8468 | 9103787.3693 | 5795.6927 | 28840217.8365 | 0 | 0 | 0 | 0 | 0 | 0 | 33683171.0914 | 14249117.5015 | 77445542.6446
2010-12-01 | 2010 | 82527064.3119 | 548.7612 | 0 | 555907.5 | 24 | 0 | 0 | 0 | 0 | 0 | 31 | 21 | -8436546.8468 | 13289355.0902 | 0 | 28840217.8365 | 0 | 0 | 0 | 0 | 0 | 0 | 34805943.4612 | 13601430.3423 | 82100399.8834
2011-01-01 | 2011 | 87683932.2256 | 665.1488 | 0 | 570633.3 | 25 | 0 | 0 | 0 | 0 | 0 | 31 | 20 | -8436546.8468 | 16107914.522 | 0 | 29604185.3668 | 0 | 0 | 0 | 0 | 0 | 0 | 34805943.4612 | 12953743.1832 | 85035239.6863
2011-02-01 | 2011 | 79180941.4965 | 611.1755 | 0 | 570633.3 | 26 | 0 | 0 | 0 | 0 | 0 | 28 | 19 | -8436546.8468 | 14800842.4202 | 0 | 29604185.3668 | 0 | 0 | 0 | 0 | 0 | 0 | 31437626.352 | 12306056.024 | 79712163.3162
2011-03-01 | 2011 | 83137506.7906 | 458.4644 | 0.45218 | 570633.3 | 27 | 0 | 0 | 0 | 0 | 0 | 31 | 23 | -8436546.8468 | 11102635.6361 | 32273.4221 | 29604185.3668 | 0 | 0 | 0 | 0 | 0 | 0 | 34805943.4612 | 14896804.6606 | 82005295.7001
2011-04-01 | 2011 | 72823673.2835 | 254.2905 | 0.50947 | 570633.3 | 28 | 1 | 0 | 0 | 0 | 0 | 30 | 19 | -8436546.8468 | 6158156.0099 | 36362.6053 | 29604185.3668 | 0 | -1670517.911 | 0 | 0 | 0 | 0 | 33683171.0914 | 12306056.024 | 71680866.3396
2011-05-01 | 2011 | 73981180.89 | 102.6415 | 56.0628 | 570633.3 | 29 | 0 | 0 | 0 | 0 | 0 | 31 | 21 | -8436546.8468 | 2485670.2387 | 4001362.341 | 29604185.3668 | 0 | 0 | 0 | 0 | 0 | 0 | 34805943.4612 | 13601430.3423 | 76062044.9032
2011-06-01 | 2011 | 79181645.2916 | 0.39669 | 116.8932 | 570633.3 | 30 | 0 | 1 | 0 | 0 | 0 | 30 | 22 | -8436546.8468 | 9606.6873 | 8343001.6067 | 29604185.3668 | 0 | 0 | 1260255.0137 | 0 | 0 | 0 | 33683171.0914 | 14249117.5015 | 78712790.4205
2011-07-01 | 2011 | 85355428.5226 | 0.58105 | 186.9653 | 570633.3 | 31 | 0 | 0 | 0 | 0 | 0 | 31 | 20 | -8436546.8468 | 14071.3569 | 13344249.7321 | 29604185.3668 | 0 | 0 | 0 | 0 | 0 | 0 | 34805943.4612 | 12953743.1832 | 82285646.2533
2011-08-01 | 2011 | 85134730.1248 | 1.6661 | 167.4344 | 570633.3 | 32 | 0 | 0 | 1 | 0 | 0 | 31 | 22 | -8436546.8468 | 40347.7223 | 11950278.3095 | 29604185.3668 | 0 | 0 | 0 | 2501012.769 | 0 | 0 | 34805943.4612 | 14249117.5015 | 84714338.2834
2011-09-01 | 2011 | 75323276.5401 | 30.4108 | 83.0035 | 570633.3 | 33 | 0 | 0 | 0 | 1 | 0 | 30 | 21 | -8436546.8468 | 736459.2782 | 5924201.4555 | 29604185.3668 | 0 | 0 | 0 | 0 | 2346294.5864 | 0 | 33683171.0914 | 13601430.3423 | 77459195.2739
2011-10-01 | 2011 | 74615749.9345 | 158.9368 | 16.9161 | 570633.3 | 34 | 0 | 0 | 0 | 0 | 1 | 31 | 20 | -8436546.8468 | 3848973.1433 | 1207350.1176 | 29604185.3668 | 0 | 0 | 0 | 0 | 0 | 0 | 34805943.4612 | 12953743.1832 | 73983648.4252
2011-11-01 | 2011 | 75520032.9882 | 375.9253 | 0.081203 | 570633.3 | 35 | 0 | 0 | 0 | 0 | 0 | 30 | 22 | -8436546.8468 | 9103787.3693 | 5795.6927 | 29604185.3668 | 0 | 0 | 0 | 0 | 0 | 0 | 33683171.0914 | 14249117.5015 | 78209510.1749
2011-12-01 | 2011 | 78915481.6386 | 548.7612 | 0 | 570633.3 | 36 | 0 | 0 | 0 | 0 | 0 | 31 | 20 | -8436546.8468 | 13289355.0902 | 0 | 29604185.3668 | 0 | 0 | 0 | 0 | 0 | 0 | 34805943.4612 | 12953743.1832 | 82216680.2545
2012-01-01 | 2012 | 83288190.2858 | 665.1488 | 0 | 578793.9 | 37 | 0 | 0 | 0 | 0 | 0 | 31 | 21 | -8436546.8468 | 16107914.522 | 0 | 30027553.4301 | 0 | 0 | 0 | 0 | 0 | 0 | 34805943.4612 | 13601430.3423 | 86106294.9089
2012-02-01 | 2012 | 78654916.5197 | 611.1755 | 0 | 578793.9 | 38 | 0 | 0 | 0 | 0 | 0 | 29 | 20 | -8436546.8468 | 14800842.4202 | 0 | 30027553.4301 | 0 | 0 | 0 | 0 | 0 | 0 | 32560398.7217 | 12953743.1832 | 81905990.9085
2012-03-01 | 2012 | 78745075.1724 | 458.4644 | 0.45218 | 578793.9 | 39 | 0 | 0 | 0 | 0 | 0 | 31 | 22 | -8436546.8468 | 11102635.6361 | 32273.4221 | 30027553.4301 | 0 | 0 | 0 | 0 | 0 | 0 | 34805943.4612 | 14249117.5015 | 81780976.6042
2012-04-01 | 2012 | 70171446.6151 | 254.2905 | 0.50947 | 578793.9 | 40 | 1 | 0 | 0 | 0 | 0 | 30 | 19 | -8436546.8468 | 6158156.0099 | 36362.6053 | 30027553.4301 | 0 | -1670517.911 | 0 | 0 | 0 | 0 | 33683171.0914 | 12306056.024 | 72104234.403
2012-05-01 | 2012 | 76476013.3389 | 102.6415 | 56.0628 | 578793.9 | 41 | 0 | 0 | 0 | 0 | 0 | 31 | 22 | -8436546.8468 | 2485670.2387 | 4001362.341 | 30027553.4301 | 0 | 0 | 0 | 0 | 0 | 0 | 34805943.4612 | 14249117.5015 | 77133100.1257
2012-06-01 | 2012 | 80853337.8396 | 0.39669 | 116.8932 | 578793.9 | 42 | 0 | 1 | 0 | 0 | 0 | 30 | 21 | -8436546.8468 | 9606.6873 | 8343001.6067 | 30027553.4301 | 0 | 0 | 1260255.0137 | 0 | 0 | 0 | 33683171.0914 | 13601430.3423 | 78488471.3247
2012-07-01 | 2012 | 86305793.1461 | 0.58105 | 186.9653 | 578793.9 | 43 | 0 | 0 | 0 | 0 | 0 | 31 | 21 | -8436546.8468 | 14071.3569 | 13344249.7321 | 30027553.4301 | 0 | 0 | 0 | 0 | 0 | 0 | 34805943.4612 | 13601430.3423 | 83356701.4758
2012-08-01 | 2012 | 84730807.8025 | 1.6661 | 167.4344 | 578793.9 | 44 | 0 | 0 | 1 | 0 | 0 | 31 | 22 | -8436546.8468 | 40347.7223 | 11950278.3095 | 30027553.4301 | 0 | 0 | 0 | 2501012.769 | 0 | 0 | 34805943.4612 | 14249117.5015 | 85137706.3467
2012-09-01 | 2012 | 75430602.5765 | 30.4108 | 83.0035 | 578793.9 | 45 | 0 | 0 | 0 | 1 | 0 | 30 | 19 | -8436546.8468 | 736459.2782 | 5924201.4555 | 30027553.4301 | 0 | 0 | 0 | 0 | 2346294.5864 | 0 | 33683171.0914 | 12306056.024 | 76587189.019
2012-10-01 | 2012 | 75643415.7918 | 158.9368 | 16.9161 | 578793.9 | 46 | 0 | 0 | 0 | 0 | 1 | 31 | 22 | -8436546.8468 | 3848973.1433 | 1207350.1176 | 30027553.4301 | 0 | 0 | 0 | 0 | 0 | 0 | 34805943.4612 | 14249117.5015 | 75702390.8069
2012-11-01 | 2012 | 76619857.8613 | 375.9253 | 0.081203 | 578793.9 | 47 | 0 | 0 | 0 | 0 | 0 | 30 | 22 | -8436546.8468 | 9103787.3693 | 5795.6927 | 30027553.4301 | 0 | 0 | 0 | 0 | 0 | 0 | 33683171.0914 | 14249117.5015 | 78632878.2382
2012-12-01 | 2012 | 77899563.0923 | 548.7612 | 0 | 578793.9 | 48 | 0 | 0 | 0 | 0 | 0 | 31 | 19 | -8436546.8468 | 13289355.0902 | 0 | 30027553.4301 | 0 | 0 | 0 | 0 | 0 | 0 | 34805943.4612 | 12306056.024 | 81992361.1587
2013-01-01 | 2013 | 85968723.0827 | 665.1488 | 0 | 586913 | 49 | 0 | 0 | 0 | 0 | 0 | 31 | 22 | -8436546.8468 | 16107914.522 | 0 | 30448768.4931 | 0 | 0 | 0 | 0 | 0 | 0 | 34805943.4612 | 14249117.5015 | 87175197.131
2013-02-01 | 2013 | 79915847.629 | 611.1755 | 0 | 586913 | 50 | 0 | 0 | 0 | 0 | 0 | 28 | 19 | -8436546.8468 | 14800842.4202 | 0 | 30448768.4931 | 0 | 0 | 0 | 0 | 0 | 0 | 31437626.352 | 12306056.024 | 80556746.4426
2013-03-01 | 2013 | 83098114.1735 | 458.4644 | 0.45218 | 586913 | 51 | 0 | 0 | 0 | 0 | 0 | 31 | 19 | -8436546.8468 | 11102635.6361 | 32273.4221 | 30448768.4931 | 0 | 0 | 0 | 0 | 0 | 0 | 34805943.4612 | 12306056.024 | 80259130.1898
2013-04-01 | 2013 | 75176128.7672 | 254.2905 | 0.50947 | 586913 | 52 | 1 | 0 | 0 | 0 | 0 | 30 | 22 | -8436546.8468 | 6158156.0099 | 36362.6053 | 30448768.4931 | 0 | -1670517.911 | 0 | 0 | 0 | 0 | 33683171.0914 | 14249117.5015 | 74468510.9435
2013-05-01 | 2013 | 76467660.6836 | 102.6415 | 56.0628 | 586913 | 53 | 0 | 0 | 0 | 0 | 0 | 31 | 22 | -8436546.8468 | 2485670.2387 | 4001362.341 | 30448768.4931 | 0 | 0 | 0 | 0 | 0 | 0 | 34805943.4612 | 14249117.5015 | 77554315.1887
2013-06-01 | 2013 | 77849227.6893 | 0.39669 | 116.8932 | 586913 | 54 | 0 | 1 | 0 | 0 | 0 | 30 | 20 | -8436546.8468 | 9606.6873 | 8343001.6067 | 30448768.4931 | 0 | 0 | 1260255.0137 | 0 | 0 | 0 | 33683171.0914 | 12953743.1832 | 78261999.2286
2013-07-01 | 2013 | 82540445.7702 | 0.58105 | 186.9653 | 586913 | 55 | 0 | 0 | 0 | 0 | 0 | 31 | 22 | -8436546.8468 | 14071.3569 | 13344249.7321 | 30448768.4931 | 0 | 0 | 0 | 0 | 0 | 0 | 34805943.4612 | 14249117.5015 | 84425603.698
2013-08-01 | 2013 | 81226483.6591 | 1.6661 | 167.4344 | 586913 | 56 | 0 | 0 | 1 | 0 | 0 | 31 | 21 | -8436546.8468 | 40347.7223 | 11950278.3095 | 30448768.4931 | 0 | 0 | 0 | 2501012.769 | 0 | 0 | 34805943.4612 | 13601430.3423 | 84911234.2506
2013-09-01 | 2013 | 75974010.3086 | 30.4108 | 83.0035 | 586913 | 57 | 0 | 0 | 0 | 1 | 0 | 30 | 20 | -8436546.8468 | 736459.2782 | 5924201.4555 | 30448768.4931 | 0 | 0 | 0 | 0 | 2346294.5864 | 0 | 33683171.0914 | 12953743.1832 | 77656091.2411
2013-10-01 | 2013 | 77227978.159 | 158.9368 | 16.9161 | 586913 | 58 | 0 | 0 | 0 | 0 | 1 | 31 | 22 | -8436546.8468 | 3848973.1433 | 1207350.1176 | 30448768.4931 | 0 | 0 | 0 | 0 | 0 | 0 | 34805943.4612 | 14249117.5015 | 76123605.8699
2013-11-01 | 2013 | 79798645.3233 | 375.9253 | 0.081203 | 586913 | 59 | 0 | 0 | 0 | 0 | 0 | 30 | 21 | -8436546.8468 | 9103787.3693 | 5795.6927 | 30448768.4931 | 0 | 0 | 0 | 0 | 0 | 0 | 33683171.0914 | 13601430.3423 | 78406406.1421
2013-12-01 | 2013 | 83545537.0468 | 548.7612 | 0 | 586913 | 60 | 0 | 0 | 0 | 0 | 0 | 31 | 20 | -8436546.8468 | 13289355.0902 | 0 | 30448768.4931 | 0 | 0 | 0 | 0 | 0 | 0 | 34805943.4612 | 12953743.1832 | 83061263.3809
2014-01-01 | 2014 | 96326688.9 | 665.1488 | 0 | 601343.5 | 61 | 0 | 0 | 0 | 0 | 0 | 31 | 22 | -8436546.8468 | 16107914.522 | 0 | 31197415.9992 | 0 | 0 | 0 | 0 | 0 | 0 | 34805943.4612 | 14249117.5015 | 87923844.6371
2014-02-01 | 2014 | 85795493.4133 | 611.1755 | 0 | 601343.5 | 62 | 0 | 0 | 0 | 0 | 0 | 28 | 19 | -8436546.8468 | 14800842.4202 | 0 | 31197415.9992 | 0 | 0 | 0 | 0 | 0 | 0 | 31437626.352 | 12306056.024 | 81305393.9487
2014-03-01 | 2014 | 88242965.3156 | 458.4644 | 0.45218 | 601343.5 | 63 | 0 | 0 | 0 | 0 | 0 | 31 | 21 | -8436546.8468 | 11102635.6361 | 32273.4221 | 31197415.9992 | 0 | 0 | 0 | 0 | 0 | 0 | 34805943.4612 | 13601430.3423 | 82303152.0142
2014-04-01 | 2014 | 76032615.9971 | 254.2905 | 0.50947 | 601343.5 | 64 | 1 | 0 | 0 | 0 | 0 | 30 | 20 | -8436546.8468 | 6158156.0099 | 36362.6053 | 31197415.9992 | 0 | -1670517.911 | 0 | 0 | 0 | 0 | 33683171.0914 | 12953743.1832 | 73921784.1312
2014-05-01 | 2014 | 78518698.9206 | 102.6415 | 56.0628 | 601343.5 | 65 | 0 | 0 | 0 | 0 | 0 | 31 | 22 | -8436546.8468 | 2485670.2387 | 4001362.341 | 31197415.9992 | 0 | 0 | 0 | 0 | 0 | 0 | 34805943.4612 | 14249117.5015 | 78302962.6948
2014-06-01 | 2014 | 81857571.2277 | 0.39669 | 116.8932 | 601343.5 | 66 | 0 | 1 | 0 | 0 | 0 | 30 | 21 | -8436546.8468 | 9606.6873 | 8343001.6067 | 31197415.9992 | 0 | 0 | 1260255.0137 | 0 | 0 | 0 | 33683171.0914 | 13601430.3423 | 79658333.8938
2014-07-01 | 2014 | 83348919.1159 | 0.58105 | 186.9653 | 601343.5 | 67 | 0 | 0 | 0 | 0 | 0 | 31 | 22 | -8436546.8468 | 14071.3569 | 13344249.7321 | 31197415.9992 | 0 | 0 | 0 | 0 | 0 | 0 | 34805943.4612 | 14249117.5015 | 85174251.2041
2014-08-01 | 2014 | 82700521.4327 | 1.6661 | 167.4344 | 601343.5 | 68 | 0 | 0 | 1 | 0 | 0 | 31 | 20 | -8436546.8468 | 40347.7223 | 11950278.3095 | 31197415.9992 | 0 | 0 | 0 | 2501012.769 | 0 | 0 | 34805943.4612 | 12953743.1832 | 85012194.5975
2014-09-01 | 2014 | 77960422.0263 | 30.4108 | 83.0035 | 601343.5 | 69 | 0 | 0 | 0 | 1 | 0 | 30 | 21 | -8436546.8468 | 736459.2782 | 5924201.4555 | 31197415.9992 | 0 | 0 | 0 | 0 | 2346294.5864 | 0 | 33683171.0914 | 13601430.3423 | 79052425.9064
2014-10-01 | 2014 | 77895587.7824 | 158.9368 | 16.9161 | 601343.5 | 70 | 0 | 0 | 0 | 0 | 1 | 31 | 22 | -8436546.8468 | 3848973.1433 | 1207350.1176 | 31197415.9992 | 0 | 0 | 0 | 0 | 0 | 0 | 34805943.4612 | 14249117.5015 | 76872253.3759
2014-11-01 | 2014 | 81173246.3669 | 375.9253 | 0.081203 | 601343.5 | 71 | 0 | 0 | 0 | 0 | 0 | 30 | 20 | -8436546.8468 | 9103787.3693 | 5795.6927 | 31197415.9992 | 0 | 0 | 0 | 0 | 0 | 0 | 33683171.0914 | 12953743.1832 | 78507366.489
2014-12-01 | 2014 | 84448717.2306 | 548.7612 | 0 | 601343.5 | 72 | 0 | 0 | 0 | 0 | 0 | 31 | 21 | -8436546.8468 | 13289355.0902 | 0 | 31197415.9992 | 0 | 0 | 0 | 0 | 0 | 0 | 34805943.4612 | 13601430.3423 | 84457598.0461
2015-01-01 | 2015 | 90862720.0091 | 665.1488 | 0 | 618051.4 | 73 | 0 | 0 | 0 | 0 | 0 | 31 | 21 | -8436546.8468 | 16107914.522 | 0 | 32064213.9388 | 0 | 0 | 0 | 0 | 0 | 0 | 34805943.4612 | 13601430.3423 | 88142955.4175
2015-02-01 | 2015 | 84772321.1737 | 611.1755 | 0 | 618051.4 | 74 | 0 | 0 | 0 | 0 | 0 | 28 | 19 | -8436546.8468 | 14800842.4202 | 0 | 32064213.9388 | 0 | 0 | 0 | 0 | 0 | 0 | 31437626.352 | 12306056.024 | 82172191.8883
2015-03-01 | 2015 | 84997101.1211 | 458.4644 | 0.45218 | 618051.4 | 75 | 0 | 0 | 0 | 0 | 0 | 31 | 22 | -8436546.8468 | 11102635.6361 | 32273.4221 | 32064213.9388 | 0 | 0 | 0 | 0 | 0 | 0 | 34805943.4612 | 14249117.5015 | 83817637.1129
2015-04-01 | 2015 | 74517514.7501 | 254.2905 | 0.50947 | 618051.4 | 76 | 1 | 0 | 0 | 0 | 0 | 30 | 20 | -8436546.8468 | 6158156.0099 | 36362.6053 | 32064213.9388 | 0 | -1670517.911 | 0 | 0 | 0 | 0 | 33683171.0914 | 12953743.1832 | 74788582.0708
2015-05-01 | 2015 | 77248422.6614 | 102.6415 | 56.0628 | 618051.4 | 77 | 0 | 0 | 0 | 0 | 0 | 31 | 20 | -8436546.8468 | 2485670.2387 | 4001362.341 | 32064213.9388 | 0 | 0 | 0 | 0 | 0 | 0 | 34805943.4612 | 12953743.1832 | 77874386.316
2015-06-01 | 2015 | 80126569.7199 | 0.39669 | 116.8932 | 618051.4 | 78 | 0 | 1 | 0 | 0 | 0 | 30 | 22 | -8436546.8468 | 9606.6873 | 8343001.6067 | 32064213.9388 | 0 | 0 | 1260255.0137 | 0 | 0 | 0 | 33683171.0914 | 14249117.5015 | 81172818.9925
2015-07-01 | 2015 | 84547068.3725 | 0.58105 | 186.9653 | 618051.4 | 79 | 0 | 0 | 0 | 0 | 0 | 31 | 22 | -8436546.8468 | 14071.3569 | 13344249.7321 | 32064213.9388 | 0 | 0 | 0 | 0 | 0 | 0 | 34805943.4612 | 14249117.5015 | 86041049.1437
2015-08-01 | 2015 | 85635461.6728 | 1.6661 | 167.4344 | 618051.4 | 80 | 0 | 0 | 1 | 0 | 0 | 31 | 20 | -8436546.8468 | 40347.7223 | 11950278.3095 | 32064213.9388 | 0 | 0 | 0 | 2501012.769 | 0 | 0 | 34805943.4612 | 12953743.1832 | 85878992.5371
2015-09-01 | 2015 | 81535891.3996 | 30.4108 | 83.0035 | 618051.4 | 81 | 0 | 0 | 0 | 1 | 0 | 30 | 21 | -8436546.8468 | 736459.2782 | 5924201.4555 | 32064213.9388 | 0 | 0 | 0 | 0 | 2346294.5864 | 0 | 33683171.0914 | 13601430.3423 | 79919223.846
2015-10-01 | 2015 | 77401672.1999 | 158.9368 | 16.9161 | 618051.4 | 82 | 0 | 0 | 0 | 0 | 1 | 31 | 21 | -8436546.8468 | 3848973.1433 | 1207350.1176 | 32064213.9388 | 0 | 0 | 0 | 0 | 0 | 0 | 34805943.4612 | 13601430.3423 | 77091364.1564
2015-11-01 | 2015 | 77630447.9812 | 375.9253 | 0.081203 | 618051.4 | 83 | 0 | 0 | 0 | 0 | 0 | 30 | 21 | -8436546.8468 | 9103787.3693 | 5795.6927 | 32064213.9388 | 0 | 0 | 0 | 0 | 0 | 0 | 33683171.0914 | 13601430.3423 | 80021851.5877
2015-12-01 | 2015 | 79549095.4834 | 548.7612 | 0 | 618051.4 | 84 | 0 | 0 | 0 | 0 | 0 | 31 | 21 | -8436546.8468 | 13289355.0902 | 0 | 32064213.9388 | 0 | 0 | 0 | 0 | 0 | 0 | 34805943.4612 | 13601430.3423 | 85324395.9857
2016-01-01 | 2016 | 87169946.0321 | 665.1488 | 0 | 634257.8 | 85 | 0 | 0 | 0 | 0 | 0 | 31 | 20 | -8436546.8468 | 16107914.522 | 0 | 32904994.2959 | 0 | 0 | 0 | 0 | 0 | 0 | 34805943.4612 | 12953743.1832 | 88336048.6154
2016-02-01 | 2016 | 82995259.9846 | 611.1755 | 0 | 634257.8 | 86 | 0 | 0 | 0 | 0 | 0 | 29 | 20 | -8436546.8468 | 14800842.4202 | 0 | 32904994.2959 | 0 | 0 | 0 | 0 | 0 | 0 | 32560398.7217 | 12953743.1832 | 84783431.7742
2016-03-01 | 2016 | 82448056.6193 | 458.4644 | 0.45218 | 634257.8 | 87 | 0 | 0 | 0 | 0 | 0 | 31 | 21 | -8436546.8468 | 11102635.6361 | 32273.4221 | 32904994.2959 | 0 | 0 | 0 | 0 | 0 | 0 | 34805943.4612 | 13601430.3423 | 84010730.3108
2016-04-01 | 2016 | 76779556.5965 | 254.2905 | 0.50947 | 634257.8 | 88 | 1 | 0 | 0 | 0 | 0 | 30 | 21 | -8436546.8468 | 6158156.0099 | 36362.6053 | 32904994.2959 | 0 | -1670517.911 | 0 | 0 | 0 | 0 | 33683171.0914 | 13601430.3423 | 76277049.587
2016-05-01 | 2016 | 79686689.3601 | 102.6415 | 56.0628 | 634257.8 | 89 | 0 | 0 | 0 | 0 | 0 | 31 | 21 | -8436546.8468 | 2485670.2387 | 4001362.341 | 32904994.2959 | 0 | 0 | 0 | 0 | 0 | 0 | 34805943.4612 | 13601430.3423 | 79362853.8322
2016-06-01 | 2016 | 83872675.5065 | 0.39669 | 116.8932 | 634257.8 | 90 | 0 | 1 | 0 | 0 | 0 | 30 | 22 | -8436546.8468 | 9606.6873 | 8343001.6067 | 32904994.2959 | 0 | 0 | 1260255.0137 | 0 | 0 | 0 | 33683171.0914 | 14249117.5015 | 82013599.3496
2016-07-01 | 2016 | 88955763.5547 | 0.58105 | 186.9653 | 634257.8 | 91 | 0 | 0 | 0 | 0 | 0 | 31 | 20 | -8436546.8468 | 14071.3569 | 13344249.7321 | 32904994.2959 | 0 | 0 | 0 | 0 | 0 | 0 | 34805943.4612 | 12953743.1832 | 85586455.1824
2016-08-01 | 2016 | 91795187.1707 | 1.6661 | 167.4344 | 634257.8 | 92 | 0 | 0 | 1 | 0 | 0 | 31 | 22 | -8436546.8468 | 40347.7223 | 11950278.3095 | 32904994.2959 | 0 | 0 | 0 | 2501012.769 | 0 | 0 | 34805943.4612 | 14249117.5015 | 88015147.2125
2016-09-01 | 2016 | 82362063.4348 | 30.4108 | 83.0035 | 634257.8 | 93 | 0 | 0 | 0 | 1 | 0 | 30 | 21 | -8436546.8468 | 736459.2782 | 5924201.4555 | 32904994.2959 | 0 | 0 | 0 | 0 | 2346294.5864 | 0 | 33683171.0914 | 13601430.3423 | 80760004.203
2016-10-01 | 2016 | 79489363.408 | 158.9368 | 16.9161 | 634257.8 | 94 | 0 | 0 | 0 | 0 | 1 | 31 | 20 | -8436546.8468 | 3848973.1433 | 1207350.1176 | 32904994.2959 | 0 | 0 | 0 | 0 | 0 | 0 | 34805943.4612 | 12953743.1832 | 77284457.3543
2016-11-01 | 2016 | 79335132.2831 | 375.9253 | 0.081203 | 634257.8 | 95 | 0 | 0 | 0 | 0 | 0 | 30 | 22 | -8436546.8468 | 9103787.3693 | 5795.6927 | 32904994.2959 | 0 | 0 | 0 | 0 | 0 | 0 | 33683171.0914 | 14249117.5015 | 81510319.104
2016-12-01 | 2016 | 85381711.6617 | 548.7612 | 0 | 634257.8 | 96 | 0 | 0 | 0 | 0 | 0 | 31 | 20 | -8436546.8468 | 13289355.0902 | 0 | 32904994.2959 | 0 | 0 | 0 | 0 | 0 | 0 | 34805943.4612 | 12953743.1832 | 85517489.1836
2017-01-01 | 2017 | 89104940.4319 | 665.1488 | 0 | 651932.3 | 97 | 0 | 0 | 0 | 0 | 0 | 31 | 21 | -8436546.8468 | 16107914.522 | 0 | 33821938.9857 | 0 | 0 | 0 | 0 | 0 | 0 | 34805943.4612 | 13601430.3423 | 89900680.4644
2017-02-01 | 2017 | 79064176.7891 | 611.1755 | 0 | 651932.3 | 98 | 0 | 0 | 0 | 0 | 0 | 28 | 19 | -8436546.8468 | 14800842.4202 | 0 | 33821938.9857 | 0 | 0 | 0 | 0 | 0 | 0 | 31437626.352 | 12306056.024 | 83929916.9351
2017-03-01 | 2017 | 84805567.5464 | 458.4644 | 0.45218 | 651932.3 | 99 | 0 | 0 | 0 | 0 | 0 | 31 | 23 | -8436546.8468 | 11102635.6361 | 32273.4221 | 33821938.9857 | 0 | 0 | 0 | 0 | 0 | 0 | 34805943.4612 | 14896804.6606 | 86223049.3189
2017-04-01 | 2017 | 74954400.1888 | 254.2905 | 0.50947 | 651932.3 | 100 | 1 | 0 | 0 | 0 | 0 | 30 | 18 | -8436546.8468 | 6158156.0099 | 36362.6053 | 33821938.9857 | 0 | -1670517.911 | 0 | 0 | 0 | 0 | 33683171.0914 | 11658368.8649 | 75250932.7994
2017-05-01 | 2017 | 78674140.1385 | 102.6415 | 56.0628 | 651932.3 | 101 | 0 | 0 | 0 | 0 | 0 | 31 | 22 | -8436546.8468 | 2485670.2387 | 4001362.341 | 33821938.9857 | 0 | 0 | 0 | 0 | 0 | 0 | 34805943.4612 | 14249117.5015 | 80927485.6812
2017-06-01 | 2017 | 82671566.5636 | 0.39669 | 116.8932 | 651932.3 | 102 | 0 | 1 | 0 | 0 | 0 | 30 | 22 | -8436546.8468 | 9606.6873 | 8343001.6067 | 33821938.9857 | 0 | 0 | 1260255.0137 | 0 | 0 | 0 | 33683171.0914 | 14249117.5015 | 82930544.0394
2017-07-01 | 2017 | 86176054.4305 | 0.58105 | 186.9653 | 651932.3 | 103 | 0 | 0 | 0 | 0 | 0 | 31 | 20 | -8436546.8468 | 14071.3569 | 13344249.7321 | 33821938.9857 | 0 | 0 | 0 | 0 | 0 | 0 | 34805943.4612 | 12953743.1832 | 86503399.8722
2017-08-01 | 2017 | 85719841.7272 | 1.6661 | 167.4344 | 651932.3 | 104 | 0 | 0 | 1 | 0 | 0 | 31 | 22 | -8436546.8468 | 40347.7223 | 11950278.3095 | 33821938.9857 | 0 | 0 | 0 | 2501012.769 | 0 | 0 | 34805943.4612 | 14249117.5015 | 88932091.9023
2017-09-01 | 2017 | 80616907.0395 | 30.4108 | 83.0035 | 651932.3 | 105 | 0 | 0 | 0 | 1 | 0 | 30 | 20 | -8436546.8468 | 736459.2782 | 5924201.4555 | 33821938.9857 | 0 | 0 | 0 | 0 | 2346294.5864 | 0 | 33683171.0914 | 12953743.1832 | 81029261.7337
2017-10-01 | 2017 | 79586762.1627 | 158.9368 | 16.9161 | 651932.3 | 106 | 0 | 0 | 0 | 0 | 1 | 31 | 21 | -8436546.8468 | 3848973.1433 | 1207350.1176 | 33821938.9857 | 0 | 0 | 0 | 0 | 0 | 0 | 34805943.4612 | 13601430.3423 | 78849089.2032
2017-11-01 | 2017 | 81281637.0156 | 375.9253 | 0.081203 | 651932.3 | 107 | 0 | 0 | 0 | 0 | 0 | 30 | 22 | -8436546.8468 | 9103787.3693 | 5795.6927 | 33821938.9857 | 0 | 0 | 0 | 0 | 0 | 0 | 33683171.0914 | 14249117.5015 | 82427263.7938
2017-12-01 | 2017 | 86442800.4113 | 548.7612 | 0 | 651932.3 | 108 | 0 | 0 | 0 | 0 | 0 | 31 | 19 | -8436546.8468 | 13289355.0902 | 0 | 33821938.9857 | 0 | 0 | 0 | 0 | 0 | 0 | 34805943.4612 | 12306056.024 | 85786746.7142
2018-01-01 | 2018 | 93065533.7759 | 665.1488 | 0 | 665994.7802 | 109 | 0 | 0 | 0 | 0 | 0 | 31 | 22 | -8436546.8468 | 16107914.522 | 0 | 34551493.7998 | 0 | 0 | 0 | 0 | 0 | 0 | 34805943.4612 | 14249117.5015 | 91277922.4376
2018-02-01 | 2018 | 82075594.5186 | 611.1755 | 0 | 665994.7802 | 110 | 0 | 0 | 0 | 0 | 0 | 28 | 19 | -8436546.8468 | 14800842.4202 | 0 | 34551493.7998 | 0 | 0 | 0 | 0 | 0 | 0 | 31437626.352 | 12306056.024 | 84659471.7492
2018-03-01 | 2018 | 87168792.8661 | 458.4644 | 0.45218 | 665994.7802 | 111 | 0 | 0 | 0 | 0 | 0 | 31 | 21 | -8436546.8468 | 11102635.6361 | 32273.4221 | 34551493.7998 | 0 | 0 | 0 | 0 | 0 | 0 | 34805943.4612 | 13601430.3423 | 85657229.8147
2018-04-01 | 2018 | 80266356.0064 | 254.2905 | 0.50947 | 665994.7802 | 112 | 1 | 0 | 0 | 0 | 0 | 30 | 20 | -8436546.8468 | 6158156.0099 | 36362.6053 | 34551493.7998 | 0 | -1670517.911 | 0 | 0 | 0 | 0 | 33683171.0914 | 12953743.1832 | 77275861.9318
2018-05-01 | 2018 | 81142404.9697 | 102.6415 | 56.0628 | 665994.7802 | 113 | 0 | 0 | 0 | 0 | 0 | 31 | 22 | -8436546.8468 | 2485670.2387 | 4001362.341 | 34551493.7998 | 0 | 0 | 0 | 0 | 0 | 0 | 34805943.4612 | 14249117.5015 | 81657040.4953
2018-06-01 | 2018 | 83962098.4073 | 0.39669 | 116.8932 | 665994.7802 | 114 | 0 | 1 | 0 | 0 | 0 | 30 | 21 | -8436546.8468 | 9606.6873 | 8343001.6067 | 34551493.7998 | 0 | 0 | 1260255.0137 | 0 | 0 | 0 | 33683171.0914 | 13601430.3423 | 83012411.6943
2018-07-01 | 2018 | 88154358.0203 | 0.58105 | 186.9653 | 665994.7802 | 115 | 0 | 0 | 0 | 0 | 0 | 31 | 21 | -8436546.8468 | 14071.3569 | 13344249.7321 | 34551493.7998 | 0 | 0 | 0 | 0 | 0 | 0 | 34805943.4612 | 13601430.3423 | 87880641.8455
2018-08-01 | 2018 | 89701635.1061 | 1.6661 | 167.4344 | 665994.7802 | 116 | 0 | 0 | 1 | 0 | 0 | 31 | 22 | -8436546.8468 | 40347.7223 | 11950278.3095 | 34551493.7998 | 0 | 0 | 0 | 2501012.769 | 0 | 0 | 34805943.4612 | 14249117.5015 | 89661646.7164
2018-09-01 | 2018 | 80810700.4268 | 30.4108 | 83.0035 | 665994.7802 | 117 | 0 | 0 | 0 | 1 | 0 | 30 | 19 | -8436546.8468 | 736459.2782 | 5924201.4555 | 34551493.7998 | 0 | 0 | 0 | 0 | 2346294.5864 | 0 | 33683171.0914 | 12306056.024 | 81111129.3886
2018-10-01 | 2018 | 79623950.0114 | 158.9368 | 16.9161 | 665994.7802 | 118 | 0 | 0 | 0 | 0 | 1 | 31 | 22 | -8436546.8468 | 3848973.1433 | 1207350.1176 | 34551493.7998 | 0 | 0 | 0 | 0 | 0 | 0 | 34805943.4612 | 14249117.5015 | 80226331.1765
2018-11-01 | 2018 | 81146978.2376 | 375.9253 | 0.081203 | 665994.7802 | 119 | 0 | 0 | 0 | 0 | 0 | 30 | 22 | -8436546.8468 | 9103787.3693 | 5795.6927 | 34551493.7998 | 0 | 0 | 0 | 0 | 0 | 0 | 33683171.0914 | 14249117.5015 | 83156818.6079
2018-12-01 | 2018 | 81291484.3547 | 548.7612 | 0 | 665994.7802 | 120 | 0 | 0 | 0 | 0 | 0 | 31 | 19 | -8436546.8468 | 13289355.0902 | 0 | 34551493.7998 | 0 | 0 | 0 | 0 | 0 | 0 | 34805943.4612 | 12306056.024 | 86516301.5283
2019-01-01 | 2019 |  | 665.1488 | 0 | 676783.8957 | 121 | 0 | 0 | 0 | 0 | 0 | 31 | 22 | -8436546.8468 | 16107914.522 | 0 | 35111227.9993 | 0 | 0 | 0 | 0 | 0 | 0 | 34805943.4612 | 14249117.5015 | 91837656.6372
2019-02-01 | 2019 |  | 611.1755 | 0 | 676783.8957 | 122 | 0 | 0 | 0 | 0 | 0 | 28 | 19 | -8436546.8468 | 14800842.4202 | 0 | 35111227.9993 | 0 | 0 | 0 | 0 | 0 | 0 | 31437626.352 | 12306056.024 | 85219205.9488
2019-03-01 | 2019 |  | 458.4644 | 0.45218 | 676783.8957 | 123 | 0 | 0 | 0 | 0 | 0 | 31 | 21 | -8436546.8468 | 11102635.6361 | 32273.4221 | 35111227.9993 | 0 | 0 | 0 | 0 | 0 | 0 | 34805943.4612 | 13601430.3423 | 86216964.0143
2019-04-01 | 2019 |  | 254.2905 | 0.50947 | 676783.8957 | 124 | 1 | 0 | 0 | 0 | 0 | 30 | 20 | -8436546.8468 | 6158156.0099 | 36362.6053 | 35111227.9993 | 0 | -1670517.911 | 0 | 0 | 0 | 0 | 33683171.0914 | 12953743.1832 | 77835596.1313
2019-05-01 | 2019 |  | 102.6415 | 56.0628 | 676783.8957 | 125 | 0 | 0 | 0 | 0 | 0 | 31 | 22 | -8436546.8468 | 2485670.2387 | 4001362.341 | 35111227.9993 | 0 | 0 | 0 | 0 | 0 | 0 | 34805943.4612 | 14249117.5015 | 82216774.6949
2019-06-01 | 2019 |  | 0.39669 | 116.8932 | 676783.8957 | 126 | 0 | 1 | 0 | 0 | 0 | 30 | 20 | -8436546.8468 | 9606.6873 | 8343001.6067 | 35111227.9993 | 0 | 0 | 1260255.0137 | 0 | 0 | 0 | 33683171.0914 | 12953743.1832 | 82924458.7347
2019-07-01 | 2019 |  | 0.58105 | 186.9653 | 676783.8957 | 127 | 0 | 0 | 0 | 0 | 0 | 31 | 22 | -8436546.8468 | 14071.3569 | 13344249.7321 | 35111227.9993 | 0 | 0 | 0 | 0 | 0 | 0 | 34805943.4612 | 14249117.5015 | 89088063.2042
2019-08-01 | 2019 |  | 1.6661 | 167.4344 | 676783.8957 | 128 | 0 | 0 | 1 | 0 | 0 | 31 | 21 | -8436546.8468 | 40347.7223 | 11950278.3095 | 35111227.9993 | 0 | 0 | 0 | 2501012.769 | 0 | 0 | 34805943.4612 | 13601430.3423 | 89573693.7568
2019-09-01 | 2019 |  | 30.4108 | 83.0035 | 676783.8957 | 129 | 0 | 0 | 0 | 1 | 0 | 30 | 20 | -8436546.8468 | 736459.2782 | 5924201.4555 | 35111227.9993 | 0 | 0 | 0 | 0 | 2346294.5864 | 0 | 33683171.0914 | 12953743.1832 | 82318550.7473
2019-10-01 | 2019 |  | 158.9368 | 16.9161 | 676783.8957 | 130 | 0 | 0 | 0 | 0 | 1 | 31 | 22 | -8436546.8468 | 3848973.1433 | 1207350.1176 | 35111227.9993 | 0 | 0 | 0 | 0 | 0 | 0 | 34805943.4612 | 14249117.5015 | 80786065.376
2019-11-01 | 2019 |  | 375.9253 | 0.081203 | 676783.8957 | 131 | 0 | 0 | 0 | 0 | 0 | 30 | 21 | -8436546.8468 | 9103787.3693 | 5795.6927 | 35111227.9993 | 0 | 0 | 0 | 0 | 0 | 0 | 33683171.0914 | 13601430.3423 | 83068865.6483
2019-12-01 | 2019 |  | 548.7612 | 0 | 676783.8957 | 132 | 0 | 0 | 0 | 0 | 0 | 31 | 20 | -8436546.8468 | 13289355.0902 | 0 | 35111227.9993 | 0 | 0 | 0 | 0 | 0 | 0 | 34805943.4612 | 12953743.1832 | 87723722.8871
2020-01-01 | 2020 |  | 665.1488 | 0 | 687206.3677 | 133 | 0 | 0 | 0 | 0 | 0 | 31 | 22 | -8436546.8468 | 16107914.522 | 0 | 35651940.9105 | 0 | 0 | 0 | 0 | 0 | 0 | 34805943.4612 | 14249117.5015 | 92378369.5484
2020-02-01 | 2020 |  | 611.1755 | 0 | 687206.3677 | 134 | 0 | 0 | 0 | 0 | 0 | 29 | 19 | -8436546.8468 | 14800842.4202 | 0 | 35651940.9105 | 0 | 0 | 0 | 0 | 0 | 0 | 32560398.7217 | 12306056.024 | 86882691.2297
2020-03-01 | 2020 |  | 458.4644 | 0.45218 | 687206.3677 | 135 | 0 | 0 | 0 | 0 | 0 | 31 | 22 | -8436546.8468 | 11102635.6361 | 32273.4221 | 35651940.9105 | 0 | 0 | 0 | 0 | 0 | 0 | 34805943.4612 | 14249117.5015 | 87405364.0846
2020-04-01 | 2020 |  | 254.2905 | 0.50947 | 687206.3677 | 136 | 1 | 0 | 0 | 0 | 0 | 30 | 21 | -8436546.8468 | 6158156.0099 | 36362.6053 | 35651940.9105 | 0 | -1670517.911 | 0 | 0 | 0 | 0 | 33683171.0914 | 13601430.3423 | 79023996.2017
2020-05-01 | 2020 |  | 102.6415 | 56.0628 | 687206.3677 | 137 | 0 | 0 | 0 | 0 | 0 | 31 | 20 | -8436546.8468 | 2485670.2387 | 4001362.341 | 35651940.9105 | 0 | 0 | 0 | 0 | 0 | 0 | 34805943.4612 | 12953743.1832 | 81462113.2877
2020-06-01 | 2020 |  | 0.39669 | 116.8932 | 687206.3677 | 138 | 0 | 1 | 0 | 0 | 0 | 30 | 22 | -8436546.8468 | 9606.6873 | 8343001.6067 | 35651940.9105 | 0 | 0 | 1260255.0137 | 0 | 0 | 0 | 33683171.0914 | 14249117.5015 | 84760545.9643
2020-07-01 | 2020 |  | 0.58105 | 186.9653 | 687206.3677 | 139 | 0 | 0 | 0 | 0 | 0 | 31 | 22 | -8436546.8468 | 14071.3569 | 13344249.7321 | 35651940.9105 | 0 | 0 | 0 | 0 | 0 | 0 | 34805943.4612 | 14249117.5015 | 89628776.1154
2020-08-01 | 2020 |  | 1.6661 | 167.4344 | 687206.3677 | 140 | 0 | 0 | 1 | 0 | 0 | 31 | 20 | -8436546.8468 | 40347.7223 | 11950278.3095 | 35651940.9105 | 0 | 0 | 0 | 2501012.769 | 0 | 0 | 34805943.4612 | 12953743.1832 | 89466719.5088
2020-09-01 | 2020 |  | 30.4108 | 83.0035 | 687206.3677 | 141 | 0 | 0 | 0 | 1 | 0 | 30 | 21 | -8436546.8468 | 736459.2782 | 5924201.4555 | 35651940.9105 | 0 | 0 | 0 | 0 | 2346294.5864 | 0 | 33683171.0914 | 13601430.3423 | 83506950.8177
2020-10-01 | 2020 |  | 158.9368 | 16.9161 | 687206.3677 | 142 | 0 | 0 | 0 | 0 | 1 | 31 | 21 | -8436546.8468 | 3848973.1433 | 1207350.1176 | 35651940.9105 | 0 | 0 | 0 | 0 | 0 | 0 | 34805943.4612 | 13601430.3423 | 80679091.1281
2020-11-01 | 2020 |  | 375.9253 | 0.081203 | 687206.3677 | 143 | 0 | 0 | 0 | 0 | 0 | 30 | 21 | -8436546.8468 | 9103787.3693 | 5795.6927 | 35651940.9105 | 0 | 0 | 0 | 0 | 0 | 0 | 33683171.0914 | 13601430.3423 | 83609578.5594
2020-12-01 | 2020 |  | 548.7612 | 0 | 687206.3677 | 144 | 0 | 0 | 0 | 0 | 0 | 31 | 21 | -8436546.8468 | 13289355.0902 | 0 | 35651940.9105 | 0 | 0 | 0 | 0 | 0 | 0 | 34805943.4612 | 13601430.3423 | 88912122.9574

## Intermediate NM 20yr Trend
Date | Year | Intermediate_NO_CDM | Trend | Ont_Empl | Jun | Jul | Fall | Month Days | const | Trend | Ont_Empl | Jun | Jul | Fall | Month Days | Predicted
2009-01-01 | 2009 | 4415320.5251 | 1 | 6541.6 | 0 | 0 | 0 | 31 | -415228.0288 | -5756.5183 | 0 | 0 | 0 | 0 | 4597068.1483 | 4176083.6012
2009-02-01 | 2009 | 4063549.3826 | 2 | 6506 | 0 | 0 | 0 | 28 | -415228.0288 | -11513.0366 | 0 | 0 | 0 | 0 | 4152190.5856 | 3725449.5201
2009-03-01 | 2009 | 4547876.9076 | 3 | 6466.8 | 0 | 0 | 0 | 31 | -415228.0288 | -17269.5549 | 0 | 0 | 0 | 0 | 4597068.1483 | 4164570.5646
2009-04-01 | 2009 | 4092154.0065 | 4 | 6445.5 | 0 | 0 | 0 | 30 | -415228.0288 | -23026.0733 | 0 | 0 | 0 | 0 | 4448775.6274 | 4010521.5253
2009-05-01 | 2009 | 4275362.9309 | 5 | 6420.3 | 0 | 0 | 0 | 31 | -415228.0288 | -28782.5916 | 0 | 0 | 0 | 0 | 4597068.1483 | 4153057.5279
2009-06-01 | 2009 | 4339364.1067 | 6 | 6393.2 | 1 | 0 | 0 | 30 | -415228.0288 | -34539.1099 | 0 | 346553.6211 | 0 | 0 | 4448775.6274 | 4345562.1098
2009-07-01 | 2009 | 4830360.0326 | 7 | 6390.2 | 0 | 1 | 0 | 31 | -415228.0288 | -40295.6282 | 0 | 0 | 428565.9655 | 0 | 4597068.1483 | 4570110.4568
2009-08-01 | 2009 | 4185937.0571 | 8 | 6401 | 0 | 0 | 0 | 31 | -415228.0288 | -46052.1465 | 0 | 0 | 0 | 0 | 4597068.1483 | 4135787.973
2009-09-01 | 2009 | 4066294.1068 | 9 | 6421.2 | 0 | 0 | 1 | 30 | -415228.0288 | -51808.6648 | 0 | 0 | 0 | 219659.0507 | 4448775.6274 | 4201397.9845
2009-10-01 | 2009 | 4216044.9664 | 10 | 6438.2 | 0 | 0 | 1 | 31 | -415228.0288 | -57565.1832 | 0 | 0 | 0 | 219659.0507 | 4597068.1483 | 4343933.9871
2009-11-01 | 2009 | 4135261.8551 | 11 | 6454 | 0 | 0 | 1 | 30 | -415228.0288 | -63321.7015 | 0 | 0 | 0 | 219659.0507 | 4448775.6274 | 4189884.9478
2009-12-01 | 2009 | 4139276.0675 | 12 | 6458.5 | 0 | 0 | 0 | 31 | -415228.0288 | -69078.2198 | 0 | 0 | 0 | 0 | 4597068.1483 | 4112761.8997
2010-01-01 | 2010 | 3680290.211 | 13 | 6466.9 | 0 | 0 | 0 | 31 | -415228.0288 | -74834.7381 | 0 | 0 | 0 | 0 | 4597068.1483 | 4107005.3814
2010-02-01 | 2010 | 3458917.212 | 14 | 6471 | 0 | 0 | 0 | 28 | -415228.0288 | -80591.2564 | 0 | 0 | 0 | 0 | 4152190.5856 | 3656371.3003
2010-03-01 | 2010 | 3961328.3825 | 15 | 6477.5 | 0 | 0 | 0 | 31 | -415228.0288 | -86347.7747 | 0 | 0 | 0 | 0 | 4597068.1483 | 4095492.3448
2010-04-01 | 2010 | 3819290.2417 | 16 | 6485 | 0 | 0 | 0 | 30 | -415228.0288 | -92104.2931 | 0 | 0 | 0 | 0 | 4448775.6274 | 3941443.3055
2010-05-01 | 2010 | 4025317.4492 | 17 | 6506.8 | 0 | 0 | 0 | 31 | -415228.0288 | -97860.8114 | 0 | 0 | 0 | 0 | 4597068.1483 | 4083979.3081
2010-06-01 | 2010 | 4225303.8982 | 18 | 6540.8 | 1 | 0 | 0 | 30 | -415228.0288 | -103617.3297 | 0 | 346553.6211 | 0 | 0 | 4448775.6274 | 4276483.89
2010-07-01 | 2010 | 4362344.0816 | 19 | 6561 | 0 | 1 | 0 | 31 | -415228.0288 | -109373.848 | 0 | 0 | 428565.9655 | 0 | 4597068.1483 | 4501032.237
2010-08-01 | 2010 | 4421103.6722 | 20 | 6568.9 | 0 | 0 | 0 | 31 | -415228.0288 | -115130.3663 | 0 | 0 | 0 | 0 | 4597068.1483 | 4066709.7532
2010-09-01 | 2010 | 4336552.6475 | 21 | 6556 | 0 | 0 | 1 | 30 | -415228.0288 | -120886.8846 | 0 | 0 | 0 | 219659.0507 | 4448775.6274 | 4132319.7647
2010-10-01 | 2010 | 4409060.9406 | 22 | 6551.6 | 0 | 0 | 1 | 31 | -415228.0288 | -126643.403 | 0 | 0 | 0 | 219659.0507 | 4597068.1483 | 4274855.7673
2010-11-01 | 2010 | 4233860.3741 | 23 | 6555.7 | 0 | 0 | 1 | 30 | -415228.0288 | -132399.9213 | 0 | 0 | 0 | 219659.0507 | 4448775.6274 | 4120806.728
2010-12-01 | 2010 | 4138518.772 | 24 | 6578.3 | 0 | 0 | 0 | 31 | -415228.0288 | -138156.4396 | 0 | 0 | 0 | 0 | 4597068.1483 | 4043683.6799
2011-01-01 | 2011 | 4225575.7612 | 25 | 6606.3 | 0 | 0 | 0 | 31 | -415228.0288 | -143912.9579 | 0 | 0 | 0 | 0 | 4597068.1483 | 4037927.1616
2011-02-01 | 2011 | 3677829.2421 | 26 | 6619.5 | 0 | 0 | 0 | 28 | -415228.0288 | -149669.4762 | 0 | 0 | 0 | 0 | 4152190.5856 | 3587293.0805
2011-03-01 | 2011 | 4008991.4056 | 27 | 6628.6 | 0 | 0 | 0 | 31 | -415228.0288 | -155425.9945 | 0 | 0 | 0 | 0 | 4597068.1483 | 4026414.125
2011-04-01 | 2011 | 3911881.7843 | 28 | 6635.5 | 0 | 0 | 0 | 30 | -415228.0288 | -161182.5129 | 0 | 0 | 0 | 0 | 4448775.6274 | 3872365.0857
2011-05-01 | 2011 | 4672710.2647 | 29 | 6645.8 | 0 | 0 | 0 | 31 | -415228.0288 | -166939.0312 | 0 | 0 | 0 | 0 | 4597068.1483 | 4014901.0883
2011-06-01 | 2011 | 4411205.0579 | 30 | 6662 | 1 | 0 | 0 | 30 | -415228.0288 | -172695.5495 | 0 | 346553.6211 | 0 | 0 | 4448775.6274 | 4207405.6702
2011-07-01 | 2011 | 4410294.6934 | 31 | 6665.8 | 0 | 1 | 0 | 31 | -415228.0288 | -178452.0678 | 0 | 0 | 428565.9655 | 0 | 4597068.1483 | 4431954.0172
2011-08-01 | 2011 | 3989309.9329 | 32 | 6677.5 | 0 | 0 | 0 | 31 | -415228.0288 | -184208.5861 | 0 | 0 | 0 | 0 | 4597068.1483 | 3997631.5334
2011-09-01 | 2011 | 3961994.7169 | 33 | 6674.4 | 0 | 0 | 1 | 30 | -415228.0288 | -189965.1044 | 0 | 0 | 0 | 219659.0507 | 4448775.6274 | 4063241.5449
2011-10-01 | 2011 | 4046724.6679 | 34 | 6668.1 | 0 | 0 | 1 | 31 | -415228.0288 | -195721.6228 | 0 | 0 | 0 | 219659.0507 | 4597068.1483 | 4205777.5475
2011-11-01 | 2011 | 3772717.8805 | 35 | 6662.8 | 0 | 0 | 1 | 30 | -415228.0288 | -201478.1411 | 0 | 0 | 0 | 219659.0507 | 4448775.6274 | 4051728.5082
2011-12-01 | 2011 | 3705335.7431 | 36 | 6667.5 | 0 | 0 | 0 | 31 | -415228.0288 | -207234.6594 | 0 | 0 | 0 | 0 | 4597068.1483 | 3974605.4601
2012-01-01 | 2012 | 3676968.9811 | 37 | 6673.6 | 0 | 0 | 0 | 31 | -415228.0288 | -212991.1777 | 0 | 0 | 0 | 0 | 4597068.1483 | 3968848.9418
2012-02-01 | 2012 | 3497416.8931 | 38 | 6670.7 | 0 | 0 | 0 | 29 | -415228.0288 | -218747.696 | 0 | 0 | 0 | 0 | 4300483.1065 | 3666507.3817
2012-03-01 | 2012 | 3797437.6184 | 39 | 6674 | 0 | 0 | 0 | 31 | -415228.0288 | -224504.2143 | 0 | 0 | 0 | 0 | 4597068.1483 | 3957335.9052
2012-04-01 | 2012 | 3517504.1996 | 40 | 6685.8 | 0 | 0 | 0 | 30 | -415228.0288 | -230260.7327 | 0 | 0 | 0 | 0 | 4448775.6274 | 3803286.8659
2012-05-01 | 2012 | 4044937.4375 | 41 | 6690.1 | 0 | 0 | 0 | 31 | -415228.0288 | -236017.251 | 0 | 0 | 0 | 0 | 4597068.1483 | 3945822.8685
2012-06-01 | 2012 | 4101522.8 | 42 | 6693.3 | 1 | 0 | 0 | 30 | -415228.0288 | -241773.7693 | 0 | 346553.6211 | 0 | 0 | 4448775.6274 | 4138327.4504
2012-07-01 | 2012 | 4189025.0908 | 43 | 6694.6 | 0 | 1 | 0 | 31 | -415228.0288 | -247530.2876 | 0 | 0 | 428565.9655 | 0 | 4597068.1483 | 4362875.7974
2012-08-01 | 2012 | 4037293.3265 | 44 | 6703.3 | 0 | 0 | 0 | 31 | -415228.0288 | -253286.8059 | 0 | 0 | 0 | 0 | 4597068.1483 | 3928553.3136
2012-09-01 | 2012 | 3505149.0577 | 45 | 6707.4 | 0 | 0 | 1 | 30 | -415228.0288 | -259043.3242 | 0 | 0 | 0 | 219659.0507 | 4448775.6274 | 3994163.3251
2012-10-01 | 2012 | 3665713.2215 | 46 | 6710 | 0 | 0 | 1 | 31 | -415228.0288 | -264799.8426 | 0 | 0 | 0 | 219659.0507 | 4597068.1483 | 4136699.3277
2012-11-01 | 2012 | 4332336.8527 | 47 | 6722.4 | 0 | 0 | 1 | 30 | -415228.0288 | -270556.3609 | 0 | 0 | 0 | 219659.0507 | 4448775.6274 | 3982650.2884
2012-12-01 | 2012 | 3431298.8417 | 48 | 6740.6 | 0 | 0 | 0 | 31 | -415228.0288 | -276312.8792 | 0 | 0 | 0 | 0 | 4597068.1483 | 3905527.2403
2013-01-01 | 2013 | 3650792.2622 | 49 | 6758.8 | 0 | 0 | 0 | 31 | -415228.0288 | -282069.3975 | 0 | 0 | 0 | 0 | 4597068.1483 | 3899770.722
2013-02-01 | 2013 | 3160249.3169 | 50 | 6775.5 | 0 | 0 | 0 | 28 | -415228.0288 | -287825.9158 | 0 | 0 | 0 | 0 | 4152190.5856 | 3449136.641
2013-03-01 | 2013 | 2795571.2969 | 51 | 6781.1 | 0 | 0 | 0 | 31 | -415228.0288 | -293582.4341 | 0 | 0 | 0 | 0 | 4597068.1483 | 3888257.6854
2013-04-01 | 2013 | 3642488.5188 | 52 | 6788.9 | 0 | 0 | 0 | 30 | -415228.0288 | -299338.9524 | 0 | 0 | 0 | 0 | 4448775.6274 | 3734208.6461
2013-05-01 | 2013 | 4167859.4824 | 53 | 6801.1 | 0 | 0 | 0 | 31 | -415228.0288 | -305095.4708 | 0 | 0 | 0 | 0 | 4597068.1483 | 3876744.6487
2013-06-01 | 2013 | 4054002.5971 | 54 | 6815.2 | 1 | 0 | 0 | 30 | -415228.0288 | -310851.9891 | 0 | 346553.6211 | 0 | 0 | 4448775.6274 | 4069249.2306
2013-07-01 | 2013 | 4267179.1415 | 55 | 6826.2 | 0 | 1 | 0 | 31 | -415228.0288 | -316608.5074 | 0 | 0 | 428565.9655 | 0 | 4597068.1483 | 4293797.5776
2013-08-01 | 2013 | 3913373.0793 | 56 | 6833.9 | 0 | 0 | 0 | 31 | -415228.0288 | -322365.0257 | 0 | 0 | 0 | 0 | 4597068.1483 | 3859475.0938
2013-09-01 | 2013 | 4476539.7539 | 57 | 6843.3 | 0 | 0 | 1 | 30 | -415228.0288 | -328121.544 | 0 | 0 | 0 | 219659.0507 | 4448775.6274 | 3925085.1053
2013-10-01 | 2013 | 4212272.7134 | 58 | 6850.3 | 0 | 0 | 1 | 31 | -415228.0288 | -333878.0623 | 0 | 0 | 0 | 219659.0507 | 4597068.1483 | 4067621.1079
2013-11-01 | 2013 | 3811378.5649 | 59 | 6854 | 0 | 0 | 1 | 30 | -415228.0288 | -339634.5807 | 0 | 0 | 0 | 219659.0507 | 4448775.6274 | 3913572.0686
2013-12-01 | 2013 | 3578441.9494 | 60 | 6850.4 | 0 | 0 | 0 | 31 | -415228.0288 | -345391.099 | 0 | 0 | 0 | 0 | 4597068.1483 | 3836449.0205
2014-01-01 | 2014 | 3977286.2197 | 61 | 6848.3 | 0 | 0 | 0 | 31 | -415228.0288 | -351147.6173 | 0 | 0 | 0 | 0 | 4597068.1483 | 3830692.5022
2014-02-01 | 2014 | 3319296.8601 | 62 | 6850 | 0 | 0 | 0 | 28 | -415228.0288 | -356904.1356 | 0 | 0 | 0 | 0 | 4152190.5856 | 3380058.4212
2014-03-01 | 2014 | 3885375.2901 | 63 | 6856.4 | 0 | 0 | 0 | 31 | -415228.0288 | -362660.6539 | 0 | 0 | 0 | 0 | 4597068.1483 | 3819179.4656
2014-04-01 | 2014 | 3911958.4601 | 64 | 6869.6 | 0 | 0 | 0 | 30 | -415228.0288 | -368417.1722 | 0 | 0 | 0 | 0 | 4448775.6274 | 3665130.4264
2014-05-01 | 2014 | 3824996.2101 | 65 | 6870.6 | 0 | 0 | 0 | 31 | -415228.0288 | -374173.6906 | 0 | 0 | 0 | 0 | 4597068.1483 | 3807666.4289
2014-06-01 | 2014 | 4134163.2601 | 66 | 6865.4 | 1 | 0 | 0 | 30 | -415228.0288 | -379930.2089 | 0 | 346553.6211 | 0 | 0 | 4448775.6274 | 4000171.0108
2014-07-01 | 2014 | 4416922.8601 | 67 | 6864.4 | 0 | 1 | 0 | 31 | -415228.0288 | -385686.7272 | 0 | 0 | 428565.9655 | 0 | 4597068.1483 | 4224719.3578
2014-08-01 | 2014 | 4004879.6001 | 68 | 6869.9 | 0 | 0 | 0 | 31 | -415228.0288 | -391443.2455 | 0 | 0 | 0 | 0 | 4597068.1483 | 3790396.874
2014-09-01 | 2014 | 4146273.0001 | 69 | 6884.5 | 0 | 0 | 1 | 30 | -415228.0288 | -397199.7638 | 0 | 0 | 0 | 219659.0507 | 4448775.6274 | 3856006.8855
2014-10-01 | 2014 | 4193404.6501 | 70 | 6901.5 | 0 | 0 | 1 | 31 | -415228.0288 | -402956.2821 | 0 | 0 | 0 | 219659.0507 | 4597068.1483 | 3998542.8881
2014-11-01 | 2014 | 3890694.8401 | 71 | 6907.5 | 0 | 0 | 1 | 30 | -415228.0288 | -408712.8005 | 0 | 0 | 0 | 219659.0507 | 4448775.6274 | 3844493.8488
2014-12-01 | 2014 | 3891709.5801 | 72 | 6903.1 | 0 | 0 | 0 | 31 | -415228.0288 | -414469.3188 | 0 | 0 | 0 | 0 | 4597068.1483 | 3767370.8007
2015-01-01 | 2015 | 4093961.0033 | 73 | 6885.7 | 0 | 0 | 0 | 31 | -415228.0288 | -420225.8371 | 0 | 0 | 0 | 0 | 4597068.1483 | 3761614.2824
2015-02-01 | 2015 | 3523842.6233 | 74 | 6885.3 | 0 | 0 | 0 | 28 | -415228.0288 | -425982.3554 | 0 | 0 | 0 | 0 | 4152190.5856 | 3310980.2014
2015-03-01 | 2015 | 3811662.5533 | 75 | 6892.1 | 0 | 0 | 0 | 31 | -415228.0288 | -431738.8737 | 0 | 0 | 0 | 0 | 4597068.1483 | 3750101.2458
2015-04-01 | 2015 | 3577372.4733 | 76 | 6897.3 | 0 | 0 | 0 | 30 | -415228.0288 | -437495.392 | 0 | 0 | 0 | 0 | 4448775.6274 | 3596052.2066
2015-05-01 | 2015 | 3991285.1133 | 77 | 6906.5 | 0 | 0 | 0 | 31 | -415228.0288 | -443251.9104 | 0 | 0 | 0 | 0 | 4597068.1483 | 3738588.2092
2015-06-01 | 2015 | 3758112.9033 | 78 | 6921.3 | 1 | 0 | 0 | 30 | -415228.0288 | -449008.4287 | 0 | 346553.6211 | 0 | 0 | 4448775.6274 | 3931092.791
2015-07-01 | 2015 | 4199678.1333 | 79 | 6941.2 | 0 | 1 | 0 | 31 | -415228.0288 | -454764.947 | 0 | 0 | 428565.9655 | 0 | 4597068.1483 | 4155641.138
2015-08-01 | 2015 | 3385911.6133 | 80 | 6949.2 | 0 | 0 | 0 | 31 | -415228.0288 | -460521.4653 | 0 | 0 | 0 | 0 | 4597068.1483 | 3721318.6542
2015-09-01 | 2015 | 3774070.6733 | 81 | 6941.1 | 0 | 0 | 1 | 30 | -415228.0288 | -466277.9836 | 0 | 0 | 0 | 219659.0507 | 4448775.6274 | 3786928.6657
2015-10-01 | 2015 | 3704194.3133 | 82 | 6934.8 | 0 | 0 | 1 | 31 | -415228.0288 | -472034.5019 | 0 | 0 | 0 | 219659.0507 | 4597068.1483 | 3929464.6683
2015-11-01 | 2015 | 3527052.9233 | 83 | 6928.3 | 0 | 0 | 1 | 30 | -415228.0288 | -477791.0203 | 0 | 0 | 0 | 219659.0507 | 4448775.6274 | 3775415.6291
2015-12-01 | 2015 | 3267111.6733 | 84 | 6942.8 | 0 | 0 | 0 | 31 | -415228.0288 | -483547.5386 | 0 | 0 | 0 | 0 | 4597068.1483 | 3698292.5809
2016-01-01 | 2016 | 3533933.7732 | 85 | 6956.6 | 0 | 0 | 0 | 31 | -415228.0288 | -489304.0569 | 0 | 0 | 0 | 0 | 4597068.1483 | 3692536.0626
2016-02-01 | 2016 | 3495480.8832 | 86 | 6968.5 | 0 | 0 | 0 | 29 | -415228.0288 | -495060.5752 | 0 | 0 | 0 | 0 | 4300483.1065 | 3390194.5025
2016-03-01 | 2016 | 3636082.5632 | 87 | 6975.7 | 0 | 0 | 0 | 31 | -415228.0288 | -500817.0935 | 0 | 0 | 0 | 0 | 4597068.1483 | 3681023.026
2016-04-01 | 2016 | 3430288.7432 | 88 | 6979.7 | 0 | 0 | 0 | 30 | -415228.0288 | -506573.6118 | 0 | 0 | 0 | 0 | 4448775.6274 | 3526973.9868
2016-05-01 | 2016 | 3783247.3232 | 89 | 6990.5 | 0 | 0 | 0 | 31 | -415228.0288 | -512330.1302 | 0 | 0 | 0 | 0 | 4597068.1483 | 3669509.9894
2016-06-01 | 2016 | 4068589.4732 | 90 | 6998.8 | 1 | 0 | 0 | 30 | -415228.0288 | -518086.6485 | 0 | 346553.6211 | 0 | 0 | 4448775.6274 | 3862014.5712
2016-07-01 | 2016 | 3984566.7832 | 91 | 6995 | 0 | 1 | 0 | 31 | -415228.0288 | -523843.1668 | 0 | 0 | 428565.9655 | 0 | 4597068.1483 | 4086562.9182
2016-08-01 | 2016 | 3315041.8332 | 92 | 6991 | 0 | 0 | 0 | 31 | -415228.0288 | -529599.6851 | 0 | 0 | 0 | 0 | 4597068.1483 | 3652240.4344
2016-09-01 | 2016 | 3610685.6432 | 93 | 6989.1 | 0 | 0 | 1 | 30 | -415228.0288 | -535356.2034 | 0 | 0 | 0 | 219659.0507 | 4448775.6274 | 3717850.4459
2016-10-01 | 2016 | 3809029.3432 | 94 | 7005.5 | 0 | 0 | 1 | 31 | -415228.0288 | -541112.7217 | 0 | 0 | 0 | 219659.0507 | 4597068.1483 | 3860386.4485
2016-11-01 | 2016 | 3762256.7532 | 95 | 7021.6 | 0 | 0 | 1 | 30 | -415228.0288 | -546869.2401 | 0 | 0 | 0 | 219659.0507 | 4448775.6274 | 3706337.4093
2016-12-01 | 2016 | 4040160.4732 | 96 | 7035.1 | 0 | 0 | 0 | 31 | -415228.0288 | -552625.7584 | 0 | 0 | 0 | 0 | 4597068.1483 | 3629214.3611
2017-01-01 | 2017 | 4673482.852 | 97 | 7049.2 | 0 | 0 | 0 | 31 | -415228.0288 | -558382.2767 | 0 | 0 | 0 | 0 | 4597068.1483 | 3623457.8428
2017-02-01 | 2017 | 3160702.712 | 98 | 7062.5 | 0 | 0 | 0 | 29 | -415228.0288 | -564138.795 | 0 | 0 | 0 | 0 | 4300483.1065 | 3321116.2827
2017-03-01 | 2017 | 3516291.022 | 99 | 7071 | 0 | 0 | 0 | 31 | -415228.0288 | -569895.3133 | 0 | 0 | 0 | 0 | 4597068.1483 | 3611944.8062
2017-04-01 | 2017 | 3257803.342 | 100 | 7073.2 | 0 | 0 | 0 | 30 | -415228.0288 | -575651.8316 | 0 | 0 | 0 | 0 | 4448775.6274 | 3457895.767
2017-05-01 | 2017 | 3505256.112 | 101 | 7076.2 | 0 | 0 | 0 | 31 | -415228.0288 | -581408.35 | 0 | 0 | 0 | 0 | 4597068.1483 | 3600431.7696
2017-06-01 | 2017 | 3900962.202 | 102 | 7082.2 | 1 | 0 | 0 | 30 | -415228.0288 | -587164.8683 | 0 | 346553.6211 | 0 | 0 | 4448775.6274 | 3792936.3514
2017-07-01 | 2017 | 3948803.202 | 103 | 7098 | 0 | 1 | 0 | 31 | -415228.0288 | -592921.3866 | 0 | 0 | 428565.9655 | 0 | 4597068.1483 | 4017484.6984
2017-08-01 | 2017 | 2923548.002 | 104 | 7118.8 | 0 | 0 | 0 | 31 | -415228.0288 | -598677.9049 | 0 | 0 | 0 | 0 | 4597068.1483 | 3583162.2146
2017-09-01 | 2017 | 3551345.632 | 105 | 7148.9 | 0 | 0 | 1 | 30 | -415228.0288 | -604434.4232 | 0 | 0 | 0 | 219659.0507 | 4448775.6274 | 3648772.2261
2017-10-01 | 2017 | 4675960.202 | 106 | 7168.4 | 0 | 0 | 1 | 31 | -415228.0288 | -610190.9415 | 0 | 0 | 0 | 219659.0507 | 4597068.1483 | 3791308.2287
2017-11-01 | 2017 | 3582167.132 | 107 | 7192.2 | 0 | 0 | 1 | 30 | -415228.0288 | -615947.4598 | 0 | 0 | 0 | 219659.0507 | 4448775.6274 | 3637259.1895
2017-12-01 | 2017 | 4051590.772 | 108 | 7207.4 | 0 | 0 | 0 | 31 | -415228.0288 | -621703.9782 | 0 | 0 | 0 | 0 | 4597068.1483 | 3560136.1413
2018-01-01 | 2018 | 3830105.2185 | 109 | 7166.6339 | 0 | 0 | 0 | 31 | -415228.0288 | -627460.4965 | 0 | 0 | 0 | 0 | 4597068.1483 | 3554379.623
2018-02-01 | 2018 | 3294091.5385 | 110 | 7119.8729 | 0 | 0 | 0 | 29 | -415228.0288 | -633217.0148 | 0 | 0 | 0 | 0 | 4300483.1065 | 3252038.0629
2018-03-01 | 2018 | 3181748.4385 | 111 | 7076.409 | 0 | 0 | 0 | 31 | -415228.0288 | -638973.5331 | 0 | 0 | 0 | 0 | 4597068.1483 | 3542866.5864
2018-04-01 | 2018 | 3438894.3685 | 112 | 7102.4873 | 0 | 0 | 0 | 30 | -415228.0288 | -644730.0514 | 0 | 0 | 0 | 0 | 4448775.6274 | 3388817.5472
2018-05-01 | 2018 | 3285743.2085 | 113 | 7168.7322 | 0 | 0 | 0 | 31 | -415228.0288 | -650486.5697 | 0 | 0 | 0 | 0 | 4597068.1483 | 3531353.5498
2018-06-01 | 2018 | 3353874.9085 | 114 | 7263.1536 | 1 | 0 | 0 | 30 | -415228.0288 | -656243.0881 | 0 | 346553.6211 | 0 | 0 | 4448775.6274 | 3723858.1316
2018-07-01 | 2018 | 3983410.6585 | 115 | 7346.3843 | 0 | 1 | 0 | 31 | -415228.0288 | -661999.6064 | 0 | 0 | 428565.9655 | 0 | 4597068.1483 | 3948406.4786
2018-08-01 | 2018 | 3230274.8985 | 116 | 7349.8814 | 0 | 0 | 0 | 31 | -415228.0288 | -667756.1247 | 0 | 0 | 0 | 0 | 4597068.1483 | 3514083.9948
2018-09-01 | 2018 | 3384714.4785 | 117 | 7309.1153 | 0 | 0 | 1 | 30 | -415228.0288 | -673512.643 | 0 | 0 | 0 | 219659.0507 | 4448775.6274 | 3579694.0063
2018-10-01 | 2018 | 3691608.7785 | 118 | 7268.3493 | 0 | 0 | 1 | 31 | -415228.0288 | -679269.1613 | 0 | 0 | 0 | 219659.0507 | 4597068.1483 | 3722230.0089
2018-11-01 | 2018 | 3541248.8385 | 119 | 7272.9454 | 0 | 0 | 1 | 30 | -415228.0288 | -685025.6796 | 0 | 0 | 0 | 219659.0507 | 4448775.6274 | 3568180.9697
2018-12-01 | 2018 | 3941344.4185 | 120 | 7296.6257 | 0 | 0 | 0 | 31 | -415228.0288 | -690782.198 | 0 | 0 | 0 | 0 | 4597068.1483 | 3491057.9216
2019-01-01 | 2019 |  | 121 | 7341.4998 | 0 | 0 | 0 | 31 | -415228.0288 | -696538.7163 | 0 | 0 | 0 | 0 | 4597068.1483 | 3485301.4032
2019-02-01 | 2019 |  | 122 | 7293.5978 | 0 | 0 | 0 | 29 | -415228.0288 | -702295.2346 | 0 | 0 | 0 | 0 | 4300483.1065 | 3182959.8431
2019-03-01 | 2019 |  | 123 | 7249.0734 | 0 | 0 | 0 | 31 | -415228.0288 | -708051.7529 | 0 | 0 | 0 | 0 | 4597068.1483 | 3473788.3666
2019-04-01 | 2019 |  | 124 | 7275.788 | 0 | 0 | 0 | 30 | -415228.0288 | -713808.2712 | 0 | 0 | 0 | 0 | 4448775.6274 | 3319739.3274
2019-05-01 | 2019 |  | 125 | 7343.6493 | 0 | 0 | 0 | 31 | -415228.0288 | -719564.7895 | 0 | 0 | 0 | 0 | 4597068.1483 | 3462275.33
2019-06-01 | 2019 |  | 126 | 7440.3745 | 1 | 0 | 0 | 30 | -415228.0288 | -725321.3079 | 0 | 346553.6211 | 0 | 0 | 4448775.6274 | 3654779.9118
2019-07-01 | 2019 |  | 127 | 7525.6361 | 0 | 1 | 0 | 31 | -415228.0288 | -731077.8262 | 0 | 0 | 428565.9655 | 0 | 4597068.1483 | 3879328.2588
2019-08-01 | 2019 |  | 128 | 7529.2185 | 0 | 0 | 0 | 31 | -415228.0288 | -736834.3445 | 0 | 0 | 0 | 0 | 4597068.1483 | 3445005.775
2019-09-01 | 2019 |  | 129 | 7487.4577 | 0 | 0 | 1 | 30 | -415228.0288 | -742590.8628 | 0 | 0 | 0 | 219659.0507 | 4448775.6274 | 3510615.7865
2019-10-01 | 2019 |  | 130 | 7445.697 | 0 | 0 | 1 | 31 | -415228.0288 | -748347.3811 | 0 | 0 | 0 | 219659.0507 | 4597068.1483 | 3653151.7891
2019-11-01 | 2019 |  | 131 | 7450.4053 | 0 | 0 | 1 | 30 | -415228.0288 | -754103.8994 | 0 | 0 | 0 | 219659.0507 | 4448775.6274 | 3499102.7499
2019-12-01 | 2019 |  | 132 | 7474.6634 | 0 | 0 | 0 | 31 | -415228.0288 | -759860.4178 | 0 | 0 | 0 | 0 | 4597068.1483 | 3421979.7018
2020-01-01 | 2020 |  | 133 | 7417.8514 | 0 | 0 | 0 | 31 | -415228.0288 | -765616.9361 | 0 | 0 | 0 | 0 | 4597068.1483 | 3416223.1834
2020-02-01 | 2020 |  | 134 | 7369.4512 | 0 | 0 | 0 | 29 | -415228.0288 | -771373.4544 | 0 | 0 | 0 | 0 | 4300483.1065 | 3113881.6233
2020-03-01 | 2020 |  | 135 | 7324.4638 | 0 | 0 | 0 | 31 | -415228.0288 | -777129.9727 | 0 | 0 | 0 | 0 | 4597068.1483 | 3404710.1468
2020-04-01 | 2020 |  | 136 | 7351.4562 | 0 | 0 | 0 | 30 | -415228.0288 | -782886.491 | 0 | 0 | 0 | 0 | 4448775.6274 | 3250661.1076
2020-05-01 | 2020 |  | 137 | 7420.0232 | 0 | 0 | 0 | 31 | -415228.0288 | -788643.0093 | 0 | 0 | 0 | 0 | 4597068.1483 | 3393197.1102
2020-06-01 | 2020 |  | 138 | 7517.7544 | 1 | 0 | 0 | 30 | -415228.0288 | -794399.5277 | 0 | 346553.6211 | 0 | 0 | 4448775.6274 | 3585701.692
2020-07-01 | 2020 |  | 139 | 7603.9027 | 0 | 1 | 0 | 31 | -415228.0288 | -800156.046 | 0 | 0 | 428565.9655 | 0 | 4597068.1483 | 3810250.039
2020-08-01 | 2020 |  | 140 | 7607.5224 | 0 | 0 | 0 | 31 | -415228.0288 | -805912.5643 | 0 | 0 | 0 | 0 | 4597068.1483 | 3375927.5552
2020-09-01 | 2020 |  | 141 | 7565.3273 | 0 | 0 | 1 | 30 | -415228.0288 | -811669.0826 | 0 | 0 | 0 | 219659.0507 | 4448775.6274 | 3441537.5667
2020-10-01 | 2020 |  | 142 | 7523.1322 | 0 | 0 | 1 | 31 | -415228.0288 | -817425.6009 | 0 | 0 | 0 | 219659.0507 | 4597068.1483 | 3584073.5693
2020-11-01 | 2020 |  | 143 | 7527.8895 | 0 | 0 | 1 | 30 | -415228.0288 | -823182.1192 | 0 | 0 | 0 | 219659.0507 | 4448775.6274 | 3430024.5301
2020-12-01 | 2020 |  | 144 | 7552.3999 | 0 | 0 | 0 | 31 | -415228.0288 | -828938.6376 | 0 | 0 | 0 | 0 | 4597068.1483 | 3352901.482

## Large Use NM 20yr Trend
Date | Year | Large_Use_NO_CDM | CDD | Ont_Empl | Trend | Jul | Dec | Month Days | const | CDD | Ont_Empl | Trend | Jul | Dec | Month Days | Predicted
2009-01-01 | 2009 | 24657854.5158 | 0 | 6541.6 | 1 | 0 | 0 | 31 | -19707994.0132 | 0 | 22435880.3509 | 0 | 0 | 0 | 21377604.9512 | 24105491.2889
2009-02-01 | 2009 | 22260143.4764 | 0 | 6506 | 2 | 0 | 0 | 28 | -19707994.0132 | 0 | 22313782.1883 | 0 | 0 | 0 | 19308804.472 | 21914592.6471
2009-03-01 | 2009 | 20653970.599 | 0.45218 | 6466.8 | 3 | 0 | 0 | 31 | -19707994.0132 | 11949.3926 | 22179337.0205 | 0 | 0 | 0 | 21377604.9512 | 23860897.351
2009-04-01 | 2009 | 19934511.7466 | 0.50947 | 6445.5 | 4 | 0 | 0 | 30 | -19707994.0132 | 13463.4327 | 22106283.9063 | 0 | 0 | 0 | 20688004.7914 | 23099758.1173
2009-05-01 | 2009 | 20696037.7063 | 56.0628 | 6420.3 | 5 | 0 | 0 | 31 | -19707994.0132 | 1481524.001 | 22019854.8699 | 0 | 0 | 0 | 21377604.9512 | 25170989.8088
2009-06-01 | 2009 | 23177348.2542 | 116.8932 | 6393.2 | 6 | 0 | 0 | 30 | -19707994.0132 | 3089037.1995 | 21926909.3584 | 0 | 0 | 0 | 20688004.7914 | 25995957.3363
2009-07-01 | 2009 | 24105091.7789 | 186.9653 | 6390.2 | 7 | 1 | 0 | 31 | -19707994.0132 | 4940773.8085 | 21916620.1874 | 0 | -1563237.6991 | 0 | 21377604.9512 | 26963767.2349
2009-08-01 | 2009 | 25408029.3146 | 167.4344 | 6401 | 8 | 0 | 0 | 31 | -19707994.0132 | 4424649.0632 | 21953661.2031 | 0 | 0 | 0 | 21377604.9512 | 28047921.2042
2009-09-01 | 2009 | 24750387.8516 | 83.0035 | 6421.2 | 9 | 0 | 0 | 30 | -19707994.0132 | 2193464.599 | 22022941.6212 | 0 | 0 | 0 | 20688004.7914 | 25196416.9985
2009-10-01 | 2009 | 22390724.2438 | 16.9161 | 6438.2 | 10 | 0 | 0 | 31 | -19707994.0132 | 447027.2933 | 22081246.9235 | 0 | 0 | 0 | 21377604.9512 | 24197885.1548
2009-11-01 | 2009 | 21830185.7626 | 0.081203 | 6454 | 11 | 0 | 0 | 30 | -19707994.0132 | 2145.8836 | 22135436.5575 | 0 | 0 | 0 | 20688004.7914 | 23117593.2194
2009-12-01 | 2009 | 22001519.0524 | 0 | 6458.5 | 12 | 0 | 1 | 31 | -19707994.0132 | 0 | 22150870.314 | 0 | 0 | -2219022.2542 | 21377604.9512 | 21601458.9978
2010-01-01 | 2010 | 23267481.4926 | 0 | 6466.9 | 13 | 0 | 0 | 31 | -19707994.0132 | 0 | 22179679.9928 | 0 | 0 | 0 | 21377604.9512 | 23849290.9308
2010-02-01 | 2010 | 21795460.4321 | 0 | 6471 | 14 | 0 | 0 | 28 | -19707994.0132 | 0 | 22193741.8599 | 0 | 0 | 0 | 19308804.472 | 21794552.3187
2010-03-01 | 2010 | 23702308.643 | 0.45218 | 6477.5 | 15 | 0 | 0 | 31 | -19707994.0132 | 11949.3926 | 22216035.0637 | 0 | 0 | 0 | 21377604.9512 | 23897595.3943
2010-04-01 | 2010 | 22434537.2581 | 0.50947 | 6485 | 16 | 0 | 0 | 30 | -19707994.0132 | 13463.4327 | 22241757.9912 | 0 | 0 | 0 | 20688004.7914 | 23235232.2022
2010-05-01 | 2010 | 24754424.4389 | 56.0628 | 6506.8 | 17 | 0 | 0 | 31 | -19707994.0132 | 1481524.001 | 22316525.9672 | 0 | 0 | 0 | 21377604.9512 | 25467660.9062
2010-06-01 | 2010 | 27908850.4078 | 116.8932 | 6540.8 | 18 | 0 | 0 | 30 | -19707994.0132 | 3089037.1995 | 22433136.5719 | 0 | 0 | 0 | 20688004.7914 | 26502184.5498
2010-07-01 | 2010 | 28114606.9374 | 186.9653 | 6561 | 19 | 1 | 0 | 31 | -19707994.0132 | 4940773.8085 | 22502416.99 | 0 | -1563237.6991 | 0 | 21377604.9512 | 27549564.0375
2010-08-01 | 2010 | 28003793.7989 | 167.4344 | 6568.9 | 20 | 0 | 0 | 31 | -19707994.0132 | 4424649.0632 | 22529511.807 | 0 | 0 | 0 | 21377604.9512 | 28623771.8082
2010-09-01 | 2010 | 25632165.9227 | 83.0035 | 6556 | 21 | 0 | 0 | 30 | -19707994.0132 | 2193464.599 | 22485268.3717 | 0 | 0 | 0 | 20688004.7914 | 25658743.749
2010-10-01 | 2010 | 22852757.8049 | 16.9161 | 6551.6 | 22 | 0 | 0 | 31 | -19707994.0132 | 447027.2933 | 22470177.5876 | 0 | 0 | 0 | 21377604.9512 | 24586815.8188
2010-11-01 | 2010 | 23723679.5433 | 0.081203 | 6555.7 | 23 | 0 | 0 | 30 | -19707994.0132 | 2145.8836 | 22484239.4546 | 0 | 0 | 0 | 20688004.7914 | 23466396.1165
2010-12-01 | 2010 | 22899884.5764 | 0 | 6578.3 | 24 | 0 | 1 | 31 | -19707994.0132 | 0 | 22561751.2095 | 0 | 0 | -2219022.2542 | 21377604.9512 | 22012339.8933
2011-01-01 | 2011 | 25034209.6124 | 0 | 6606.3 | 25 | 0 | 0 | 31 | -19707994.0132 | 0 | 22657783.4722 | 0 | 0 | 0 | 21377604.9512 | 24327394.4102
2011-02-01 | 2011 | 23164195.3469 | 0 | 6619.5 | 26 | 0 | 0 | 28 | -19707994.0132 | 0 | 22703055.8247 | 0 | 0 | 0 | 19308804.472 | 22303866.2835
2011-03-01 | 2011 | 26459090.2303 | 0.45218 | 6628.6 | 27 | 0 | 0 | 31 | -19707994.0132 | 11949.3926 | 22734266.31 | 0 | 0 | 0 | 21377604.9512 | 24415826.6406
2011-04-01 | 2011 | 25022567.663 | 0.50947 | 6635.5 | 28 | 0 | 0 | 30 | -19707994.0132 | 13463.4327 | 22757931.4034 | 0 | 0 | 0 | 20688004.7914 | 23751405.6143
2011-05-01 | 2011 | 26704085.3654 | 56.0628 | 6645.8 | 29 | 0 | 0 | 31 | -19707994.0132 | 1481524.001 | 22793257.5571 | 0 | 0 | 0 | 21377604.9512 | 25944392.4961
2011-06-01 | 2011 | 28111785.63 | 116.8932 | 6662 | 30 | 0 | 0 | 30 | -19707994.0132 | 3089037.1995 | 22848819.0806 | 0 | 0 | 0 | 20688004.7914 | 26917867.0584
2011-07-01 | 2011 | 30190116.6418 | 186.9653 | 6665.8 | 31 | 1 | 0 | 31 | -19707994.0132 | 4940773.8085 | 22861852.0305 | 0 | -1563237.6991 | 0 | 21377604.9512 | 27908999.0779
2011-08-01 | 2011 | 30861622.6593 | 167.4344 | 6677.5 | 32 | 0 | 0 | 31 | -19707994.0132 | 4424649.0632 | 22901979.7974 | 0 | 0 | 0 | 21377604.9512 | 28996239.7986
2011-09-01 | 2011 | 28060858.5821 | 83.0035 | 6674.4 | 33 | 0 | 0 | 30 | -19707994.0132 | 2193464.599 | 22891347.6541 | 0 | 0 | 0 | 20688004.7914 | 26064823.0314
2011-10-01 | 2011 | 27577133.7364 | 16.9161 | 6668.1 | 34 | 0 | 0 | 31 | -19707994.0132 | 447027.2933 | 22869740.395 | 0 | 0 | 0 | 21377604.9512 | 24986378.6262
2011-11-01 | 2011 | 25509610.9061 | 0.081203 | 6662.8 | 35 | 0 | 0 | 30 | -19707994.0132 | 2145.8836 | 22851562.8595 | 0 | 0 | 0 | 20688004.7914 | 23833719.5214
2011-12-01 | 2011 | 24520015.1743 | 0 | 6667.5 | 36 | 0 | 1 | 31 | -19707994.0132 | 0 | 22867682.5608 | 0 | 0 | -2219022.2542 | 21377604.9512 | 22318271.2446
2012-01-01 | 2012 | 24619746.9104 | 0 | 6673.6 | 37 | 0 | 0 | 31 | -19707994.0132 | 0 | 22888603.8751 | 0 | 0 | 0 | 21377604.9512 | 24558214.8131
2012-02-01 | 2012 | 23358346.4859 | 0 | 6670.7 | 38 | 0 | 0 | 29 | -19707994.0132 | 0 | 22878657.6765 | 0 | 0 | 0 | 19998404.6317 | 23169068.2951
2012-03-01 | 2012 | 25697582.4036 | 0.45218 | 6674 | 39 | 0 | 0 | 31 | -19707994.0132 | 11949.3926 | 22889975.7646 | 0 | 0 | 0 | 21377604.9512 | 24571536.0952
2012-04-01 | 2012 | 22724090.5694 | 0.50947 | 6685.8 | 40 | 0 | 0 | 30 | -19707994.0132 | 13463.4327 | 22930446.5039 | 0 | 0 | 0 | 20688004.7914 | 23923920.7149
2012-05-01 | 2012 | 26147718.7081 | 56.0628 | 6690.1 | 41 | 0 | 0 | 31 | -19707994.0132 | 1481524.001 | 22945194.3157 | 0 | 0 | 0 | 21377604.9512 | 26096329.2546
2012-06-01 | 2012 | 27110911.6694 | 116.8932 | 6693.3 | 42 | 0 | 0 | 30 | -19707994.0132 | 3089037.1995 | 22956169.4314 | 0 | 0 | 0 | 20688004.7914 | 27025217.4092
2012-07-01 | 2012 | 28651532.9467 | 186.9653 | 6694.6 | 43 | 1 | 0 | 31 | -19707994.0132 | 4940773.8085 | 22960628.0722 | 0 | -1563237.6991 | 0 | 21377604.9512 | 28007775.1196
2012-08-01 | 2012 | 29135996.9648 | 167.4344 | 6703.3 | 44 | 0 | 0 | 31 | -19707994.0132 | 4424649.0632 | 22990466.6681 | 0 | 0 | 0 | 21377604.9512 | 29084726.6692
2012-09-01 | 2012 | 26827518.3811 | 83.0035 | 6707.4 | 45 | 0 | 0 | 30 | -19707994.0132 | 2193464.599 | 23004528.5351 | 0 | 0 | 0 | 20688004.7914 | 26178003.9124
2012-10-01 | 2012 | 26040528.2399 | 16.9161 | 6710 | 46 | 0 | 0 | 31 | -19707994.0132 | 447027.2933 | 23013445.8167 | 0 | 0 | 0 | 21377604.9512 | 25130084.048
2012-11-01 | 2012 | 24522347.9211 | 0.081203 | 6722.4 | 47 | 0 | 0 | 30 | -19707994.0132 | 2145.8836 | 23055974.3902 | 0 | 0 | 0 | 20688004.7914 | 24038131.052
2012-12-01 | 2012 | 22515876.2461 | 0 | 6740.6 | 48 | 0 | 1 | 31 | -19707994.0132 | 0 | 23118395.3609 | 0 | 0 | -2219022.2542 | 21377604.9512 | 22568984.0448
2013-01-01 | 2013 | 23925452.9353 | 0 | 6758.8 | 49 | 0 | 0 | 31 | -19707994.0132 | 0 | 23180816.3317 | 0 | 0 | 0 | 21377604.9512 | 24850427.2697
2013-02-01 | 2013 | 22074898.5693 | 0 | 6775.5 | 50 | 0 | 0 | 28 | -19707994.0132 | 0 | 23238092.717 | 0 | 0 | 0 | 19308804.472 | 22838903.1758
2013-03-01 | 2013 | 25957172.4657 | 0.45218 | 6781.1 | 51 | 0 | 0 | 31 | -19707994.0132 | 11949.3926 | 23257299.1695 | 0 | 0 | 0 | 21377604.9512 | 24938859.5001
2013-04-01 | 2013 | 25334732.8691 | 0.50947 | 6788.9 | 52 | 0 | 0 | 30 | -19707994.0132 | 13463.4327 | 23284051.0141 | 0 | 0 | 0 | 20688004.7914 | 24277525.2251
2013-05-01 | 2013 | 26406281.1157 | 56.0628 | 6801.1 | 53 | 0 | 0 | 31 | -19707994.0132 | 1481524.001 | 23325893.6429 | 0 | 0 | 0 | 21377604.9512 | 26477028.5818
2013-06-01 | 2013 | 26304525.375 | 116.8932 | 6815.2 | 54 | 0 | 0 | 30 | -19707994.0132 | 3089037.1995 | 23374252.7466 | 0 | 0 | 0 | 20688004.7914 | 27443300.7244
2013-07-01 | 2013 | 25876608.3089 | 186.9653 | 6826.2 | 55 | 1 | 0 | 31 | -19707994.0132 | 4940773.8085 | 23411979.707 | 0 | -1563237.6991 | 0 | 21377604.9512 | 28459126.7544
2013-08-01 | 2013 | 27134287.8629 | 167.4344 | 6833.9 | 56 | 0 | 0 | 31 | -19707994.0132 | 4424649.0632 | 23438388.5792 | 0 | 0 | 0 | 21377604.9512 | 29532648.5804
2013-09-01 | 2013 | 24944209.6168 | 83.0035 | 6843.3 | 57 | 0 | 0 | 30 | -19707994.0132 | 2193464.599 | 23470627.9817 | 0 | 0 | 0 | 20688004.7914 | 26644103.359
2013-10-01 | 2013 | 25745628.7253 | 16.9161 | 6850.3 | 58 | 0 | 0 | 31 | -19707994.0132 | 447027.2933 | 23494636.0474 | 0 | 0 | 0 | 21377604.9512 | 25611274.2787
2013-11-01 | 2013 | 24932264.7811 | 0.081203 | 6854 | 59 | 0 | 0 | 30 | -19707994.0132 | 2145.8836 | 23507326.025 | 0 | 0 | 0 | 20688004.7914 | 24489482.6868
2013-12-01 | 2013 | 22639929.5188 | 0 | 6850.4 | 60 | 0 | 1 | 31 | -19707994.0132 | 0 | 23494979.0198 | 0 | 0 | -2219022.2542 | 21377604.9512 | 22945567.7036
2014-01-01 | 2014 | 26670683.2329 | 0 | 6848.3 | 61 | 0 | 0 | 31 | -19707994.0132 | 0 | 23487776.6 | 0 | 0 | 0 | 21377604.9512 | 25157387.538
2014-02-01 | 2014 | 23471289.1542 | 0 | 6850 | 62 | 0 | 0 | 28 | -19707994.0132 | 0 | 23493607.1303 | 0 | 0 | 0 | 19308804.472 | 23094417.5891
2014-03-01 | 2014 | 25265167.3142 | 0.45218 | 6856.4 | 63 | 0 | 0 | 31 | -19707994.0132 | 11949.3926 | 23515557.3618 | 0 | 0 | 0 | 21377604.9512 | 25197117.6923
2014-04-01 | 2014 | 22877973.4942 | 0.50947 | 6869.6 | 64 | 0 | 0 | 30 | -19707994.0132 | 13463.4327 | 23560829.7142 | 0 | 0 | 0 | 20688004.7914 | 24554303.9252
2014-05-01 | 2014 | 28623709.6642 | 56.0628 | 6870.6 | 65 | 0 | 0 | 31 | -19707994.0132 | 1481524.001 | 23564259.4379 | 0 | 0 | 0 | 21377604.9512 | 26715394.3768
2014-06-01 | 2014 | 30426752.6542 | 116.8932 | 6865.4 | 66 | 0 | 0 | 30 | -19707994.0132 | 3089037.1995 | 23546424.8748 | 0 | 0 | 0 | 20688004.7914 | 27615472.8526
2014-07-01 | 2014 | 28757284.4642 | 186.9653 | 6864.4 | 67 | 1 | 0 | 31 | -19707994.0132 | 4940773.8085 | 23542995.1511 | 0 | -1563237.6991 | 0 | 21377604.9512 | 28590142.1985
2014-08-01 | 2014 | 29410529.9542 | 167.4344 | 6869.9 | 68 | 0 | 0 | 31 | -19707994.0132 | 4424649.0632 | 23561858.6313 | 0 | 0 | 0 | 21377604.9512 | 29656118.6324
2014-09-01 | 2014 | 23959161.4742 | 83.0035 | 6884.5 | 69 | 0 | 0 | 30 | -19707994.0132 | 2193464.599 | 23611932.5969 | 0 | 0 | 0 | 20688004.7914 | 26785407.9741
2014-10-01 | 2014 | 25930142.9642 | 16.9161 | 6901.5 | 70 | 0 | 0 | 31 | -19707994.0132 | 447027.2933 | 23670237.8992 | 0 | 0 | 0 | 21377604.9512 | 25786876.1305
2014-11-01 | 2014 | 24626116.6242 | 0.081203 | 6907.5 | 71 | 0 | 0 | 30 | -19707994.0132 | 2145.8836 | 23690816.2412 | 0 | 0 | 0 | 20688004.7914 | 24672972.9031
2014-12-01 | 2014 | 22876540.3042 | 0 | 6903.1 | 72 | 0 | 1 | 31 | -19707994.0132 | 0 | 23675725.4571 | 0 | 0 | -2219022.2542 | 21377604.9512 | 23126314.1409
2015-01-01 | 2015 | 23987700.5333 | 0 | 6885.7 | 73 | 0 | 0 | 31 | -19707994.0132 | 0 | 23616048.2653 | 0 | 0 | 0 | 21377604.9512 | 25285659.2032
2015-02-01 | 2015 | 23738766.7033 | 0 | 6885.3 | 74 | 0 | 0 | 28 | -19707994.0132 | 0 | 23614676.3758 | 0 | 0 | 0 | 19308804.472 | 23215486.8346
2015-03-01 | 2015 | 25313211.3433 | 0.45218 | 6892.1 | 75 | 0 | 0 | 31 | -19707994.0132 | 11949.3926 | 23637998.4967 | 0 | 0 | 0 | 21377604.9512 | 25319558.8273
2015-04-01 | 2015 | 24471161.1133 | 0.50947 | 6897.3 | 76 | 0 | 0 | 30 | -19707994.0132 | 13463.4327 | 23655833.0598 | 0 | 0 | 0 | 20688004.7914 | 24649307.2708
2015-05-01 | 2015 | 27691400.0533 | 56.0628 | 6906.5 | 77 | 0 | 0 | 31 | -19707994.0132 | 1481524.001 | 23687386.5176 | 0 | 0 | 0 | 21377604.9512 | 26838521.4565
2015-06-01 | 2015 | 28284245.9433 | 116.8932 | 6921.3 | 78 | 0 | 0 | 30 | -19707994.0132 | 3089037.1995 | 23738146.4279 | 0 | 0 | 0 | 20688004.7914 | 27807194.4057
2015-07-01 | 2015 | 28027417.5733 | 186.9653 | 6941.2 | 79 | 1 | 0 | 31 | -19707994.0132 | 4940773.8085 | 23806397.9289 | 0 | -1563237.6991 | 0 | 21377604.9512 | 28853544.9763
2015-08-01 | 2015 | 29750781.5533 | 167.4344 | 6949.2 | 80 | 0 | 0 | 31 | -19707994.0132 | 4424649.0632 | 23833835.7182 | 0 | 0 | 0 | 21377604.9512 | 29928095.7194
2015-09-01 | 2015 | 26713798.0033 | 83.0035 | 6941.1 | 81 | 0 | 0 | 30 | -19707994.0132 | 2193464.599 | 23806054.9565 | 0 | 0 | 0 | 20688004.7914 | 26979530.3338
2015-10-01 | 2015 | 25441621.8933 | 16.9161 | 6934.8 | 82 | 0 | 0 | 31 | -19707994.0132 | 447027.2933 | 23784447.6974 | 0 | 0 | 0 | 21377604.9512 | 25901085.9287
2015-11-01 | 2015 | 24220410.9133 | 0.081203 | 6928.3 | 83 | 0 | 0 | 30 | -19707994.0132 | 2145.8836 | 23762154.4935 | 0 | 0 | 0 | 20688004.7914 | 24744311.1554
2015-12-01 | 2015 | 23661661.9633 | 0 | 6942.8 | 84 | 0 | 1 | 31 | -19707994.0132 | 0 | 23811885.4867 | 0 | 0 | -2219022.2542 | 21377604.9512 | 23262474.1706
2016-01-01 | 2016 | 25090154.5906 | 0 | 6956.6 | 85 | 0 | 0 | 31 | -19707994.0132 | 0 | 23859215.6734 | 0 | 0 | 0 | 21377604.9512 | 25528826.6114
2016-02-01 | 2016 | 24396990.3306 | 0 | 6968.5 | 86 | 0 | 0 | 29 | -19707994.0132 | 0 | 23900029.385 | 0 | 0 | 0 | 19998404.6317 | 24190440.0036
2016-03-01 | 2016 | 27149345.8006 | 0.45218 | 6975.7 | 87 | 0 | 0 | 31 | -19707994.0132 | 11949.3926 | 23924723.3954 | 0 | 0 | 0 | 21377604.9512 | 25606283.726
2016-04-01 | 2016 | 27647505.1306 | 0.50947 | 6979.7 | 88 | 0 | 0 | 30 | -19707994.0132 | 13463.4327 | 23938442.2901 | 0 | 0 | 0 | 20688004.7914 | 24931916.5011
2016-05-01 | 2016 | 28570914.3506 | 56.0628 | 6990.5 | 89 | 0 | 0 | 31 | -19707994.0132 | 1481524.001 | 23975483.3057 | 0 | 0 | 0 | 21377604.9512 | 27126618.2447
2016-06-01 | 2016 | 29314407.1806 | 116.8932 | 6998.8 | 90 | 0 | 0 | 30 | -19707994.0132 | 3089037.1995 | 24003950.0122 | 0 | 0 | 0 | 20688004.7914 | 28072997.99
2016-07-01 | 2016 | 30213662.1706 | 186.9653 | 6995 | 91 | 1 | 0 | 31 | -19707994.0132 | 4940773.8085 | 23990917.0622 | 0 | -1563237.6991 | 0 | 21377604.9512 | 29038064.1097
2016-08-01 | 2016 | 31803691.6506 | 167.4344 | 6991 | 92 | 0 | 0 | 31 | -19707994.0132 | 4424649.0632 | 23977198.1676 | 0 | 0 | 0 | 21377604.9512 | 30071458.1687
2016-09-01 | 2016 | 28562406.8506 | 83.0035 | 6989.1 | 93 | 0 | 0 | 30 | -19707994.0132 | 2193464.599 | 23970681.6926 | 0 | 0 | 0 | 20688004.7914 | 27144157.0699
2016-10-01 | 2016 | 27098824.6006 | 16.9161 | 7005.5 | 94 | 0 | 0 | 31 | -19707994.0132 | 447027.2933 | 24026929.1608 | 0 | 0 | 0 | 21377604.9512 | 26143567.392
2016-11-01 | 2016 | 25594458.1806 | 0.081203 | 7021.6 | 95 | 0 | 0 | 30 | -19707994.0132 | 2145.8836 | 24082147.7118 | 0 | 0 | 0 | 20688004.7914 | 25064304.3737
2016-12-01 | 2016 | 23271647.3706 | 0 | 7035.1 | 96 | 0 | 1 | 31 | -19707994.0132 | 0 | 24128448.9814 | 0 | 0 | -2219022.2542 | 21377604.9512 | 23579037.6652
2017-01-01 | 2017 | 24541033.2375 | 0 | 7049.2 | 97 | 0 | 0 | 31 | -19707994.0132 | 0 | 24176808.0851 | 0 | 0 | 0 | 21377604.9512 | 25846419.0231
2017-02-01 | 2017 | 22499336.2375 | 0 | 7062.5 | 98 | 0 | 0 | 29 | -19707994.0132 | 0 | 24222423.4099 | 0 | 0 | 0 | 19998404.6317 | 24512834.0284
2017-03-01 | 2017 | 24743226.8175 | 0.45218 | 7071 | 99 | 0 | 0 | 31 | -19707994.0132 | 11949.3926 | 24251576.0611 | 0 | 0 | 0 | 21377604.9512 | 25933136.3916
2017-04-01 | 2017 | 23949395.7675 | 0.50947 | 7073.2 | 100 | 0 | 0 | 30 | -19707994.0132 | 13463.4327 | 24259121.4531 | 0 | 0 | 0 | 20688004.7914 | 25252595.6641
2017-05-01 | 2017 | 25751167.4275 | 56.0628 | 7076.2 | 101 | 0 | 0 | 31 | -19707994.0132 | 1481524.001 | 24269410.6241 | 0 | 0 | 0 | 21377604.9512 | 27420545.5631
2017-06-01 | 2017 | 28230853.4975 | 116.8932 | 7082.2 | 102 | 0 | 0 | 30 | -19707994.0132 | 3089037.1995 | 24289988.9661 | 0 | 0 | 0 | 20688004.7914 | 28359036.944
2017-07-01 | 2017 | 29806897.6975 | 186.9653 | 7098 | 103 | 1 | 0 | 31 | -19707994.0132 | 4940773.8085 | 24344178.6001 | 0 | -1563237.6991 | 0 | 21377604.9512 | 29391325.6475
2017-08-01 | 2017 | 28084142.7575 | 167.4344 | 7118.8 | 104 | 0 | 0 | 31 | -19707994.0132 | 4424649.0632 | 24415516.8524 | 0 | 0 | 0 | 21377604.9512 | 30509776.8536
2017-09-01 | 2017 | 27096573.6475 | 83.0035 | 7148.9 | 105 | 0 | 0 | 30 | -19707994.0132 | 2193464.599 | 24518751.5348 | 0 | 0 | 0 | 20688004.7914 | 27692226.9121
2017-10-01 | 2017 | 26885972.5875 | 16.9161 | 7168.4 | 106 | 0 | 0 | 31 | -19707994.0132 | 447027.2933 | 24585631.1464 | 0 | 0 | 0 | 21377604.9512 | 26702269.3777
2017-11-01 | 2017 | 24700471.0575 | 0.081203 | 7192.2 | 107 | 0 | 0 | 30 | -19707994.0132 | 2145.8836 | 24667258.5697 | 0 | 0 | 0 | 20688004.7914 | 25649415.2316
2017-12-01 | 2017 | 23760465.8775 | 0 | 7207.4 | 108 | 0 | 1 | 31 | -19707994.0132 | 0 | 24719390.3695 | 0 | 0 | -2219022.2542 | 21377604.9512 | 24169979.0533
2018-01-01 | 2018 | 25945759.0329 | 0 | 7166.6339 | 109 | 0 | 0 | 31 | -19707994.0132 | 0 | 24579574.0378 | 0 | 0 | 0 | 21377604.9512 | 26249184.9758
2018-02-01 | 2018 | 23723363.4529 | 0 | 7119.8729 | 110 | 0 | 0 | 29 | -19707994.0132 | 0 | 24419196.4808 | 0 | 0 | 0 | 19998404.6317 | 24709607.0994
2018-03-01 | 2018 | 27257041.4829 | 0.45218 | 7076.409 | 111 | 0 | 0 | 31 | -19707994.0132 | 11949.3926 | 24270127.5978 | 0 | 0 | 0 | 21377604.9512 | 25951687.9283
2018-04-01 | 2018 | 25500957.3629 | 0.50947 | 7102.4873 | 112 | 0 | 0 | 30 | -19707994.0132 | 13463.4327 | 24359568.9276 | 0 | 0 | 0 | 20688004.7914 | 25353043.1386
2018-05-01 | 2018 | 29537487.8529 | 56.0628 | 7168.7322 | 113 | 0 | 0 | 31 | -19707994.0132 | 1481524.001 | 24586770.4666 | 0 | 0 | 0 | 21377604.9512 | 27737905.4056
2018-06-01 | 2018 | 30656694.9029 | 116.8932 | 7263.1536 | 114 | 0 | 0 | 30 | -19707994.0132 | 3089037.1995 | 24910609.7643 | 0 | 0 | 0 | 20688004.7914 | 28979657.7421
2018-07-01 | 2018 | 30904161.7929 | 186.9653 | 7346.3843 | 115 | 1 | 0 | 31 | -19707994.0132 | 4940773.8085 | 25196068.1082 | 0 | -1563237.6991 | 0 | 21377604.9512 | 30243215.1556
2018-08-01 | 2018 | 30192199.5929 | 167.4344 | 7349.8814 | 116 | 0 | 0 | 31 | -19707994.0132 | 4424649.0632 | 25208062.1562 | 0 | 0 | 0 | 21377604.9512 | 31302322.1574
2018-09-01 | 2018 | 28299525.3929 | 83.0035 | 7309.1153 | 117 | 0 | 0 | 30 | -19707994.0132 | 2193464.599 | 25068245.8245 | 0 | 0 | 0 | 20688004.7914 | 28241721.2018
2018-10-01 | 2018 | 25590231.1229 | 16.9161 | 7268.3493 | 118 | 0 | 0 | 31 | -19707994.0132 | 447027.2933 | 24928429.4928 | 0 | 0 | 0 | 21377604.9512 | 27045067.7241
2018-11-01 | 2018 | 23444500.4229 | 0.081203 | 7272.9454 | 119 | 0 | 0 | 30 | -19707994.0132 | 2145.8836 | 24944193.0989 | 0 | 0 | 0 | 20688004.7914 | 25926349.7607
2018-12-01 | 2018 | 21912885.4529 | 0 | 7296.6257 | 120 | 0 | 1 | 31 | -19707994.0132 | 0 | 25025409.9386 | 0 | 0 | -2219022.2542 | 21377604.9512 | 24475998.6224
2019-01-01 | 2019 |  | 0 | 7341.4998 | 121 | 0 | 0 | 31 | -19707994.0132 | 0 | 25179315.6443 | 0 | 0 | 0 | 21377604.9512 | 26848926.5823
2019-02-01 | 2019 |  | 0 | 7293.5978 | 122 | 0 | 0 | 29 | -19707994.0132 | 0 | 25015024.8749 | 0 | 0 | 0 | 19998404.6317 | 25305435.4935
2019-03-01 | 2019 |  | 0.45218 | 7249.0734 | 123 | 0 | 0 | 31 | -19707994.0132 | 11949.3926 | 24862318.7111 | 0 | 0 | 0 | 21377604.9512 | 26543879.0417
2019-04-01 | 2019 |  | 0.50947 | 7275.788 | 124 | 0 | 0 | 30 | -19707994.0132 | 13463.4327 | 24953942.4094 | 0 | 0 | 0 | 20688004.7914 | 25947416.6204
2019-05-01 | 2019 |  | 56.0628 | 7343.6493 | 125 | 0 | 0 | 31 | -19707994.0132 | 1481524.001 | 25186687.666 | 0 | 0 | 0 | 21377604.9512 | 28337822.6049
2019-06-01 | 2019 |  | 116.8932 | 7440.3745 | 126 | 0 | 0 | 30 | -19707994.0132 | 3089037.1995 | 25518428.6425 | 0 | 0 | 0 | 20688004.7914 | 29587476.6204
2019-07-01 | 2019 |  | 186.9653 | 7525.6361 | 127 | 1 | 0 | 31 | -19707994.0132 | 4940773.8085 | 25810852.17 | 0 | -1563237.6991 | 0 | 21377604.9512 | 30857999.2174
2019-08-01 | 2019 |  | 167.4344 | 7529.2185 | 128 | 0 | 0 | 31 | -19707994.0132 | 4424649.0632 | 25823138.8728 | 0 | 0 | 0 | 21377604.9512 | 31917398.874
2019-09-01 | 2019 |  | 83.0035 | 7487.4577 | 129 | 0 | 0 | 30 | -19707994.0132 | 2193464.599 | 25679911.0226 | 0 | 0 | 0 | 20688004.7914 | 28853386.3999
2019-10-01 | 2019 |  | 16.9161 | 7445.697 | 130 | 0 | 0 | 31 | -19707994.0132 | 447027.2933 | 25536683.1725 | 0 | 0 | 0 | 21377604.9512 | 27653321.4037
2019-11-01 | 2019 |  | 0.081203 | 7450.4053 | 131 | 0 | 0 | 30 | -19707994.0132 | 2145.8836 | 25552831.4105 | 0 | 0 | 0 | 20688004.7914 | 26534988.0724
2019-12-01 | 2019 |  | 0 | 7474.6634 | 132 | 0 | 1 | 31 | -19707994.0132 | 0 | 25636029.9411 | 0 | 0 | -2219022.2542 | 21377604.9512 | 25086618.6249
2020-01-01 | 2020 |  | 0 | 7417.8514 | 133 | 0 | 0 | 31 | -19707994.0132 | 0 | 25441180.527 | 0 | 0 | 0 | 21377604.9512 | 27110791.465
2020-02-01 | 2020 |  | 0 | 7369.4512 | 134 | 0 | 0 | 29 | -19707994.0132 | 0 | 25275181.1336 | 0 | 0 | 0 | 19998404.6317 | 25565591.7522
2020-03-01 | 2020 |  | 0.45218 | 7324.4638 | 135 | 0 | 0 | 31 | -19707994.0132 | 11949.3926 | 25120886.8257 | 0 | 0 | 0 | 21377604.9512 | 26802447.1563
2020-04-01 | 2020 |  | 0.50947 | 7351.4562 | 136 | 0 | 0 | 30 | -19707994.0132 | 13463.4327 | 25213463.4105 | 0 | 0 | 0 | 20688004.7914 | 26206937.6214
2020-05-01 | 2020 |  | 56.0628 | 7420.0232 | 137 | 0 | 0 | 31 | -19707994.0132 | 1481524.001 | 25448629.2177 | 0 | 0 | 0 | 21377604.9512 | 28599764.1567
2020-06-01 | 2020 |  | 116.8932 | 7517.7544 | 138 | 0 | 0 | 30 | -19707994.0132 | 3089037.1995 | 25783820.3004 | 0 | 0 | 0 | 20688004.7914 | 29852868.2782
2020-07-01 | 2020 |  | 186.9653 | 7603.9027 | 139 | 1 | 0 | 31 | -19707994.0132 | 4940773.8085 | 26079285.0326 | 0 | -1563237.6991 | 0 | 21377604.9512 | 31126432.08
2020-08-01 | 2020 |  | 167.4344 | 7607.5224 | 140 | 0 | 0 | 31 | -19707994.0132 | 4424649.0632 | 26091699.5171 | 0 | 0 | 0 | 21377604.9512 | 32185959.5183
2020-09-01 | 2020 |  | 83.0035 | 7565.3273 | 141 | 0 | 0 | 30 | -19707994.0132 | 2193464.599 | 25946982.0973 | 0 | 0 | 0 | 20688004.7914 | 29120457.4746
2020-10-01 | 2020 |  | 16.9161 | 7523.1322 | 142 | 0 | 0 | 31 | -19707994.0132 | 447027.2933 | 25802264.6775 | 0 | 0 | 0 | 21377604.9512 | 27918902.9087
2020-11-01 | 2020 |  | 0.081203 | 7527.8895 | 143 | 0 | 0 | 30 | -19707994.0132 | 2145.8836 | 25818580.8571 | 0 | 0 | 0 | 20688004.7914 | 26800737.519
2020-12-01 | 2020 |  | 0 | 7552.3999 | 144 | 0 | 1 | 31 | -19707994.0132 | 0 | 25902644.6525 | 0 | 0 | -2219022.2542 | 21377604.9512 | 25353233.3363

## Large Use NM 20yr Trend (LC)
Date | Year | Large_Use_NO_CDM | CDD | Ont_Empl | Trend | Jul | Dec | Month Days | const | CDD | Ont_Empl | Trend | Jul | Dec | Month Days | Predicted
2009-01-01 | 2009 | 22028250.7256 | 0 | 6541.6 | 1 | 0 | 0 | 31 | -11585185.4436 | 0 | 13603360.301 | 0 | 0 | 0 | 18122355.2103 | 20140530.0677
2009-02-01 | 2009 | 19634474.3474 | 0 | 6506 | 2 | 0 | 0 | 28 | -11585185.4436 | 0 | 13529329.5399 | 0 | 0 | 0 | 16368578.8997 | 18312722.9959
2009-03-01 | 2009 | 19328255.7354 | 0.45218 | 6466.8 | 3 | 0 | 0 | 31 | -11585185.4436 | 11630.4908 | 13447812.5221 | 0 | 0 | 0 | 18122355.2103 | 19996612.7796
2009-04-01 | 2009 | 18204586.0626 | 0.50947 | 6445.5 | 4 | 0 | 0 | 30 | -11585185.4436 | 13104.1247 | 13403518.8364 | 0 | 0 | 0 | 17537763.1068 | 19369200.6242
2009-05-01 | 2009 | 18282543.4751 | 56.0628 | 6420.3 | 5 | 0 | 0 | 31 | -11585185.4436 | 1441985.5375 | 13351115.0392 | 0 | 0 | 0 | 18122355.2103 | 21330270.3434
2009-06-01 | 2009 | 21113808.4084 | 116.8932 | 6393.2 | 6 | 0 | 0 | 30 | -11585185.4436 | 3006597.911 | 13294760.1621 | 0 | 0 | 0 | 17537763.1068 | 22253935.7363
2009-07-01 | 2009 | 22008982.6775 | 186.9653 | 6390.2 | 7 | 1 | 0 | 31 | -11585185.4436 | 4808915.9346 | 13288521.6148 | 0 | -947874.1225 | 0 | 18122355.2103 | 23686733.1937
2009-08-01 | 2009 | 22872095.0569 | 167.4344 | 6401 | 8 | 0 | 0 | 31 | -11585185.4436 | 4306565.37 | 13310980.385 | 0 | 0 | 0 | 18122355.2103 | 24154715.5218
2009-09-01 | 2009 | 20688385.8518 | 83.0035 | 6421.2 | 9 | 0 | 0 | 30 | -11585185.4436 | 2134926.0806 | 13352986.6034 | 0 | 0 | 0 | 17537763.1068 | 21440490.3472
2009-10-01 | 2009 | 18370827.8161 | 16.9161 | 6438.2 | 10 | 0 | 0 | 31 | -11585185.4436 | 435097.1644 | 13388338.3713 | 0 | 0 | 0 | 18122355.2103 | 20360605.3024
2009-11-01 | 2009 | 17897159.7012 | 0.081203 | 6454 | 11 | 0 | 0 | 30 | -11585185.4436 | 2088.6149 | 13421194.7203 | 0 | 0 | 0 | 17537763.1068 | 19375860.9984
2009-12-01 | 2009 | 18512763.1732 | 0 | 6458.5 | 12 | 0 | 1 | 31 | -11585185.4436 | 0 | 13430552.5413 | 0 | 0 | -1776727.9579 | 18122355.2103 | 18190994.3501
2010-01-01 | 2010 | 19044313.5146 | 0 | 6466.9 | 13 | 0 | 0 | 31 | -11585185.4436 | 0 | 13448020.4736 | 0 | 0 | 0 | 18122355.2103 | 19985190.2404
2010-02-01 | 2010 | 17686133.2686 | 0 | 6471 | 14 | 0 | 0 | 28 | -11585185.4436 | 0 | 13456546.4883 | 0 | 0 | 0 | 16368578.8997 | 18239939.9443
2010-03-01 | 2010 | 19479538.8825 | 0.45218 | 6477.5 | 15 | 0 | 0 | 31 | -11585185.4436 | 11630.4908 | 13470063.3407 | 0 | 0 | 0 | 18122355.2103 | 20018863.5982
2010-04-01 | 2010 | 18625659.0987 | 0.50947 | 6485 | 16 | 0 | 0 | 30 | -11585185.4436 | 13104.1247 | 13485659.7089 | 0 | 0 | 0 | 17537763.1068 | 19451341.4967
2010-05-01 | 2010 | 20816001.059 | 56.0628 | 6506.8 | 17 | 0 | 0 | 31 | -11585185.4436 | 1441985.5375 | 13530993.1525 | 0 | 0 | 0 | 18122355.2103 | 21510148.4567
2010-06-01 | 2010 | 23509898.3453 | 116.8932 | 6540.8 | 18 | 0 | 0 | 30 | -11585185.4436 | 3006597.911 | 13601696.6884 | 0 | 0 | 0 | 17537763.1068 | 22560872.2626
2010-07-01 | 2010 | 24336162.4819 | 186.9653 | 6561 | 19 | 1 | 0 | 31 | -11585185.4436 | 4808915.9346 | 13643702.9067 | 0 | -947874.1225 | 0 | 18122355.2103 | 24041914.4856
2010-08-01 | 2010 | 23181072.6356 | 167.4344 | 6568.9 | 20 | 0 | 0 | 31 | -11585185.4436 | 4306565.37 | 13660131.0812 | 0 | 0 | 0 | 18122355.2103 | 24503866.218
2010-09-01 | 2010 | 21387323.1241 | 83.0035 | 6556 | 21 | 0 | 0 | 30 | -11585185.4436 | 2134926.0806 | 13633305.3279 | 0 | 0 | 0 | 17537763.1068 | 21720809.0717
2010-10-01 | 2010 | 18384718.3188 | 16.9161 | 6551.6 | 22 | 0 | 0 | 31 | -11585185.4436 | 435097.1644 | 13624155.4586 | 0 | 0 | 0 | 18122355.2103 | 20596422.3897
2010-11-01 | 2010 | 19335451.7974 | 0.081203 | 6555.7 | 23 | 0 | 0 | 30 | -11585185.4436 | 2088.6149 | 13632681.4732 | 0 | 0 | 0 | 17537763.1068 | 19587347.7513
2010-12-01 | 2010 | 18685961.1385 | 0 | 6578.3 | 24 | 0 | 1 | 31 | -11585185.4436 | 0 | 13679678.5294 | 0 | 0 | -1776727.9579 | 18122355.2103 | 18440120.3382
2011-01-01 | 2011 | 20311443.9149 | 0 | 6606.3 | 25 | 0 | 0 | 31 | -11585185.4436 | 0 | 13737904.9707 | 0 | 0 | 0 | 18122355.2103 | 20275074.7374
2011-02-01 | 2011 | 18637137.925 | 0 | 6619.5 | 26 | 0 | 0 | 28 | -11585185.4436 | 0 | 13765354.5787 | 0 | 0 | 0 | 16368578.8997 | 18548748.0348
2011-03-01 | 2011 | 21533862.7226 | 0.45218 | 6628.6 | 27 | 0 | 0 | 31 | -11585185.4436 | 11630.4908 | 13784278.1722 | 0 | 0 | 0 | 18122355.2103 | 20333078.4297
2011-04-01 | 2011 | 20450919.3894 | 0.50947 | 6635.5 | 28 | 0 | 0 | 30 | -11585185.4436 | 13104.1247 | 13798626.8309 | 0 | 0 | 0 | 17537763.1068 | 19764308.6188
2011-05-01 | 2011 | 21971453.5812 | 56.0628 | 6645.8 | 29 | 0 | 0 | 31 | -11585185.4436 | 1441985.5375 | 13820045.8433 | 0 | 0 | 0 | 18122355.2103 | 21799201.1474
2011-06-01 | 2011 | 22815807.1534 | 116.8932 | 6662 | 30 | 0 | 0 | 30 | -11585185.4436 | 3006597.911 | 13853733.9986 | 0 | 0 | 0 | 17537763.1068 | 22812909.5728
2011-07-01 | 2011 | 25456437.547 | 186.9653 | 6665.8 | 31 | 1 | 0 | 31 | -11585185.4436 | 4808915.9346 | 13861636.1585 | 0 | -947874.1225 | 0 | 18122355.2103 | 24259847.7373
2011-08-01 | 2011 | 24857683.7208 | 167.4344 | 6677.5 | 32 | 0 | 0 | 31 | -11585185.4436 | 4306565.37 | 13885966.4929 | 0 | 0 | 0 | 18122355.2103 | 24729701.6296
2011-09-01 | 2011 | 22360661.7751 | 83.0035 | 6674.4 | 33 | 0 | 0 | 30 | -11585185.4436 | 2134926.0806 | 13879519.994 | 0 | 0 | 0 | 17537763.1068 | 21967023.7378
2011-10-01 | 2011 | 21639744.6479 | 16.9161 | 6668.1 | 34 | 0 | 0 | 31 | -11585185.4436 | 435097.1644 | 13866419.0447 | 0 | 0 | 0 | 18122355.2103 | 20838685.9758
2011-11-01 | 2011 | 19883497.7456 | 0.081203 | 6662.8 | 35 | 0 | 0 | 30 | -11585185.4436 | 2088.6149 | 13855397.6112 | 0 | 0 | 0 | 17537763.1068 | 19810063.8893
2011-12-01 | 2011 | 18586040.9008 | 0 | 6667.5 | 36 | 0 | 1 | 31 | -11585185.4436 | 0 | 13865171.3353 | 0 | 0 | -1776727.9579 | 18122355.2103 | 18625613.1441
2012-01-01 | 2012 | 19687814.3382 | 0 | 6673.6 | 37 | 0 | 0 | 31 | -11585185.4436 | 0 | 13877856.3814 | 0 | 0 | 0 | 18122355.2103 | 20415026.1481
2012-02-01 | 2012 | 18467697.4065 | 0 | 6670.7 | 38 | 0 | 0 | 29 | -11585185.4436 | 0 | 13871825.7857 | 0 | 0 | 0 | 16953171.0032 | 19239811.3453
2012-03-01 | 2012 | 20499238.476 | 0.45218 | 6674 | 39 | 0 | 0 | 31 | -11585185.4436 | 11630.4908 | 13878688.1877 | 0 | 0 | 0 | 18122355.2103 | 20427488.4452
2012-04-01 | 2012 | 19245043.9736 | 0.50947 | 6685.8 | 40 | 0 | 0 | 30 | -11585185.4436 | 13104.1247 | 13903226.4737 | 0 | 0 | 0 | 17537763.1068 | 19868908.2615
2012-05-01 | 2012 | 22797281.1939 | 56.0628 | 6690.1 | 41 | 0 | 0 | 31 | -11585185.4436 | 1441985.5375 | 13912168.3915 | 0 | 0 | 0 | 18122355.2103 | 21891323.6956
2012-06-01 | 2012 | 23456120.9044 | 116.8932 | 6693.3 | 42 | 0 | 0 | 30 | -11585185.4436 | 3006597.911 | 13918822.8419 | 0 | 0 | 0 | 17537763.1068 | 22877998.4161
2012-07-01 | 2012 | 25361430.6252 | 186.9653 | 6694.6 | 43 | 1 | 0 | 31 | -11585185.4436 | 4808915.9346 | 13921526.2124 | 0 | -947874.1225 | 0 | 18122355.2103 | 24319737.7913
2012-08-01 | 2012 | 24577913.7314 | 167.4344 | 6703.3 | 44 | 0 | 0 | 31 | -11585185.4436 | 4306565.37 | 13939617.9995 | 0 | 0 | 0 | 18122355.2103 | 24783353.1363
2012-09-01 | 2012 | 22977997.3166 | 83.0035 | 6707.4 | 45 | 0 | 0 | 30 | -11585185.4436 | 2134926.0806 | 13948144.0141 | 0 | 0 | 0 | 17537763.1068 | 22035647.7579
2012-10-01 | 2012 | 21890662.7101 | 16.9161 | 6710 | 46 | 0 | 0 | 31 | -11585185.4436 | 435097.1644 | 13953550.7551 | 0 | 0 | 0 | 18122355.2103 | 20925817.6862
2012-11-01 | 2012 | 20407767.8935 | 0.081203 | 6722.4 | 47 | 0 | 0 | 30 | -11585185.4436 | 2088.6149 | 13979336.7505 | 0 | 0 | 0 | 17537763.1068 | 19934003.0286
2012-12-01 | 2012 | 19317288.8938 | 0 | 6740.6 | 48 | 0 | 1 | 31 | -11585185.4436 | 0 | 14017183.9374 | 0 | 0 | -1776727.9579 | 18122355.2103 | 18777625.7462
2013-01-01 | 2013 | 20938144.4308 | 0 | 6758.8 | 49 | 0 | 0 | 31 | -11585185.4436 | 0 | 14055031.1242 | 0 | 0 | 0 | 18122355.2103 | 20592200.8909
2013-02-01 | 2013 | 19315820.072 | 0 | 6775.5 | 50 | 0 | 0 | 28 | -11585185.4436 | 0 | 14089759.0374 | 0 | 0 | 0 | 16368578.8997 | 18873152.4935
2013-03-01 | 2013 | 23045320.9728 | 0.45218 | 6781.1 | 51 | 0 | 0 | 31 | -11585185.4436 | 11630.4908 | 14101404.3257 | 0 | 0 | 0 | 18122355.2103 | 20650204.5832
2013-04-01 | 2013 | 22026086.5181 | 0.50947 | 6788.9 | 52 | 0 | 0 | 30 | -11585185.4436 | 13104.1247 | 14117624.5486 | 0 | 0 | 0 | 17537763.1068 | 20083306.3365
2013-05-01 | 2013 | 22961717.1178 | 56.0628 | 6801.1 | 53 | 0 | 0 | 31 | -11585185.4436 | 1441985.5375 | 14142994.6409 | 0 | 0 | 0 | 18122355.2103 | 22122149.9451
2013-06-01 | 2013 | 22886135.3903 | 116.8932 | 6815.2 | 54 | 0 | 0 | 30 | -11585185.4436 | 3006597.911 | 14172315.8131 | 0 | 0 | 0 | 17537763.1068 | 23131491.3873
2013-07-01 | 2013 | 23748691.3955 | 186.9653 | 6826.2 | 55 | 1 | 0 | 31 | -11585185.4436 | 4808915.9346 | 14195190.4865 | 0 | -947874.1225 | 0 | 18122355.2103 | 24593402.0654
2013-08-01 | 2013 | 24186748.8461 | 167.4344 | 6833.9 | 56 | 0 | 0 | 31 | -11585185.4436 | 4306565.37 | 14211202.7579 | 0 | 0 | 0 | 18122355.2103 | 25054937.8946
2013-09-01 | 2013 | 21216640.257 | 83.0035 | 6843.3 | 57 | 0 | 0 | 30 | -11585185.4436 | 2134926.0806 | 14230750.206 | 0 | 0 | 0 | 17537763.1068 | 22318253.9498
2013-10-01 | 2013 | 21329674.185 | 16.9161 | 6850.3 | 58 | 0 | 0 | 31 | -11585185.4436 | 435097.1644 | 14245306.8163 | 0 | 0 | 0 | 18122355.2103 | 21217573.7474
2013-11-01 | 2013 | 20487706.0511 | 0.081203 | 6854 | 59 | 0 | 0 | 30 | -11585185.4436 | 2088.6149 | 14253001.0247 | 0 | 0 | 0 | 17537763.1068 | 20207667.3027
2013-12-01 | 2013 | 18775517.7664 | 0 | 6850.4 | 60 | 0 | 1 | 31 | -11585185.4436 | 0 | 14245514.7679 | 0 | 0 | -1776727.9579 | 18122355.2103 | 19005956.5767
2014-01-01 | 2014 | 22344717.2195 | 0 | 6848.3 | 61 | 0 | 0 | 31 | -11585185.4436 | 0 | 14241147.7848 | 0 | 0 | 0 | 18122355.2103 | 20778317.5515
2014-02-01 | 2014 | 19245805.3807 | 0 | 6850 | 62 | 0 | 0 | 28 | -11585185.4436 | 0 | 14244682.9616 | 0 | 0 | 0 | 16368578.8997 | 19028076.4177
2014-03-01 | 2014 | 21372491.5347 | 0.45218 | 6856.4 | 63 | 0 | 0 | 31 | -11585185.4436 | 11630.4908 | 14257991.8625 | 0 | 0 | 0 | 18122355.2103 | 20806792.12
2014-04-01 | 2014 | 19337845.2408 | 0.50947 | 6869.6 | 64 | 0 | 0 | 30 | -11585185.4436 | 13104.1247 | 14285441.4705 | 0 | 0 | 0 | 17537763.1068 | 20251123.2584
2014-05-01 | 2014 | 23983038.3645 | 56.0628 | 6870.6 | 65 | 0 | 0 | 31 | -11585185.4436 | 1441985.5375 | 14287520.9863 | 0 | 0 | 0 | 18122355.2103 | 22266676.2905
2014-06-01 | 2014 | 25841742.1609 | 116.8932 | 6865.4 | 66 | 0 | 0 | 30 | -11585185.4436 | 3006597.911 | 14276707.5043 | 0 | 0 | 0 | 17537763.1068 | 23235883.0785
2014-07-01 | 2014 | 24522462.7713 | 186.9653 | 6864.4 | 67 | 1 | 0 | 31 | -11585185.4436 | 4808915.9346 | 14274627.9886 | 0 | -947874.1225 | 0 | 18122355.2103 | 24672839.5674
2014-08-01 | 2014 | 24555956.2553 | 167.4344 | 6869.9 | 68 | 0 | 0 | 31 | -11585185.4436 | 4306565.37 | 14286065.3253 | 0 | 0 | 0 | 18122355.2103 | 25129800.462
2014-09-01 | 2014 | 19514912.9023 | 83.0035 | 6884.5 | 69 | 0 | 0 | 30 | -11585185.4436 | 2134926.0806 | 14316426.2554 | 0 | 0 | 0 | 17537763.1068 | 22403929.9991
2014-10-01 | 2014 | 21300946.5476 | 16.9161 | 6901.5 | 70 | 0 | 0 | 31 | -11585185.4436 | 435097.1644 | 14351778.0233 | 0 | 0 | 0 | 18122355.2103 | 21324044.9544
2014-11-01 | 2014 | 20077193.4878 | 0.081203 | 6907.5 | 71 | 0 | 0 | 30 | -11585185.4436 | 2088.6149 | 14364255.1179 | 0 | 0 | 0 | 17537763.1068 | 20318921.3959
2014-12-01 | 2014 | 18843492.3694 | 0 | 6903.1 | 72 | 0 | 1 | 31 | -11585185.4436 | 0 | 14355105.2485 | 0 | 0 | -1776727.9579 | 18122355.2103 | 19115547.0573
2015-01-01 | 2015 | 19855535.4512 | 0 | 6885.7 | 73 | 0 | 0 | 31 | -11585185.4436 | 0 | 14318921.6743 | 0 | 0 | 0 | 18122355.2103 | 20856091.441
2015-02-01 | 2015 | 19560967.0667 | 0 | 6885.3 | 74 | 0 | 0 | 28 | -11585185.4436 | 0 | 14318089.868 | 0 | 0 | 0 | 16368578.8997 | 19101483.324
2015-03-01 | 2015 | 20639792.5031 | 0.45218 | 6892.1 | 75 | 0 | 0 | 31 | -11585185.4436 | 11630.4908 | 14332230.5751 | 0 | 0 | 0 | 18122355.2103 | 20881030.8327
2015-04-01 | 2015 | 19904757.3154 | 0.50947 | 6897.3 | 76 | 0 | 0 | 30 | -11585185.4436 | 13104.1247 | 14343044.0571 | 0 | 0 | 0 | 17537763.1068 | 20308725.8449
2015-05-01 | 2015 | 22782928.0922 | 56.0628 | 6906.5 | 77 | 0 | 0 | 31 | -11585185.4436 | 1441985.5375 | 14362175.6021 | 0 | 0 | 0 | 18122355.2103 | 22341330.9063
2015-06-01 | 2015 | 23267604.0668 | 116.8932 | 6921.3 | 78 | 0 | 0 | 30 | -11585185.4436 | 3006597.911 | 14392952.4354 | 0 | 0 | 0 | 17537763.1068 | 23352128.0096
2015-07-01 | 2015 | 23082254.4126 | 186.9653 | 6941.2 | 79 | 1 | 0 | 31 | -11585185.4436 | 4808915.9346 | 14434334.799 | 0 | -947874.1225 | 0 | 18122355.2103 | 24832546.3779
2015-08-01 | 2015 | 24594093.9127 | 167.4344 | 6949.2 | 80 | 0 | 0 | 31 | -11585185.4436 | 4306565.37 | 14450970.9251 | 0 | 0 | 0 | 18122355.2103 | 25294706.0618
2015-09-01 | 2015 | 21887907.1671 | 83.0035 | 6941.1 | 81 | 0 | 0 | 30 | -11585185.4436 | 2134926.0806 | 14434126.8474 | 0 | 0 | 0 | 17537763.1068 | 22521630.5912
2015-10-01 | 2015 | 20162332.6599 | 16.9161 | 6934.8 | 82 | 0 | 0 | 31 | -11585185.4436 | 435097.1644 | 14421025.8981 | 0 | 0 | 0 | 18122355.2103 | 21393292.8292
2015-11-01 | 2015 | 19622172.551 | 0.081203 | 6928.3 | 83 | 0 | 0 | 30 | -11585185.4436 | 2088.6149 | 14407509.0457 | 0 | 0 | 0 | 17537763.1068 | 20362175.3238
2015-12-01 | 2015 | 19510069.365 | 0 | 6942.8 | 84 | 0 | 1 | 31 | -11585185.4436 | 0 | 14437662.0242 | 0 | 0 | -1776727.9579 | 18122355.2103 | 19198103.833
2016-01-01 | 2016 | 20030911.9417 | 0 | 6956.6 | 85 | 0 | 0 | 31 | -11585185.4436 | 0 | 14466359.3417 | 0 | 0 | 0 | 18122355.2103 | 21003529.1084
2016-02-01 | 2016 | 19426538.0849 | 0 | 6968.5 | 86 | 0 | 0 | 29 | -11585185.4436 | 0 | 14491105.5793 | 0 | 0 | 0 | 16953171.0032 | 19859091.1389
2016-03-01 | 2016 | 21950234.9884 | 0.45218 | 6975.7 | 87 | 0 | 0 | 31 | -11585185.4436 | 11630.4908 | 14506078.0928 | 0 | 0 | 0 | 18122355.2103 | 21054878.3503
2016-04-01 | 2016 | 22516546.643 | 0.50947 | 6979.7 | 88 | 0 | 0 | 30 | -11585185.4436 | 13104.1247 | 14514396.1558 | 0 | 0 | 0 | 17537763.1068 | 20480077.9436
2016-05-01 | 2016 | 23491879.3871 | 56.0628 | 6990.5 | 89 | 0 | 0 | 31 | -11585185.4436 | 1441985.5375 | 14536854.926 | 0 | 0 | 0 | 18122355.2103 | 22516010.2302
2016-06-01 | 2016 | 25154852.5357 | 116.8932 | 6998.8 | 90 | 0 | 0 | 30 | -11585185.4436 | 3006597.911 | 14554114.9068 | 0 | 0 | 0 | 17537763.1068 | 23513290.481
2016-07-01 | 2016 | 26434818.566 | 186.9653 | 6995 | 91 | 1 | 0 | 31 | -11585185.4436 | 4808915.9346 | 14546212.7469 | 0 | -947874.1225 | 0 | 18122355.2103 | 24944424.3258
2016-08-01 | 2016 | 28083591.4009 | 167.4344 | 6991 | 92 | 0 | 0 | 31 | -11585185.4436 | 4306565.37 | 14537894.6839 | 0 | 0 | 0 | 18122355.2103 | 25381629.8206
2016-09-01 | 2016 | 23664869.4879 | 83.0035 | 6989.1 | 93 | 0 | 0 | 30 | -11585185.4436 | 2134926.0806 | 14533943.6039 | 0 | 0 | 0 | 17537763.1068 | 22621447.3477
2016-10-01 | 2016 | 21818348.0343 | 16.9161 | 7005.5 | 94 | 0 | 0 | 31 | -11585185.4436 | 435097.1644 | 14568047.6624 | 0 | 0 | 0 | 18122355.2103 | 21540314.5935
2016-11-01 | 2016 | 20096745.1285 | 0.081203 | 7021.6 | 95 | 0 | 0 | 30 | -11585185.4436 | 2088.6149 | 14601527.8662 | 0 | 0 | 0 | 17537763.1068 | 20556194.1442
2016-12-01 | 2016 | 18899420.0826 | 0 | 7035.1 | 96 | 0 | 1 | 31 | -11585185.4436 | 0 | 14629601.3289 | 0 | 0 | -1776727.9579 | 18122355.2103 | 19390043.1378
2017-01-01 | 2017 | 20315496.8057 | 0 | 7049.2 | 97 | 0 | 0 | 31 | -11585185.4436 | 0 | 14658922.5012 | 0 | 0 | 0 | 18122355.2103 | 21196092.2679
2017-02-01 | 2017 | 18666295.8136 | 0 | 7062.5 | 98 | 0 | 0 | 29 | -11585185.4436 | 0 | 14686580.0608 | 0 | 0 | 0 | 16953171.0032 | 20054565.6204
2017-03-01 | 2017 | 20501069.9078 | 0.45218 | 7071 | 99 | 0 | 0 | 31 | -11585185.4436 | 11630.4908 | 14704255.9448 | 0 | 0 | 0 | 18122355.2103 | 21253056.2023
2017-04-01 | 2017 | 19823217.4143 | 0.50947 | 7073.2 | 100 | 0 | 0 | 30 | -11585185.4436 | 13104.1247 | 14708830.8794 | 0 | 0 | 0 | 17537763.1068 | 20674512.6673
2017-05-01 | 2017 | 21332197.7154 | 56.0628 | 7076.2 | 101 | 0 | 0 | 31 | -11585185.4436 | 1441985.5375 | 14715069.4267 | 0 | 0 | 0 | 18122355.2103 | 22694224.7309
2017-06-01 | 2017 | 23799303.9447 | 116.8932 | 7082.2 | 102 | 0 | 0 | 30 | -11585185.4436 | 3006597.911 | 14727546.5213 | 0 | 0 | 0 | 17537763.1068 | 23686722.0955
2017-07-01 | 2017 | 25324504.6305 | 186.9653 | 7098 | 103 | 1 | 0 | 31 | -11585185.4436 | 4808915.9346 | 14760402.8703 | 0 | -947874.1225 | 0 | 18122355.2103 | 25158614.4492
2017-08-01 | 2017 | 23736935.9324 | 167.4344 | 7118.8 | 104 | 0 | 0 | 31 | -11585185.4436 | 4306565.37 | 14803656.7981 | 0 | 0 | 0 | 18122355.2103 | 25647391.9349
2017-09-01 | 2017 | 22804130.018 | 83.0035 | 7148.9 | 105 | 0 | 0 | 30 | -11585185.4436 | 2134926.0806 | 14866250.2225 | 0 | 0 | 0 | 17537763.1068 | 22953753.9663
2017-10-01 | 2017 | 22410894.7221 | 16.9161 | 7168.4 | 106 | 0 | 0 | 31 | -11585185.4436 | 435097.1644 | 14906800.7799 | 0 | 0 | 0 | 18122355.2103 | 21879067.711
2017-11-01 | 2017 | 20145414.6257 | 0.081203 | 7192.2 | 107 | 0 | 0 | 30 | -11585185.4436 | 2088.6149 | 14956293.255 | 0 | 0 | 0 | 17537763.1068 | 20910959.533
2017-12-01 | 2017 | 19707437.6089 | 0 | 7207.4 | 108 | 0 | 1 | 31 | -11585185.4436 | 0 | 14987901.8945 | 0 | 0 | -1776727.9579 | 18122355.2103 | 19748343.7033
2018-01-01 | 2018 | 21406178.4036 | 0 | 7166.6339 | 109 | 0 | 0 | 31 | -11585185.4436 | 0 | 14903128.2237 | 0 | 0 | 0 | 18122355.2103 | 21440297.9904
2018-02-01 | 2018 | 19541869.5434 | 0 | 7119.8729 | 110 | 0 | 0 | 29 | -11585185.4436 | 0 | 14805887.8365 | 0 | 0 | 0 | 16953171.0032 | 20173873.3961
2018-03-01 | 2018 | 22152171.5754 | 0.45218 | 7076.409 | 111 | 0 | 0 | 31 | -11585185.4436 | 11630.4908 | 14715504.1434 | 0 | 0 | 0 | 18122355.2103 | 21264304.4009
2018-04-01 | 2018 | 20451823.1348 | 0.50947 | 7102.4873 | 112 | 0 | 0 | 30 | -11585185.4436 | 13104.1247 | 14769734.3593 | 0 | 0 | 0 | 17537763.1068 | 20735416.1471
2018-05-01 | 2018 | 24335320.0161 | 56.0628 | 7168.7322 | 113 | 0 | 0 | 31 | -11585185.4436 | 1441985.5375 | 14907491.5744 | 0 | 0 | 0 | 18122355.2103 | 22886646.8786
2018-06-01 | 2018 | 25658165.1547 | 116.8932 | 7263.1536 | 114 | 0 | 0 | 30 | -11585185.4436 | 3006597.911 | 15103842.3561 | 0 | 0 | 0 | 17537763.1068 | 24063017.9303
2018-07-01 | 2018 | 25560862.4379 | 186.9653 | 7346.3843 | 115 | 1 | 0 | 31 | -11585185.4436 | 4808915.9346 | 15276921.9341 | 0 | -947874.1225 | 0 | 18122355.2103 | 25675133.513
2018-08-01 | 2018 | 24886166.4798 | 167.4344 | 7349.8814 | 116 | 0 | 0 | 31 | -11585185.4436 | 4306565.37 | 15284194.1853 | 0 | 0 | 0 | 18122355.2103 | 26127929.322
2018-09-01 | 2018 | 23757578.3624 | 83.0035 | 7309.1153 | 117 | 0 | 0 | 30 | -11585185.4436 | 2134926.0806 | 15199420.5144 | 0 | 0 | 0 | 17537763.1068 | 23286924.2582
2018-10-01 | 2018 | 20871681.5339 | 16.9161 | 7268.3493 | 118 | 0 | 0 | 31 | -11585185.4436 | 435097.1644 | 15114646.8436 | 0 | 0 | 0 | 18122355.2103 | 22086913.7747
2018-11-01 | 2018 | 18668697.3944 | 0.081203 | 7272.9454 | 119 | 0 | 0 | 30 | -11585185.4436 | 2088.6149 | 15124204.6594 | 0 | 0 | 0 | 17537763.1068 | 21078870.9375
2018-12-01 | 2018 | 19588246.5857 | 0 | 7296.6257 | 120 | 0 | 1 | 31 | -11585185.4436 | 0 | 15173448.1888 | 0 | 0 | -1776727.9579 | 18122355.2103 | 19933889.9976
2019-01-01 | 2019 |  | 0 | 7341.4998 | 121 | 0 | 0 | 31 | -11585185.4436 | 0 | 15266764.5523 | 0 | 0 | 0 | 18122355.2103 | 21803934.3191
2019-02-01 | 2019 |  | 0 | 7293.5978 | 122 | 0 | 0 | 29 | -11585185.4436 | 0 | 15167151.4997 | 0 | 0 | 0 | 16953171.0032 | 20535137.0593
2019-03-01 | 2019 |  | 0.45218 | 7249.0734 | 123 | 0 | 0 | 31 | -11585185.4436 | 11630.4908 | 15074562.4444 | 0 | 0 | 0 | 18122355.2103 | 21623362.702
2019-04-01 | 2019 |  | 0.50947 | 7275.788 | 124 | 0 | 0 | 30 | -11585185.4436 | 13104.1247 | 15130115.8776 | 0 | 0 | 0 | 17537763.1068 | 21095797.6655
2019-05-01 | 2019 |  | 56.0628 | 7343.6493 | 125 | 0 | 0 | 31 | -11585185.4436 | 1441985.5375 | 15271234.3688 | 0 | 0 | 0 | 18122355.2103 | 23250389.673
2019-06-01 | 2019 |  | 116.8932 | 7440.3745 | 126 | 0 | 0 | 30 | -11585185.4436 | 3006597.911 | 15472376.1096 | 0 | 0 | 0 | 17537763.1068 | 24431551.6838
2019-07-01 | 2019 |  | 186.9653 | 7525.6361 | 127 | 1 | 0 | 31 | -11585185.4436 | 4808915.9346 | 15649678.8293 | 0 | -947874.1225 | 0 | 18122355.2103 | 26047890.4082
2019-08-01 | 2019 |  | 167.4344 | 7529.2185 | 128 | 0 | 0 | 31 | -11585185.4436 | 4306565.37 | 15657128.5234 | 0 | 0 | 0 | 18122355.2103 | 26500863.6602
2019-09-01 | 2019 |  | 83.0035 | 7487.4577 | 129 | 0 | 0 | 30 | -11585185.4436 | 2134926.0806 | 15570286.375 | 0 | 0 | 0 | 17537763.1068 | 23657790.1188
2019-10-01 | 2019 |  | 16.9161 | 7445.697 | 130 | 0 | 0 | 31 | -11585185.4436 | 435097.1644 | 15483444.2266 | 0 | 0 | 0 | 18122355.2103 | 22455711.1577
2019-11-01 | 2019 |  | 0.081203 | 7450.4053 | 131 | 0 | 0 | 30 | -11585185.4436 | 2088.6149 | 15493235.2531 | 0 | 0 | 0 | 17537763.1068 | 21447901.5312
2019-12-01 | 2019 |  | 0 | 7474.6634 | 132 | 0 | 1 | 31 | -11585185.4436 | 0 | 15543680.3246 | 0 | 0 | -1776727.9579 | 18122355.2103 | 20304122.1334
2020-01-01 | 2020 |  | 0 | 7417.8514 | 133 | 0 | 0 | 31 | -11585185.4436 | 0 | 15425538.9037 | 0 | 0 | 0 | 18122355.2103 | 21962708.6704
2020-02-01 | 2020 |  | 0 | 7369.4512 | 134 | 0 | 0 | 29 | -11585185.4436 | 0 | 15324889.8753 | 0 | 0 | 0 | 16953171.0032 | 20692875.4349
2020-03-01 | 2020 |  | 0.45218 | 7324.4638 | 135 | 0 | 0 | 31 | -11585185.4436 | 11630.4908 | 15231337.8939 | 0 | 0 | 0 | 18122355.2103 | 21780138.1514
2020-04-01 | 2020 |  | 0.50947 | 7351.4562 | 136 | 0 | 0 | 30 | -11585185.4436 | 13104.1247 | 15287469.0828 | 0 | 0 | 0 | 17537763.1068 | 21253150.8706
2020-05-01 | 2020 |  | 56.0628 | 7420.0232 | 137 | 0 | 0 | 31 | -11585185.4436 | 1441985.5375 | 15430055.2062 | 0 | 0 | 0 | 18122355.2103 | 23409210.5104
2020-06-01 | 2020 |  | 116.8932 | 7517.7544 | 138 | 0 | 0 | 30 | -11585185.4436 | 3006597.911 | 15633288.8212 | 0 | 0 | 0 | 17537763.1068 | 24592464.3954
2020-07-01 | 2020 |  | 186.9653 | 7603.9027 | 139 | 1 | 0 | 31 | -11585185.4436 | 4808915.9346 | 15812435.4891 | 0 | -947874.1225 | 0 | 18122355.2103 | 26210647.068
2020-08-01 | 2020 |  | 167.4344 | 7607.5224 | 140 | 0 | 0 | 31 | -11585185.4436 | 4306565.37 | 15819962.6601 | 0 | 0 | 0 | 18122355.2103 | 26663697.7968
2020-09-01 | 2020 |  | 83.0035 | 7565.3273 | 141 | 0 | 0 | 30 | -11585185.4436 | 2134926.0806 | 15732217.3533 | 0 | 0 | 0 | 17537763.1068 | 23819721.0971
2020-10-01 | 2020 |  | 16.9161 | 7523.1322 | 142 | 0 | 0 | 31 | -11585185.4436 | 435097.1644 | 15644472.0465 | 0 | 0 | 0 | 18122355.2103 | 22616738.9776
2020-11-01 | 2020 |  | 0.081203 | 7527.8895 | 143 | 0 | 0 | 30 | -11585185.4436 | 2088.6149 | 15654364.8997 | 0 | 0 | 0 | 17537763.1068 | 21609031.1778
2020-12-01 | 2020 |  | 0 | 7552.3999 | 144 | 0 | 1 | 31 | -11585185.4436 | 0 | 15705334.6 | 0 | 0 | -1776727.9579 | 18122355.2103 | 20465776.4088

## Normalized AS 20yr Trend
Weather Normal
| Residential kWh | [6 empty] | GS<50 kWh | [7 empty] | GS>50 kWh | [7 empty] | Intermediate | [6 empty] | Large Use | [8 empty] | Large Use - 3TS | [6 empty] | Large Use - FA | [5 empty] | Street Light |  |  |  |  | Sentinel |  |  |  |  | USL
| Year | Actual | Cumulative Persisting CDM | Actual No CDM | Normalized No CDM | Cumulative Persisting CDM | Normalized | Year | Actual | Cumulative Persisting CDM | Actual No CDM | Normalized No CDM | Cumulative Persisting CDM | Normalized | Year | Actual | Cumulative Persisting CDM | Actual No CDM | Normalized No CDM | Lost Customer | Cumulative Persisting CDM | Normalized | Year | Actual | Cumulative Persisting CDM | Actual No CDM | Normalized No CDM | Cumulative Persisting CDM | Normalized | Year | Actual | Cumulative Persisting CDM | Actual No CDM | Normalized No CDM | Lost | Cumulative Persisting CDM | Lost Customer | Normalized | Year | Actual Adjusted | Cumulative Persisting CDM | Actual No CDM | Normalized No CDM | Cumulative Persisting CDM | Normalized | Year | Actual Adjusted | Cumulative Persisting CDM | Actual No CDM | Normalized No CDM | Cumulative Persisting CDM | Normalized | Year | Actual | Lamps / Devices | Average per Customer | Normal Forecast | Year | Actual | Connections | Average per Customer | Normal Forecast | Year | Actual | Connections | Average per Customer | Normal Forecast
|  | A | B | C = A + B | D | E = B | F = D - E |  | A | B | C = A + B | D | E = B | F = D - E |  | A | B | C = A + B | D |  | E = B | F = D - E |  | A | B | C = A + B | D | E = B | F = D - E |  | A | B | C = A + B | D | Customer | E = B | CDM | F = D - E |  | A | B | C = A + B | D | E = B | F = D - E |  | A | B | C = A + B | D | E = B | F = D - E
| 2009 | 604635108.5126 | 12905395.2951 | 617540503.8078 | 650048094.9455 | 12905395.2951 | 637142699.6504 | 2009 | 220940436.2763 | 3004854.8414 | 223945291.1177 | 233465370.5652 | 3004854.8414 | 230460515.7237 | 2009 | 906614904.728 | 3326785.3266 | 909941690.0546 | 935648287.6514 |  | 3326785.3266 | 932321502.3248 | 2009 | 51306801.945 | 0 | 51306801.945 | 50129122.0978 | 0 | 50129122.0978 | 2009 | 271865804.3022 | 0 | 271865804.3022 | 293272729.3589 |  | 0 |  | 293272729.3589 | 2009 | 253823156.0712 | 0 | 253823156.0712 | 273863425.704 | 0 | 273863425.704 | 2009 | 50208448.7278 | 0 | 50208448.7278 | 50100490.2736 | 0 | 50100490.2736 | 2009 | 16930327.9662 | 23421 | 722.8696 |  | 2009 | 992473.3479 | 668.5 | 1484.6273 | 992473.3479 | 2009 | 4214866.8444 | 762.5 | 5527.6942 | 4214866.8444
| 2010 | 647490324.9596 | 9466437.9703 | 656956762.93 | 648212644.3589 | 9466437.9703 | 638746206.3886 | 2010 | 223232845.5297 | 6912591.4427 | 230145436.9724 | 230784632.0498 | 6912591.4427 | 223872040.6071 | 2010 | 943095058.8294 | 6845739.4114 | 949940798.2408 | 946028658.081 |  | 6845739.4114 | 939182918.6696 | 2010 | 49071887.8829 | 0 | 49071887.8829 | 49300183.4602 | 0 | 49300183.4602 | 2010 | 295089951.2561 | 0 | 295089951.2561 | 296644147.7252 |  | 0 |  | 296644147.7252 | 2010 | 287197655.7575 | 0 | 287197655.7575 | 273863425.704 | 0 | 273863425.704 | 2010 | 54756020.2974 | 0 | 54756020.2974 | 49309327.2297 | 0 | 49309327.2297 | 2010 | 16997068.5576 | 23436.25 | 725.2469 |  | 2010 | 953516.903 | 666.5 | 1430.633 | 953516.903 | 2010 | 3980559.6165 | 769.75 | 5171.2369 | 3980559.6165
| 2011 | 636991610.623 | 11272332.8489 | 648263943.4718 | 646377193.7723 | 11272332.8489 | 635104860.9234 | 2011 | 218915071.691 | 9242550.5801 | 228157622.2711 | 227825501.6906 | 9242550.5801 | 218582951.1105 | 2011 | 949533128.0451 | 8227293.3485 | 954716376.4019 | 954627765.2032 |  | 8227293.3485 | 946400471.8547 | 2011 | 48794571.1505 | 0 | 48794571.1505 | 48471244.8227 | 0 | 48471244.8227 | 2011 | 320621511.3267 | 593780.2212 | 321215291.5479 | 301769183.8033 |  | 593780.2212 |  | 301175403.582 | 2011 | 265542337.9139 | 0 | 265542337.9139 | 273863425.704 | 0 | 273863425.704 | 2011 | 41936988.3051 | 0 | 41936988.3051 | 48518164.1858 | 0 | 48518164.1858 | 2011 | 17061700.8538 | 23411 | 728.7899 |  | 2011 | 908472.844 | 662 | 1372.3155 | 908472.844 | 2011 | 3657260.1133 | 792.75 | 4613.3839 | 3657260.1133
| 2012 | 631309635.8446 | 12864635.4358 | 644174271.2804 | 646343676.5299 | 12864635.4358 | 633479041.0941 | 2012 | 216236228.6937 | 10824912.9278 | 227061141.6215 | 227880243.8149 | 10824912.9278 | 217055330.8871 | 2012 | 941638530.0649 | 12792018.9209 | 947601280.2134 | 961528175.4661 |  | 12792018.9209 | 948736156.5451 | 2012 | 45768539.7379 | 28064.5826 | 45796604.3205 | 47790598.706 | 28064.5826 | 47762534.1234 | 2012 | 304746367.4582 | 2605829.9884 | 307352197.4465 | 304351991.4281 |  | 2605829.9884 |  | 301746161.4397 | 2012 | 280858035.0979 | 3232821.7272 | 284090856.8251 | 273863425.704 | 3232821.7272 | 270630603.9769 | 2012 | 45336838.9316 | 27493.9115 | 45364332.8431 | 47727001.1419 | 27493.9115 | 47699507.2304 | 2012 | 17377866.279 | 23358 | 743.9792 |  | 2012 | 908923.3789 | 660.5 | 1376.1141 | 908923.3789 | 2012 | 3485917.9891 | 794 | 4390.3249 | 3485917.9891
| 2013 | 617011740.7937 | 15101481.3406 | 632113222.1342 | 642706292.599 | 15101481.3406 | 627604811.2585 | 2013 | 217023476.4837 | 11711624.3836 | 228735100.8672 | 225292977.0744 | 11711624.3836 | 213581352.6908 | 2013 | 948224332.7811 | 20212082.1059 | 960846806.2917 | 965511607.0417 |  | 20212082.1059 | 945299524.9358 | 2013 | 45666584.4262 | 63564.2504 | 45730148.6766 | 46813367.5476 | 63564.2504 | 46749803.2972 | 2013 | 295185913.8055 | 6090078.3383 | 301275992.1438 | 308508247.8398 |  | 6090078.3383 |  | 302418169.5015 | 2013 | 265541554.2418 | 9075528.6572 | 274617082.8991 | 273863425.704 | 9075528.6572 | 264787897.0468 | 2013 | 48126674.8124 | 54694.9469 | 48181369.7593 | 46935838.098 | 54694.9469 | 46881143.1511 | 2013 | 17283102.4428 | 23385.5 | 739.0521 |  | 2013 | 887747.7703 | 641.25 | 1384.402 | 887747.7703 | 2013 | 3254726.4492 | 789.5 | 4122.5161 | 3254726.4492
| 2014 | 598157531.4502 | 17402895.305 | 615560426.7552 | 640870842.0124 | 17402895.305 | 623467946.7074 | 2014 | 212401261.7379 | 12126168.6225 | 224527430.3604 | 222616332.5568 | 12126168.6225 | 210490163.9342 | 2014 | 970184488.0937 | 29688916.713 | 996483234.6811 | 975233465.7089 |  | 29688916.713 | 945544548.9959 | 2014 | 47519841.5096 | 77119.3212 | 47596960.8309 | 45984428.91 | 77119.3212 | 45907309.5888 | 2014 | 304014292.3687 | 8881058.9304 | 312895351.2991 | 310951925.9537 |  | 8881058.9304 |  | 302070867.0233 | 2014 | 266219489.74 | 13403463.6468 | 279622953.3868 | 273863425.704 | 13403463.6468 | 260459962.0573 | 2014 | 47308908.679 | 54654.6637 | 47363563.3427 | 46144675.0541 | 54654.6637 | 46090020.3905 | 2014 | 17360921.0516 | 23459.5 | 740.038 |  | 2014 | 924204.1828 | 631.25 | 1464.0858 | 924204.1828 | 2014 | 2436824.9269 | 783 | 3112.1647 | 2436824.9269
| 2015 | 593984431.476 | 17670503.5665 | 611654935.0425 | 639035391.4258 | 17670503.5665 | 621364887.8593 | 2015 | 207733154.9402 | 14136513.1406 | 221869668.0808 | 221507689.1604 | 14136513.1406 | 207371176.0198 | 2015 | 941653981.7049 | 39378471.9498 | 981032453.6548 | 985078066.4737 |  | 39378471.9498 | 945699594.5238 | 2015 | 44363940.88 | 250315.1192 | 44614255.9992 | 45155490.2725 | 250315.1192 | 44905175.1533 | 2015 | 301194469.31 | 10107708.2798 | 311302177.5898 | 312784770.2823 |  | 10107708.2798 |  | 302677062.0025 | 2015 | 241052438.81 | 15576070.6485 | 256628509.4585 | 273863425.704 | 15576070.6485 | 258287355.0556 | 2015 | 47202925.82 | 54613.5527 | 47257539.3727 | 45353512.0102 | 54613.5527 | 45298898.4575 | 2015 | 17162407.53 | 23495.25 | 730.4629 |  | 2015 | 873074.4187 | 615.75 | 1417.904 | 873074.4187 | 2015 | 2410786.2157 | 780 | 3090.7516 | 2410786.2157
| 2016 | 619568737.6866 | 21365014.0363 | 640933751.723 | 639001874.1834 | 21365014.0363 | 617636860.1471 | 2016 | 208239182.3002 | 15644268.7511 | 223883451.0513 | 221447799.349 | 15644268.7511 | 205803530.5978 | 2016 | 954879860.938 | 48212014.9837 | 1003091875.9216 | 996380067.3195 |  | 48212014.9837 | 948168052.3358 | 2016 | 44045563.99 | 423799.599 | 44469363.589 | 44474844.1558 | 423799.599 | 44051044.5568 | 2016 | 318162193.04 | 10551815.1669 | 328714008.2069 | 316497671.8559 |  | 10551815.1669 |  | 305945856.689 | 2016 | 264027087 | 17374995.2648 | 281402082.2648 | 273863425.704 | 17374995.2648 | 256488430.4392 | 2016 | 44370766.85 | 54613.5527 | 44425380.4027 | 44562348.9663 | 54613.5527 | 44507735.4136 | 2016 | 14655212.35 | 23517.5 | 623.162 | 14655212.35 | 2016 | 851684.9625 | 602 | 1414.7591 | 851684.9625 | 2016 | 2415557 | 781 | 3092.9027 | 2415557
| 2017 | 583858255.15 | 31313557.0405 | 615171812.1905 | 635364490.2525 | 31313557.0405 | 604050933.212 | 2017 | 199190042.64 | 12587931.4392 | 211777974.0792 | 217141053.5722 | 12587931.4392 | 204553122.133 | 2017 | 935689535.97 | 57125993.1576 | 992815529.1276 | 1005713677.9462 |  | 57125993.1576 | 948587684.7886 | 2017 | 44136954.4 | 610958.7836 | 44747913.1836 | 43645905.5183 | 610958.7836 | 43034946.7347 | 2017 | 299472217.16 | 10577319.4504 | 310049536.6104 | 321439560.6901 |  | 10577319.4504 |  | 310862241.2396 | 2017 | 252589949.61 | 21850499.4314 | 274440449.0414 | 273863425.704 | 21850499.4314 | 252012926.2726 | 2017 | 42875821.29 | 53078.5415 | 42928899.8315 | 43771185.9224 | 53078.5415 | 43718107.3809 | 2017 | 6962744.3 | 24143.5 | 288.39 | 6962744.3 | 2017 | 795950.62 | 554.25 | 1436.0859 | 795950.62 | 2017 | 2368616.32 | 769 | 3080.1253 | 2368616.32
| 2018 | 636798570.5095 | 35017205.7592 | 671815776.2687 | 633529039.6659 | 35017205.7592 | 598511833.9067 | 2018 | 203075206.3242 | 10202533.0797 | 213277739.4039 | 215139978.4787 | 10202533.0797 | 204937445.3991 | 2018 | 936712309.4651 | 74791634.1404 | 1011503943.6055 | 1015204283.751 |  | 74791634.1404 | 940412649.6107 | 2018 | 41120567.09 | 1036492.6616 | 42157059.7516 | 42816966.8807 | 1036492.6616 | 41780474.2191 | 2018 | 311285837.95 | 11678969.9144 | 322964807.8644 | 326215760.9117 |  | 10176303.13 |  | 316039457.7817 | 2018 | 254635666.93 | 26633506.4922 | 281269173.4222 | 273863425.704 | 26633506.4922 | 247229919.2119 | 2018 | 45402739.36 | 365392.6498 | 45768132.0098 | 42980022.8785 | 365392.6498 | 42614630.2287 | 2018 | 6467781.08 | 24283.5 | 266.3447 | 6467781.08 | 2018 | 768231.7202 | 532.75 | 1442.0117 | 768231.7202 | 2018 | 2266364.23 | 726.5 | 3119.5654 | 2266364.23
| 2019 |  |  |  | 631693589.0793 | 34942853.3746 | 596750735.7047 | 2019 |  |  |  | 214153144.4364 | 9691813.5047 | 204461330.9317 | 2019 |  |  |  | 1021983848.1973 |  | 72356933.9356 | 949626914.2617 | 2019 |  |  |  | 41988028.2432 | 1035458.2903 | 40952569.9529 | 2019 |  |  |  | 333474669.5556 |  | 10140059.5175 |  | 323334610.0381 | 2019 |  |  |  | 273863425.704 | 26352850.6331 | 247510575.071 | 2019 |  |  |  | 42188859.8346 | 365392.6536 | 41823467.181 | 2019 |  | 24313.5502 | 266.3447 | 6475784.8006 | 2019 |  | 519.4818 | 1442.0117 | 749098.8481 | 2019 |  | 715.8216 | 3119.5654 | 2233052.2918
| 2020 |  |  |  | 631660071.8369 | 33776666.1726 | 597883405.6643 | 2020 |  |  |  | 212519007.6385 | 9317123.8277 | 203201883.8108 | 2020 |  |  |  | 1027716319.4031 | -3243387.9461 | 67992626.6173 | 959723692.7858 | 2020 |  |  |  | 41159089.6056 | 1032122.3204 | 40126967.2852 | 2020 |  |  |  | 275076160.5592 | -61567962.7075 | 8470851.7025 | -1469214.7298 | 266605308.8568 | 2020 |  |  |  | 273863425.704 | 26000175.2919 | 247863250.4122 | 2020 |  |  |  | 41397696.7907 | 360261.2624 | 41037435.5283 | 2020 |  | 24343.6377 | 266.3447 | 6483798.4257 | 2020 |  | 506.5441 | 1442.0117 | 730442.4817 | 2020 |  | 705.3002 | 3119.5654 | 2200229.9859
April17-March18
[54 empty] | 6408317.08 | *Full post-LED conversion year

## kW Forecast 20 yr Trend
| GS>50 |  |  |  |  | Intermediate |  |  |  |  | Large Use |  |  |  |  | Large Use 3TS |  |  |  |  | Large Use FA |  |  |  |  | Street Light |  |  |  |  | Sentinel
| Year | kWh | kW | Ratio | Ratio Moving Average | Year | kWh | kW | Ratio | Ratio Moving Average | Year | kWh | kW | Ratio | Ratio Moving Average | Year | kWh | kW | Ratio | Ratio Moving Average | Year | kWh | kW | Ratio | Ratio Moving Average | Year | kWh | kW | Ratio | Ratio Moving Average | Year | kWh | kW | Ratio | Ratio Moving Average
|  | A | B | C = B / A |  |  | A | B | C = B / A |  |  | A | B | C = B / A |  |  | A | B | C = B / A |  |  | A | B | C = B / A |  |  | A | B | C = B / A |  |  | A | B | C = B / A
| 2009 | 906614904.728 | 2411400.2174 | 0.0026598 |  | 2009 | 51306801.945 | 130057.3133 | 0.0025349 |  | 2009 | 271865804.3022 | 550085.4305 | 0.0020234 |  | 2009 | 253823156.0712 | 739222.9248 | 0.0029124 |  | 2009 | 50208448.7278 | 95070.4148 | 0.0018935 |  | 2009 | 16930327.9662 | 48739.06 | 0.0028788 |  | 2009 | 992473.3479 | 2749.4739 | 0.0027703
| 2010 | 943095058.8294 | 2412320.5319 | 0.0025579 |  | 2010 | 49071887.8829 | 130265.6771 | 0.0026546 |  | 2010 | 295089951.2561 | 579239.6256 | 0.0019629 |  | 2010 | 287197655.7575 | 698063.1407 | 0.0024306 |  | 2010 | 54756020.2974 | 99529.3094 | 0.0018177 |  | 2010 | 16997068.5576 | 48810.08 | 0.0028717 |  | 2010 | 953516.903 | 2624.2302 | 0.0027522
Actual | 2011 | 949533128.0451 | 2435756.552 | 0.0025652 | 0.0025943 | 2011 | 48794571.1505 | 130751.7097 | 0.0026796 | 0.002623 | 2011 | 320621511.3267 | 598591.0492 | 0.001867 | 0.0019511 | 2011 | 265542337.9139 | 574891.8717 | 0.002165 | 0.0025026 | 2011 | 41936988.3051 | 77154.6135 | 0.0018398 | 0.0018503 | 2011 | 17061700.8538 | 49249.5 | 0.0028866 | 0.002879 | 2011 | 908472.844 | 2565.8749 | 0.0028244 | 0.0027823
CDM Added | 2012 | 941638530.0649 | 2427537.8839 | 0.002578 | 0.002567 | 2012 | 45768539.7379 | 127750.5484 | 0.0027912 | 0.0027085 | 2012 | 304746367.4582 | 566690.5948 | 0.0018595 | 0.0018965 | 2012 | 280858035.0979 | 559020.8004 | 0.0019904 | 0.0021953 | 2012 | 45336838.9316 | 81689.1619 | 0.0018018 | 0.0018198 | 2012 | 17377866.279 | 49565.56 | 0.0028522 | 0.0028702 | 2012 | 908923.3789 | 2495.6537 | 0.0027457 | 0.0027741
| 2013 | 948224332.7811 | 2556408.0255 | 0.002696 | 0.0026131 | 2013 | 45666584.4262 | 129021.0999 | 0.0028253 | 0.0027654 | 2013 | 295185913.8055 | 557388.8766 | 0.0018883 | 0.0018716 | 2013 | 265541554.2418 | 535816.2172 | 0.0020178 | 0.0020577 | 2013 | 48126674.8124 | 85550.8282 | 0.0017776 | 0.0018064 | 2013 | 17283102.4428 | 49480.34 | 0.0028629 | 0.0028672 | 2013 | 887747.7703 | 2438.7616 | 0.0027471 | 0.0027724
| 2014 | 970184488.0937 | 2368008.03 | 0.0024408 | 0.0025716 | 2014 | 47519841.5096 | 131071.55 | 0.0027582 | 0.0027916 | 2014 | 304014292.3687 | 557415.25 | 0.0018335 | 0.0018604 | 2014 | 266219489.74 | 524555.2 | 0.0019704 | 0.0019929 | 2014 | 47308908.679 | 86734.08 | 0.0018334 | 0.0018043 | 2014 | 17360921.0516 | 49412.19 | 0.0028462 | 0.0028538 | 2014 | 924204.1828 | 2541.5786 | 0.00275 | 0.0027476
| 2015 | 941653981.7049 | 2413020.58 | 0.0025625 | 0.0025664 | 2015 | 44363940.88 | 128585.57 | 0.0028984 | 0.0028273 | 2015 | 301194469.31 | 559320.55 | 0.001857 | 0.0018596 | 2015 | 241052438.81 | 487724.93 | 0.0020233 | 0.0020038 | 2015 | 47202925.82 | 82844.53 | 0.0017551 | 0.0017887 | 2015 | 17162407.53 | 49145.37 | 0.0028635 | 0.0028576 | 2015 | 873074.4187 | 2447.9 | 0.0028038 | 0.002767
| 2016 | 954879860.938 | 2436984.27 | 0.0025521 | 0.0025185 | 2016 | 44045563.99 | 130216.19 | 0.0029564 | 0.002871 | 2016 | 318162193.04 | 576548.01 | 0.0018121 | 0.0018342 | 2016 | 264027087 | 515986.85 | 0.0019543 | 0.0019827 | 2016 | 44370766.85 | 74821.62 | 0.0016863 | 0.0017582 | 2016 | 14655212.35 | 43202.96 | 0.002948 | 0.0028859 | 2016 | 851684.9625 | 2364.69 | 0.0027765 | 0.0027768
| 2017 | 935689535.97 | 2393115.89 | 0.0025576 | 0.0025574 | 2017 | 44136954.4 | 133091.58 | 0.0030154 | 0.0029567 | 2017 | 299472217.16 | 548063.93 | 0.0018301 | 0.0018331 | 2017 | 252589949.61 | 495653.43 | 0.0019623 | 0.00198 | 2017 | 42875821.29 | 70873.78 | 0.001653 | 0.0016981 | 2017 | 6962744.3 | 19819.26 | 0.0028465 | 0.002886 | 2017 | 795950.62 | 2229.64 | 0.0028012 | 0.0027938
| 2018 | 936712309.4651 | 2385326.37 | 0.0025465 | 0.0025521 | 2018 | 41120567.09 | 128455.82 | 0.0031239 | 0.0030319 | 2018 | 311285837.95 | 568092.82 | 0.001825 | 0.0018224 | 2018 | 254635666.93 | 494552.83 | 0.0019422 | 0.0019529 | 2018 | 45402739.36 | 73849.09 | 0.0016265 | 0.0016553 | 2018 | 6467781.08 | 18707.3 | 0.0028924 | 0.0028956 | 2018 | 768231.7202 | 2141.57 | 0.0027877 | 0.0027885
|  | kWh Normalized | kW Normalized |  | Ratio Trend |  | kWh Normalized | kW Normalized |  | Ratio Trend |  | kWh Normalized | kW Normalized |  | Ratio Trend |  | kWh Normalized | kW Normalized |  | Ratio Trend |  | kWh Normalized | kW Normalized |  | Ratio Trend |  | kWh Normalized | kW Normalized |  | Ratio Trend |  | kWh Normalized | kW Normalized |  | Ratio Trend
|  | D | F = D * E |  | E |  | D | F = D * E |  | E |  | D | F = D * E |  | E |  | D | F = D * E |  | E |  | D | F = D * E |  | E |  | D | F = D * E |  | E |  | D | F = D * E |  | E
Ratio | 2018 | 940412649.6107 | 2389773.6286 |  | 0.0025412 | 2018 | 41780474.2191 | 125659.0683 |  | 0.0030076 | 2018 | 316039457.7817 | 572240.3735 |  | 0.0018107 | 2018 | 247229919.2119 | 482911.9528 |  | 0.0019533 | 2018 | 42614630.2287 | 71291.4247 |  | 0.0016729 | 2018 | 6467781.08 | 18728.1373 |  | 0.0028956 | 2018 | 768231.7202 | 2142.1821 |  | 0.0027885
Trend | 2019 | 949626914.2617 | 2406038.8693 |  | 0.0025337 | 2019 | 40952569.9529 | 125341.4955 |  | 0.0030607 | 2019 | 323334610.0381 | 580326.7882 |  | 0.0017948 | 2019 | 247510575.071 | 479330.7355 |  | 0.0019366 | 2019 | 41823467.181 | 68647.9567 |  | 0.0016414 | 2019 | 6475784.8006 | 18751.3129 |  | 0.0028956 | 2019 | 749098.8481 | 2088.8309 |  | 0.0027885
| 2020 | 959723692.7858 | 2424394.7083 |  | 0.0025261 | 2020 | 40126967.2852 | 124943.2527 |  | 0.0031137 | 2020 | 266605308.8568 | 474284.1513 |  | 0.001779 | 2020 | 247863250.4122 | 475878.4252 |  | 0.0019199 | 2020 | 41037435.5283 | 66062.6859 |  | 0.0016098 | 2020 | 6483798.4257 | 18774.5172 |  | 0.0028956 | 2020 | 730442.4817 | 2036.8084 |  | 0.0027885
Forecast | 2018 | 940412649.6107 | 2389773.6286 |  |  | 2018 | 41780474.2191 | 125659.0683 |  |  | 2018 | 316039457.7817 | 572240.3735 |  |  | 2018 | 247229919.2119 | 482911.9528 |  |  | 2018 | 42614630.2287 | 71291.4247 |  |  | 2018 | 6467781.08 | 18728.1373 |  |  | 2018 | 768231.7202 | 2142.1821
CDM | 2019 | 949626914.2617 | 2406038.8693 |  |  | 2019 | 40952569.9529 | 125341.4955 |  |  | 2019 | 323334610.0381 | 580326.7882 |  |  | 2019 | 247510575.071 | 479330.7355 |  |  | 2019 | 41823467.181 | 68647.9567 |  |  | 2019 | 6475784.8006 | 18751.3129 |  |  | 2019 | 749098.8481 | 2088.8309
Removed | 2020 | 959723692.7858 | 2424394.7083 |  |  | 2020 | 40126967.2852 | 124943.2527 |  |  | 2020 | 266605308.8568 | 474284.1513 |  |  | 2020 | 247863250.4122 | 475878.4252 |  |  | 2020 | 41037435.5283 | 66062.6859 |  |  | 2020 | 6483798.4257 | 18774.5172 |  |  | 2020 | 730442.4817 | 2036.8084

## Summary Tables 20yr Trend
Normal Forecast
kWh | 2012 Actual | 2013 Actual | 2014 Actual | 2015 Actual | 2016 Actual | 2017 Actual | 2018 Actual | 2018 Normalized | 2019 Forecast | 2020 Forecast
Residential | 631309635.8446 | 617011740.7937 | 598157531.4502 | 593984431.476 | 619568737.6866 | 583858255.15 | 636798570.5095 | 598511833.9067 | 596750735.7047 | 597883405.6643
GS < 50 | 216236228.6937 | 217023476.4837 | 212401261.7379 | 207733154.9402 | 208239182.3002 | 199190042.64 | 203075206.3242 | 204937445.3991 | 204461330.9317 | 203201883.8108
GS > 50 | 941638530.0649 | 948224332.7811 | 970184488.0937 | 941653981.7049 | 954879860.938 | 935689535.97 | 936712309.4651 | 940412649.6107 | 949626914.2617 | 959723692.7858
Intermediate | 45768539.7379 | 45666584.4262 | 47519841.5096 | 44363940.88 | 44045563.99 | 44136954.4 | 41120567.09 | 41780474.2191 | 40952569.9529 | 40126967.2852
Large User | 304746367.4582 | 295185913.8055 | 304014292.3687 | 301194469.31 | 318162193.04 | 299472217.16 | 311285837.95 | 316039457.7817 | 323334610.0381 | 266605308.8568
Large Use 3TS | 280858035.0979 | 265541554.2418 | 266219489.74 | 241052438.81 | 264027087 | 252589949.61 | 254635666.93 | 247229919.2119 | 247510575.071 | 247863250.4122
Large Use FA | 45336838.9316 | 48126674.8124 | 47308908.679 | 47202925.82 | 44370766.85 | 42875821.29 | 45402739.36 | 42614630.2287 | 41823467.181 | 41037435.5283
Street Light | 17377866.279 | 17283102.4428 | 17360921.0516 | 17162407.53 | 14655212.35 | 6962744.3 | 6467781.08 | 6467781.08 | 6475784.8006 | 6483798.4257
Sentinel Light | 908923.3789 | 887747.7703 | 924204.1828 | 873074.4187 | 851684.9625 | 795950.62 | 768231.7202 | 768231.7202 | 749098.8481 | 730442.4817
USL | 3485917.9891 | 3254726.4492 | 2436824.9269 | 2410786.2157 | 2415557 | 2368616.32 | 2266364.23 | 2266364.23 | 2233052.2918 | 2200229.9859
Total | 2487666883.4758 | 2458205854.0067 | 2466527763.7404 | 2397631611.1056 | 2471215846.1173 | 2367940087.46 | 2438533274.659 | 2401028787.3881 | 2413918139.0816 | 2365856415.2365
CDM Adjusted
kWh | 2020 Weather Normal Forecast | CDM Adjustment | 2020 CDM Adjusted Forecast
Residential | 597883405.6643 | 799100.4426 | 597084305.2217
GS < 50 | 203201883.8108 | 1946095.1631 | 201255788.6477
GS > 50 | 959723692.7858 | 29912137.642 | 929811555.1437
Intermediate | 40126967.2852 | 373463.4013 | 39753503.8838
Large User | 266605308.8568 | 29281043.316 | 237324265.5408
Large Use 3TS | 247863250.4122 | 2928947.3757 | 244934303.0365
Large Use FA | 41037435.5283 | 936815.6171 | 40100619.9112
Street Light | 6483798.4257 | 0 | 6483798.4257
Sentinel Light | 730442.4817 | 0 | 730442.4817
USL | 2200229.9859 | 0 | 2200229.9859
Total | 2365856415.2365 | 66177602.9578 | 2299678812.2787
Normal Forecast
kW | 2012 Actual | 2013 Actual | 2014 Actual | 2015 Actual | 2016 Actual | 2017 Actual | 2018 Actual | 2018 Forecast | 2019 Forecast | 2020 Forecast
GS > 50 | 2427537.8839 | 2556408.0255 | 2368008.03 | 2413020.58 | 2436984.27 | 2393115.89 | 2385326.37 | 2389773.6286 | 2406038.8693 | 2424394.7083
Intermediate | 127750.5484 | 129021.0999 | 131071.55 | 128585.57 | 130216.19 | 133091.58 | 128455.82 | 125659.0683 | 125341.4955 | 124943.2527
Large User | 566690.5948 | 557388.8766 | 557415.25 | 559320.55 | 576548.01 | 548063.93 | 568092.82 | 572240.3735 | 580326.7882 | 474284.1513
Large Use 3TS | 559020.8004 | 535816.2172 | 524555.2 | 487724.93 | 515986.85 | 495653.43 | 494552.83 | 482911.9528 | 479330.7355 | 475878.4252
Large Use FA | 81689.1619 | 85550.8282 | 86734.08 | 82844.53 | 74821.62 | 70873.78 | 73849.09 | 71291.4247 | 68647.9567 | 66062.6859
Street Light | 49565.56 | 49480.34 | 49412.19 | 49145.37 | 43202.96 | 19819.26 | 18707.3 | 18728.1373 | 18751.3129 | 18774.5172
Sentinel Light | 2495.6537 | 2438.7616 | 2541.5786 | 2447.9 | 2364.69 | 2229.64 | 2141.57 | 2142.1821 | 2088.8309 | 2036.8084
Total | 3814750.2032 | 3916104.1489 | 3719737.8786 | 3723089.43 | 3780124.59 | 3662847.51 | 3671125.8 | 3662746.7674 | 3680525.9891 | 3586374.549
CDM Adjusted
kW | 2020 Weather Normal Forecast | CDM Adjustment | 2020 CDM Adjusted Forecast
GS > 50 | 2424394.7083 | 75606.9054 | 2348787.8029
Intermediate | 124943.2527 | 1162.8522 | 123780.4005
Large User | 474284.1513 | 52090.241 | 422193.9103
Large Use 3TS | 475878.4252 | 5623.3543 | 470255.071
Large Use FA | 66062.6859 | 1508.1 | 64554.5859
Street Light | 18774.5172 | 0 | 18774.5172
Sentinel Light | 2036.8084 | 0 | 2036.8084
Total | 3586374.549 | 135991.4528 | 3450383.0963
Customers / Connections
kW | 2012 Actual | 2013 Actual | 2014 Actual | 2015 Actual | 2016 Actual | 2017 Actual | 2018 Forecast | 2019 Forecast | 2020 Forecast
Residential | 77099 | 77452.25 | 77949.5 | 78320.5 | 78812 | 79324.5 | 79466 | 79811.968 | 80159.4423
GS < 50 | 6922 | 6945.5 | 7014 | 7054.5 | 7079.5 | 7108.75 | 7104 | 7119.0186 | 7134.069
GS > 50 | 1179.25 | 1179.25 | 1209.25 | 1228.75 | 1245 | 1251.25 | 1254.25 | 1263.3194 | 1272.4544
Intermediate | 3 | 3 | 3 | 3 | 3 | 3 | 3 | 3 | 3
Large User | 6 | 6 | 6 | 6 | 6 | 6 | 6 | 6 | 5
Large Use 3TS | 2.5 | 2 | 2 | 2 | 2 | 2 | 2 | 2 | 2
Large Use FA | 1 | 1 | 1 | 1 | 1 | 1 | 1 | 1 | 1
Street Light | 23358 | 23385.5 | 23459.5 | 23495.25 | 23517.5 | 24143.5 | 24283.5 | 24313.5502 | 24343.6377
Sentinel Light | 660.5 | 641.25 | 631.25 | 615.75 | 602 | 554.25 | 532.75 | 519.4818 | 506.5441
USL | 794 | 789.5 | 783 | 780 | 781 | 769 | 726.5 | 715.8216 | 705.3002
Total | 110025.25 | 110405.25 | 111058.5 | 111506.75 | 112049 | 113163.25 | 113379 | 113755.1597 | 114132.4476